215931749 | Central HP <5.4 tons | COMFORTMAKER | HRCU-A-CB (Split System: Heat Pump with Remote Outdoor Unit-Air-Source) | C5H3V60*K*AAA* |  |  | EA*5X61M24A*+WALLCON | *97CMN0802120B* | 56500 | 18.5 | 8.5 | 60500 | 46500 | 76.86% | 2.02 | 0 | 11 |  |  |  | No | R-454B | 4.7083 | Residential & Commercial | Ducted CEE Tier 1
215931829 | Central HP <5.4 tons | COMFORTMAKER | HRCU-A-CB (Split System: Heat Pump with Remote Outdoor Unit-Air-Source) | C5H3V60*K*AAA* |  |  | ESH5X60M12A*+WALLCON | *80CTL0902120B* | 56500 | 18 | 8.1 | 61000 | 45500 | 74.59% | 2 | 0 | 11.5 |  |  |  | No | R-454B | 4.7083 | Residential & Commercial | Ducted CEE Tier 1
214242980 | Central HP <5.4 tons | COMFORTMAKER | HRCU-A-CB (Split System: Heat Pump with Remote Outdoor Unit-Air-Source) | CVH825GKA2* |  |  | EN(A,D,W)4X42L21**+WALLCON | *80CTL0901716B* | 23800 | 16.5 | 8.1 | 21400 | 16700 | 78.04% | 1.96 | 0 | 11 |  |  |  | No | R-410A | 1.9833 | Residential & Commercial | Ducted CEE Tier 1
214243050 | Central HP <5.4 tons | COMFORTMAKER | HRCU-A-CB (Split System: Heat Pump with Remote Outdoor Unit-Air-Source) | CVH825GKA2* |  |  | EN(A,D,W)4X42L21**+WALLCON | *96CTN0601714B* | 23600 | 16 | 8.1 | 21600 | 16700 | 77.31% | 1.94 | 0 | 11 |  |  |  | No | R-410A | 1.9667 | Residential & Commercial | Ducted CEE Tier 1
206136175 | Central HP <5.4 tons | BRYANT HEATING AND COOLING SYSTEMS | HRCU-A-CB (Split System: Heat Pump with Remote Outdoor Unit-Air-Source) | 288BNV037*0**A* |  |  | CAP**4821AL*+UI | 935CA66100C21*** | 32400 | 17.5 | 8.5 | 32600 | 24800 | 76.07% | 2 | 12 | 11.5 |  |  |  | No | R-410A | 2.7 | Residential & Commercial | Ducted CEE Tier 1
206136275 | Central HP <5.4 tons | BRYANT HEATING AND COOLING SYSTEMS | HRCU-A-CB (Split System: Heat Pump with Remote Outdoor Unit-Air-Source) | 288BNV037*0**A* |  |  | CNPV*4821AL*+UI | 935CA60080C21*** | 32400 | 17.5 | 8.1 | 32800 | 24800 | 75.61% | 1.96 | 12 | 11.7 |  |  |  | No | R-410A | 2.7 | Residential & Commercial | Ducted CEE Tier 1
206136341 | Central HP <5.4 tons | BRYANT HEATING AND COOLING SYSTEMS | HRCU-A-CB (Split System: Heat Pump with Remote Outdoor Unit-Air-Source) | 288BNV037*0**A* |  |  | CSPH*4212AL*+UI | 935CA66100C21*** | 32600 | 17 | 8.1 | 33000 | 24800 | 75.15% | 1.96 | 11.5 | 11 |  |  |  | No | R-410A | 2.7167 | Residential & Commercial | Ducted CEE Tier 1
215938387 | Central HP <5.4 tons | AIRQUEST | HRCU-A-CB (Split System: Heat Pump with Remote Outdoor Unit-Air-Source) | H5H3V48*K*AAA* |  |  | EVD5X60M24A*+WALLCON | *96CTN1002122B* | 45500 | 20.5 | 8.1 | 52500 | 38000 | 72.38% | 1.9 | 0 | 11.5 |  |  |  | No | R-454B | 3.7917 | Residential & Commercial | Ducted CEE Tier 1
204299066 | Central HP <5.4 tons | BRYANT HEATING AND COOLING SYSTEMS | HRCU-A-CB (Split System: Heat Pump with Remote Outdoor Unit-Air-Source) | 288BNV037*0**A* |  |  | CAP**4224AL*+UI | 88*TA60090C21*** | 31800 | 17.5 | 8.1 | 33200 | 24400 | 73.49% | 1.9 | 11 | 11.5 |  |  |  | No | R-410A | 2.65 | Residential & Commercial | Ducted CEE Tier 1
204299086 | Central HP <5.4 tons | BRYANT HEATING AND COOLING SYSTEMS | HRCU-A-CB (Split System: Heat Pump with Remote Outdoor Unit-Air-Source) | 288BNV037*0**A* |  |  | CAP**4224AL*+UI | 986TC66120C24*** | 31800 | 17.5 | 8.1 | 33000 | 24400 | 73.94% | 1.9 | 11 | 11.5 |  |  |  | No | R-410A | 2.65 | Residential & Commercial | Ducted CEE Tier 1
204299184 | Central HP <5.4 tons | BRYANT HEATING AND COOLING SYSTEMS | HRCU-A-CB (Split System: Heat Pump with Remote Outdoor Unit-Air-Source) | 288BNV037*0**A* |  |  | CAP**4321AL*+UI | 987MB66100C21*** | 33000 | 17.5 | 8.5 | 33000 | 25200 | 76.36% | 2 | 12 | 11.7 |  |  |  | No | R-410A | 2.75 | Residential & Commercial | Ducted CEE Tier 1
212290955 | Central HP <5.4 tons | GOETTL | HRCU-A-CB (Split System: Heat Pump with Remote Outdoor Unit-Air-Source) | ASZS601810A* |  |  | CA*EA1818*4A* | A*VC960603BNB* | 16600 | 17.5 | 8.5 | 17400 | 13000 | 74.71% | 2.1 | 0 | 10.9 |  |  |  | No | R-410A | 1.3833 | Residential & Commercial | Ducted CEE Tier 1
212290966 | Central HP <5.4 tons | GOETTL | HRCU-A-CB (Split System: Heat Pump with Remote Outdoor Unit-Air-Source) | ASZS601810A* |  |  | CA*EA2422*4A* | A*VS960603BUA* | 16600 | 17.5 | 8.5 | 17400 | 13000 | 74.71% | 2.1 | 0 | 10.9 |  |  |  | No | R-410A | 1.3833 | Residential & Commercial | Ducted CEE Tier 1
215941597 | Central HP <5.4 tons | AIRQUEST | HRCU-A-CB (Split System: Heat Pump with Remote Outdoor Unit-Air-Source) | H5H3V48*K*AAA* |  |  | EVD5X48M24A*+WALLCON | *97CTN0802120A* | 44500 | 20 | 8.1 | 52000 | 38000 | 73.08% | 1.9 | 0 | 11 |  |  |  | No | R-454B | 3.7083 | Residential & Commercial | Ducted CEE Tier 1
204298894 | Central HP <5.4 tons | BRYANT HEATING AND COOLING SYSTEMS | HRCU-A-CB (Split System: Heat Pump with Remote Outdoor Unit-Air-Source) | 288BNV037*0**A* |  |  | CAP**3721AL*+UI | 987MB66100C21*** | 33000 | 17.5 | 8.5 | 33000 | 25200 | 76.36% | 2 | 12 | 11.7 |  |  |  | No | R-410A | 2.75 | Residential & Commercial | Ducted CEE Tier 1
204299026 | Central HP <5.4 tons | BRYANT HEATING AND COOLING SYSTEMS | HRCU-A-CB (Split System: Heat Pump with Remote Outdoor Unit-Air-Source) | 288BNV037*0**A* |  |  | CAP**4221AL*+UI | 88*TA48090C17*** | 31800 | 17.5 | 8.5 | 33000 | 24400 | 73.94% | 1.9 | 12 | 11.7 |  |  |  | No | R-410A | 2.65 | Residential & Commercial | Ducted CEE Tier 1
206135673 | Central HP <5.4 tons | BRYANT HEATING AND COOLING SYSTEMS | HRCU-A-CB (Split System: Heat Pump with Remote Outdoor Unit-Air-Source) | 288BNV037*0**A* |  |  | CAP**3721AL*+UI | 83*CA60100C21*** | 32800 | 17 | 8.5 | 33000 | 25200 | 76.36% | 1.96 | 12 | 11 |  |  |  | No | R-410A | 2.7333 | Residential & Commercial | Ducted CEE Tier 1
212290958 | Central HP <5.4 tons | GOETTL | HRCU-A-CB (Split System: Heat Pump with Remote Outdoor Unit-Air-Source) | ASZS601810A* |  |  | CA*EA1818*4A* | A*VC800804C*A* | 16600 | 17.5 | 8.5 | 17400 | 13000 | 74.71% | 2.1 | 0 | 10.9 |  |  |  | No | R-410A | 1.3833 | Residential & Commercial | Ducted CEE Tier 1
212290974 | Central HP <5.4 tons | GOETTL | HRCU-A-CB (Split System: Heat Pump with Remote Outdoor Unit-Air-Source) | ASZS601810A* |  |  | CA*EA2422*4A* | A*VC960804CNB* | 16600 | 17.5 | 8.5 | 17400 | 13000 | 74.71% | 2.1 | 0 | 10.9 |  |  |  | No | R-410A | 1.3833 | Residential & Commercial | Ducted CEE Tier 1
215931509 | Central HP <5.4 tons | COMFORTMAKER | HRCU-A-CB (Split System: Heat Pump with Remote Outdoor Unit-Air-Source) | C5H3V48*K*AAA* |  |  | FCMA5B60L0D*+WALLCON |  | 46500 | 23 | 9.5 | 48000 | 35600 | 74.17% | 1.98 | 0 | 12.5 |  |  |  | No | R-454B | 3.875 | Residential & Commercial | Ducted CEE Tier 1
215941027 | Central HP <5.4 tons | AIRQUEST | HRCU-A-CB (Split System: Heat Pump with Remote Outdoor Unit-Air-Source) | H5H3V48*K*AAA* |  |  | EA*5X60M24A*+WALLCON | *97CTN1202422A* | 44500 | 21 | 9.5 | 48000 | 36400 | 75.83% | 2 | 0 | 11 |  |  |  | No | R-454B | 3.7083 | Residential & Commercial | Ducted CEE Tier 1
206135773 | Central HP <5.4 tons | BRYANT HEATING AND COOLING SYSTEMS | HRCU-A-CB (Split System: Heat Pump with Remote Outdoor Unit-Air-Source) | 288BNV037*0**A* |  |  | CAP**4821AL*+UI | 83*CA48060C17*** | 32200 | 17 | 8.1 | 32600 | 25000 | 76.69% | 1.96 | 12 | 11 |  |  |  | No | R-410A | 2.6833 | Residential & Commercial | Ducted CEE Tier 1
206136105 | Central HP <5.4 tons | BRYANT HEATING AND COOLING SYSTEMS | HRCU-A-CB (Split System: Heat Pump with Remote Outdoor Unit-Air-Source) | 288BNV037*0**A* |  |  | CAP**4221AL*+UI | 935CA66100C21*** | 31800 | 17.5 | 8.1 | 33000 | 24400 | 73.94% | 1.9 | 11.5 | 11 |  |  |  | No | R-410A | 2.65 | Residential & Commercial | Ducted CEE Tier 1
204298898 | Central HP <5.4 tons | BRYANT HEATING AND COOLING SYSTEMS | HRCU-A-CB (Split System: Heat Pump with Remote Outdoor Unit-Air-Source) | 288BNV037*0**A* |  |  | CAP**3721AL*+UI | 986TC66100C21*** | 33000 | 17.5 | 8.5 | 33000 | 25200 | 76.36% | 2 | 12 | 11.7 |  |  |  | No | R-410A | 2.75 | Residential & Commercial | Ducted CEE Tier 1
204299246 | Central HP <5.4 tons | BRYANT HEATING AND COOLING SYSTEMS | HRCU-A-CB (Split System: Heat Pump with Remote Outdoor Unit-Air-Source) | 288BNV037*0**A* |  |  | CAP**4821AL*+UI | 986TC42080C17*** | 32200 | 17 | 8.1 | 32800 | 25200 | 76.83% | 1.96 | 11.5 | 11 |  |  |  | No | R-410A | 2.6833 | Residential & Commercial | Ducted CEE Tier 1
215678272 | Central HP <5.4 tons | TEMPSTAR | HRCU-A-CB (Split System: Heat Pump with Remote Outdoor Unit-Air-Source) | T5H0V24*K*AAA* |  |  | EA*5X30M17A*+WALLCON | *80CSU0401712B* | 23200 | 17 | 8.5 | 23600 | 16600 | 70.34% | 1.98 | 0 | 10 |  |  |  | No | R-454B | 1.9333 | Residential & Commercial | Ducted CEE Tier 1
215678372 | Central HP <5.4 tons | TEMPSTAR | HRCU-A-CB (Split System: Heat Pump with Remote Outdoor Unit-Air-Source) | T5H0V24*K*AAA* |  |  | EA*5X37M17A*+WALLCON | *97CTN0601716A* | 23600 | 16.5 | 9 | 23600 | 16600 | 70.34% | 1.98 | 0 | 10 |  |  |  | No | R-454B | 1.9667 | Residential & Commercial | Ducted CEE Tier 1
214243180 | Central HP <5.4 tons | COMFORTMAKER | HRCU-A-CB (Split System: Heat Pump with Remote Outdoor Unit-Air-Source) | CVH825GKA2* |  |  | EN(A,D,W)4X48L21**+WALLCON | *96CTN0801714B* | 24000 | 17 | 8.1 | 21400 | 16600 | 77.57% | 2 | 0 | 11 |  |  |  | No | R-410A | 2 | Residential & Commercial | Ducted CEE Tier 1
214243230 | Central HP <5.4 tons | COMFORTMAKER | HRCU-A-CB (Split System: Heat Pump with Remote Outdoor Unit-Air-Source) | CVH825GKA2* |  |  | EN(A,D)4X48L24**+WALLCON | *97CMN1002122B* | 24200 | 17 | 8.1 | 21200 | 16600 | 78.3% | 2.02 | 0 | 11.5 |  |  |  | No | R-410A | 2.0167 | Residential & Commercial | Ducted CEE Tier 1
214626034 | Central HP <5.4 tons | LENNOX | HRCU-A-CB (Split System: Heat Pump with Remote Outdoor Unit-Air-Source) | SL25XPV-024-230A** |  |  | CK40HT-42C-0*+TDR | EL296UH110XV48C* | 22200 | 21.2 | 9.3 | 21400 | 20200 | 94.39% | 1.9 | 0 | 14.5 |  |  |  | No | R-410A | 1.85 | Residential & Commercial | Ducted CEE Tier 1
214626053 | Central HP <5.4 tons | LENNOX | HRCU-A-CB (Split System: Heat Pump with Remote Outdoor Unit-Air-Source) | SL25XPV-024-230A** |  |  | CK40CT-36B-0*+TDR | SL280UH090XV48B* | 22400 | 22 | 9.3 | 21600 | 20400 | 94.44% | 1.84 | 0 | 14.5 |  |  |  | No | R-410A | 1.8667 | Residential & Commercial | Ducted CEE Tier 1
215941077 | Central HP <5.4 tons | AIRQUEST | HRCU-A-CB (Split System: Heat Pump with Remote Outdoor Unit-Air-Source) | H5H3V48*K*AAA* |  |  | EA*5X61M21A*+WALLCON | *97CTN0802120A* | 45000 | 21 | 9.5 | 48500 | 37000 | 76.29% | 2 | 0 | 11 |  |  |  | No | R-454B | 3.75 | Residential & Commercial | Ducted CEE Tier 1
215940977 | Central HP <5.4 tons | AIRQUEST | HRCU-A-CB (Split System: Heat Pump with Remote Outdoor Unit-Air-Source) | H5H3V48*K*AAA* |  |  | EA*5X48M21A*+WALLCON | *97CTN0802120A* | 43500 | 20.5 | 9.5 | 48000 | 36600 | 76.25% | 1.92 | 0 | 10.5 |  |  |  | No | R-454B | 3.625 | Residential & Commercial | Ducted CEE Tier 1
215941177 | Central HP <5.4 tons | AIRQUEST | HRCU-A-CB (Split System: Heat Pump with Remote Outdoor Unit-Air-Source) | H5H3V48*K*AAA* |  |  | ESH5X48M12A*+WALLCON | *97CTN0802120A* | 44000 | 20 | 9 | 48500 | 36600 | 75.46% | 1.8 | 0 | 10.5 |  |  |  | No | R-454B | 3.6667 | Residential & Commercial | Ducted CEE Tier 1
206788614 | Central HP <5.4 tons | CARRIER | HRCU-A-CB (Split System: Heat Pump with Remote Outdoor Unit-Air-Source) | 25VNA436A*031* |  |  | CAP**4224AL*+UI | 59MN7B060C21**20 | 32800 | 18.5 | 9 | 35600 | 26800 | 75.28% | 1.98 | 12 | 11 |  |  |  | No | R-410A | 2.7333 | Residential & Commercial | Ducted CEE Tier 1
206788732 | Central HP <5.4 tons | CARRIER | HRCU-A-CB (Split System: Heat Pump with Remote Outdoor Unit-Air-Source) | 25VNA436A*031* |  |  | CNPV*6024AL*+UI | 59TN6B120C24**22 | 34400 | 20.5 | 9 | 34800 | 25400 | 72.99% | 2.02 | 13 | 12.5 |  |  |  | No | R-410A | 2.8667 | Residential & Commercial | Ducted CEE Tier 1
206788798 | Central HP <5.4 tons | CARRIER | HRCU-A-CB (Split System: Heat Pump with Remote Outdoor Unit-Air-Source) | 25VNA436A*031* |  |  | CSPH*6012AL*+UI | 59MN7B120C24**22 | 34400 | 18.5 | 9 | 34600 | 25400 | 73.41% | 2.04 | 12.5 | 12 |  |  |  | No | R-410A | 2.8667 | Residential & Commercial | Ducted CEE Tier 1
204300431 | Central HP <5.4 tons | HEIL | HRCU-A-CB (Split System: Heat Pump with Remote Outdoor Unit-Air-Source) | HVH837GKA** |  |  | EHD4X48AAL+WALLCON | *80CTL0701716A* | 32600 | 17 | 8.1 | 33200 | 25000 | 75.3% | 1.96 | 11.5 | 11 |  |  |  | No | R-410A | 2.7167 | Residential & Commercial | Ducted CEE Tier 1
206765601 | Central HP <5.4 tons | HEIL | HRCU-A-CB (Split System: Heat Pump with Remote Outdoor Unit-Air-Source) | HVH825GKA3* |  |  | EA*4X30L17A*+WALLCON | *96CTN0801714A* | 23400 | 16.5 | 8.1 | 21600 | 16800 | 77.78% | 1.9 | 11 | 10.5 |  |  |  | No | R-410A | 1.95 | Residential & Commercial | Ducted CEE Tier 1
204299446 | Central HP <5.4 tons | BRYANT HEATING AND COOLING SYSTEMS | HRCU-A-CB (Split System: Heat Pump with Remote Outdoor Unit-Air-Source) | 288BNV037*0**A* |  |  | CAP**4824AL*+UI | 987MB60060C21*** | 32200 | 17 | 8.1 | 32800 | 25200 | 76.83% | 1.96 | 11.5 | 11 |  |  |  | No | R-410A | 2.6833 | Residential & Commercial | Ducted CEE Tier 1
204300200 | Central HP <5.4 tons | BRYANT HEATING AND COOLING SYSTEMS | HRCU-A-CB (Split System: Heat Pump with Remote Outdoor Unit-Air-Source) | 288BNV037*0**A* |  |  | CSPH*3612AL*+UI | 88*TA48090C17*** | 32400 | 17 | 8.1 | 33200 | 24600 | 74.1% | 1.94 | 12 | 11 |  |  |  | No | R-410A | 2.7 | Residential & Commercial | Ducted CEE Tier 1
204299286 | Central HP <5.4 tons | BRYANT HEATING AND COOLING SYSTEMS | HRCU-A-CB (Split System: Heat Pump with Remote Outdoor Unit-Air-Source) | 288BNV037*0**A* |  |  | CAP**4821AL*+UI | 987MB66100C21*** | 32400 | 17.5 | 8.5 | 32600 | 25000 | 76.69% | 1.98 | 12 | 11.7 |  |  |  | No | R-410A | 2.7 | Residential & Commercial | Ducted CEE Tier 1
215941527 | Central HP <5.4 tons | AIRQUEST | HRCU-A-CB (Split System: Heat Pump with Remote Outdoor Unit-Air-Source) | H5H3V48*K*AAA* |  |  | EVD5X48M21A*+WALLCON | *96CTN0802120B* | 44500 | 19.5 | 8.1 | 52000 | 38500 | 74.04% | 1.9 | 0 | 10.5 |  |  |  | No | R-454B | 3.7083 | Residential & Commercial | Ducted CEE Tier 1
215934177 | Central HP <5.4 tons | AIRQUEST | HRCU-A-CB (Split System: Heat Pump with Remote Outdoor Unit-Air-Source) | H5H3V48*K*AAA* |  |  | EA*5X61M21A*+WALLCON | *80CTL0901716B* | 44500 | 21 | 9.5 | 48500 | 36000 | 74.23% | 2 | 0 | 11.5 |  |  |  | No | R-454B | 3.7083 | Residential & Commercial | Ducted CEE Tier 1
215934247 | Central HP <5.4 tons | AIRQUEST | HRCU-A-CB (Split System: Heat Pump with Remote Outdoor Unit-Air-Source) | H5H3V48*K*AAA* |  |  | EA*5X61M21A*+WALLCON | *97CMN0801714B* | 44500 | 20.5 | 9.5 | 49000 | 36600 | 74.69% | 2 | 0 | 11 |  |  |  | No | R-454B | 3.7083 | Residential & Commercial | Ducted CEE Tier 1
215941067 | Central HP <5.4 tons | AIRQUEST | HRCU-A-CB (Split System: Heat Pump with Remote Outdoor Unit-Air-Source) | H5H3V48*K*AAA* |  |  | EA*5X61M21A*+WALLCON | *97CTN0801716A* | 44500 | 20 | 9 | 49000 | 37600 | 76.73% | 2 | 0 | 11 |  |  |  | No | R-454B | 3.7083 | Residential & Commercial | Ducted CEE Tier 1
204300570 | Central HP <5.4 tons | BRYANT HEATING AND COOLING SYSTEMS | HRCU-A-CB (Split System: Heat Pump with Remote Outdoor Unit-Air-Source) | 288BNV037*0**A* |  |  | CSPH*4812AL*+UI | 88*TA36070C14*** | 32600 | 17 | 8.1 | 33200 | 25000 | 75.3% | 1.96 | 11.5 | 11 |  |  |  | No | R-410A | 2.7167 | Residential & Commercial | Ducted CEE Tier 1
206136035 | Central HP <5.4 tons | BRYANT HEATING AND COOLING SYSTEMS | HRCU-A-CB (Split System: Heat Pump with Remote Outdoor Unit-Air-Source) | 288BNV037*0**A* |  |  | CSPH*4812AL*+UI | 83*CA60100C21*** | 32600 | 16.5 | 8.1 | 33000 | 25000 | 75.76% | 1.96 | 11.5 | 11 |  |  |  | No | R-410A | 2.7167 | Residential & Commercial | Ducted CEE Tier 1
216571179 | Central HP <5.4 tons | AMERICAN STANDARD | HRCU-A-CB (Split System: Heat Pump with Remote Outdoor Unit-Air-Source) | 5A6V8X24A1 |  |  | 5PX*B003AS3 | L8V1B080U4VSB+LRP | 21400 | 18.1 | 8.5 | 24400 | 18900 | 77.46% | 2.1 | 0 | 11.2 |  |  |  | No | R-454B | 1.7833 | Residential & Commercial | Ducted CEE Tier 1
216571193 | Central HP <5.4 tons | AMERICAN STANDARD | HRCU-A-CB (Split System: Heat Pump with Remote Outdoor Unit-Air-Source) | 5A6V8X24A1 |  |  | 5PX*B006AS3 | L8V1A040U3VSB+LRP | 22000 | 18.1 | 8.5 | 23000 | 18700 | 81.3% | 2.2 | 0 | 11.5 |  |  |  | No | R-454B | 1.8333 | Residential & Commercial | Ducted CEE Tier 1
216571213 | Central HP <5.4 tons | AMERICAN STANDARD | HRCU-A-CB (Split System: Heat Pump with Remote Outdoor Unit-Air-Source) | 5A6V8X24A1 |  |  | 5PX*BD06AS3 | S8V2B080M4PCB | 22000 | 18.1 | 8.5 | 23800 | 18600 | 78.15% | 2.2 | 0 | 11.5 |  |  |  | No | R-454B | 1.8333 | Residential & Commercial | Ducted CEE Tier 1
211240837 | Central HP <5.4 tons | BRYANT HEATING AND COOLING SYSTEMS | HRCU-A-CB (Split System: Heat Pump with Remote Outdoor Unit-Air-Source) | 38MURAQ24AB3* |  |  | CAP**2517AL* | 926SA36040V17*** | 23800 | 16 | 8.1 | 25200 | 21800 | 86.51% | 1.82 | 0 | 10 |  |  |  | No | R-410A | 1.9833 | Residential & Commercial | Ducted CEE Tier 1
211241121 | Central HP <5.4 tons | BRYANT HEATING AND COOLING SYSTEMS | HRCU-A-CB (Split System: Heat Pump with Remote Outdoor Unit-Air-Source) | 38MURAQ24AB3* |  |  | CAP**2517AL* | 912SD42060E17*** | 25000 | 17 | 8.5 | 25600 | 21000 | 82.03% | 1.78 | 0 | 10.5 |  |  |  | No | R-410A | 2.0833 | Residential & Commercial | Ducted CEE Tier 1
211241487 | Central HP <5.4 tons | BRYANT HEATING AND COOLING SYSTEMS | HRCU-A-CB (Split System: Heat Pump with Remote Outdoor Unit-Air-Source) | 38MURAQ24AB3* |  |  | CAP**3017AL* | 82*SA48070V17*** | 23800 | 16.5 | 8.5 | 26200 | 23400 | 89.31% | 1.94 | 0 | 10 |  |  |  | No | R-410A | 1.9833 | Residential & Commercial | Ducted CEE Tier 1
215940577 | Central HP <5.4 tons | AIRQUEST | HRCU-A-CB (Split System: Heat Pump with Remote Outdoor Unit-Air-Source) | H5H3V36*K*AAA* |  |  | EVD5X38M17A*+WALLCON | *80CSU0401712B* | 35600 | 22 | 8.5 | 38000 | 28600 | 75.26% | 2.04 | 0 | 12.5 |  |  |  | No | R-454B | 2.9667 | Residential & Commercial | Ducted CEE Tier 1
215940107 | Central HP <5.4 tons | AIRQUEST | HRCU-A-CB (Split System: Heat Pump with Remote Outdoor Unit-Air-Source) | H5H3V36*K*AAA* |  |  | ESH5X48M12A*+WALLCON | *80CSU0401712B* | 33800 | 19.5 | 9 | 34600 | 26400 | 76.3% | 1.92 | 0 | 11.7 |  |  |  | No | R-454B | 2.8167 | Residential & Commercial | Ducted CEE Tier 1
215940607 | Central HP <5.4 tons | AIRQUEST | HRCU-A-CB (Split System: Heat Pump with Remote Outdoor Unit-Air-Source) | H5H3V36*K*AAA* |  |  | EVD5X38M17A*+WALLCON | *97CTN0801716A* | 35200 | 21 | 8.5 | 38500 | 29200 | 75.84% | 2.06 | 0 | 11.7 |  |  |  | No | R-454B | 2.9333 | Residential & Commercial | Ducted CEE Tier 1
215940277 | Central HP <5.4 tons | AIRQUEST | HRCU-A-CB (Split System: Heat Pump with Remote Outdoor Unit-Air-Source) | H5H3V36*K*AAA* |  |  | EVM5X44M21A*+WALLCON | *80CSU0601716B* | 35600 | 22 | 8.5 | 38000 | 28600 | 75.26% | 2.02 | 0 | 12.5 |  |  |  | No | R-454B | 2.9667 | Residential & Commercial | Ducted CEE Tier 1
215940227 | Central HP <5.4 tons | AIRQUEST | HRCU-A-CB (Split System: Heat Pump with Remote Outdoor Unit-Air-Source) | H5H3V36*K*AAA* |  |  | ESH5X60M12A*+WALLCON | *97CTN0802120A* | 34200 | 19.5 | 9 | 34200 | 26000 | 76.02% | 1.96 | 0 | 11.7 |  |  |  | No | R-454B | 2.85 | Residential & Commercial | Ducted CEE Tier 1
214243070 | Central HP <5.4 tons | COMFORTMAKER | HRCU-A-CB (Split System: Heat Pump with Remote Outdoor Unit-Air-Source) | CVH825GKA2* |  |  | EN(A,D,W)4X42L21**+WALLCON | *96CTN1002122B* | 23800 | 16.5 | 8.1 | 21400 | 16600 | 77.57% | 1.96 | 0 | 11 |  |  |  | No | R-410A | 1.9833 | Residential & Commercial | Ducted CEE Tier 1
210596795 | Central HP <5.4 tons | DAY & NIGHT | HRCU-A-CB (Split System: Heat Pump with Remote Outdoor Unit-Air-Source) | CVH825GKA2* |  |  | EA*4X43L21A*+WALLCON | *97CMN0601714A* | 24200 | 16.5 | 8.1 | 21200 | 16800 | 79.25% | 2 | 0 | 11 |  |  |  | No | R-410A | 2.0167 | Residential & Commercial | Ducted CEE Tier 1
210596942 | Central HP <5.4 tons | DAY & NIGHT | HRCU-A-CB (Split System: Heat Pump with Remote Outdoor Unit-Air-Source) | CVH825GKA2* |  |  | EHD4X48AAL+WALLCON | *80CSU0401712A* | 24200 | 16.5 | 8.1 | 21200 | 16600 | 78.3% | 2.02 | 0 | 11 |  |  |  | No | R-410A | 2.0167 | Residential & Commercial | Ducted CEE Tier 1
210929580 | Central HP <5.4 tons | AMERICAN STANDARD | HRCU-A-CB (Split System: Heat Pump with Remote Outdoor Unit-Air-Source) | 4A6V0X60A1 |  |  | TAMXB0C60V51 |  | 53000 | 19 | 8.2 | 50000 | 39500 | 79% | 1.76 | 12 | 12 |  |  |  | No | R-410A | 4.4167 | Residential & Commercial | Ducted CEE Tier 1
215940657 | Central HP <5.4 tons | AIRQUEST | HRCU-A-CB (Split System: Heat Pump with Remote Outdoor Unit-Air-Source) | H5H3V36*K*AAA* |  |  | EVD5X42M21A*+WALLCON | *97CTN0801716A* | 34200 | 20.5 | 8.5 | 39000 | 28600 | 73.33% | 2.04 | 0 | 11.5 |  |  |  | No | R-454B | 2.85 | Residential & Commercial | Ducted CEE Tier 1
215940757 | Central HP <5.4 tons | AIRQUEST | HRCU-A-CB (Split System: Heat Pump with Remote Outdoor Unit-Air-Source) | H5H3V36*K*AAA* |  |  | EVD5X48M24A*+WALLCON | *97CTN1202422A* | 35000 | 21.5 | 8.5 | 38000 | 28200 | 74.21% | 2.02 | 0 | 12 |  |  |  | No | R-454B | 2.9167 | Residential & Commercial | Ducted CEE Tier 1
215940877 | Central HP <5.4 tons | AIRQUEST | HRCU-A-CB (Split System: Heat Pump with Remote Outdoor Unit-Air-Source) | H5H3V36*K*AAA* |  |  | EVD5X60M24A*+WALLCON | *96CTN0802120B* | 35400 | 21.5 | 8.5 | 38000 | 28600 | 75.26% | 2.04 | 0 | 12 |  |  |  | No | R-454B | 2.95 | Residential & Commercial | Ducted CEE Tier 1
215942413 | Central HP <5.4 tons | AIRQUEST | HRCU-A-CB (Split System: Heat Pump with Remote Outdoor Unit-Air-Source) | H5H3V36*K*AAA* |  |  | EVM5X60M21A*+WALLCON | *96CTN0601714B* | 35200 | 21 | 8.5 | 37400 | 28000 | 74.87% | 2.06 | 0 | 11.7 |  |  |  | No | R-454B | 2.9333 | Residential & Commercial | Ducted CEE Tier 1
211228385 | Central HP <5.4 tons | BRYANT HEATING AND COOLING SYSTEMS | HRCU-A-CB (Split System: Heat Pump with Remote Outdoor Unit-Air-Source) | 38MURAQ36AB3* |  |  | CAP**4321AL* | 82*TA48090V17*** | 36600 | 16 | 8.5 | 38500 | 34800 | 90.39% | 2.08 | 0 | 10 |  |  |  | No | R-410A | 3.05 | Residential & Commercial | Ducted CEE Tier 1
211228060 | Central HP <5.4 tons | BRYANT HEATING AND COOLING SYSTEMS | HRCU-A-CB (Split System: Heat Pump with Remote Outdoor Unit-Air-Source) | 38MURAQ36AB3* |  |  | CAP**4224AL* | 926SA60100V21*** | 35600 | 16 | 8.1 | 38500 | 35000 | 90.91% | 1.9 | 0 | 10 |  |  |  | No | R-410A | 2.9667 | Residential & Commercial | Ducted CEE Tier 1
206771938 | Central HP <5.4 tons | HEIL | HRCU-A-CB (Split System: Heat Pump with Remote Outdoor Unit-Air-Source) | HVH837GKA2* |  |  | EA*4X48L24A*+WALLCON | *97CMN1202422A* | 32200 | 17.5 | 8.5 | 32600 | 25000 | 76.69% | 1.98 | 12 | 11.7 |  |  |  | No | R-410A | 2.6833 | Residential & Commercial | Ducted CEE Tier 1
206772956 | Central HP <5.4 tons | HEIL | HRCU-A-CB (Split System: Heat Pump with Remote Outdoor Unit-Air-Source) | HVH837GKA2* |  |  | EHD4X48AAL+WALLCON | *97CMN1002122A* | 32600 | 17 | 8.1 | 33000 | 24800 | 75.15% | 1.98 | 12 | 11 |  |  |  | No | R-410A | 2.7167 | Residential & Commercial | Ducted CEE Tier 1
210597633 | Central HP <5.4 tons | DAY & NIGHT | HRCU-A-CB (Split System: Heat Pump with Remote Outdoor Unit-Air-Source) | CVH837GKA** |  |  | EN(A,D,W)4X60L24**+WALLCON | *97CMN1002122A* | 32800 | 18 | 8.1 | 32200 | 24600 | 76.4% | 1.98 | 0 | 12 |  |  |  | No | R-410A | 2.7333 | Residential & Commercial | Ducted CEE Tier 1
206771479 | Central HP <5.4 tons | HEIL | HRCU-A-CB (Split System: Heat Pump with Remote Outdoor Unit-Air-Source) | HVH837GKA2* |  |  | EA*4X42L21A*+WALLCON | *96CTN1002122A* | 31800 | 17 | 8.1 | 33000 | 24400 | 73.94% | 1.9 | 11 | 11.5 |  |  |  | No | R-410A | 2.65 | Residential & Commercial | Ducted CEE Tier 1
206771956 | Central HP <5.4 tons | HEIL | HRCU-A-CB (Split System: Heat Pump with Remote Outdoor Unit-Air-Source) | HVH837GKA2* |  |  | EA*4X48L24A*+WALLCON | *96CTN1002122A* | 32400 | 17.5 | 8.5 | 32600 | 24800 | 76.07% | 2 | 12 | 11.7 |  |  |  | No | R-410A | 2.7 | Residential & Commercial | Ducted CEE Tier 1
206772551 | Central HP <5.4 tons | HEIL | HRCU-A-CB (Split System: Heat Pump with Remote Outdoor Unit-Air-Source) | HVH837GKA2* |  |  | EHD4X36AAL+WALLCON | *80CTL1352422A* | 32200 | 16.5 | 8.1 | 33200 | 24600 | 74.1% | 1.94 | 11 | 11 |  |  |  | No | R-410A | 2.6833 | Residential & Commercial | Ducted CEE Tier 1
210597480 | Central HP <5.4 tons | DAY & NIGHT | HRCU-A-CB (Split System: Heat Pump with Remote Outdoor Unit-Air-Source) | CVH837GKA** |  |  | EA*4X61L24A*+WALLCON | *97CMN1002122A* | 33200 | 18 | 8.5 | 32000 | 24800 | 77.5% | 2 | 0 | 12 |  |  |  | No | R-410A | 2.7667 | Residential & Commercial | Ducted CEE Tier 1
210597612 | Central HP <5.4 tons | DAY & NIGHT | HRCU-A-CB (Split System: Heat Pump with Remote Outdoor Unit-Air-Source) | CVH837GKA** |  |  | EN(A,D,W)4X60L24**+WALLCON | *80CTL1352422A* | 32800 | 18 | 8.1 | 32200 | 24600 | 76.4% | 1.98 | 0 | 12 |  |  |  | No | R-410A | 2.7333 | Residential & Commercial | Ducted CEE Tier 1
206771326 | Central HP <5.4 tons | HEIL | HRCU-A-CB (Split System: Heat Pump with Remote Outdoor Unit-Air-Source) | HVH837GKA2* |  |  | EA*4X37L21A*+WALLCON | *97CMN1002122A* | 33000 | 17.5 | 8.5 | 33000 | 25200 | 76.36% | 2 | 12 | 11.7 |  |  |  | No | R-410A | 2.75 | Residential & Commercial | Ducted CEE Tier 1
214279922 | Central HP <5.4 tons | COMFORTMAKER | HRCU-A-CB (Split System: Heat Pump with Remote Outdoor Unit-Air-Source) | DLCURAH24ABK |  |  | EA*4X36L21A* | *96MSN0601716A* | 23600 | 17 | 9 | 25800 | 23600 | 91.47% | 1.96 | 0 | 10 |  |  |  | No | R-410A | 1.9667 | Residential & Commercial | Ducted CEE Tier 1
210597366 | Central HP <5.4 tons | DAY & NIGHT | HRCU-A-CB (Split System: Heat Pump with Remote Outdoor Unit-Air-Source) | CVH837GKA** |  |  | EA*4X42L21A*+WALLCON | *95CSU0802120A* | 31800 | 17.5 | 8.1 | 33000 | 24400 | 73.94% | 1.9 | 0 | 11 |  |  |  | No | R-410A | 2.65 | Residential & Commercial | Ducted CEE Tier 1
210597384 | Central HP <5.4 tons | DAY & NIGHT | HRCU-A-CB (Split System: Heat Pump with Remote Outdoor Unit-Air-Source) | CVH837GKA** |  |  | EA*4X60L24A*+WALLCON | *95CSU1002122A* | 32800 | 18 | 8.5 | 31800 | 24800 | 77.99% | 2 | 0 | 11.5 |  |  |  | No | R-410A | 2.7333 | Residential & Commercial | Ducted CEE Tier 1
210597450 | Central HP <5.4 tons | DAY & NIGHT | HRCU-A-CB (Split System: Heat Pump with Remote Outdoor Unit-Air-Source) | CVH837GKA** |  |  | EA*4X61L24A*+WALLCON | *80CTL0902120A* | 33200 | 18 | 8.5 | 32000 | 24800 | 77.5% | 2 | 0 | 12 |  |  |  | No | R-410A | 2.7667 | Residential & Commercial | Ducted CEE Tier 1
215942573 | Central HP <5.4 tons | AIRQUEST | HRCU-A-CB (Split System: Heat Pump with Remote Outdoor Unit-Air-Source) | H5H3V36*K*AAA* |  |  | EVD5X61M24A*+WALLCON | *95CSU0802120B* | 36000 | 22 | 8.5 | 37400 | 28200 | 75.4% | 2.04 | 0 | 12.5 |  |  |  | No | R-454B | 3 | Residential & Commercial | Ducted CEE Tier 1
215932099 | Central HP <5.4 tons | COMFORTMAKER | HRCU-A-CB (Split System: Heat Pump with Remote Outdoor Unit-Air-Source) | C5H3V36*K*AAA* |  |  | EA*5X36M17A*+WALLCON | *97CMN0801714B* | 32000 | 19 | 9.5 | 35600 | 27400 | 76.97% | 1.98 | 0 | 10.5 |  |  |  | No | R-454B | 2.6667 | Residential & Commercial | Ducted CEE Tier 1
215932149 | Central HP <5.4 tons | COMFORTMAKER | HRCU-A-CB (Split System: Heat Pump with Remote Outdoor Unit-Air-Source) | C5H3V36*K*AAA* |  |  | EA*5X37M17A*+WALLCON | *96CTN0401410B* | 32200 | 17.5 | 9 | 34000 | 26200 | 77.06% | 1.96 | 0 | 10.5 |  |  |  | No | R-454B | 2.6833 | Residential & Commercial | Ducted CEE Tier 1
215932199 | Central HP <5.4 tons | COMFORTMAKER | HRCU-A-CB (Split System: Heat Pump with Remote Outdoor Unit-Air-Source) | C5H3V36*K*AAA* |  |  | EA*5X42M21A*+WALLCON | *80CSU0601716A* | 32600 | 20 | 9.5 | 34800 | 26800 | 77.01% | 2 | 0 | 11 |  |  |  | No | R-454B | 2.7167 | Residential & Commercial | Ducted CEE Tier 1
215932299 | Central HP <5.4 tons | COMFORTMAKER | HRCU-A-CB (Split System: Heat Pump with Remote Outdoor Unit-Air-Source) | C5H3V36*K*AAA* |  |  | EA*5X42M21A*+WALLCON | *97CMN0602120B* | 32600 | 19 | 9.5 | 35200 | 27200 | 77.27% | 2 | 0 | 11 |  |  |  | No | R-454B | 2.7167 | Residential & Commercial | Ducted CEE Tier 1
215932219 | Central HP <5.4 tons | COMFORTMAKER | HRCU-A-CB (Split System: Heat Pump with Remote Outdoor Unit-Air-Source) | C5H3V36*K*AAA* |  |  | EA*5X42M21A*+WALLCON | *80CTL0451712B* | 32200 | 19 | 9 | 35800 | 27600 | 77.09% | 1.88 | 0 | 10.5 |  |  |  | No | R-454B | 2.6833 | Residential & Commercial | Ducted CEE Tier 1
215932369 | Central HP <5.4 tons | COMFORTMAKER | HRCU-A-CB (Split System: Heat Pump with Remote Outdoor Unit-Air-Source) | C5H3V36*K*AAA* |  |  | EA*5X43M21A*+WALLCON | *97CMN0601714B* | 33800 | 19.5 | 9.5 | 34200 | 26200 | 76.61% | 2.06 | 0 | 11 |  |  |  | No | R-454B | 2.8167 | Residential & Commercial | Ducted CEE Tier 1
215939987 | Central HP <5.4 tons | AIRQUEST | HRCU-A-CB (Split System: Heat Pump with Remote Outdoor Unit-Air-Source) | H5H3V36*K*AAA* |  |  | ESH5X36M12A*+WALLCON | *97CTN0802120A* | 33200 | 19 | 9 | 35000 | 26800 | 76.57% | 1.92 | 0 | 11 |  |  |  | No | R-454B | 2.7667 | Residential & Commercial | Ducted CEE Tier 1
215940737 | Central HP <5.4 tons | AIRQUEST | HRCU-A-CB (Split System: Heat Pump with Remote Outdoor Unit-Air-Source) | H5H3V36*K*AAA* |  |  | EVD5X48M24A*+WALLCON | *97CTN0802120A* | 35000 | 21 | 8.5 | 38500 | 28400 | 73.77% | 2.04 | 0 | 12 |  |  |  | No | R-454B | 2.9167 | Residential & Commercial | Ducted CEE Tier 1
215940787 | Central HP <5.4 tons | AIRQUEST | HRCU-A-CB (Split System: Heat Pump with Remote Outdoor Unit-Air-Source) | H5H3V36*K*AAA* |  |  | EVD5X49M24A*+WALLCON | *97CTN1002122A* | 35400 | 22 | 8.5 | 38000 | 28400 | 74.74% | 2.04 | 0 | 12.5 |  |  |  | No | R-454B | 2.95 | Residential & Commercial | Ducted CEE Tier 1
215940807 | Central HP <5.4 tons | AIRQUEST | HRCU-A-CB (Split System: Heat Pump with Remote Outdoor Unit-Air-Source) | H5H3V36*K*AAA* |  |  | EVD5X60M21A*+WALLCON | *96CTN0802120B* | 35600 | 21.5 | 8.5 | 38000 | 28600 | 75.26% | 2.02 | 0 | 12 |  |  |  | No | R-454B | 2.9667 | Residential & Commercial | Ducted CEE Tier 1
215934747 | Central HP <5.4 tons | AIRQUEST | HRCU-A-CB (Split System: Heat Pump with Remote Outdoor Unit-Air-Source) | H5H3V36*K*AAA* |  |  | EVM5X42M21A*+WALLCON | *96CTN0601714B* | 34000 | 20.5 | 8.1 | 38000 | 27000 | 71.05% | 1.95 | 0 | 11 |  |  |  | No | R-454B | 2.8333 | Residential & Commercial | Ducted CEE Tier 1
215932507 | Central HP <5.4 tons | AIRQUEST | HRCU-A-CB (Split System: Heat Pump with Remote Outdoor Unit-Air-Source) | H5H3V36*K*AAA* |  |  | EA*5X48M21A*+WALLCON | *96CTN0601714B* | 33000 | 19.5 | 9.5 | 34000 | 26000 | 76.47% | 2.04 | 0 | 11 |  |  |  | No | R-454B | 2.75 | Residential & Commercial | Ducted CEE Tier 1
215932109 | Central HP <5.4 tons | COMFORTMAKER | HRCU-A-CB (Split System: Heat Pump with Remote Outdoor Unit-Air-Source) | C5H3V36*K*AAA* |  |  | EA*5X36M17A*+WALLCON | *96CTN0401410B* | 31000 | 17.5 | 9 | 34200 | 26400 | 77.19% | 1.92 | 0 | 10.5 |  |  |  | No | R-454B | 2.5833 | Residential & Commercial | Ducted CEE Tier 1
215932259 | Central HP <5.4 tons | COMFORTMAKER | HRCU-A-CB (Split System: Heat Pump with Remote Outdoor Unit-Air-Source) | C5H3V36*K*AAA* |  |  | EA*5X42M21A*+WALLCON | *80CTL1102120B* | 32800 | 20 | 9.5 | 34600 | 26600 | 76.88% | 2.02 | 0 | 11.5 |  |  |  | No | R-454B | 2.7333 | Residential & Commercial | Ducted CEE Tier 1
215932379 | Central HP <5.4 tons | COMFORTMAKER | HRCU-A-CB (Split System: Heat Pump with Remote Outdoor Unit-Air-Source) | C5H3V36*K*AAA* |  |  | EA*5X43M21A*+WALLCON | *96CTN0601714B* | 33800 | 19.5 | 9.5 | 34200 | 26000 | 76.02% | 2.06 | 0 | 11 |  |  |  | No | R-454B | 2.8167 | Residential & Commercial | Ducted CEE Tier 1
214242300 | Central HP <5.4 tons | COMFORTMAKER | HRCU-A-CB (Split System: Heat Pump with Remote Outdoor Unit-Air-Source) | CVH825GKA3* |  |  | EN(A,D,W)4X48L21**+WALLCON | *96CTN0601714B* | 24000 | 16.5 | 8.1 | 21400 | 16600 | 77.57% | 2 | 0 | 11 |  |  |  | No | R-410A | 2 | Residential & Commercial | Ducted CEE Tier 1
216571269 | Central HP <5.4 tons | AMERICAN STANDARD | HRCU-A-CB (Split System: Heat Pump with Remote Outdoor Unit-Air-Source) | 5A6V8X36A1 |  |  | 5PX*C009AS3 | S8V2C100M5PDB | 33200 | 18.1 | 8.5 | 33200 | 25400 | 76.51% | 2.1 | 0 | 10.5 |  |  |  | No | R-454B | 2.7667 | Residential & Commercial | Ducted CEE Tier 1
214626168 | Central HP <5.4 tons | LENNOX | HRCU-A-CB (Split System: Heat Pump with Remote Outdoor Unit-Air-Source) | SL25XPV-036-230A** |  |  | CK40CT-48C-0*+TDR | EL296UH090XV48C* | 34000 | 22 | 8.8 | 35600 | 27400 | 76.97% | 1.82 | 0 | 13.4 |  |  |  | No | R-410A | 2.8333 | Residential & Commercial | Ducted CEE Tier 1
214626170 | Central HP <5.4 tons | LENNOX | HRCU-A-CB (Split System: Heat Pump with Remote Outdoor Unit-Air-Source) | SL25XPV-036-230A** |  |  | CK40CT-48C-0*+TDR | EL296UH110XV48C* | 34000 | 21.8 | 8.8 | 35400 | 27600 | 77.97% | 1.82 | 0 | 13.4 |  |  |  | No | R-410A | 2.8333 | Residential & Commercial | Ducted CEE Tier 1
216374495 | Central HP <5.4 tons | YORK | HRCU-A-CB (Split System: Heat Pump with Remote Outdoor Unit-Air-Source) | HH824E2S11 |  |  | CTM30B5ACS1 | Y92E080B12SMPS1 | 23000 | 18 | 9.5 | 23000 | 18100 | 78.7% | 2 | 0 | 12 |  |  |  | No | R-454B | 1.9167 | Residential & Commercial | Ducted CEE Tier 1
206788815 | Central HP <5.4 tons | CARRIER | HRCU-A-CB (Split System: Heat Pump with Remote Outdoor Unit-Air-Source) | 25VNA436A*031* |  |  | CAP**4321AL*+UI | 58CU*A040C17**12 | 34400 | 19.5 | 9.5 | 35000 | 25600 | 73.14% | 2.04 | 12.5 | 12 |  |  |  | No | R-410A | 2.8667 | Residential & Commercial | Ducted CEE Tier 1
206788851 | Central HP <5.4 tons | CARRIER | HRCU-A-CB (Split System: Heat Pump with Remote Outdoor Unit-Air-Source) | 25VNA436A*031* |  |  | CAP**4321AL*+UI | 59CU5A060C17**16 | 34200 | 19 | 9 | 35400 | 26000 | 73.45% | 2.02 | 12 | 11.7 |  |  |  | No | R-410A | 2.85 | Residential & Commercial | Ducted CEE Tier 1
206788882 | Central HP <5.4 tons | CARRIER | HRCU-A-CB (Split System: Heat Pump with Remote Outdoor Unit-Air-Source) | 25VNA436A*031* |  |  | CSPH*6012AL*+UI | 58TN*A045C17**12 | 34200 | 18 | 9 | 35000 | 25600 | 73.14% | 2 | 12 | 11.5 |  |  |  | No | R-410A | 2.85 | Residential & Commercial | Ducted CEE Tier 1
206788884 | Central HP <5.4 tons | CARRIER | HRCU-A-CB (Split System: Heat Pump with Remote Outdoor Unit-Air-Source) | 25VNA436A*031* |  |  | CAP**4821AL*+UI | 59MN7B060C17**14 | 33400 | 18.5 | 9 | 35400 | 26200 | 74.01% | 2 | 12 | 11 |  |  |  | No | R-410A | 2.7833 | Residential & Commercial | Ducted CEE Tier 1
210720657 | Central HP <5.4 tons | CARRIER | HRCU-A-CB (Split System: Heat Pump with Remote Outdoor Unit-Air-Source) | 25VNA436A*031* |  |  | CAP**6121AL*+UI | 59CU5A100C21**22 | 34800 | 20 | 9 | 34400 | 25000 | 72.67% | 2.02 | 0 | 12.5 |  |  |  | No | R-410A | 2.9 | Residential & Commercial | Ducted CEE Tier 1
210720673 | Central HP <5.4 tons | CARRIER | HRCU-A-CB (Split System: Heat Pump with Remote Outdoor Unit-Air-Source) | 25VNA436A*031* |  |  | CNPV*4821AL*+UI | 58CU*A060C17**16 | 33800 | 19.5 | 9 | 35200 | 26000 | 73.86% | 2.02 | 0 | 12 |  |  |  | No | R-410A | 2.8167 | Residential & Commercial | Ducted CEE Tier 1
214719790 | Central HP <5.4 tons | YORK | HRCU-A-CB (Split System: Heat Pump with Remote Outdoor Unit-Air-Source) | HH836E2S11 |  |  | CTU48C5XFS1+TXV | TM9Y100C20MP11 | 34200 | 17 | 8.5 | 32800 | 26000 | 79.27% | 2 | 0 | 10 |  |  |  | No | R-454B | 2.85 | Residential & Commercial | Ducted CEE Tier 1
215931899 | Central HP <5.4 tons | COMFORTMAKER | HRCU-A-CB (Split System: Heat Pump with Remote Outdoor Unit-Air-Source) | C5H3V60*K*AAA* |  |  | ESH5X60M12A*+WALLCON | *97CMN1202422B* | 56000 | 17.5 | 8.1 | 61000 | 46000 | 75.41% | 1.95 | 0 | 11 |  |  |  | No | R-454B | 4.6667 | Residential & Commercial | Ducted CEE Tier 1
211241496 | Central HP <5.4 tons | BRYANT HEATING AND COOLING SYSTEMS | HRCU-A-CB (Split System: Heat Pump with Remote Outdoor Unit-Air-Source) | 38MURAQ24AB3* |  |  | CAP**3017AL* | 935SA48060E17*** | 24200 | 16.5 | 8.5 | 26400 | 23000 | 87.12% | 1.9 | 0 | 10 |  |  |  | No | R-410A | 2.0167 | Residential & Commercial | Ducted CEE Tier 1
211241605 | Central HP <5.4 tons | BRYANT HEATING AND COOLING SYSTEMS | HRCU-A-CB (Split System: Heat Pump with Remote Outdoor Unit-Air-Source) | 38MURAQ24AB3* |  |  | CAP**3017AL* | 926TB36060V14*** | 23400 | 16.5 | 8.5 | 26000 | 24000 | 92.31% | 1.98 | 0 | 10 |  |  |  | No | R-410A | 1.95 | Residential & Commercial | Ducted CEE Tier 1
211241773 | Central HP <5.4 tons | BRYANT HEATING AND COOLING SYSTEMS | HRCU-A-CB (Split System: Heat Pump with Remote Outdoor Unit-Air-Source) | 38MURAQ24AB3* |  |  | CAP**3017AL* | 83*SA48060E17*** | 24800 | 16.5 | 8.5 | 26800 | 22200 | 82.84% | 1.84 | 0 | 10 |  |  |  | No | R-410A | 2.0667 | Residential & Commercial | Ducted CEE Tier 1
216571345 | Central HP <5.4 tons | AMERICAN STANDARD | HRCU-A-CB (Split System: Heat Pump with Remote Outdoor Unit-Air-Source) | 5A6V8X24A1 |  |  | 5PX*B003AS3 | S8V2B060M4PDB | 21400 | 18.1 | 8.5 | 24400 | 18900 | 77.46% | 2.2 | 0 | 11.5 |  |  |  | No | R-454B | 1.7833 | Residential & Commercial | Ducted CEE Tier 1
206135714 | Central HP <5.4 tons | HEIL | HRCU-A-CB (Split System: Heat Pump with Remote Outdoor Unit-Air-Source) | HVH837GKA** |  |  | EA*4X42L24A*+WALLCON | *80CSU1002120A* | 31800 | 17 | 8.1 | 33200 | 24400 | 73.49% | 1.88 | 11.5 | 11 |  |  |  | No | R-410A | 2.65 | Residential & Commercial | Ducted CEE Tier 1
206135664 | Central HP <5.4 tons | HEIL | HRCU-A-CB (Split System: Heat Pump with Remote Outdoor Unit-Air-Source) | HVH837GKA** |  |  | EA*4X37L21A*+WALLCON | *80CSU0601716A* | 32800 | 17 | 8.5 | 33000 | 25200 | 76.36% | 1.96 | 12 | 11 |  |  |  | No | R-410A | 2.7333 | Residential & Commercial | Ducted CEE Tier 1
215932657 | Central HP <5.4 tons | AIRQUEST | HRCU-A-CB (Split System: Heat Pump with Remote Outdoor Unit-Air-Source) | H5H3V36*K*AAA* |  |  | EA*5X61M21A*+WALLCON | *80CSU0401712A* | 34400 | 20.5 | 9 | 34600 | 26200 | 75.72% | 1.94 | 0 | 11.7 |  |  |  | No | R-454B | 2.8667 | Residential & Commercial | Ducted CEE Tier 1
215932757 | Central HP <5.4 tons | AIRQUEST | HRCU-A-CB (Split System: Heat Pump with Remote Outdoor Unit-Air-Source) | H5H3V36*K*AAA* |  |  | EA*5X61M21A*+WALLCON | *95CSU0802120B* | 34400 | 20 | 9 | 34400 | 26200 | 76.16% | 1.96 | 0 | 11.7 |  |  |  | No | R-454B | 2.8667 | Residential & Commercial | Ducted CEE Tier 1
215932907 | Central HP <5.4 tons | AIRQUEST | HRCU-A-CB (Split System: Heat Pump with Remote Outdoor Unit-Air-Source) | H5H3V36*K*AAA* |  |  | EA*5X61M24A*+WALLCON | *97CMN0602120B* | 34200 | 20 | 9 | 34800 | 26400 | 75.86% | 1.92 | 0 | 11.5 |  |  |  | No | R-454B | 2.85 | Residential & Commercial | Ducted CEE Tier 1
215933027 | Central HP <5.4 tons | AIRQUEST | HRCU-A-CB (Split System: Heat Pump with Remote Outdoor Unit-Air-Source) | H5H3V36*K*AAA* |  |  | ESH5X36M12A*+WALLCON | *80CSU0401712A* | 33200 | 19 | 9 | 35000 | 27000 | 77.14% | 1.9 | 0 | 11 |  |  |  | No | R-454B | 2.7667 | Residential & Commercial | Ducted CEE Tier 1
215933057 | Central HP <5.4 tons | AIRQUEST | HRCU-A-CB (Split System: Heat Pump with Remote Outdoor Unit-Air-Source) | H5H3V36*K*AAA* |  |  | ESH5X36M12A*+WALLCON | *80CTL0451712B* | 32800 | 18.5 | 9 | 35800 | 27600 | 77.09% | 1.88 | 0 | 10.5 |  |  |  | No | R-454B | 2.7333 | Residential & Commercial | Ducted CEE Tier 1
215933077 | Central HP <5.4 tons | AIRQUEST | HRCU-A-CB (Split System: Heat Pump with Remote Outdoor Unit-Air-Source) | H5H3V36*K*AAA* |  |  | ESH5X36M12A*+WALLCON | *80CTL0701716B* | 33200 | 18.5 | 9 | 35200 | 27000 | 76.7% | 1.92 | 0 | 11 |  |  |  | No | R-454B | 2.7667 | Residential & Commercial | Ducted CEE Tier 1
215933157 | Central HP <5.4 tons | AIRQUEST | HRCU-A-CB (Split System: Heat Pump with Remote Outdoor Unit-Air-Source) | H5H3V36*K*AAA* |  |  | ESH5X36M12A*+WALLCON | *95CSU1002122B* | 33400 | 19 | 9 | 34800 | 26600 | 76.44% | 1.94 | 0 | 11.5 |  |  |  | No | R-454B | 2.7833 | Residential & Commercial | Ducted CEE Tier 1
215933227 | Central HP <5.4 tons | AIRQUEST | HRCU-A-CB (Split System: Heat Pump with Remote Outdoor Unit-Air-Source) | H5H3V36*K*AAA* |  |  | ESH5X36M12A*+WALLCON | *96CTN0401410B* | 31800 | 17 | 9 | 34000 | 26200 | 77.06% | 1.94 | 0 | 10.5 |  |  |  | No | R-454B | 2.65 | Residential & Commercial | Ducted CEE Tier 1
215933727 | Central HP <5.4 tons | AIRQUEST | HRCU-A-CB (Split System: Heat Pump with Remote Outdoor Unit-Air-Source) | H5H3V36*K*AAA* |  |  | ESH5X60M12A*+WALLCON | *80CSU0601716A* | 34000 | 19.5 | 9 | 34400 | 26000 | 75.58% | 1.94 | 0 | 11.7 |  |  |  | No | R-454B | 2.8333 | Residential & Commercial | Ducted CEE Tier 1
215933477 | Central HP <5.4 tons | AIRQUEST | HRCU-A-CB (Split System: Heat Pump with Remote Outdoor Unit-Air-Source) | H5H3V36*K*AAA* |  |  | ESH5X42M12A*+WALLCON | *96CTN0801714B* | 33400 | 19 | 9 | 35000 | 26800 | 76.57% | 1.9 | 0 | 11 |  |  |  | No | R-454B | 2.7833 | Residential & Commercial | Ducted CEE Tier 1
215941187 | Central HP <5.4 tons | AIRQUEST | HRCU-A-CB (Split System: Heat Pump with Remote Outdoor Unit-Air-Source) | H5H3V48*K*AAA* |  |  | ESH5X48M12A*+WALLCON | *97CTN1002122A* | 44000 | 20 | 9 | 48500 | 36400 | 75.05% | 1.82 | 0 | 10.5 |  |  |  | No | R-454B | 3.6667 | Residential & Commercial | Ducted CEE Tier 1
215941327 | Central HP <5.4 tons | AIRQUEST | HRCU-A-CB (Split System: Heat Pump with Remote Outdoor Unit-Air-Source) | H5H3V48*K*AAA* |  |  | EVM5X49M21A*+WALLCON | *96CTN0802120B* | 45500 | 20.5 | 8.1 | 53000 | 38500 | 72.64% | 1.95 | 0 | 11 |  |  |  | No | R-454B | 3.7917 | Residential & Commercial | Ducted CEE Tier 1
206133316 | Central HP <5.4 tons | HEIL | HRCU-A-CB (Split System: Heat Pump with Remote Outdoor Unit-Air-Source) | HVH825GKA2* |  |  | EA*4X25L17A*+WALLCON | *80CSU0401712A* | 24400 | 17 | 8.1 | 21200 | 16600 | 78.3% | 2.02 | 11.5 | 11 |  |  |  | No | R-410A | 2.0333 | Residential & Commercial | Ducted CEE Tier 1
206133466 | Central HP <5.4 tons | HEIL | HRCU-A-CB (Split System: Heat Pump with Remote Outdoor Unit-Air-Source) | HVH825GKA2* |  |  | EA*4X37L21A*+WALLCON | *80CSU1002120A* | 24400 | 16.5 | 8.1 | 21200 | 16700 | 78.77% | 2.02 | 11.5 | 11 |  |  |  | No | R-410A | 2.0333 | Residential & Commercial | Ducted CEE Tier 1
206133416 | Central HP <5.4 tons | HEIL | HRCU-A-CB (Split System: Heat Pump with Remote Outdoor Unit-Air-Source) | HVH825GKA2* |  |  | EA*4X37L17A*+WALLCON | *80CSU0401712A* | 24200 | 17 | 8.1 | 21400 | 16700 | 78.04% | 2 | 11.5 | 11 |  |  |  | No | R-410A | 2.0167 | Residential & Commercial | Ducted CEE Tier 1
206133648 | Central HP <5.4 tons | HEIL | HRCU-A-CB (Split System: Heat Pump with Remote Outdoor Unit-Air-Source) | HVH825GKA2* |  |  | EHD4X30AAL+WALLCON | *80CSU0401712A* | 23800 | 16 | 8.1 | 21800 | 16800 | 77.06% | 1.98 | 11 | 10.5 |  |  |  | No | R-410A | 1.9833 | Residential & Commercial | Ducted CEE Tier 1
206133798 | Central HP <5.4 tons | HEIL | HRCU-A-CB (Split System: Heat Pump with Remote Outdoor Unit-Air-Source) | HVH825GKA2* |  |  | EA*4X37L17A*+WALLCON | *95CSU0601716A* | 24200 | 16.5 | 8.1 | 21400 | 16800 | 78.5% | 1.98 | 11 | 10.5 |  |  |  | No | R-410A | 2.0167 | Residential & Commercial | Ducted CEE Tier 1
206133818 | Central HP <5.4 tons | HEIL | HRCU-A-CB (Split System: Heat Pump with Remote Outdoor Unit-Air-Source) | HVH825GKA2* |  |  | EA*4X37L21A*+WALLCON | *95CSU0802120A* | 24400 | 17 | 8.5 | 21200 | 16600 | 78.3% | 2.04 | 11.5 | 11 |  |  |  | No | R-410A | 2.0333 | Residential & Commercial | Ducted CEE Tier 1
214650129 | Central HP <5.4 tons | YORK | HRCU-A-CB (Split System: Heat Pump with Remote Outdoor Unit-Air-Source) | HH824E2S11 |  |  | CTU30B5XCS1+TXV | TL9E060B12UH11 | 23000 | 17 | 9.5 | 23000 | 18400 | 80% | 2 | 0 | 12 |  |  |  | No | R-454B | 1.9167 | Residential & Commercial | Ducted CEE Tier 1
214650149 | Central HP <5.4 tons | YORK | HRCU-A-CB (Split System: Heat Pump with Remote Outdoor Unit-Air-Source) | HH824E2S11 |  |  | CTU30B5XCS1+TXV | Y91E080B12SMPS1 | 23000 | 17 | 9.5 | 23000 | 18400 | 80% | 2 | 0 | 12 |  |  |  | No | R-454B | 1.9167 | Residential & Commercial | Ducted CEE Tier 1
214650265 | Central HP <5.4 tons | YORK | HRCU-A-CB (Split System: Heat Pump with Remote Outdoor Unit-Air-Source) | HH824E2S11 |  |  | CTU30B5XCS1+TXV | Y91E060B12SMPS1 | 23000 | 17 | 9.5 | 23000 | 19100 | 83.04% | 2 | 0 | 11.7 |  |  |  | No | R-454B | 1.9167 | Residential & Commercial | Ducted CEE Tier 1
214650281 | Central HP <5.4 tons | YORK | HRCU-A-CB (Split System: Heat Pump with Remote Outdoor Unit-Air-Source) | HH824E2S11 |  |  | CTU36B5XDS1+TXV | TM9E080B12MP12 | 23000 | 18 | 9.5 | 23000 | 18800 | 81.74% | 2 | 0 | 12 |  |  |  | No | R-454B | 1.9167 | Residential & Commercial | Ducted CEE Tier 1
214650456 | Central HP <5.4 tons | YORK | HRCU-A-CB (Split System: Heat Pump with Remote Outdoor Unit-Air-Source) | HH824E2S11 |  |  | CTU30B5XCS1+TXV | TM9E060B12MP12 | 23000 | 17 | 9.5 | 23000 | 18900 | 82.17% | 2 | 0 | 11.7 |  |  |  | No | R-454B | 1.9167 | Residential & Commercial | Ducted CEE Tier 1
214650606 | Central HP <5.4 tons | YORK | HRCU-A-CB (Split System: Heat Pump with Remote Outdoor Unit-Air-Source) | HH824E2S11 |  |  | CTU36B5XDS1+TXV | Y91E060B12SMPS1 | 23000 | 17 | 9.5 | 23000 | 18700 | 81.3% | 2 | 0 | 12 |  |  |  | No | R-454B | 1.9167 | Residential & Commercial | Ducted CEE Tier 1
214810256 | Central HP <5.4 tons | YORK | HRCU-A-CB (Split System: Heat Pump with Remote Outdoor Unit-Air-Source) | HH824E2S11 |  |  | CTM36B5ADS1 | TM9V060B12MP12 | 23000 | 17 | 9 | 23000 | 17600 | 76.52% | 2 | 0 | 12 |  |  |  | No | R-454B | 1.9167 | Residential & Commercial | Ducted CEE Tier 1
215932049 | Central HP <5.4 tons | COMFORTMAKER | HRCU-A-CB (Split System: Heat Pump with Remote Outdoor Unit-Air-Source) | C5H3V36*K*AAA* |  |  | EA*5X36M17A*+WALLCON | *80CSU0601716A* | 32200 | 19.5 | 9.5 | 35000 | 27000 | 77.14% | 2 | 0 | 11 |  |  |  | No | R-454B | 2.6833 | Residential & Commercial | Ducted CEE Tier 1
211229480 | Central HP <5.4 tons | BRYANT HEATING AND COOLING SYSTEMS | HRCU-A-CB (Split System: Heat Pump with Remote Outdoor Unit-Air-Source) | 38MURAQ36AB3* |  |  | CAP**4824AL* | 915SB60080E21*** | 36600 | 15.5 | 8.5 | 38500 | 34800 | 90.39% | 2.1 | 0 | 10 |  |  |  | No | R-410A | 3.05 | Residential & Commercial | Ducted CEE Tier 1
211229630 | Central HP <5.4 tons | BRYANT HEATING AND COOLING SYSTEMS | HRCU-A-CB (Split System: Heat Pump with Remote Outdoor Unit-Air-Source) | 38MURAQ36AB3* |  |  | CAP**4824AL* | OVLAAB048112 | 35800 | 15.5 | 8.5 | 38500 | 34800 | 90.39% | 2.04 | 0 | 10 |  |  |  | No | R-410A | 2.9833 | Residential & Commercial | Ducted CEE Tier 1
211230082 | Central HP <5.4 tons | BRYANT HEATING AND COOLING SYSTEMS | HRCU-A-CB (Split System: Heat Pump with Remote Outdoor Unit-Air-Source) | 38MURAQ36AB3* |  |  | CNPV*4821AL* | 82*TA66110V21*** | 37000 | 16 | 8.1 | 39500 | 35000 | 88.61% | 2.06 | 0 | 10.5 |  |  |  | No | R-410A | 3.0833 | Residential & Commercial | Ducted CEE Tier 1
211230359 | Central HP <5.4 tons | BRYANT HEATING AND COOLING SYSTEMS | HRCU-A-CB (Split System: Heat Pump with Remote Outdoor Unit-Air-Source) | 38MURAQ36AB3* |  |  | CNPV*4821AL* | OVLAAB048112 | 36000 | 15.5 | 8.1 | 38500 | 35000 | 90.91% | 2.02 | 0 | 10 |  |  |  | No | R-410A | 3 | Residential & Commercial | Ducted CEE Tier 1
211230377 | Central HP <5.4 tons | BRYANT HEATING AND COOLING SYSTEMS | HRCU-A-CB (Split System: Heat Pump with Remote Outdoor Unit-Air-Source) | 38MURAQ36AB3* |  |  | CNPV*4821AL* | OVMAAB042112 | 35800 | 15.5 | 8.1 | 38500 | 35000 | 90.91% | 2 | 0 | 10 |  |  |  | No | R-410A | 2.9833 | Residential & Commercial | Ducted CEE Tier 1
215932209 | Central HP <5.4 tons | COMFORTMAKER | HRCU-A-CB (Split System: Heat Pump with Remote Outdoor Unit-Air-Source) | C5H3V36*K*AAA* |  |  | EA*5X42M21A*+WALLCON | *80CSU1002120A* | 32600 | 19.5 | 9.5 | 35000 | 26800 | 76.57% | 2.02 | 0 | 11 |  |  |  | No | R-454B | 2.7167 | Residential & Commercial | Ducted CEE Tier 1
206765852 | Central HP <5.4 tons | BRYANT HEATING AND COOLING SYSTEMS | HRCU-A-CB (Split System: Heat Pump with Remote Outdoor Unit-Air-Source) | 288BNV025*0**C* |  |  | CAP**3717AL*+UI | 88*TA36045C17*** | 24000 | 16 | 8.1 | 21600 | 16800 | 77.78% | 1.98 | 11 | 10.5 |  |  |  | No | R-410A | 2 | Residential & Commercial | Ducted CEE Tier 1
206767222 | Central HP <5.4 tons | BRYANT HEATING AND COOLING SYSTEMS | HRCU-A-CB (Split System: Heat Pump with Remote Outdoor Unit-Air-Source) | 288BNV025*0**C* |  |  | CAP**3721AL*+UI | 83*CA60100C21*** | 24400 | 16.5 | 8.1 | 21200 | 16700 | 78.77% | 2.02 | 11.5 | 10.5 |  |  |  | No | R-410A | 2.0333 | Residential & Commercial | Ducted CEE Tier 1
206767506 | Central HP <5.4 tons | BRYANT HEATING AND COOLING SYSTEMS | HRCU-A-CB (Split System: Heat Pump with Remote Outdoor Unit-Air-Source) | 288BNV025*0**C* |  |  | CAP**3621AL*+UI | 935CA60080C21*** | 23600 | 16.5 | 8.1 | 21400 | 16600 | 77.57% | 1.94 | 11 | 11 |  |  |  | No | R-410A | 1.9667 | Residential & Commercial | Ducted CEE Tier 1
215932229 | Central HP <5.4 tons | COMFORTMAKER | HRCU-A-CB (Split System: Heat Pump with Remote Outdoor Unit-Air-Source) | C5H3V36*K*AAA* |  |  | EA*5X42M21A*+WALLCON | *80CTL0701716B* | 32600 | 19.5 | 9.5 | 35200 | 27000 | 76.7% | 2 | 0 | 11 |  |  |  | No | R-454B | 2.7167 | Residential & Commercial | Ducted CEE Tier 1
215933927 | Central HP <5.4 tons | AIRQUEST | HRCU-A-CB (Split System: Heat Pump with Remote Outdoor Unit-Air-Source) | H5H3V36*K*AAA* |  |  | ESH5X60M12A*+WALLCON | *96CTN0801714B* | 34000 | 19.5 | 9 | 34600 | 26400 | 76.3% | 1.94 | 0 | 11.5 |  |  |  | No | R-454B | 2.8333 | Residential & Commercial | Ducted CEE Tier 1
215934647 | Central HP <5.4 tons | AIRQUEST | HRCU-A-CB (Split System: Heat Pump with Remote Outdoor Unit-Air-Source) | H5H3V36*K*AAA* |  |  | EVM5X30M17A*+WALLCON | *97CMN0601714B* | 34000 | 20 | 8.1 | 38000 | 27200 | 71.58% | 2 | 0 | 11 |  |  |  | No | R-454B | 2.8333 | Residential & Commercial | Ducted CEE Tier 1
215935197 | Central HP <5.4 tons | AIRQUEST | HRCU-A-CB (Split System: Heat Pump with Remote Outdoor Unit-Air-Source) | H5H3V36*K*AAA* |  |  | EVM5X60M21A*+WALLCON | *80CTL0702120B* | 35600 | 21.5 | 8.5 | 38000 | 28600 | 75.26% | 2.02 | 0 | 12 |  |  |  | No | R-454B | 2.9667 | Residential & Commercial | Ducted CEE Tier 1
215935247 | Central HP <5.4 tons | AIRQUEST | HRCU-A-CB (Split System: Heat Pump with Remote Outdoor Unit-Air-Source) | H5H3V36*K*AAA* |  |  | EVM5X60M21A*+WALLCON | *95CSU0802120B* | 35600 | 21.5 | 8.5 | 38000 | 28600 | 75.26% | 2.04 | 0 | 12 |  |  |  | No | R-454B | 2.9667 | Residential & Commercial | Ducted CEE Tier 1
215939677 | Central HP <5.4 tons | AIRQUEST | HRCU-A-CB (Split System: Heat Pump with Remote Outdoor Unit-Air-Source) | H5H3V36*K*AAA* |  |  | EA*5X42M21A*+WALLCON | *97CTN0601716A* | 32400 | 19 | 9 | 35600 | 27400 | 76.97% | 1.88 | 0 | 10.5 |  |  |  | No | R-454B | 2.7 | Residential & Commercial | Ducted CEE Tier 1
215940377 | Central HP <5.4 tons | AIRQUEST | HRCU-A-CB (Split System: Heat Pump with Remote Outdoor Unit-Air-Source) | H5H3V36*K*AAA* |  |  | EVM5X49M21A*+WALLCON | *97CTN0802120A* | 35600 | 21.5 | 8.5 | 38000 | 28600 | 75.26% | 2.04 | 0 | 12 |  |  |  | No | R-454B | 2.9667 | Residential & Commercial | Ducted CEE Tier 1
215940397 | Central HP <5.4 tons | AIRQUEST | HRCU-A-CB (Split System: Heat Pump with Remote Outdoor Unit-Air-Source) | H5H3V36*K*AAA* |  |  | EVM5X60M21A*+WALLCON | *96CTN0802120B* | 35600 | 21.5 | 8.5 | 38000 | 28600 | 75.26% | 2.04 | 0 | 12 |  |  |  | No | R-454B | 2.9667 | Residential & Commercial | Ducted CEE Tier 1
215940697 | Central HP <5.4 tons | AIRQUEST | HRCU-A-CB (Split System: Heat Pump with Remote Outdoor Unit-Air-Source) | H5H3V36*K*AAA* |  |  | EVD5X42M24A*+WALLCON | *97CTN0802120A* | 35400 | 21.5 | 8.5 | 38000 | 28600 | 75.26% | 2.04 | 0 | 12 |  |  |  | No | R-454B | 2.95 | Residential & Commercial | Ducted CEE Tier 1
215940897 | Central HP <5.4 tons | AIRQUEST | HRCU-A-CB (Split System: Heat Pump with Remote Outdoor Unit-Air-Source) | H5H3V36*K*AAA* |  |  | EVD5X60M24A*+WALLCON | *97CTN1002122A* | 35600 | 22 | 8.5 | 38000 | 28400 | 74.74% | 2.04 | 0 | 12.5 |  |  |  | No | R-454B | 2.9667 | Residential & Commercial | Ducted CEE Tier 1
215939647 | Central HP <5.4 tons | AIRQUEST | HRCU-A-CB (Split System: Heat Pump with Remote Outdoor Unit-Air-Source) | H5H3V36*K*AAA* |  |  | EA*5X42M21A*+WALLCON | *96CTN0802120B* | 32600 | 19.5 | 9.5 | 34800 | 26800 | 77.01% | 2.02 | 0 | 11.7 |  |  |  | No | R-454B | 2.7167 | Residential & Commercial | Ducted CEE Tier 1
215939897 | Central HP <5.4 tons | AIRQUEST | HRCU-A-CB (Split System: Heat Pump with Remote Outdoor Unit-Air-Source) | H5H3V36*K*AAA* |  |  | EA*5X61M24A*+WALLCON | *96CTN0802120B* | 34400 | 20.5 | 9.5 | 34400 | 26000 | 75.58% | 2.06 | 0 | 12 |  |  |  | No | R-454B | 2.8667 | Residential & Commercial | Ducted CEE Tier 1
215939917 | Central HP <5.4 tons | AIRQUEST | HRCU-A-CB (Split System: Heat Pump with Remote Outdoor Unit-Air-Source) | H5H3V36*K*AAA* |  |  | EA*5X61M24A*+WALLCON | *97CTN1002122A* | 34400 | 20.5 | 9.5 | 34200 | 26000 | 76.02% | 2.06 | 0 | 12 |  |  |  | No | R-454B | 2.8667 | Residential & Commercial | Ducted CEE Tier 1
215940467 | Central HP <5.4 tons | AIRQUEST | HRCU-A-CB (Split System: Heat Pump with Remote Outdoor Unit-Air-Source) | H5H3V36*K*AAA* |  |  | EVM5X60M24A*+WALLCON | *96CTN0802120B* | 35400 | 21.5 | 8.5 | 38000 | 28600 | 75.26% | 2.04 | 0 | 12 |  |  |  | No | R-454B | 2.95 | Residential & Commercial | Ducted CEE Tier 1
215940917 | Central HP <5.4 tons | AIRQUEST | HRCU-A-CB (Split System: Heat Pump with Remote Outdoor Unit-Air-Source) | H5H3V36*K*AAA* |  |  | EVD5X61M21A*+WALLCON | *97CTN0801716A* | 35600 | 21.5 | 8.5 | 38000 | 28800 | 75.79% | 2.04 | 0 | 12 |  |  |  | No | R-454B | 2.9667 | Residential & Commercial | Ducted CEE Tier 1
215940717 | Central HP <5.4 tons | AIRQUEST | HRCU-A-CB (Split System: Heat Pump with Remote Outdoor Unit-Air-Source) | H5H3V36*K*AAA* |  |  | EVD5X42M24A*+WALLCON | *97CTN1202422A* | 35600 | 22 | 8.5 | 38000 | 28400 | 74.74% | 2.04 | 0 | 12.5 |  |  |  | No | R-454B | 2.9667 | Residential & Commercial | Ducted CEE Tier 1
215942523 | Central HP <5.4 tons | AIRQUEST | HRCU-A-CB (Split System: Heat Pump with Remote Outdoor Unit-Air-Source) | H5H3V36*K*AAA* |  |  | EVD5X61M21A*+WALLCON | *97CMN0802120B* | 35800 | 22 | 8.5 | 37400 | 28200 | 75.4% | 2.04 | 0 | 12.5 |  |  |  | No | R-454B | 2.9833 | Residential & Commercial | Ducted CEE Tier 1
210596739 | Central HP <5.4 tons | DAY & NIGHT | HRCU-A-CB (Split System: Heat Pump with Remote Outdoor Unit-Air-Source) | CVH825GKA2* |  |  | EA*4X42L24A*+WALLCON | *97CMN0602120A* | 23600 | 16.5 | 8.1 | 21400 | 16700 | 78.04% | 1.96 | 0 | 11 |  |  |  | No | R-410A | 1.9667 | Residential & Commercial | Ducted CEE Tier 1
210596798 | Central HP <5.4 tons | DAY & NIGHT | HRCU-A-CB (Split System: Heat Pump with Remote Outdoor Unit-Air-Source) | CVH825GKA2* |  |  | EA*4X43L21A*+WALLCON | *97CMN0602120A* | 24400 | 16.5 | 8.1 | 21200 | 16700 | 78.77% | 2.02 | 0 | 11 |  |  |  | No | R-410A | 2.0333 | Residential & Commercial | Ducted CEE Tier 1
210596807 | Central HP <5.4 tons | DAY & NIGHT | HRCU-A-CB (Split System: Heat Pump with Remote Outdoor Unit-Air-Source) | CVH825GKA2* |  |  | EA*4X48L21A*+WALLCON | *80CSU0401712A* | 24200 | 17 | 8.1 | 21000 | 16500 | 78.57% | 2.02 | 0 | 11 |  |  |  | No | R-410A | 2.0167 | Residential & Commercial | Ducted CEE Tier 1
210596837 | Central HP <5.4 tons | DAY & NIGHT | HRCU-A-CB (Split System: Heat Pump with Remote Outdoor Unit-Air-Source) | CVH825GKA2* |  |  | EA*4X48L21A*+WALLCON | *96CTN0801714A* | 24000 | 16.5 | 8.1 | 21000 | 16600 | 79.05% | 2 | 0 | 11 |  |  |  | No | R-410A | 2 | Residential & Commercial | Ducted CEE Tier 1
210596921 | Central HP <5.4 tons | DAY & NIGHT | HRCU-A-CB (Split System: Heat Pump with Remote Outdoor Unit-Air-Source) | CVH825GKA2* |  |  | EHD4X42AAL+WALLCON | *96CTN1002122A* | 24200 | 16 | 8.1 | 21400 | 16600 | 77.57% | 2 | 0 | 10.5 |  |  |  | No | R-410A | 2.0167 | Residential & Commercial | Ducted CEE Tier 1
210596957 | Central HP <5.4 tons | DAY & NIGHT | HRCU-A-CB (Split System: Heat Pump with Remote Outdoor Unit-Air-Source) | CVH825GKA2* |  |  | EHD4X48AAL+WALLCON | *80CTL0701716A* | 24200 | 16.5 | 8.1 | 21200 | 16600 | 78.3% | 2.02 | 0 | 10.5 |  |  |  | No | R-410A | 2.0167 | Residential & Commercial | Ducted CEE Tier 1
210596966 | Central HP <5.4 tons | DAY & NIGHT | HRCU-A-CB (Split System: Heat Pump with Remote Outdoor Unit-Air-Source) | CVH825GKA2* |  |  | EHD4X48AAL+WALLCON | *95CSU0601716A* | 24200 | 16 | 8.1 | 21400 | 16700 | 78.04% | 2 | 0 | 10.5 |  |  |  | No | R-410A | 2.0167 | Residential & Commercial | Ducted CEE Tier 1
210597116 | Central HP <5.4 tons | DAY & NIGHT | HRCU-A-CB (Split System: Heat Pump with Remote Outdoor Unit-Air-Source) | CVH825GKA2* |  |  | EN(A,D,W)4X48L21**+WALLCON | *97CMN0602120A* | 24000 | 16.5 | 8.1 | 21400 | 16700 | 78.04% | 2 | 0 | 11 |  |  |  | No | R-410A | 2 | Residential & Commercial | Ducted CEE Tier 1
210596945 | Central HP <5.4 tons | DAY & NIGHT | HRCU-A-CB (Split System: Heat Pump with Remote Outdoor Unit-Air-Source) | CVH825GKA2* |  |  | EHD4X48AAL+WALLCON | *80CSU0601716A* | 24200 | 16.5 | 8.1 | 21200 | 16600 | 78.3% | 2.02 | 0 | 11 |  |  |  | No | R-410A | 2.0167 | Residential & Commercial | Ducted CEE Tier 1
210597077 | Central HP <5.4 tons | DAY & NIGHT | HRCU-A-CB (Split System: Heat Pump with Remote Outdoor Unit-Air-Source) | CVH825GKA2* |  |  | EN(A,D,W)4X48L21**+WALLCON | *80CSU0401712A* | 24200 | 17.5 | 8.1 | 21200 | 16600 | 78.3% | 2.02 | 0 | 11.5 |  |  |  | No | R-410A | 2.0167 | Residential & Commercial | Ducted CEE Tier 1
210597832 | Central HP <5.4 tons | HEIL | HRCU-A-CB (Split System: Heat Pump with Remote Outdoor Unit-Air-Source) | HVH825GKA2* |  |  | EA*4X42L21A*+WALLCON | *80CSU0401712A* | 23800 | 17 | 8.1 | 21400 | 16600 | 77.57% | 1.96 | 0 | 11 |  |  |  | No | R-410A | 1.9833 | Residential & Commercial | Ducted CEE Tier 1
210598016 | Central HP <5.4 tons | HEIL | HRCU-A-CB (Split System: Heat Pump with Remote Outdoor Unit-Air-Source) | HVH825GKA2* |  |  | EA*4X48L21A*+WALLCON | *80CTL0901716A* | 24200 | 17.5 | 8.1 | 20800 | 16500 | 79.33% | 2.04 | 0 | 11.5 |  |  |  | No | R-410A | 2.0167 | Residential & Commercial | Ducted CEE Tier 1
216374517 | Central HP <5.4 tons | YORK | HRCU-A-CB (Split System: Heat Pump with Remote Outdoor Unit-Air-Source) | HH824E2S11 |  |  | CTF36B5ADS1 | Y92E060B12SMPS1 | 23000 | 18 | 9.5 | 23000 | 18300 | 79.57% | 2 | 0 | 12 |  |  |  | No | R-454B | 1.9167 | Residential & Commercial | Ducted CEE Tier 1
215939857 | Central HP <5.4 tons | AIRQUEST | HRCU-A-CB (Split System: Heat Pump with Remote Outdoor Unit-Air-Source) | H5H3V36*K*AAA* |  |  | EA*5X61M21A*+WALLCON | *97CTN0601716A* | 34000 | 19.5 | 9 | 35200 | 26800 | 76.14% | 1.94 | 0 | 11 |  |  |  | No | R-454B | 2.8333 | Residential & Commercial | Ducted CEE Tier 1
215940157 | Central HP <5.4 tons | AIRQUEST | HRCU-A-CB (Split System: Heat Pump with Remote Outdoor Unit-Air-Source) | H5H3V36*K*AAA* |  |  | ESH5X48M12A*+WALLCON | *97CTN1002122A* | 33800 | 19.5 | 9 | 34600 | 26400 | 76.3% | 1.92 | 0 | 11.7 |  |  |  | No | R-454B | 2.8167 | Residential & Commercial | Ducted CEE Tier 1
215939607 | Central HP <5.4 tons | AIRQUEST | HRCU-A-CB (Split System: Heat Pump with Remote Outdoor Unit-Air-Source) | H5H3V36*K*AAA* |  |  | EA*5X36M17A*+WALLCON | *80CSU0401712B* | 32400 | 19.5 | 9.5 | 35000 | 26800 | 76.57% | 2 | 0 | 11 |  |  |  | No | R-454B | 2.7 | Residential & Commercial | Ducted CEE Tier 1
214242200 | Central HP <5.4 tons | COMFORTMAKER | HRCU-A-CB (Split System: Heat Pump with Remote Outdoor Unit-Air-Source) | CVH825GKA3* |  |  | EN(A,D,W)4X42L21**+WALLCON | *96CTN1002122B* | 23800 | 16.5 | 8.1 | 21400 | 16600 | 77.57% | 1.96 | 0 | 11 |  |  |  | No | R-410A | 1.9833 | Residential & Commercial | Ducted CEE Tier 1
206788900 | Central HP <5.4 tons | CARRIER | HRCU-A-CB (Split System: Heat Pump with Remote Outdoor Unit-Air-Source) | 25VNA448A*031* |  |  | FE4AN(B,F)005L+UI |  | 45000 | 22 | 9.5 | 46000 | 36000 | 78.26% | 2.32 | 13 | 12.5 |  |  |  | No | R-410A | 3.75 | Residential & Commercial | Ducted CEE Tier 1
206788901 | Central HP <5.4 tons | CARRIER | HRCU-A-CB (Split System: Heat Pump with Remote Outdoor Unit-Air-Source) | 25VNA448A*031* |  |  | CAP**4821AL*+UI | 58TN*A090C21**20 | 43500 | 21 | 9.5 | 46500 | 36400 | 78.28% | 2.28 | 12 | 11.7 |  |  |  | No | R-410A | 3.625 | Residential & Commercial | Ducted CEE Tier 1
206788914 | Central HP <5.4 tons | CARRIER | HRCU-A-CB (Split System: Heat Pump with Remote Outdoor Unit-Air-Source) | 25VNA448A*031* |  |  | CAP**4821AL*+UI | 59MN7B100C21**22 | 43500 | 21 | 9.5 | 46500 | 36400 | 78.28% | 2.28 | 12 | 11.7 |  |  |  | No | R-410A | 3.625 | Residential & Commercial | Ducted CEE Tier 1
210597582 | Central HP <5.4 tons | DAY & NIGHT | HRCU-A-CB (Split System: Heat Pump with Remote Outdoor Unit-Air-Source) | CVH837GKA** |  |  | EN(A,D)4X48L24**+WALLCON | *95CSU1002122A* | 32400 | 17.5 | 8.1 | 32800 | 24600 | 75% | 1.98 | 0 | 11.7 |  |  |  | No | R-410A | 2.7 | Residential & Commercial | Ducted CEE Tier 1
206772749 | Central HP <5.4 tons | HEIL | HRCU-A-CB (Split System: Heat Pump with Remote Outdoor Unit-Air-Source) | HVH837GKA2* |  |  | EHD4X42AAL+WALLCON | *96CTN1202422A* | 32600 | 17 | 8.1 | 33000 | 24800 | 75.15% | 1.96 | 11 | 11 |  |  |  | No | R-410A | 2.7167 | Residential & Commercial | Ducted CEE Tier 1
206773519 | Central HP <5.4 tons | HEIL | HRCU-A-CB (Split System: Heat Pump with Remote Outdoor Unit-Air-Source) | HVH837GKA2* |  |  | EA*4X48L24A*+WALLCON | *95CSU0802120A* | 32400 | 17.5 | 8.5 | 32400 | 24800 | 76.54% | 2 | 12 | 11.5 |  |  |  | No | R-410A | 2.7 | Residential & Commercial | Ducted CEE Tier 1
212980590 | Central HP <5.4 tons | COMFORTMAKER | HRCU-A-CB (Split System: Heat Pump with Remote Outdoor Unit-Air-Source) | DLCURAH24ABK |  |  | EA*4X37L21A* | *80MS(N,L)0902120A* | 24000 | 17.5 | 8.5 | 25200 | 21800 | 86.51% | 1.82 | 0 | 10 |  |  |  | No | R-410A | 2 | Residential & Commercial | Ducted CEE Tier 1
214279927 | Central HP <5.4 tons | TEMPSTAR | HRCU-A-CB (Split System: Heat Pump with Remote Outdoor Unit-Air-Source) | DLCURAH24ABK |  |  | EA*4X36L21A* | *96MSN0601716A* | 23600 | 17 | 9 | 25800 | 23600 | 91.47% | 1.96 | 0 | 10 |  |  |  | No | R-410A | 1.9667 | Residential & Commercial | Ducted CEE Tier 1
214242250 | Central HP <5.4 tons | COMFORTMAKER | HRCU-A-CB (Split System: Heat Pump with Remote Outdoor Unit-Air-Source) | CVH825GKA3* |  |  | EN(A,D,W)4X48L21**+WALLCON | *80CTL1102120B* | 24200 | 17 | 8.1 | 21200 | 16500 | 77.83% | 2 | 0 | 11 |  |  |  | No | R-410A | 2.0167 | Residential & Commercial | Ducted CEE Tier 1
214242350 | Central HP <5.4 tons | COMFORTMAKER | HRCU-A-CB (Split System: Heat Pump with Remote Outdoor Unit-Air-Source) | CVH825GKA3* |  |  | EN(A,D)4X48L24**+WALLCON | *80CTL1352422B* | 24200 | 17 | 8.1 | 21200 | 16600 | 78.3% | 2 | 0 | 11 |  |  |  | No | R-410A | 2.0167 | Residential & Commercial | Ducted CEE Tier 1
210597110 | Central HP <5.4 tons | DAY & NIGHT | HRCU-A-CB (Split System: Heat Pump with Remote Outdoor Unit-Air-Source) | CVH825GKA2* |  |  | EN(A,D,W)4X48L21**+WALLCON | *96CTN1002122A* | 24200 | 17 | 8.1 | 21400 | 16600 | 77.57% | 2.02 | 0 | 11.5 |  |  |  | No | R-410A | 2.0167 | Residential & Commercial | Ducted CEE Tier 1
214243250 | Central HP <5.4 tons | COMFORTMAKER | HRCU-A-CB (Split System: Heat Pump with Remote Outdoor Unit-Air-Source) | CVH825GKA2* |  |  | EN(A,D)4X48L24**+WALLCON | *96CTN1002122B* | 24200 | 17 | 8.1 | 21200 | 16600 | 78.3% | 2.02 | 0 | 11.5 |  |  |  | No | R-410A | 2.0167 | Residential & Commercial | Ducted CEE Tier 1
214243260 | Central HP <5.4 tons | COMFORTMAKER | HRCU-A-CB (Split System: Heat Pump with Remote Outdoor Unit-Air-Source) | CVH825GKA2* |  |  | EN(A,D)4X48L24**+WALLCON | *96CTN1202422B* | 24200 | 17 | 8.1 | 21200 | 16600 | 78.3% | 2.02 | 0 | 11.5 |  |  |  | No | R-410A | 2.0167 | Residential & Commercial | Ducted CEE Tier 1
210597369 | Central HP <5.4 tons | DAY & NIGHT | HRCU-A-CB (Split System: Heat Pump with Remote Outdoor Unit-Air-Source) | CVH837GKA** |  |  | EA*4X60L24A*+WALLCON | *80CSU1002120A* | 32800 | 17 | 8.1 | 32000 | 24800 | 77.5% | 1.96 | 0 | 11 |  |  |  | No | R-410A | 2.7333 | Residential & Commercial | Ducted CEE Tier 1
212981004 | Central HP <5.4 tons | TEMPSTAR | HRCU-A-CB (Split System: Heat Pump with Remote Outdoor Unit-Air-Source) | DLCURAH24ABK |  |  | EA*4X37L21A* | *80MS(N,L)1102120A* | 24800 | 17.5 | 8.5 | 25600 | 21200 | 82.81% | 1.8 | 0 | 10.5 |  |  |  | No | R-410A | 2.0667 | Residential & Commercial | Ducted CEE Tier 1
212981722 | Central HP <5.4 tons | TEMPSTAR | HRCU-A-CB (Split System: Heat Pump with Remote Outdoor Unit-Air-Source) | DLCURAH24ABK |  |  | EA*4X30L17A* | *80MSU1002120A* | 23800 | 16.5 | 8.5 | 26200 | 23600 | 90.08% | 1.96 | 0 | 10 |  |  |  | No | R-410A | 1.9833 | Residential & Commercial | Ducted CEE Tier 1
211241669 | Central HP <5.4 tons | TEMPSTAR | HRCU-A-CB (Split System: Heat Pump with Remote Outdoor Unit-Air-Source) | DLCURAH24ABK |  |  | EA*4X30L17A* | *80ES(N,L)0701712A* | 24400 | 16.5 | 8.5 | 26400 | 22800 | 86.36% | 1.88 | 0 | 10 |  |  |  | No | R-410A | 2.0333 | Residential & Commercial | Ducted CEE Tier 1
211241737 | Central HP <5.4 tons | TEMPSTAR | HRCU-A-CB (Split System: Heat Pump with Remote Outdoor Unit-Air-Source) | DLCURAH24ABK |  |  | EA*4X30L17A* | *95ESN0801716A* | 24600 | 15.5 | 8.5 | 27000 | 22400 | 82.96% | 1.82 | 0 | 10 |  |  |  | No | R-410A | 2.05 | Residential & Commercial | Ducted CEE Tier 1
211241952 | Central HP <5.4 tons | TEMPSTAR | HRCU-A-CB (Split System: Heat Pump with Remote Outdoor Unit-Air-Source) | DLCURAH24ABK |  |  | EA*4X36L17A* | *80ESU0401712A* | 24000 | 17.5 | 8.5 | 26000 | 22800 | 87.69% | 1.9 | 0 | 10 |  |  |  | No | R-410A | 2 | Residential & Commercial | Ducted CEE Tier 1
210472925 | Central HP <5.4 tons | DAY & NIGHT | HRCU-A-CB (Split System: Heat Pump with Remote Outdoor Unit-Air-Source) | CVH825GKA3* |  |  | EA*4X42L21A*+WALLCON | *97CMN0601714A* | 23600 | 16 | 8.1 | 21600 | 16800 | 77.78% | 1.94 | 0 | 10.5 |  |  |  | No | R-410A | 1.9667 | Residential & Commercial | Ducted CEE Tier 1
210473123 | Central HP <5.4 tons | DAY & NIGHT | HRCU-A-CB (Split System: Heat Pump with Remote Outdoor Unit-Air-Source) | CVH825GKA3* |  |  | EA*4X43L21A*+WALLCON | *80CSU0401712A* | 24400 | 17 | 8.5 | 21200 | 16600 | 78.3% | 2.02 | 0 | 11 |  |  |  | No | R-410A | 2.0333 | Residential & Commercial | Ducted CEE Tier 1
214242080 | Central HP <5.4 tons | COMFORTMAKER | HRCU-A-CB (Split System: Heat Pump with Remote Outdoor Unit-Air-Source) | CVH825GKA3* |  |  | END4X42L17**+WALLCON | *96CTN0801714B* | 24000 | 16.5 | 8.1 | 21400 | 16600 | 77.57% | 1.98 | 0 | 11 |  |  |  | No | R-410A | 2 | Residential & Commercial | Ducted CEE Tier 1
214242230 | Central HP <5.4 tons | COMFORTMAKER | HRCU-A-CB (Split System: Heat Pump with Remote Outdoor Unit-Air-Source) | CVH825GKA3* |  |  | EN(A,D,W)4X48L21**+WALLCON | *80CTL0901716B* | 24200 | 17 | 8.1 | 21200 | 16600 | 78.3% | 2 | 0 | 11 |  |  |  | No | R-410A | 2.0167 | Residential & Commercial | Ducted CEE Tier 1
214241630 | Central HP <5.4 tons | COMFORTMAKER | HRCU-A-CB (Split System: Heat Pump with Remote Outdoor Unit-Air-Source) | CVH825GKA3* |  |  | EN(A,D)4X24L17**+WALLCON | *96CTN0601714B* | 23200 | 15.5 | 8.1 | 22200 | 16900 | 76.13% | 1.9 | 0 | 10.5 |  |  |  | No | R-410A | 1.9333 | Residential & Commercial | Ducted CEE Tier 1
215682468 | Central HP <5.4 tons | COMFORTMAKER | HRCU-A-CB (Split System: Heat Pump with Remote Outdoor Unit-Air-Source) | C5H0V48*K*AAA* |  |  | EVD5X61M21A*+WALLCON | *80CSU0802120B* | 49000 | 19 | 9 | 50000 | 36600 | 73.2% | 2.12 | 0 | 10 |  |  |  | No | R-454B | 4.0833 | Residential & Commercial | Ducted CEE Tier 1
216571313 | Central HP <5.4 tons | AMERICAN STANDARD | HRCU-A-CB (Split System: Heat Pump with Remote Outdoor Unit-Air-Source) | 5A6V8X36A1 |  |  | 5TXCC009AS3 | S8V2C080M5PDB | 33000 | 18.1 | 8.5 | 33000 | 25200 | 76.36% | 2.1 | 0 | 10.5 |  |  |  | No | R-454B | 2.75 | Residential & Commercial | Ducted CEE Tier 1
216571337 | Central HP <5.4 tons | AMERICAN STANDARD | HRCU-A-CB (Split System: Heat Pump with Remote Outdoor Unit-Air-Source) | 5A6V8X60A1 |  |  | 5PX*D010AS3 | S8V2C080M5PDB | 54000 | 18.1 | 8.5 | 55000 | 39500 | 71.82% | 2 | 0 | 10 |  |  |  | No | R-454B | 4.5 | Residential & Commercial | Ducted CEE Tier 1
212988710 | Central HP <5.4 tons | BRYANT HEATING AND COOLING SYSTEMS | HRCU-A-CB (Split System: Heat Pump with Remote Outdoor Unit-Air-Source) | 38MURAQ24AB3* |  |  | CAP**3721AL* | 935SB36040M17*** | 24200 | 17 | 8.5 | 25200 | 21400 | 84.92% | 1.8 | 0 | 10 |  |  |  | No | R-410A | 2.0167 | Residential & Commercial | Ducted CEE Tier 1
212989130 | Central HP <5.4 tons | BRYANT HEATING AND COOLING SYSTEMS | HRCU-A-CB (Split System: Heat Pump with Remote Outdoor Unit-Air-Source) | 38MURAQ24AB3* |  |  | CAP**2417AL* | 935SB48060M17*** | 23400 | 17 | 9 | 26800 | 26400 | 98.51% | 2.24 | 0 | 10 |  |  |  | No | R-410A | 1.95 | Residential & Commercial | Ducted CEE Tier 1
211240227 | Central HP <5.4 tons | BRYANT HEATING AND COOLING SYSTEMS | HRCU-A-CB (Split System: Heat Pump with Remote Outdoor Unit-Air-Source) | 38MURAQ24AB3* |  |  | CAP**2414AL* | 82*SA36045V14*** | 24000 | 16 | 8.5 | 27000 | 23800 | 88.15% | 1.96 | 0 | 10 |  |  |  | No | R-410A | 2 | Residential & Commercial | Ducted CEE Tier 1
211240595 | Central HP <5.4 tons | BRYANT HEATING AND COOLING SYSTEMS | HRCU-A-CB (Split System: Heat Pump with Remote Outdoor Unit-Air-Source) | 38MURAQ24AB3* |  |  | CAP**2417AL* | 926TB36060V14*** | 23200 | 16.5 | 8.5 | 26400 | 25600 | 96.97% | 2.14 | 0 | 10 |  |  |  | No | R-410A | 1.9333 | Residential & Commercial | Ducted CEE Tier 1
214241640 | Central HP <5.4 tons | COMFORTMAKER | HRCU-A-CB (Split System: Heat Pump with Remote Outdoor Unit-Air-Source) | CVH825GKA3* |  |  | EN(A,D)4X24L17**+WALLCON | *96CTN0801714B* | 23200 | 16 | 8.1 | 22000 | 16900 | 76.82% | 1.92 | 0 | 10.5 |  |  |  | No | R-410A | 1.9333 | Residential & Commercial | Ducted CEE Tier 1
214242160 | Central HP <5.4 tons | COMFORTMAKER | HRCU-A-CB (Split System: Heat Pump with Remote Outdoor Unit-Air-Source) | CVH825GKA3* |  |  | EN(A,D,W)4X42L21**+WALLCON | *97CMN0801714B* | 23600 | 16.5 | 8.1 | 21400 | 16700 | 78.04% | 1.94 | 0 | 11 |  |  |  | No | R-410A | 1.9667 | Residential & Commercial | Ducted CEE Tier 1
214242170 | Central HP <5.4 tons | COMFORTMAKER | HRCU-A-CB (Split System: Heat Pump with Remote Outdoor Unit-Air-Source) | CVH825GKA3* |  |  | EN(A,D,W)4X42L21**+WALLCON | *97CMN1002122B* | 23800 | 16.5 | 8.1 | 21400 | 16600 | 77.57% | 1.96 | 0 | 11 |  |  |  | No | R-410A | 1.9833 | Residential & Commercial | Ducted CEE Tier 1
214242270 | Central HP <5.4 tons | COMFORTMAKER | HRCU-A-CB (Split System: Heat Pump with Remote Outdoor Unit-Air-Source) | CVH825GKA3* |  |  | EN(A,D,W)4X48L21**+WALLCON | *97CMN0601714B* | 24000 | 16.5 | 8.1 | 21400 | 16700 | 78.04% | 1.98 | 0 | 11 |  |  |  | No | R-410A | 2 | Residential & Commercial | Ducted CEE Tier 1
213077948 | Central HP <5.4 tons | AIRQUEST | HRCU-A-CB (Split System: Heat Pump with Remote Outdoor Unit-Air-Source) | DLCURAH36ABK |  |  | EA*4X37L21A* | *80MS(N,L)0701712A* | 36200 | 16 | 8.5 | 38000 | 34800 | 91.58% | 2.04 | 0 | 10 |  |  |  | No | R-410A | 3.0167 | Residential & Commercial | Ducted CEE Tier 1
212979663 | Central HP <5.4 tons | TEMPSTAR | HRCU-A-CB (Split System: Heat Pump with Remote Outdoor Unit-Air-Source) | DLCURAH36ABK |  |  | EA*4X48L21A* | *80MS(N,L)0901714A* | 35800 | 16.5 | 8.5 | 37800 | 34600 | 91.53% | 2.02 | 0 | 10 |  |  |  | No | R-410A | 2.9833 | Residential & Commercial | Ducted CEE Tier 1
211226427 | Central HP <5.4 tons | TEMPSTAR | HRCU-A-CB (Split System: Heat Pump with Remote Outdoor Unit-Air-Source) | DLCURAH36ABK |  |  | EA*4X36L21A* | *96VTN1002122A* | 35200 | 16.5 | 8.1 | 38500 | 35200 | 91.43% | 1.82 | 0 | 10 |  |  |  | No | R-410A | 2.9333 | Residential & Commercial | Ducted CEE Tier 1
212980172 | Central HP <5.4 tons | COMFORTMAKER | HRCU-A-CB (Split System: Heat Pump with Remote Outdoor Unit-Air-Source) | DLCURAH36ABK |  |  | EA*4X48L24A* | *80MS(N,L)0902116A* | 35600 | 16.5 | 8.5 | 37800 | 34600 | 91.53% | 2.02 | 0 | 10 |  |  |  | No | R-410A | 2.9667 | Residential & Commercial | Ducted CEE Tier 1
215932619 | Central HP <5.4 tons | COMFORTMAKER | HRCU-A-CB (Split System: Heat Pump with Remote Outdoor Unit-Air-Source) | C5H3V36*K*AAA* |  |  | EA*5X60M24A*+WALLCON | *97CMN1002122B* | 34000 | 20.5 | 9.5 | 34000 | 25800 | 75.88% | 2.06 | 0 | 12 |  |  |  | No | R-454B | 2.8333 | Residential & Commercial | Ducted CEE Tier 1
215932719 | Central HP <5.4 tons | COMFORTMAKER | HRCU-A-CB (Split System: Heat Pump with Remote Outdoor Unit-Air-Source) | C5H3V36*K*AAA* |  |  | EA*5X61M21A*+WALLCON | *80CTL0901716B* | 34400 | 20.5 | 9 | 34400 | 26200 | 76.16% | 1.96 | 0 | 11.7 |  |  |  | No | R-454B | 2.8667 | Residential & Commercial | Ducted CEE Tier 1
215933789 | Central HP <5.4 tons | COMFORTMAKER | HRCU-A-CB (Split System: Heat Pump with Remote Outdoor Unit-Air-Source) | C5H3V36*K*AAA* |  |  | ESH5X60M12A*+WALLCON | *80CTL0901716B* | 34200 | 19.5 | 9 | 34400 | 26200 | 76.16% | 1.94 | 0 | 11.7 |  |  |  | No | R-454B | 2.85 | Residential & Commercial | Ducted CEE Tier 1
213771084 | Central HP <5.4 tons | TEMPSTAR | HRCU-A-CB (Split System: Heat Pump with Remote Outdoor Unit-Air-Source) | TVH825GKA2* |  |  | EA*4X37L17A*+WALLCON | *97CMN0601714B* | 24000 | 16 | 8.1 | 21600 | 16800 | 77.78% | 1.98 | 0 | 10.5 |  |  |  | No | R-410A | 2 | Residential & Commercial | Ducted CEE Tier 1
215933959 | Central HP <5.4 tons | COMFORTMAKER | HRCU-A-CB (Split System: Heat Pump with Remote Outdoor Unit-Air-Source) | C5H3V36*K*AAA* |  |  | FCMA5B36L0C*+WALLCON |  | 33000 | 20.5 | 9.5 | 34800 | 26800 | 77.01% | 2 | 0 | 11.7 |  |  |  | No | R-454B | 2.75 | Residential & Commercial | Ducted CEE Tier 1
215934759 | Central HP <5.4 tons | COMFORTMAKER | HRCU-A-CB (Split System: Heat Pump with Remote Outdoor Unit-Air-Source) | C5H3V36*K*AAA* |  |  | EVM5X43M21A*+WALLCON | *97CMN0601714B* | 34400 | 20.5 | 8.5 | 38000 | 27600 | 72.63% | 2.08 | 0 | 11 |  |  |  | No | R-454B | 2.8667 | Residential & Commercial | Ducted CEE Tier 1
215934809 | Central HP <5.4 tons | COMFORTMAKER | HRCU-A-CB (Split System: Heat Pump with Remote Outdoor Unit-Air-Source) | C5H3V36*K*AAA* |  |  | EVM5X44M21A*+WALLCON | *80CTL0451712B* | 35200 | 21 | 8.5 | 39000 | 29400 | 75.38% | 2 | 0 | 11.7 |  |  |  | No | R-454B | 2.9333 | Residential & Commercial | Ducted CEE Tier 1
215935109 | Central HP <5.4 tons | COMFORTMAKER | HRCU-A-CB (Split System: Heat Pump with Remote Outdoor Unit-Air-Source) | C5H3V36*K*AAA* |  |  | EVM5X49M21A*+WALLCON | *97CMN0802120B* | 35600 | 21.5 | 8.5 | 38000 | 28600 | 75.26% | 2.04 | 0 | 12 |  |  |  | No | R-454B | 2.9667 | Residential & Commercial | Ducted CEE Tier 1
213079072 | Central HP <5.4 tons | AIRQUEST | HRCU-A-CB (Split System: Heat Pump with Remote Outdoor Unit-Air-Source) | DLCURAH36ABK |  |  | EN(A,D,W)4X48L21** | *80MSU0401712A* | 35800 | 16.5 | 8.1 | 38500 | 34800 | 90.39% | 2 | 0 | 10 |  |  |  | No | R-410A | 2.9833 | Residential & Commercial | Ducted CEE Tier 1
213080174 | Central HP <5.4 tons | AIRQUEST | HRCU-A-CB (Split System: Heat Pump with Remote Outdoor Unit-Air-Source) | DLCURAH36ABK |  |  | EA*4X42L24A* | *96MSN0802120A* | 35600 | 16 | 8.1 | 38500 | 35200 | 91.43% | 1.9 | 0 | 10 |  |  |  | No | R-410A | 2.9667 | Residential & Commercial | Ducted CEE Tier 1
213080440 | Central HP <5.4 tons | AIRQUEST | HRCU-A-CB (Split System: Heat Pump with Remote Outdoor Unit-Air-Source) | DLCURAH36ABK |  |  | EN(A,D,W)4X48L21** | *96MSN1002122A* | 36000 | 16.5 | 8.1 | 38500 | 34800 | 90.39% | 2.02 | 0 | 10 |  |  |  | No | R-410A | 3 | Residential & Commercial | Ducted CEE Tier 1
210470071 | Central HP <5.4 tons | COMFORTMAKER | HRCU-A-CB (Split System: Heat Pump with Remote Outdoor Unit-Air-Source) | CVH837GKA2* |  |  | EA*4X36L21A*+WALLCON | *95CSU1002122A* | 31600 | 17.5 | 8.1 | 33000 | 24200 | 73.33% | 1.86 | 0 | 11 |  |  |  | No | R-410A | 2.6333 | Residential & Commercial | Ducted CEE Tier 1
210470139 | Central HP <5.4 tons | COMFORTMAKER | HRCU-A-CB (Split System: Heat Pump with Remote Outdoor Unit-Air-Source) | CVH837GKA2* |  |  | EA*4X42L21A*+WALLCON | *95CSU0802120A* | 31800 | 17.5 | 8.1 | 33000 | 24400 | 73.94% | 1.9 | 0 | 11 |  |  |  | No | R-410A | 2.65 | Residential & Commercial | Ducted CEE Tier 1
210470237 | Central HP <5.4 tons | COMFORTMAKER | HRCU-A-CB (Split System: Heat Pump with Remote Outdoor Unit-Air-Source) | CVH837GKA2* |  |  | EA*4X60L24A*+WALLCON | *95CSU0802120A* | 32800 | 17.5 | 8.5 | 31800 | 24800 | 77.99% | 2 | 0 | 11.5 |  |  |  | No | R-410A | 2.7333 | Residential & Commercial | Ducted CEE Tier 1
213078630 | Central HP <5.4 tons | AIRQUEST | HRCU-A-CB (Split System: Heat Pump with Remote Outdoor Unit-Air-Source) | DLCURAH36ABK |  |  | EA*4X42L21A* | *80MS(N,L)1102120A* | 35800 | 16.5 | 8.1 | 38500 | 35000 | 90.91% | 1.9 | 0 | 10 |  |  |  | No | R-410A | 2.9833 | Residential & Commercial | Ducted CEE Tier 1
216571079 | Central HP <5.4 tons | AMERICAN STANDARD | HRCU-A-CB (Split System: Heat Pump with Remote Outdoor Unit-Air-Source) | 5A6V0X48A1 |  |  | 5PX*C007AS3 | S8V2C080M5PDB | 44500 | 20 | 9.7 | 47500 | 34000 | 71.58% | 2.1 | 0 | 11.7 |  |  |  | No | R-454B | 3.7083 | Residential & Commercial | Ducted CEE Tier 1
216571111 | Central HP <5.4 tons | AMERICAN STANDARD | HRCU-A-CB (Split System: Heat Pump with Remote Outdoor Unit-Air-Source) | 5A6V0X48A1 |  |  | 5PX*D010AS3 | *UHMD120CCV5+LRP | 45000 | 20 | 9.7 | 46500 | 33400 | 71.83% | 2.1 | 0 | 12 |  |  |  | No | R-454B | 3.75 | Residential & Commercial | Ducted CEE Tier 1
210470556 | Central HP <5.4 tons | COMFORTMAKER | HRCU-A-CB (Split System: Heat Pump with Remote Outdoor Unit-Air-Source) | CVH837GKA2* |  |  | EA*4X61L24A*+WALLCON | *80CTL0902120A* | 33200 | 18 | 8.5 | 32000 | 24800 | 77.5% | 2 | 0 | 12 |  |  |  | No | R-410A | 2.7667 | Residential & Commercial | Ducted CEE Tier 1
211242237 | Central HP <5.4 tons | TEMPSTAR | HRCU-A-CB (Split System: Heat Pump with Remote Outdoor Unit-Air-Source) | DLCURAH24ABK |  |  | EA*4X36L17A* | OLV098A12* | 23400 | 16.5 | 8.5 | 25600 | 23800 | 92.97% | 1.98 | 0 | 10 |  |  |  | No | R-410A | 1.95 | Residential & Commercial | Ducted CEE Tier 1
211242486 | Central HP <5.4 tons | TEMPSTAR | HRCU-A-CB (Split System: Heat Pump with Remote Outdoor Unit-Air-Source) | DLCURAH24ABK |  |  | EA*4X36L21A* | *96VTN0801716A* | 24400 | 16.5 | 8.5 | 26200 | 22400 | 85.5% | 1.86 | 0 | 10 |  |  |  | No | R-410A | 2.0333 | Residential & Commercial | Ducted CEE Tier 1
211242973 | Central HP <5.4 tons | TEMPSTAR | HRCU-A-CB (Split System: Heat Pump with Remote Outdoor Unit-Air-Source) | DLCURAH24ABK |  |  | EA*4X37L17A* | *95ESN0601412A* | 25000 | 16 | 8.5 | 26000 | 21200 | 81.54% | 1.76 | 0 | 10 |  |  |  | No | R-410A | 2.0833 | Residential & Commercial | Ducted CEE Tier 1
211243172 | Central HP <5.4 tons | TEMPSTAR | HRCU-A-CB (Split System: Heat Pump with Remote Outdoor Unit-Air-Source) | DLCURAH24ABK |  |  | EA*4X37L17A* | OMV098J12* | 24200 | 16.5 | 8.5 | 25400 | 21800 | 85.83% | 1.82 | 0 | 10 |  |  |  | No | R-410A | 2.0167 | Residential & Commercial | Ducted CEE Tier 1
211243190 | Central HP <5.4 tons | TEMPSTAR | HRCU-A-CB (Split System: Heat Pump with Remote Outdoor Unit-Air-Source) | DLCURAH24ABK |  |  | EA*4X37L17A* | OMV112K14A | 24800 | 16 | 8.5 | 25800 | 21400 | 82.95% | 1.78 | 0 | 10 |  |  |  | No | R-410A | 2.0667 | Residential & Commercial | Ducted CEE Tier 1
211243338 | Central HP <5.4 tons | TEMPSTAR | HRCU-A-CB (Split System: Heat Pump with Remote Outdoor Unit-Air-Source) | DLCURAH24ABK |  |  | EA*4X37L21A* | *80VSL0451716A* | 24800 | 16.5 | 8.5 | 25600 | 21000 | 82.03% | 1.76 | 0 | 10.5 |  |  |  | No | R-410A | 2.0667 | Residential & Commercial | Ducted CEE Tier 1
211243525 | Central HP <5.4 tons | TEMPSTAR | HRCU-A-CB (Split System: Heat Pump with Remote Outdoor Unit-Air-Source) | DLCURAH24ABK |  |  | EA*4X37L21A* | *80ES(N,L)0702116A* | 25000 | 17 | 8.5 | 25600 | 20800 | 81.25% | 1.76 | 0 | 10.5 |  |  |  | No | R-410A | 2.0833 | Residential & Commercial | Ducted CEE Tier 1
211244244 | Central HP <5.4 tons | TEMPSTAR | HRCU-A-CB (Split System: Heat Pump with Remote Outdoor Unit-Air-Source) | DLCURAH24ABK |  |  | EN(A,D)4X24L17** | *80ESU0601716A | 24400 | 16 | 8.5 | 27200 | 22600 | 83.09% | 1.86 | 0 | 10 |  |  |  | No | R-410A | 2.0333 | Residential & Commercial | Ducted CEE Tier 1
211244729 | Central HP <5.4 tons | TEMPSTAR | HRCU-A-CB (Split System: Heat Pump with Remote Outdoor Unit-Air-Source) | DLCURAH24ABK |  |  | EN(A,D)4X30L17** | *92ESN0601412A* | 23400 | 17 | 8.1 | 25800 | 24000 | 93.02% | 2 | 0 | 10 |  |  |  | No | R-410A | 1.95 | Residential & Commercial | Ducted CEE Tier 1
211244762 | Central HP <5.4 tons | TEMPSTAR | HRCU-A-CB (Split System: Heat Pump with Remote Outdoor Unit-Air-Source) | DLCURAH24ABK |  |  | EN(A,D)4X30L17** | *95ESN0601714A* | 24600 | 16 | 8.1 | 26600 | 22400 | 84.21% | 1.84 | 0 | 10 |  |  |  | No | R-410A | 2.05 | Residential & Commercial | Ducted CEE Tier 1
211245129 | Central HP <5.4 tons | TEMPSTAR | HRCU-A-CB (Split System: Heat Pump with Remote Outdoor Unit-Air-Source) | DLCURAH24ABK |  |  | EN(A,D,W)4X36L17** | *80ES(N,L)0451712A* | 24000 | 16.5 | 8.1 | 26200 | 23000 | 87.79% | 1.9 | 0 | 10.5 |  |  |  | No | R-410A | 2 | Residential & Commercial | Ducted CEE Tier 1
216570979 | Central HP <5.4 tons | AMERICAN STANDARD | HRCU-A-CB (Split System: Heat Pump with Remote Outdoor Unit-Air-Source) | 5A6V0X36A1 |  |  | 5PX*C005AS3 | S8V2C080M5PCB | 34000 | 19.2 | 9.4 | 31000 | 25000 | 80.65% | 2.1 | 0 | 12 |  |  |  | No | R-454B | 2.8333 | Residential & Commercial | Ducted CEE Tier 1
216570993 | Central HP <5.4 tons | AMERICAN STANDARD | HRCU-A-CB (Split System: Heat Pump with Remote Outdoor Unit-Air-Source) | 5A6V0X36A1 |  |  | 5PX*C009AS3 | *UHMC100CCV4+LRP | 35600 | 20.6 | 9.7 | 32400 | 24400 | 75.31% | 2.2 | 0 | 13 |  |  |  | No | R-454B | 2.9667 | Residential & Commercial | Ducted CEE Tier 1
216570995 | Central HP <5.4 tons | AMERICAN STANDARD | HRCU-A-CB (Split System: Heat Pump with Remote Outdoor Unit-Air-Source) | 5A6V0X36A1 |  |  | 5PX*C009AS3 | S8V2C080M5PCB | 35600 | 20 | 9.4 | 31600 | 24600 | 77.85% | 2.2 | 0 | 12.7 |  |  |  | No | R-454B | 2.9667 | Residential & Commercial | Ducted CEE Tier 1
214279883 | Central HP <5.4 tons | COMFORTMAKER | HRCU-A-CB (Split System: Heat Pump with Remote Outdoor Unit-Air-Source) | DLCURAH24ABK |  |  | EA*4X25L17A* | *96MSN0601716A* | 24400 | 16.5 | 9 | 25400 | 21600 | 85.04% | 1.8 | 0 | 10 |  |  |  | No | R-410A | 2.0333 | Residential & Commercial | Ducted CEE Tier 1
206773019 | Central HP <5.4 tons | HEIL | HRCU-A-CB (Split System: Heat Pump with Remote Outdoor Unit-Air-Source) | HVH837GKA2* |  |  | EHD4X48AAL+WALLCON | *97CMN0602120A* | 32400 | 16.5 | 8.1 | 33200 | 25200 | 75.9% | 1.94 | 11.5 | 11 |  |  |  | No | R-410A | 2.7 | Residential & Commercial | Ducted CEE Tier 1
206773528 | Central HP <5.4 tons | HEIL | HRCU-A-CB (Split System: Heat Pump with Remote Outdoor Unit-Air-Source) | HVH837GKA2* |  |  | EA*4X48L24A*+WALLCON | *95CSU1002122A* | 32400 | 17.5 | 8.5 | 32400 | 24800 | 76.54% | 2 | 12 | 11.5 |  |  |  | No | R-410A | 2.7 | Residential & Commercial | Ducted CEE Tier 1
214279948 | Central HP <5.4 tons | COMFORTMAKER | HRCU-A-CB (Split System: Heat Pump with Remote Outdoor Unit-Air-Source) | DLCURAH24ABK |  |  | EA*4X37L21A* | *96MSN0601716A* | 24600 | 17 | 9 | 25400 | 21200 | 83.46% | 1.78 | 0 | 10 |  |  |  | No | R-410A | 2.05 | Residential & Commercial | Ducted CEE Tier 1
210596718 | Central HP <5.4 tons | DAY & NIGHT | HRCU-A-CB (Split System: Heat Pump with Remote Outdoor Unit-Air-Source) | CVH825GKA2* |  |  | EA*4X42L24A*+WALLCON | *80CTL1352422A* | 23800 | 16.5 | 8.1 | 21400 | 16600 | 77.57% | 1.96 | 0 | 11 |  |  |  | No | R-410A | 1.9833 | Residential & Commercial | Ducted CEE Tier 1
210596786 | Central HP <5.4 tons | DAY & NIGHT | HRCU-A-CB (Split System: Heat Pump with Remote Outdoor Unit-Air-Source) | CVH825GKA2* |  |  | EA*4X43L21A*+WALLCON | *96CTN0601714A* | 24400 | 16.5 | 8.1 | 21200 | 16700 | 78.77% | 2.02 | 0 | 11 |  |  |  | No | R-410A | 2.0333 | Residential & Commercial | Ducted CEE Tier 1
210596885 | Central HP <5.4 tons | DAY & NIGHT | HRCU-A-CB (Split System: Heat Pump with Remote Outdoor Unit-Air-Source) | CVH825GKA2* |  |  | EHD4X42AAL+WALLCON | *80CSU0601716A* | 24200 | 16 | 8.1 | 21400 | 16600 | 77.57% | 2 | 0 | 10.5 |  |  |  | No | R-410A | 2.0167 | Residential & Commercial | Ducted CEE Tier 1
210596918 | Central HP <5.4 tons | DAY & NIGHT | HRCU-A-CB (Split System: Heat Pump with Remote Outdoor Unit-Air-Source) | CVH825GKA2* |  |  | EHD4X42AAL+WALLCON | *96CTN0801714A* | 24000 | 16 | 8.1 | 21400 | 16700 | 78.04% | 2 | 0 | 10.5 |  |  |  | No | R-410A | 2 | Residential & Commercial | Ducted CEE Tier 1
210596951 | Central HP <5.4 tons | DAY & NIGHT | HRCU-A-CB (Split System: Heat Pump with Remote Outdoor Unit-Air-Source) | CVH825GKA2* |  |  | EHD4X48AAL+WALLCON | *80CTL0451712A* | 24200 | 16 | 8.1 | 21400 | 16700 | 78.04% | 2 | 0 | 10.5 |  |  |  | No | R-410A | 2.0167 | Residential & Commercial | Ducted CEE Tier 1
210470838 | Central HP <5.4 tons | COMFORTMAKER | HRCU-A-CB (Split System: Heat Pump with Remote Outdoor Unit-Air-Source) | CVH837GKA2* |  |  | EN(A,D)4X48L24**+WALLCON | *95CSU0802120A* | 32400 | 17.5 | 8.1 | 32800 | 24800 | 75.61% | 1.96 | 0 | 11.7 |  |  |  | No | R-410A | 2.7 | Residential & Commercial | Ducted CEE Tier 1
213080707 | Central HP <5.4 tons | AIRQUEST | HRCU-A-CB (Split System: Heat Pump with Remote Outdoor Unit-Air-Source) | DLCURAH36ABK |  |  | EA*4X43L21A* | *95MSU0601716A* | 36600 | 16 | 8.5 | 38500 | 35000 | 90.91% | 2.06 | 0 | 10 |  |  |  | No | R-410A | 3.05 | Residential & Commercial | Ducted CEE Tier 1
213080743 | Central HP <5.4 tons | AIRQUEST | HRCU-A-CB (Split System: Heat Pump with Remote Outdoor Unit-Air-Source) | DLCURAH36ABK |  |  | END4X42L17** | *95MSU0601716A* | 35800 | 15.5 | 8.1 | 38500 | 35200 | 91.43% | 1.96 | 0 | 10 |  |  |  | No | R-410A | 2.9833 | Residential & Commercial | Ducted CEE Tier 1
206790633 | Central HP <5.4 tons | BRYANT HEATING AND COOLING SYSTEMS | HRCU-A-CB (Split System: Heat Pump with Remote Outdoor Unit-Air-Source) | 284ANV048*0**B* |  |  | CAP**4824AL*+UI | 83*CA60100C21*** | 43500 | 21 | 9 | 46500 | 36400 | 78.28% | 2.26 | 12 | 11.5 |  |  |  | No | R-410A | 3.625 | Residential & Commercial | Ducted CEE Tier 1
206790651 | Central HP <5.4 tons | BRYANT HEATING AND COOLING SYSTEMS | HRCU-A-CB (Split System: Heat Pump with Remote Outdoor Unit-Air-Source) | 284ANV048*0**B* |  |  | CAP**6121AL*+UI | 935CA66100C21*** | 45500 | 21.5 | 9.5 | 46000 | 36200 | 78.7% | 2.38 | 12.5 | 12 |  |  |  | No | R-410A | 3.7917 | Residential & Commercial | Ducted CEE Tier 1
214242398 | Central HP <5.4 tons | AIRQUEST | HRCU-A-CB (Split System: Heat Pump with Remote Outdoor Unit-Air-Source) | HVH825GKA2* |  |  | EN(A,D)4X24L14**+WALLCON | *80CTL0701412B* | 23200 | 16 | 8.1 | 22000 | 16800 | 76.36% | 1.94 | 0 | 10.5 |  |  |  | No | R-410A | 1.9333 | Residential & Commercial | Ducted CEE Tier 1
215941167 | Central HP <5.4 tons | AIRQUEST | HRCU-A-CB (Split System: Heat Pump with Remote Outdoor Unit-Air-Source) | H5H3V48*K*AAA* |  |  | ESH5X48M12A*+WALLCON | *97CTN0801716A* | 43500 | 19 | 9 | 49000 | 37400 | 76.33% | 1.8 | 0 | 10.5 |  |  |  | No | R-454B | 3.625 | Residential & Commercial | Ducted CEE Tier 1
215941267 | Central HP <5.4 tons | AIRQUEST | HRCU-A-CB (Split System: Heat Pump with Remote Outdoor Unit-Air-Source) | H5H3V48*K*AAA* |  |  | EVM5X48M21A*+WALLCON | *96CTN0802120B* | 44500 | 19.5 | 8.1 | 52000 | 38500 | 74.04% | 1.9 | 0 | 10.5 |  |  |  | No | R-454B | 3.7083 | Residential & Commercial | Ducted CEE Tier 1
215941317 | Central HP <5.4 tons | AIRQUEST | HRCU-A-CB (Split System: Heat Pump with Remote Outdoor Unit-Air-Source) | H5H3V48*K*AAA* |  |  | EVM5X48M21A*+WALLCON | *97CTN1002122A* | 44500 | 20 | 8.1 | 52000 | 38500 | 74.04% | 2 | 0 | 11 |  |  |  | No | R-454B | 3.7083 | Residential & Commercial | Ducted CEE Tier 1
215941587 | Central HP <5.4 tons | AIRQUEST | HRCU-A-CB (Split System: Heat Pump with Remote Outdoor Unit-Air-Source) | H5H3V48*K*AAA* |  |  | EVD5X48M24A*+WALLCON | *96CTN0802120B* | 44500 | 20 | 8.1 | 52000 | 38000 | 73.08% | 1.9 | 0 | 11 |  |  |  | No | R-454B | 3.7083 | Residential & Commercial | Ducted CEE Tier 1
214242220 | Central HP <5.4 tons | COMFORTMAKER | HRCU-A-CB (Split System: Heat Pump with Remote Outdoor Unit-Air-Source) | CVH825GKA3* |  |  | EN(A,D,W)4X48L21**+WALLCON | *80CTL0701716B* | 24000 | 17 | 8.1 | 21400 | 16600 | 77.57% | 2 | 0 | 11 |  |  |  | No | R-410A | 2 | Residential & Commercial | Ducted CEE Tier 1
210473013 | Central HP <5.4 tons | DAY & NIGHT | HRCU-A-CB (Split System: Heat Pump with Remote Outdoor Unit-Air-Source) | CVH825GKA3* |  |  | EA*4X42L24A*+WALLCON | *80CSU1002120A* | 23800 | 16.5 | 8.1 | 21400 | 16600 | 77.57% | 1.94 | 0 | 10.5 |  |  |  | No | R-410A | 1.9833 | Residential & Commercial | Ducted CEE Tier 1
210473112 | Central HP <5.4 tons | DAY & NIGHT | HRCU-A-CB (Split System: Heat Pump with Remote Outdoor Unit-Air-Source) | CVH825GKA3* |  |  | EA*4X43L21A*+WALLCON | *95CSU1002122A* | 24400 | 17 | 8.5 | 21200 | 16600 | 78.3% | 2.04 | 0 | 11 |  |  |  | No | R-410A | 2.0333 | Residential & Commercial | Ducted CEE Tier 1
210473145 | Central HP <5.4 tons | DAY & NIGHT | HRCU-A-CB (Split System: Heat Pump with Remote Outdoor Unit-Air-Source) | CVH825GKA3* |  |  | EA*4X43L21A*+WALLCON | *80CSU1002120A* | 24400 | 16.5 | 8.1 | 21200 | 16600 | 78.3% | 2.02 | 0 | 10.5 |  |  |  | No | R-410A | 2.0333 | Residential & Commercial | Ducted CEE Tier 1
210472903 | Central HP <5.4 tons | DAY & NIGHT | HRCU-A-CB (Split System: Heat Pump with Remote Outdoor Unit-Air-Source) | CVH825GKA3* |  |  | EA*4X42L21A*+WALLCON | *96CTN0601714A* | 23600 | 16.5 | 8.1 | 21400 | 16700 | 78.04% | 1.94 | 0 | 11 |  |  |  | No | R-410A | 1.9667 | Residential & Commercial | Ducted CEE Tier 1
216571161 | Central HP <5.4 tons | AMERICAN STANDARD | HRCU-A-CB (Split System: Heat Pump with Remote Outdoor Unit-Air-Source) | 5A6V0X60A1 |  |  | 5PX*DD10AS3 | S8V2C080M5PCB | 52000 | 18.4 | 9 | 53500 | 38000 | 71.03% | 2 | 0 | 10 |  |  |  | No | R-454B | 4.3333 | Residential & Commercial | Ducted CEE Tier 1
215941647 | Central HP <5.4 tons | AIRQUEST | HRCU-A-CB (Split System: Heat Pump with Remote Outdoor Unit-Air-Source) | H5H3V48*K*AAA* |  |  | EVD5X49M24A*+WALLCON | *97CTN1002122A* | 45500 | 20.5 | 8.1 | 52500 | 38000 | 72.38% | 1.9 | 0 | 11.5 |  |  |  | No | R-454B | 3.7917 | Residential & Commercial | Ducted CEE Tier 1
215941767 | Central HP <5.4 tons | AIRQUEST | HRCU-A-CB (Split System: Heat Pump with Remote Outdoor Unit-Air-Source) | H5H3V48*K*AAA* |  |  | EVD5X61M21A*+WALLCON | *96CTN0802120B* | 46000 | 20.5 | 8.1 | 53500 | 38500 | 71.96% | 1.95 | 0 | 11.5 |  |  |  | No | R-454B | 3.8333 | Residential & Commercial | Ducted CEE Tier 1
215941197 | Central HP <5.4 tons | AIRQUEST | HRCU-A-CB (Split System: Heat Pump with Remote Outdoor Unit-Air-Source) | H5H3V48*K*AAA* |  |  | ESH5X48M12A*+WALLCON | *97CTN1202422A* | 44500 | 20 | 9 | 48500 | 36400 | 75.05% | 1.82 | 0 | 10.5 |  |  |  | No | R-454B | 3.7083 | Residential & Commercial | Ducted CEE Tier 1
215934027 | Central HP <5.4 tons | AIRQUEST | HRCU-A-CB (Split System: Heat Pump with Remote Outdoor Unit-Air-Source) | H5H3V48*K*AAA* |  |  | EA*5X48M21A*+WALLCON | *95CSU0802120B* | 43500 | 20.5 | 9 | 48000 | 36600 | 76.25% | 2 | 0 | 10.5 |  |  |  | No | R-454B | 3.625 | Residential & Commercial | Ducted CEE Tier 1
215934597 | Central HP <5.4 tons | AIRQUEST | HRCU-A-CB (Split System: Heat Pump with Remote Outdoor Unit-Air-Source) | H5H3V48*K*AAA* |  |  | ESH5X60M12A*+WALLCON | *97CMN0801714B* | 44000 | 19.5 | 9 | 49000 | 36400 | 74.29% | 1.84 | 0 | 11 |  |  |  | No | R-454B | 3.6667 | Residential & Commercial | Ducted CEE Tier 1
215934059 | Central HP <5.4 tons | COMFORTMAKER | HRCU-A-CB (Split System: Heat Pump with Remote Outdoor Unit-Air-Source) | C5H3V48*K*AAA* |  |  | EA*5X48M21A*+WALLCON | *97CMN0801714B* | 42500 | 20 | 9.5 | 48500 | 36400 | 75.05% | 2 | 0 | 10.5 |  |  |  | No | R-454B | 3.5417 | Residential & Commercial | Ducted CEE Tier 1
215934159 | Central HP <5.4 tons | COMFORTMAKER | HRCU-A-CB (Split System: Heat Pump with Remote Outdoor Unit-Air-Source) | C5H3V48*K*AAA* |  |  | EA*5X61M21A*+WALLCON | *80CTL0701716B* | 44500 | 20.5 | 9 | 49000 | 37400 | 76.33% | 2 | 0 | 11 |  |  |  | No | R-454B | 3.7083 | Residential & Commercial | Ducted CEE Tier 1
215941227 | Central HP <5.4 tons | AIRQUEST | HRCU-A-CB (Split System: Heat Pump with Remote Outdoor Unit-Air-Source) | H5H3V48*K*AAA* |  |  | ESH5X60M12A*+WALLCON | *97CTN0801716A* | 44000 | 19.5 | 9 | 49000 | 37400 | 76.33% | 1.8 | 0 | 10.5 |  |  |  | No | R-454B | 3.6667 | Residential & Commercial | Ducted CEE Tier 1
215941477 | Central HP <5.4 tons | AIRQUEST | HRCU-A-CB (Split System: Heat Pump with Remote Outdoor Unit-Air-Source) | H5H3V48*K*AAA* |  |  | EVM5X60M24A*+WALLCON | *97CTN1202422A* | 45500 | 20.5 | 8.1 | 52500 | 38000 | 72.38% | 1.95 | 0 | 11.5 |  |  |  | No | R-454B | 3.7917 | Residential & Commercial | Ducted CEE Tier 1
215941577 | Central HP <5.4 tons | AIRQUEST | HRCU-A-CB (Split System: Heat Pump with Remote Outdoor Unit-Air-Source) | H5H3V48*K*AAA* |  |  | EVD5X48M21A*+WALLCON | *97CTN1002122A* | 44500 | 20 | 8.1 | 52000 | 38500 | 74.04% | 2 | 0 | 11 |  |  |  | No | R-454B | 3.7083 | Residential & Commercial | Ducted CEE Tier 1
210473211 | Central HP <5.4 tons | DAY & NIGHT | HRCU-A-CB (Split System: Heat Pump with Remote Outdoor Unit-Air-Source) | CVH825GKA3* |  |  | EA*4X43L21A*+WALLCON | *97CMN0801714A* | 24400 | 16.5 | 8.1 | 21200 | 16700 | 78.77% | 2.02 | 0 | 11 |  |  |  | No | R-410A | 2.0333 | Residential & Commercial | Ducted CEE Tier 1
210473431 | Central HP <5.4 tons | DAY & NIGHT | HRCU-A-CB (Split System: Heat Pump with Remote Outdoor Unit-Air-Source) | CVH825GKA3* |  |  | EA*4X48L21A*+WALLCON | *97CMN0602120A* | 24000 | 16.5 | 8.1 | 21000 | 16600 | 79.05% | 2 | 0 | 11 |  |  |  | No | R-410A | 2 | Residential & Commercial | Ducted CEE Tier 1
210472946 | Central HP <5.4 tons | COMFORTMAKER | HRCU-A-CB (Split System: Heat Pump with Remote Outdoor Unit-Air-Source) | CVH825GKA3* |  |  | EA*4X42L21A*+WALLCON | *97CMN1002122A* | 23800 | 16.5 | 8.1 | 21400 | 16600 | 77.57% | 1.96 | 0 | 11 |  |  |  | No | R-410A | 1.9833 | Residential & Commercial | Ducted CEE Tier 1
210474652 | Central HP <5.4 tons | COMFORTMAKER | HRCU-A-CB (Split System: Heat Pump with Remote Outdoor Unit-Air-Source) | CVH825GKA3* |  |  | EHD4X48AAL+WALLCON | *97CMN0602120A* | 24200 | 16 | 8.1 | 21400 | 16700 | 78.04% | 2 | 0 | 10.5 |  |  |  | No | R-410A | 2.0167 | Residential & Commercial | Ducted CEE Tier 1
210473045 | Central HP <5.4 tons | COMFORTMAKER | HRCU-A-CB (Split System: Heat Pump with Remote Outdoor Unit-Air-Source) | CVH825GKA3* |  |  | EA*4X42L24A*+WALLCON | *97CMN1002122A* | 23800 | 16.5 | 8.1 | 21400 | 16600 | 77.57% | 1.96 | 0 | 11 |  |  |  | No | R-410A | 1.9833 | Residential & Commercial | Ducted CEE Tier 1
210473364 | Central HP <5.4 tons | COMFORTMAKER | HRCU-A-CB (Split System: Heat Pump with Remote Outdoor Unit-Air-Source) | CVH825GKA3* |  |  | EA*4X48L21A*+WALLCON | *96CTN0801714A* | 24000 | 16.5 | 8.1 | 21000 | 16600 | 79.05% | 2 | 0 | 11 |  |  |  | No | R-410A | 2 | Residential & Commercial | Ducted CEE Tier 1
210473397 | Central HP <5.4 tons | COMFORTMAKER | HRCU-A-CB (Split System: Heat Pump with Remote Outdoor Unit-Air-Source) | CVH825GKA3* |  |  | EA*4X48L21A*+WALLCON | *97CMN1002122A* | 24000 | 16.5 | 8.1 | 21000 | 16500 | 78.57% | 2.02 | 0 | 11 |  |  |  | No | R-410A | 2 | Residential & Commercial | Ducted CEE Tier 1
210474234 | Central HP <5.4 tons | COMFORTMAKER | HRCU-A-CB (Split System: Heat Pump with Remote Outdoor Unit-Air-Source) | CVH825GKA3* |  |  | EHD4X42AAL+WALLCON | *95CSU0802120A* | 24200 | 16 | 8.1 | 21400 | 16600 | 77.57% | 2 | 0 | 11 |  |  |  | No | R-410A | 2.0167 | Residential & Commercial | Ducted CEE Tier 1
215934589 | Central HP <5.4 tons | COMFORTMAKER | HRCU-A-CB (Split System: Heat Pump with Remote Outdoor Unit-Air-Source) | C5H3V48*K*AAA* |  |  | ESH5X60M12A*+WALLCON | *95CSU1002122B* | 45000 | 20.5 | 9 | 48500 | 36400 | 75.05% | 1.84 | 0 | 11.5 |  |  |  | No | R-454B | 3.75 | Residential & Commercial | Ducted CEE Tier 1
215940357 | Central HP <5.4 tons | AIRQUEST | HRCU-A-CB (Split System: Heat Pump with Remote Outdoor Unit-Air-Source) | H5H3V36*K*AAA* |  |  | EVM5X49M21A*+WALLCON | *97CTN0601716A* | 35200 | 21 | 8.5 | 38500 | 29400 | 76.36% | 2.02 | 0 | 11.7 |  |  |  | No | R-454B | 2.9333 | Residential & Commercial | Ducted CEE Tier 1
215940927 | Central HP <5.4 tons | AIRQUEST | HRCU-A-CB (Split System: Heat Pump with Remote Outdoor Unit-Air-Source) | H5H3V36*K*AAA* |  |  | EVD5X61M24A*+WALLCON | *97CTN1202422A* | 36000 | 22 | 8.5 | 37600 | 28400 | 75.53% | 2.04 | 0 | 12.5 |  |  |  | No | R-454B | 3 | Residential & Commercial | Ducted CEE Tier 1
215942463 | Central HP <5.4 tons | AIRQUEST | HRCU-A-CB (Split System: Heat Pump with Remote Outdoor Unit-Air-Source) | H5H3V36*K*AAA* |  |  | EVD5X60M21A*+WALLCON | *96CTN0601714B* | 35200 | 21 | 8.5 | 37400 | 28000 | 74.87% | 2 | 0 | 11.7 |  |  |  | No | R-454B | 2.9333 | Residential & Commercial | Ducted CEE Tier 1
215940837 | Central HP <5.4 tons | AIRQUEST | HRCU-A-CB (Split System: Heat Pump with Remote Outdoor Unit-Air-Source) | H5H3V36*K*AAA* |  |  | EVD5X60M21A*+WALLCON | *97CTN0601716A* | 35200 | 21 | 8.5 | 38500 | 29200 | 75.84% | 2 | 0 | 11.7 |  |  |  | No | R-454B | 2.9333 | Residential & Commercial | Ducted CEE Tier 1
206133295 | Central HP <5.4 tons | BRYANT HEATING AND COOLING SYSTEMS | HRCU-A-CB (Split System: Heat Pump with Remote Outdoor Unit-Air-Source) | 288BNV025*0**B* |  |  | CAP**2417AL*+UI | 83*CA36040C17*** | 23200 | 16.5 | 8.1 | 22000 | 16800 | 76.36% | 1.9 | 11 | 10.5 |  |  |  | No | R-410A | 1.9333 | Residential & Commercial | Ducted CEE Tier 1
206133345 | Central HP <5.4 tons | BRYANT HEATING AND COOLING SYSTEMS | HRCU-A-CB (Split System: Heat Pump with Remote Outdoor Unit-Air-Source) | 288BNV025*0**B* |  |  | CAP**3017AL*+UI | 83*CA48060C17*** | 23400 | 16.5 | 8.1 | 21600 | 16700 | 77.31% | 1.92 | 11 | 10.5 |  |  |  | No | R-410A | 1.95 | Residential & Commercial | Ducted CEE Tier 1
206133647 | Central HP <5.4 tons | BRYANT HEATING AND COOLING SYSTEMS | HRCU-A-CB (Split System: Heat Pump with Remote Outdoor Unit-Air-Source) | 288BNV025*0**B* |  |  | CSPH*3012AL*+UI | 83*CA36040C17*** | 23800 | 16 | 8.1 | 21800 | 16800 | 77.06% | 1.98 | 11 | 10.5 |  |  |  | No | R-410A | 1.9833 | Residential & Commercial | Ducted CEE Tier 1
206765413 | Central HP <5.4 tons | BRYANT HEATING AND COOLING SYSTEMS | HRCU-A-CB (Split System: Heat Pump with Remote Outdoor Unit-Air-Source) | 288BNV025*0**C* |  |  | CAP**2417AL*+UI | 88*TA36045C17*** | 23200 | 16 | 8.1 | 22000 | 16900 | 76.82% | 1.88 | 11 | 10.5 |  |  |  | No | R-410A | 1.9333 | Residential & Commercial | Ducted CEE Tier 1
215667913 | Central HP <5.4 tons | KEEPRITE | HRCU-A-CB (Split System: Heat Pump with Remote Outdoor Unit-Air-Source) | C5H0V24*K*AAA* |  |  | EA*5X37M21A*+WALLCON | *97CMN1002122B* | 24000 | 17.5 | 9 | 23200 | 16300 | 70.26% | 2.02 | 0 | 10.5 |  |  |  | No | R-454B | 2 | Residential & Commercial | Ducted CEE Tier 1
215678330 | Central HP <5.4 tons | KEEPRITE | HRCU-A-CB (Split System: Heat Pump with Remote Outdoor Unit-Air-Source) | C5H0V24*K*AAA* |  |  | EA*5X36M17A*+WALLCON | *97CTN0601716A* | 23000 | 16.5 | 9 | 23800 | 16700 | 70.17% | 1.98 | 0 | 10 |  |  |  | No | R-454B | 1.9167 | Residential & Commercial | Ducted CEE Tier 1
214719748 | Central HP <5.4 tons | YORK | HRCU-A-CB (Split System: Heat Pump with Remote Outdoor Unit-Air-Source) | HH836E2S11 |  |  | CTU48C5XFS1+TXV | TM9Y080C16MP11 | 32800 | 19 | 9 | 31000 | 25200 | 81.29% | 2 | 0 | 11 |  |  |  | No | R-454B | 2.7333 | Residential & Commercial | Ducted CEE Tier 1
206133315 | Central HP <5.4 tons | BRYANT HEATING AND COOLING SYSTEMS | HRCU-A-CB (Split System: Heat Pump with Remote Outdoor Unit-Air-Source) | 288BNV025*0**B* |  |  | CAP**2517AL*+UI | 83*CA36040C17*** | 24400 | 17 | 8.1 | 21200 | 16600 | 78.3% | 2.02 | 11.5 | 11 |  |  |  | No | R-410A | 2.0333 | Residential & Commercial | Ducted CEE Tier 1
204456427 | Central HP <5.4 tons | BRYANT HEATING AND COOLING SYSTEMS | HRCU-A-CB (Split System: Heat Pump with Remote Outdoor Unit-Air-Source) | 288BNV025*0**B* |  |  | CAP**2417AL*+UI | 88*TA48090C17*** | 23400 | 17 | 8.1 | 21800 | 16700 | 76.61% | 1.9 | 11.5 | 11 |  |  |  | No | R-410A | 1.95 | Residential & Commercial | Ducted CEE Tier 1
204456445 | Central HP <5.4 tons | BRYANT HEATING AND COOLING SYSTEMS | HRCU-A-CB (Split System: Heat Pump with Remote Outdoor Unit-Air-Source) | 288BNV025*0**B* |  |  | CAP**2517AL*+UI | 88*TA48070C17*** | 24400 | 16.5 | 8.1 | 21200 | 16600 | 78.3% | 2.02 | 11 | 11 |  |  |  | No | R-410A | 2.0333 | Residential & Commercial | Ducted CEE Tier 1
214242448 | Central HP <5.4 tons | AIRQUEST | HRCU-A-CB (Split System: Heat Pump with Remote Outdoor Unit-Air-Source) | HVH825GKA2* |  |  | EN(A,D)4X24L17**+WALLCON | *80CTL0901716B* | 23200 | 16 | 8.1 | 22000 | 16900 | 76.82% | 1.92 | 0 | 10.5 |  |  |  | No | R-410A | 1.9333 | Residential & Commercial | Ducted CEE Tier 1
214243148 | Central HP <5.4 tons | AIRQUEST | HRCU-A-CB (Split System: Heat Pump with Remote Outdoor Unit-Air-Source) | HVH825GKA2* |  |  | EN(A,D,W)4X48L21**+WALLCON | *97CMN0801714B* | 24000 | 16.5 | 8.1 | 21400 | 16600 | 77.57% | 2 | 0 | 11 |  |  |  | No | R-410A | 2 | Residential & Commercial | Ducted CEE Tier 1
214243198 | Central HP <5.4 tons | AIRQUEST | HRCU-A-CB (Split System: Heat Pump with Remote Outdoor Unit-Air-Source) | HVH825GKA2* |  |  | EN(A,D)4X48L24**+WALLCON | *80CTL0902120B* | 24200 | 17 | 8.1 | 21200 | 16600 | 78.3% | 2.02 | 0 | 11.5 |  |  |  | No | R-410A | 2.0167 | Residential & Commercial | Ducted CEE Tier 1
206133828 | Central HP <5.4 tons | HEIL | HRCU-A-CB (Split System: Heat Pump with Remote Outdoor Unit-Air-Source) | HVH825GKA2* |  |  | EA*4X37L21A*+WALLCON | *95CSU1002122A* | 24400 | 17 | 8.5 | 21200 | 16600 | 78.3% | 2.04 | 11.5 | 11 |  |  |  | No | R-410A | 2.0333 | Residential & Commercial | Ducted CEE Tier 1
211240954 | Central HP <5.4 tons | BRYANT HEATING AND COOLING SYSTEMS | HRCU-A-CB (Split System: Heat Pump with Remote Outdoor Unit-Air-Source) | 38MURAQ24AB3* |  |  | CAP**2517AL* | 82*TA36070V14*** | 25000 | 17 | 8.5 | 25600 | 21000 | 82.03% | 1.78 | 0 | 10.5 |  |  |  | No | R-410A | 2.0833 | Residential & Commercial | Ducted CEE Tier 1
211241429 | Central HP <5.4 tons | BRYANT HEATING AND COOLING SYSTEMS | HRCU-A-CB (Split System: Heat Pump with Remote Outdoor Unit-Air-Source) | 38MURAQ24AB3* |  |  | CAP**3017AL* | 926SA48080V17*** | 24200 | 16.5 | 8.5 | 26400 | 23000 | 87.12% | 1.9 | 0 | 10 |  |  |  | No | R-410A | 2.0167 | Residential & Commercial | Ducted CEE Tier 1
214279932 | Central HP <5.4 tons | HEIL | HRCU-A-CB (Split System: Heat Pump with Remote Outdoor Unit-Air-Source) | DLCURAH24ABK |  |  | EA*4X37L17A* | *96MSN0601716A* | 24200 | 16.5 | 9 | 25400 | 21800 | 85.83% | 1.82 | 0 | 10 |  |  |  | No | R-410A | 2.0167 | Residential & Commercial | Ducted CEE Tier 1
206771722 | Central HP <5.4 tons | HEIL | HRCU-A-CB (Split System: Heat Pump with Remote Outdoor Unit-Air-Source) | HVH837GKA2* |  |  | EA*4X43L21A*+WALLCON | *80CTL0901716A* | 33000 | 18 | 8.5 | 32800 | 25000 | 76.22% | 2 | 12 | 11.7 |  |  |  | No | R-410A | 2.75 | Residential & Commercial | Ducted CEE Tier 1
206771758 | Central HP <5.4 tons | HEIL | HRCU-A-CB (Split System: Heat Pump with Remote Outdoor Unit-Air-Source) | HVH837GKA2* |  |  | EA*4X48L21A*+WALLCON | *80CTL0701716A* | 32200 | 17.5 | 8.1 | 32600 | 25000 | 76.69% | 1.96 | 11 | 11.5 |  |  |  | No | R-410A | 2.6833 | Residential & Commercial | Ducted CEE Tier 1
206771974 | Central HP <5.4 tons | HEIL | HRCU-A-CB (Split System: Heat Pump with Remote Outdoor Unit-Air-Source) | HVH837GKA2* |  |  | EA*4X48L24A*+WALLCON | *97CMN0602120A* | 32200 | 17 | 8.1 | 32800 | 25200 | 76.83% | 1.96 | 11.5 | 11 |  |  |  | No | R-410A | 2.6833 | Residential & Commercial | Ducted CEE Tier 1
206772226 | Central HP <5.4 tons | HEIL | HRCU-A-CB (Split System: Heat Pump with Remote Outdoor Unit-Air-Source) | HVH837GKA2* |  |  | EN(A,D,W)4X48L21**+WALLCON | *80CTL0701716A* | 32400 | 17.5 | 8.1 | 33000 | 25000 | 75.76% | 1.94 | 12 | 11.5 |  |  |  | No | R-410A | 2.7 | Residential & Commercial | Ducted CEE Tier 1
211245278 | Central HP <5.4 tons | DAY & NIGHT | HRCU-A-CB (Split System: Heat Pump with Remote Outdoor Unit-Air-Source) | DLCURAH24ABK |  |  | EN(A,D,W)4X36L17** | OMV112K14A | 24000 | 16 | 8.1 | 26400 | 23000 | 87.12% | 1.88 | 0 | 10 |  |  |  | No | R-410A | 2 | Residential & Commercial | Ducted CEE Tier 1
206136321 | Central HP <5.4 tons | BRYANT HEATING AND COOLING SYSTEMS | HRCU-A-CB (Split System: Heat Pump with Remote Outdoor Unit-Air-Source) | 288BNV037*0**A* |  |  | CSPH*3612AL*+UI | 935CA66100C21*** | 32200 | 16.5 | 8.1 | 33200 | 24600 | 74.1% | 1.94 | 11.5 | 11 |  |  |  | No | R-410A | 2.6833 | Residential & Commercial | Ducted CEE Tier 1
206136351 | Central HP <5.4 tons | BRYANT HEATING AND COOLING SYSTEMS | HRCU-A-CB (Split System: Heat Pump with Remote Outdoor Unit-Air-Source) | 288BNV037*0**A* |  |  | CSPH*4812AL*+UI | 935CA60080C21*** | 32600 | 17 | 8.1 | 33000 | 24800 | 75.15% | 1.98 | 11.5 | 11 |  |  |  | No | R-410A | 2.7167 | Residential & Commercial | Ducted CEE Tier 1
215932079 | Central HP <5.4 tons | COMFORTMAKER | HRCU-A-CB (Split System: Heat Pump with Remote Outdoor Unit-Air-Source) | C5H3V36*K*AAA* |  |  | EA*5X36M17A*+WALLCON | *80CTL0901716B* | 32200 | 19.5 | 9.5 | 35200 | 27000 | 76.7% | 2 | 0 | 11 |  |  |  | No | R-454B | 2.6833 | Residential & Commercial | Ducted CEE Tier 1
215932399 | Central HP <5.4 tons | COMFORTMAKER | HRCU-A-CB (Split System: Heat Pump with Remote Outdoor Unit-Air-Source) | C5H3V36*K*AAA* |  |  | EA*5X48M21A*+WALLCON | *80CSU1002120A* | 33400 | 20 | 9.5 | 34600 | 26400 | 76.3% | 2.04 | 0 | 11.5 |  |  |  | No | R-454B | 2.7833 | Residential & Commercial | Ducted CEE Tier 1
204456463 | Central HP <5.4 tons | BRYANT HEATING AND COOLING SYSTEMS | HRCU-A-CB (Split System: Heat Pump with Remote Outdoor Unit-Air-Source) | 288BNV025*0**B* |  |  | CAP**2517AL*+UI | 986TC42080C17*** | 24200 | 16.5 | 8.1 | 21400 | 16700 | 78.04% | 2 | 11 | 11 |  |  |  | No | R-410A | 2.0167 | Residential & Commercial | Ducted CEE Tier 1
204456652 | Central HP <5.4 tons | BRYANT HEATING AND COOLING SYSTEMS | HRCU-A-CB (Split System: Heat Pump with Remote Outdoor Unit-Air-Source) | 288BNV025*0**B* |  |  | CAP**3617AL*+UI | 88*TA48090C17*** | 23600 | 17 | 8.1 | 21400 | 16600 | 77.57% | 1.94 | 11.5 | 11 |  |  |  | No | R-410A | 1.9667 | Residential & Commercial | Ducted CEE Tier 1
204456661 | Central HP <5.4 tons | BRYANT HEATING AND COOLING SYSTEMS | HRCU-A-CB (Split System: Heat Pump with Remote Outdoor Unit-Air-Source) | 288BNV025*0**B* |  |  | CAP**3621AL*+UI | 88*TA36045C17*** | 23400 | 16 | 8.1 | 21600 | 16800 | 77.78% | 1.92 | 11 | 10.5 |  |  |  | No | R-410A | 1.95 | Residential & Commercial | Ducted CEE Tier 1
204456897 | Central HP <5.4 tons | BRYANT HEATING AND COOLING SYSTEMS | HRCU-A-CB (Split System: Heat Pump with Remote Outdoor Unit-Air-Source) | 288BNV025*0**B* |  |  | CAP**3721AL*+UI | 987MB66100C21*** | 24400 | 16.5 | 8.5 | 21200 | 16600 | 78.3% | 2.04 | 11 | 11 |  |  |  | No | R-410A | 2.0333 | Residential & Commercial | Ducted CEE Tier 1
204300271 | Central HP <5.4 tons | HEIL | HRCU-A-CB (Split System: Heat Pump with Remote Outdoor Unit-Air-Source) | HVH837GKA** |  |  | EHD4X42AAL+WALLCON | *80CTL1352422A* | 32600 | 17 | 8.1 | 33000 | 24800 | 75.15% | 1.96 | 11 | 11 |  |  |  | No | R-410A | 2.7167 | Residential & Commercial | Ducted CEE Tier 1
206767498 | Central HP <5.4 tons | HEIL | HRCU-A-CB (Split System: Heat Pump with Remote Outdoor Unit-Air-Source) | HVH825GKA3* |  |  | EA*4X36L21A*+WALLCON | *95CSU0601716A* | 23600 | 16.5 | 8.1 | 21600 | 16700 | 77.31% | 1.92 | 11 | 10.5 |  |  |  | No | R-410A | 1.9667 | Residential & Commercial | Ducted CEE Tier 1
215939737 | Central HP <5.4 tons | AIRQUEST | HRCU-A-CB (Split System: Heat Pump with Remote Outdoor Unit-Air-Source) | H5H3V36*K*AAA* |  |  | EA*5X48M21A*+WALLCON | *80CSU0601716B* | 33400 | 20.5 | 9.5 | 34400 | 26200 | 76.16% | 2.04 | 0 | 11.7 |  |  |  | No | R-454B | 2.7833 | Residential & Commercial | Ducted CEE Tier 1
215935404 | Central HP <5.4 tons | CARRIER | HRCU-A-CB (Split System: Heat Pump with Remote Outdoor Unit-Air-Source) | 27VNA336A*030* |  |  | CVAMA6024XMA*+UI | 59MN7C080C21**20 | 35400 | 21.5 | 8.5 | 38000 | 28400 | 74.74% | 2.04 | 0 | 12.5 |  |  |  | No | R-454B | 2.95 | Residential & Commercial | Ducted CEE Tier 1
215935604 | Central HP <5.4 tons | CARRIER | HRCU-A-CB (Split System: Heat Pump with Remote Outdoor Unit-Air-Source) | 27VNA336A*030* |  |  | CVAVA3621XMA*+UI | 58CU*A100C21**20 | 34400 | 20.5 | 8.5 | 38500 | 28200 | 73.25% | 2.04 | 0 | 11.7 |  |  |  | No | R-454B | 2.8667 | Residential & Commercial | Ducted CEE Tier 1
216551740 | Central HP <5.4 tons | FRIEDRICH | HRCU-A-CB (Split System: Heat Pump with Remote Outdoor Unit-Air-Source) | FRP19AY24AJVC |  |  | RCFY2421HEAAM | FR97MV0603A17DH | 22800 | 21 | 10 | 22800 | 18500 | 81.14% | 1.8 | 0 | 13 |  |  |  | No | R-454B | 1.9 | Residential & Commercial | Ducted CEE Tier 1
214239388 | Central HP <5.4 tons | COMFORTMAKER | HRCU-A-CB (Split System: Heat Pump with Remote Outdoor Unit-Air-Source) | CVH837GKA2* |  |  | EN(A,D,W)4X60L24**+WALLCON | *97CMN1002122B* | 32800 | 17.5 | 8.1 | 32200 | 24600 | 76.4% | 1.96 | 0 | 12 |  |  |  | No | R-410A | 2.7333 | Residential & Commercial | Ducted CEE Tier 1
214421496 | Central HP <5.4 tons | YORK | HRCU-A-CB (Split System: Heat Pump with Remote Outdoor Unit-Air-Source) | HH860E2S11 |  |  | CTF60C5CHS1+JMET16CS2N1 |  | 53000 | 19 | 8.5 | 53500 | 38500 | 71.96% | 2 | 0 | 11.7 |  |  |  | No | R-454B | 4.4167 | Residential & Commercial | Ducted CEE Tier 1
214421503 | Central HP <5.4 tons | YORK | HRCU-A-CB (Split System: Heat Pump with Remote Outdoor Unit-Air-Source) | HH860E2S11 |  |  | CTM60D5CJS1+JMET18DS2N1 |  | 53000 | 19 | 9 | 54000 | 39000 | 72.22% | 2 | 0 | 11 |  |  |  | No | R-454B | 4.4167 | Residential & Commercial | Ducted CEE Tier 1
206788348 | Central HP <5.4 tons | CARRIER | HRCU-A-CB (Split System: Heat Pump with Remote Outdoor Unit-Air-Source) | 25VNA424A*031* |  |  | CAP**4221AL*+UI | 58TN*A090C17**16 | 23600 | 21.5 | 10.5 | 26400 | 19700 | 74.62% | 2.48 | 14 | 13.5 |  |  |  | No | R-410A | 1.9667 | Residential & Commercial | Ducted CEE Tier 1
206788381 | Central HP <5.4 tons | CARRIER | HRCU-A-CB (Split System: Heat Pump with Remote Outdoor Unit-Air-Source) | 25VNA424A*031* |  |  | CNPV*3621AL*+UI | 58TN*A090C17**16 | 23400 | 21 | 10 | 26600 | 19800 | 74.44% | 2.42 | 14 | 13.5 |  |  |  | No | R-410A | 1.95 | Residential & Commercial | Ducted CEE Tier 1
206788448 | Central HP <5.4 tons | CARRIER | HRCU-A-CB (Split System: Heat Pump with Remote Outdoor Unit-Air-Source) | 25VNA424A*031* |  |  | CAP**3617AL*+UI | 58TN*A070C17**16 | 23200 | 20.5 | 10 | 26600 | 19900 | 74.81% | 2.42 | 14 | 13 |  |  |  | No | R-410A | 1.9333 | Residential & Commercial | Ducted CEE Tier 1
206788550 | Central HP <5.4 tons | CARRIER | HRCU-A-CB (Split System: Heat Pump with Remote Outdoor Unit-Air-Source) | 25VNA424A*031* |  |  | CAP**3621AL*+UI | 58CU*A060C17**16 | 23000 | 20.5 | 10 | 26600 | 19800 | 74.44% | 2.42 | 14 | 13 |  |  |  | No | R-410A | 1.9167 | Residential & Commercial | Ducted CEE Tier 1
206788563 | Central HP <5.4 tons | CARRIER | HRCU-A-CB (Split System: Heat Pump with Remote Outdoor Unit-Air-Source) | 25VNA424A*031* |  |  | CAP**3617AL*+UI | 59CU5A060C17**16 | 23200 | 20 | 10 | 26800 | 20000 | 74.63% | 2.4 | 13.5 | 13 |  |  |  | No | R-410A | 1.9333 | Residential & Commercial | Ducted CEE Tier 1
215936803 | Central HP <5.4 tons | TEMPSTAR | HRCU-A-CB (Split System: Heat Pump with Remote Outdoor Unit-Air-Source) | T5H3V36*K*AAA* |  |  | EVD5X60M24A*+WALLCON | *95CSU1002122B* | 35600 | 22 | 8.5 | 38000 | 28400 | 74.74% | 2.06 | 0 | 12.5 |  |  |  | No | R-454B | 2.9667 | Residential & Commercial | Ducted CEE Tier 1
215936853 | Central HP <5.4 tons | TEMPSTAR | HRCU-A-CB (Split System: Heat Pump with Remote Outdoor Unit-Air-Source) | T5H3V36*K*AAA* |  |  | EVD5X60M24A*+WALLCON | *96CTN1002122B* | 35600 | 22 | 8.5 | 38000 | 28400 | 74.74% | 2.04 | 0 | 12.5 |  |  |  | No | R-454B | 2.9667 | Residential & Commercial | Ducted CEE Tier 1
210720683 | Central HP <5.4 tons | CARRIER | HRCU-A-CB (Split System: Heat Pump with Remote Outdoor Unit-Air-Source) | 25VNA436A*031* |  |  | CNPV*6024AL*+UI | 58CU*A100C21**20 | 34200 | 19.5 | 9 | 34800 | 25600 | 73.56% | 2 | 0 | 12.5 |  |  |  | No | R-410A | 2.85 | Residential & Commercial | Ducted CEE Tier 1
214395620 | Central HP <5.4 tons | YORK | HRCU-A-CB (Split System: Heat Pump with Remote Outdoor Unit-Air-Source) | HH836E2S11 |  |  | CTM48C5CFS1+JMC17C2SN1 |  | 34000 | 19 | 9 | 31400 | 25000 | 79.62% | 2 | 0 | 11.7 |  |  |  | No | R-454B | 2.8333 | Residential & Commercial | Ducted CEE Tier 1
214395621 | Central HP <5.4 tons | YORK | HRCU-A-CB (Split System: Heat Pump with Remote Outdoor Unit-Air-Source) | HH836E2S11 |  |  | CTM48C5CFS1 | TM8E120C20MP11 | 34600 | 17 | 8.5 | 32600 | 25600 | 78.53% | 2 | 0 | 11 |  |  |  | No | R-454B | 2.8833 | Residential & Commercial | Ducted CEE Tier 1
206767516 | Central HP <5.4 tons | HEIL | HRCU-A-CB (Split System: Heat Pump with Remote Outdoor Unit-Air-Source) | HVH825GKA3* |  |  | EA*4X36L21A*+WALLCON | *95CSU1002122A* | 23600 | 16.5 | 8.1 | 21400 | 16600 | 77.57% | 1.94 | 11.5 | 10.5 |  |  |  | No | R-410A | 1.9667 | Residential & Commercial | Ducted CEE Tier 1
206767667 | Central HP <5.4 tons | HEIL | HRCU-A-CB (Split System: Heat Pump with Remote Outdoor Unit-Air-Source) | HVH825GKA3* |  |  | EHD4X30AAL+WALLCON | *95CSU0802120A* | 23800 | 16 | 8.1 | 21800 | 16700 | 76.61% | 1.98 | 11 | 10.5 |  |  |  | No | R-410A | 1.9833 | Residential & Commercial | Ducted CEE Tier 1
206788931 | Central HP <5.4 tons | CARRIER | HRCU-A-CB (Split System: Heat Pump with Remote Outdoor Unit-Air-Source) | 25VNA448A*031* |  |  | CAP**6024AL*+UI | 59TN6B120C24**22 | 44500 | 21.5 | 9.5 | 46000 | 36200 | 78.7% | 2.36 | 12.5 | 12 |  |  |  | No | R-410A | 3.7083 | Residential & Commercial | Ducted CEE Tier 1
210692077 | Central HP <5.4 tons | AMERICAN STANDARD | HRCU-A-CB (Split System: Heat Pump with Remote Outdoor Unit-Air-Source) | 4A6V0X60A1 |  |  | 4TXCC009DS3 | S8V2C100M5PCA | 54000 | 19 | 8.2 | 52000 | 40000 | 76.92% | 1.78 | 11.7 | 11.7 |  |  |  | No | R-410A | 4.5 | Residential & Commercial | Ducted CEE Tier 1
210532896 | Central HP <5.4 tons | CARRIER | HRCU-A-CB (Split System: Heat Pump with Remote Outdoor Unit-Air-Source) | 25VNA448A*031* |  |  | CNPV*4824AL*+UI | 59CU5A080C21**20 | 44000 | 21 | 8.5 | 46500 | 36400 | 78.28% | 2.18 | 0 | 12 |  |  |  | No | R-410A | 3.6667 | Residential & Commercial | Ducted CEE Tier 1
215931500 | Central HP <5.4 tons | COMFORTMAKER | HRCU-A-CB (Split System: Heat Pump with Remote Outdoor Unit-Air-Source) | C5H3V36*K*AAA* |  |  | FCMA5B48L0C*+WALLCON |  | 34400 | 21.5 | 9.5 | 34200 | 25800 | 75.44% | 2.06 | 0 | 12.5 |  |  |  | No | R-454B | 2.8667 | Residential & Commercial | Ducted CEE Tier 1
215932159 | Central HP <5.4 tons | COMFORTMAKER | HRCU-A-CB (Split System: Heat Pump with Remote Outdoor Unit-Air-Source) | C5H3V36*K*AAA* |  |  | EA*5X37M17A*+WALLCON | *96CTN0601714B* | 33200 | 19 | 9.5 | 34400 | 26400 | 76.74% | 2.06 | 0 | 10.5 |  |  |  | No | R-454B | 2.7667 | Residential & Commercial | Ducted CEE Tier 1
206771893 | Central HP <5.4 tons | HEIL | HRCU-A-CB (Split System: Heat Pump with Remote Outdoor Unit-Air-Source) | HVH837GKA2* |  |  | EA*4X48L24A*+WALLCON | *80CTL0902120A* | 32400 | 17.5 | 8.5 | 32600 | 25000 | 76.69% | 1.98 | 12 | 11.7 |  |  |  | No | R-410A | 2.7 | Residential & Commercial | Ducted CEE Tier 1
210597360 | Central HP <5.4 tons | DAY & NIGHT | HRCU-A-CB (Split System: Heat Pump with Remote Outdoor Unit-Air-Source) | CVH837GKA** |  |  | EA*4X42L21A*+WALLCON | *80CSU0401712A* | 31800 | 17 | 8.1 | 33200 | 24400 | 73.49% | 1.88 | 0 | 11 |  |  |  | No | R-410A | 2.65 | Residential & Commercial | Ducted CEE Tier 1
210597378 | Central HP <5.4 tons | DAY & NIGHT | HRCU-A-CB (Split System: Heat Pump with Remote Outdoor Unit-Air-Source) | CVH837GKA** |  |  | EA*4X60L24A*+WALLCON | *80CTL1352422A* | 32800 | 18 | 8.5 | 31800 | 24800 | 77.99% | 2 | 0 | 12 |  |  |  | No | R-410A | 2.7333 | Residential & Commercial | Ducted CEE Tier 1
210597393 | Central HP <5.4 tons | DAY & NIGHT | HRCU-A-CB (Split System: Heat Pump with Remote Outdoor Unit-Air-Source) | CVH837GKA** |  |  | EA*4X60L24A*+WALLCON | *96CTN1202422A* | 32800 | 18 | 8.5 | 31800 | 24800 | 77.99% | 2 | 0 | 11.7 |  |  |  | No | R-410A | 2.7333 | Residential & Commercial | Ducted CEE Tier 1
210597537 | Central HP <5.4 tons | DAY & NIGHT | HRCU-A-CB (Split System: Heat Pump with Remote Outdoor Unit-Air-Source) | CVH837GKA** |  |  | EHD4X60AAL+WALLCON | *96CTN1002122A* | 33000 | 17 | 8.1 | 32200 | 24800 | 77.02% | 2.02 | 0 | 11.5 |  |  |  | No | R-410A | 2.75 | Residential & Commercial | Ducted CEE Tier 1
214626202 | Central HP <5.4 tons | LENNOX | HRCU-A-CB (Split System: Heat Pump with Remote Outdoor Unit-Air-Source) | SL25XPV-036-230A** |  |  | CK40CT-50/60C-0*+TDR | SL280UH100NV60C* | 33800 | 21.2 | 8.6 | 34000 | 26600 | 78.24% | 1.8 | 0 | 13.5 |  |  |  | No | R-410A | 2.8167 | Residential & Commercial | Ducted CEE Tier 1
207436264 | Central HP <5.4 tons | LENNOX | HRCU-A-CB (Split System: Heat Pump with Remote Outdoor Unit-Air-Source) | SL25XPV-036-230A** |  |  | C35-48B+TDR+TXV | SL280UH090V36B* | 34000 | 22.2 | 8.8 | 35600 | 27600 | 77.53% | 1.82 | 14 | 13.4 |  |  |  | No | R-410A | 2.8333 | Residential & Commercial | Ducted CEE Tier 1
215931919 | Central HP <5.4 tons | COMFORTMAKER | HRCU-A-CB (Split System: Heat Pump with Remote Outdoor Unit-Air-Source) | C5H3V60*K*AAA* |  |  | ESH5X60M12A*+WALLCON | *96CTN1202422B* | 56500 | 18 | 8.1 | 61000 | 46000 | 75.41% | 1.95 | 0 | 11 |  |  |  | No | R-454B | 4.7083 | Residential & Commercial | Ducted CEE Tier 1
215931619 | Central HP <5.4 tons | COMFORTMAKER | HRCU-A-CB (Split System: Heat Pump with Remote Outdoor Unit-Air-Source) | C5H3V60*K*AAA* |  |  | EA*5X60M24A*+WALLCON | *97CMN1002122B* | 55500 | 18.5 | 8.5 | 60500 | 46000 | 76.03% | 2.06 | 0 | 11 |  |  |  | No | R-454B | 4.625 | Residential & Commercial | Ducted CEE Tier 1
215931599 | Central HP <5.4 tons | COMFORTMAKER | HRCU-A-CB (Split System: Heat Pump with Remote Outdoor Unit-Air-Source) | C5H3V60*K*AAA* |  |  | EA*5X60M24A*+WALLCON | *97CMN0602120B* | 55000 | 17.5 | 8.1 | 61000 | 47000 | 77.05% | 1.95 | 0 | 10.5 |  |  |  | No | R-454B | 4.5833 | Residential & Commercial | Ducted CEE Tier 1
215936373 | Central HP <5.4 tons | TEMPSTAR | HRCU-A-CB (Split System: Heat Pump with Remote Outdoor Unit-Air-Source) | T5H3V36*K*AAA* |  |  | EVD5X48M24A*+WALLCON | *97CMN0602120B* | 34800 | 21 | 8.5 | 38500 | 28800 | 74.81% | 2.02 | 0 | 11.7 |  |  |  | No | R-454B | 2.9 | Residential & Commercial | Ducted CEE Tier 1
215936823 | Central HP <5.4 tons | TEMPSTAR | HRCU-A-CB (Split System: Heat Pump with Remote Outdoor Unit-Air-Source) | T5H3V36*K*AAA* |  |  | EVD5X60M24A*+WALLCON | *97CMN0802120B* | 35400 | 21.5 | 8.5 | 38000 | 28400 | 74.74% | 2.04 | 0 | 12.5 |  |  |  | No | R-454B | 2.95 | Residential & Commercial | Ducted CEE Tier 1
210597134 | Central HP <5.4 tons | DAY & NIGHT | HRCU-A-CB (Split System: Heat Pump with Remote Outdoor Unit-Air-Source) | CVH825GKA2* |  |  | END4X42L17**+WALLCON | *80CTL0701412A* | 24000 | 17 | 8.1 | 21400 | 16600 | 77.57% | 2 | 0 | 11 |  |  |  | No | R-410A | 2 | Residential & Commercial | Ducted CEE Tier 1
205750706 | Central HP <5.4 tons | COMFORTMAKER | HRCU-A-CB (Split System: Heat Pump with Remote Outdoor Unit-Air-Source) | CVH825GKA2* |  |  | EA*4X37L21A*+WALLCON | *97CMN1002122A* | 24400 | 16.5 | 8.5 | 21200 | 16600 | 78.3% | 2.04 | 11 | 11 |  |  |  | No | R-410A | 2.0333 | Residential & Commercial | Ducted CEE Tier 1
210596894 | Central HP <5.4 tons | DAY & NIGHT | HRCU-A-CB (Split System: Heat Pump with Remote Outdoor Unit-Air-Source) | CVH825GKA2* |  |  | EHD4X42AAL+WALLCON | *80CTL0701412A* | 24200 | 16.5 | 8.1 | 21200 | 16600 | 78.3% | 2.02 | 0 | 11 |  |  |  | No | R-410A | 2.0167 | Residential & Commercial | Ducted CEE Tier 1
210597092 | Central HP <5.4 tons | DAY & NIGHT | HRCU-A-CB (Split System: Heat Pump with Remote Outdoor Unit-Air-Source) | CVH825GKA2* |  |  | EN(A,D,W)4X48L21**+WALLCON | *80CTL0901716A* | 24200 | 17.5 | 8.1 | 21200 | 16500 | 77.83% | 2.02 | 0 | 11.7 |  |  |  | No | R-410A | 2.0167 | Residential & Commercial | Ducted CEE Tier 1
210597095 | Central HP <5.4 tons | DAY & NIGHT | HRCU-A-CB (Split System: Heat Pump with Remote Outdoor Unit-Air-Source) | CVH825GKA2* |  |  | EN(A,D,W)4X48L21**+WALLCON | *95CSU0601716A* | 24000 | 16.5 | 8.1 | 21400 | 16700 | 78.04% | 2 | 0 | 11 |  |  |  | No | R-410A | 2 | Residential & Commercial | Ducted CEE Tier 1
215941087 | Central HP <5.4 tons | AIRQUEST | HRCU-A-CB (Split System: Heat Pump with Remote Outdoor Unit-Air-Source) | H5H3V48*K*AAA* |  |  | EA*5X61M21A*+WALLCON | *97CTN1002122A* | 45500 | 21 | 9.5 | 48500 | 36800 | 75.88% | 2 | 0 | 11 |  |  |  | No | R-454B | 3.7917 | Residential & Commercial | Ducted CEE Tier 1
215941147 | Central HP <5.4 tons | AIRQUEST | HRCU-A-CB (Split System: Heat Pump with Remote Outdoor Unit-Air-Source) | H5H3V48*K*AAA* |  |  | ESH5X48M12A*+WALLCON | *80CSU0401712B* | 44000 | 20 | 9 | 48500 | 36600 | 75.46% | 1.82 | 0 | 11 |  |  |  | No | R-454B | 3.6667 | Residential & Commercial | Ducted CEE Tier 1
215940037 | Central HP <5.4 tons | AIRQUEST | HRCU-A-CB (Split System: Heat Pump with Remote Outdoor Unit-Air-Source) | H5H3V36*K*AAA* |  |  | ESH5X42M12A*+WALLCON | *80CSU0601716B* | 33600 | 19.5 | 9 | 34800 | 26600 | 76.44% | 1.94 | 0 | 11.7 |  |  |  | No | R-454B | 2.8 | Residential & Commercial | Ducted CEE Tier 1
215940537 | Central HP <5.4 tons | AIRQUEST | HRCU-A-CB (Split System: Heat Pump with Remote Outdoor Unit-Air-Source) | H5H3V36*K*AAA* |  |  | EVD5X36M21A*+WALLCON | *97CTN0601716A* | 34000 | 20 | 8.5 | 39500 | 28800 | 72.91% | 2.02 | 0 | 11 |  |  |  | No | R-454B | 2.8333 | Residential & Commercial | Ducted CEE Tier 1
215940637 | Central HP <5.4 tons | AIRQUEST | HRCU-A-CB (Split System: Heat Pump with Remote Outdoor Unit-Air-Source) | H5H3V36*K*AAA* |  |  | EVD5X42M21A*+WALLCON | *80CSU0601716B* | 34400 | 21 | 8.5 | 38500 | 28000 | 72.73% | 2.04 | 0 | 12 |  |  |  | No | R-454B | 2.8667 | Residential & Commercial | Ducted CEE Tier 1
215940857 | Central HP <5.4 tons | AIRQUEST | HRCU-A-CB (Split System: Heat Pump with Remote Outdoor Unit-Air-Source) | H5H3V36*K*AAA* |  |  | EVD5X60M21A*+WALLCON | *97CTN0802120A* | 35600 | 21.5 | 8.5 | 38000 | 28600 | 75.26% | 2.02 | 0 | 12 |  |  |  | No | R-454B | 2.9667 | Residential & Commercial | Ducted CEE Tier 1
215940887 | Central HP <5.4 tons | AIRQUEST | HRCU-A-CB (Split System: Heat Pump with Remote Outdoor Unit-Air-Source) | H5H3V36*K*AAA* |  |  | EVD5X60M24A*+WALLCON | *97CTN0802120A* | 35400 | 21.5 | 8.5 | 38000 | 28600 | 75.26% | 2.04 | 0 | 12 |  |  |  | No | R-454B | 2.95 | Residential & Commercial | Ducted CEE Tier 1
211393248 | Central HP <5.4 tons | JOHNSON CONTROLS | HRCU-A-CB (Split System: Heat Pump with Remote Outdoor Unit-Air-Source) | HMH72B341 |  |  | XAFB36DXXN1+TXV | TL9E060B12UH11 | 33400 | 17.5 | 8.1 | 33000 | 23200 | 70.3% | 2.02 | 0 | 10 |  |  |  | No | R-410A | 2.7833 | Residential & Commercial | Ducted CEE Tier 1
215940077 | Central HP <5.4 tons | AIRQUEST | HRCU-A-CB (Split System: Heat Pump with Remote Outdoor Unit-Air-Source) | H5H3V36*K*AAA* |  |  | ESH5X42M12A*+WALLCON | *97CTN1002122A* | 33600 | 19 | 9 | 34600 | 26600 | 76.88% | 1.94 | 0 | 11.5 |  |  |  | No | R-454B | 2.8 | Residential & Commercial | Ducted CEE Tier 1
215940327 | Central HP <5.4 tons | AIRQUEST | HRCU-A-CB (Split System: Heat Pump with Remote Outdoor Unit-Air-Source) | H5H3V36*K*AAA* |  |  | EVM5X49M21A*+WALLCON | *96CTN0802120B* | 35600 | 21.5 | 8.5 | 38000 | 28600 | 75.26% | 2.04 | 0 | 12 |  |  |  | No | R-454B | 2.9667 | Residential & Commercial | Ducted CEE Tier 1
215942453 | Central HP <5.4 tons | AIRQUEST | HRCU-A-CB (Split System: Heat Pump with Remote Outdoor Unit-Air-Source) | H5H3V36*K*AAA* |  |  | EVD5X60M21A*+WALLCON | *97CMN0601714B* | 35200 | 21 | 8.5 | 37400 | 28000 | 74.87% | 2.06 | 0 | 11.7 |  |  |  | No | R-454B | 2.9333 | Residential & Commercial | Ducted CEE Tier 1
206790591 | Central HP <5.4 tons | BRYANT HEATING AND COOLING SYSTEMS | HRCU-A-CB (Split System: Heat Pump with Remote Outdoor Unit-Air-Source) | 284ANV048*0**B* |  |  | CAP**4824AL*+UI | 88*TA66135C24*** | 44000 | 21 | 9.5 | 46000 | 36200 | 78.7% | 2.3 | 12.5 | 12 |  |  |  | No | R-410A | 3.6667 | Residential & Commercial | Ducted CEE Tier 1
206790598 | Central HP <5.4 tons | BRYANT HEATING AND COOLING SYSTEMS | HRCU-A-CB (Split System: Heat Pump with Remote Outdoor Unit-Air-Source) | 284ANV048*0**B* |  |  | CSPH*6012AL*+UI | 88*TA60090C21*** | 45000 | 20.5 | 9 | 46000 | 36200 | 78.7% | 2.36 | 12.5 | 11.7 |  |  |  | No | R-410A | 3.75 | Residential & Commercial | Ducted CEE Tier 1
214280299 | Central HP <5.4 tons | COMFORTMAKER | HRCU-A-CB (Split System: Heat Pump with Remote Outdoor Unit-Air-Source) | DLCURAH36ABK |  |  | EA*4X43L21A* | *96MSN0601716A* | 36000 | 15.5 | 8.5 | 38000 | 34800 | 91.58% | 2.06 | 0 | 10 |  |  |  | No | R-410A | 3 | Residential & Commercial | Ducted CEE Tier 1
210470315 | Central HP <5.4 tons | DAY & NIGHT | HRCU-A-CB (Split System: Heat Pump with Remote Outdoor Unit-Air-Source) | CVH837GKA2* |  |  | EA*4X60L24A*+WALLCON | *97CMN1002122A* | 32800 | 17.5 | 8.5 | 31800 | 24800 | 77.99% | 2 | 0 | 11.7 |  |  |  | No | R-410A | 2.7333 | Residential & Commercial | Ducted CEE Tier 1
206788567 | Central HP <5.4 tons | CARRIER | HRCU-A-CB (Split System: Heat Pump with Remote Outdoor Unit-Air-Source) | 25VNA424A*031* |  |  | CNPV*3617AL*+UI | 59CU5A060C17**16 | 23200 | 20 | 9.5 | 26800 | 20000 | 74.63% | 2.36 | 13.5 | 13 |  |  |  | No | R-410A | 1.9333 | Residential & Commercial | Ducted CEE Tier 1
210532958 | Central HP <5.4 tons | CARRIER | HRCU-A-CB (Split System: Heat Pump with Remote Outdoor Unit-Air-Source) | 25VNA424A*031* |  |  | CAP**2517AL*+UI | 59TN6B060C17**14 | 24000 | 20 | 10.5 | 26600 | 19900 | 74.81% | 2.5 | 0 | 13 |  |  |  | No | R-410A | 2 | Residential & Commercial | Ducted CEE Tier 1
210532992 | Central HP <5.4 tons | CARRIER | HRCU-A-CB (Split System: Heat Pump with Remote Outdoor Unit-Air-Source) | 25VNA424A*031* |  |  | CAP**3721AL*+UI | 59CU5A080C21**20 | 24200 | 20.5 | 10.5 | 26400 | 19600 | 74.24% | 2.56 | 0 | 13.5 |  |  |  | No | R-410A | 2.0167 | Residential & Commercial | Ducted CEE Tier 1
214719746 | Central HP <5.4 tons | YORK | HRCU-A-CB (Split System: Heat Pump with Remote Outdoor Unit-Air-Source) | HH860E2S11 |  |  | CTU60C5XGS1+TXV | TP9C080C16MP13 | 43500 | 17 | 9 | 44000 | 33600 | 76.36% | 2 | 0 | 11 |  |  |  | No | R-454B | 3.625 | Residential & Commercial | Ducted CEE Tier 1
214719805 | Central HP <5.4 tons | YORK | HRCU-A-CB (Split System: Heat Pump with Remote Outdoor Unit-Air-Source) | HH860E2S11 |  |  | CTU60C5XGS1+TXV | YPLC120C20MP13 | 44500 | 18 | 9 | 45000 | 33800 | 75.11% | 2 | 0 | 11 |  |  |  | No | R-454B | 3.7083 | Residential & Commercial | Ducted CEE Tier 1
216551859 | Central HP <5.4 tons | FRIEDRICH | HRCU-A-CB (Split System: Heat Pump with Remote Outdoor Unit-Air-Source) | FRP19AY60AJVC |  |  | RCFY6021SEAAM | FR98MV0855A21UP | 53500 | 17 | 10 | 53500 | 48500 | 90.65% | 2 | 0 | 10 |  |  |  | No | R-454B | 4.4583 | Residential & Commercial | Ducted CEE Tier 1
210596725 | Central HP <5.4 tons | COMFORTMAKER | HRCU-A-CB (Split System: Heat Pump with Remote Outdoor Unit-Air-Source) | CVH825GKA2* |  |  | EA*4X42L24A*+WALLCON | *95CSU1002122A* | 23800 | 17 | 8.1 | 21400 | 16600 | 77.57% | 1.96 | 0 | 11 |  |  |  | No | R-410A | 1.9833 | Residential & Commercial | Ducted CEE Tier 1
210596758 | Central HP <5.4 tons | COMFORTMAKER | HRCU-A-CB (Split System: Heat Pump with Remote Outdoor Unit-Air-Source) | CVH825GKA2* |  |  | EA*4X43L21A*+WALLCON | *80CSU1002120A* | 24400 | 16.5 | 8.1 | 21200 | 16700 | 78.77% | 2.02 | 0 | 11 |  |  |  | No | R-410A | 2.0333 | Residential & Commercial | Ducted CEE Tier 1
210596827 | Central HP <5.4 tons | COMFORTMAKER | HRCU-A-CB (Split System: Heat Pump with Remote Outdoor Unit-Air-Source) | CVH825GKA2* |  |  | EA*4X48L21A*+WALLCON | *95CSU0802120A* | 24200 | 17 | 8.1 | 21000 | 16500 | 78.57% | 2.02 | 0 | 11 |  |  |  | No | R-410A | 2.0167 | Residential & Commercial | Ducted CEE Tier 1
210596842 | Central HP <5.4 tons | COMFORTMAKER | HRCU-A-CB (Split System: Heat Pump with Remote Outdoor Unit-Air-Source) | CVH825GKA2* |  |  | EA*4X48L21A*+WALLCON | *97CMN0601714A* | 24000 | 16.5 | 8.1 | 21000 | 16700 | 79.52% | 2 | 0 | 11 |  |  |  | No | R-410A | 2 | Residential & Commercial | Ducted CEE Tier 1
210596878 | Central HP <5.4 tons | COMFORTMAKER | HRCU-A-CB (Split System: Heat Pump with Remote Outdoor Unit-Air-Source) | CVH825GKA2* |  |  | EA*4X48L24A*+WALLCON | *97CMN1202422A* | 24000 | 16.5 | 8.1 | 21000 | 16600 | 79.05% | 2.02 | 0 | 11 |  |  |  | No | R-410A | 2 | Residential & Commercial | Ducted CEE Tier 1
207436149 | Central HP <5.4 tons | LENNOX | HRCU-A-CB (Split System: Heat Pump with Remote Outdoor Unit-Air-Source) | SL25XPV-024-230A** |  |  | C35-36B+TDR+TXV | EL296UH070XV36B* | 22200 | 23 | 9.2 | 21600 | 20400 | 94.44% | 1.84 | 15 | 14.3 |  |  |  | No | R-410A | 1.85 | Residential & Commercial | Ducted CEE Tier 1
207436180 | Central HP <5.4 tons | LENNOX | HRCU-A-CB (Split System: Heat Pump with Remote Outdoor Unit-Air-Source) | SL25XPV-024-230A** |  |  | CH35-42C+TDR+TXV | EL296UH110XV48C* | 22200 | 21.2 | 9.3 | 21400 | 20200 | 94.39% | 1.9 | 15.5 | 14.5 |  |  |  | No | R-410A | 1.85 | Residential & Commercial | Ducted CEE Tier 1
212969508 | Central HP <5.4 tons | AIRQUEST | HRCU-A-CB (Split System: Heat Pump with Remote Outdoor Unit-Air-Source) | DLCURAH18ABK |  |  | EA*4X19L17A* | *80VSL0451412B* | 18200 | 16.5 | 8.5 | 18100 | 17700 | 97.79% | 2.14 | 0 | 11 |  |  |  | No | R-410A | 1.5167 | Residential & Commercial | Ducted CEE Tier 1
212970885 | Central HP <5.4 tons | AIRQUEST | HRCU-A-CB (Split System: Heat Pump with Remote Outdoor Unit-Air-Source) | DLCURAH18ABK |  |  | EA*4X25L17A* | *80VTL0451412B* | 18300 | 16.5 | 8.5 | 18100 | 17600 | 97.24% | 2.14 | 0 | 11 |  |  |  | No | R-410A | 1.525 | Residential & Commercial | Ducted CEE Tier 1
212973054 | Central HP <5.4 tons | AIRQUEST | HRCU-A-CB (Split System: Heat Pump with Remote Outdoor Unit-Air-Source) | DLCURAH18ABK |  |  | EN(A,D)4X24L17** | *96VSN0401712B* | 17500 | 15.5 | 8.5 | 18600 | 19200 | 103.2% | 2.3 | 0 | 10.5 |  |  |  | No | R-410A | 1.4583 | Residential & Commercial | Ducted CEE Tier 1
215940687 | Central HP <5.4 tons | AIRQUEST | HRCU-A-CB (Split System: Heat Pump with Remote Outdoor Unit-Air-Source) | H5H3V36*K*AAA* |  |  | EVD5X42M24A*+WALLCON | *96CTN0802120B* | 35400 | 21.5 | 8.5 | 38000 | 28600 | 75.26% | 2.04 | 0 | 12 |  |  |  | No | R-454B | 2.95 | Residential & Commercial | Ducted CEE Tier 1
215940907 | Central HP <5.4 tons | AIRQUEST | HRCU-A-CB (Split System: Heat Pump with Remote Outdoor Unit-Air-Source) | H5H3V36*K*AAA* |  |  | EVD5X60M24A*+WALLCON | *97CTN1202422A* | 35600 | 22 | 8.5 | 38000 | 28400 | 74.74% | 2.04 | 0 | 12.5 |  |  |  | No | R-454B | 2.9667 | Residential & Commercial | Ducted CEE Tier 1
216571007 | Central HP <5.4 tons | AMERICAN STANDARD | HRCU-A-CB (Split System: Heat Pump with Remote Outdoor Unit-Air-Source) | 5A6V0X36A1 |  |  | 5PX*CD07AS3 | S8V2C100M5PDB | 35200 | 20 | 9.4 | 33600 | 25200 | 75% | 2.1 | 0 | 12.5 |  |  |  | No | R-454B | 2.9333 | Residential & Commercial | Ducted CEE Tier 1
216571009 | Central HP <5.4 tons | AMERICAN STANDARD | HRCU-A-CB (Split System: Heat Pump with Remote Outdoor Unit-Air-Source) | 5A6V0X36A1 |  |  | 5PX*CD09AS3 | *DHMC100CCV4+LRP | 35600 | 20 | 9.7 | 32400 | 24400 | 75.31% | 2.1 | 0 | 12.7 |  |  |  | No | R-454B | 2.9667 | Residential & Commercial | Ducted CEE Tier 1
216571057 | Central HP <5.4 tons | AMERICAN STANDARD | HRCU-A-CB (Split System: Heat Pump with Remote Outdoor Unit-Air-Source) | 5A6V0X36A1 |  |  | 5TXCC007AS3 | *UHMC100CCV4+LRP | 35200 | 20.4 | 9.7 | 32800 | 24800 | 75.61% | 2.2 | 0 | 12.7 |  |  |  | No | R-454B | 2.9333 | Residential & Commercial | Ducted CEE Tier 1
210597495 | Central HP <5.4 tons | DAY & NIGHT | HRCU-A-CB (Split System: Heat Pump with Remote Outdoor Unit-Air-Source) | CVH837GKA** |  |  | EHD4X36AAL+WALLCON | *95CSU0802120A* | 32200 | 16.5 | 8.1 | 33200 | 24600 | 74.1% | 1.94 | 0 | 11 |  |  |  | No | R-410A | 2.6833 | Residential & Commercial | Ducted CEE Tier 1
210597597 | Central HP <5.4 tons | DAY & NIGHT | HRCU-A-CB (Split System: Heat Pump with Remote Outdoor Unit-Air-Source) | CVH837GKA** |  |  | EN(A,D,W)4X48L21**+WALLCON | *80CSU0401712A* | 32400 | 17.5 | 8.1 | 33000 | 24800 | 75.15% | 1.94 | 0 | 11.7 |  |  |  | No | R-410A | 2.7 | Residential & Commercial | Ducted CEE Tier 1
206772848 | Central HP <5.4 tons | HEIL | HRCU-A-CB (Split System: Heat Pump with Remote Outdoor Unit-Air-Source) | HVH837GKA2* |  |  | EHD4X42AAL+WALLCON | *97CMN0602120A* | 32400 | 16.5 | 8.1 | 33400 | 25200 | 75.45% | 1.94 | 11.5 | 10.5 |  |  |  | No | R-410A | 2.7 | Residential & Commercial | Ducted CEE Tier 1
210597413 | Central HP <5.4 tons | COMFORTMAKER | HRCU-A-CB (Split System: Heat Pump with Remote Outdoor Unit-Air-Source) | CVH837GKA** |  |  | EA*4X61L21A*+WALLCON | *80CSU1002120A* | 33200 | 17 | 8.1 | 32200 | 24800 | 77.02% | 1.98 | 0 | 11.5 |  |  |  | No | R-410A | 2.7667 | Residential & Commercial | Ducted CEE Tier 1
212984193 | Central HP <5.4 tons | CARRIER | HRCU-A-CB (Split System: Heat Pump with Remote Outdoor Unit-Air-Source) | 38MURAQ18AB3* |  |  | CAP**3017AL* | 59SC2E060M17**14 | 17700 | 16.5 | 8.5 | 18300 | 18700 | 102.2% | 2.24 | 0 | 10.5 |  |  |  | No | R-410A | 1.475 | Residential & Commercial | Ducted CEE Tier 1
215931649 | Central HP <5.4 tons | COMFORTMAKER | HRCU-A-CB (Split System: Heat Pump with Remote Outdoor Unit-Air-Source) | C5H3V60*K*AAA* |  |  | EA*5X60M24A*+WALLCON | *96CTN1202422B* | 56000 | 18.5 | 8.5 | 60500 | 46000 | 76.03% | 2.06 | 0 | 11 |  |  |  | No | R-454B | 4.6667 | Residential & Commercial | Ducted CEE Tier 1
211389550 | Central HP <5.4 tons | JOHNSON CONTROLS | HRCU-A-CB (Split System: Heat Pump with Remote Outdoor Unit-Air-Source) | HMH72B341 |  |  | XAFC36DXXN1+TXV | TM8Y080C16MP11 | 34000 | 18.5 | 8.5 | 34000 | 24000 | 70.59% | 2.1 | 0 | 10 |  |  |  | No | R-410A | 2.8333 | Residential & Commercial | Ducted CEE Tier 1
211389564 | Central HP <5.4 tons | JOHNSON CONTROLS | HRCU-A-CB (Split System: Heat Pump with Remote Outdoor Unit-Air-Source) | HMH72B341 |  |  | XAFC36DBCN1 | TM8Y100C16MP11 | 34000 | 18.5 | 8.5 | 34000 | 24000 | 70.59% | 2.1 | 0 | 10 |  |  |  | No | R-410A | 2.8333 | Residential & Commercial | Ducted CEE Tier 1
211389583 | Central HP <5.4 tons | JOHNSON CONTROLS | HRCU-A-CB (Split System: Heat Pump with Remote Outdoor Unit-Air-Source) | HMH72B341 |  |  | XAFC30CXXN1+TXV | TM8Y100C16MP11 | 33200 | 18 | 8.5 | 33400 | 23400 | 70.06% | 2.06 | 0 | 10 |  |  |  | No | R-410A | 2.7667 | Residential & Commercial | Ducted CEE Tier 1
211389798 | Central HP <5.4 tons | JOHNSON CONTROLS | HRCU-A-CB (Split System: Heat Pump with Remote Outdoor Unit-Air-Source) | HMH72B341 |  |  | XAUB30CXXN1+TXV | TM8Y080B12MP11 | 32800 | 17.5 | 8.1 | 33000 | 23200 | 70.3% | 2.02 | 0 | 10 |  |  |  | No | R-410A | 2.7333 | Residential & Commercial | Ducted CEE Tier 1
207436265 | Central HP <5.4 tons | LENNOX | HRCU-A-CB (Split System: Heat Pump with Remote Outdoor Unit-Air-Source) | SL25XPV-036-230A** |  |  | C35-48B+TDR+TXV | SL280UH090V48B* | 34000 | 21.8 | 8.8 | 35600 | 27400 | 76.97% | 1.82 | 14 | 13.4 |  |  |  | No | R-410A | 2.8333 | Residential & Commercial | Ducted CEE Tier 1
207436280 | Central HP <5.4 tons | LENNOX | HRCU-A-CB (Split System: Heat Pump with Remote Outdoor Unit-Air-Source) | SL25XPV-036-230A** |  |  | C35-48C+TDR+TXV | SL280UH110XV60C* | 34000 | 21 | 8.8 | 35400 | 27400 | 77.4% | 1.84 | 14 | 13.5 |  |  |  | No | R-410A | 2.8333 | Residential & Commercial | Ducted CEE Tier 1
207436414 | Central HP <5.4 tons | LENNOX | HRCU-A-CB (Split System: Heat Pump with Remote Outdoor Unit-Air-Source) | SL25XPV-036-230A** |  |  | CHX35-48B-**-*+TDR | SL297UH060NV36B* | 33800 | 21.4 | 8.8 | 34600 | 26200 | 75.72% | 1.82 | 13.5 | 13.3 |  |  |  | No | R-410A | 2.8167 | Residential & Commercial | Ducted CEE Tier 1
207436483 | Central HP <5.4 tons | LENNOX | HRCU-A-CB (Split System: Heat Pump with Remote Outdoor Unit-Air-Source) | SL25XPV-036-230A** |  |  | CX35-48C+TDR | SL280UH090V60C* | 34000 | 21.4 | 8.8 | 35400 | 27400 | 77.4% | 1.84 | 14 | 13.5 |  |  |  | No | R-410A | 2.8333 | Residential & Commercial | Ducted CEE Tier 1
207436330 | Central HP <5.4 tons | LENNOX | HRCU-A-CB (Split System: Heat Pump with Remote Outdoor Unit-Air-Source) | SL25XPV-036-230A** |  |  | CH35-42B+TDR+TXV | EL296UH070XV36B* | 34600 | 21.4 | 8.8 | 34400 | 26400 | 76.74% | 1.82 | 13.5 | 13 |  |  |  | No | R-410A | 2.8833 | Residential & Commercial | Ducted CEE Tier 1
207436332 | Central HP <5.4 tons | LENNOX | HRCU-A-CB (Split System: Heat Pump with Remote Outdoor Unit-Air-Source) | SL25XPV-036-230A** |  |  | CH35-42B+TDR+TXV | SL280UH090V36B* | 34800 | 22 | 8.8 | 34200 | 26200 | 76.61% | 1.84 | 14 | 13.5 |  |  |  | No | R-410A | 2.9 | Residential & Commercial | Ducted CEE Tier 1
207436434 | Central HP <5.4 tons | LENNOX | HRCU-A-CB (Split System: Heat Pump with Remote Outdoor Unit-Air-Source) | SL25XPV-036-230A** |  |  | CR33-48B*+TDR+TXV | EL296DF070XV48B* | 33200 | 20.6 | 8.6 | 36000 | 30000 | 83.33% | 1.76 | 13 | 12.5 |  |  |  | No | R-410A | 2.7667 | Residential & Commercial | Ducted CEE Tier 1
210470816 | Central HP <5.4 tons | DAY & NIGHT | HRCU-A-CB (Split System: Heat Pump with Remote Outdoor Unit-Air-Source) | CVH837GKA2* |  |  | EN(A,D,W)4X48L21**+WALLCON | *80CSU0601716A* | 32400 | 17 | 8.1 | 33000 | 24800 | 75.15% | 1.94 | 0 | 11.7 |  |  |  | No | R-410A | 2.7 | Residential & Commercial | Ducted CEE Tier 1
213076722 | Central HP <5.4 tons | DAY & NIGHT | HRCU-A-CB (Split System: Heat Pump with Remote Outdoor Unit-Air-Source) | DLCURAH36ABK |  |  | EN(A,D)4X48L24** | *80VTL0902120B* | 36000 | 16.5 | 8.1 | 38500 | 35000 | 90.91% | 2 | 0 | 10 |  |  |  | No | R-410A | 3 | Residential & Commercial | Ducted CEE Tier 1
213076757 | Central HP <5.4 tons | DAY & NIGHT | HRCU-A-CB (Split System: Heat Pump with Remote Outdoor Unit-Air-Source) | DLCURAH36ABK |  |  | EA*4X42L21A* | *80VTL1102122B* | 35600 | 16 | 8.1 | 38500 | 35200 | 91.43% | 1.9 | 0 | 10 |  |  |  | No | R-410A | 2.9667 | Residential & Commercial | Ducted CEE Tier 1
213077190 | Central HP <5.4 tons | DAY & NIGHT | HRCU-A-CB (Split System: Heat Pump with Remote Outdoor Unit-Air-Source) | DLCURAH36ABK |  |  | EA*4X48L24A* | *96VSN1002120B* | 35800 | 16 | 8.5 | 38000 | 34800 | 91.58% | 2.02 | 0 | 10 |  |  |  | No | R-410A | 2.9833 | Residential & Commercial | Ducted CEE Tier 1
213077491 | Central HP <5.4 tons | DAY & NIGHT | HRCU-A-CB (Split System: Heat Pump with Remote Outdoor Unit-Air-Source) | DLCURAH36ABK |  |  | EA*4X37L21A* | *96VTN0802120B* | 36600 | 16 | 8.5 | 38000 | 34800 | 91.58% | 2.06 | 0 | 10 |  |  |  | No | R-410A | 3.05 | Residential & Commercial | Ducted CEE Tier 1
213077643 | Central HP <5.4 tons | DAY & NIGHT | HRCU-A-CB (Split System: Heat Pump with Remote Outdoor Unit-Air-Source) | DLCURAH36ABK |  |  | EA*4X43L21A* | *96VTN1002120B* | 36200 | 16.5 | 8.5 | 38000 | 34800 | 91.58% | 2.04 | 0 | 10 |  |  |  | No | R-410A | 3.0167 | Residential & Commercial | Ducted CEE Tier 1
211207042 | Central HP <5.4 tons | YORK | HRCU-A-CB (Split System: Heat Pump with Remote Outdoor Unit-Air-Source) | YZV48B21 |  |  | XAMC48HE3N1+CC | YPLC100C20MP13 | 43500 | 19 | 9 | 44500 | 36200 | 81.35% | 2.14 | 0 | 12 |  |  |  | No | R-410A | 3.625 | Residential & Commercial | Ducted CEE Tier 1
216551661 | Central HP <5.4 tons | FRIEDRICH | HRCU-A-CB (Split System: Heat Pump with Remote Outdoor Unit-Air-Source) | FRP19AY24AJVC |  |  | RCFY2421HEAAM | FR801V0504A17UHU | 22800 | 20 | 10 | 22800 | 18600 | 81.58% | 1.8 | 0 | 12 |  |  |  | No | R-454B | 1.9 | Residential & Commercial | Ducted CEE Tier 1
215935474 | Central HP <5.4 tons | CARRIER | HRCU-A-CB (Split System: Heat Pump with Remote Outdoor Unit-Air-Source) | 27VNA336A*030* |  |  | CVAMA6124XMA*+UI | 58TN*B135C24**22 | 36000 | 22.5 | 8.5 | 37600 | 28200 | 75% | 2.04 | 0 | 12.5 |  |  |  | No | R-454B | 3 | Residential & Commercial | Ducted CEE Tier 1
215935774 | Central HP <5.4 tons | CARRIER | HRCU-A-CB (Split System: Heat Pump with Remote Outdoor Unit-Air-Source) | 27VNA336A*030* |  |  | CVAVA3621XMA*+UI | 59TN6C100C21**22 | 34400 | 21 | 8.5 | 38500 | 28000 | 72.73% | 2.06 | 0 | 12 |  |  |  | No | R-454B | 2.8667 | Residential & Commercial | Ducted CEE Tier 1
215936024 | Central HP <5.4 tons | CARRIER | HRCU-A-CB (Split System: Heat Pump with Remote Outdoor Unit-Air-Source) | 27VNA336A*030* |  |  | CVAVA4221XMA*+UI | 58TN*B110C21**20 | 34400 | 21 | 8.5 | 38500 | 28000 | 72.73% | 2.04 | 0 | 12 |  |  |  | No | R-454B | 2.8667 | Residential & Commercial | Ducted CEE Tier 1
216571275 | Central HP <5.4 tons | AMERICAN STANDARD | HRCU-A-CB (Split System: Heat Pump with Remote Outdoor Unit-Air-Source) | 5A6V8X36A1 |  |  | 5PX*CD09AS3 | *DHMC100CCV4+LRP | 33000 | 18.1 | 8.5 | 32800 | 25200 | 76.83% | 2.1 | 0 | 10.5 |  |  |  | No | R-454B | 2.75 | Residential & Commercial | Ducted CEE Tier 1
216571293 | Central HP <5.4 tons | AMERICAN STANDARD | HRCU-A-CB (Split System: Heat Pump with Remote Outdoor Unit-Air-Source) | 5A6V8X36A1 |  |  | 5PX*DD10AS3 | S8V2D120M5PDB | 32800 | 18.1 | 8.5 | 33000 | 25200 | 76.36% | 2.1 | 0 | 10.5 |  |  |  | No | R-454B | 2.7333 | Residential & Commercial | Ducted CEE Tier 1
216571325 | Central HP <5.4 tons | AMERICAN STANDARD | HRCU-A-CB (Split System: Heat Pump with Remote Outdoor Unit-Air-Source) | 5A6V8X36A1 |  |  | 5TXCD010AS3 | S8V2D120M5PDB | 33600 | 18.1 | 8.5 | 33200 | 25200 | 75.9% | 2.1 | 0 | 10.5 |  |  |  | No | R-454B | 2.8 | Residential & Commercial | Ducted CEE Tier 1
216571183 | Central HP <5.4 tons | AMERICAN STANDARD | HRCU-A-CB (Split System: Heat Pump with Remote Outdoor Unit-Air-Source) | 5A6V8X24A1 |  |  | 5PX*B003AS3 | S8V2A040M3PDB | 21200 | 18.1 | 8.5 | 24400 | 18900 | 77.46% | 2.1 | 0 | 11.2 |  |  |  | No | R-454B | 1.7667 | Residential & Commercial | Ducted CEE Tier 1
212987363 | Central HP <5.4 tons | CARRIER | HRCU-A-CB (Split System: Heat Pump with Remote Outdoor Unit-Air-Source) | 38MURAQ24AB3* |  |  | CAP**2417AL* | 59SC6A080M17**16 | 23400 | 16.5 | 8.5 | 27000 | 26000 | 96.3% | 2.16 | 0 | 10 |  |  |  | No | R-410A | 1.95 | Residential & Commercial | Ducted CEE Tier 1
216571199 | Central HP <5.4 tons | AMERICAN STANDARD | HRCU-A-CB (Split System: Heat Pump with Remote Outdoor Unit-Air-Source) | 5A6V8X24A1 |  |  | 5PX*B006AS3 | S8V2A040M3PDB | 22000 | 18.1 | 8.5 | 22800 | 18500 | 81.14% | 2.2 | 0 | 11.5 |  |  |  | No | R-454B | 1.8333 | Residential & Commercial | Ducted CEE Tier 1
216571201 | Central HP <5.4 tons | AMERICAN STANDARD | HRCU-A-CB (Split System: Heat Pump with Remote Outdoor Unit-Air-Source) | 5A6V8X24A1 |  |  | 5PX*B006AS3 | S8V2B080M4PDB | 22000 | 18.1 | 8.5 | 23000 | 18600 | 80.87% | 2.2 | 0 | 11.5 |  |  |  | No | R-454B | 1.8333 | Residential & Commercial | Ducted CEE Tier 1
216571231 | Central HP <5.4 tons | AMERICAN STANDARD | HRCU-A-CB (Split System: Heat Pump with Remote Outdoor Unit-Air-Source) | 5A6V8X24A1 |  |  | 5TXCB003AS3 | S8V2A040M3PDB | 21200 | 18.1 | 8.5 | 24400 | 18900 | 77.46% | 2.1 | 0 | 11.2 |  |  |  | No | R-454B | 1.7667 | Residential & Commercial | Ducted CEE Tier 1
216571233 | Central HP <5.4 tons | AMERICAN STANDARD | HRCU-A-CB (Split System: Heat Pump with Remote Outdoor Unit-Air-Source) | 5A6V8X24A1 |  |  | 5TXCB003AS3 | S8V2A040M3PCB | 21200 | 18.1 | 8.5 | 24400 | 18900 | 77.46% | 2.1 | 0 | 11.2 |  |  |  | No | R-454B | 1.7667 | Residential & Commercial | Ducted CEE Tier 1
212973374 | Central HP <5.4 tons | AIRQUEST | HRCU-A-CB (Split System: Heat Pump with Remote Outdoor Unit-Air-Source) | DLCURAH18ABK |  |  | EN(A,D)4X24L17** | *96VSN0601412B* | 17500 | 16 | 8.5 | 18500 | 19200 | 103.8% | 2.3 | 0 | 10.5 |  |  |  | No | R-410A | 1.4583 | Residential & Commercial | Ducted CEE Tier 1
207436295 | Central HP <5.4 tons | LENNOX | HRCU-A-CB (Split System: Heat Pump with Remote Outdoor Unit-Air-Source) | SL25XPV-036-230A** |  |  | C35-50/60C+TDR+TXV | SL280UH100NV60C* | 33800 | 21.2 | 8.6 | 34000 | 26600 | 78.24% | 1.8 | 14.5 | 13.5 |  |  |  | No | R-410A | 2.8167 | Residential & Commercial | Ducted CEE Tier 1
207436327 | Central HP <5.4 tons | LENNOX | HRCU-A-CB (Split System: Heat Pump with Remote Outdoor Unit-Air-Source) | SL25XPV-036-230A** |  |  | C35-50/60C+TDR+TXV | SLP99UH110XV60C* | 33800 | 21.6 | 8.7 | 34400 | 26600 | 77.33% | 1.82 | 14 | 13.5 |  |  |  | No | R-410A | 2.8167 | Residential & Commercial | Ducted CEE Tier 1
207436470 | Central HP <5.4 tons | LENNOX | HRCU-A-CB (Split System: Heat Pump with Remote Outdoor Unit-Air-Source) | SL25XPV-036-230A** |  |  | CX35-48B+TDR | SL280UH080NV48B* | 34000 | 21.4 | 8.8 | 35400 | 27600 | 77.97% | 1.8 | 14 | 13 |  |  |  | No | R-410A | 2.8333 | Residential & Commercial | Ducted CEE Tier 1
216570947 | Central HP <5.4 tons | AMERICAN STANDARD | HRCU-A-CB (Split System: Heat Pump with Remote Outdoor Unit-Air-Source) | 5A6V0X36A1 |  |  | 5PX*B006AS3 | *UHMB060CCV3+LRP | 35200 | 20.2 | 9.7 | 32400 | 25200 | 77.78% | 2.1 | 0 | 12.5 |  |  |  | No | R-454B | 2.9333 | Residential & Commercial | Ducted CEE Tier 1
212972954 | Central HP <5.4 tons | AIRQUEST | HRCU-A-CB (Split System: Heat Pump with Remote Outdoor Unit-Air-Source) | DLCURAH24ABK |  |  | EA*4X37L17A* | *96VSN0401410B* | 23800 | 16.5 | 8.5 | 25600 | 22600 | 88.28% | 1.86 | 0 | 10 |  |  |  | No | R-410A | 1.9833 | Residential & Commercial | Ducted CEE Tier 1
210597527 | Central HP <5.4 tons | COMFORTMAKER | HRCU-A-CB (Split System: Heat Pump with Remote Outdoor Unit-Air-Source) | CVH837GKA** |  |  | EHD4X60AAL+WALLCON | *95CSU1002122A* | 33000 | 17 | 8.1 | 32200 | 24800 | 77.02% | 2.02 | 0 | 11.5 |  |  |  | No | R-410A | 2.75 | Residential & Commercial | Ducted CEE Tier 1
216570931 | Central HP <5.4 tons | AMERICAN STANDARD | HRCU-A-CB (Split System: Heat Pump with Remote Outdoor Unit-Air-Source) | 5A6V0X36A1 |  |  | 5PX*B004AS3 | *UHMB080CCV3+LRP | 34000 | 19.4 | 9.7 | 31600 | 24800 | 78.48% | 2.1 | 0 | 12 |  |  |  | No | R-454B | 2.8333 | Residential & Commercial | Ducted CEE Tier 1
207436182 | Central HP <5.4 tons | LENNOX | HRCU-A-CB (Split System: Heat Pump with Remote Outdoor Unit-Air-Source) | SL25XPV-024-230A** |  |  | CH35-42C+TDR+TXV | SL280UH080NV60C* | 22200 | 20.2 | 9.3 | 21400 | 20200 | 94.39% | 1.9 | 15.5 | 14.5 |  |  |  | No | R-410A | 1.85 | Residential & Commercial | Ducted CEE Tier 1
207436166 | Central HP <5.4 tons | LENNOX | HRCU-A-CB (Split System: Heat Pump with Remote Outdoor Unit-Air-Source) | SL25XPV-024-230A** |  |  | CBA38MV-030-230*+TDR |  | 22200 | 22.8 | 9.2 | 22200 | 21200 | 95.5% | 1.88 | 15.5 | 14.4 |  |  |  | No | R-410A | 1.85 | Residential & Commercial | Ducted CEE Tier 1
205750707 | Central HP <5.4 tons | DAY & NIGHT | HRCU-A-CB (Split System: Heat Pump with Remote Outdoor Unit-Air-Source) | CVH825GKA2* |  |  | EA*4X37L21A*+WALLCON | *97CMN1002122A* | 24400 | 16.5 | 8.5 | 21200 | 16600 | 78.3% | 2.04 | 11 | 11 |  |  |  | No | R-410A | 2.0333 | Residential & Commercial | Ducted CEE Tier 1
210532882 | Central HP <5.4 tons | CARRIER | HRCU-A-CB (Split System: Heat Pump with Remote Outdoor Unit-Air-Source) | 25VNA448A*031* |  |  | CAP**6124AL*+UI | 59MN7B100C21**22 | 45500 | 21.5 | 9.5 | 46000 | 36200 | 78.7% | 2.36 | 0 | 12 |  |  |  | No | R-410A | 3.7917 | Residential & Commercial | Ducted CEE Tier 1
210532876 | Central HP <5.4 tons | CARRIER | HRCU-A-CB (Split System: Heat Pump with Remote Outdoor Unit-Air-Source) | 25VNA448A*031* |  |  | CAP**6024AL*+UI | 58TN*A090C21**20 | 44500 | 21.5 | 9.5 | 46000 | 36200 | 78.7% | 2.36 | 0 | 12 |  |  |  | No | R-410A | 3.7083 | Residential & Commercial | Ducted CEE Tier 1
216571093 | Central HP <5.4 tons | AMERICAN STANDARD | HRCU-A-CB (Split System: Heat Pump with Remote Outdoor Unit-Air-Source) | 5A6V0X48A1 |  |  | 5PX*CD09AS3 | *DHMC100CCV4+LRP | 45000 | 19.6 | 9.4 | 46500 | 33400 | 71.83% | 2 | 0 | 12 |  |  |  | No | R-454B | 3.75 | Residential & Commercial | Ducted CEE Tier 1
213076742 | Central HP <5.4 tons | AIRQUEST | HRCU-A-CB (Split System: Heat Pump with Remote Outdoor Unit-Air-Source) | DLCURAH36ABK |  |  | EA*4X37L21A* | *80VTL1102122B* | 36400 | 16 | 8.5 | 38000 | 34800 | 91.58% | 2.06 | 0 | 10 |  |  |  | No | R-410A | 3.0333 | Residential & Commercial | Ducted CEE Tier 1
206135774 | Central HP <5.4 tons | HEIL | HRCU-A-CB (Split System: Heat Pump with Remote Outdoor Unit-Air-Source) | HVH837GKA** |  |  | EA*4X48L21A*+WALLCON | *80CSU0601716A* | 32200 | 17 | 8.1 | 32600 | 25000 | 76.69% | 1.96 | 12 | 11 |  |  |  | No | R-410A | 2.6833 | Residential & Commercial | Ducted CEE Tier 1
206136106 | Central HP <5.4 tons | HEIL | HRCU-A-CB (Split System: Heat Pump with Remote Outdoor Unit-Air-Source) | HVH837GKA** |  |  | EA*4X42L21A*+WALLCON | *95CSU1002122A* | 31800 | 17.5 | 8.1 | 33000 | 24400 | 73.94% | 1.9 | 11.5 | 11 |  |  |  | No | R-410A | 2.65 | Residential & Commercial | Ducted CEE Tier 1
216571195 | Central HP <5.4 tons | AMERICAN STANDARD | HRCU-A-CB (Split System: Heat Pump with Remote Outdoor Unit-Air-Source) | 5A6V8X24A1 |  |  | 5PX*B006AS3 | L8V1A060U3VSB+LRP | 22000 | 18.1 | 8.5 | 23000 | 18700 | 81.3% | 2.2 | 0 | 11.5 |  |  |  | No | R-454B | 1.8333 | Residential & Commercial | Ducted CEE Tier 1
216571191 | Central HP <5.4 tons | AMERICAN STANDARD | HRCU-A-CB (Split System: Heat Pump with Remote Outdoor Unit-Air-Source) | 5A6V8X24A1 |  |  | 5PX*B006AS3 | *UHMB080CCV3+LRP | 22000 | 18.1 | 8.5 | 22800 | 18300 | 80.26% | 2.2 | 0 | 11.5 |  |  |  | No | R-454B | 1.8333 | Residential & Commercial | Ducted CEE Tier 1
212969971 | Central HP <5.4 tons | DAY & NIGHT | HRCU-A-CB (Split System: Heat Pump with Remote Outdoor Unit-Air-Source) | DLCURAH18ABK |  |  | EA*4X19L17A* | *80VSL0701716B* | 17800 | 16.5 | 8.1 | 17800 | 17900 | 100.6% | 2.16 | 0 | 10.5 |  |  |  | No | R-410A | 1.4833 | Residential & Commercial | Ducted CEE Tier 1
212970021 | Central HP <5.4 tons | DAY & NIGHT | HRCU-A-CB (Split System: Heat Pump with Remote Outdoor Unit-Air-Source) | DLCURAH18ABK |  |  | EN(A,D)4X30L17** | *80VSL0701716B* | 17500 | 16 | 8.1 | 18000 | 18600 | 103.3% | 2.24 | 0 | 11 |  |  |  | No | R-410A | 1.4583 | Residential & Commercial | Ducted CEE Tier 1
212984614 | Central HP <5.4 tons | BRYANT HEATING AND COOLING SYSTEMS | HRCU-A-CB (Split System: Heat Pump with Remote Outdoor Unit-Air-Source) | 38MURAQ24AB3* |  |  | CAP**3621AL* | 912SE48080M17*** | 23800 | 17.5 | 8.5 | 26200 | 23800 | 90.84% | 2 | 0 | 10 |  |  |  | No | R-410A | 1.9833 | Residential & Commercial | Ducted CEE Tier 1
212985804 | Central HP <5.4 tons | BRYANT HEATING AND COOLING SYSTEMS | HRCU-A-CB (Split System: Heat Pump with Remote Outdoor Unit-Air-Source) | 38MURAQ24AB3* |  |  | CAP**3617AL* | 916SA30026M14*** | 23400 | 16.5 | 8.5 | 26200 | 24400 | 93.13% | 2.02 | 0 | 10 |  |  |  | No | R-410A | 1.95 | Residential & Commercial | Ducted CEE Tier 1
216570933 | Central HP <5.4 tons | AMERICAN STANDARD | HRCU-A-CB (Split System: Heat Pump with Remote Outdoor Unit-Air-Source) | 5A6V0X36A1 |  |  | 5PX*B004AS3 | *UHMB060CCV3+LRP | 34000 | 19.2 | 9.7 | 31800 | 25000 | 78.62% | 2.1 | 0 | 12 |  |  |  | No | R-454B | 2.8333 | Residential & Commercial | Ducted CEE Tier 1
216570967 | Central HP <5.4 tons | AMERICAN STANDARD | HRCU-A-CB (Split System: Heat Pump with Remote Outdoor Unit-Air-Source) | 5A6V0X36A1 |  |  | 5PX*BD06AS3 | S8V2B080M4PDB | 35200 | 19.4 | 9.4 | 33800 | 25400 | 75.15% | 2.1 | 0 | 12 |  |  |  | No | R-454B | 2.9333 | Residential & Commercial | Ducted CEE Tier 1
216570983 | Central HP <5.4 tons | AMERICAN STANDARD | HRCU-A-CB (Split System: Heat Pump with Remote Outdoor Unit-Air-Source) | 5A6V0X36A1 |  |  | 5PX*C007AS3 | S8V2C080M5PCB | 35000 | 20 | 9.7 | 31800 | 25000 | 78.62% | 2.2 | 0 | 12.7 |  |  |  | No | R-454B | 2.9167 | Residential & Commercial | Ducted CEE Tier 1
216571015 | Central HP <5.4 tons | AMERICAN STANDARD | HRCU-A-CB (Split System: Heat Pump with Remote Outdoor Unit-Air-Source) | 5A6V0X36A1 |  |  | 5PX*CD09AS3 | S8V2C100M5PCB | 35800 | 20 | 9.4 | 32200 | 24600 | 76.4% | 2.1 | 0 | 12.7 |  |  |  | No | R-454B | 2.9833 | Residential & Commercial | Ducted CEE Tier 1
216571031 | Central HP <5.4 tons | AMERICAN STANDARD | HRCU-A-CB (Split System: Heat Pump with Remote Outdoor Unit-Air-Source) | 5A6V0X36A1 |  |  | 5TXCB004AS3 | *UHMB080CCV3+LRP | 34000 | 19.4 | 9.7 | 31600 | 24800 | 78.48% | 2.1 | 0 | 12 |  |  |  | No | R-454B | 2.8333 | Residential & Commercial | Ducted CEE Tier 1
216570961 | Central HP <5.4 tons | AMERICAN STANDARD | HRCU-A-CB (Split System: Heat Pump with Remote Outdoor Unit-Air-Source) | 5A6V0X36A1 |  |  | 5PX*BD06AS3 | S8V2B060M4PCB | 35000 | 19.6 | 9.4 | 33600 | 25200 | 75% | 2.1 | 0 | 12 |  |  |  | No | R-454B | 2.9167 | Residential & Commercial | Ducted CEE Tier 1
216571011 | Central HP <5.4 tons | AMERICAN STANDARD | HRCU-A-CB (Split System: Heat Pump with Remote Outdoor Unit-Air-Source) | 5A6V0X36A1 |  |  | 5PX*CD09AS3 | S8V2C080M5PCB | 35600 | 20 | 9.4 | 31800 | 24600 | 77.36% | 2.1 | 0 | 12.7 |  |  |  | No | R-454B | 2.9667 | Residential & Commercial | Ducted CEE Tier 1
216571027 | Central HP <5.4 tons | AMERICAN STANDARD | HRCU-A-CB (Split System: Heat Pump with Remote Outdoor Unit-Air-Source) | 5A6V0X36A1 |  |  | 5TXCB004AS3 | S8V2A040M3PCB | 33800 | 19 | 9.7 | 31600 | 24800 | 78.48% | 2.1 | 0 | 12 |  |  |  | No | R-454B | 2.8167 | Residential & Commercial | Ducted CEE Tier 1
216571251 | Central HP <5.4 tons | AMERICAN STANDARD | HRCU-A-CB (Split System: Heat Pump with Remote Outdoor Unit-Air-Source) | 5A6V8X36A1 |  |  | 5PX*B006AS3 | S8V2B060M4PCB | 32800 | 18.1 | 8.5 | 33400 | 25600 | 76.65% | 2.1 | 0 | 10 |  |  |  | No | R-454B | 2.7333 | Residential & Commercial | Ducted CEE Tier 1
216571265 | Central HP <5.4 tons | AMERICAN STANDARD | HRCU-A-CB (Split System: Heat Pump with Remote Outdoor Unit-Air-Source) | 5A6V8X36A1 |  |  | 5PX*C009AS3 | S8V2C080M5PCB | 33000 | 18.1 | 8.5 | 33000 | 25200 | 76.36% | 2.1 | 0 | 10.5 |  |  |  | No | R-454B | 2.75 | Residential & Commercial | Ducted CEE Tier 1
216571283 | Central HP <5.4 tons | AMERICAN STANDARD | HRCU-A-CB (Split System: Heat Pump with Remote Outdoor Unit-Air-Source) | 5A6V8X36A1 |  |  | 5PX*CD09AS3 | S8V2C100M5PCB | 33400 | 18.1 | 8.5 | 33000 | 25400 | 76.97% | 2.1 | 0 | 10.5 |  |  |  | No | R-454B | 2.7833 | Residential & Commercial | Ducted CEE Tier 1
216571301 | Central HP <5.4 tons | AMERICAN STANDARD | HRCU-A-CB (Split System: Heat Pump with Remote Outdoor Unit-Air-Source) | 5A6V8X36A1 |  |  | 5TXCC007AS3 | *UHMC100CCV4+LRP | 32800 | 18.1 | 8.5 | 33200 | 25400 | 76.51% | 2.1 | 0 | 10.5 |  |  |  | No | R-454B | 2.7333 | Residential & Commercial | Ducted CEE Tier 1
216571331 | Central HP <5.4 tons | AMERICAN STANDARD | HRCU-A-CB (Split System: Heat Pump with Remote Outdoor Unit-Air-Source) | 5A6V8X60A1 |  |  | 5PX*D008AS3 | S8V2C080M5PDB | 53000 | 18.1 | 8.5 | 55500 | 40000 | 72.07% | 2 | 0 | 10 |  |  |  | No | R-454B | 4.4167 | Residential & Commercial | Ducted CEE Tier 1
216571333 | Central HP <5.4 tons | AMERICAN STANDARD | HRCU-A-CB (Split System: Heat Pump with Remote Outdoor Unit-Air-Source) | 5A6V8X60A1 |  |  | 5PX*D010AS3 | *UHMD120CCV5+LRP | 53500 | 18.1 | 8.5 | 55000 | 39500 | 71.82% | 2 | 0 | 10 |  |  |  | No | R-454B | 4.4583 | Residential & Commercial | Ducted CEE Tier 1
210532926 | Central HP <5.4 tons | CARRIER | HRCU-A-CB (Split System: Heat Pump with Remote Outdoor Unit-Air-Source) | 25VNA448A*031* |  |  | CSPH*4812AL*+UI | 59MN7B100C21**22 | 44500 | 20 | 9 | 46500 | 36600 | 78.71% | 2.22 | 0 | 11.7 |  |  |  | No | R-410A | 3.7083 | Residential & Commercial | Ducted CEE Tier 1
210532928 | Central HP <5.4 tons | CARRIER | HRCU-A-CB (Split System: Heat Pump with Remote Outdoor Unit-Air-Source) | 25VNA448A*031* |  |  | CSPH*4812AL*+UI | 59TN6B100C21**22 | 44500 | 20 | 9 | 46500 | 36600 | 78.71% | 2.22 | 0 | 11.7 |  |  |  | No | R-410A | 3.7083 | Residential & Commercial | Ducted CEE Tier 1
210596911 | Central HP <5.4 tons | COMFORTMAKER | HRCU-A-CB (Split System: Heat Pump with Remote Outdoor Unit-Air-Source) | CVH825GKA2* |  |  | EHD4X42AAL+WALLCON | *95CSU1002122A* | 24200 | 16 | 8.1 | 21400 | 16600 | 77.57% | 2 | 0 | 11 |  |  |  | No | R-410A | 2.0167 | Residential & Commercial | Ducted CEE Tier 1
210597079 | Central HP <5.4 tons | COMFORTMAKER | HRCU-A-CB (Split System: Heat Pump with Remote Outdoor Unit-Air-Source) | CVH825GKA2* |  |  | EN(A,D,W)4X48L21**+WALLCON | *80CSU0601716A* | 24200 | 17 | 8.1 | 21400 | 16600 | 77.57% | 2.02 | 0 | 11 |  |  |  | No | R-410A | 2.0167 | Residential & Commercial | Ducted CEE Tier 1
216571147 | Central HP <5.4 tons | AMERICAN STANDARD | HRCU-A-CB (Split System: Heat Pump with Remote Outdoor Unit-Air-Source) | 5A6V0X60A1 |  |  | 5PX*D008AS3 | *UHMD120CCV5+LRP | 52000 | 18.6 | 9 | 53500 | 38500 | 71.96% | 2 | 0 | 10 |  |  |  | No | R-454B | 4.3333 | Residential & Commercial | Ducted CEE Tier 1
210472936 | Central HP <5.4 tons | DAY & NIGHT | HRCU-A-CB (Split System: Heat Pump with Remote Outdoor Unit-Air-Source) | CVH825GKA3* |  |  | EA*4X42L21A*+WALLCON | *97CMN0801714A* | 23600 | 16.5 | 8.1 | 21400 | 16700 | 78.04% | 1.96 | 0 | 11 |  |  |  | No | R-410A | 1.9667 | Residential & Commercial | Ducted CEE Tier 1
210473222 | Central HP <5.4 tons | DAY & NIGHT | HRCU-A-CB (Split System: Heat Pump with Remote Outdoor Unit-Air-Source) | CVH825GKA3* |  |  | EA*4X43L21A*+WALLCON | *97CMN1002122A* | 24400 | 16.5 | 8.5 | 21200 | 16600 | 78.3% | 2.04 | 0 | 11 |  |  |  | No | R-410A | 2.0333 | Residential & Commercial | Ducted CEE Tier 1
216571151 | Central HP <5.4 tons | AMERICAN STANDARD | HRCU-A-CB (Split System: Heat Pump with Remote Outdoor Unit-Air-Source) | 5A6V0X60A1 |  |  | 5PX*D008AS3 | S8V2C080M5PCB | 52000 | 18.6 | 9 | 54000 | 38500 | 71.3% | 2 | 0 | 10 |  |  |  | No | R-454B | 4.3333 | Residential & Commercial | Ducted CEE Tier 1
216571163 | Central HP <5.4 tons | AMERICAN STANDARD | HRCU-A-CB (Split System: Heat Pump with Remote Outdoor Unit-Air-Source) | 5A6V0X60A1 |  |  | 5PX*DD10AS3 | S8V2C080M5PDB | 52000 | 18.4 | 9 | 53500 | 38000 | 71.03% | 2 | 0 | 10 |  |  |  | No | R-454B | 4.3333 | Residential & Commercial | Ducted CEE Tier 1
207436154 | Central HP <5.4 tons | LENNOX | HRCU-A-CB (Split System: Heat Pump with Remote Outdoor Unit-Air-Source) | SL25XPV-024-230A** |  |  | C35-36B+TDR+TXV | SL297UH040NV36B* | 22200 | 22.6 | 9.2 | 21400 | 20400 | 95.33% | 1.84 | 15 | 14.3 |  |  |  | No | R-410A | 1.85 | Residential & Commercial | Ducted CEE Tier 1
207436161 | Central HP <5.4 tons | LENNOX | HRCU-A-CB (Split System: Heat Pump with Remote Outdoor Unit-Air-Source) | SL25XPV-024-230A** |  |  | C35-48B+TDR+TXV | SL280UH090V48B* | 22200 | 21 | 9.4 | 21600 | 20400 | 94.44% | 1.86 | 14.5 | 14.3 |  |  |  | No | R-410A | 1.85 | Residential & Commercial | Ducted CEE Tier 1
207436177 | Central HP <5.4 tons | LENNOX | HRCU-A-CB (Split System: Heat Pump with Remote Outdoor Unit-Air-Source) | SL25XPV-024-230A** |  |  | CH35-42C+TDR+TXV | EL296UH090XV36C* | 22200 | 22.4 | 9.3 | 21400 | 20200 | 94.39% | 1.9 | 15.5 | 14.5 |  |  |  | No | R-410A | 1.85 | Residential & Commercial | Ducted CEE Tier 1
211230525 | Central HP <5.4 tons | BRYANT HEATING AND COOLING SYSTEMS | HRCU-A-CB (Split System: Heat Pump with Remote Outdoor Unit-Air-Source) | 38MURAQ36AB3* |  |  | CNPV*4824AL* | 82*SA66110V24*** | 36000 | 16.5 | 8.1 | 38500 | 34800 | 90.39% | 2.02 | 0 | 10 |  |  |  | No | R-410A | 3 | Residential & Commercial | Ducted CEE Tier 1
212362612 | Central HP <5.4 tons | GOETTL | HRCU-A-CB (Split System: Heat Pump with Remote Outdoor Unit-Air-Source) | ASZV903610A* |  |  | CHPF3743C6B*+TXV | A*VM970803BNB* | 33400 | 18 | 8.2 | 34000 | 24400 | 71.76% | 1.8 | 0 | 11 |  |  |  | No | R-410A | 2.7833 | Residential & Commercial | Ducted CEE Tier 1
212362630 | Central HP <5.4 tons | GOETTL | HRCU-A-CB (Split System: Heat Pump with Remote Outdoor Unit-Air-Source) | ASZV903610A* |  |  | CSCF3642N6D*+TXV | A*VC961205DNB* | 33800 | 18.5 | 8.2 | 34000 | 24400 | 71.76% | 1.8 | 0 | 11.5 |  |  |  | No | R-410A | 2.8167 | Residential & Commercial | Ducted CEE Tier 1
213076954 | Central HP <5.4 tons | TEMPSTAR | HRCU-A-CB (Split System: Heat Pump with Remote Outdoor Unit-Air-Source) | DLCURAH36ABK |  |  | EA*4X37L17A* | *96VSN0801716B* | 36000 | 15.5 | 8.5 | 38500 | 35000 | 90.91% | 2.06 | 0 | 10 |  |  |  | No | R-410A | 3 | Residential & Commercial | Ducted CEE Tier 1
213077506 | Central HP <5.4 tons | TEMPSTAR | HRCU-A-CB (Split System: Heat Pump with Remote Outdoor Unit-Air-Source) | DLCURAH36ABK |  |  | EA*4X42L21A* | *96VTN0802120B* | 35600 | 16 | 8.1 | 38500 | 35000 | 90.91% | 1.88 | 0 | 10 |  |  |  | No | R-410A | 2.9667 | Residential & Commercial | Ducted CEE Tier 1
210470260 | Central HP <5.4 tons | DAY & NIGHT | HRCU-A-CB (Split System: Heat Pump with Remote Outdoor Unit-Air-Source) | CVH837GKA2* |  |  | EA*4X60L24A*+WALLCON | *80CSU1002120A* | 32800 | 17 | 8.1 | 32000 | 24800 | 77.5% | 1.96 | 0 | 11 |  |  |  | No | R-410A | 2.7333 | Residential & Commercial | Ducted CEE Tier 1
210470392 | Central HP <5.4 tons | DAY & NIGHT | HRCU-A-CB (Split System: Heat Pump with Remote Outdoor Unit-Air-Source) | CVH837GKA2* |  |  | EA*4X61L21A*+WALLCON | *95CSU1002122A* | 33200 | 18 | 8.5 | 32000 | 24800 | 77.5% | 2 | 0 | 11.5 |  |  |  | No | R-410A | 2.7667 | Residential & Commercial | Ducted CEE Tier 1
210470601 | Central HP <5.4 tons | DAY & NIGHT | HRCU-A-CB (Split System: Heat Pump with Remote Outdoor Unit-Air-Source) | CVH837GKA2* |  |  | EA*4X61L24A*+WALLCON | *97CMN1002122A* | 33200 | 18 | 8.5 | 32000 | 24800 | 77.5% | 2 | 0 | 12 |  |  |  | No | R-410A | 2.7667 | Residential & Commercial | Ducted CEE Tier 1
204299376 | Central HP <5.4 tons | BRYANT HEATING AND COOLING SYSTEMS | HRCU-A-CB (Split System: Heat Pump with Remote Outdoor Unit-Air-Source) | 288BNV037*0**A* |  |  | CAP**4824AL*+UI | 986TC66120C24*** | 32400 | 17.5 | 8.5 | 32400 | 24800 | 76.54% | 2 | 12 | 11.7 |  |  |  | No | R-410A | 2.7 | Residential & Commercial | Ducted CEE Tier 1
204299896 | Central HP <5.4 tons | BRYANT HEATING AND COOLING SYSTEMS | HRCU-A-CB (Split System: Heat Pump with Remote Outdoor Unit-Air-Source) | 288BNV037*0**A* |  |  | CNPV*4824AL*+UI | 986TC66120C24*** | 32400 | 17.5 | 8.1 | 32800 | 24800 | 75.61% | 1.96 | 12 | 11.7 |  |  |  | No | R-410A | 2.7 | Residential & Commercial | Ducted CEE Tier 1
212985834 | Central HP <5.4 tons | BRYANT HEATING AND COOLING SYSTEMS | HRCU-A-CB (Split System: Heat Pump with Remote Outdoor Unit-Air-Source) | 38MURAQ24AB3* |  |  | CNPV*2417AL* | 916SA30026M14*** | 23200 | 16 | 8.5 | 27000 | 25200 | 93.33% | 2.08 | 0 | 10 |  |  |  | No | R-410A | 1.9333 | Residential & Commercial | Ducted CEE Tier 1
212989214 | Central HP <5.4 tons | BRYANT HEATING AND COOLING SYSTEMS | HRCU-A-CB (Split System: Heat Pump with Remote Outdoor Unit-Air-Source) | 38MURAQ24AB3* |  |  | CNPV*2417AL* | 935SB48060M17*** | 23200 | 16.5 | 8.5 | 26800 | 25400 | 94.78% | 2.14 | 0 | 10 |  |  |  | No | R-410A | 1.9333 | Residential & Commercial | Ducted CEE Tier 1
216571189 | Central HP <5.4 tons | AMERICAN STANDARD | HRCU-A-CB (Split System: Heat Pump with Remote Outdoor Unit-Air-Source) | 5A6V8X24A1 |  |  | 5PX*B006AS3 | *UHMB060CCV3+LRP | 22000 | 18.1 | 8.5 | 22800 | 18300 | 80.26% | 2.2 | 0 | 11.5 |  |  |  | No | R-454B | 1.8333 | Residential & Commercial | Ducted CEE Tier 1
206767187 | Central HP <5.4 tons | HEIL | HRCU-A-CB (Split System: Heat Pump with Remote Outdoor Unit-Air-Source) | HVH825GKA3* |  |  | EA*4X37L17A*+WALLCON | *80CSU0601716A* | 24200 | 16.5 | 8.1 | 21400 | 16700 | 78.04% | 1.98 | 11.5 | 10.5 |  |  |  | No | R-410A | 2.0167 | Residential & Commercial | Ducted CEE Tier 1
216551725 | Central HP <5.4 tons | FRIEDRICH | HRCU-A-CB (Split System: Heat Pump with Remote Outdoor Unit-Air-Source) | FRP19AY24AJVC |  |  | RCFY2421HEAAM | FR962V0603A17M4 | 22800 | 21 | 10 | 22800 | 18600 | 81.58% | 1.8 | 0 | 13 |  |  |  | No | R-454B | 1.9 | Residential & Commercial | Ducted CEE Tier 1
216551632 | Central HP <5.4 tons | FRIEDRICH | HRCU-A-CB (Split System: Heat Pump with Remote Outdoor Unit-Air-Source) | FRP19AY24AJVC |  |  | RCFY2421HEAAM | FR951V0403A17M4 | 22800 | 21 | 10 | 22800 | 18500 | 81.14% | 1.8 | 0 | 13 |  |  |  | No | R-454B | 1.9 | Residential & Commercial | Ducted CEE Tier 1
215942613 | Central HP <5.4 tons | AIRQUEST | HRCU-A-CB (Split System: Heat Pump with Remote Outdoor Unit-Air-Source) | H5H3V36*K*AAA* |  |  | EVM5X61M24A*+WALLCON | *97CTN0802120A* | 36000 | 22 | 8.5 | 37400 | 28200 | 75.4% | 2.04 | 0 | 12.5 |  |  |  | No | R-454B | 3 | Residential & Commercial | Ducted CEE Tier 1
206767196 | Central HP <5.4 tons | HEIL | HRCU-A-CB (Split System: Heat Pump with Remote Outdoor Unit-Air-Source) | HVH825GKA3* |  |  | EA*4X37L21A*+WALLCON | *80CSU0401712A* | 24400 | 17 | 8.5 | 21200 | 16600 | 78.3% | 2.02 | 11.5 | 11 |  |  |  | No | R-410A | 2.0333 | Residential & Commercial | Ducted CEE Tier 1
206767694 | Central HP <5.4 tons | HEIL | HRCU-A-CB (Split System: Heat Pump with Remote Outdoor Unit-Air-Source) | HVH825GKA3* |  |  | EHD4X36AAL+WALLCON | *95CSU0802120A* | 24000 | 16 | 8.1 | 21400 | 16600 | 77.57% | 1.98 | 11 | 10.5 |  |  |  | No | R-410A | 2 | Residential & Commercial | Ducted CEE Tier 1
211245993 | Central HP <5.4 tons | CARRIER | HRCU-A-CB (Split System: Heat Pump with Remote Outdoor Unit-Air-Source) | 38MURAQ24AB3* |  |  | CAP**2417AL* | GG96VTAA42060B | 23600 | 16 | 8.5 | 26800 | 24400 | 91.04% | 2.02 | 0 | 10 |  |  |  | No | R-410A | 1.9667 | Residential & Commercial | Ducted CEE Tier 1
206766006 | Central HP <5.4 tons | HEIL | HRCU-A-CB (Split System: Heat Pump with Remote Outdoor Unit-Air-Source) | HVH825GKA3* |  |  | EA*4X37L21A*+WALLCON | *97CMN1002122A* | 24400 | 16.5 | 8.5 | 21200 | 16600 | 78.3% | 2.04 | 11 | 11 |  |  |  | No | R-410A | 2.0333 | Residential & Commercial | Ducted CEE Tier 1
206767151 | Central HP <5.4 tons | HEIL | HRCU-A-CB (Split System: Heat Pump with Remote Outdoor Unit-Air-Source) | HVH825GKA3* |  |  | EA*4X36L21A*+WALLCON | *80CSU0601716A* | 23600 | 16.5 | 8.1 | 21400 | 16600 | 77.57% | 1.94 | 11.5 | 10.5 |  |  |  | No | R-410A | 1.9667 | Residential & Commercial | Ducted CEE Tier 1
210473922 | Central HP <5.4 tons | DAY & NIGHT | HRCU-A-CB (Split System: Heat Pump with Remote Outdoor Unit-Air-Source) | CVH825GKA3* |  |  | EN(A,D,W)4X48L21**+WALLCON | *80CSU0401712A* | 24200 | 17 | 8.1 | 21200 | 16500 | 77.83% | 2 | 0 | 11 |  |  |  | No | R-410A | 2.0167 | Residential & Commercial | Ducted CEE Tier 1
210474608 | Central HP <5.4 tons | COMFORTMAKER | HRCU-A-CB (Split System: Heat Pump with Remote Outdoor Unit-Air-Source) | CVH825GKA3* |  |  | EHD4X48AAL+WALLCON | *97CMN1202422A* | 24200 | 16 | 8.1 | 21200 | 16600 | 78.3% | 2.02 | 0 | 10.5 |  |  |  | No | R-410A | 2.0167 | Residential & Commercial | Ducted CEE Tier 1
210472957 | Central HP <5.4 tons | COMFORTMAKER | HRCU-A-CB (Split System: Heat Pump with Remote Outdoor Unit-Air-Source) | CVH825GKA3* |  |  | EA*4X42L21A*+WALLCON | *96CTN1002122A* | 23800 | 16.5 | 8.1 | 21400 | 16600 | 77.57% | 1.96 | 0 | 11 |  |  |  | No | R-410A | 1.9833 | Residential & Commercial | Ducted CEE Tier 1
210473177 | Central HP <5.4 tons | COMFORTMAKER | HRCU-A-CB (Split System: Heat Pump with Remote Outdoor Unit-Air-Source) | CVH825GKA3* |  |  | EA*4X43L21A*+WALLCON | *96CTN0601714A* | 24400 | 16.5 | 8.1 | 21200 | 16700 | 78.77% | 2.02 | 0 | 11 |  |  |  | No | R-410A | 2.0333 | Residential & Commercial | Ducted CEE Tier 1
215669701 | Central HP <5.4 tons | TEMPSTAR | HRCU-A-CB (Split System: Heat Pump with Remote Outdoor Unit-Air-Source) | T5H0V36*K*AAA* |  |  | EA*5X61M24A*+WALLCON | *97CMN0802120B* | 34800 | 18 | 9 | 34400 | 24800 | 72.09% | 1.92 | 0 | 10.5 |  |  |  | No | R-454B | 2.9 | Residential & Commercial | Ducted CEE Tier 1
215678332 | Central HP <5.4 tons | TEMPSTAR | HRCU-A-CB (Split System: Heat Pump with Remote Outdoor Unit-Air-Source) | T5H0V24*K*AAA* |  |  | EA*5X36M17A*+WALLCON | *97CTN0601716A* | 23000 | 16.5 | 9 | 23800 | 16700 | 70.17% | 1.98 | 0 | 10 |  |  |  | No | R-454B | 1.9167 | Residential & Commercial | Ducted CEE Tier 1
210473243 | Central HP <5.4 tons | COMFORTMAKER | HRCU-A-CB (Split System: Heat Pump with Remote Outdoor Unit-Air-Source) | CVH825GKA3* |  |  | EA*4X43L21A*+WALLCON | *80CTL0901716A* | 24600 | 17.5 | 8.5 | 21000 | 16500 | 78.57% | 2.04 | 0 | 11.7 |  |  |  | No | R-410A | 2.05 | Residential & Commercial | Ducted CEE Tier 1
210473441 | Central HP <5.4 tons | COMFORTMAKER | HRCU-A-CB (Split System: Heat Pump with Remote Outdoor Unit-Air-Source) | CVH825GKA3* |  |  | EA*4X48L24A*+WALLCON | *95CSU0802120A* | 24200 | 17 | 8.1 | 21000 | 16500 | 78.57% | 2.02 | 0 | 11 |  |  |  | No | R-410A | 2.0167 | Residential & Commercial | Ducted CEE Tier 1
210473452 | Central HP <5.4 tons | COMFORTMAKER | HRCU-A-CB (Split System: Heat Pump with Remote Outdoor Unit-Air-Source) | CVH825GKA3* |  |  | EA*4X48L24A*+WALLCON | *95CSU1002122A* | 24200 | 17 | 8.1 | 21000 | 16500 | 78.57% | 2.02 | 0 | 11 |  |  |  | No | R-410A | 2.0167 | Residential & Commercial | Ducted CEE Tier 1
210473518 | Central HP <5.4 tons | COMFORTMAKER | HRCU-A-CB (Split System: Heat Pump with Remote Outdoor Unit-Air-Source) | CVH825GKA3* |  |  | EA*4X48L24A*+WALLCON | *96CTN1002122A* | 24200 | 16.5 | 8.1 | 21000 | 16500 | 78.57% | 2.02 | 0 | 11 |  |  |  | No | R-410A | 2.0167 | Residential & Commercial | Ducted CEE Tier 1
210473954 | Central HP <5.4 tons | COMFORTMAKER | HRCU-A-CB (Split System: Heat Pump with Remote Outdoor Unit-Air-Source) | CVH825GKA3* |  |  | EN(A,D,W)4X48L21**+WALLCON | *80CTL0451712A* | 24000 | 16.5 | 8.1 | 21400 | 16700 | 78.04% | 2 | 0 | 11 |  |  |  | No | R-410A | 2 | Residential & Commercial | Ducted CEE Tier 1
210472825 | Central HP <5.4 tons | COMFORTMAKER | HRCU-A-CB (Split System: Heat Pump with Remote Outdoor Unit-Air-Source) | CVH825GKA3* |  |  | EA*4X42L21A*+WALLCON | *95CSU0802120A* | 23800 | 16.5 | 8.1 | 21400 | 16600 | 77.57% | 1.96 | 0 | 11 |  |  |  | No | R-410A | 1.9833 | Residential & Commercial | Ducted CEE Tier 1
210474086 | Central HP <5.4 tons | COMFORTMAKER | HRCU-A-CB (Split System: Heat Pump with Remote Outdoor Unit-Air-Source) | CVH825GKA3* |  |  | EN(A,D)4X48L24**+WALLCON | *80CSU1002120A* | 24000 | 16.5 | 8.1 | 21400 | 16600 | 77.57% | 2 | 0 | 11 |  |  |  | No | R-410A | 2 | Residential & Commercial | Ducted CEE Tier 1
216571063 | Central HP <5.4 tons | AMERICAN STANDARD | HRCU-A-CB (Split System: Heat Pump with Remote Outdoor Unit-Air-Source) | 5A6V0X36A1 |  |  | 5TXCC007AS3 | S8V2C100M5PCB | 35400 | 20 | 10 | 32200 | 25000 | 77.64% | 2.1 | 0 | 12.5 |  |  |  | No | R-454B | 2.95 | Residential & Commercial | Ducted CEE Tier 1
216570941 | Central HP <5.4 tons | AMERICAN STANDARD | HRCU-A-CB (Split System: Heat Pump with Remote Outdoor Unit-Air-Source) | 5A6V0X36A1 |  |  | 5PX*B004AS3 | *DHMB060CCV3+LRP | 32000 | 17 | 9.4 | 31200 | 24600 | 78.85% | 2 | 0 | 11.2 |  |  |  | No | R-454B | 2.6667 | Residential & Commercial | Ducted CEE Tier 1
216570975 | Central HP <5.4 tons | AMERICAN STANDARD | HRCU-A-CB (Split System: Heat Pump with Remote Outdoor Unit-Air-Source) | 5A6V0X36A1 |  |  | 5PX*C005AS3 | *DHMC100CCV4+LRP | 32200 | 17.2 | 9.7 | 31200 | 24200 | 77.56% | 2.1 | 0 | 11.5 |  |  |  | No | R-454B | 2.6833 | Residential & Commercial | Ducted CEE Tier 1
216571005 | Central HP <5.4 tons | AMERICAN STANDARD | HRCU-A-CB (Split System: Heat Pump with Remote Outdoor Unit-Air-Source) | 5A6V0X36A1 |  |  | 5PX*CD07AS3 | S8V2C100M5PCB | 35200 | 20 | 9.4 | 33600 | 25200 | 75% | 2.1 | 0 | 12.5 |  |  |  | No | R-454B | 2.9333 | Residential & Commercial | Ducted CEE Tier 1
216571025 | Central HP <5.4 tons | AMERICAN STANDARD | HRCU-A-CB (Split System: Heat Pump with Remote Outdoor Unit-Air-Source) | 5A6V0X36A1 |  |  | 5TXCB004AS3 | S8V2A040M3PDB | 33800 | 19 | 9.7 | 31600 | 24800 | 78.48% | 2.1 | 0 | 12 |  |  |  | No | R-454B | 2.8167 | Residential & Commercial | Ducted CEE Tier 1
206773456 | Central HP <5.4 tons | HEIL | HRCU-A-CB (Split System: Heat Pump with Remote Outdoor Unit-Air-Source) | HVH837GKA2* |  |  | EA*4X42L24A*+WALLCON | *95CSU0802120A* | 31800 | 17.5 | 8.1 | 33000 | 24400 | 73.94% | 1.9 | 11.5 | 11 |  |  |  | No | R-410A | 2.65 | Residential & Commercial | Ducted CEE Tier 1
206773474 | Central HP <5.4 tons | HEIL | HRCU-A-CB (Split System: Heat Pump with Remote Outdoor Unit-Air-Source) | HVH837GKA2* |  |  | EA*4X43L21A*+WALLCON | *95CSU0802120A* | 33000 | 17.5 | 8.5 | 32800 | 25000 | 76.22% | 2 | 12 | 11.5 |  |  |  | No | R-410A | 2.75 | Residential & Commercial | Ducted CEE Tier 1
216571103 | Central HP <5.4 tons | AMERICAN STANDARD | HRCU-A-CB (Split System: Heat Pump with Remote Outdoor Unit-Air-Source) | 5A6V0X48A1 |  |  | 5PX*D008AS3 | *UHMC100CCV4+LRP | 44500 | 20 | 9.7 | 47000 | 34000 | 72.34% | 2.1 | 0 | 12 |  |  |  | No | R-454B | 3.7083 | Residential & Commercial | Ducted CEE Tier 1
216571105 | Central HP <5.4 tons | AMERICAN STANDARD | HRCU-A-CB (Split System: Heat Pump with Remote Outdoor Unit-Air-Source) | 5A6V0X48A1 |  |  | 5PX*D010AS3 | S8V2C080M5PCB | 45500 | 20 | 9.7 | 47000 | 33600 | 71.49% | 2.1 | 0 | 12 |  |  |  | No | R-454B | 3.7917 | Residential & Commercial | Ducted CEE Tier 1
216571121 | Central HP <5.4 tons | AMERICAN STANDARD | HRCU-A-CB (Split System: Heat Pump with Remote Outdoor Unit-Air-Source) | 5A6V0X48A1 |  |  | 5TXCC007AS3 | S8V2C080M5PDB | 44500 | 20 | 9.7 | 47500 | 34000 | 71.58% | 2.1 | 0 | 11.7 |  |  |  | No | R-454B | 3.7083 | Residential & Commercial | Ducted CEE Tier 1
213076284 | Central HP <5.4 tons | DAY & NIGHT | HRCU-A-CB (Split System: Heat Pump with Remote Outdoor Unit-Air-Source) | DLCURAH36ABK |  |  | EA*4X43L21A* | *95MSU1002122A* | 36400 | 16.5 | 8.5 | 38000 | 34800 | 91.58% | 2.06 | 0 | 10 |  |  |  | No | R-410A | 3.0333 | Residential & Commercial | Ducted CEE Tier 1
213076302 | Central HP <5.4 tons | DAY & NIGHT | HRCU-A-CB (Split System: Heat Pump with Remote Outdoor Unit-Air-Source) | DLCURAH36ABK |  |  | EA*4X48L24A* | *95MSU1002122A* | 36200 | 16.5 | 8.5 | 38000 | 34800 | 91.58% | 2.04 | 0 | 10 |  |  |  | No | R-410A | 3.0167 | Residential & Commercial | Ducted CEE Tier 1
215931869 | Central HP <5.4 tons | COMFORTMAKER | HRCU-A-CB (Split System: Heat Pump with Remote Outdoor Unit-Air-Source) | C5H3V60*K*AAA* |  |  | ESH5X60M12A*+WALLCON | *97CMN0602120B* | 55500 | 17 | 8.1 | 61500 | 47000 | 76.42% | 1.95 | 0 | 10.5 |  |  |  | No | R-454B | 4.625 | Residential & Commercial | Ducted CEE Tier 1
215939837 | Central HP <5.4 tons | AIRQUEST | HRCU-A-CB (Split System: Heat Pump with Remote Outdoor Unit-Air-Source) | H5H3V36*K*AAA* |  |  | EA*5X61M21A*+WALLCON | *80CSU0401712B* | 34400 | 20.5 | 9.5 | 34200 | 26000 | 76.02% | 2.06 | 0 | 12 |  |  |  | No | R-454B | 2.8667 | Residential & Commercial | Ducted CEE Tier 1
211245497 | Central HP <5.4 tons | DAY & NIGHT | HRCU-A-CB (Split System: Heat Pump with Remote Outdoor Unit-Air-Source) | DLCURAH24ABK |  |  | EN(A,D)4X36L21** | *96VTN0401712A* | 23400 | 16 | 8.1 | 25800 | 24000 | 93.02% | 1.98 | 0 | 10 |  |  |  | No | R-410A | 1.95 | Residential & Commercial | Ducted CEE Tier 1
211245528 | Central HP <5.4 tons | DAY & NIGHT | HRCU-A-CB (Split System: Heat Pump with Remote Outdoor Unit-Air-Source) | DLCURAH24ABK |  |  | EN(A,D)4X36L21** | *80VTL0701716A* | 24200 | 17 | 8.1 | 26200 | 23000 | 87.79% | 1.9 | 0 | 10.5 |  |  |  | No | R-410A | 2.0167 | Residential & Commercial | Ducted CEE Tier 1
206772794 | Central HP <5.4 tons | HEIL | HRCU-A-CB (Split System: Heat Pump with Remote Outdoor Unit-Air-Source) | HVH837GKA2* |  |  | EHD4X42AAL+WALLCON | *97CMN1202422A* | 32400 | 16.5 | 8.1 | 33200 | 25000 | 75.3% | 1.96 | 11.5 | 11 |  |  |  | No | R-410A | 2.7 | Residential & Commercial | Ducted CEE Tier 1
206773001 | Central HP <5.4 tons | HEIL | HRCU-A-CB (Split System: Heat Pump with Remote Outdoor Unit-Air-Source) | HVH837GKA2* |  |  | EHD4X48AAL+WALLCON | *80CTL0901716A* | 32800 | 17.5 | 8.1 | 33000 | 24800 | 75.15% | 1.98 | 12 | 11.5 |  |  |  | No | R-410A | 2.7333 | Residential & Commercial | Ducted CEE Tier 1
206773037 | Central HP <5.4 tons | HEIL | HRCU-A-CB (Split System: Heat Pump with Remote Outdoor Unit-Air-Source) | HVH837GKA2* |  |  | EA*4X37L21A*+WALLCON | *80CSU0401712A* | 32800 | 17.5 | 8.5 | 33000 | 25200 | 76.36% | 1.98 | 12 | 11 |  |  |  | No | R-410A | 2.7333 | Residential & Commercial | Ducted CEE Tier 1
216571019 | Central HP <5.4 tons | AMERICAN STANDARD | HRCU-A-CB (Split System: Heat Pump with Remote Outdoor Unit-Air-Source) | 5A6V0X36A1 |  |  | 5TXCB004AS3 | *UHMB060CCV3+LRP | 34000 | 19.2 | 9.7 | 31800 | 25000 | 78.62% | 2.1 | 0 | 12 |  |  |  | No | R-454B | 2.8333 | Residential & Commercial | Ducted CEE Tier 1
211245661 | Central HP <5.4 tons | DAY & NIGHT | HRCU-A-CB (Split System: Heat Pump with Remote Outdoor Unit-Air-Source) | DLCURAH24ABK |  |  | EN(A,D)4X36L21** | *92ESN0601714A* | 24400 | 16.5 | 8.1 | 26400 | 22800 | 86.36% | 1.88 | 0 | 10.5 |  |  |  | No | R-410A | 2.0333 | Residential & Commercial | Ducted CEE Tier 1
216570923 | Central HP <5.4 tons | AMERICAN STANDARD | HRCU-A-CB (Split System: Heat Pump with Remote Outdoor Unit-Air-Source) | 5A6V0X24A1 |  |  | 5TXCB003AS3 | *UHMB060CCV3+LRP | 21600 | 21.2 | 10 | 24000 | 18200 | 75.83% | 2.2 | 0 | 11.7 |  |  |  | No | R-454B | 1.8 | Residential & Commercial | Ducted CEE Tier 1
216570925 | Central HP <5.4 tons | AMERICAN STANDARD | HRCU-A-CB (Split System: Heat Pump with Remote Outdoor Unit-Air-Source) | 5A6V0X24A1 |  |  | 5TXCB003AS3 | *DHMB080CCV3+LRP | 20000 | 18.4 | 9.4 | 23000 | 17900 | 77.83% | 2.1 | 0 | 10.5 |  |  |  | No | R-454B | 1.6667 | Residential & Commercial | Ducted CEE Tier 1
216571316 | Central HP <5.4 tons | TRANE | HRCU-A-CB (Split System: Heat Pump with Remote Outdoor Unit-Air-Source) | 5TWV8X36A1 |  |  | 5TXCC009AS3 | *UHMC100CCV4+LRP | 33200 | 18.1 | 8.5 | 32800 | 25200 | 76.83% | 2.1 | 0 | 10.5 |  |  |  | No | R-454B | 2.7667 | Residential & Commercial | Ducted CEE Tier 1
210597603 | Central HP <5.4 tons | DAY & NIGHT | HRCU-A-CB (Split System: Heat Pump with Remote Outdoor Unit-Air-Source) | CVH837GKA** |  |  | EN(A,D,W)4X60L24**+WALLCON | *80CSU1002120A* | 32800 | 17.5 | 8.1 | 32200 | 24600 | 76.4% | 1.96 | 0 | 11.7 |  |  |  | No | R-410A | 2.7333 | Residential & Commercial | Ducted CEE Tier 1
210597636 | Central HP <5.4 tons | DAY & NIGHT | HRCU-A-CB (Split System: Heat Pump with Remote Outdoor Unit-Air-Source) | CVH837GKA** |  |  | EN(A,D,W)4X60L24**+WALLCON | *97CMN1202422A* | 32800 | 17.5 | 8.1 | 32200 | 24800 | 77.02% | 1.96 | 0 | 11.7 |  |  |  | No | R-410A | 2.7333 | Residential & Commercial | Ducted CEE Tier 1
216571051 | Central HP <5.4 tons | AMERICAN STANDARD | HRCU-A-CB (Split System: Heat Pump with Remote Outdoor Unit-Air-Source) | 5A6V0X36A1 |  |  | 5TXCC005AS3 | S8V2C080M5PDB | 34000 | 19.2 | 9.4 | 31000 | 25000 | 80.65% | 2.1 | 0 | 12 |  |  |  | No | R-454B | 2.8333 | Residential & Commercial | Ducted CEE Tier 1
211245434 | Central HP <5.4 tons | COMFORTMAKER | HRCU-A-CB (Split System: Heat Pump with Remote Outdoor Unit-Air-Source) | DLCURAH24ABK |  |  | EN(A,D)4X36L21** | *80VSL0701716A* | 23800 | 16.5 | 8.1 | 26000 | 23200 | 89.23% | 1.92 | 0 | 10.5 |  |  |  | No | R-410A | 1.9833 | Residential & Commercial | Ducted CEE Tier 1
211245568 | Central HP <5.4 tons | COMFORTMAKER | HRCU-A-CB (Split System: Heat Pump with Remote Outdoor Unit-Air-Source) | DLCURAH24ABK |  |  | EN(A,D)4X36L21** | *96VTN1002120A* | 23800 | 16.5 | 8.1 | 26000 | 23400 | 90% | 1.94 | 0 | 10.5 |  |  |  | No | R-410A | 1.9833 | Residential & Commercial | Ducted CEE Tier 1
213353860 | Central HP <5.4 tons | DAY & NIGHT | HRCU-A-CB (Split System: Heat Pump with Remote Outdoor Unit-Air-Source) | DLCURAH36ABK |  |  | F5MA4*42L*C* |  | 37200 | 16 | 9 | 38500 | 35000 | 90.91% | 2.04 | 0 | 10 |  |  |  | No | R-410A | 3.1 | Residential & Commercial | Ducted CEE Tier 1
213080830 | Central HP <5.4 tons | DAY & NIGHT | HRCU-A-CB (Split System: Heat Pump with Remote Outdoor Unit-Air-Source) | DLCURAH36ABK |  |  | EA*4X43L21A* | *95MSU0802120A* | 36600 | 16 | 8.5 | 38500 | 35000 | 90.91% | 2.08 | 0 | 10 |  |  |  | No | R-410A | 3.05 | Residential & Commercial | Ducted CEE Tier 1
211228024 | Central HP <5.4 tons | DAY & NIGHT | HRCU-A-CB (Split System: Heat Pump with Remote Outdoor Unit-Air-Source) | DLCURAH36ABK |  |  | EA*4X42L24A* | *95ESN1002122A* | 36800 | 15.5 | 8.5 | 40000 | 35200 | 88% | 1.94 | 0 | 10 |  |  |  | No | R-410A | 3.0667 | Residential & Commercial | Ducted CEE Tier 1
211228240 | Central HP <5.4 tons | DAY & NIGHT | HRCU-A-CB (Split System: Heat Pump with Remote Outdoor Unit-Air-Source) | DLCURAH36ABK |  |  | EA*4X43L21A* | *80ES(N,L)0702116A* | 37200 | 15.5 | 8.5 | 38500 | 35000 | 90.91% | 2.12 | 0 | 10 |  |  |  | No | R-410A | 3.1 | Residential & Commercial | Ducted CEE Tier 1
211228439 | Central HP <5.4 tons | DAY & NIGHT | HRCU-A-CB (Split System: Heat Pump with Remote Outdoor Unit-Air-Source) | DLCURAH36ABK |  |  | EA*4X43L21A* | *92ESN0601714A* | 36400 | 16 | 8.5 | 38500 | 34800 | 90.39% | 2.08 | 0 | 10 |  |  |  | No | R-410A | 3.0333 | Residential & Commercial | Ducted CEE Tier 1
211228641 | Central HP <5.4 tons | DAY & NIGHT | HRCU-A-CB (Split System: Heat Pump with Remote Outdoor Unit-Air-Source) | DLCURAH36ABK |  |  | EA*4X43L21A* | *96VTN0802120A* | 37000 | 15.5 | 8.5 | 38500 | 35000 | 90.91% | 2.1 | 0 | 10 |  |  |  | No | R-410A | 3.0833 | Residential & Commercial | Ducted CEE Tier 1
206765844 | Central HP <5.4 tons | HEIL | HRCU-A-CB (Split System: Heat Pump with Remote Outdoor Unit-Air-Source) | HVH825GKA3* |  |  | EA*4X36L21A*+WALLCON | *97CMN0602120A* | 23600 | 16 | 8.1 | 21600 | 16700 | 77.31% | 1.92 | 11 | 10.5 |  |  |  | No | R-410A | 1.9667 | Residential & Commercial | Ducted CEE Tier 1
206767534 | Central HP <5.4 tons | HEIL | HRCU-A-CB (Split System: Heat Pump with Remote Outdoor Unit-Air-Source) | HVH825GKA3* |  |  | EA*4X37L21A*+WALLCON | *95CSU0601716A* | 24400 | 16.5 | 8.1 | 21400 | 16700 | 78.04% | 2.02 | 11.5 | 10.5 |  |  |  | No | R-410A | 2.0333 | Residential & Commercial | Ducted CEE Tier 1
214279753 | Central HP <5.4 tons | COMFORTMAKER | HRCU-A-CB (Split System: Heat Pump with Remote Outdoor Unit-Air-Source) | DLCURAH18ABK |  |  | EA*4X25L17A* | *96MSN0601716A* | 17700 | 16 | 8.5 | 17600 | 17800 | 101.1% | 2.14 | 0 | 10.5 |  |  |  | No | R-410A | 1.475 | Residential & Commercial | Ducted CEE Tier 1
216571159 | Central HP <5.4 tons | AMERICAN STANDARD | HRCU-A-CB (Split System: Heat Pump with Remote Outdoor Unit-Air-Source) | 5A6V0X60A1 |  |  | 5PX*DD10AS3 | *DHMD120CCV5+LRP | 52000 | 18.6 | 9 | 53500 | 38000 | 71.03% | 2 | 0 | 10 |  |  |  | No | R-454B | 4.3333 | Residential & Commercial | Ducted CEE Tier 1
216571175 | Central HP <5.4 tons | AMERICAN STANDARD | HRCU-A-CB (Split System: Heat Pump with Remote Outdoor Unit-Air-Source) | 5A6V0X60A1 |  |  | 5TXCD010AS3 | S8V2C080M5PDB | 53500 | 19 | 9 | 53500 | 38500 | 71.96% | 2 | 0 | 10 |  |  |  | No | R-454B | 4.4583 | Residential & Commercial | Ducted CEE Tier 1
214243110 | Central HP <5.4 tons | COMFORTMAKER | HRCU-A-CB (Split System: Heat Pump with Remote Outdoor Unit-Air-Source) | CVH825GKA2* |  |  | EN(A,D,W)4X48L21**+WALLCON | *80CTL0902120B* | 24200 | 17 | 8.1 | 21200 | 16600 | 78.3% | 2.02 | 0 | 11.5 |  |  |  | No | R-410A | 2.0167 | Residential & Commercial | Ducted CEE Tier 1
214243210 | Central HP <5.4 tons | COMFORTMAKER | HRCU-A-CB (Split System: Heat Pump with Remote Outdoor Unit-Air-Source) | CVH825GKA2* |  |  | EN(A,D)4X48L24**+WALLCON | *80CTL1102120B* | 24200 | 17 | 8.1 | 21200 | 16600 | 78.3% | 2.02 | 0 | 11.5 |  |  |  | No | R-410A | 2.0167 | Residential & Commercial | Ducted CEE Tier 1
205750722 | Central HP <5.4 tons | COMFORTMAKER | HRCU-A-CB (Split System: Heat Pump with Remote Outdoor Unit-Air-Source) | CVH825GKA2* |  |  | EA*4X37L21A*+WALLCON | *96CTN1002122A* | 24400 | 16.5 | 8.5 | 21200 | 16600 | 78.3% | 2.04 | 11 | 11 |  |  |  | No | R-410A | 2.0333 | Residential & Commercial | Ducted CEE Tier 1
212980260 | Central HP <5.4 tons | COMFORTMAKER | HRCU-A-CB (Split System: Heat Pump with Remote Outdoor Unit-Air-Source) | DLCURAH24ABK |  |  | EA*4X36L21A* | *80MS(N,L)0902116A* | 23400 | 17.5 | 8.5 | 26000 | 24400 | 93.85% | 2.04 | 0 | 10 |  |  |  | No | R-410A | 1.95 | Residential & Commercial | Ducted CEE Tier 1
206771560 | Central HP <5.4 tons | HEIL | HRCU-A-CB (Split System: Heat Pump with Remote Outdoor Unit-Air-Source) | HVH837GKA2* |  |  | EA*4X42L24A*+WALLCON | *97CMN1002122A* | 31800 | 17.5 | 8.1 | 33000 | 24400 | 73.94% | 1.9 | 12 | 11.5 |  |  |  | No | R-410A | 2.65 | Residential & Commercial | Ducted CEE Tier 1
206771776 | Central HP <5.4 tons | HEIL | HRCU-A-CB (Split System: Heat Pump with Remote Outdoor Unit-Air-Source) | HVH837GKA2* |  |  | EA*4X48L21A*+WALLCON | *80CTL0902120A* | 32200 | 17.5 | 8.5 | 32600 | 25000 | 76.69% | 1.98 | 12 | 11.7 |  |  |  | No | R-410A | 2.6833 | Residential & Commercial | Ducted CEE Tier 1
206771794 | Central HP <5.4 tons | HEIL | HRCU-A-CB (Split System: Heat Pump with Remote Outdoor Unit-Air-Source) | HVH837GKA2* |  |  | EA*4X48L21A*+WALLCON | *96CTN0801714A* | 32200 | 17 | 8.1 | 32800 | 25200 | 76.83% | 1.96 | 11.5 | 11 |  |  |  | No | R-410A | 2.6833 | Residential & Commercial | Ducted CEE Tier 1
210597419 | Central HP <5.4 tons | COMFORTMAKER | HRCU-A-CB (Split System: Heat Pump with Remote Outdoor Unit-Air-Source) | CVH837GKA** |  |  | EA*4X61L21A*+WALLCON | *80CTL0901716A* | 33200 | 18 | 8.5 | 32000 | 24800 | 77.5% | 2 | 0 | 12 |  |  |  | No | R-410A | 2.7667 | Residential & Commercial | Ducted CEE Tier 1
212290968 | Central HP <5.4 tons | GOETTL | HRCU-A-CB (Split System: Heat Pump with Remote Outdoor Unit-Air-Source) | ASZS601810A* |  |  | CA*EA2422*4A* | A*VC960603BNB* | 16600 | 17.5 | 8.5 | 17400 | 13000 | 74.71% | 2.1 | 0 | 10.9 |  |  |  | No | R-410A | 1.3833 | Residential & Commercial | Ducted CEE Tier 1
216571314 | Central HP <5.4 tons | TRANE | HRCU-A-CB (Split System: Heat Pump with Remote Outdoor Unit-Air-Source) | 5TWV8X36A1 |  |  | 5TXCC009AS3 | S8V2C080M5PCB | 33000 | 18.1 | 8.5 | 33000 | 25200 | 76.36% | 2.1 | 0 | 10.5 |  |  |  | No | R-454B | 2.75 | Residential & Commercial | Ducted CEE Tier 1
215939867 | Central HP <5.4 tons | AIRQUEST | HRCU-A-CB (Split System: Heat Pump with Remote Outdoor Unit-Air-Source) | H5H3V36*K*AAA* |  |  | EA*5X61M21A*+WALLCON | *97CTN0801716A* | 34200 | 20 | 9 | 34800 | 26600 | 76.44% | 1.92 | 0 | 11.5 |  |  |  | No | R-454B | 2.85 | Residential & Commercial | Ducted CEE Tier 1
215940187 | Central HP <5.4 tons | AIRQUEST | HRCU-A-CB (Split System: Heat Pump with Remote Outdoor Unit-Air-Source) | H5H3V36*K*AAA* |  |  | ESH5X60M12A*+WALLCON | *80CSU0401712B* | 34200 | 19.5 | 9 | 34200 | 26000 | 76.02% | 1.94 | 0 | 11.7 |  |  |  | No | R-454B | 2.85 | Residential & Commercial | Ducted CEE Tier 1
215942393 | Central HP <5.4 tons | AIRQUEST | HRCU-A-CB (Split System: Heat Pump with Remote Outdoor Unit-Air-Source) | H5H3V36*K*AAA* |  |  | EVM5X49M21A*+WALLCON | *96CTN0601714B* | 35200 | 21 | 8.5 | 37400 | 28000 | 74.87% | 2.06 | 0 | 11.7 |  |  |  | No | R-454B | 2.9333 | Residential & Commercial | Ducted CEE Tier 1
215932029 | Central HP <5.4 tons | COMFORTMAKER | HRCU-A-CB (Split System: Heat Pump with Remote Outdoor Unit-Air-Source) | C5H3V36*K*AAA* |  |  | EA*5X30M17A*+WALLCON | *96CTN0601714B* | 31800 | 19 | 9.5 | 34600 | 26600 | 76.88% | 2 | 0 | 10.5 |  |  |  | No | R-454B | 2.65 | Residential & Commercial | Ducted CEE Tier 1
215932249 | Central HP <5.4 tons | COMFORTMAKER | HRCU-A-CB (Split System: Heat Pump with Remote Outdoor Unit-Air-Source) | C5H3V36*K*AAA* |  |  | EA*5X42M21A*+WALLCON | *80CTL0901716B* | 32600 | 20 | 9.5 | 35000 | 26800 | 76.57% | 2.02 | 0 | 11 |  |  |  | No | R-454B | 2.7167 | Residential & Commercial | Ducted CEE Tier 1
215938397 | Central HP <5.4 tons | AIRQUEST | HRCU-A-CB (Split System: Heat Pump with Remote Outdoor Unit-Air-Source) | H5H3V48*K*AAA* |  |  | EVD5X60M24A*+WALLCON | *96CTN1202422B* | 45500 | 20.5 | 8.1 | 52500 | 38000 | 72.38% | 1.95 | 0 | 11.5 |  |  |  | No | R-454B | 3.7917 | Residential & Commercial | Ducted CEE Tier 1
215940957 | Central HP <5.4 tons | AIRQUEST | HRCU-A-CB (Split System: Heat Pump with Remote Outdoor Unit-Air-Source) | H5H3V48*K*AAA* |  |  | EA*5X48M21A*+WALLCON | *80CSU0601716B* | 43500 | 21 | 9.5 | 48000 | 36600 | 76.25% | 1.9 | 0 | 11 |  |  |  | No | R-454B | 3.625 | Residential & Commercial | Ducted CEE Tier 1
215941007 | Central HP <5.4 tons | AIRQUEST | HRCU-A-CB (Split System: Heat Pump with Remote Outdoor Unit-Air-Source) | H5H3V48*K*AAA* |  |  | EA*5X60M24A*+WALLCON | *97CTN0802120A* | 44500 | 21 | 9.5 | 48500 | 36600 | 75.46% | 2 | 0 | 11 |  |  |  | No | R-454B | 3.7083 | Residential & Commercial | Ducted CEE Tier 1
215941037 | Central HP <5.4 tons | AIRQUEST | HRCU-A-CB (Split System: Heat Pump with Remote Outdoor Unit-Air-Source) | H5H3V48*K*AAA* |  |  | EA*5X61M21A*+WALLCON | *96CTN0802120B* | 45000 | 21 | 9.5 | 48500 | 37000 | 76.29% | 2 | 0 | 11 |  |  |  | No | R-454B | 3.75 | Residential & Commercial | Ducted CEE Tier 1
215941607 | Central HP <5.4 tons | AIRQUEST | HRCU-A-CB (Split System: Heat Pump with Remote Outdoor Unit-Air-Source) | H5H3V48*K*AAA* |  |  | EVD5X48M24A*+WALLCON | *97CTN1002122A* | 44500 | 20 | 8.1 | 52000 | 38000 | 73.08% | 1.9 | 0 | 11 |  |  |  | No | R-454B | 3.7083 | Residential & Commercial | Ducted CEE Tier 1
215941657 | Central HP <5.4 tons | AIRQUEST | HRCU-A-CB (Split System: Heat Pump with Remote Outdoor Unit-Air-Source) | H5H3V48*K*AAA* |  |  | EVD5X49M24A*+WALLCON | *97CTN1202422A* | 45500 | 20.5 | 8.1 | 52500 | 38000 | 72.38% | 1.95 | 0 | 11.5 |  |  |  | No | R-454B | 3.7917 | Residential & Commercial | Ducted CEE Tier 1
210596696 | Central HP <5.4 tons | COMFORTMAKER | HRCU-A-CB (Split System: Heat Pump with Remote Outdoor Unit-Air-Source) | CVH825GKA2* |  |  | EA*4X42L21A*+WALLCON | *97CMN0601714A* | 23600 | 16 | 8.1 | 21600 | 16800 | 77.78% | 1.94 | 0 | 10.5 |  |  |  | No | R-410A | 1.9667 | Residential & Commercial | Ducted CEE Tier 1
210596721 | Central HP <5.4 tons | COMFORTMAKER | HRCU-A-CB (Split System: Heat Pump with Remote Outdoor Unit-Air-Source) | CVH825GKA2* |  |  | EA*4X42L24A*+WALLCON | *95CSU0802120A* | 23800 | 17 | 8.1 | 21400 | 16600 | 77.57% | 1.96 | 0 | 11 |  |  |  | No | R-410A | 1.9833 | Residential & Commercial | Ducted CEE Tier 1
210596746 | Central HP <5.4 tons | COMFORTMAKER | HRCU-A-CB (Split System: Heat Pump with Remote Outdoor Unit-Air-Source) | CVH825GKA2* |  |  | EA*4X42L24A*+WALLCON | *97CMN1202422A* | 23800 | 16.5 | 8.1 | 21400 | 16700 | 78.04% | 1.96 | 0 | 11 |  |  |  | No | R-410A | 1.9833 | Residential & Commercial | Ducted CEE Tier 1
210596812 | Central HP <5.4 tons | COMFORTMAKER | HRCU-A-CB (Split System: Heat Pump with Remote Outdoor Unit-Air-Source) | CVH825GKA2* |  |  | EA*4X48L21A*+WALLCON | *80CSU1002120A* | 24000 | 16.5 | 8.1 | 21000 | 16600 | 79.05% | 2.02 | 0 | 11 |  |  |  | No | R-410A | 2 | Residential & Commercial | Ducted CEE Tier 1
210596857 | Central HP <5.4 tons | COMFORTMAKER | HRCU-A-CB (Split System: Heat Pump with Remote Outdoor Unit-Air-Source) | CVH825GKA2* |  |  | EA*4X48L24A*+WALLCON | *80CTL1352422A* | 24200 | 17 | 8.1 | 21000 | 16500 | 78.57% | 2.02 | 0 | 11 |  |  |  | No | R-410A | 2.0167 | Residential & Commercial | Ducted CEE Tier 1
210596866 | Central HP <5.4 tons | COMFORTMAKER | HRCU-A-CB (Split System: Heat Pump with Remote Outdoor Unit-Air-Source) | CVH825GKA2* |  |  | EA*4X48L24A*+WALLCON | *96CTN1002122A* | 24200 | 16.5 | 8.1 | 21000 | 16500 | 78.57% | 2.02 | 0 | 11 |  |  |  | No | R-410A | 2.0167 | Residential & Commercial | Ducted CEE Tier 1
210596989 | Central HP <5.4 tons | COMFORTMAKER | HRCU-A-CB (Split System: Heat Pump with Remote Outdoor Unit-Air-Source) | CVH825GKA2* |  |  | EHD4X48AAL+WALLCON | *97CMN0602120A* | 24200 | 16 | 8.1 | 21400 | 16700 | 78.04% | 2 | 0 | 10.5 |  |  |  | No | R-410A | 2.0167 | Residential & Commercial | Ducted CEE Tier 1
215931689 | Central HP <5.4 tons | COMFORTMAKER | HRCU-A-CB (Split System: Heat Pump with Remote Outdoor Unit-Air-Source) | C5H3V60*K*AAA* |  |  | EA*5X61M24A*+WALLCON | *80CTL0702120B* | 56500 | 18.5 | 8.5 | 60500 | 47000 | 77.69% | 2.02 | 0 | 11 |  |  |  | No | R-454B | 4.7083 | Residential & Commercial | Ducted CEE Tier 1
215931789 | Central HP <5.4 tons | COMFORTMAKER | HRCU-A-CB (Split System: Heat Pump with Remote Outdoor Unit-Air-Source) | C5H3V60*K*AAA* |  |  | EA*5X61M24A*+WALLCON | *96CTN1202422B* | 57000 | 18.5 | 8.5 | 60500 | 46500 | 76.86% | 2.02 | 0 | 11.5 |  |  |  | No | R-454B | 4.75 | Residential & Commercial | Ducted CEE Tier 1
215931779 | Central HP <5.4 tons | COMFORTMAKER | HRCU-A-CB (Split System: Heat Pump with Remote Outdoor Unit-Air-Source) | C5H3V60*K*AAA* |  |  | EA*5X61M24A*+WALLCON | *96CTN1002122B* | 57000 | 18.5 | 8.5 | 60500 | 46500 | 76.86% | 2.02 | 0 | 11.5 |  |  |  | No | R-454B | 4.75 | Residential & Commercial | Ducted CEE Tier 1
215931799 | Central HP <5.4 tons | COMFORTMAKER | HRCU-A-CB (Split System: Heat Pump with Remote Outdoor Unit-Air-Source) | C5H3V60*K*AAA* |  |  | ESH5X60M12A*+WALLCON | *80CSU0802120A* | 56500 | 18 | 8.1 | 61000 | 45500 | 74.59% | 1.95 | 0 | 11.5 |  |  |  | No | R-454B | 4.7083 | Residential & Commercial | Ducted CEE Tier 1
215931849 | Central HP <5.4 tons | COMFORTMAKER | HRCU-A-CB (Split System: Heat Pump with Remote Outdoor Unit-Air-Source) | C5H3V60*K*AAA* |  |  | ESH5X60M12A*+WALLCON | *95CSU0802120B* | 56000 | 17.5 | 8.1 | 61000 | 46000 | 75.41% | 1.95 | 0 | 11 |  |  |  | No | R-454B | 4.6667 | Residential & Commercial | Ducted CEE Tier 1
211259664 | Central HP <5.4 tons | BRYANT HEATING AND COOLING SYSTEMS | HRCU-A-CB (Split System: Heat Pump with Remote Outdoor Unit-Air-Source) | 38MURAQ18AB3* |  |  | CAP**1917AL* | 935SA36040E17*** | 18200 | 16.5 | 8.5 | 18100 | 17600 | 97.24% | 2.14 | 0 | 11 |  |  |  | No | R-410A | 1.5167 | Residential & Commercial | Ducted CEE Tier 1
211260441 | Central HP <5.4 tons | BRYANT HEATING AND COOLING SYSTEMS | HRCU-A-CB (Split System: Heat Pump with Remote Outdoor Unit-Air-Source) | 38MURAQ18AB3* |  |  | CAP**2417AL* | 915SB30040E14*** | 17700 | 15.5 | 8.5 | 18700 | 19000 | 101.6% | 2.28 | 0 | 10.5 |  |  |  | No | R-410A | 1.475 | Residential & Commercial | Ducted CEE Tier 1
211261404 | Central HP <5.4 tons | BRYANT HEATING AND COOLING SYSTEMS | HRCU-A-CB (Split System: Heat Pump with Remote Outdoor Unit-Air-Source) | 38MURAQ18AB3* |  |  | CAP**3014AL* | 915SB30026E14*** | 18100 | 15.5 | 8.5 | 18800 | 18500 | 98.4% | 2.22 | 0 | 10.5 |  |  |  | No | R-410A | 1.5083 | Residential & Commercial | Ducted CEE Tier 1
212988799 | Central HP <5.4 tons | DAY & NIGHT | HRCU-A-CB (Split System: Heat Pump with Remote Outdoor Unit-Air-Source) | DLCURAH18ABK |  |  | EA*4X25L17A* | *95MSU0401712A* | 17700 | 16.5 | 8.1 | 17700 | 17800 | 100.6% | 2.14 | 0 | 10.5 |  |  |  | No | R-410A | 1.475 | Residential & Commercial | Ducted CEE Tier 1
212975276 | Central HP <5.4 tons | CARRIER | HRCU-A-CB (Split System: Heat Pump with Remote Outdoor Unit-Air-Source) | 38MURAQ24AB3* |  |  | CAP**3017AL* | 59TP6C040V17**12 | 23200 | 16 | 8.5 | 26400 | 25200 | 95.45% | 2.08 | 0 | 10 |  |  |  | No | R-410A | 1.9333 | Residential & Commercial | Ducted CEE Tier 1
212976097 | Central HP <5.4 tons | CARRIER | HRCU-A-CB (Split System: Heat Pump with Remote Outdoor Unit-Air-Source) | 38MURAQ24AB3* |  |  | CNPV*3017AL* | GG96VTAB48080B** | 23400 | 16.5 | 8.1 | 25800 | 24200 | 93.8% | 2 | 0 | 10 |  |  |  | No | R-410A | 1.95 | Residential & Commercial | Ducted CEE Tier 1
211260144 | Central HP <5.4 tons | DAY & NIGHT | HRCU-A-CB (Split System: Heat Pump with Remote Outdoor Unit-Air-Source) | DLCURAH18ABK |  |  | EA*4X24L14A* | *95ESN0601412A* | 17800 | 16 | 8.5 | 18700 | 19000 | 101.6% | 2.28 | 0 | 10.5 |  |  |  | No | R-410A | 1.4833 | Residential & Commercial | Ducted CEE Tier 1
213080878 | Central HP <5.4 tons | DAY & NIGHT | HRCU-A-CB (Split System: Heat Pump with Remote Outdoor Unit-Air-Source) | DLCURAH36ABK |  |  | EN(A,D)4X48L24** | *95MSU0802120A* | 35800 | 16.5 | 8.1 | 38500 | 35000 | 90.91% | 2 | 0 | 10 |  |  |  | No | R-410A | 2.9833 | Residential & Commercial | Ducted CEE Tier 1
213076745 | Central HP <5.4 tons | DAY & NIGHT | HRCU-A-CB (Split System: Heat Pump with Remote Outdoor Unit-Air-Source) | DLCURAH36ABK |  |  | EA*4X37L21A* | *80VTL1102122B* | 36400 | 16 | 8.5 | 38000 | 34800 | 91.58% | 2.06 | 0 | 10 |  |  |  | No | R-410A | 3.0333 | Residential & Commercial | Ducted CEE Tier 1
213077170 | Central HP <5.4 tons | DAY & NIGHT | HRCU-A-CB (Split System: Heat Pump with Remote Outdoor Unit-Air-Source) | DLCURAH36ABK |  |  | EA*4X42L24A* | *96VSN1002120B* | 35400 | 16 | 8.1 | 38500 | 35200 | 91.43% | 1.88 | 0 | 10 |  |  |  | No | R-410A | 2.95 | Residential & Commercial | Ducted CEE Tier 1
213077502 | Central HP <5.4 tons | DAY & NIGHT | HRCU-A-CB (Split System: Heat Pump with Remote Outdoor Unit-Air-Source) | DLCURAH36ABK |  |  | EA*4X42L21A* | *96VTN0802120B* | 35600 | 16 | 8.1 | 38500 | 35200 | 91.43% | 1.9 | 0 | 10 |  |  |  | No | R-410A | 2.9667 | Residential & Commercial | Ducted CEE Tier 1
213077736 | Central HP <5.4 tons | DAY & NIGHT | HRCU-A-CB (Split System: Heat Pump with Remote Outdoor Unit-Air-Source) | DLCURAH36ABK |  |  | EA*4X42L24A* | *96VTN1002122B* | 35400 | 16.5 | 8.1 | 38500 | 35000 | 90.91% | 1.88 | 0 | 10 |  |  |  | No | R-410A | 2.95 | Residential & Commercial | Ducted CEE Tier 1
211228660 | Central HP <5.4 tons | DAY & NIGHT | HRCU-A-CB (Split System: Heat Pump with Remote Outdoor Unit-Air-Source) | DLCURAH36ABK |  |  | EA*4X43L21A* | *96VTN1002122A* | 36800 | 16.5 | 8.5 | 38500 | 34800 | 90.39% | 2.1 | 0 | 10 |  |  |  | No | R-410A | 3.0667 | Residential & Commercial | Ducted CEE Tier 1
211229344 | Central HP <5.4 tons | DAY & NIGHT | HRCU-A-CB (Split System: Heat Pump with Remote Outdoor Unit-Air-Source) | DLCURAH36ABK |  |  | EA*4X48L24A* | *80VSL0702120A* | 36000 | 16 | 8.5 | 38500 | 34600 | 89.87% | 2.06 | 0 | 10 |  |  |  | No | R-410A | 3 | Residential & Commercial | Ducted CEE Tier 1
211229392 | Central HP <5.4 tons | DAY & NIGHT | HRCU-A-CB (Split System: Heat Pump with Remote Outdoor Unit-Air-Source) | DLCURAH36ABK |  |  | EA*4X48L24A* | *80ESU1002120A* | 36000 | 16 | 8.5 | 38500 | 34600 | 89.87% | 2.06 | 0 | 10 |  |  |  | No | R-410A | 3 | Residential & Commercial | Ducted CEE Tier 1
211229643 | Central HP <5.4 tons | DAY & NIGHT | HRCU-A-CB (Split System: Heat Pump with Remote Outdoor Unit-Air-Source) | DLCURAH36ABK |  |  | EA*4X48L24A* | OLV154F20A | 37400 | 15.2 | 8.5 | 39000 | 35000 | 89.74% | 2.14 | 0 | 10 |  |  |  | No | R-410A | 3.1167 | Residential & Commercial | Ducted CEE Tier 1
213078606 | Central HP <5.4 tons | AIRQUEST | HRCU-A-CB (Split System: Heat Pump with Remote Outdoor Unit-Air-Source) | DLCURAH36ABK |  |  | EA*4X36L21A* | *80MS(N,L)1102120A* | 35400 | 16.5 | 8.1 | 38500 | 35200 | 91.43% | 1.84 | 0 | 10 |  |  |  | No | R-410A | 2.95 | Residential & Commercial | Ducted CEE Tier 1
213078642 | Central HP <5.4 tons | AIRQUEST | HRCU-A-CB (Split System: Heat Pump with Remote Outdoor Unit-Air-Source) | DLCURAH36ABK |  |  | EA*4X42L24A* | *80MS(N,L)1102120A* | 35800 | 16.5 | 8.1 | 38500 | 35000 | 90.91% | 1.9 | 0 | 10 |  |  |  | No | R-410A | 2.9833 | Residential & Commercial | Ducted CEE Tier 1
216571087 | Central HP <5.4 tons | AMERICAN STANDARD | HRCU-A-CB (Split System: Heat Pump with Remote Outdoor Unit-Air-Source) | 5A6V0X48A1 |  |  | 5PX*C009AS3 | S8V2C080M5PCB | 45000 | 20 | 9.7 | 47000 | 33600 | 71.49% | 2.1 | 0 | 12 |  |  |  | No | R-454B | 3.75 | Residential & Commercial | Ducted CEE Tier 1
211229993 | Central HP <5.4 tons | DAY & NIGHT | HRCU-A-CB (Split System: Heat Pump with Remote Outdoor Unit-Air-Source) | DLCURAH36ABK |  |  | EN(A,D,W)4X48L21** | *80VSL0701716A* | 35800 | 16 | 8.1 | 38500 | 34800 | 90.39% | 2 | 0 | 10 |  |  |  | No | R-410A | 2.9833 | Residential & Commercial | Ducted CEE Tier 1
211230227 | Central HP <5.4 tons | DAY & NIGHT | HRCU-A-CB (Split System: Heat Pump with Remote Outdoor Unit-Air-Source) | DLCURAH36ABK |  |  | EN(A,D,W)4X48L21** | *96VSN0601714A* | 35600 | 15.5 | 8.1 | 38500 | 35000 | 90.91% | 2 | 0 | 10 |  |  |  | No | R-410A | 2.9667 | Residential & Commercial | Ducted CEE Tier 1
211230245 | Central HP <5.4 tons | DAY & NIGHT | HRCU-A-CB (Split System: Heat Pump with Remote Outdoor Unit-Air-Source) | DLCURAH36ABK |  |  | EN(A,D,W)4X48L21** | *96VSN0802120A* | 36200 | 16 | 8.1 | 38500 | 34800 | 90.39% | 2.02 | 0 | 10 |  |  |  | No | R-410A | 3.0167 | Residential & Commercial | Ducted CEE Tier 1
211230264 | Central HP <5.4 tons | DAY & NIGHT | HRCU-A-CB (Split System: Heat Pump with Remote Outdoor Unit-Air-Source) | DLCURAH36ABK |  |  | EN(A,D,W)4X48L21** | *95ESU0601716A* | 35800 | 16 | 8.1 | 38500 | 34800 | 90.39% | 2 | 0 | 10 |  |  |  | No | R-410A | 2.9833 | Residential & Commercial | Ducted CEE Tier 1
211207037 | Central HP <5.4 tons | YORK | HRCU-A-CB (Split System: Heat Pump with Remote Outdoor Unit-Air-Source) | YZV48B21 |  |  | XAMC48HE3N1+CC | TM8V120C20MP12 | 43500 | 19 | 9 | 44500 | 36200 | 81.35% | 2.14 | 0 | 12 |  |  |  | No | R-410A | 3.625 | Residential & Commercial | Ducted CEE Tier 1
215940727 | Central HP <5.4 tons | AIRQUEST | HRCU-A-CB (Split System: Heat Pump with Remote Outdoor Unit-Air-Source) | H5H3V36*K*AAA* |  |  | EVD5X48M24A*+WALLCON | *96CTN0802120B* | 35000 | 21 | 8.5 | 38500 | 28400 | 73.77% | 2.04 | 0 | 12 |  |  |  | No | R-454B | 2.9167 | Residential & Commercial | Ducted CEE Tier 1
215940777 | Central HP <5.4 tons | AIRQUEST | HRCU-A-CB (Split System: Heat Pump with Remote Outdoor Unit-Air-Source) | H5H3V36*K*AAA* |  |  | EVD5X49M24A*+WALLCON | *97CTN0802120A* | 35400 | 21.5 | 8.5 | 38000 | 28600 | 75.26% | 2.04 | 0 | 12 |  |  |  | No | R-454B | 2.95 | Residential & Commercial | Ducted CEE Tier 1
211230381 | Central HP <5.4 tons | DAY & NIGHT | HRCU-A-CB (Split System: Heat Pump with Remote Outdoor Unit-Air-Source) | DLCURAH36ABK |  |  | EN(A,D,W)4X48L21** | OMV112K14A | 35800 | 15.5 | 8.1 | 38500 | 35000 | 90.91% | 2 | 0 | 10 |  |  |  | No | R-410A | 2.9833 | Residential & Commercial | Ducted CEE Tier 1
211230445 | Central HP <5.4 tons | DAY & NIGHT | HRCU-A-CB (Split System: Heat Pump with Remote Outdoor Unit-Air-Source) | DLCURAH36ABK |  |  | EN(A,D)4X48L24** | *80ES(N,L)0902420A* | 36200 | 16.5 | 8.1 | 38500 | 34800 | 90.39% | 2.02 | 0 | 10.5 |  |  |  | No | R-410A | 3.0167 | Residential & Commercial | Ducted CEE Tier 1
211230695 | Central HP <5.4 tons | DAY & NIGHT | HRCU-A-CB (Split System: Heat Pump with Remote Outdoor Unit-Air-Source) | DLCURAH36ABK |  |  | EN(A,D)4X48L24** | *96VSN0802120A* | 36200 | 16 | 8.1 | 38500 | 34800 | 90.39% | 2.02 | 0 | 10 |  |  |  | No | R-410A | 3.0167 | Residential & Commercial | Ducted CEE Tier 1
211230899 | Central HP <5.4 tons | DAY & NIGHT | HRCU-A-CB (Split System: Heat Pump with Remote Outdoor Unit-Air-Source) | DLCURAH36ABK |  |  | FVM4X48***L |  | 36200 | 17 | 8.5 | 37600 | 34400 | 91.49% | 2.06 | 0 | 10 |  |  |  | No | R-410A | 3.0167 | Residential & Commercial | Ducted CEE Tier 1
212988983 | Central HP <5.4 tons | TEMPSTAR | HRCU-A-CB (Split System: Heat Pump with Remote Outdoor Unit-Air-Source) | DLCURAH36ABK |  |  | EA*4X48L21A* | *95MSU0601716A* | 35400 | 16 | 8.1 | 37800 | 34600 | 91.53% | 2 | 0 | 10 |  |  |  | No | R-410A | 2.95 | Residential & Commercial | Ducted CEE Tier 1
211245578 | Central HP <5.4 tons | COMFORTMAKER | HRCU-A-CB (Split System: Heat Pump with Remote Outdoor Unit-Air-Source) | DLCURAH24ABK |  |  | EN(A,D)4X36L21** | *80VTL1102122A* | 23800 | 17 | 8.1 | 26000 | 23600 | 90.77% | 1.96 | 0 | 10.5 |  |  |  | No | R-410A | 1.9833 | Residential & Commercial | Ducted CEE Tier 1
212989199 | Central HP <5.4 tons | TEMPSTAR | HRCU-A-CB (Split System: Heat Pump with Remote Outdoor Unit-Air-Source) | DLCURAH24ABK |  |  | EA*4X37L17A* | *95MSU0601716A* | 24000 | 17 | 8.5 | 25600 | 22400 | 87.5% | 1.88 | 0 | 10 |  |  |  | No | R-410A | 2 | Residential & Commercial | Ducted CEE Tier 1
206771461 | Central HP <5.4 tons | HEIL | HRCU-A-CB (Split System: Heat Pump with Remote Outdoor Unit-Air-Source) | HVH837GKA2* |  |  | EA*4X42L21A*+WALLCON | *97CMN1002122A* | 31800 | 17 | 8.1 | 33000 | 24400 | 73.94% | 1.9 | 11.5 | 11.5 |  |  |  | No | R-410A | 2.65 | Residential & Commercial | Ducted CEE Tier 1
214279935 | Central HP <5.4 tons | COMFORTMAKER | HRCU-A-CB (Split System: Heat Pump with Remote Outdoor Unit-Air-Source) | DLCURAH24ABK |  |  | EA*4X37L17A* | *96MSN0601716A* | 24200 | 16.5 | 9 | 25400 | 21800 | 85.83% | 1.82 | 0 | 10 |  |  |  | No | R-410A | 2.0167 | Residential & Commercial | Ducted CEE Tier 1
214229132 | Central HP <5.4 tons | TEMPSTAR | HRCU-A-CB (Split System: Heat Pump with Remote Outdoor Unit-Air-Source) | DLCURAH24ABK |  |  | EA*4X24L17A* | *80MSU0601716A* | 23400 | 17 | 9 | 26200 | 26000 | 99.24% | 2.2 | 0 | 10 |  |  |  | No | R-410A | 1.95 | Residential & Commercial | Ducted CEE Tier 1
211245322 | Central HP <5.4 tons | COMFORTMAKER | HRCU-A-CB (Split System: Heat Pump with Remote Outdoor Unit-Air-Source) | DLCURAH24ABK |  |  | EN(A,D)4X36L21** | *96VSN0802120A* | 24000 | 17 | 8.1 | 26000 | 23200 | 89.23% | 1.92 | 0 | 10.5 |  |  |  | No | R-410A | 2 | Residential & Commercial | Ducted CEE Tier 1
212970678 | Central HP <5.4 tons | AIRQUEST | HRCU-A-CB (Split System: Heat Pump with Remote Outdoor Unit-Air-Source) | DLCURAH36ABK |  |  | EA*4X43L21A* | *80VSL0902120B* | 36800 | 16 | 8.5 | 38500 | 35000 | 90.91% | 2.08 | 0 | 10 |  |  |  | No | R-410A | 3.0667 | Residential & Commercial | Ducted CEE Tier 1
211240520 | Central HP <5.4 tons | BRYANT HEATING AND COOLING SYSTEMS | HRCU-A-CB (Split System: Heat Pump with Remote Outdoor Unit-Air-Source) | 38MURAQ24AB3* |  |  | CAP**2417AL* | 82*TA48090V17*** | 23400 | 16.5 | 8.5 | 26600 | 24800 | 93.23% | 2.08 | 0 | 10 |  |  |  | No | R-410A | 1.95 | Residential & Commercial | Ducted CEE Tier 1
211240638 | Central HP <5.4 tons | BRYANT HEATING AND COOLING SYSTEMS | HRCU-A-CB (Split System: Heat Pump with Remote Outdoor Unit-Air-Source) | 38MURAQ24AB3* |  |  | CAP**2417AL* | 8(0,1)*SA36045E17*** | 23800 | 16.5 | 8.5 | 26800 | 24200 | 90.3% | 2 | 0 | 10 |  |  |  | No | R-410A | 1.9833 | Residential & Commercial | Ducted CEE Tier 1
211240913 | Central HP <5.4 tons | BRYANT HEATING AND COOLING SYSTEMS | HRCU-A-CB (Split System: Heat Pump with Remote Outdoor Unit-Air-Source) | 38MURAQ24AB3* |  |  | CAP**2517AL* | 82*SA48070V17*** | 24400 | 17 | 8.5 | 25400 | 21400 | 84.25% | 1.8 | 0 | 10 |  |  |  | No | R-410A | 2.0333 | Residential & Commercial | Ducted CEE Tier 1
211241031 | Central HP <5.4 tons | BRYANT HEATING AND COOLING SYSTEMS | HRCU-A-CB (Split System: Heat Pump with Remote Outdoor Unit-Air-Source) | 38MURAQ24AB3* |  |  | CAP**2517AL* | 926TB36060V14*** | 24000 | 16.5 | 8.1 | 25200 | 21600 | 85.71% | 1.82 | 0 | 10 |  |  |  | No | R-410A | 2 | Residential & Commercial | Ducted CEE Tier 1
207436488 | Central HP <5.4 tons | LENNOX | HRCU-A-CB (Split System: Heat Pump with Remote Outdoor Unit-Air-Source) | SL25XPV-036-230A** |  |  | CX35-48C+TDR | SL297UH080NV48C* | 34000 | 22 | 8.8 | 35400 | 27400 | 77.4% | 1.82 | 14 | 13.4 |  |  |  | No | R-410A | 2.8333 | Residential & Commercial | Ducted CEE Tier 1
207436361 | Central HP <5.4 tons | LENNOX | HRCU-A-CB (Split System: Heat Pump with Remote Outdoor Unit-Air-Source) | SL25XPV-036-230A** |  |  | CH35-48B+TDR+TXV | SL297UH040NV36B* | 33800 | 21.8 | 8.8 | 34600 | 26200 | 75.72% | 1.84 | 14 | 13.4 |  |  |  | No | R-410A | 2.8167 | Residential & Commercial | Ducted CEE Tier 1
207436368 | Central HP <5.4 tons | LENNOX | HRCU-A-CB (Split System: Heat Pump with Remote Outdoor Unit-Air-Source) | SL25XPV-036-230A** |  |  | CH35-48C+TDR+TXV | EL296UH110XV60C* | 34000 | 21.2 | 8.5 | 33800 | 26000 | 76.92% | 1.76 | 14 | 13.5 |  |  |  | No | R-410A | 2.8333 | Residential & Commercial | Ducted CEE Tier 1
216551851 | Central HP <5.4 tons | FRIEDRICH | HRCU-A-CB (Split System: Heat Pump with Remote Outdoor Unit-Air-Source) | FRP19AY48AJVC |  |  | RCFY4821SEAAM | FR802V1005A21UH | 45500 | 19 | 10 | 45500 | 41500 | 91.21% | 2.1 | 0 | 12 |  |  |  | No | R-454B | 3.7917 | Residential & Commercial | Ducted CEE Tier 1
216551801 | Central HP <5.4 tons | FRIEDRICH | HRCU-A-CB (Split System: Heat Pump with Remote Outdoor Unit-Air-Source) | FRP19AY48AJVC |  |  | TCFY4821SEAAM | FR802V1005A21DZ | 45500 | 19 | 10 | 45500 | 41500 | 91.21% | 2.1 | 0 | 12 |  |  |  | No | R-454B | 3.7917 | Residential & Commercial | Ducted CEE Tier 1
213079132 | Central HP <5.4 tons | AIRQUEST | HRCU-A-CB (Split System: Heat Pump with Remote Outdoor Unit-Air-Source) | DLCURAH36ABK |  |  | EA*4X43L21A* | *80MSU0601716A* | 36600 | 16.5 | 8.5 | 38000 | 34800 | 91.58% | 2.08 | 0 | 10 |  |  |  | No | R-410A | 3.05 | Residential & Commercial | Ducted CEE Tier 1
213079534 | Central HP <5.4 tons | AIRQUEST | HRCU-A-CB (Split System: Heat Pump with Remote Outdoor Unit-Air-Source) | DLCURAH36ABK |  |  | EA*4X37L17A* | *92MSN0801716A* | 36400 | 15.5 | 8.5 | 38500 | 35000 | 90.91% | 2.02 | 0 | 10 |  |  |  | No | R-410A | 3.0333 | Residential & Commercial | Ducted CEE Tier 1
213079570 | Central HP <5.4 tons | AIRQUEST | HRCU-A-CB (Split System: Heat Pump with Remote Outdoor Unit-Air-Source) | DLCURAH36ABK |  |  | EA*4X43L21A* | *92MSN0801716A* | 36200 | 16.5 | 8.5 | 38000 | 34800 | 91.58% | 2.04 | 0 | 10 |  |  |  | No | R-410A | 3.0167 | Residential & Commercial | Ducted CEE Tier 1
213080102 | Central HP <5.4 tons | AIRQUEST | HRCU-A-CB (Split System: Heat Pump with Remote Outdoor Unit-Air-Source) | DLCURAH36ABK |  |  | END4X42L17** | *96MSN0801716A* | 35600 | 15.5 | 8.1 | 38500 | 35200 | 91.43% | 1.94 | 0 | 10 |  |  |  | No | R-410A | 2.9667 | Residential & Commercial | Ducted CEE Tier 1
213080186 | Central HP <5.4 tons | AIRQUEST | HRCU-A-CB (Split System: Heat Pump with Remote Outdoor Unit-Air-Source) | DLCURAH36ABK |  |  | EA*4X43L21A* | *96MSN0802120A* | 36400 | 16 | 8.5 | 38000 | 34800 | 91.58% | 2.06 | 0 | 10 |  |  |  | No | R-410A | 3.0333 | Residential & Commercial | Ducted CEE Tier 1
216551633 | Central HP <5.4 tons | FRIEDRICH | HRCU-A-CB (Split System: Heat Pump with Remote Outdoor Unit-Air-Source) | FRP19AY24AJVC |  |  | RCFY2421HEAAM | FR951V0603A17M4 | 22800 | 21 | 10 | 22800 | 18600 | 81.58% | 1.8 | 0 | 13 |  |  |  | No | R-454B | 1.9 | Residential & Commercial | Ducted CEE Tier 1
210596998 | Central HP <5.4 tons | COMFORTMAKER | HRCU-A-CB (Split System: Heat Pump with Remote Outdoor Unit-Air-Source) | CVH825GKA2* |  |  | EHD4X48AAL+WALLCON | *97CMN1202422A* | 24200 | 16 | 8.1 | 21200 | 16600 | 78.3% | 2.02 | 0 | 10.5 |  |  |  | No | R-410A | 2.0167 | Residential & Commercial | Ducted CEE Tier 1
207436162 | Central HP <5.4 tons | LENNOX | HRCU-A-CB (Split System: Heat Pump with Remote Outdoor Unit-Air-Source) | SL25XPV-024-230A** |  |  | C35-48B+TDR+TXV | SL280UH090XV48B* | 22200 | 21 | 9.4 | 21600 | 20400 | 94.44% | 1.86 | 14.5 | 14.3 |  |  |  | No | R-410A | 1.85 | Residential & Commercial | Ducted CEE Tier 1
216571169 | Central HP <5.4 tons | AMERICAN STANDARD | HRCU-A-CB (Split System: Heat Pump with Remote Outdoor Unit-Air-Source) | 5A6V0X60A1 |  |  | 5TXCD008AS3 | *UHMD120CCV5+LRP | 52000 | 18.6 | 9 | 53500 | 38500 | 71.96% | 2 | 0 | 10 |  |  |  | No | R-454B | 4.3333 | Residential & Commercial | Ducted CEE Tier 1
205750642 | Central HP <5.4 tons | COMFORTMAKER | HRCU-A-CB (Split System: Heat Pump with Remote Outdoor Unit-Air-Source) | CVH825GKA2* |  |  | EA*4X37L21A*+WALLCON | *80CTL0701716A* | 24400 | 17 | 8.5 | 21200 | 16600 | 78.3% | 2.02 | 11 | 11 |  |  |  | No | R-410A | 2.0333 | Residential & Commercial | Ducted CEE Tier 1
205750674 | Central HP <5.4 tons | COMFORTMAKER | HRCU-A-CB (Split System: Heat Pump with Remote Outdoor Unit-Air-Source) | CVH825GKA2* |  |  | EA*4X37L21A*+WALLCON | *96CTN0801714A* | 24400 | 16.5 | 8.1 | 21200 | 16700 | 78.77% | 2.02 | 11 | 11 |  |  |  | No | R-410A | 2.0333 | Residential & Commercial | Ducted CEE Tier 1
206133335 | Central HP <5.4 tons | BRYANT HEATING AND COOLING SYSTEMS | HRCU-A-CB (Split System: Heat Pump with Remote Outdoor Unit-Air-Source) | 288BNV025*0**B* |  |  | CAP**3017AL*+UI | 83*CA36040C17*** | 23400 | 16.5 | 8.1 | 21600 | 16700 | 77.31% | 1.92 | 11 | 10.5 |  |  |  | No | R-410A | 1.95 | Residential & Commercial | Ducted CEE Tier 1
206133385 | Central HP <5.4 tons | BRYANT HEATING AND COOLING SYSTEMS | HRCU-A-CB (Split System: Heat Pump with Remote Outdoor Unit-Air-Source) | 288BNV025*0**B* |  |  | CAP**3621AL*+UI | 83*CA48060C17*** | 23600 | 16.5 | 8.1 | 21400 | 16600 | 77.57% | 1.94 | 11.5 | 10.5 |  |  |  | No | R-410A | 1.9667 | Residential & Commercial | Ducted CEE Tier 1
211010176 | Central HP <5.4 tons | YORK | HRCU-A-CB (Split System: Heat Pump with Remote Outdoor Unit-Air-Source) | YZV24B21 |  |  | JHVVB24DE1C2N1+CC |  | 23000 | 19 | 8.5 | 22400 | 19600 | 87.5% | 1.9 | 0 | 12.4 |  |  |  | No | R-410A | 1.9167 | Residential & Commercial | Ducted CEE Tier 1
216551713 | Central HP <5.4 tons | FRIEDRICH | HRCU-A-CB (Split System: Heat Pump with Remote Outdoor Unit-Air-Source) | FRP19AY24AJVC |  |  | RCFY2421HEAAM | FR98MV0855A21UP | 22800 | 21 | 10 | 22800 | 18400 | 80.7% | 1.8 | 0 | 13 |  |  |  | No | R-454B | 1.9 | Residential & Commercial | Ducted CEE Tier 1
215942533 | Central HP <5.4 tons | AIRQUEST | HRCU-A-CB (Split System: Heat Pump with Remote Outdoor Unit-Air-Source) | H5H3V36*K*AAA* |  |  | EVD5X61M21A*+WALLCON | *97CMN1002122B* | 36000 | 22 | 8.5 | 37400 | 28200 | 75.4% | 2.04 | 0 | 12.5 |  |  |  | No | R-454B | 3 | Residential & Commercial | Ducted CEE Tier 1
215942603 | Central HP <5.4 tons | AIRQUEST | HRCU-A-CB (Split System: Heat Pump with Remote Outdoor Unit-Air-Source) | H5H3V36*K*AAA* |  |  | EVM5X61M24A*+WALLCON | *96CTN0802120B* | 36000 | 22 | 8.5 | 37400 | 28200 | 75.4% | 2.04 | 0 | 12.5 |  |  |  | No | R-454B | 3 | Residential & Commercial | Ducted CEE Tier 1
216551637 | Central HP <5.4 tons | FRIEDRICH | HRCU-A-CB (Split System: Heat Pump with Remote Outdoor Unit-Air-Source) | FRP19AY24AJVC |  |  | RCFY2421HEAAM | FR921V0603A17M4 | 22800 | 21 | 10 | 22800 | 18600 | 81.58% | 1.8 | 0 | 13 |  |  |  | No | R-454B | 1.9 | Residential & Commercial | Ducted CEE Tier 1
216551639 | Central HP <5.4 tons | FRIEDRICH | HRCU-A-CB (Split System: Heat Pump with Remote Outdoor Unit-Air-Source) | FRP19AY24AJVC |  |  | RCFY2421HEAAM | FR951V0403A17UH | 22800 | 21 | 10 | 22800 | 18700 | 82.02% | 1.8 | 0 | 13 |  |  |  | No | R-454B | 1.9 | Residential & Commercial | Ducted CEE Tier 1
215932419 | Central HP <5.4 tons | COMFORTMAKER | HRCU-A-CB (Split System: Heat Pump with Remote Outdoor Unit-Air-Source) | C5H3V36*K*AAA* |  |  | EA*5X48M21A*+WALLCON | *80CTL0702120B* | 33400 | 20 | 9.5 | 34600 | 26400 | 76.3% | 2.04 | 0 | 11.5 |  |  |  | No | R-454B | 2.7833 | Residential & Commercial | Ducted CEE Tier 1
206765969 | Central HP <5.4 tons | BRYANT HEATING AND COOLING SYSTEMS | HRCU-A-CB (Split System: Heat Pump with Remote Outdoor Unit-Air-Source) | 288BNV025*0**C* |  |  | CAP**3721AL*+UI | 986TC42080C17*** | 24400 | 16.5 | 8.1 | 21200 | 16700 | 78.77% | 2.02 | 11 | 11 |  |  |  | No | R-410A | 2.0333 | Residential & Commercial | Ducted CEE Tier 1
215932409 | Central HP <5.4 tons | COMFORTMAKER | HRCU-A-CB (Split System: Heat Pump with Remote Outdoor Unit-Air-Source) | C5H3V36*K*AAA* |  |  | EA*5X48M21A*+WALLCON | *80CTL0451712B* | 33000 | 19.5 | 9 | 35400 | 27200 | 76.84% | 1.9 | 0 | 10.5 |  |  |  | No | R-454B | 2.75 | Residential & Commercial | Ducted CEE Tier 1
206136195 | Central HP <5.4 tons | BRYANT HEATING AND COOLING SYSTEMS | HRCU-A-CB (Split System: Heat Pump with Remote Outdoor Unit-Air-Source) | 288BNV037*0**A* |  |  | CAP**4824AL*+UI | 935CA66100C21*** | 32400 | 17.5 | 8.5 | 32400 | 24800 | 76.54% | 2 | 12 | 11.5 |  |  |  | No | R-410A | 2.7 | Residential & Commercial | Ducted CEE Tier 1
206136361 | Central HP <5.4 tons | BRYANT HEATING AND COOLING SYSTEMS | HRCU-A-CB (Split System: Heat Pump with Remote Outdoor Unit-Air-Source) | 288BNV037*0**A* |  |  | CSPH*4812AL*+UI | 935CA66100C21*** | 32600 | 17 | 8.1 | 32800 | 24800 | 75.61% | 1.98 | 11.5 | 11 |  |  |  | No | R-410A | 2.7167 | Residential & Commercial | Ducted CEE Tier 1
204299336 | Central HP <5.4 tons | BRYANT HEATING AND COOLING SYSTEMS | HRCU-A-CB (Split System: Heat Pump with Remote Outdoor Unit-Air-Source) | 288BNV037*0**A* |  |  | CAP**4821AL*+UI | 987MB60060C21*** | 32200 | 17 | 8.1 | 32800 | 25200 | 76.83% | 1.96 | 11.5 | 11 |  |  |  | No | R-410A | 2.6833 | Residential & Commercial | Ducted CEE Tier 1
204299836 | Central HP <5.4 tons | BRYANT HEATING AND COOLING SYSTEMS | HRCU-A-CB (Split System: Heat Pump with Remote Outdoor Unit-Air-Source) | 288BNV037*0**A* |  |  | CNPV*4821AL*+UI | 88*TA48090C17*** | 32400 | 18 | 8.1 | 32800 | 24800 | 75.61% | 1.98 | 12.5 | 11.7 |  |  |  | No | R-410A | 2.7 | Residential & Commercial | Ducted CEE Tier 1
204300390 | Central HP <5.4 tons | BRYANT HEATING AND COOLING SYSTEMS | HRCU-A-CB (Split System: Heat Pump with Remote Outdoor Unit-Air-Source) | 288BNV037*0**A* |  |  | CSPH*4212AL*+UI | 88*TA48090C17*** | 32600 | 17 | 8.1 | 33000 | 24800 | 75.15% | 1.96 | 12 | 11 |  |  |  | No | R-410A | 2.7167 | Residential & Commercial | Ducted CEE Tier 1
204299556 | Central HP <5.4 tons | BRYANT HEATING AND COOLING SYSTEMS | HRCU-A-CB (Split System: Heat Pump with Remote Outdoor Unit-Air-Source) | 288BNV037*0**A* |  |  | CNPV*4217AL*+UI | 88*TA48090C17*** | 32200 | 17.5 | 8.1 | 33000 | 24600 | 74.55% | 1.92 | 11 | 11.7 |  |  |  | No | R-410A | 2.6833 | Residential & Commercial | Ducted CEE Tier 1
210596323 | Central HP <5.4 tons | BRYANT HEATING AND COOLING SYSTEMS | HRCU-A-CB (Split System: Heat Pump with Remote Outdoor Unit-Air-Source) | 288BNV025*0**B* |  |  | CAP**4321AL*+UI | 88*TA48070C17*** | 24400 | 17 | 8.5 | 21200 | 16600 | 78.3% | 2.02 | 0 | 11 |  |  |  | No | R-410A | 2.0333 | Residential & Commercial | Ducted CEE Tier 1
210596337 | Central HP <5.4 tons | BRYANT HEATING AND COOLING SYSTEMS | HRCU-A-CB (Split System: Heat Pump with Remote Outdoor Unit-Air-Source) | 288BNV025*0**B* |  |  | CAP**4821AL*+UI | 83*CA60100C21*** | 24000 | 16.5 | 8.1 | 21000 | 16600 | 79.05% | 2.02 | 0 | 11 |  |  |  | No | R-410A | 2 | Residential & Commercial | Ducted CEE Tier 1
215942423 | Central HP <5.4 tons | AIRQUEST | HRCU-A-CB (Split System: Heat Pump with Remote Outdoor Unit-Air-Source) | H5H3V36*K*AAA* |  |  | EVM5X61M24A*+WALLCON | *80CSU1002120A* | 36000 | 22 | 8.5 | 37400 | 28200 | 75.4% | 2.04 | 0 | 12.5 |  |  |  | No | R-454B | 3 | Residential & Commercial | Ducted CEE Tier 1
204456536 | Central HP <5.4 tons | HEIL | HRCU-A-CB (Split System: Heat Pump with Remote Outdoor Unit-Air-Source) | HVH825GKA2* |  |  | EA*4X30L17A*+WALLCON | *96CTN0601714A* | 23400 | 16 | 8.1 | 21600 | 16800 | 77.78% | 1.9 | 11 | 10.5 |  |  |  | No | R-410A | 1.95 | Residential & Commercial | Ducted CEE Tier 1
213080827 | Central HP <5.4 tons | AIRQUEST | HRCU-A-CB (Split System: Heat Pump with Remote Outdoor Unit-Air-Source) | DLCURAH36ABK |  |  | EA*4X43L21A* | *95MSU0802120A* | 36600 | 16 | 8.5 | 38500 | 35000 | 90.91% | 2.08 | 0 | 10 |  |  |  | No | R-410A | 3.05 | Residential & Commercial | Ducted CEE Tier 1
210471024 | Central HP <5.4 tons | COMFORTMAKER | HRCU-A-CB (Split System: Heat Pump with Remote Outdoor Unit-Air-Source) | CVH837GKA2* |  |  | EHD4X36AAL+WALLCON | *95CSU0802120A* | 32200 | 16.5 | 8.1 | 33200 | 24600 | 74.1% | 1.94 | 0 | 11 |  |  |  | No | R-410A | 2.6833 | Residential & Commercial | Ducted CEE Tier 1
206771050 | Central HP <5.4 tons | COMFORTMAKER | HRCU-A-CB (Split System: Heat Pump with Remote Outdoor Unit-Air-Source) | CVH837GKA2* |  |  | EA*4X36L21A*+WALLCON | *80CTL0701716A* | 31400 | 17 | 8.1 | 33400 | 24400 | 73.05% | 1.84 | 11.5 | 11 |  |  |  | No | R-410A | 2.6167 | Residential & Commercial | Ducted CEE Tier 1
204300110 | Central HP <5.4 tons | BRYANT HEATING AND COOLING SYSTEMS | HRCU-A-CB (Split System: Heat Pump with Remote Outdoor Unit-Air-Source) | 288BNV037*0**A* |  |  | CSPH*3612AL*+UI | 986TC66120C24*** | 32200 | 16.5 | 8.1 | 33200 | 24600 | 74.1% | 1.94 | 11 | 11 |  |  |  | No | R-410A | 2.6833 | Residential & Commercial | Ducted CEE Tier 1
204300340 | Central HP <5.4 tons | BRYANT HEATING AND COOLING SYSTEMS | HRCU-A-CB (Split System: Heat Pump with Remote Outdoor Unit-Air-Source) | 288BNV037*0**A* |  |  | CSPH*4212AL*+UI | 987MB66100C21*** | 32600 | 16.5 | 8.1 | 33000 | 24800 | 75.15% | 1.96 | 12 | 11 |  |  |  | No | R-410A | 2.7167 | Residential & Commercial | Ducted CEE Tier 1
211240256 | Central HP <5.4 tons | AIRQUEST | HRCU-A-CB (Split System: Heat Pump with Remote Outdoor Unit-Air-Source) | DLCURAH24ABK |  |  | EA*4X24L14A* | *80VTL0451412A* | 23800 | 16.5 | 8.5 | 26800 | 24000 | 89.55% | 1.98 | 0 | 10 |  |  |  | No | R-410A | 1.9833 | Residential & Commercial | Ducted CEE Tier 1
211240441 | Central HP <5.4 tons | AIRQUEST | HRCU-A-CB (Split System: Heat Pump with Remote Outdoor Unit-Air-Source) | DLCURAH24ABK |  |  | EA*4X24L17A* | *80ES(N,L)0701716A* | 24600 | 16 | 8.5 | 27400 | 23000 | 83.94% | 1.88 | 0 | 10 |  |  |  | No | R-410A | 2.05 | Residential & Commercial | Ducted CEE Tier 1
206771146 | Central HP <5.4 tons | HEIL | HRCU-A-CB (Split System: Heat Pump with Remote Outdoor Unit-Air-Source) | HVH837GKA2* |  |  | EA*4X36L21A*+WALLCON | *80CTL0901716A* | 31600 | 17.5 | 8.1 | 33000 | 24200 | 73.33% | 1.86 | 11.5 | 11.5 |  |  |  | No | R-410A | 2.6333 | Residential & Commercial | Ducted CEE Tier 1
206772866 | Central HP <5.4 tons | HEIL | HRCU-A-CB (Split System: Heat Pump with Remote Outdoor Unit-Air-Source) | HVH837GKA2* |  |  | EHD4X48AAL+WALLCON | *80CTL0701716A* | 32600 | 17 | 8.1 | 33200 | 25000 | 75.3% | 1.96 | 11.5 | 11 |  |  |  | No | R-410A | 2.7167 | Residential & Commercial | Ducted CEE Tier 1
206773384 | Central HP <5.4 tons | HEIL | HRCU-A-CB (Split System: Heat Pump with Remote Outdoor Unit-Air-Source) | HVH837GKA2* |  |  | EHD4X48AAL+WALLCON | *80CSU1002120A* | 32600 | 16.5 | 8.1 | 33000 | 25000 | 75.76% | 1.96 | 11.5 | 11 |  |  |  | No | R-410A | 2.7167 | Residential & Commercial | Ducted CEE Tier 1
206133797 | Central HP <5.4 tons | BRYANT HEATING AND COOLING SYSTEMS | HRCU-A-CB (Split System: Heat Pump with Remote Outdoor Unit-Air-Source) | 288BNV025*0**B* |  |  | CAP**3717AL*+UI | 935CA48060C17*** | 24200 | 16.5 | 8.1 | 21400 | 16800 | 78.5% | 1.98 | 11 | 10.5 |  |  |  | No | R-410A | 2.0167 | Residential & Commercial | Ducted CEE Tier 1
215932129 | Central HP <5.4 tons | COMFORTMAKER | HRCU-A-CB (Split System: Heat Pump with Remote Outdoor Unit-Air-Source) | C5H3V36*K*AAA* |  |  | EA*5X36M17A*+WALLCON | *96CTN0801714B* | 32200 | 19 | 9.5 | 35400 | 27200 | 76.84% | 1.98 | 0 | 10.5 |  |  |  | No | R-454B | 2.6833 | Residential & Commercial | Ducted CEE Tier 1
210532960 | Central HP <5.4 tons | CARRIER | HRCU-A-CB (Split System: Heat Pump with Remote Outdoor Unit-Air-Source) | 25VNA424A*031* |  |  | CAP**2517AL*+UI | 59TN6B080C17**14 | 24000 | 20 | 10.5 | 26600 | 19800 | 74.44% | 2.52 | 0 | 13 |  |  |  | No | R-410A | 2 | Residential & Commercial | Ducted CEE Tier 1
216551872 | Central HP <5.4 tons | FRIEDRICH | HRCU-A-CB (Split System: Heat Pump with Remote Outdoor Unit-Air-Source) | FRP19AY60AJVC |  |  | RCFY6021SEAAM | FR962V0705A21M4 | 53500 | 16 | 10 | 53500 | 49000 | 91.59% | 2 | 0 | 10 |  |  |  | No | R-454B | 4.4583 | Residential & Commercial | Ducted CEE Tier 1
210533028 | Central HP <5.4 tons | CARRIER | HRCU-A-CB (Split System: Heat Pump with Remote Outdoor Unit-Air-Source) | 25VNA424A*031* |  |  | CAP**4321AL*+UI | 59CU5A080C21**20 | 24200 | 20.5 | 10.5 | 26400 | 19600 | 74.24% | 2.56 | 0 | 13.5 |  |  |  | No | R-410A | 2.0167 | Residential & Commercial | Ducted CEE Tier 1
216570965 | Central HP <5.4 tons | AMERICAN STANDARD | HRCU-A-CB (Split System: Heat Pump with Remote Outdoor Unit-Air-Source) | 5A6V0X36A1 |  |  | 5PX*BD06AS3 | *DHMB060CCV3+LRP | 35000 | 19.2 | 9.4 | 33800 | 25400 | 75.15% | 2.1 | 0 | 12 |  |  |  | No | R-454B | 2.9167 | Residential & Commercial | Ducted CEE Tier 1
216570999 | Central HP <5.4 tons | AMERICAN STANDARD | HRCU-A-CB (Split System: Heat Pump with Remote Outdoor Unit-Air-Source) | 5A6V0X36A1 |  |  | 5PX*C009AS3 | S8V2C100M5PCB | 35800 | 20 | 9.7 | 32000 | 24800 | 77.5% | 2.2 | 0 | 12.7 |  |  |  | No | R-454B | 2.9833 | Residential & Commercial | Ducted CEE Tier 1
216571017 | Central HP <5.4 tons | AMERICAN STANDARD | HRCU-A-CB (Split System: Heat Pump with Remote Outdoor Unit-Air-Source) | 5A6V0X36A1 |  |  | 5PX*CD09AS3 | S8V2C100M5PDB | 35800 | 20 | 9.4 | 32200 | 24600 | 76.4% | 2.1 | 0 | 12.7 |  |  |  | No | R-454B | 2.9833 | Residential & Commercial | Ducted CEE Tier 1
211245314 | Central HP <5.4 tons | DAY & NIGHT | HRCU-A-CB (Split System: Heat Pump with Remote Outdoor Unit-Air-Source) | DLCURAH24ABK |  |  | EN(A,D)4X36L21** | *96VSN0601714A* | 23400 | 16.5 | 8.1 | 25800 | 24000 | 93.02% | 2 | 0 | 10 |  |  |  | No | R-410A | 1.95 | Residential & Commercial | Ducted CEE Tier 1
215937847 | Central HP <5.4 tons | AIRQUEST | HRCU-A-CB (Split System: Heat Pump with Remote Outdoor Unit-Air-Source) | H5H3V48*K*AAA* |  |  | EVD5X48M21A*+WALLCON | *96CTN0801714B* | 43000 | 19 | 8.1 | 53000 | 37600 | 70.94% | 2 | 0 | 11 |  |  |  | No | R-454B | 3.5833 | Residential & Commercial | Ducted CEE Tier 1
213249335 | Central HP <5.4 tons | BRYANT HEATING AND COOLING SYSTEMS | HRCU-A-CB (Split System: Heat Pump with Remote Outdoor Unit-Air-Source) | 38MURAQ36AB3* |  |  | FEVA0036**+NAVA43601CK |  | 35400 | 16 | 8.5 | 38500 | 35000 | 90.91% | 1.9 | 0 | 10 |  |  |  | No | R-410A | 2.95 | Residential & Commercial | Ducted CEE Tier 1
211228157 | Central HP <5.4 tons | BRYANT HEATING AND COOLING SYSTEMS | HRCU-A-CB (Split System: Heat Pump with Remote Outdoor Unit-Air-Source) | 38MURAQ36AB3* |  |  | CAP**4224AL* | OVLAAB060154 | 37000 | 15.2 | 8.5 | 40000 | 35400 | 88.5% | 1.96 | 0 | 10 |  |  |  | No | R-410A | 3.0833 | Residential & Commercial | Ducted CEE Tier 1
211228322 | Central HP <5.4 tons | BRYANT HEATING AND COOLING SYSTEMS | HRCU-A-CB (Split System: Heat Pump with Remote Outdoor Unit-Air-Source) | 38MURAQ36AB3* |  |  | CAP**4321AL* | 82*SA60090V21*** | 36200 | 16 | 8.5 | 38500 | 34800 | 90.39% | 2.06 | 0 | 10 |  |  |  | No | R-410A | 3.0167 | Residential & Commercial | Ducted CEE Tier 1
211228509 | Central HP <5.4 tons | BRYANT HEATING AND COOLING SYSTEMS | HRCU-A-CB (Split System: Heat Pump with Remote Outdoor Unit-Air-Source) | 38MURAQ36AB3* |  |  | CAP**4321AL* | 915SB60100E21*** | 37000 | 15.5 | 8.5 | 38500 | 34800 | 90.39% | 2.1 | 0 | 10 |  |  |  | No | R-410A | 3.0833 | Residential & Commercial | Ducted CEE Tier 1
204299360 | Central HP <5.4 tons | COMFORTMAKER | HRCU-A-CB (Split System: Heat Pump with Remote Outdoor Unit-Air-Source) | CVH837GKA** |  |  | EA*4X48L24A*+WALLCON | *80CTL0902120A* | 32400 | 17.5 | 8.5 | 32600 | 25000 | 76.69% | 1.98 | 12 | 11.7 |  |  |  | No | R-410A | 2.7 | Residential & Commercial | Ducted CEE Tier 1
204299810 | Central HP <5.4 tons | COMFORTMAKER | HRCU-A-CB (Split System: Heat Pump with Remote Outdoor Unit-Air-Source) | CVH837GKA** |  |  | EN(A,D,W)4X48L21**+WALLCON | *97CMN1002122A* | 32400 | 17.5 | 8.1 | 33000 | 24800 | 75.15% | 1.96 | 12 | 11.7 |  |  |  | No | R-410A | 2.7 | Residential & Commercial | Ducted CEE Tier 1
204299930 | Central HP <5.4 tons | COMFORTMAKER | HRCU-A-CB (Split System: Heat Pump with Remote Outdoor Unit-Air-Source) | CVH837GKA** |  |  | EN(A,D)4X48L24**+WALLCON | *97CMN1202422A* | 32400 | 17.5 | 8.1 | 33000 | 24800 | 75.15% | 1.96 | 12 | 11.5 |  |  |  | No | R-410A | 2.7 | Residential & Commercial | Ducted CEE Tier 1
204300264 | Central HP <5.4 tons | COMFORTMAKER | HRCU-A-CB (Split System: Heat Pump with Remote Outdoor Unit-Air-Source) | CVH837GKA** |  |  | EHD4X42AAL+WALLCON | *80CTL0902120A* | 32400 | 16.5 | 8.1 | 33200 | 24800 | 74.7% | 1.96 | 12 | 11 |  |  |  | No | R-410A | 2.7 | Residential & Commercial | Ducted CEE Tier 1
216570957 | Central HP <5.4 tons | AMERICAN STANDARD | HRCU-A-CB (Split System: Heat Pump with Remote Outdoor Unit-Air-Source) | 5A6V0X36A1 |  |  | 5PX*BD06AS3 | S8V2B080M4PCB | 35200 | 19.4 | 9.4 | 33800 | 25400 | 75.15% | 2.1 | 0 | 12 |  |  |  | No | R-454B | 2.9333 | Residential & Commercial | Ducted CEE Tier 1
216570991 | Central HP <5.4 tons | AMERICAN STANDARD | HRCU-A-CB (Split System: Heat Pump with Remote Outdoor Unit-Air-Source) | 5A6V0X36A1 |  |  | 5PX*C007AS3 | *DHMC100CCV4+LRP | 33000 | 17.6 | 10 | 31600 | 24400 | 77.22% | 2.1 | 0 | 11.7 |  |  |  | No | R-454B | 2.75 | Residential & Commercial | Ducted CEE Tier 1
216571041 | Central HP <5.4 tons | AMERICAN STANDARD | HRCU-A-CB (Split System: Heat Pump with Remote Outdoor Unit-Air-Source) | 5A6V0X36A1 |  |  | 5TXCB006AS3 | *UHMB060CCV3+LRP | 35200 | 20.2 | 9.7 | 32600 | 25200 | 77.3% | 2.1 | 0 | 12.5 |  |  |  | No | R-454B | 2.9333 | Residential & Commercial | Ducted CEE Tier 1
206771536 | Central HP <5.4 tons | COMFORTMAKER | HRCU-A-CB (Split System: Heat Pump with Remote Outdoor Unit-Air-Source) | CVH837GKA2* |  |  | EA*4X42L24A*+WALLCON | *80CTL1352422A* | 31800 | 17.5 | 8.1 | 33000 | 24400 | 73.94% | 1.9 | 12 | 11.5 |  |  |  | No | R-410A | 2.65 | Residential & Commercial | Ducted CEE Tier 1
206772319 | Central HP <5.4 tons | COMFORTMAKER | HRCU-A-CB (Split System: Heat Pump with Remote Outdoor Unit-Air-Source) | CVH837GKA2* |  |  | EN(A,D,W)4X48L21**+WALLCON | *96CTN1002122A* | 32400 | 17.5 | 8.1 | 33000 | 24800 | 75.15% | 1.96 | 11.5 | 11.7 |  |  |  | No | R-410A | 2.7 | Residential & Commercial | Ducted CEE Tier 1
206773022 | Central HP <5.4 tons | COMFORTMAKER | HRCU-A-CB (Split System: Heat Pump with Remote Outdoor Unit-Air-Source) | CVH837GKA2* |  |  | EHD4X48AAL+WALLCON | *97CMN0602120A* | 32400 | 16.5 | 8.1 | 33200 | 25200 | 75.9% | 1.94 | 11.5 | 11 |  |  |  | No | R-410A | 2.7 | Residential & Commercial | Ducted CEE Tier 1
206773423 | Central HP <5.4 tons | COMFORTMAKER | HRCU-A-CB (Split System: Heat Pump with Remote Outdoor Unit-Air-Source) | CVH837GKA2* |  |  | EA*4X37L21A*+WALLCON | *95CSU0802120A* | 33000 | 17.5 | 8.5 | 32800 | 25000 | 76.22% | 2 | 12 | 11.5 |  |  |  | No | R-410A | 2.75 | Residential & Commercial | Ducted CEE Tier 1
206773459 | Central HP <5.4 tons | COMFORTMAKER | HRCU-A-CB (Split System: Heat Pump with Remote Outdoor Unit-Air-Source) | CVH837GKA2* |  |  | EA*4X42L24A*+WALLCON | *95CSU0802120A* | 31800 | 17.5 | 8.1 | 33000 | 24400 | 73.94% | 1.9 | 11.5 | 11 |  |  |  | No | R-410A | 2.65 | Residential & Commercial | Ducted CEE Tier 1
216551824 | Central HP <5.4 tons | FRIEDRICH | HRCU-A-CB (Split System: Heat Pump with Remote Outdoor Unit-Air-Source) | FRP19AY48AJVC |  |  | TCFY4821SEAAM | FR97MV0855A21DH | 45500 | 19 | 10 | 45500 | 42000 | 92.31% | 2.1 | 0 | 12 |  |  |  | No | R-454B | 3.7917 | Residential & Commercial | Ducted CEE Tier 1
216551874 | Central HP <5.4 tons | FRIEDRICH | HRCU-A-CB (Split System: Heat Pump with Remote Outdoor Unit-Air-Source) | FRP19AY48AJVC |  |  | RCFY4821SEAAM | FR962V0705A21M4 | 45500 | 18 | 10 | 45500 | 42000 | 92.31% | 2.1 | 0 | 12 |  |  |  | No | R-454B | 3.7917 | Residential & Commercial | Ducted CEE Tier 1
212362779 | Central HP <5.4 tons | GOETTL | HRCU-A-CB (Split System: Heat Pump with Remote Outdoor Unit-Air-Source) | GSZV903610A* |  |  | CA*F3743*6D*+TXV | G*VS960805CUA* | 33600 | 18.5 | 8.2 | 34000 | 24400 | 71.76% | 1.8 | 0 | 12 |  |  |  | No | R-410A | 2.8 | Residential & Commercial | Ducted CEE Tier 1
212362822 | Central HP <5.4 tons | GOETTL | HRCU-A-CB (Split System: Heat Pump with Remote Outdoor Unit-Air-Source) | GSZV903610A* |  |  | CHPF3743C6B*+TXV | G*VM970803BNB* | 33400 | 18 | 8.2 | 34000 | 24400 | 71.76% | 1.8 | 0 | 11 |  |  |  | No | R-410A | 2.7833 | Residential & Commercial | Ducted CEE Tier 1
216571263 | Central HP <5.4 tons | AMERICAN STANDARD | HRCU-A-CB (Split System: Heat Pump with Remote Outdoor Unit-Air-Source) | 5A6V8X36A1 |  |  | 5PX*BD04AS3 | S8V2A040M3PDB | 31400 | 18.1 | 8.5 | 33800 | 25800 | 76.33% | 1.9 | 0 | 10 |  |  |  | No | R-454B | 2.6167 | Residential & Commercial | Ducted CEE Tier 1
216571277 | Central HP <5.4 tons | AMERICAN STANDARD | HRCU-A-CB (Split System: Heat Pump with Remote Outdoor Unit-Air-Source) | 5A6V8X36A1 |  |  | 5PX*CD09AS3 | S8V2C080M5PDB | 33200 | 18.1 | 8.5 | 32800 | 25200 | 76.83% | 2.1 | 0 | 10.5 |  |  |  | No | R-454B | 2.7667 | Residential & Commercial | Ducted CEE Tier 1
216571295 | Central HP <5.4 tons | AMERICAN STANDARD | HRCU-A-CB (Split System: Heat Pump with Remote Outdoor Unit-Air-Source) | 5A6V8X36A1 |  |  | 5PX*DD10AS3 | S8V2D120M5PCB | 32800 | 18.1 | 8.5 | 33000 | 25200 | 76.36% | 2.1 | 0 | 10.5 |  |  |  | No | R-454B | 2.7333 | Residential & Commercial | Ducted CEE Tier 1
211261913 | Central HP <5.4 tons | BRYANT HEATING AND COOLING SYSTEMS | HRCU-A-CB (Split System: Heat Pump with Remote Outdoor Unit-Air-Source) | 38MURAQ18AB3* |  |  | CAP**3017AL* | 926TB30040V14*** | 17500 | 16 | 8.5 | 18100 | 18600 | 102.8% | 2.24 | 0 | 10.5 |  |  |  | No | R-410A | 1.4583 | Residential & Commercial | Ducted CEE Tier 1
215936203 | Central HP <5.4 tons | TEMPSTAR | HRCU-A-CB (Split System: Heat Pump with Remote Outdoor Unit-Air-Source) | T5H3V36*K*AAA* |  |  | EVD5X42M24A*+WALLCON | *95CSU0802120B* | 35400 | 21.5 | 8.5 | 38000 | 28600 | 75.26% | 2.04 | 0 | 12 |  |  |  | No | R-454B | 2.95 | Residential & Commercial | Ducted CEE Tier 1
211264942 | Central HP <5.4 tons | BRYANT HEATING AND COOLING SYSTEMS | HRCU-A-CB (Split System: Heat Pump with Remote Outdoor Unit-Air-Source) | 38MURAQ18AB3* |  |  | FMA4X24**AL* |  | 17400 | 16 | 8.5 | 18500 | 20000 | 108.1% | 2.44 | 0 | 10.5 |  |  |  | No | R-410A | 1.45 | Residential & Commercial | Ducted CEE Tier 1
211265008 | Central HP <5.4 tons | BRYANT HEATING AND COOLING SYSTEMS | HRCU-A-CB (Split System: Heat Pump with Remote Outdoor Unit-Air-Source) | 38MURAQ18AB3* |  |  | FM(C,U)4Z30**AL* |  | 18000 | 17.5 | 8.5 | 18500 | 18900 | 102.2% | 2.3 | 0 | 11 |  |  |  | No | R-410A | 1.5 | Residential & Commercial | Ducted CEE Tier 1
211228574 | Central HP <5.4 tons | BRYANT HEATING AND COOLING SYSTEMS | HRCU-A-CB (Split System: Heat Pump with Remote Outdoor Unit-Air-Source) | 38MURAQ36AB3* |  |  | CAP**4321AL* | 935SA48060E17*** | 36800 | 15.5 | 8.5 | 38500 | 34800 | 90.39% | 2.1 | 0 | 10 |  |  |  | No | R-410A | 3.0667 | Residential & Commercial | Ducted CEE Tier 1
211228674 | Central HP <5.4 tons | BRYANT HEATING AND COOLING SYSTEMS | HRCU-A-CB (Split System: Heat Pump with Remote Outdoor Unit-Air-Source) | 38MURAQ36AB3* |  |  | CAP**4321AL* | OVLAAB048112 | 36600 | 15.2 | 8.5 | 38500 | 35000 | 90.91% | 2.08 | 0 | 10 |  |  |  | No | R-410A | 3.05 | Residential & Commercial | Ducted CEE Tier 1
211228692 | Central HP <5.4 tons | BRYANT HEATING AND COOLING SYSTEMS | HRCU-A-CB (Split System: Heat Pump with Remote Outdoor Unit-Air-Source) | 38MURAQ36AB3* |  |  | CAP**4321AL* | OVMAAB042112 | 36200 | 15.5 | 8.5 | 38500 | 34800 | 90.39% | 2.06 | 0 | 10 |  |  |  | No | R-410A | 3.0167 | Residential & Commercial | Ducted CEE Tier 1
211229294 | Central HP <5.4 tons | BRYANT HEATING AND COOLING SYSTEMS | HRCU-A-CB (Split System: Heat Pump with Remote Outdoor Unit-Air-Source) | 38MURAQ36AB3* |  |  | CAP**4824AL* | 8(0,1)*SA60110E21*** | 36000 | 16.5 | 8.5 | 38500 | 34600 | 89.87% | 2.06 | 0 | 10 |  |  |  | No | R-410A | 3 | Residential & Commercial | Ducted CEE Tier 1
211228960 | Central HP <5.4 tons | BRYANT HEATING AND COOLING SYSTEMS | HRCU-A-CB (Split System: Heat Pump with Remote Outdoor Unit-Air-Source) | 38MURAQ36AB3* |  |  | CAP**4821AL* | 912SD42060E17*** | 36000 | 16 | 8.5 | 38500 | 34600 | 89.87% | 2.06 | 0 | 10 |  |  |  | No | R-410A | 3 | Residential & Commercial | Ducted CEE Tier 1
205750691 | Central HP <5.4 tons | DAY & NIGHT | HRCU-A-CB (Split System: Heat Pump with Remote Outdoor Unit-Air-Source) | CVH825GKA2* |  |  | EA*4X37L21A*+WALLCON | *97CMN0801714A* | 24400 | 16.5 | 8.1 | 21200 | 16700 | 78.77% | 2.02 | 11 | 11 |  |  |  | No | R-410A | 2.0333 | Residential & Commercial | Ducted CEE Tier 1
205750731 | Central HP <5.4 tons | DAY & NIGHT | HRCU-A-CB (Split System: Heat Pump with Remote Outdoor Unit-Air-Source) | CVH825GKA2* |  |  | EA*4X37L21A*+WALLCON | *80CTL0901716A* | 24600 | 17.5 | 8.5 | 21000 | 16500 | 78.57% | 2.04 | 12 | 11.7 |  |  |  | No | R-410A | 2.05 | Residential & Commercial | Ducted CEE Tier 1
205750747 | Central HP <5.4 tons | DAY & NIGHT | HRCU-A-CB (Split System: Heat Pump with Remote Outdoor Unit-Air-Source) | CVH825GKA2* |  |  | EA*4X37L21A*+WALLCON | *97CMN0602120A* | 24400 | 16.5 | 8.1 | 21200 | 16700 | 78.77% | 2.02 | 11 | 11 |  |  |  | No | R-410A | 2.0333 | Residential & Commercial | Ducted CEE Tier 1
205750730 | Central HP <5.4 tons | COMFORTMAKER | HRCU-A-CB (Split System: Heat Pump with Remote Outdoor Unit-Air-Source) | CVH825GKA2* |  |  | EA*4X37L21A*+WALLCON | *80CTL0901716A* | 24600 | 17.5 | 8.5 | 21000 | 16500 | 78.57% | 2.04 | 12 | 11.7 |  |  |  | No | R-410A | 2.05 | Residential & Commercial | Ducted CEE Tier 1
216571167 | Central HP <5.4 tons | AMERICAN STANDARD | HRCU-A-CB (Split System: Heat Pump with Remote Outdoor Unit-Air-Source) | 5A6V0X60A1 |  |  | 5TXCD008AS3 | S8V2C080M5PDB | 52000 | 18.6 | 9 | 54000 | 38500 | 71.3% | 2 | 0 | 10 |  |  |  | No | R-454B | 4.3333 | Residential & Commercial | Ducted CEE Tier 1
215932279 | Central HP <5.4 tons | COMFORTMAKER | HRCU-A-CB (Split System: Heat Pump with Remote Outdoor Unit-Air-Source) | C5H3V36*K*AAA* |  |  | EA*5X42M21A*+WALLCON | *95CSU1002122B* | 32800 | 20 | 9.5 | 34600 | 26600 | 76.88% | 2.02 | 0 | 11.5 |  |  |  | No | R-454B | 2.7333 | Residential & Commercial | Ducted CEE Tier 1
215932329 | Central HP <5.4 tons | COMFORTMAKER | HRCU-A-CB (Split System: Heat Pump with Remote Outdoor Unit-Air-Source) | C5H3V36*K*AAA* |  |  | EA*5X42M21A*+WALLCON | *97CMN1002122B* | 32800 | 20 | 9.5 | 34800 | 26600 | 76.44% | 2 | 0 | 11.5 |  |  |  | No | R-454B | 2.7333 | Residential & Commercial | Ducted CEE Tier 1
213771184 | Central HP <5.4 tons | TEMPSTAR | HRCU-A-CB (Split System: Heat Pump with Remote Outdoor Unit-Air-Source) | TVH825GKA2* |  |  | EA*4X37L21A*+WALLCON | *95CSU0601716B* | 24400 | 16.5 | 8.1 | 21400 | 16700 | 78.04% | 2.02 | 0 | 10.5 |  |  |  | No | R-410A | 2.0333 | Residential & Commercial | Ducted CEE Tier 1
211229542 | Central HP <5.4 tons | BRYANT HEATING AND COOLING SYSTEMS | HRCU-A-CB (Split System: Heat Pump with Remote Outdoor Unit-Air-Source) | 38MURAQ36AB3* |  |  | CAP**4824AL* | 926SA60100V21*** | 36000 | 16 | 8.5 | 38500 | 34600 | 89.87% | 2.06 | 0 | 10 |  |  |  | No | R-410A | 3 | Residential & Commercial | Ducted CEE Tier 1
211230428 | Central HP <5.4 tons | BRYANT HEATING AND COOLING SYSTEMS | HRCU-A-CB (Split System: Heat Pump with Remote Outdoor Unit-Air-Source) | 38MURAQ36AB3* |  |  | CNPV*4824AL* | 8(0,1)*SA60090E21*** | 36600 | 16 | 8.1 | 39500 | 34800 | 88.1% | 2.04 | 0 | 10.5 |  |  |  | No | R-410A | 3.05 | Residential & Commercial | Ducted CEE Tier 1
211230464 | Central HP <5.4 tons | BRYANT HEATING AND COOLING SYSTEMS | HRCU-A-CB (Split System: Heat Pump with Remote Outdoor Unit-Air-Source) | 38MURAQ36AB3* |  |  | CNPV*4824AL* | 8(0,1)*SA60110E24*** | 36000 | 16.5 | 8.1 | 38500 | 34800 | 90.39% | 2.02 | 0 | 10.5 |  |  |  | No | R-410A | 3 | Residential & Commercial | Ducted CEE Tier 1
215931529 | Central HP <5.4 tons | COMFORTMAKER | HRCU-A-CB (Split System: Heat Pump with Remote Outdoor Unit-Air-Source) | C5H3V60*K*AAA* |  |  | EA*5X60M24A*+WALLCON | *80CSU1002120A* | 55500 | 18.5 | 8.5 | 60500 | 46000 | 76.03% | 2.04 | 0 | 11 |  |  |  | No | R-454B | 4.625 | Residential & Commercial | Ducted CEE Tier 1
215931879 | Central HP <5.4 tons | COMFORTMAKER | HRCU-A-CB (Split System: Heat Pump with Remote Outdoor Unit-Air-Source) | C5H3V60*K*AAA* |  |  | ESH5X60M12A*+WALLCON | *97CMN0802120B* | 56000 | 17.5 | 8.1 | 61000 | 46000 | 75.41% | 1.95 | 0 | 11 |  |  |  | No | R-454B | 4.6667 | Residential & Commercial | Ducted CEE Tier 1
215942443 | Central HP <5.4 tons | AIRQUEST | HRCU-A-CB (Split System: Heat Pump with Remote Outdoor Unit-Air-Source) | H5H3V36*K*AAA* |  |  | EVM5X61M24A*+WALLCON | *97CMN0802120B* | 36000 | 22 | 8.5 | 37400 | 28200 | 75.4% | 2.04 | 0 | 12.5 |  |  |  | No | R-454B | 3 | Residential & Commercial | Ducted CEE Tier 1
212972734 | Central HP <5.4 tons | AIRQUEST | HRCU-A-CB (Split System: Heat Pump with Remote Outdoor Unit-Air-Source) | DLCURAH18ABK |  |  | EN(A,D)4X24L14** | *96VSN0401410B* | 17400 | 15.5 | 8.5 | 18500 | 19200 | 103.8% | 2.3 | 0 | 10.5 |  |  |  | No | R-410A | 1.45 | Residential & Commercial | Ducted CEE Tier 1
211241438 | Central HP <5.4 tons | BRYANT HEATING AND COOLING SYSTEMS | HRCU-A-CB (Split System: Heat Pump with Remote Outdoor Unit-Air-Source) | 38MURAQ24AB3* |  |  | CAP**3017AL* | 935SA36040E17*** | 23600 | 16.5 | 8.5 | 26000 | 23800 | 91.54% | 1.98 | 0 | 10 |  |  |  | No | R-410A | 1.9667 | Residential & Commercial | Ducted CEE Tier 1
211260590 | Central HP <5.4 tons | AIRQUEST | HRCU-A-CB (Split System: Heat Pump with Remote Outdoor Unit-Air-Source) | DLCURAH18ABK |  |  | EA*4X24L17A* | *92ESN0601714A* | 17700 | 16.5 | 8.5 | 18500 | 19100 | 103.2% | 2.3 | 0 | 10.5 |  |  |  | No | R-410A | 1.475 | Residential & Commercial | Ducted CEE Tier 1
214229000 | Central HP <5.4 tons | TEMPSTAR | HRCU-A-CB (Split System: Heat Pump with Remote Outdoor Unit-Air-Source) | DLCURAH18ABK |  |  | EA*4X25L17A* | *80MSU0601716A* | 18200 | 16.5 | 8.5 | 18000 | 17500 | 97.22% | 2.12 | 0 | 11 |  |  |  | No | R-410A | 1.5167 | Residential & Commercial | Ducted CEE Tier 1
210692076 | Central HP <5.4 tons | AMERICAN STANDARD | HRCU-A-CB (Split System: Heat Pump with Remote Outdoor Unit-Air-Source) | 4A6V0X60A1 |  |  | 4PX*DU60BS3 | S8V2D120M5PCA | 54000 | 19 | 8.2 | 52000 | 39500 | 75.96% | 1.83 | 12 | 11.7 |  |  |  | No | R-410A | 4.5 | Residential & Commercial | Ducted CEE Tier 1
212969811 | Central HP <5.4 tons | DAY & NIGHT | HRCU-A-CB (Split System: Heat Pump with Remote Outdoor Unit-Air-Source) | DLCURAH24ABK |  |  | EN(A,D)4X24L17** | *80VSL0451412B* | 23400 | 17 | 8.5 | 27000 | 25000 | 92.59% | 2.08 | 0 | 10 |  |  |  | No | R-410A | 1.95 | Residential & Commercial | Ducted CEE Tier 1
212969831 | Central HP <5.4 tons | DAY & NIGHT | HRCU-A-CB (Split System: Heat Pump with Remote Outdoor Unit-Air-Source) | DLCURAH24ABK |  |  | EN(A,D)4X30L17** | *80VSL0451412B* | 23600 | 17 | 8.5 | 26200 | 24600 | 93.89% | 2.04 | 0 | 10.5 |  |  |  | No | R-410A | 1.9667 | Residential & Commercial | Ducted CEE Tier 1
205751093 | Central HP <5.4 tons | DAY & NIGHT | HRCU-A-CB (Split System: Heat Pump with Remote Outdoor Unit-Air-Source) | CVH837GKA** |  |  | EA*4X37L21A*+WALLCON | *80CTL0901716A* | 33000 | 18 | 8.5 | 32800 | 25000 | 76.22% | 2 | 12 | 11.7 |  |  |  | No | R-410A | 2.75 | Residential & Commercial | Ducted CEE Tier 1
212979910 | Central HP <5.4 tons | COMFORTMAKER | HRCU-A-CB (Split System: Heat Pump with Remote Outdoor Unit-Air-Source) | DLCURAH24ABK |  |  | EN(A,D)4X30L17** | *80MS(N,L)0901714A* | 23600 | 17 | 8.5 | 26400 | 24400 | 92.42% | 2.02 | 0 | 10.5 |  |  |  | No | R-410A | 1.9667 | Residential & Commercial | Ducted CEE Tier 1
210532924 | Central HP <5.4 tons | CARRIER | HRCU-A-CB (Split System: Heat Pump with Remote Outdoor Unit-Air-Source) | 25VNA448A*031* |  |  | CSPH*4812AL*+UI | 59TN6B120C24**22 | 44500 | 20.5 | 9 | 46500 | 36400 | 78.28% | 2.22 | 0 | 11.7 |  |  |  | No | R-410A | 3.7083 | Residential & Commercial | Ducted CEE Tier 1
213770508 | Central HP <5.4 tons | AIRQUEST | HRCU-A-CB (Split System: Heat Pump with Remote Outdoor Unit-Air-Source) | HVH825GKA2* |  |  | EA*4X24L17A*+WALLCON | *80CTL0701716B* | 23200 | 16.5 | 8.1 | 22000 | 16800 | 76.36% | 1.9 | 0 | 10.5 |  |  |  | No | R-410A | 1.9333 | Residential & Commercial | Ducted CEE Tier 1
213770608 | Central HP <5.4 tons | AIRQUEST | HRCU-A-CB (Split System: Heat Pump with Remote Outdoor Unit-Air-Source) | HVH825GKA2* |  |  | EA*4X25L17A*+WALLCON | *80CTL0701716B* | 24400 | 16.5 | 8.1 | 21200 | 16700 | 78.77% | 2.02 | 0 | 11 |  |  |  | No | R-410A | 2.0333 | Residential & Commercial | Ducted CEE Tier 1
213771108 | Central HP <5.4 tons | AIRQUEST | HRCU-A-CB (Split System: Heat Pump with Remote Outdoor Unit-Air-Source) | HVH825GKA2* |  |  | EA*4X37L17A*+WALLCON | *96CTN0601714B* | 24000 | 16 | 8.1 | 21400 | 16800 | 78.5% | 1.98 | 0 | 11 |  |  |  | No | R-410A | 2 | Residential & Commercial | Ducted CEE Tier 1
213770808 | Central HP <5.4 tons | AIRQUEST | HRCU-A-CB (Split System: Heat Pump with Remote Outdoor Unit-Air-Source) | HVH825GKA2* |  |  | EA*4X36L17A*+WALLCON | *80CTL0451712B* | 23400 | 16 | 8.1 | 21600 | 16800 | 77.78% | 1.92 | 0 | 10.5 |  |  |  | No | R-410A | 1.95 | Residential & Commercial | Ducted CEE Tier 1
211259626 | Central HP <5.4 tons | BRYANT HEATING AND COOLING SYSTEMS | HRCU-A-CB (Split System: Heat Pump with Remote Outdoor Unit-Air-Source) | 38MURAQ18AB3* |  |  | CAP**1917AL* | 926SA36040V17*** | 18200 | 15.5 | 8.5 | 18300 | 17600 | 96.17% | 2.12 | 0 | 10.5 |  |  |  | No | R-410A | 1.5167 | Residential & Commercial | Ducted CEE Tier 1
211260011 | Central HP <5.4 tons | BRYANT HEATING AND COOLING SYSTEMS | HRCU-A-CB (Split System: Heat Pump with Remote Outdoor Unit-Air-Source) | 38MURAQ18AB3* |  |  | CAP**1917AL* | 83*SA48060E17*** | 19100 | 16.5 | 9 | 19000 | 17400 | 91.58% | 2.14 | 0 | 11 |  |  |  | No | R-410A | 1.5917 | Residential & Commercial | Ducted CEE Tier 1
211260028 | Central HP <5.4 tons | BRYANT HEATING AND COOLING SYSTEMS | HRCU-A-CB (Split System: Heat Pump with Remote Outdoor Unit-Air-Source) | 38MURAQ18AB3* |  |  | CAP**1917AL* | OVMAAB036098 | 18800 | 16 | 8.5 | 18800 | 17500 | 93.09% | 2.12 | 0 | 11 |  |  |  | No | R-410A | 1.5667 | Residential & Commercial | Ducted CEE Tier 1
211260295 | Central HP <5.4 tons | BRYANT HEATING AND COOLING SYSTEMS | HRCU-A-CB (Split System: Heat Pump with Remote Outdoor Unit-Air-Source) | 38MURAQ18AB3* |  |  | CAP**2417AL* | 926SA36060V14*** | 17900 | 16 | 8.5 | 18800 | 19000 | 101.1% | 2.28 | 0 | 10.5 |  |  |  | No | R-410A | 1.4917 | Residential & Commercial | Ducted CEE Tier 1
211260362 | Central HP <5.4 tons | BRYANT HEATING AND COOLING SYSTEMS | HRCU-A-CB (Split System: Heat Pump with Remote Outdoor Unit-Air-Source) | 38MURAQ18AB3* |  |  | CAP**2417AL* | 82*SA48070V17*** | 17400 | 16 | 8.5 | 18300 | 19200 | 104.9% | 2.32 | 0 | 10.5 |  |  |  | No | R-410A | 1.45 | Residential & Commercial | Ducted CEE Tier 1
211260963 | Central HP <5.4 tons | BRYANT HEATING AND COOLING SYSTEMS | HRCU-A-CB (Split System: Heat Pump with Remote Outdoor Unit-Air-Source) | 38MURAQ18AB3* |  |  | CAP**2517AL* | 926TB42060V17*** | 18200 | 16 | 8.5 | 18100 | 17500 | 96.69% | 2.12 | 0 | 10.5 |  |  |  | No | R-410A | 1.5167 | Residential & Commercial | Ducted CEE Tier 1
216571091 | Central HP <5.4 tons | AMERICAN STANDARD | HRCU-A-CB (Split System: Heat Pump with Remote Outdoor Unit-Air-Source) | 5A6V0X48A1 |  |  | 5PX*CD09AS3 | S8V2C080M5PCB | 45500 | 20 | 9.4 | 46500 | 33600 | 72.26% | 2 | 0 | 12 |  |  |  | No | R-454B | 3.7917 | Residential & Commercial | Ducted CEE Tier 1
214239358 | Central HP <5.4 tons | COMFORTMAKER | HRCU-A-CB (Split System: Heat Pump with Remote Outdoor Unit-Air-Source) | CVH837GKA2* |  |  | EN(A,D,W)4X60L24**+WALLCON | *80CTL0902120B* | 32800 | 17.5 | 8.1 | 32200 | 24600 | 76.4% | 1.96 | 0 | 12 |  |  |  | No | R-410A | 2.7333 | Residential & Commercial | Ducted CEE Tier 1
212970431 | Central HP <5.4 tons | DAY & NIGHT | HRCU-A-CB (Split System: Heat Pump with Remote Outdoor Unit-Air-Source) | DLCURAH36ABK |  |  | EA*4X48L21A* | *80VSL0701716B* | 36000 | 16 | 8.5 | 38500 | 34800 | 90.39% | 2.02 | 0 | 10 |  |  |  | No | R-410A | 3 | Residential & Commercial | Ducted CEE Tier 1
216571099 | Central HP <5.4 tons | AMERICAN STANDARD | HRCU-A-CB (Split System: Heat Pump with Remote Outdoor Unit-Air-Source) | 5A6V0X48A1 |  |  | 5PX*D008AS3 | S8V2C080M5PDB | 44500 | 20 | 9.7 | 47000 | 34000 | 72.34% | 2.1 | 0 | 12 |  |  |  | No | R-454B | 3.7083 | Residential & Commercial | Ducted CEE Tier 1
216571115 | Central HP <5.4 tons | AMERICAN STANDARD | HRCU-A-CB (Split System: Heat Pump with Remote Outdoor Unit-Air-Source) | 5A6V0X48A1 |  |  | 5PX*DD10AS3 | S8V2C080M5PDB | 44000 | 20 | 9.7 | 46500 | 33600 | 72.26% | 2.1 | 0 | 11.7 |  |  |  | No | R-454B | 3.6667 | Residential & Commercial | Ducted CEE Tier 1
211207011 | Central HP <5.4 tons | YORK | HRCU-A-CB (Split System: Heat Pump with Remote Outdoor Unit-Air-Source) | YZV24B21 |  |  | XAMB24DE1N1+CC | TPLC080B12MP13 | 22400 | 18 | 8.5 | 23600 | 18400 | 77.97% | 1.92 | 0 | 12 |  |  |  | No | R-410A | 1.8667 | Residential & Commercial | Ducted CEE Tier 1
211207043 | Central HP <5.4 tons | YORK | HRCU-A-CB (Split System: Heat Pump with Remote Outdoor Unit-Air-Source) | YZV48B21 |  |  | XAMC48HE3N1+CC | YPLC120C20MP13 | 43500 | 19 | 9 | 44500 | 36200 | 81.35% | 2.14 | 0 | 12 |  |  |  | No | R-410A | 3.625 | Residential & Commercial | Ducted CEE Tier 1
216551627 | Central HP <5.4 tons | FRIEDRICH | HRCU-A-CB (Split System: Heat Pump with Remote Outdoor Unit-Air-Source) | FRP19AY24AJVC |  |  | RCFY2421HEAAM | FR921V0403A17M4 | 22800 | 21 | 10 | 22800 | 18500 | 81.14% | 1.8 | 0 | 13 |  |  |  | No | R-454B | 1.9 | Residential & Commercial | Ducted CEE Tier 1
216551630 | Central HP <5.4 tons | FRIEDRICH | HRCU-A-CB (Split System: Heat Pump with Remote Outdoor Unit-Air-Source) | FRP19AY24AJVC |  |  | RCFY2421HEAAM | FR951V0603A17UH | 22800 | 21 | 10 | 22800 | 18600 | 81.58% | 1.8 | 0 | 13 |  |  |  | No | R-454B | 1.9 | Residential & Commercial | Ducted CEE Tier 1
211261061 | Central HP <5.4 tons | AIRQUEST | HRCU-A-CB (Split System: Heat Pump with Remote Outdoor Unit-Air-Source) | DLCURAH18ABK |  |  | EA*4X25L17A* | *92ESN0401712A* | 18400 | 15.5 | 8.5 | 18300 | 17500 | 95.63% | 2.12 | 0 | 10.5 |  |  |  | No | R-410A | 1.5333 | Residential & Commercial | Ducted CEE Tier 1
206765907 | Central HP <5.4 tons | HEIL | HRCU-A-CB (Split System: Heat Pump with Remote Outdoor Unit-Air-Source) | HVH825GKA3* |  |  | EA*4X37L17A*+WALLCON | *80CTL0701412A* | 24200 | 17 | 8.1 | 21400 | 16600 | 77.57% | 2 | 11 | 11 |  |  |  | No | R-410A | 2.0167 | Residential & Commercial | Ducted CEE Tier 1
214279740 | Central HP <5.4 tons | COMFORTMAKER | HRCU-A-CB (Split System: Heat Pump with Remote Outdoor Unit-Air-Source) | DLCURAH18ABK |  |  | EA*4X24L17A* | *96MSN0601716A* | 17200 | 16 | 8.5 | 18100 | 19400 | 107.2% | 2.32 | 0 | 10.5 |  |  |  | No | R-410A | 1.4333 | Residential & Commercial | Ducted CEE Tier 1
211261827 | Central HP <5.4 tons | AIRQUEST | HRCU-A-CB (Split System: Heat Pump with Remote Outdoor Unit-Air-Source) | DLCURAH18ABK |  |  | EA*4X30L17A* | *80VTL0701716A* | 17500 | 16.5 | 8.5 | 17900 | 18600 | 103.9% | 2.24 | 0 | 10.5 |  |  |  | No | R-410A | 1.4583 | Residential & Commercial | Ducted CEE Tier 1
216571311 | Central HP <5.4 tons | AMERICAN STANDARD | HRCU-A-CB (Split System: Heat Pump with Remote Outdoor Unit-Air-Source) | 5A6V8X36A1 |  |  | 5TXCC009AS3 | S8V2C100M5PCB | 33200 | 18.1 | 8.5 | 33200 | 25400 | 76.51% | 2.1 | 0 | 10.5 |  |  |  | No | R-454B | 2.7667 | Residential & Commercial | Ducted CEE Tier 1
216571327 | Central HP <5.4 tons | AMERICAN STANDARD | HRCU-A-CB (Split System: Heat Pump with Remote Outdoor Unit-Air-Source) | 5A6V8X60A1 |  |  | 5PX*D008AS3 | *UHMD120CCV5+LRP | 52500 | 18.1 | 8.5 | 55500 | 39500 | 71.17% | 2 | 0 | 10 |  |  |  | No | R-454B | 4.375 | Residential & Commercial | Ducted CEE Tier 1
216571315 | Central HP <5.4 tons | AMERICAN STANDARD | HRCU-A-CB (Split System: Heat Pump with Remote Outdoor Unit-Air-Source) | 5A6V8X36A1 |  |  | 5TXCC009AS3 | S8V2C080M5PCB | 33000 | 18.1 | 8.5 | 33000 | 25200 | 76.36% | 2.1 | 0 | 10.5 |  |  |  | No | R-454B | 2.75 | Residential & Commercial | Ducted CEE Tier 1
212362842 | Central HP <5.4 tons | GOETTL | HRCU-A-CB (Split System: Heat Pump with Remote Outdoor Unit-Air-Source) | GSZV903610A* |  |  | CSCF3642N6D*+TXV | G*VM970803BNB* | 33800 | 18.5 | 8.2 | 34000 | 24400 | 71.76% | 1.8 | 0 | 11.5 |  |  |  | No | R-410A | 2.8167 | Residential & Commercial | Ducted CEE Tier 1
216571259 | Central HP <5.4 tons | AMERICAN STANDARD | HRCU-A-CB (Split System: Heat Pump with Remote Outdoor Unit-Air-Source) | 5A6V8X36A1 |  |  | 5PX*B006AS3 | L8V1A060U3VSB+LRP | 32400 | 18.1 | 8.5 | 33400 | 25800 | 77.25% | 2 | 0 | 10 |  |  |  | No | R-454B | 2.7 | Residential & Commercial | Ducted CEE Tier 1
216571291 | Central HP <5.4 tons | AMERICAN STANDARD | HRCU-A-CB (Split System: Heat Pump with Remote Outdoor Unit-Air-Source) | 5A6V8X36A1 |  |  | 5PX*D010AS3 | S8V2D120M5PDB | 33600 | 18.1 | 8.5 | 33000 | 25200 | 76.36% | 2.1 | 0 | 10.5 |  |  |  | No | R-454B | 2.8 | Residential & Commercial | Ducted CEE Tier 1
216571323 | Central HP <5.4 tons | AMERICAN STANDARD | HRCU-A-CB (Split System: Heat Pump with Remote Outdoor Unit-Air-Source) | 5A6V8X36A1 |  |  | 5TXCD010AS3 | S8V2D120M5PCB | 33600 | 18.1 | 8.5 | 33200 | 25200 | 75.9% | 2.1 | 0 | 10.5 |  |  |  | No | R-454B | 2.8 | Residential & Commercial | Ducted CEE Tier 1
216571267 | Central HP <5.4 tons | AMERICAN STANDARD | HRCU-A-CB (Split System: Heat Pump with Remote Outdoor Unit-Air-Source) | 5A6V8X36A1 |  |  | 5PX*C009AS3 | S8V2C100M5PCB | 33200 | 18.1 | 8.5 | 33200 | 25400 | 76.51% | 2.1 | 0 | 10.5 |  |  |  | No | R-454B | 2.7667 | Residential & Commercial | Ducted CEE Tier 1
216571281 | Central HP <5.4 tons | AMERICAN STANDARD | HRCU-A-CB (Split System: Heat Pump with Remote Outdoor Unit-Air-Source) | 5A6V8X36A1 |  |  | 5PX*CD09AS3 | S8V2C080M5PCB | 33200 | 18.1 | 8.5 | 32800 | 25200 | 76.83% | 2.1 | 0 | 10.5 |  |  |  | No | R-454B | 2.7667 | Residential & Commercial | Ducted CEE Tier 1
216551796 | Central HP <5.4 tons | FRIEDRICH | HRCU-A-CB (Split System: Heat Pump with Remote Outdoor Unit-Air-Source) | FRP19AY48AJVC |  |  | TCFY4821SEAAM | FR802V0754A17UH | 45500 | 19 | 10 | 45500 | 42000 | 92.31% | 2.1 | 0 | 12 |  |  |  | No | R-454B | 3.7917 | Residential & Commercial | Ducted CEE Tier 1
216551811 | Central HP <5.4 tons | FRIEDRICH | HRCU-A-CB (Split System: Heat Pump with Remote Outdoor Unit-Air-Source) | FRP19AY48AJVC |  |  | TCFY4821SEAAM | FR962V0705A21M4 | 45500 | 18 | 10 | 45500 | 42000 | 92.31% | 2.1 | 0 | 12 |  |  |  | No | R-454B | 3.7917 | Residential & Commercial | Ducted CEE Tier 1
216571131 | Central HP <5.4 tons | AMERICAN STANDARD | HRCU-A-CB (Split System: Heat Pump with Remote Outdoor Unit-Air-Source) | 5A6V0X48A1 |  |  | 5TXCD008AS3 | *UHMD120CCV5+LRP | 44000 | 20 | 9.7 | 47000 | 33800 | 71.91% | 2.1 | 0 | 12 |  |  |  | No | R-454B | 3.6667 | Residential & Commercial | Ducted CEE Tier 1
216571097 | Central HP <5.4 tons | AMERICAN STANDARD | HRCU-A-CB (Split System: Heat Pump with Remote Outdoor Unit-Air-Source) | 5A6V0X48A1 |  |  | 5PX*D008AS3 | S8V2C080M5PCB | 44500 | 20 | 9.7 | 47000 | 34000 | 72.34% | 2.1 | 0 | 12 |  |  |  | No | R-454B | 3.7083 | Residential & Commercial | Ducted CEE Tier 1
216571117 | Central HP <5.4 tons | AMERICAN STANDARD | HRCU-A-CB (Split System: Heat Pump with Remote Outdoor Unit-Air-Source) | 5A6V0X48A1 |  |  | 5PX*DD10AS3 | *DHMC100CCV4+LRP | 44000 | 19.4 | 9.7 | 46500 | 33600 | 72.26% | 2.1 | 0 | 11.7 |  |  |  | No | R-454B | 3.6667 | Residential & Commercial | Ducted CEE Tier 1
210691849 | Central HP <5.4 tons | TRANE | HRCU-A-CB (Split System: Heat Pump with Remote Outdoor Unit-Air-Source) | 4TWV0X60A1 |  |  | 4PX*CU60BS3 | S8V2C100M5PCA | 54000 | 19 | 8.2 | 52000 | 40000 | 76.92% | 1.78 | 11.7 | 11.7 |  |  |  | No | R-410A | 4.5 | Residential & Commercial | Ducted CEE Tier 1
211261316 | Central HP <5.4 tons | BRYANT HEATING AND COOLING SYSTEMS | HRCU-A-CB (Split System: Heat Pump with Remote Outdoor Unit-Air-Source) | 38MURAQ18AB3* |  |  | CAP**3014AL* | 82*TA36070V14*** | 17800 | 16.5 | 8.5 | 18300 | 18500 | 101.1% | 2.22 | 0 | 10.5 |  |  |  | No | R-410A | 1.4833 | Residential & Commercial | Ducted CEE Tier 1
211261449 | Central HP <5.4 tons | BRYANT HEATING AND COOLING SYSTEMS | HRCU-A-CB (Split System: Heat Pump with Remote Outdoor Unit-Air-Source) | 38MURAQ18AB3* |  |  | CAP**3014AL* | 912SD36060E14*** | 18200 | 16 | 8.5 | 18700 | 18400 | 98.4% | 2.22 | 0 | 10.5 |  |  |  | No | R-410A | 1.5167 | Residential & Commercial | Ducted CEE Tier 1
211261717 | Central HP <5.4 tons | BRYANT HEATING AND COOLING SYSTEMS | HRCU-A-CB (Split System: Heat Pump with Remote Outdoor Unit-Air-Source) | 38MURAQ18AB3* |  |  | CAP**3017AL* | 82*SA48070V17*** | 17600 | 16 | 8.5 | 18100 | 18600 | 102.8% | 2.24 | 0 | 10.5 |  |  |  | No | R-410A | 1.4667 | Residential & Commercial | Ducted CEE Tier 1
215936923 | Central HP <5.4 tons | TEMPSTAR | HRCU-A-CB (Split System: Heat Pump with Remote Outdoor Unit-Air-Source) | T5H3V36*K*AAA* |  |  | EVD5X61M21A*+WALLCON | *96CTN0601714B* | 35600 | 21.5 | 8.5 | 37600 | 28200 | 75% | 2 | 0 | 12 |  |  |  | No | R-454B | 2.9667 | Residential & Commercial | Ducted CEE Tier 1
212985953 | Central HP <5.4 tons | CARRIER | HRCU-A-CB (Split System: Heat Pump with Remote Outdoor Unit-Air-Source) | 38MURAQ18AB3* |  |  | CNPV*2417AL* | 59SC6A026M14**10 | 17300 | 20 | 8.1 | 18300 | 19200 | 104.9% | 2.3 | 0 | 10.5 |  |  |  | No | R-410A | 1.4417 | Residential & Commercial | Ducted CEE Tier 1
213771654 | Central HP <5.4 tons | TEMPSTAR | HRCU-A-CB (Split System: Heat Pump with Remote Outdoor Unit-Air-Source) | TVH825GKA2* |  |  | EA*4X48L21A*+WALLCON | *96CTN0601714B* | 24000 | 16.5 | 8.1 | 21000 | 16600 | 79.05% | 2 | 0 | 10.5 |  |  |  | No | R-410A | 2 | Residential & Commercial | Ducted CEE Tier 1
213772504 | Central HP <5.4 tons | TEMPSTAR | HRCU-A-CB (Split System: Heat Pump with Remote Outdoor Unit-Air-Source) | TVH825GKA2* |  |  | EHD4X48AAL+WALLCON | *95CSU0601716B* | 24200 | 16 | 8.1 | 21400 | 16600 | 77.57% | 2.02 | 0 | 10.5 |  |  |  | No | R-410A | 2.0167 | Residential & Commercial | Ducted CEE Tier 1
215932359 | Central HP <5.4 tons | COMFORTMAKER | HRCU-A-CB (Split System: Heat Pump with Remote Outdoor Unit-Air-Source) | C5H3V36*K*AAA* |  |  | EA*5X42M21A*+WALLCON | *96CTN1002122B* | 32800 | 20 | 9.5 | 34800 | 26600 | 76.44% | 2 | 0 | 11.5 |  |  |  | No | R-454B | 2.7333 | Residential & Commercial | Ducted CEE Tier 1
211260625 | Central HP <5.4 tons | AIRQUEST | HRCU-A-CB (Split System: Heat Pump with Remote Outdoor Unit-Air-Source) | DLCURAH18ABK |  |  | EA*4X24L17A* | *80ES(N,L)0701412A* | 17600 | 16 | 8.5 | 18400 | 19100 | 103.8% | 2.3 | 0 | 10.5 |  |  |  | No | R-410A | 1.4667 | Residential & Commercial | Ducted CEE Tier 1
211260759 | Central HP <5.4 tons | AIRQUEST | HRCU-A-CB (Split System: Heat Pump with Remote Outdoor Unit-Air-Source) | DLCURAH18ABK |  |  | EA*4X25L17A* | *95ESU0401712A* | 18200 | 16.5 | 8.5 | 18000 | 17600 | 97.78% | 2.12 | 0 | 11 |  |  |  | No | R-410A | 1.5167 | Residential & Commercial | Ducted CEE Tier 1
216571197 | Central HP <5.4 tons | AMERICAN STANDARD | HRCU-A-CB (Split System: Heat Pump with Remote Outdoor Unit-Air-Source) | 5A6V8X24A1 |  |  | 5PX*B006AS3 | L8V1B080U4VSB+LRP | 22000 | 18.1 | 8.5 | 23000 | 18600 | 80.87% | 2.2 | 0 | 11.5 |  |  |  | No | R-454B | 1.8333 | Residential & Commercial | Ducted CEE Tier 1
206136186 | Central HP <5.4 tons | HEIL | HRCU-A-CB (Split System: Heat Pump with Remote Outdoor Unit-Air-Source) | HVH837GKA** |  |  | EA*4X48L24A*+WALLCON | *95CSU0802120A* | 32400 | 17.5 | 8.5 | 32400 | 24800 | 76.54% | 2 | 12 | 11.5 |  |  |  | No | R-410A | 2.7 | Residential & Commercial | Ducted CEE Tier 1
206136352 | Central HP <5.4 tons | HEIL | HRCU-A-CB (Split System: Heat Pump with Remote Outdoor Unit-Air-Source) | HVH837GKA** |  |  | EHD4X48AAL+WALLCON | *95CSU0802120A* | 32600 | 17 | 8.1 | 33000 | 24800 | 75.15% | 1.98 | 11.5 | 11 |  |  |  | No | R-410A | 2.7167 | Residential & Commercial | Ducted CEE Tier 1
212969581 | Central HP <5.4 tons | DAY & NIGHT | HRCU-A-CB (Split System: Heat Pump with Remote Outdoor Unit-Air-Source) | DLCURAH18ABK |  |  | EN(A,D)4X24L17** | *80VSL0451412B* | 17700 | 16.5 | 8.5 | 18700 | 19100 | 102.1% | 2.3 | 0 | 11 |  |  |  | No | R-410A | 1.475 | Residential & Commercial | Ducted CEE Tier 1
216571215 | Central HP <5.4 tons | AMERICAN STANDARD | HRCU-A-CB (Split System: Heat Pump with Remote Outdoor Unit-Air-Source) | 5A6V8X24A1 |  |  | 5PX*BD06AS3 | S8V2B060M4PDB | 21800 | 18.1 | 8.5 | 23800 | 18700 | 78.57% | 2.2 | 0 | 11.5 |  |  |  | No | R-454B | 1.8167 | Residential & Commercial | Ducted CEE Tier 1
212985823 | Central HP <5.4 tons | CARRIER | HRCU-A-CB (Split System: Heat Pump with Remote Outdoor Unit-Air-Source) | 38MURAQ24AB3* |  |  | CNPV*2414AL* | 59SC6A026M14**10 | 23200 | 16 | 8.5 | 27000 | 25200 | 93.33% | 2.08 | 0 | 10 |  |  |  | No | R-410A | 1.9333 | Residential & Commercial | Ducted CEE Tier 1
212986175 | Central HP <5.4 tons | CARRIER | HRCU-A-CB (Split System: Heat Pump with Remote Outdoor Unit-Air-Source) | 38MURAQ24AB3* |  |  | CAP**3017AL* | 59SC6A040M14**10 | 23400 | 16 | 8.5 | 26400 | 24600 | 93.18% | 2.04 | 0 | 10 |  |  |  | No | R-410A | 1.95 | Residential & Commercial | Ducted CEE Tier 1
212969561 | Central HP <5.4 tons | DAY & NIGHT | HRCU-A-CB (Split System: Heat Pump with Remote Outdoor Unit-Air-Source) | DLCURAH18ABK |  |  | EN(A,D)4X18L14** | *80VSL0451412B* | 17400 | 16 | 8.5 | 18600 | 19700 | 105.9% | 2.38 | 0 | 10.5 |  |  |  | No | R-410A | 1.45 | Residential & Commercial | Ducted CEE Tier 1
216571181 | Central HP <5.4 tons | AMERICAN STANDARD | HRCU-A-CB (Split System: Heat Pump with Remote Outdoor Unit-Air-Source) | 5A6V8X24A1 |  |  | 5PX*B003AS3 | S8V2A040M3PCB | 21200 | 18.1 | 8.5 | 24400 | 18900 | 77.46% | 2.1 | 0 | 11.2 |  |  |  | No | R-454B | 1.7667 | Residential & Commercial | Ducted CEE Tier 1
212984602 | Central HP <5.4 tons | BRYANT HEATING AND COOLING SYSTEMS | HRCU-A-CB (Split System: Heat Pump with Remote Outdoor Unit-Air-Source) | 38MURAQ24AB3* |  |  | CAP**3617AL* | 912SE48080M17*** | 23600 | 17.5 | 8.5 | 26200 | 24000 | 91.6% | 2 | 0 | 10 |  |  |  | No | R-410A | 1.9667 | Residential & Commercial | Ducted CEE Tier 1
212986644 | Central HP <5.4 tons | BRYANT HEATING AND COOLING SYSTEMS | HRCU-A-CB (Split System: Heat Pump with Remote Outdoor Unit-Air-Source) | 38MURAQ24AB3* |  |  | CNPV*3621AL* | 916SA36040M17*** | 23200 | 15.5 | 8.1 | 26000 | 24400 | 93.85% | 2.02 | 0 | 10 |  |  |  | No | R-410A | 1.9333 | Residential & Commercial | Ducted CEE Tier 1
212988698 | Central HP <5.4 tons | BRYANT HEATING AND COOLING SYSTEMS | HRCU-A-CB (Split System: Heat Pump with Remote Outdoor Unit-Air-Source) | 38MURAQ24AB3* |  |  | CAP**3717AL* | 935SB36040M17*** | 24000 | 16.5 | 8.5 | 25200 | 22200 | 88.1% | 1.84 | 0 | 10 |  |  |  | No | R-410A | 2 | Residential & Commercial | Ducted CEE Tier 1
211240508 | Central HP <5.4 tons | BRYANT HEATING AND COOLING SYSTEMS | HRCU-A-CB (Split System: Heat Pump with Remote Outdoor Unit-Air-Source) | 38MURAQ24AB3* |  |  | CAP**2417AL* | 82*TA36045V14*** | 24000 | 16.5 | 8.5 | 26800 | 24000 | 89.55% | 1.98 | 0 | 10 |  |  |  | No | R-410A | 2 | Residential & Commercial | Ducted CEE Tier 1
211240574 | Central HP <5.4 tons | BRYANT HEATING AND COOLING SYSTEMS | HRCU-A-CB (Split System: Heat Pump with Remote Outdoor Unit-Air-Source) | 38MURAQ24AB3* |  |  | CAP**2417AL* | 915SB36060E14*** | 24000 | 15.5 | 8.5 | 27200 | 23600 | 86.76% | 1.92 | 0 | 10 |  |  |  | No | R-410A | 2 | Residential & Commercial | Ducted CEE Tier 1
211240958 | Central HP <5.4 tons | BRYANT HEATING AND COOLING SYSTEMS | HRCU-A-CB (Split System: Heat Pump with Remote Outdoor Unit-Air-Source) | 38MURAQ24AB3* |  |  | CAP**2517AL* | 926TB36040V17*** | 23800 | 16 | 8.1 | 25200 | 21800 | 86.51% | 1.82 | 0 | 10 |  |  |  | No | R-410A | 1.9833 | Residential & Commercial | Ducted CEE Tier 1
211227122 | Central HP <5.4 tons | BRYANT HEATING AND COOLING SYSTEMS | HRCU-A-CB (Split System: Heat Pump with Remote Outdoor Unit-Air-Source) | 38MURAQ36AB3* |  |  | CAP**3721AL* | 926SA60100V21*** | 36400 | 16 | 8.5 | 38500 | 34800 | 90.39% | 2.08 | 0 | 10 |  |  |  | No | R-410A | 3.0333 | Residential & Commercial | Ducted CEE Tier 1
211227824 | Central HP <5.4 tons | BRYANT HEATING AND COOLING SYSTEMS | HRCU-A-CB (Split System: Heat Pump with Remote Outdoor Unit-Air-Source) | 38MURAQ36AB3* |  |  | CAP**4224AL* | 8(0,1)*SA60110E24*** | 35400 | 16.5 | 8.1 | 38500 | 35000 | 90.91% | 1.88 | 0 | 10 |  |  |  | No | R-410A | 2.95 | Residential & Commercial | Ducted CEE Tier 1
211227905 | Central HP <5.4 tons | BRYANT HEATING AND COOLING SYSTEMS | HRCU-A-CB (Split System: Heat Pump with Remote Outdoor Unit-Air-Source) | 38MURAQ36AB3* |  |  | CAP**4224AL* | 83*SA60100E21*** | 35600 | 16 | 8.1 | 38500 | 35000 | 90.91% | 1.88 | 0 | 10 |  |  |  | No | R-410A | 2.9667 | Residential & Commercial | Ducted CEE Tier 1
211228223 | Central HP <5.4 tons | BRYANT HEATING AND COOLING SYSTEMS | HRCU-A-CB (Split System: Heat Pump with Remote Outdoor Unit-Air-Source) | 38MURAQ36AB3* |  |  | CAP**4321AL* | 8(0,1)*SA36070E17*** | 36400 | 15.5 | 8.5 | 38500 | 34800 | 90.39% | 2.08 | 0 | 10 |  |  |  | No | R-410A | 3.0333 | Residential & Commercial | Ducted CEE Tier 1
211228342 | Central HP <5.4 tons | BRYANT HEATING AND COOLING SYSTEMS | HRCU-A-CB (Split System: Heat Pump with Remote Outdoor Unit-Air-Source) | 38MURAQ36AB3* |  |  | CAP**4321AL* | 83*SA48060E17*** | 37200 | 16 | 8.5 | 38500 | 34800 | 90.39% | 2.12 | 0 | 10 |  |  |  | No | R-410A | 3.1 | Residential & Commercial | Ducted CEE Tier 1
211228375 | Central HP <5.4 tons | BRYANT HEATING AND COOLING SYSTEMS | HRCU-A-CB (Split System: Heat Pump with Remote Outdoor Unit-Air-Source) | 38MURAQ36AB3* |  |  | CAP**4321AL* | 82*TA48070V17*** | 36200 | 16 | 8.5 | 38500 | 34800 | 90.39% | 2.08 | 0 | 10 |  |  |  | No | R-410A | 3.0167 | Residential & Commercial | Ducted CEE Tier 1
211228456 | Central HP <5.4 tons | BRYANT HEATING AND COOLING SYSTEMS | HRCU-A-CB (Split System: Heat Pump with Remote Outdoor Unit-Air-Source) | 38MURAQ36AB3* |  |  | CAP**4321AL* | 912SD60100E21*** | 37200 | 16 | 8.5 | 38500 | 34800 | 90.39% | 2.12 | 0 | 10 |  |  |  | No | R-410A | 3.1 | Residential & Commercial | Ducted CEE Tier 1
211228890 | Central HP <5.4 tons | BRYANT HEATING AND COOLING SYSTEMS | HRCU-A-CB (Split System: Heat Pump with Remote Outdoor Unit-Air-Source) | 38MURAQ36AB3* |  |  | CAP**4821AL* | 83*SA60100E21*** | 36000 | 16 | 8.5 | 38500 | 34600 | 89.87% | 2.06 | 0 | 10 |  |  |  | No | R-410A | 3 | Residential & Commercial | Ducted CEE Tier 1
211229111 | Central HP <5.4 tons | BRYANT HEATING AND COOLING SYSTEMS | HRCU-A-CB (Split System: Heat Pump with Remote Outdoor Unit-Air-Source) | 38MURAQ36AB3* |  |  | CAP**4821AL* | 935SA48060E17*** | 35600 | 16 | 8.5 | 38500 | 34600 | 89.87% | 2.04 | 0 | 10 |  |  |  | No | R-410A | 2.9667 | Residential & Commercial | Ducted CEE Tier 1
211229460 | Central HP <5.4 tons | BRYANT HEATING AND COOLING SYSTEMS | HRCU-A-CB (Split System: Heat Pump with Remote Outdoor Unit-Air-Source) | 38MURAQ36AB3* |  |  | CAP**4824AL* | 912SD66100E21*** | 37400 | 15.5 | 8.5 | 38500 | 35000 | 90.91% | 2.12 | 0 | 10 |  |  |  | No | R-410A | 3.1167 | Residential & Commercial | Ducted CEE Tier 1
211229980 | Central HP <5.4 tons | BRYANT HEATING AND COOLING SYSTEMS | HRCU-A-CB (Split System: Heat Pump with Remote Outdoor Unit-Air-Source) | 38MURAQ36AB3* |  |  | CNPV*4821AL* | 82*SA48045V17*** | 35800 | 15.5 | 8.1 | 38500 | 35000 | 90.91% | 2 | 0 | 10 |  |  |  | No | R-410A | 2.9833 | Residential & Commercial | Ducted CEE Tier 1
210470155 | Central HP <5.4 tons | TEMPSTAR | HRCU-A-CB (Split System: Heat Pump with Remote Outdoor Unit-Air-Source) | TVH837GKA2* |  |  | EA*4X42L21A*+WALLCON | *80CSU0401712A* | 31800 | 17 | 8.1 | 33200 | 24400 | 73.49% | 1.88 | 0 | 11 |  |  |  | No | R-410A | 2.65 | Residential & Commercial | Ducted CEE Tier 1
210470907 | Central HP <5.4 tons | TEMPSTAR | HRCU-A-CB (Split System: Heat Pump with Remote Outdoor Unit-Air-Source) | TVH837GKA2* |  |  | EN(A,D,W)4X60L24**+WALLCON | *80CSU1002120A* | 32800 | 17.5 | 8.1 | 32200 | 24600 | 76.4% | 1.96 | 0 | 11.7 |  |  |  | No | R-410A | 2.7333 | Residential & Commercial | Ducted CEE Tier 1
206133777 | Central HP <5.4 tons | BRYANT HEATING AND COOLING SYSTEMS | HRCU-A-CB (Split System: Heat Pump with Remote Outdoor Unit-Air-Source) | 288BNV025*0**B* |  |  | CAP**3621AL*+UI | 935CA60080C21*** | 23600 | 16.5 | 8.1 | 21400 | 16600 | 77.57% | 1.94 | 11 | 11 |  |  |  | No | R-410A | 1.9667 | Residential & Commercial | Ducted CEE Tier 1
216570865 | Central HP <5.4 tons | AMERICAN STANDARD | HRCU-A-CB (Split System: Heat Pump with Remote Outdoor Unit-Air-Source) | 5A6V0X24A1 |  |  | 5PX*B003AS3 | L8V1A060U3VSB+LRP | 21400 | 20.4 | 10 | 24200 | 18400 | 76.03% | 2.1 | 0 | 11.2 |  |  |  | No | R-454B | 1.7833 | Residential & Commercial | Ducted CEE Tier 1
216570867 | Central HP <5.4 tons | AMERICAN STANDARD | HRCU-A-CB (Split System: Heat Pump with Remote Outdoor Unit-Air-Source) | 5A6V0X24A1 |  |  | 5PX*B003AS3 | L8V1A040U3VSB+LRP | 21400 | 20.2 | 10 | 24200 | 18500 | 76.45% | 2.1 | 0 | 11.2 |  |  |  | No | R-454B | 1.7833 | Residential & Commercial | Ducted CEE Tier 1
216570869 | Central HP <5.4 tons | AMERICAN STANDARD | HRCU-A-CB (Split System: Heat Pump with Remote Outdoor Unit-Air-Source) | 5A6V0X24A1 |  |  | 5PX*B003AS3 | *DHMB080CCV3+LRP | 20000 | 18.4 | 9.4 | 23000 | 17900 | 77.83% | 2.1 | 0 | 10.5 |  |  |  | No | R-454B | 1.6667 | Residential & Commercial | Ducted CEE Tier 1
204456454 | Central HP <5.4 tons | BRYANT HEATING AND COOLING SYSTEMS | HRCU-A-CB (Split System: Heat Pump with Remote Outdoor Unit-Air-Source) | 288BNV025*0**B* |  |  | CAP**2517AL*+UI | 986TC42060C17*** | 24200 | 16.5 | 8.1 | 21400 | 16700 | 78.04% | 2 | 11 | 11 |  |  |  | No | R-410A | 2.0167 | Residential & Commercial | Ducted CEE Tier 1
204456670 | Central HP <5.4 tons | BRYANT HEATING AND COOLING SYSTEMS | HRCU-A-CB (Split System: Heat Pump with Remote Outdoor Unit-Air-Source) | 288BNV025*0**B* |  |  | CAP**3621AL*+UI | 88*TA48070C17*** | 23600 | 16.5 | 8.1 | 21400 | 16600 | 77.57% | 1.94 | 11 | 11 |  |  |  | No | R-410A | 1.9667 | Residential & Commercial | Ducted CEE Tier 1
204456697 | Central HP <5.4 tons | BRYANT HEATING AND COOLING SYSTEMS | HRCU-A-CB (Split System: Heat Pump with Remote Outdoor Unit-Air-Source) | 288BNV025*0**B* |  |  | CAP**3621AL*+UI | 986TC42060C17*** | 23400 | 16.5 | 8.1 | 21600 | 16700 | 77.31% | 1.92 | 11 | 10.5 |  |  |  | No | R-410A | 1.95 | Residential & Commercial | Ducted CEE Tier 1
204456544 | Central HP <5.4 tons | BRYANT HEATING AND COOLING SYSTEMS | HRCU-A-CB (Split System: Heat Pump with Remote Outdoor Unit-Air-Source) | 288BNV025*0**B* |  |  | CAP**3017AL*+UI | 986TC42080C17*** | 23400 | 16.5 | 8.1 | 21600 | 16800 | 77.78% | 1.9 | 11 | 10.5 |  |  |  | No | R-410A | 1.95 | Residential & Commercial | Ducted CEE Tier 1
204456824 | Central HP <5.4 tons | BRYANT HEATING AND COOLING SYSTEMS | HRCU-A-CB (Split System: Heat Pump with Remote Outdoor Unit-Air-Source) | 288BNV025*0**B* |  |  | CAP**3717AL*+UI | 88*TA48070C17*** | 24200 | 16.5 | 8.1 | 21400 | 16700 | 78.04% | 2 | 11 | 11 |  |  |  | No | R-410A | 2.0167 | Residential & Commercial | Ducted CEE Tier 1
210470505 | Central HP <5.4 tons | TEMPSTAR | HRCU-A-CB (Split System: Heat Pump with Remote Outdoor Unit-Air-Source) | TVH837GKA2* |  |  | EA*4X61L21A*+WALLCON | *80CTL0901716A* | 33200 | 18 | 8.5 | 32000 | 24800 | 77.5% | 2 | 0 | 12 |  |  |  | No | R-410A | 2.7667 | Residential & Commercial | Ducted CEE Tier 1
210470538 | Central HP <5.4 tons | TEMPSTAR | HRCU-A-CB (Split System: Heat Pump with Remote Outdoor Unit-Air-Source) | TVH837GKA2* |  |  | EA*4X61L24A*+WALLCON | *95CSU1002122A* | 33200 | 18 | 8.5 | 32000 | 24800 | 77.5% | 2.02 | 0 | 11.5 |  |  |  | No | R-410A | 2.7667 | Residential & Commercial | Ducted CEE Tier 1
210596344 | Central HP <5.4 tons | BRYANT HEATING AND COOLING SYSTEMS | HRCU-A-CB (Split System: Heat Pump with Remote Outdoor Unit-Air-Source) | 288BNV025*0**B* |  |  | CAP**4821AL*+UI | 986TC42060C17*** | 24000 | 16.5 | 8.1 | 21000 | 16600 | 79.05% | 2 | 0 | 11 |  |  |  | No | R-410A | 2 | Residential & Commercial | Ducted CEE Tier 1
210596412 | Central HP <5.4 tons | BRYANT HEATING AND COOLING SYSTEMS | HRCU-A-CB (Split System: Heat Pump with Remote Outdoor Unit-Air-Source) | 288BNV025*0**B* |  |  | CSPH*4212AL*+UI | 83*CA36040C17*** | 24200 | 16.5 | 8.1 | 21400 | 16600 | 77.57% | 2 | 0 | 11 |  |  |  | No | R-410A | 2.0167 | Residential & Commercial | Ducted CEE Tier 1
206133319 | Central HP <5.4 tons | COMFORTMAKER | HRCU-A-CB (Split System: Heat Pump with Remote Outdoor Unit-Air-Source) | CVH825GKA2* |  |  | EA*4X25L17A*+WALLCON | *80CSU0401712A* | 24400 | 17 | 8.1 | 21200 | 16600 | 78.3% | 2.02 | 11.5 | 11 |  |  |  | No | R-410A | 2.0333 | Residential & Commercial | Ducted CEE Tier 1
204456811 | Central HP <5.4 tons | DAY & NIGHT | HRCU-A-CB (Split System: Heat Pump with Remote Outdoor Unit-Air-Source) | CVH825GKA2* |  |  | EA*4X36L21A*+WALLCON | *97CMN0602120A* | 23600 | 16 | 8.1 | 21600 | 16700 | 77.31% | 1.92 | 11 | 10.5 |  |  |  | No | R-410A | 1.9667 | Residential & Commercial | Ducted CEE Tier 1
210596657 | Central HP <5.4 tons | DAY & NIGHT | HRCU-A-CB (Split System: Heat Pump with Remote Outdoor Unit-Air-Source) | CVH825GKA2* |  |  | EA*4X42L21A*+WALLCON | *80CSU1002120A* | 23800 | 16.5 | 8.1 | 21400 | 16700 | 78.04% | 1.96 | 0 | 10.5 |  |  |  | No | R-410A | 1.9833 | Residential & Commercial | Ducted CEE Tier 1
210596764 | Central HP <5.4 tons | DAY & NIGHT | HRCU-A-CB (Split System: Heat Pump with Remote Outdoor Unit-Air-Source) | CVH825GKA2* |  |  | EA*4X43L21A*+WALLCON | *80CTL0451712A* | 24200 | 16.5 | 8.1 | 21600 | 16800 | 77.78% | 2 | 0 | 11 |  |  |  | No | R-410A | 2.0167 | Residential & Commercial | Ducted CEE Tier 1
210596780 | Central HP <5.4 tons | DAY & NIGHT | HRCU-A-CB (Split System: Heat Pump with Remote Outdoor Unit-Air-Source) | CVH825GKA2* |  |  | EA*4X43L21A*+WALLCON | *95CSU0802120A* | 24400 | 17 | 8.5 | 21200 | 16600 | 78.3% | 2.04 | 0 | 11 |  |  |  | No | R-410A | 2.0333 | Residential & Commercial | Ducted CEE Tier 1
216571065 | Central HP <5.4 tons | AMERICAN STANDARD | HRCU-A-CB (Split System: Heat Pump with Remote Outdoor Unit-Air-Source) | 5A6V0X36A1 |  |  | 5TXCC007AS3 | *DHMC100CCV4+LRP | 33400 | 18.2 | 10 | 31600 | 24400 | 77.22% | 2.1 | 0 | 12 |  |  |  | No | R-454B | 2.7833 | Residential & Commercial | Ducted CEE Tier 1
214229198 | Central HP <5.4 tons | TEMPSTAR | HRCU-A-CB (Split System: Heat Pump with Remote Outdoor Unit-Air-Source) | DLCURAH24ABK |  |  | EN(A,D)4X30L17** | *80MSU0601716A* | 23600 | 17 | 8.5 | 25600 | 24000 | 93.75% | 2 | 0 | 10.5 |  |  |  | No | R-410A | 1.9667 | Residential & Commercial | Ducted CEE Tier 1
206771641 | Central HP <5.4 tons | HEIL | HRCU-A-CB (Split System: Heat Pump with Remote Outdoor Unit-Air-Source) | HVH837GKA2* |  |  | EA*4X43L21A*+WALLCON | *80CTL0902120A* | 32800 | 17.5 | 8.5 | 33000 | 25200 | 76.36% | 2 | 12 | 11.7 |  |  |  | No | R-410A | 2.7333 | Residential & Commercial | Ducted CEE Tier 1
206771848 | Central HP <5.4 tons | HEIL | HRCU-A-CB (Split System: Heat Pump with Remote Outdoor Unit-Air-Source) | HVH837GKA2* |  |  | EA*4X48L21A*+WALLCON | *96CTN1002122A* | 32400 | 17.5 | 8.5 | 32600 | 25000 | 76.69% | 1.98 | 12 | 11.7 |  |  |  | No | R-410A | 2.7 | Residential & Commercial | Ducted CEE Tier 1
210596437 | Central HP <5.4 tons | BRYANT HEATING AND COOLING SYSTEMS | HRCU-A-CB (Split System: Heat Pump with Remote Outdoor Unit-Air-Source) | 288BNV025*0**B* |  |  | CSPH*4812AL*+UI | 88*TA48070C17*** | 24200 | 16.5 | 8.1 | 21200 | 16600 | 78.3% | 2.02 | 0 | 10.5 |  |  |  | No | R-410A | 2.0167 | Residential & Commercial | Ducted CEE Tier 1
204298656 | Central HP <5.4 tons | BRYANT HEATING AND COOLING SYSTEMS | HRCU-A-CB (Split System: Heat Pump with Remote Outdoor Unit-Air-Source) | 288BNV037*0**A* |  |  | CAP**3621AL*+UI | 88*TA48070C17*** | 31400 | 17 | 8.1 | 33400 | 24400 | 73.05% | 1.84 | 11.5 | 11 |  |  |  | No | R-410A | 2.6167 | Residential & Commercial | Ducted CEE Tier 1
206133687 | Central HP <5.4 tons | BRYANT HEATING AND COOLING SYSTEMS | HRCU-A-CB (Split System: Heat Pump with Remote Outdoor Unit-Air-Source) | 288BNV025*0**B* |  |  | CSPH*3612AL*+UI | 83*CA36040C17*** | 24000 | 16 | 8.1 | 21400 | 16600 | 77.57% | 1.98 | 11 | 10.5 |  |  |  | No | R-410A | 2 | Residential & Commercial | Ducted CEE Tier 1
216570905 | Central HP <5.4 tons | AMERICAN STANDARD | HRCU-A-CB (Split System: Heat Pump with Remote Outdoor Unit-Air-Source) | 5A6V0X24A1 |  |  | 5TXCA002AS3 | L8V1A040U3VSB+LRP | 21600 | 20.6 | 9.4 | 24400 | 18300 | 75% | 2 | 0 | 11.2 |  |  |  | No | R-454B | 1.8 | Residential & Commercial | Ducted CEE Tier 1
211207024 | Central HP <5.4 tons | YORK | HRCU-A-CB (Split System: Heat Pump with Remote Outdoor Unit-Air-Source) | YZV36B21 |  |  | XAMB36DE2N1+CC | YPLC080B12MP13 | 32600 | 18 | 8.5 | 34400 | 29600 | 86.05% | 1.94 | 0 | 11.7 |  |  |  | No | R-410A | 2.7167 | Residential & Commercial | Ducted CEE Tier 1
211207022 | Central HP <5.4 tons | YORK | HRCU-A-CB (Split System: Heat Pump with Remote Outdoor Unit-Air-Source) | YZV36B21 |  |  | XAMB36DE2N1+CC | TM8V080B12MP12 | 32600 | 18 | 8.5 | 34400 | 29600 | 86.05% | 1.94 | 0 | 11.7 |  |  |  | No | R-410A | 2.7167 | Residential & Commercial | Ducted CEE Tier 1
213076251 | Central HP <5.4 tons | TEMPSTAR | HRCU-A-CB (Split System: Heat Pump with Remote Outdoor Unit-Air-Source) | DLCURAH36ABK |  |  | EA*4X36L21A* | *95MSU1002122A* | 35400 | 16 | 8.1 | 38500 | 34800 | 90.39% | 2.06 | 0 | 10 |  |  |  | No | R-410A | 2.95 | Residential & Commercial | Ducted CEE Tier 1
211226924 | Central HP <5.4 tons | COMFORTMAKER | HRCU-A-CB (Split System: Heat Pump with Remote Outdoor Unit-Air-Source) | DLCURAH36ABK |  |  | EA*4X37L21A* | *80ESU0802120A | 37400 | 15.5 | 8.5 | 39000 | 35000 | 89.74% | 2.16 | 0 | 10 |  |  |  | No | R-410A | 3.1167 | Residential & Commercial | Ducted CEE Tier 1
214238878 | Central HP <5.4 tons | COMFORTMAKER | HRCU-A-CB (Split System: Heat Pump with Remote Outdoor Unit-Air-Source) | CVH837GKA2* |  |  | EN(A,D)4X36L21**+WALLCON | *80CTL1102120B* | 31400 | 16.5 | 8.1 | 33000 | 24000 | 72.73% | 1.82 | 0 | 11 |  |  |  | No | R-410A | 2.6167 | Residential & Commercial | Ducted CEE Tier 1
214239248 | Central HP <5.4 tons | COMFORTMAKER | HRCU-A-CB (Split System: Heat Pump with Remote Outdoor Unit-Air-Source) | CVH837GKA2* |  |  | EN(A,D,W)4X48L21**+WALLCON | *97CMN1002122B* | 32400 | 17 | 8.1 | 32600 | 24600 | 75.46% | 1.96 | 0 | 11.7 |  |  |  | No | R-410A | 2.7 | Residential & Commercial | Ducted CEE Tier 1
214239278 | Central HP <5.4 tons | COMFORTMAKER | HRCU-A-CB (Split System: Heat Pump with Remote Outdoor Unit-Air-Source) | CVH837GKA2* |  |  | EN(A,D,W)4X48L21**+WALLCON | *96CTN1002122B* | 32400 | 17 | 8.1 | 32600 | 24600 | 75.46% | 1.96 | 0 | 11.7 |  |  |  | No | R-410A | 2.7 | Residential & Commercial | Ducted CEE Tier 1
206133405 | Central HP <5.4 tons | BRYANT HEATING AND COOLING SYSTEMS | HRCU-A-CB (Split System: Heat Pump with Remote Outdoor Unit-Air-Source) | 288BNV025*0**B* |  |  | CAP**3621AL*+UI | 83*CA60100C21*** | 23600 | 16.5 | 8.1 | 21400 | 16700 | 78.04% | 1.94 | 11.5 | 10.5 |  |  |  | No | R-410A | 1.9667 | Residential & Commercial | Ducted CEE Tier 1
206133953 | Central HP <5.4 tons | BRYANT HEATING AND COOLING SYSTEMS | HRCU-A-CB (Split System: Heat Pump with Remote Outdoor Unit-Air-Source) | 288BNV025*0**B* |  |  | CSPH*3012AL*+UI | 935CA60080C21*** | 23800 | 16 | 8.1 | 21800 | 16700 | 76.61% | 1.98 | 11 | 10.5 |  |  |  | No | R-410A | 1.9833 | Residential & Commercial | Ducted CEE Tier 1
216570875 | Central HP <5.4 tons | AMERICAN STANDARD | HRCU-A-CB (Split System: Heat Pump with Remote Outdoor Unit-Air-Source) | 5A6V0X24A1 |  |  | 5PX*B006AS3 | *UHMB080CCV3+LRP | 22200 | 22.4 | 10 | 22400 | 17700 | 79.02% | 2.2 | 0 | 12 |  |  |  | No | R-454B | 1.85 | Residential & Commercial | Ducted CEE Tier 1
216570889 | Central HP <5.4 tons | AMERICAN STANDARD | HRCU-A-CB (Split System: Heat Pump with Remote Outdoor Unit-Air-Source) | 5A6V0X24A1 |  |  | 5PX*B006AS3 | L8V1A040U3VSB+LRP | 22000 | 21.4 | 10 | 22800 | 18200 | 79.82% | 2.2 | 0 | 11.7 |  |  |  | No | R-454B | 1.8333 | Residential & Commercial | Ducted CEE Tier 1
206133435 | Central HP <5.4 tons | BRYANT HEATING AND COOLING SYSTEMS | HRCU-A-CB (Split System: Heat Pump with Remote Outdoor Unit-Air-Source) | 288BNV025*0**B* |  |  | CAP**3721AL*+UI | 83*CA36040C17*** | 24400 | 17 | 8.5 | 21200 | 16600 | 78.3% | 2.04 | 11.5 | 11 |  |  |  | No | R-410A | 2.0333 | Residential & Commercial | Ducted CEE Tier 1
204456571 | Central HP <5.4 tons | BRYANT HEATING AND COOLING SYSTEMS | HRCU-A-CB (Split System: Heat Pump with Remote Outdoor Unit-Air-Source) | 288BNV025*0**B* |  |  | CAP**3017AL*+UI | 88*TA36070C14*** | 23600 | 17 | 8.1 | 21600 | 16600 | 76.85% | 1.92 | 11.5 | 11 |  |  |  | No | R-410A | 1.9667 | Residential & Commercial | Ducted CEE Tier 1
204456580 | Central HP <5.4 tons | BRYANT HEATING AND COOLING SYSTEMS | HRCU-A-CB (Split System: Heat Pump with Remote Outdoor Unit-Air-Source) | 288BNV025*0**B* |  |  | CAP**3017AL*+UI | 88*TA48090C17*** | 23600 | 17 | 8.1 | 21400 | 16600 | 77.57% | 1.92 | 11 | 11 |  |  |  | No | R-410A | 1.9667 | Residential & Commercial | Ducted CEE Tier 1
216570887 | Central HP <5.4 tons | AMERICAN STANDARD | HRCU-A-CB (Split System: Heat Pump with Remote Outdoor Unit-Air-Source) | 5A6V0X24A1 |  |  | 5PX*B006AS3 | L8V1A060U3VSB+LRP | 22000 | 21.4 | 10 | 22600 | 18200 | 80.53% | 2.2 | 0 | 11.7 |  |  |  | No | R-454B | 1.8333 | Residential & Commercial | Ducted CEE Tier 1
216570919 | Central HP <5.4 tons | AMERICAN STANDARD | HRCU-A-CB (Split System: Heat Pump with Remote Outdoor Unit-Air-Source) | 5A6V0X24A1 |  |  | 5TXCB003AS3 | L8V1A040U3VSB+LRP | 21400 | 20.2 | 10 | 24200 | 18500 | 76.45% | 2.1 | 0 | 11.2 |  |  |  | No | R-454B | 1.7833 | Residential & Commercial | Ducted CEE Tier 1
215931491 | Central HP <5.4 tons | COMFORTMAKER | HRCU-A-CB (Split System: Heat Pump with Remote Outdoor Unit-Air-Source) | C5H3V60*K*AAA* |  |  | FCMA5B60L0D*+WALLCON |  | 58000 | 20 | 8.5 | 60000 | 44500 | 74.17% | 2.06 | 0 | 12.5 |  |  |  | No | R-454B | 4.8333 | Residential & Commercial | Ducted CEE Tier 1
215931859 | Central HP <5.4 tons | COMFORTMAKER | HRCU-A-CB (Split System: Heat Pump with Remote Outdoor Unit-Air-Source) | C5H3V60*K*AAA* |  |  | ESH5X60M12A*+WALLCON | *95CSU1002122B* | 56500 | 18 | 8.1 | 61000 | 45500 | 74.59% | 2 | 0 | 11.5 |  |  |  | No | R-454B | 4.7083 | Residential & Commercial | Ducted CEE Tier 1
206133445 | Central HP <5.4 tons | BRYANT HEATING AND COOLING SYSTEMS | HRCU-A-CB (Split System: Heat Pump with Remote Outdoor Unit-Air-Source) | 288BNV025*0**B* |  |  | CAP**3721AL*+UI | 83*CA48060C17*** | 24400 | 17 | 8.1 | 21200 | 16600 | 78.3% | 2.02 | 11.5 | 11 |  |  |  | No | R-410A | 2.0333 | Residential & Commercial | Ducted CEE Tier 1
210596816 | Central HP <5.4 tons | DAY & NIGHT | HRCU-A-CB (Split System: Heat Pump with Remote Outdoor Unit-Air-Source) | CVH825GKA2* |  |  | EA*4X48L21A*+WALLCON | *80CTL0451712A* | 24000 | 16.5 | 8.1 | 21000 | 16700 | 79.52% | 2 | 0 | 11 |  |  |  | No | R-410A | 2 | Residential & Commercial | Ducted CEE Tier 1
210596864 | Central HP <5.4 tons | DAY & NIGHT | HRCU-A-CB (Split System: Heat Pump with Remote Outdoor Unit-Air-Source) | CVH825GKA2* |  |  | EA*4X48L24A*+WALLCON | *95CSU1002122A* | 24200 | 17 | 8.1 | 21000 | 16500 | 78.57% | 2.02 | 0 | 11 |  |  |  | No | R-410A | 2.0167 | Residential & Commercial | Ducted CEE Tier 1
210596939 | Central HP <5.4 tons | DAY & NIGHT | HRCU-A-CB (Split System: Heat Pump with Remote Outdoor Unit-Air-Source) | CVH825GKA2* |  |  | EHD4X42AAL+WALLCON | *97CMN1202422A* | 24200 | 16 | 8.1 | 21400 | 16700 | 78.04% | 2 | 0 | 10.5 |  |  |  | No | R-410A | 2.0167 | Residential & Commercial | Ducted CEE Tier 1
210596662 | Central HP <5.4 tons | COMFORTMAKER | HRCU-A-CB (Split System: Heat Pump with Remote Outdoor Unit-Air-Source) | CVH825GKA2* |  |  | EA*4X42L21A*+WALLCON | *80CTL0701716A* | 23800 | 16.5 | 8.1 | 21400 | 16600 | 77.57% | 1.96 | 0 | 11 |  |  |  | No | R-410A | 1.9833 | Residential & Commercial | Ducted CEE Tier 1
210596771 | Central HP <5.4 tons | COMFORTMAKER | HRCU-A-CB (Split System: Heat Pump with Remote Outdoor Unit-Air-Source) | CVH825GKA2* |  |  | EA*4X43L21A*+WALLCON | *80CTL0901716A* | 24600 | 17.5 | 8.5 | 21000 | 16500 | 78.57% | 2.04 | 0 | 11.7 |  |  |  | No | R-410A | 2.05 | Residential & Commercial | Ducted CEE Tier 1
210470384 | Central HP <5.4 tons | TEMPSTAR | HRCU-A-CB (Split System: Heat Pump with Remote Outdoor Unit-Air-Source) | TVH837GKA2* |  |  | EA*4X61L21A*+WALLCON | *95CSU0802120A* | 33200 | 18 | 8.5 | 32000 | 24800 | 77.5% | 2 | 0 | 11.5 |  |  |  | No | R-410A | 2.7667 | Residential & Commercial | Ducted CEE Tier 1
216570859 | Central HP <5.4 tons | AMERICAN STANDARD | HRCU-A-CB (Split System: Heat Pump with Remote Outdoor Unit-Air-Source) | 5A6V0X24A1 |  |  | 5PX*B003AS3 | S8V2B060M4PCB | 21600 | 20.6 | 10 | 24000 | 18400 | 76.67% | 2.2 | 0 | 11.5 |  |  |  | No | R-454B | 1.8 | Residential & Commercial | Ducted CEE Tier 1
216570893 | Central HP <5.4 tons | AMERICAN STANDARD | HRCU-A-CB (Split System: Heat Pump with Remote Outdoor Unit-Air-Source) | 5A6V0X24A1 |  |  | 5PX*BD06AS3 | S8V2B060M4PDB | 22000 | 21 | 10 | 23400 | 18100 | 77.35% | 2.2 | 0 | 11.7 |  |  |  | No | R-454B | 1.8333 | Residential & Commercial | Ducted CEE Tier 1
216570895 | Central HP <5.4 tons | AMERICAN STANDARD | HRCU-A-CB (Split System: Heat Pump with Remote Outdoor Unit-Air-Source) | 5A6V0X24A1 |  |  | 5PX*BD06AS3 | S8V2B060M4PCB | 22000 | 21 | 10 | 23400 | 18100 | 77.35% | 2.2 | 0 | 11.7 |  |  |  | No | R-454B | 1.8333 | Residential & Commercial | Ducted CEE Tier 1
216551647 | Central HP <5.4 tons | FRIEDRICH | HRCU-A-CB (Split System: Heat Pump with Remote Outdoor Unit-Air-Source) | FRP19AY24AJVC |  |  | RCFY2421HEAAM | FR801V0504A17UHN | 22800 | 20 | 10 | 22800 | 18500 | 81.14% | 1.8 | 0 | 12 |  |  |  | No | R-454B | 1.9 | Residential & Commercial | Ducted CEE Tier 1
211207047 | Central HP <5.4 tons | YORK | HRCU-A-CB (Split System: Heat Pump with Remote Outdoor Unit-Air-Source) | YZV48B21 |  |  | XAMC48HE3N1+CC | TPLC080C16MP13 | 43500 | 19 | 9 | 44500 | 36200 | 81.35% | 2.14 | 0 | 12 |  |  |  | No | R-410A | 3.625 | Residential & Commercial | Ducted CEE Tier 1
211207048 | Central HP <5.4 tons | YORK | HRCU-A-CB (Split System: Heat Pump with Remote Outdoor Unit-Air-Source) | YZV48B21 |  |  | XAMC48HE3N1+CC | TPLC100C16MP13 | 43500 | 19 | 9 | 44500 | 36200 | 81.35% | 2.14 | 0 | 12 |  |  |  | No | R-410A | 3.625 | Residential & Commercial | Ducted CEE Tier 1
206771857 | Central HP <5.4 tons | HEIL | HRCU-A-CB (Split System: Heat Pump with Remote Outdoor Unit-Air-Source) | HVH837GKA2* |  |  | EA*4X48L21A*+WALLCON | *80CTL0901716A* | 32400 | 18 | 8.5 | 32600 | 24800 | 76.07% | 2 | 12 | 11.7 |  |  |  | No | R-410A | 2.7 | Residential & Commercial | Ducted CEE Tier 1
210597423 | Central HP <5.4 tons | DAY & NIGHT | HRCU-A-CB (Split System: Heat Pump with Remote Outdoor Unit-Air-Source) | CVH837GKA** |  |  | EA*4X61L21A*+WALLCON | *80CTL0902120A* | 33200 | 18 | 8.5 | 32000 | 25000 | 78.12% | 2 | 0 | 11.7 |  |  |  | No | R-410A | 2.7667 | Residential & Commercial | Ducted CEE Tier 1
210597432 | Central HP <5.4 tons | DAY & NIGHT | HRCU-A-CB (Split System: Heat Pump with Remote Outdoor Unit-Air-Source) | CVH837GKA** |  |  | EA*4X61L21A*+WALLCON | *95CSU1002122A* | 33200 | 18 | 8.5 | 32000 | 24800 | 77.5% | 2 | 0 | 11.5 |  |  |  | No | R-410A | 2.7667 | Residential & Commercial | Ducted CEE Tier 1
210597498 | Central HP <5.4 tons | DAY & NIGHT | HRCU-A-CB (Split System: Heat Pump with Remote Outdoor Unit-Air-Source) | CVH837GKA** |  |  | EHD4X60AAL+WALLCON | *80CSU0401712A* | 33000 | 17 | 8.1 | 32200 | 24800 | 77.02% | 1.98 | 0 | 11 |  |  |  | No | R-410A | 2.75 | Residential & Commercial | Ducted CEE Tier 1
210597525 | Central HP <5.4 tons | DAY & NIGHT | HRCU-A-CB (Split System: Heat Pump with Remote Outdoor Unit-Air-Source) | CVH837GKA** |  |  | EHD4X60AAL+WALLCON | *95CSU0802120A* | 33000 | 17 | 8.1 | 32200 | 24800 | 77.02% | 2.02 | 0 | 11.5 |  |  |  | No | R-410A | 2.75 | Residential & Commercial | Ducted CEE Tier 1
210597600 | Central HP <5.4 tons | DAY & NIGHT | HRCU-A-CB (Split System: Heat Pump with Remote Outdoor Unit-Air-Source) | CVH837GKA** |  |  | EN(A,D,W)4X48L21**+WALLCON | *80CSU0601716A* | 32400 | 17 | 8.1 | 33000 | 24800 | 75.15% | 1.94 | 0 | 11.7 |  |  |  | No | R-410A | 2.7 | Residential & Commercial | Ducted CEE Tier 1
210597389 | Central HP <5.4 tons | COMFORTMAKER | HRCU-A-CB (Split System: Heat Pump with Remote Outdoor Unit-Air-Source) | CVH837GKA** |  |  | EA*4X60L24A*+WALLCON | *96CTN1002122A* | 32800 | 17.5 | 8.5 | 31800 | 24800 | 77.99% | 2 | 0 | 11.7 |  |  |  | No | R-410A | 2.7333 | Residential & Commercial | Ducted CEE Tier 1
211261784 | Central HP <5.4 tons | BRYANT HEATING AND COOLING SYSTEMS | HRCU-A-CB (Split System: Heat Pump with Remote Outdoor Unit-Air-Source) | 38MURAQ18AB3* |  |  | CAP**3017AL* | 926TB36040V17*** | 17900 | 15.5 | 8.5 | 18500 | 18500 | 100% | 2.22 | 0 | 10.5 |  |  |  | No | R-410A | 1.4917 | Residential & Commercial | Ducted CEE Tier 1
211262133 | Central HP <5.4 tons | BRYANT HEATING AND COOLING SYSTEMS | HRCU-A-CB (Split System: Heat Pump with Remote Outdoor Unit-Air-Source) | 38MURAQ18AB3* |  |  | CAP**3017AL* | 912SD36040E17*** | 17900 | 15.5 | 8.5 | 18600 | 18500 | 99.46% | 2.22 | 0 | 10.5 |  |  |  | No | R-410A | 1.4917 | Residential & Commercial | Ducted CEE Tier 1
212985974 | Central HP <5.4 tons | BRYANT HEATING AND COOLING SYSTEMS | HRCU-A-CB (Split System: Heat Pump with Remote Outdoor Unit-Air-Source) | 38MURAQ18AB3* |  |  | CNPV*3017AL* | 916SA30026M14*** | 17500 | 16 | 8.1 | 18200 | 18800 | 103.3% | 2.26 | 0 | 11 |  |  |  | No | R-410A | 1.4583 | Residential & Commercial | Ducted CEE Tier 1
212986692 | Central HP <5.4 tons | BRYANT HEATING AND COOLING SYSTEMS | HRCU-A-CB (Split System: Heat Pump with Remote Outdoor Unit-Air-Source) | 38MURAQ18AB3* |  |  | CAP**3017AL* | 916SA36040M17*** | 17300 | 15.5 | 8.5 | 18100 | 18800 | 103.9% | 2.24 | 0 | 10 |  |  |  | No | R-410A | 1.4417 | Residential & Commercial | Ducted CEE Tier 1
206133425 | Central HP <5.4 tons | BRYANT HEATING AND COOLING SYSTEMS | HRCU-A-CB (Split System: Heat Pump with Remote Outdoor Unit-Air-Source) | 288BNV025*0**B* |  |  | CAP**3717AL*+UI | 83*CA48060C17*** | 24200 | 16.5 | 8.1 | 21400 | 16700 | 78.04% | 2 | 11.5 | 10.5 |  |  |  | No | R-410A | 2.0167 | Residential & Commercial | Ducted CEE Tier 1
216570899 | Central HP <5.4 tons | AMERICAN STANDARD | HRCU-A-CB (Split System: Heat Pump with Remote Outdoor Unit-Air-Source) | 5A6V0X24A1 |  |  | 5PX*BD06AS3 | S8V2A040M3PCB | 21800 | 21 | 10 | 23400 | 18100 | 77.35% | 2.2 | 0 | 11.7 |  |  |  | No | R-454B | 1.8167 | Residential & Commercial | Ducted CEE Tier 1
210596821 | Central HP <5.4 tons | COMFORTMAKER | HRCU-A-CB (Split System: Heat Pump with Remote Outdoor Unit-Air-Source) | CVH825GKA2* |  |  | EA*4X48L21A*+WALLCON | *80CTL0901716A* | 24200 | 17.5 | 8.1 | 20800 | 16500 | 79.33% | 2.04 | 0 | 11.5 |  |  |  | No | R-410A | 2.0167 | Residential & Commercial | Ducted CEE Tier 1
210596830 | Central HP <5.4 tons | COMFORTMAKER | HRCU-A-CB (Split System: Heat Pump with Remote Outdoor Unit-Air-Source) | CVH825GKA2* |  |  | EA*4X48L21A*+WALLCON | *95CSU1002122A* | 24200 | 17 | 8.1 | 21000 | 16500 | 78.57% | 2.02 | 0 | 11 |  |  |  | No | R-410A | 2.0167 | Residential & Commercial | Ducted CEE Tier 1
210596839 | Central HP <5.4 tons | COMFORTMAKER | HRCU-A-CB (Split System: Heat Pump with Remote Outdoor Unit-Air-Source) | CVH825GKA2* |  |  | EA*4X48L21A*+WALLCON | *96CTN1002122A* | 24000 | 16.5 | 8.1 | 21000 | 16500 | 78.57% | 2.02 | 0 | 11 |  |  |  | No | R-410A | 2 | Residential & Commercial | Ducted CEE Tier 1
210596848 | Central HP <5.4 tons | COMFORTMAKER | HRCU-A-CB (Split System: Heat Pump with Remote Outdoor Unit-Air-Source) | CVH825GKA2* |  |  | EA*4X48L21A*+WALLCON | *97CMN0801714A* | 24000 | 16.5 | 8.1 | 21000 | 16600 | 79.05% | 2 | 0 | 11 |  |  |  | No | R-410A | 2 | Residential & Commercial | Ducted CEE Tier 1
210597016 | Central HP <5.4 tons | COMFORTMAKER | HRCU-A-CB (Split System: Heat Pump with Remote Outdoor Unit-Air-Source) | CVH825GKA2* |  |  | EN(A,D)4X48L24**+WALLCON | *96CTN1202422A* | 24200 | 17 | 8.1 | 21200 | 16600 | 78.3% | 2.02 | 0 | 11.5 |  |  |  | No | R-410A | 2.0167 | Residential & Commercial | Ducted CEE Tier 1
216551813 | Central HP <5.4 tons | FRIEDRICH | HRCU-A-CB (Split System: Heat Pump with Remote Outdoor Unit-Air-Source) | FRP19AY48AJVC |  |  | TCFY4821SEAAM | FR97MV1005A21DH | 45500 | 19 | 10 | 45500 | 42000 | 92.31% | 2.1 | 0 | 12 |  |  |  | No | R-454B | 3.7917 | Residential & Commercial | Ducted CEE Tier 1
212362756 | Central HP <5.4 tons | GOETTL | HRCU-A-CB (Split System: Heat Pump with Remote Outdoor Unit-Air-Source) | GSZV903610A* |  |  | AMVE36CP1400A* |  | 33600 | 18.5 | 8.2 | 34000 | 24400 | 71.76% | 1.8 | 0 | 11.5 |  |  |  | No | R-410A | 2.8 | Residential & Commercial | Ducted CEE Tier 1
213078887 | Central HP <5.4 tons | TEMPSTAR | HRCU-A-CB (Split System: Heat Pump with Remote Outdoor Unit-Air-Source) | DLCURAH36ABK |  |  | EA*4X43L21A* | *80MSU1002120A* | 36400 | 16 | 8.5 | 38000 | 34800 | 91.58% | 2.1 | 0 | 10 |  |  |  | No | R-410A | 3.0333 | Residential & Commercial | Ducted CEE Tier 1
213079139 | Central HP <5.4 tons | TEMPSTAR | HRCU-A-CB (Split System: Heat Pump with Remote Outdoor Unit-Air-Source) | DLCURAH36ABK |  |  | EA*4X43L21A* | *80MSU0601716A* | 36600 | 16.5 | 8.5 | 38000 | 34800 | 91.58% | 2.08 | 0 | 10 |  |  |  | No | R-410A | 3.05 | Residential & Commercial | Ducted CEE Tier 1
213079421 | Central HP <5.4 tons | TEMPSTAR | HRCU-A-CB (Split System: Heat Pump with Remote Outdoor Unit-Air-Source) | DLCURAH36ABK |  |  | EA*4X37L21A* | *92MSN0601714A* | 36600 | 16 | 8.5 | 38500 | 35000 | 90.91% | 2.06 | 0 | 10 |  |  |  | No | R-410A | 3.05 | Residential & Commercial | Ducted CEE Tier 1
213772604 | Central HP <5.4 tons | TEMPSTAR | HRCU-A-CB (Split System: Heat Pump with Remote Outdoor Unit-Air-Source) | TVH825GKA3* |  |  | EA*4X24L14A*+WALLCON | *80CTL0701412B* | 23400 | 16.5 | 8.1 | 22000 | 16800 | 76.36% | 1.88 | 0 | 10.5 |  |  |  | No | R-410A | 1.95 | Residential & Commercial | Ducted CEE Tier 1
213772804 | Central HP <5.4 tons | TEMPSTAR | HRCU-A-CB (Split System: Heat Pump with Remote Outdoor Unit-Air-Source) | TVH825GKA3* |  |  | EA*4X25L17A*+WALLCON | *96CTN0601714B* | 24200 | 16.5 | 8.1 | 21400 | 16700 | 78.04% | 2 | 0 | 10.5 |  |  |  | No | R-410A | 2.0167 | Residential & Commercial | Ducted CEE Tier 1
213772824 | Central HP <5.4 tons | TEMPSTAR | HRCU-A-CB (Split System: Heat Pump with Remote Outdoor Unit-Air-Source) | TVH825GKA3* |  |  | EA*4X30L14A*+WALLCON | *80CTL0701412B* | 23400 | 16.5 | 8.1 | 21600 | 16700 | 77.31% | 1.9 | 0 | 10.5 |  |  |  | No | R-410A | 1.95 | Residential & Commercial | Ducted CEE Tier 1
213772874 | Central HP <5.4 tons | TEMPSTAR | HRCU-A-CB (Split System: Heat Pump with Remote Outdoor Unit-Air-Source) | TVH825GKA3* |  |  | EA*4X30L17A*+WALLCON | *80CTL0901716B* | 23600 | 16.5 | 8.1 | 21400 | 16700 | 78.04% | 1.9 | 0 | 10.5 |  |  |  | No | R-410A | 1.9667 | Residential & Commercial | Ducted CEE Tier 1
213773074 | Central HP <5.4 tons | TEMPSTAR | HRCU-A-CB (Split System: Heat Pump with Remote Outdoor Unit-Air-Source) | TVH825GKA3* |  |  | EA*4X36L21A*+WALLCON | *80CTL0902120B* | 23600 | 16.5 | 8.1 | 21400 | 16600 | 77.57% | 1.94 | 0 | 10.5 |  |  |  | No | R-410A | 1.9667 | Residential & Commercial | Ducted CEE Tier 1
215864439 | Central HP <5.4 tons | TRANE | HRCU-A-CB (Split System: Heat Pump with Remote Outdoor Unit-Air-Source) | 5TWV8X24A1 |  |  | 5PX*B003AS3 | *UHMB080CCV3+LRP | 21400 | 18.1 | 8.5 | 24200 | 18700 | 77.27% | 2.2 | 0 | 11.5 |  |  |  | No | R-454B | 1.7833 | Residential & Commercial | Ducted CEE Tier 1
215864471 | Central HP <5.4 tons | TRANE | HRCU-A-CB (Split System: Heat Pump with Remote Outdoor Unit-Air-Source) | 5TWV8X24A1 |  |  | 5TXCB003AS3 | S9V2B040U3PSC+LRP | 21400 | 18.1 | 8.5 | 24400 | 18900 | 77.46% | 2.1 | 0 | 11.2 |  |  |  | No | R-454B | 1.7833 | Residential & Commercial | Ducted CEE Tier 1
215864489 | Central HP <5.4 tons | TRANE | HRCU-A-CB (Split System: Heat Pump with Remote Outdoor Unit-Air-Source) | 5TWV8X36A1 |  |  | 5PX*B004AS3 | S8V2B080M4PDB | 31800 | 18.1 | 8.5 | 33000 | 25600 | 77.58% | 2 | 0 | 10 |  |  |  | No | R-454B | 2.65 | Residential & Commercial | Ducted CEE Tier 1
215864503 | Central HP <5.4 tons | TRANE | HRCU-A-CB (Split System: Heat Pump with Remote Outdoor Unit-Air-Source) | 5TWV8X36A1 |  |  | 5PX*BD04AS3 | S9V2B060D3PSC+LRP | 31600 | 18.1 | 8.5 | 33800 | 25800 | 76.33% | 2 | 0 | 10 |  |  |  | No | R-454B | 2.6333 | Residential & Commercial | Ducted CEE Tier 1
215864539 | Central HP <5.4 tons | TRANE | HRCU-A-CB (Split System: Heat Pump with Remote Outdoor Unit-Air-Source) | 5TWV8X36A1 |  |  | 5PX*C007AS3 | S8V2C100M5PCB | 33000 | 18.1 | 8.5 | 33400 | 25600 | 76.65% | 2.1 | 0 | 10 |  |  |  | No | R-454B | 2.75 | Residential & Commercial | Ducted CEE Tier 1
215864553 | Central HP <5.4 tons | TRANE | HRCU-A-CB (Split System: Heat Pump with Remote Outdoor Unit-Air-Source) | 5TWV8X36A1 |  |  | 5PX*C007AS3 | S9V2C100U5PSC+LRP | 33000 | 18.1 | 8.5 | 33200 | 25400 | 76.51% | 2.1 | 0 | 10.5 |  |  |  | No | R-454B | 2.75 | Residential & Commercial | Ducted CEE Tier 1
215864589 | Central HP <5.4 tons | TRANE | HRCU-A-CB (Split System: Heat Pump with Remote Outdoor Unit-Air-Source) | 5TWV8X36A1 |  |  | 5TXCB004AS3 | S9V2B060U4PSC+LRP | 31800 | 18.1 | 8.5 | 33000 | 25600 | 77.58% | 2 | 0 | 10 |  |  |  | No | R-454B | 2.65 | Residential & Commercial | Ducted CEE Tier 1
210597500 | Central HP <5.4 tons | COMFORTMAKER | HRCU-A-CB (Split System: Heat Pump with Remote Outdoor Unit-Air-Source) | CVH837GKA** |  |  | EHD4X60AAL+WALLCON | *80CSU0601716A* | 33000 | 16.5 | 8.1 | 32400 | 24800 | 76.54% | 1.98 | 0 | 11 |  |  |  | No | R-410A | 2.75 | Residential & Commercial | Ducted CEE Tier 1
205751084 | Central HP <5.4 tons | COMFORTMAKER | HRCU-A-CB (Split System: Heat Pump with Remote Outdoor Unit-Air-Source) | CVH837GKA** |  |  | EA*4X37L21A*+WALLCON | *96CTN1002122A* | 33000 | 17.5 | 8.5 | 33000 | 25200 | 76.36% | 2 | 12 | 11.7 |  |  |  | No | R-410A | 2.75 | Residential & Commercial | Ducted CEE Tier 1
211245331 | Central HP <5.4 tons | COMFORTMAKER | HRCU-A-CB (Split System: Heat Pump with Remote Outdoor Unit-Air-Source) | DLCURAH24ABK |  |  | EN(A,D)4X36L21** | *96VSN1002120A* | 23800 | 17 | 8.1 | 26000 | 23400 | 90% | 1.94 | 0 | 10.5 |  |  |  | No | R-410A | 1.9833 | Residential & Commercial | Ducted CEE Tier 1
211245715 | Central HP <5.4 tons | COMFORTMAKER | HRCU-A-CB (Split System: Heat Pump with Remote Outdoor Unit-Air-Source) | DLCURAH24ABK |  |  | EN(A,D)4X36L21** | *95ESN0801716A* | 24600 | 15.5 | 8.1 | 26800 | 22200 | 82.84% | 1.82 | 0 | 10 |  |  |  | No | R-410A | 2.05 | Residential & Commercial | Ducted CEE Tier 1
211245213 | Central HP <5.4 tons | AIRQUEST | HRCU-A-CB (Split System: Heat Pump with Remote Outdoor Unit-Air-Source) | DLCURAH24ABK |  |  | EN(A,D,W)4X36L17** | *92ESN0401410A* | 24000 | 15.2 | 8.1 | 26600 | 22800 | 85.71% | 1.86 | 0 | 10 |  |  |  | No | R-410A | 2 | Residential & Commercial | Ducted CEE Tier 1
215864721 | Central HP <5.4 tons | TRANE | HRCU-A-CB (Split System: Heat Pump with Remote Outdoor Unit-Air-Source) | 5TWV8X60A1 |  |  | 5TXCC009AS3 | S8V2C080M5PCB | 54000 | 18.1 | 8.5 | 55000 | 39500 | 71.82% | 2 | 0 | 10 |  |  |  | No | R-454B | 4.5 | Residential & Commercial | Ducted CEE Tier 1
215864723 | Central HP <5.4 tons | TRANE | HRCU-A-CB (Split System: Heat Pump with Remote Outdoor Unit-Air-Source) | 5TWV8X60A1 |  |  | 5TXCC009AS3 | S9V2C100U5PSC+LRP | 54000 | 18.1 | 8.5 | 55500 | 39500 | 71.17% | 2 | 0 | 10 |  |  |  | No | R-454B | 4.5 | Residential & Commercial | Ducted CEE Tier 1
215864653 | Central HP <5.4 tons | TRANE | HRCU-A-CB (Split System: Heat Pump with Remote Outdoor Unit-Air-Source) | 5TWV8X48A1 |  |  | 5PX*C007AS3 | S9V2C080U5PSC+LRP | 45000 | 18.1 | 8.5 | 46000 | 35400 | 76.96% | 2.1 | 0 | 10 |  |  |  | No | R-454B | 3.75 | Residential & Commercial | Ducted CEE Tier 1
215864671 | Central HP <5.4 tons | TRANE | HRCU-A-CB (Split System: Heat Pump with Remote Outdoor Unit-Air-Source) | 5TWV8X48A1 |  |  | 5TXCB006AS3 | S8V2B080M4PDB | 44500 | 18.1 | 8.5 | 46000 | 35400 | 76.96% | 2.1 | 0 | 10 |  |  |  | No | R-454B | 3.7083 | Residential & Commercial | Ducted CEE Tier 1
210596692 | Central HP <5.4 tons | COMFORTMAKER | HRCU-A-CB (Split System: Heat Pump with Remote Outdoor Unit-Air-Source) | CVH825GKA2* |  |  | EA*4X42L21A*+WALLCON | *96CTN1002122A* | 23800 | 16.5 | 8.1 | 21400 | 16600 | 77.57% | 1.96 | 0 | 11 |  |  |  | No | R-410A | 1.9833 | Residential & Commercial | Ducted CEE Tier 1
210596775 | Central HP <5.4 tons | COMFORTMAKER | HRCU-A-CB (Split System: Heat Pump with Remote Outdoor Unit-Air-Source) | CVH825GKA2* |  |  | EA*4X43L21A*+WALLCON | *95CSU0601716A* | 24400 | 16.5 | 8.1 | 21200 | 16700 | 78.77% | 2.02 | 0 | 10.5 |  |  |  | No | R-410A | 2.0333 | Residential & Commercial | Ducted CEE Tier 1
211241010 | Central HP <5.4 tons | BRYANT HEATING AND COOLING SYSTEMS | HRCU-A-CB (Split System: Heat Pump with Remote Outdoor Unit-Air-Source) | 38MURAQ24AB3* |  |  | CAP**2517AL* | 915SB36060E14*** | 25000 | 16 | 8.5 | 26000 | 21000 | 80.77% | 1.76 | 0 | 10 |  |  |  | No | R-410A | 2.0833 | Residential & Commercial | Ducted CEE Tier 1
212989166 | Central HP <5.4 tons | BRYANT HEATING AND COOLING SYSTEMS | HRCU-A-CB (Split System: Heat Pump with Remote Outdoor Unit-Air-Source) | 38MURAQ24AB3* |  |  | CAP**3617AL* | 935SB48060M17*** | 23600 | 17 | 8.5 | 26200 | 24000 | 91.6% | 1.98 | 0 | 10 |  |  |  | No | R-410A | 1.9667 | Residential & Commercial | Ducted CEE Tier 1
212988661 | Central HP <5.4 tons | CARRIER | HRCU-A-CB (Split System: Heat Pump with Remote Outdoor Unit-Air-Source) | 38MURAQ24AB3* |  |  | CAP**3017AL* | 59SU5B040M17**12 | 23600 | 16.5 | 8.5 | 26400 | 24400 | 92.42% | 2.02 | 0 | 10 |  |  |  | No | R-410A | 1.9667 | Residential & Commercial | Ducted CEE Tier 1
211241393 | Central HP <5.4 tons | BRYANT HEATING AND COOLING SYSTEMS | HRCU-A-CB (Split System: Heat Pump with Remote Outdoor Unit-Air-Source) | 38MURAQ24AB3* |  |  | CAP**3017AL* | 926SA42060V17*** | 23400 | 16.5 | 8.5 | 25800 | 24200 | 93.8% | 2.02 | 0 | 10 |  |  |  | No | R-410A | 1.95 | Residential & Commercial | Ducted CEE Tier 1
213080289 | Central HP <5.4 tons | TEMPSTAR | HRCU-A-CB (Split System: Heat Pump with Remote Outdoor Unit-Air-Source) | DLCURAH36ABK |  |  | EA*4X37L21A* | *96MSN1002120A* | 36600 | 16 | 8.5 | 38500 | 34800 | 90.39% | 2.1 | 0 | 10 |  |  |  | No | R-410A | 3.05 | Residential & Commercial | Ducted CEE Tier 1
206772554 | Central HP <5.4 tons | COMFORTMAKER | HRCU-A-CB (Split System: Heat Pump with Remote Outdoor Unit-Air-Source) | CVH837GKA2* |  |  | EHD4X36AAL+WALLCON | *80CTL1352422A* | 32200 | 16.5 | 8.1 | 33200 | 24600 | 74.1% | 1.94 | 11 | 11 |  |  |  | No | R-410A | 2.6833 | Residential & Commercial | Ducted CEE Tier 1
206773004 | Central HP <5.4 tons | COMFORTMAKER | HRCU-A-CB (Split System: Heat Pump with Remote Outdoor Unit-Air-Source) | CVH837GKA2* |  |  | EHD4X48AAL+WALLCON | *80CTL0901716A* | 32800 | 17.5 | 8.1 | 33000 | 24800 | 75.15% | 1.98 | 12 | 11.5 |  |  |  | No | R-410A | 2.7333 | Residential & Commercial | Ducted CEE Tier 1
206773522 | Central HP <5.4 tons | COMFORTMAKER | HRCU-A-CB (Split System: Heat Pump with Remote Outdoor Unit-Air-Source) | CVH837GKA2* |  |  | EA*4X48L24A*+WALLCON | *95CSU0802120A* | 32400 | 17.5 | 8.5 | 32400 | 24800 | 76.54% | 2 | 12 | 11.5 |  |  |  | No | R-410A | 2.7 | Residential & Commercial | Ducted CEE Tier 1
213078856 | Central HP <5.4 tons | AIRQUEST | HRCU-A-CB (Split System: Heat Pump with Remote Outdoor Unit-Air-Source) | DLCURAH36ABK |  |  | EA*4X37L21A* | *80MSU1002120A* | 36400 | 16 | 8.5 | 38000 | 34800 | 91.58% | 2.1 | 0 | 10 |  |  |  | No | R-410A | 3.0333 | Residential & Commercial | Ducted CEE Tier 1
213080671 | Central HP <5.4 tons | AIRQUEST | HRCU-A-CB (Split System: Heat Pump with Remote Outdoor Unit-Air-Source) | DLCURAH36ABK |  |  | EA*4X37L17A* | *95MSU0601716A* | 36000 | 15.5 | 8.5 | 38500 | 35000 | 90.91% | 2 | 0 | 10 |  |  |  | No | R-410A | 3 | Residential & Commercial | Ducted CEE Tier 1
215864673 | Central HP <5.4 tons | TRANE | HRCU-A-CB (Split System: Heat Pump with Remote Outdoor Unit-Air-Source) | 5TWV8X48A1 |  |  | 5TXCB006AS3 | S8V2B080M4PCB | 44500 | 18.1 | 8.5 | 46000 | 35400 | 76.96% | 2.1 | 0 | 10 |  |  |  | No | R-454B | 3.7083 | Residential & Commercial | Ducted CEE Tier 1
215864923 | Central HP <5.4 tons | TRANE | HRCU-A-CB (Split System: Heat Pump with Remote Outdoor Unit-Air-Source) | 5TWV8X48A1 |  |  | 5TXCC007AS3 | S9V2C100U5PSC+LRP | 45500 | 18.1 | 8.5 | 46000 | 35200 | 76.52% | 2.1 | 0 | 10 |  |  |  | No | R-454B | 3.7917 | Residential & Commercial | Ducted CEE Tier 1
207436287 | Central HP <5.4 tons | LENNOX | HRCU-A-CB (Split System: Heat Pump with Remote Outdoor Unit-Air-Source) | SL25XPV-036-230A** |  |  | C35-50/60C+TDR+TXV | EL296UH090XV36C* | 33600 | 22.2 | 8.7 | 34400 | 26800 | 77.91% | 1.8 | 14 | 13.3 |  |  |  | No | R-410A | 2.8 | Residential & Commercial | Ducted CEE Tier 1
207436437 | Central HP <5.4 tons | LENNOX | HRCU-A-CB (Split System: Heat Pump with Remote Outdoor Unit-Air-Source) | SL25XPV-036-230A** |  |  | CR33-48B*+TDR+TXV | SLP99DF070XV36B* | 33400 | 21.2 | 8.7 | 36000 | 29800 | 82.78% | 1.76 | 13 | 12.5 |  |  |  | No | R-410A | 2.7833 | Residential & Commercial | Ducted CEE Tier 1
207436444 | Central HP <5.4 tons | LENNOX | HRCU-A-CB (Split System: Heat Pump with Remote Outdoor Unit-Air-Source) | SL25XPV-036-230A** |  |  | CR33-48C*+TDR+TXV | SLP99DF090XV48C* | 33400 | 21.2 | 8.7 | 36000 | 29800 | 82.78% | 1.76 | 13.5 | 12.5 |  |  |  | No | R-410A | 2.7833 | Residential & Commercial | Ducted CEE Tier 1
211241793 | Central HP <5.4 tons | BRYANT HEATING AND COOLING SYSTEMS | HRCU-A-CB (Split System: Heat Pump with Remote Outdoor Unit-Air-Source) | 38MURAQ24AB3* |  |  | CAP**3017AL* | OVLAAB036098 | 23200 | 16.5 | 8.5 | 25800 | 24400 | 94.57% | 2.02 | 0 | 10 |  |  |  | No | R-410A | 1.9333 | Residential & Commercial | Ducted CEE Tier 1
211242096 | Central HP <5.4 tons | BRYANT HEATING AND COOLING SYSTEMS | HRCU-A-CB (Split System: Heat Pump with Remote Outdoor Unit-Air-Source) | 38MURAQ24AB3* |  |  | CAP**3617AL* | 8(0,1)*SA36070E17*** | 24400 | 16.5 | 8.5 | 26400 | 22400 | 84.85% | 1.84 | 0 | 10 |  |  |  | No | R-410A | 2.0333 | Residential & Commercial | Ducted CEE Tier 1
211242197 | Central HP <5.4 tons | BRYANT HEATING AND COOLING SYSTEMS | HRCU-A-CB (Split System: Heat Pump with Remote Outdoor Unit-Air-Source) | 38MURAQ24AB3* |  |  | CAP**3617AL* | 8(0,1)*SA36070E14*** | 24400 | 17 | 8.5 | 26200 | 22400 | 85.5% | 1.86 | 0 | 10 |  |  |  | No | R-410A | 2.0333 | Residential & Commercial | Ducted CEE Tier 1
211242395 | Central HP <5.4 tons | BRYANT HEATING AND COOLING SYSTEMS | HRCU-A-CB (Split System: Heat Pump with Remote Outdoor Unit-Air-Source) | 38MURAQ24AB3* |  |  | CAP**3621AL* | 82*SA48070V17*** | 24000 | 17 | 8.5 | 26000 | 22800 | 87.69% | 1.9 | 0 | 10 |  |  |  | No | R-410A | 2 | Residential & Commercial | Ducted CEE Tier 1
211242413 | Central HP <5.4 tons | BRYANT HEATING AND COOLING SYSTEMS | HRCU-A-CB (Split System: Heat Pump with Remote Outdoor Unit-Air-Source) | 38MURAQ24AB3* |  |  | CAP**3621AL* | 82*SA60090V21*** | 24200 | 17 | 8.5 | 26000 | 22800 | 87.69% | 1.88 | 0 | 10 |  |  |  | No | R-410A | 2.0167 | Residential & Commercial | Ducted CEE Tier 1
211242446 | Central HP <5.4 tons | BRYANT HEATING AND COOLING SYSTEMS | HRCU-A-CB (Split System: Heat Pump with Remote Outdoor Unit-Air-Source) | 38MURAQ24AB3* |  |  | CAP**3621AL* | 82*TA60090V21*** | 24200 | 17 | 8.5 | 26000 | 22800 | 87.69% | 1.88 | 0 | 10 |  |  |  | No | R-410A | 2.0167 | Residential & Commercial | Ducted CEE Tier 1
211242528 | Central HP <5.4 tons | BRYANT HEATING AND COOLING SYSTEMS | HRCU-A-CB (Split System: Heat Pump with Remote Outdoor Unit-Air-Source) | 38MURAQ24AB3* |  |  | CAP**3621AL* | 926TB60100V21*** | 24000 | 17 | 8.5 | 26000 | 22800 | 87.69% | 1.9 | 0 | 10 |  |  |  | No | R-410A | 2 | Residential & Commercial | Ducted CEE Tier 1
207436269 | Central HP <5.4 tons | LENNOX | HRCU-A-CB (Split System: Heat Pump with Remote Outdoor Unit-Air-Source) | SL25XPV-036-230A** |  |  | C35-48B+TDR+TXV | SLP99UH070XV36B* | 33800 | 21.6 | 8.8 | 35800 | 27800 | 77.65% | 1.8 | 13.5 | 13 |  |  |  | No | R-410A | 2.8167 | Residential & Commercial | Ducted CEE Tier 1
207436276 | Central HP <5.4 tons | LENNOX | HRCU-A-CB (Split System: Heat Pump with Remote Outdoor Unit-Air-Source) | SL25XPV-036-230A** |  |  | C35-48C+TDR+TXV | SL280UH090V60C* | 34000 | 21.4 | 8.8 | 35400 | 27400 | 77.4% | 1.84 | 14 | 13.5 |  |  |  | No | R-410A | 2.8333 | Residential & Commercial | Ducted CEE Tier 1
207436294 | Central HP <5.4 tons | LENNOX | HRCU-A-CB (Split System: Heat Pump with Remote Outdoor Unit-Air-Source) | SL25XPV-036-230A** |  |  | C35-50/60C+TDR+TXV | SL280UH090XV60C* | 33800 | 21.6 | 8.7 | 34200 | 26600 | 77.78% | 1.82 | 14 | 13.5 |  |  |  | No | R-410A | 2.8167 | Residential & Commercial | Ducted CEE Tier 1
215864955 | Central HP <5.4 tons | TRANE | HRCU-A-CB (Split System: Heat Pump with Remote Outdoor Unit-Air-Source) | 5TWV8X48A1 |  |  | 5TXCD008AS3 | *UHMD120CCV5+LRP | 45000 | 18.1 | 8.5 | 45500 | 34800 | 76.48% | 2.1 | 0 | 10 |  |  |  | No | R-454B | 3.75 | Residential & Commercial | Ducted CEE Tier 1
213080471 | Central HP <5.4 tons | AIRQUEST | HRCU-A-CB (Split System: Heat Pump with Remote Outdoor Unit-Air-Source) | DLCURAH36ABK |  |  | EN(A,D)4X48L24** | *96MSN1202422A* | 35800 | 16.5 | 8.1 | 38500 | 35000 | 90.91% | 2 | 0 | 10 |  |  |  | No | R-410A | 2.9833 | Residential & Commercial | Ducted CEE Tier 1
213077439 | Central HP <5.4 tons | AIRQUEST | HRCU-A-CB (Split System: Heat Pump with Remote Outdoor Unit-Air-Source) | DLCURAH36ABK |  |  | END4X42L17** | *96VTN0801716B* | 35800 | 15.5 | 8.1 | 39000 | 35200 | 90.26% | 1.96 | 0 | 10 |  |  |  | No | R-410A | 2.9833 | Residential & Commercial | Ducted CEE Tier 1
211227797 | Central HP <5.4 tons | TEMPSTAR | HRCU-A-CB (Split System: Heat Pump with Remote Outdoor Unit-Air-Source) | DLCURAH36ABK |  |  | EA*4X42L24A* | *80ES(N,L)0902120A* | 36000 | 16 | 8.1 | 39500 | 35000 | 88.61% | 1.92 | 0 | 10 |  |  |  | No | R-410A | 3 | Residential & Commercial | Ducted CEE Tier 1
211227914 | Central HP <5.4 tons | TEMPSTAR | HRCU-A-CB (Split System: Heat Pump with Remote Outdoor Unit-Air-Source) | DLCURAH36ABK |  |  | EA*4X42L24A* | *80ESU1002120A* | 35600 | 16 | 8.1 | 38500 | 35000 | 90.91% | 1.88 | 0 | 10 |  |  |  | No | R-410A | 2.9667 | Residential & Commercial | Ducted CEE Tier 1
211227965 | Central HP <5.4 tons | TEMPSTAR | HRCU-A-CB (Split System: Heat Pump with Remote Outdoor Unit-Air-Source) | DLCURAH36ABK |  |  | EA*4X42L24A* | *92ESN0802120A* | 35200 | 16.5 | 8.1 | 38500 | 35000 | 90.91% | 1.88 | 0 | 10 |  |  |  | No | R-410A | 2.9333 | Residential & Commercial | Ducted CEE Tier 1
215853274 | Central HP <5.4 tons | YORK | HRCU-A-CB (Split System: Heat Pump with Remote Outdoor Unit-Air-Source) | HH836E2S11 |  |  | CTU48C5XFS1+JME12C2SN1+TXV |  | 34000 | 19 | 9 | 31400 | 25200 | 80.25% | 2 | 0 | 11.7 |  |  |  | No | R-454B | 2.8333 | Residential & Commercial | Ducted CEE Tier 1
215853289 | Central HP <5.4 tons | YORK | HRCU-A-CB (Split System: Heat Pump with Remote Outdoor Unit-Air-Source) | HH836E2S11 |  |  | CTM36C5CDS1 | Y91E080C16SMPS1 | 33600 | 18 | 8.5 | 31200 | 25400 | 81.41% | 2 | 0 | 11 |  |  |  | No | R-454B | 2.8 | Residential & Commercial | Ducted CEE Tier 1
215864739 | Central HP <5.4 tons | TRANE | HRCU-A-CB (Split System: Heat Pump with Remote Outdoor Unit-Air-Source) | 5TWV8X60A1 |  |  | 5TXCD008AS3 | S8V2D120M5PDB | 53500 | 18.1 | 8.5 | 56000 | 40000 | 71.43% | 2 | 0 | 10 |  |  |  | No | R-454B | 4.4583 | Residential & Commercial | Ducted CEE Tier 1
215865021 | Central HP <5.4 tons | TRANE | HRCU-A-CB (Split System: Heat Pump with Remote Outdoor Unit-Air-Source) | 5TWV8X60A1 |  |  | 5PX*D010AS3 | S8V2C100M5PDB | 54000 | 18.1 | 8.5 | 55500 | 40000 | 72.07% | 2 | 0 | 10 |  |  |  | No | R-454B | 4.5 | Residential & Commercial | Ducted CEE Tier 1
215865023 | Central HP <5.4 tons | TRANE | HRCU-A-CB (Split System: Heat Pump with Remote Outdoor Unit-Air-Source) | 5TWV8X60A1 |  |  | 5PX*D010AS3 | S8V2D120M5PCB | 54500 | 18.1 | 8.5 | 55500 | 40000 | 72.07% | 2 | 0 | 10 |  |  |  | No | R-454B | 4.5417 | Residential & Commercial | Ducted CEE Tier 1
204299160 | Central HP <5.4 tons | COMFORTMAKER | HRCU-A-CB (Split System: Heat Pump with Remote Outdoor Unit-Air-Source) | CVH837GKA** |  |  | EA*4X42L24A*+WALLCON | *97CMN0602120A* | 31600 | 17 | 8.1 | 33400 | 24600 | 73.65% | 1.88 | 11.5 | 11 |  |  |  | No | R-410A | 2.6333 | Residential & Commercial | Ducted CEE Tier 1
216570949 | Central HP <5.4 tons | AMERICAN STANDARD | HRCU-A-CB (Split System: Heat Pump with Remote Outdoor Unit-Air-Source) | 5A6V0X36A1 |  |  | 5PX*B006AS3 | L8V1A040U3VSB+LRP | 35000 | 19.4 | 9.4 | 32600 | 25200 | 77.3% | 2.1 | 0 | 12 |  |  |  | No | R-454B | 2.9167 | Residential & Commercial | Ducted CEE Tier 1
216570997 | Central HP <5.4 tons | AMERICAN STANDARD | HRCU-A-CB (Split System: Heat Pump with Remote Outdoor Unit-Air-Source) | 5A6V0X36A1 |  |  | 5PX*C009AS3 | S8V2C080M5PDB | 35600 | 20 | 9.4 | 31600 | 24600 | 77.85% | 2.2 | 0 | 12.7 |  |  |  | No | R-454B | 2.9667 | Residential & Commercial | Ducted CEE Tier 1
210596875 | Central HP <5.4 tons | COMFORTMAKER | HRCU-A-CB (Split System: Heat Pump with Remote Outdoor Unit-Air-Source) | CVH825GKA2* |  |  | EA*4X48L24A*+WALLCON | *97CMN1002122A* | 24200 | 16.5 | 8.1 | 21000 | 16500 | 78.57% | 2.02 | 0 | 11 |  |  |  | No | R-410A | 2.0167 | Residential & Commercial | Ducted CEE Tier 1
210596893 | Central HP <5.4 tons | COMFORTMAKER | HRCU-A-CB (Split System: Heat Pump with Remote Outdoor Unit-Air-Source) | CVH825GKA2* |  |  | EHD4X42AAL+WALLCON | *80CTL0701412A* | 24200 | 16.5 | 8.1 | 21200 | 16600 | 78.3% | 2.02 | 0 | 11 |  |  |  | No | R-410A | 2.0167 | Residential & Commercial | Ducted CEE Tier 1
206765771 | Central HP <5.4 tons | BRYANT HEATING AND COOLING SYSTEMS | HRCU-A-CB (Split System: Heat Pump with Remote Outdoor Unit-Air-Source) | 288BNV025*0**C* |  |  | CAP**3621AL*+UI | 987MB42060C17*** | 23400 | 16 | 8.1 | 21600 | 16800 | 77.78% | 1.92 | 11 | 10.5 |  |  |  | No | R-410A | 1.95 | Residential & Commercial | Ducted CEE Tier 1
206765870 | Central HP <5.4 tons | BRYANT HEATING AND COOLING SYSTEMS | HRCU-A-CB (Split System: Heat Pump with Remote Outdoor Unit-Air-Source) | 288BNV025*0**C* |  |  | CAP**3717AL*+UI | 986TC42060C17*** | 24000 | 16 | 8.1 | 21400 | 16800 | 78.5% | 1.98 | 11 | 11 |  |  |  | No | R-410A | 2 | Residential & Commercial | Ducted CEE Tier 1
211260447 | Central HP <5.4 tons | DAY & NIGHT | HRCU-A-CB (Split System: Heat Pump with Remote Outdoor Unit-Air-Source) | DLCURAH18ABK |  |  | EA*4X24L17A* | *95ESN0401410A* | 17700 | 15.5 | 8.5 | 18700 | 19000 | 101.6% | 2.28 | 0 | 10.5 |  |  |  | No | R-410A | 1.475 | Residential & Commercial | Ducted CEE Tier 1
211260762 | Central HP <5.4 tons | DAY & NIGHT | HRCU-A-CB (Split System: Heat Pump with Remote Outdoor Unit-Air-Source) | DLCURAH18ABK |  |  | EA*4X25L17A* | *95ESU0401712A* | 18200 | 16.5 | 8.5 | 18000 | 17600 | 97.78% | 2.12 | 0 | 11 |  |  |  | No | R-410A | 1.5167 | Residential & Commercial | Ducted CEE Tier 1
212978719 | Central HP <5.4 tons | CARRIER | HRCU-A-CB (Split System: Heat Pump with Remote Outdoor Unit-Air-Source) | 38MURAQ24AB3* |  |  | CNPV*3617AL* | 58S(B,C)*B070M17**12 | 23400 | 17 | 8.1 | 25800 | 24200 | 93.8% | 2.04 | 0 | 10.5 |  |  |  | No | R-410A | 1.95 | Residential & Commercial | Ducted CEE Tier 1
211261230 | Central HP <5.4 tons | DAY & NIGHT | HRCU-A-CB (Split System: Heat Pump with Remote Outdoor Unit-Air-Source) | DLCURAH18ABK |  |  | EA*4X25L17A* | OMV112K14A | 18700 | 15.5 | 8.5 | 18700 | 17400 | 93.05% | 2.12 | 0 | 11 |  |  |  | No | R-410A | 1.5583 | Residential & Commercial | Ducted CEE Tier 1
212975444 | Central HP <5.4 tons | AIRQUEST | HRCU-A-CB (Split System: Heat Pump with Remote Outdoor Unit-Air-Source) | DLCURAH18ABK |  |  | EN(A,D)4X18L14** | *96VTN0601412B* | 17300 | 16 | 8.5 | 18500 | 19800 | 107% | 2.38 | 0 | 10.5 |  |  |  | No | R-410A | 1.4417 | Residential & Commercial | Ducted CEE Tier 1
210532942 | Central HP <5.4 tons | CARRIER | HRCU-A-CB (Split System: Heat Pump with Remote Outdoor Unit-Air-Source) | 25VNA424A*031* |  |  | CAP**2417AL*+UI | 59TN6B080C17**14 | 23000 | 19.5 | 10 | 27000 | 20200 | 74.81% | 2.3 | 0 | 12.5 |  |  |  | No | R-410A | 1.9167 | Residential & Commercial | Ducted CEE Tier 1
210532976 | Central HP <5.4 tons | CARRIER | HRCU-A-CB (Split System: Heat Pump with Remote Outdoor Unit-Air-Source) | 25VNA424A*031* |  |  | CAP**3017AL*+UI | 58TN*A045C17**12 | 23000 | 19.5 | 10 | 26800 | 20200 | 75.37% | 2.34 | 0 | 12.5 |  |  |  | No | R-410A | 1.9167 | Residential & Commercial | Ducted CEE Tier 1
210532978 | Central HP <5.4 tons | CARRIER | HRCU-A-CB (Split System: Heat Pump with Remote Outdoor Unit-Air-Source) | 25VNA424A*031* |  |  | CAP**3017AL*+UI | 58TN*A070C17**16 | 23200 | 20.5 | 10 | 26800 | 19900 | 74.25% | 2.38 | 0 | 13 |  |  |  | No | R-410A | 1.9333 | Residential & Commercial | Ducted CEE Tier 1
210532994 | Central HP <5.4 tons | CARRIER | HRCU-A-CB (Split System: Heat Pump with Remote Outdoor Unit-Air-Source) | 25VNA424A*031* |  |  | CAP**3721AL*+UI | 59CU5A100C21**22 | 24200 | 20.5 | 10.5 | 26400 | 19600 | 74.24% | 2.56 | 0 | 13.5 |  |  |  | No | R-410A | 2.0167 | Residential & Commercial | Ducted CEE Tier 1
210533092 | Central HP <5.4 tons | CARRIER | HRCU-A-CB (Split System: Heat Pump with Remote Outdoor Unit-Air-Source) | 25VNA424A*031* |  |  | CSPH*3012AL*+UI | 58TN*A070C17**16 | 23400 | 19.5 | 9 | 27000 | 19900 | 73.7% | 2.44 | 0 | 12.5 |  |  |  | No | R-410A | 1.95 | Residential & Commercial | Ducted CEE Tier 1
204299190 | Central HP <5.4 tons | BRYANT HEATING AND COOLING SYSTEMS | HRCU-A-CB (Split System: Heat Pump with Remote Outdoor Unit-Air-Source) | 288BNV037*0**A* |  |  | CAP**4321AL*+UI | 88*TA48090C17*** | 33000 | 18 | 8.5 | 32800 | 25000 | 76.22% | 2 | 12 | 11.7 |  |  |  | No | R-410A | 2.75 | Residential & Commercial | Ducted CEE Tier 1
215869084 | Central HP <5.4 tons | TRANE | HRCU-A-CB (Split System: Heat Pump with Remote Outdoor Unit-Air-Source) | 5TWV8X24A1 |  |  | 5TXCB003AS3 | S9V2B060U4VSB+LRP | 21400 | 18.1 | 8.5 | 24400 | 18900 | 77.46% | 2.1 | 0 | 11.2 |  |  |  | No | R-454B | 1.7833 | Residential & Commercial | Ducted CEE Tier 1
213773224 | Central HP <5.4 tons | TEMPSTAR | HRCU-A-CB (Split System: Heat Pump with Remote Outdoor Unit-Air-Source) | TVH825GKA3* |  |  | EA*4X37L17A*+WALLCON | *97CMN0801714B* | 24200 | 16 | 8.1 | 21400 | 16700 | 78.04% | 1.98 | 0 | 10.5 |  |  |  | No | R-410A | 2.0167 | Residential & Commercial | Ducted CEE Tier 1
213773274 | Central HP <5.4 tons | TEMPSTAR | HRCU-A-CB (Split System: Heat Pump with Remote Outdoor Unit-Air-Source) | TVH825GKA3* |  |  | EA*4X37L21A*+WALLCON | *80CTL0701716B* | 24400 | 16.5 | 8.1 | 21200 | 16600 | 78.3% | 2.02 | 0 | 11 |  |  |  | No | R-410A | 2.0333 | Residential & Commercial | Ducted CEE Tier 1
214242324 | Central HP <5.4 tons | TEMPSTAR | HRCU-A-CB (Split System: Heat Pump with Remote Outdoor Unit-Air-Source) | TVH825GKA3* |  |  | EN(A,D,W)4X48L21**+WALLCON | *96CTN1002122B* | 24200 | 17 | 8.1 | 21200 | 16500 | 77.83% | 2 | 0 | 11.5 |  |  |  | No | R-410A | 2.0167 | Residential & Commercial | Ducted CEE Tier 1
214242394 | Central HP <5.4 tons | TEMPSTAR | HRCU-A-CB (Split System: Heat Pump with Remote Outdoor Unit-Air-Source) | TVH825GKA3* |  |  | EN(A,D)4X48L24**+WALLCON | *96CTN1202422B* | 24200 | 17 | 8.1 | 21200 | 16600 | 78.3% | 2 | 0 | 11 |  |  |  | No | R-410A | 2.0167 | Residential & Commercial | Ducted CEE Tier 1
215864605 | Central HP <5.4 tons | TRANE | HRCU-A-CB (Split System: Heat Pump with Remote Outdoor Unit-Air-Source) | 5TWV8X36A1 |  |  | 5TXCB006AS3 | S9V2B060U3VSB+LRP | 32800 | 18.1 | 8.5 | 33600 | 25800 | 76.79% | 2.1 | 0 | 10 |  |  |  | No | R-454B | 2.7333 | Residential & Commercial | Ducted CEE Tier 1
215864623 | Central HP <5.4 tons | TRANE | HRCU-A-CB (Split System: Heat Pump with Remote Outdoor Unit-Air-Source) | 5TWV8X36A1 |  |  | 5TXCB006AS3 | S8V2A040M3PDB | 32200 | 18.1 | 8.5 | 33200 | 25600 | 77.11% | 2 | 0 | 10 |  |  |  | No | R-454B | 2.6833 | Residential & Commercial | Ducted CEE Tier 1
215865039 | Central HP <5.4 tons | TRANE | HRCU-A-CB (Split System: Heat Pump with Remote Outdoor Unit-Air-Source) | 5TWV8X36A1 |  |  | 5TEMCD05AV41+TDR |  | 32800 | 18.1 | 8.5 | 33200 | 25200 | 75.9% | 2.2 | 0 | 10 |  |  |  | No | R-454B | 2.7333 | Residential & Commercial | Ducted CEE Tier 1
215869100 | Central HP <5.4 tons | TRANE | HRCU-A-CB (Split System: Heat Pump with Remote Outdoor Unit-Air-Source) | 5TWV8X36A1 |  |  | 5PX*CD05AS3 | S9V2C100D5VSB+LRP | 32200 | 18.1 | 8.5 | 34000 | 25600 | 75.29% | 2 | 0 | 10 |  |  |  | No | R-454B | 2.6833 | Residential & Commercial | Ducted CEE Tier 1
211228098 | Central HP <5.4 tons | TEMPSTAR | HRCU-A-CB (Split System: Heat Pump with Remote Outdoor Unit-Air-Source) | DLCURAH36ABK |  |  | EA*4X42L24A* | *95ESU1002120A* | 35800 | 16 | 8.1 | 38500 | 35000 | 90.91% | 1.9 | 0 | 10 |  |  |  | No | R-410A | 2.9833 | Residential & Commercial | Ducted CEE Tier 1
216571107 | Central HP <5.4 tons | AMERICAN STANDARD | HRCU-A-CB (Split System: Heat Pump with Remote Outdoor Unit-Air-Source) | 5A6V0X48A1 |  |  | 5PX*D010AS3 | S8V2C080M5PDB | 45500 | 20 | 9.7 | 47000 | 33600 | 71.49% | 2.1 | 0 | 12 |  |  |  | No | R-454B | 3.7917 | Residential & Commercial | Ducted CEE Tier 1
216571125 | Central HP <5.4 tons | AMERICAN STANDARD | HRCU-A-CB (Split System: Heat Pump with Remote Outdoor Unit-Air-Source) | 5A6V0X48A1 |  |  | 5TXCC009AS3 | S8V2C080M5PDB | 45000 | 20 | 9.7 | 47000 | 33600 | 71.49% | 2.1 | 0 | 12 |  |  |  | No | R-454B | 3.75 | Residential & Commercial | Ducted CEE Tier 1
211228280 | Central HP <5.4 tons | TEMPSTAR | HRCU-A-CB (Split System: Heat Pump with Remote Outdoor Unit-Air-Source) | DLCURAH36ABK |  |  | EA*4X43L21A* | *80ES(N,L)0902120A* | 36800 | 16 | 8.5 | 38500 | 34800 | 90.39% | 2.1 | 0 | 10 |  |  |  | No | R-410A | 3.0667 | Residential & Commercial | Ducted CEE Tier 1
216453149 | Central HP <5.4 tons | TRANE | HRCU-A-CB (Split System: Heat Pump with Remote Outdoor Unit-Air-Source) | 5TWV0X48A1 |  |  | 5PX*C007AS3 | S8V2C100M5PCB | 44500 | 20 | 9.7 | 47500 | 34200 | 72% | 2.1 | 0 | 11.7 |  |  |  | No | R-454B | 3.7083 | Residential & Commercial | Ducted CEE Tier 1
216551643 | Central HP <5.4 tons | FRIEDRICH | HRCU-A-CB (Split System: Heat Pump with Remote Outdoor Unit-Air-Source) | FRP19AY24AJVC |  |  | RCFY2421HEAAM | FR801V0504A17UHS | 22800 | 20 | 10 | 22800 | 18500 | 81.14% | 1.8 | 0 | 12 |  |  |  | No | R-454B | 1.9 | Residential & Commercial | Ducted CEE Tier 1
216551727 | Central HP <5.4 tons | FRIEDRICH | HRCU-A-CB (Split System: Heat Pump with Remote Outdoor Unit-Air-Source) | FRP19AY24AJVC |  |  | RCFY2421HEAAM | FR97MV0703A17DH | 22800 | 21 | 10 | 22800 | 18500 | 81.14% | 1.8 | 0 | 13 |  |  |  | No | R-454B | 1.9 | Residential & Commercial | Ducted CEE Tier 1
215936194 | Central HP <5.4 tons | CARRIER | HRCU-A-CB (Split System: Heat Pump with Remote Outdoor Unit-Air-Source) | 27VNA336A*030* |  |  | CVAVA4224XMA*+UI | 59CU5B080C21**20 | 35400 | 21.5 | 8.5 | 38000 | 28600 | 75.26% | 2.04 | 0 | 12 |  |  |  | No | R-454B | 2.95 | Residential & Commercial | Ducted CEE Tier 1
215936344 | Central HP <5.4 tons | CARRIER | HRCU-A-CB (Split System: Heat Pump with Remote Outdoor Unit-Air-Source) | 27VNA336A*030* |  |  | CVAVA4824XMA*+UI | 59CU5B080C21**20 | 35000 | 21 | 8.5 | 38500 | 28400 | 73.77% | 2.04 | 0 | 12 |  |  |  | No | R-454B | 2.9167 | Residential & Commercial | Ducted CEE Tier 1
215936694 | Central HP <5.4 tons | CARRIER | HRCU-A-CB (Split System: Heat Pump with Remote Outdoor Unit-Air-Source) | 27VNA336A*030* |  |  | CVAVA6021XMA*+UI | 59MN7C080C21**20 | 35600 | 21.5 | 8.5 | 38000 | 28600 | 75.26% | 2.02 | 0 | 12.5 |  |  |  | No | R-454B | 2.9667 | Residential & Commercial | Ducted CEE Tier 1
212974993 | Central HP <5.4 tons | AIRQUEST | HRCU-A-CB (Split System: Heat Pump with Remote Outdoor Unit-Air-Source) | DLCURAH24ABK |  |  | EA*4X37L17A* | *96VTN0401410B* | 23800 | 16 | 8.1 | 25200 | 22400 | 88.89% | 1.84 | 0 | 10 |  |  |  | No | R-410A | 1.9833 | Residential & Commercial | Ducted CEE Tier 1
216571067 | Central HP <5.4 tons | AMERICAN STANDARD | HRCU-A-CB (Split System: Heat Pump with Remote Outdoor Unit-Air-Source) | 5A6V0X36A1 |  |  | 5TXCC007AS3 | S8V2C080M5PDB | 35000 | 20 | 9.7 | 31800 | 25000 | 78.62% | 2.2 | 0 | 12.5 |  |  |  | No | R-454B | 2.9167 | Residential & Commercial | Ducted CEE Tier 1
210597377 | Central HP <5.4 tons | COMFORTMAKER | HRCU-A-CB (Split System: Heat Pump with Remote Outdoor Unit-Air-Source) | CVH837GKA** |  |  | EA*4X60L24A*+WALLCON | *80CTL1352422A* | 32800 | 18 | 8.5 | 31800 | 24800 | 77.99% | 2 | 0 | 12 |  |  |  | No | R-410A | 2.7333 | Residential & Commercial | Ducted CEE Tier 1
210597410 | Central HP <5.4 tons | COMFORTMAKER | HRCU-A-CB (Split System: Heat Pump with Remote Outdoor Unit-Air-Source) | CVH837GKA** |  |  | EA*4X61L21A*+WALLCON | *80CSU0601716A* | 33200 | 17.5 | 8.1 | 32200 | 25000 | 77.64% | 1.98 | 0 | 11.5 |  |  |  | No | R-410A | 2.7667 | Residential & Commercial | Ducted CEE Tier 1
210597446 | Central HP <5.4 tons | COMFORTMAKER | HRCU-A-CB (Split System: Heat Pump with Remote Outdoor Unit-Air-Source) | CVH837GKA** |  |  | EA*4X61L24A*+WALLCON | *80CSU1002120A* | 33200 | 17.5 | 8.1 | 32000 | 24800 | 77.5% | 1.98 | 0 | 11.5 |  |  |  | No | R-410A | 2.7667 | Residential & Commercial | Ducted CEE Tier 1
216571013 | Central HP <5.4 tons | AMERICAN STANDARD | HRCU-A-CB (Split System: Heat Pump with Remote Outdoor Unit-Air-Source) | 5A6V0X36A1 |  |  | 5PX*CD09AS3 | S8V2C080M5PDB | 35600 | 20 | 9.4 | 31800 | 24600 | 77.36% | 2.1 | 0 | 12.7 |  |  |  | No | R-454B | 2.9667 | Residential & Commercial | Ducted CEE Tier 1
216571061 | Central HP <5.4 tons | AMERICAN STANDARD | HRCU-A-CB (Split System: Heat Pump with Remote Outdoor Unit-Air-Source) | 5A6V0X36A1 |  |  | 5TXCC007AS3 | S8V2C100M5PDB | 35400 | 20 | 10 | 32200 | 25000 | 77.64% | 2.1 | 0 | 12.5 |  |  |  | No | R-454B | 2.95 | Residential & Commercial | Ducted CEE Tier 1
216570857 | Central HP <5.4 tons | AMERICAN STANDARD | HRCU-A-CB (Split System: Heat Pump with Remote Outdoor Unit-Air-Source) | 5A6V0X24A1 |  |  | 5PX*B003AS3 | S8V2B060M4PDB | 21600 | 20.6 | 10 | 24000 | 18400 | 76.67% | 2.2 | 0 | 11.5 |  |  |  | No | R-454B | 1.8 | Residential & Commercial | Ducted CEE Tier 1
214239082 | Central HP <5.4 tons | TEMPSTAR | HRCU-A-CB (Split System: Heat Pump with Remote Outdoor Unit-Air-Source) | TVH837GKA2* |  |  | EN(A,D,W)4X42L21**+WALLCON | *80CTL0902120B* | 31800 | 17 | 8.1 | 33000 | 24400 | 73.94% | 1.88 | 0 | 11 |  |  |  | No | R-410A | 2.65 | Residential & Commercial | Ducted CEE Tier 1
214239302 | Central HP <5.4 tons | TEMPSTAR | HRCU-A-CB (Split System: Heat Pump with Remote Outdoor Unit-Air-Source) | TVH837GKA2* |  |  | EN(A,D)4X48L24**+WALLCON | *80CTL1102120B* | 32400 | 17 | 8.1 | 32600 | 24600 | 75.46% | 1.96 | 0 | 11.5 |  |  |  | No | R-410A | 2.7 | Residential & Commercial | Ducted CEE Tier 1
212984577 | Central HP <5.4 tons | CARRIER | HRCU-A-CB (Split System: Heat Pump with Remote Outdoor Unit-Air-Source) | 38MURAQ24AB3* |  |  | CAP**2517AL* | 59SC2E080M17**16 | 24000 | 17.5 | 8.5 | 25000 | 21800 | 87.2% | 1.84 | 0 | 10 |  |  |  | No | R-410A | 2 | Residential & Commercial | Ducted CEE Tier 1
211260885 | Central HP <5.4 tons | AIRQUEST | HRCU-A-CB (Split System: Heat Pump with Remote Outdoor Unit-Air-Source) | DLCURAH18ABK |  |  | EA*4X25L17A* | *95ESN0401410A* | 18300 | 16 | 8.5 | 18200 | 17500 | 96.15% | 2.12 | 0 | 10.5 |  |  |  | No | R-410A | 1.525 | Residential & Commercial | Ducted CEE Tier 1
211262137 | Central HP <5.4 tons | AIRQUEST | HRCU-A-CB (Split System: Heat Pump with Remote Outdoor Unit-Air-Source) | DLCURAH18ABK |  |  | EA*4X30L17A* | *92ESN0401712A* | 17900 | 15.5 | 8.5 | 18600 | 18500 | 99.46% | 2.22 | 0 | 10.5 |  |  |  | No | R-410A | 1.4917 | Residential & Commercial | Ducted CEE Tier 1
214279750 | Central HP <5.4 tons | HEIL | HRCU-A-CB (Split System: Heat Pump with Remote Outdoor Unit-Air-Source) | DLCURAH18ABK |  |  | EA*4X25L17A* | *96MSN0601716A* | 17700 | 16 | 8.5 | 17600 | 17800 | 101.1% | 2.14 | 0 | 10.5 |  |  |  | No | R-410A | 1.475 | Residential & Commercial | Ducted CEE Tier 1
216571347 | Central HP <5.4 tons | AMERICAN STANDARD | HRCU-A-CB (Split System: Heat Pump with Remote Outdoor Unit-Air-Source) | 5A6V8X24A1 |  |  | 5PX*B003AS3 | S8V2B080M4PDB | 21400 | 18.1 | 8.5 | 24400 | 18900 | 77.46% | 2.1 | 0 | 11.2 |  |  |  | No | R-454B | 1.7833 | Residential & Commercial | Ducted CEE Tier 1
214242794 | Central HP <5.4 tons | TEMPSTAR | HRCU-A-CB (Split System: Heat Pump with Remote Outdoor Unit-Air-Source) | TVH825GKA2* |  |  | EN(A,D)4X36L21**+WALLCON | *95CSU0601716B* | 23400 | 16.5 | 8.1 | 21600 | 16700 | 77.31% | 1.92 | 0 | 10.5 |  |  |  | No | R-410A | 1.95 | Residential & Commercial | Ducted CEE Tier 1
214242894 | Central HP <5.4 tons | TEMPSTAR | HRCU-A-CB (Split System: Heat Pump with Remote Outdoor Unit-Air-Source) | TVH825GKA2* |  |  | END4X42L17**+WALLCON | *80CTL0901716B* | 24000 | 17 | 8.1 | 21400 | 16600 | 77.57% | 1.98 | 0 | 11.5 |  |  |  | No | R-410A | 2 | Residential & Commercial | Ducted CEE Tier 1
214243094 | Central HP <5.4 tons | TEMPSTAR | HRCU-A-CB (Split System: Heat Pump with Remote Outdoor Unit-Air-Source) | TVH825GKA2* |  |  | EN(A,D,W)4X48L21**+WALLCON | *80CTL0701716B* | 24000 | 17 | 8.1 | 21400 | 16600 | 77.57% | 2 | 0 | 11 |  |  |  | No | R-410A | 2 | Residential & Commercial | Ducted CEE Tier 1
214243194 | Central HP <5.4 tons | TEMPSTAR | HRCU-A-CB (Split System: Heat Pump with Remote Outdoor Unit-Air-Source) | TVH825GKA2* |  |  | EN(A,D,W)4X48L21**+WALLCON | *96CTN1002122B* | 24200 | 17 | 8.1 | 21200 | 16600 | 78.3% | 2.02 | 0 | 11.5 |  |  |  | No | R-410A | 2.0167 | Residential & Commercial | Ducted CEE Tier 1
215864538 | Central HP <5.4 tons | AMERICAN STANDARD | HRCU-A-CB (Split System: Heat Pump with Remote Outdoor Unit-Air-Source) | 5A6V8X36A1 |  |  | 5PX*C005AS3 | S9V2C100U5PSC+LRP | 32000 | 18.1 | 8.5 | 32800 | 25400 | 77.44% | 2.1 | 0 | 10 |  |  |  | No | R-454B | 2.6667 | Residential & Commercial | Ducted CEE Tier 1
215864588 | Central HP <5.4 tons | AMERICAN STANDARD | HRCU-A-CB (Split System: Heat Pump with Remote Outdoor Unit-Air-Source) | 5A6V8X36A1 |  |  | 5TXCB004AS3 | *UHMB060CCV3+LRP | 31600 | 18.1 | 8.5 | 33000 | 25800 | 78.18% | 2 | 0 | 10 |  |  |  | No | R-454B | 2.6333 | Residential & Commercial | Ducted CEE Tier 1
215864670 | Central HP <5.4 tons | AMERICAN STANDARD | HRCU-A-CB (Split System: Heat Pump with Remote Outdoor Unit-Air-Source) | 5A6V8X48A1 |  |  | 5TXCB006AS3 | S9V2B060U4PSC+LRP | 44500 | 18.1 | 8.5 | 46000 | 35400 | 76.96% | 2.1 | 0 | 10 |  |  |  | No | R-454B | 3.7083 | Residential & Commercial | Ducted CEE Tier 1
215864690 | Central HP <5.4 tons | AMERICAN STANDARD | HRCU-A-CB (Split System: Heat Pump with Remote Outdoor Unit-Air-Source) | 5A6V8X60A1 |  |  | 5PX*C007AS3 | S9V2C080U5PSC+LRP | 53000 | 18.1 | 8.5 | 56000 | 40000 | 71.43% | 2 | 0 | 10 |  |  |  | No | R-454B | 4.4167 | Residential & Commercial | Ducted CEE Tier 1
215864770 | Central HP <5.4 tons | AMERICAN STANDARD | HRCU-A-CB (Split System: Heat Pump with Remote Outdoor Unit-Air-Source) | 5A6V8X60A1 |  |  | 5TXCD010AS3 | S8V2D120M5PCB | 54500 | 18.1 | 8.5 | 55500 | 40000 | 72.07% | 2 | 0 | 10 |  |  |  | No | R-454B | 4.5417 | Residential & Commercial | Ducted CEE Tier 1
215864788 | Central HP <5.4 tons | AMERICAN STANDARD | HRCU-A-CB (Split System: Heat Pump with Remote Outdoor Unit-Air-Source) | 5A6V8X36A1 |  |  | 5PX*BD06AS3 | S8V2B060M4PCB | 32800 | 18.1 | 8.5 | 34400 | 26000 | 75.58% | 2 | 0 | 10 |  |  |  | No | R-454B | 2.7333 | Residential & Commercial | Ducted CEE Tier 1
215864820 | Central HP <5.4 tons | AMERICAN STANDARD | HRCU-A-CB (Split System: Heat Pump with Remote Outdoor Unit-Air-Source) | 5A6V8X48A1 |  |  | 5PX*B006AS3 | L8V1B080U4VSB+LRP | 44500 | 18.1 | 8.5 | 46000 | 35200 | 76.52% | 2.1 | 0 | 10 |  |  |  | No | R-454B | 3.7083 | Residential & Commercial | Ducted CEE Tier 1
215864840 | Central HP <5.4 tons | AMERICAN STANDARD | HRCU-A-CB (Split System: Heat Pump with Remote Outdoor Unit-Air-Source) | 5A6V8X48A1 |  |  | 5PX*C009AS3 | L8V1C100U5VSB+LRP | 46500 | 18.1 | 8.5 | 45000 | 34800 | 77.33% | 2.2 | 0 | 10.5 |  |  |  | No | R-454B | 3.875 | Residential & Commercial | Ducted CEE Tier 1
212985029 | Central HP <5.4 tons | CARRIER | HRCU-A-CB (Split System: Heat Pump with Remote Outdoor Unit-Air-Source) | 38MURAQ24AB3* |  |  | CAP**3621AL* | 59SC2E080M21**20 | 23600 | 17.5 | 8.5 | 26000 | 24000 | 92.31% | 2.02 | 0 | 10 |  |  |  | No | R-410A | 1.9667 | Residential & Commercial | Ducted CEE Tier 1
212985347 | Central HP <5.4 tons | CARRIER | HRCU-A-CB (Split System: Heat Pump with Remote Outdoor Unit-Air-Source) | 38MURAQ24AB3* |  |  | CAP**3721AL* | 59SC2E100M21**20 | 24200 | 17.5 | 8.5 | 25200 | 21600 | 85.71% | 1.82 | 0 | 10.5 |  |  |  | No | R-410A | 2.0167 | Residential & Commercial | Ducted CEE Tier 1
212986867 | Central HP <5.4 tons | CARRIER | HRCU-A-CB (Split System: Heat Pump with Remote Outdoor Unit-Air-Source) | 38MURAQ24AB3* |  |  | CAP**2417AL* | 59SC6A060M14**12 | 23400 | 16.5 | 8.5 | 27000 | 26400 | 97.78% | 2.22 | 0 | 10 |  |  |  | No | R-410A | 1.95 | Residential & Commercial | Ducted CEE Tier 1
211240264 | Central HP <5.4 tons | BRYANT HEATING AND COOLING SYSTEMS | HRCU-A-CB (Split System: Heat Pump with Remote Outdoor Unit-Air-Source) | 38MURAQ24AB3* |  |  | CAP**2414AL* | 82*TA36070V14*** | 24000 | 16.5 | 8.5 | 26800 | 23800 | 88.81% | 1.96 | 0 | 10 |  |  |  | No | R-410A | 2 | Residential & Commercial | Ducted CEE Tier 1
211240298 | Central HP <5.4 tons | BRYANT HEATING AND COOLING SYSTEMS | HRCU-A-CB (Split System: Heat Pump with Remote Outdoor Unit-Air-Source) | 38MURAQ24AB3* |  |  | CAP**2414AL* | 926TB36060V14*** | 23200 | 16 | 8.5 | 26400 | 25600 | 96.97% | 2.14 | 0 | 10 |  |  |  | No | R-410A | 1.9333 | Residential & Commercial | Ducted CEE Tier 1
211240383 | Central HP <5.4 tons | BRYANT HEATING AND COOLING SYSTEMS | HRCU-A-CB (Split System: Heat Pump with Remote Outdoor Unit-Air-Source) | 38MURAQ24AB3* |  |  | CAP**2417AL* | 926SA42060V17*** | 23800 | 16 | 8.5 | 26800 | 24000 | 89.55% | 1.98 | 0 | 10 |  |  |  | No | R-410A | 1.9833 | Residential & Commercial | Ducted CEE Tier 1
212989609 | Central HP <5.4 tons | CARRIER | HRCU-A-CB (Split System: Heat Pump with Remote Outdoor Unit-Air-Source) | 38MURAQ24AB3* |  |  | CAP**3721AL* | 59SU5B080M21**20 | 24000 | 17.5 | 8.5 | 25200 | 21800 | 86.51% | 1.82 | 0 | 10 |  |  |  | No | R-410A | 2 | Residential & Commercial | Ducted CEE Tier 1
215931559 | Central HP <5.4 tons | COMFORTMAKER | HRCU-A-CB (Split System: Heat Pump with Remote Outdoor Unit-Air-Source) | C5H3V60*K*AAA* |  |  | EA*5X60M24A*+WALLCON | *80CTL1102120B* | 56000 | 18.5 | 8.5 | 60500 | 45500 | 75.21% | 2.06 | 0 | 11.5 |  |  |  | No | R-454B | 4.6667 | Residential & Commercial | Ducted CEE Tier 1
215931909 | Central HP <5.4 tons | COMFORTMAKER | HRCU-A-CB (Split System: Heat Pump with Remote Outdoor Unit-Air-Source) | C5H3V60*K*AAA* |  |  | ESH5X60M12A*+WALLCON | *96CTN1002122B* | 56500 | 18 | 8.1 | 61000 | 46000 | 75.41% | 1.95 | 0 | 11 |  |  |  | No | R-454B | 4.7083 | Residential & Commercial | Ducted CEE Tier 1
212383473 | Central HP <5.4 tons | COMFORTMAKER | HRCU-A-CB (Split System: Heat Pump with Remote Outdoor Unit-Air-Source) | DLCURAH36ABK |  |  | EA*4X43L21A* | *92ESN0801716A* | 36400 | 16 | 8.5 | 38500 | 34800 | 90.39% | 2.08 | 0 | 10 |  |  |  | No | R-410A | 3.0333 | Residential & Commercial | Ducted CEE Tier 1
215937094 | Central HP <5.4 tons | CARRIER | HRCU-A-CB (Split System: Heat Pump with Remote Outdoor Unit-Air-Source) | 27VNA348A*030* |  |  | CVAMA4821XMA*+UI | 59MN7C100C21**22 | 44500 | 20 | 8.1 | 52000 | 38500 | 74.04% | 2 | 0 | 11 |  |  |  | No | R-454B | 3.7083 | Residential & Commercial | Ducted CEE Tier 1
215937464 | Central HP <5.4 tons | CARRIER | HRCU-A-CB (Split System: Heat Pump with Remote Outdoor Unit-Air-Source) | 27VNA348A*030* |  |  | CVAMA6024XMA*+UI | 58TN*B090C21**20 | 45500 | 21 | 8.1 | 52500 | 38000 | 72.38% | 1.95 | 0 | 11.5 |  |  |  | No | R-454B | 3.7917 | Residential & Commercial | Ducted CEE Tier 1
215937764 | Central HP <5.4 tons | CARRIER | HRCU-A-CB (Split System: Heat Pump with Remote Outdoor Unit-Air-Source) | 27VNA348A*030* |  |  | CVAVA4821XMA*+UI | 58TN*B110C21**20 | 44500 | 20 | 8.1 | 52000 | 38000 | 73.08% | 1.9 | 0 | 11 |  |  |  | No | R-454B | 3.7083 | Residential & Commercial | Ducted CEE Tier 1
213079869 | Central HP <5.4 tons | DAY & NIGHT | HRCU-A-CB (Split System: Heat Pump with Remote Outdoor Unit-Air-Source) | DLCURAH36ABK |  |  | EA*4X42L24A* | *92MSN1002122A* | 35400 | 16.5 | 8.1 | 38500 | 35000 | 90.91% | 1.9 | 0 | 10 |  |  |  | No | R-410A | 2.95 | Residential & Commercial | Ducted CEE Tier 1
216571077 | Central HP <5.4 tons | AMERICAN STANDARD | HRCU-A-CB (Split System: Heat Pump with Remote Outdoor Unit-Air-Source) | 5A6V0X36A1 |  |  | 5TXCC009AS3 | S8V2C100M5PCB | 35800 | 20 | 9.7 | 32000 | 24800 | 77.5% | 2.2 | 0 | 12.7 |  |  |  | No | R-454B | 2.9833 | Residential & Commercial | Ducted CEE Tier 1
206772424 | Central HP <5.4 tons | HEIL | HRCU-A-CB (Split System: Heat Pump with Remote Outdoor Unit-Air-Source) | HVH837GKA2* |  |  | EN(A,D)4X48L24**+WALLCON | *96CTN1002122A* | 32400 | 17.5 | 8.1 | 33000 | 24800 | 75.15% | 1.96 | 12 | 11.7 |  |  |  | No | R-410A | 2.7 | Residential & Commercial | Ducted CEE Tier 1
212971646 | Central HP <5.4 tons | AIRQUEST | HRCU-A-CB (Split System: Heat Pump with Remote Outdoor Unit-Air-Source) | DLCURAH24ABK |  |  | EA*4X30L17A* | *80VTL0701716B* | 23600 | 17 | 8.5 | 26000 | 24000 | 92.31% | 2 | 0 | 10 |  |  |  | No | R-410A | 1.9667 | Residential & Commercial | Ducted CEE Tier 1
212972984 | Central HP <5.4 tons | AIRQUEST | HRCU-A-CB (Split System: Heat Pump with Remote Outdoor Unit-Air-Source) | DLCURAH24ABK |  |  | EN(A,D)4X30L14** | *96VSN0401410B* | 23400 | 16 | 8.1 | 26400 | 24800 | 93.94% | 2.04 | 0 | 10 |  |  |  | No | R-410A | 1.95 | Residential & Commercial | Ducted CEE Tier 1
216571059 | Central HP <5.4 tons | AMERICAN STANDARD | HRCU-A-CB (Split System: Heat Pump with Remote Outdoor Unit-Air-Source) | 5A6V0X36A1 |  |  | 5TXCC007AS3 | S8V2C080M5PCB | 35000 | 20 | 9.7 | 31800 | 25000 | 78.62% | 2.2 | 0 | 12.5 |  |  |  | No | R-454B | 2.9167 | Residential & Commercial | Ducted CEE Tier 1
206136009 | Central HP <5.4 tons | COMFORTMAKER | HRCU-A-CB (Split System: Heat Pump with Remote Outdoor Unit-Air-Source) | CVH837GKA** |  |  | EHD4X48AAL+WALLCON | *80CSU0401712A* | 32600 | 16.5 | 8.1 | 33000 | 24800 | 75.15% | 1.96 | 11.5 | 11 |  |  |  | No | R-410A | 2.7167 | Residential & Commercial | Ducted CEE Tier 1
213079878 | Central HP <5.4 tons | DAY & NIGHT | HRCU-A-CB (Split System: Heat Pump with Remote Outdoor Unit-Air-Source) | DLCURAH36ABK |  |  | EA*4X43L21A* | *92MSN1002122A* | 36200 | 16.5 | 8.5 | 38000 | 34800 | 91.58% | 2.04 | 0 | 10 |  |  |  | No | R-410A | 3.0167 | Residential & Commercial | Ducted CEE Tier 1
213080321 | Central HP <5.4 tons | DAY & NIGHT | HRCU-A-CB (Split System: Heat Pump with Remote Outdoor Unit-Air-Source) | DLCURAH36ABK |  |  | EA*4X43L21A* | *96MSN1002120A* | 36600 | 16 | 8.5 | 38500 | 34800 | 90.39% | 2.1 | 0 | 10 |  |  |  | No | R-410A | 3.05 | Residential & Commercial | Ducted CEE Tier 1
213077614 | Central HP <5.4 tons | AIRQUEST | HRCU-A-CB (Split System: Heat Pump with Remote Outdoor Unit-Air-Source) | DLCURAH36ABK |  |  | EA*4X42L21A* | *96VTN1002120B* | 35400 | 16 | 8.1 | 38500 | 35000 | 90.91% | 1.88 | 0 | 10 |  |  |  | No | R-410A | 2.95 | Residential & Commercial | Ducted CEE Tier 1
213077773 | Central HP <5.4 tons | AIRQUEST | HRCU-A-CB (Split System: Heat Pump with Remote Outdoor Unit-Air-Source) | DLCURAH36ABK |  |  | EN(A,D,W)4X48L21** | *96VTN1002122B* | 36000 | 17 | 8.1 | 38500 | 34800 | 90.39% | 2 | 0 | 10.5 |  |  |  | No | R-410A | 3 | Residential & Commercial | Ducted CEE Tier 1
213078096 | Central HP <5.4 tons | AIRQUEST | HRCU-A-CB (Split System: Heat Pump with Remote Outdoor Unit-Air-Source) | DLCURAH36ABK |  |  | EA*4X43L21A* | *80MS(N,L)0701716A* | 36600 | 16 | 8.5 | 38500 | 35000 | 90.91% | 2.06 | 0 | 10 |  |  |  | No | R-410A | 3.05 | Residential & Commercial | Ducted CEE Tier 1
213078248 | Central HP <5.4 tons | AIRQUEST | HRCU-A-CB (Split System: Heat Pump with Remote Outdoor Unit-Air-Source) | DLCURAH36ABK |  |  | EN(A,D)4X48L24** | *80MS(N,L)0702116A* | 35800 | 16.5 | 8.1 | 38500 | 34800 | 90.39% | 1.98 | 0 | 10 |  |  |  | No | R-410A | 2.9833 | Residential & Commercial | Ducted CEE Tier 1
210596704 | Central HP <5.4 tons | COMFORTMAKER | HRCU-A-CB (Split System: Heat Pump with Remote Outdoor Unit-Air-Source) | CVH825GKA2* |  |  | EA*4X42L21A*+WALLCON | *97CMN0801714A* | 23600 | 16.5 | 8.1 | 21400 | 16700 | 78.04% | 1.96 | 0 | 11 |  |  |  | No | R-410A | 1.9667 | Residential & Commercial | Ducted CEE Tier 1
210596797 | Central HP <5.4 tons | COMFORTMAKER | HRCU-A-CB (Split System: Heat Pump with Remote Outdoor Unit-Air-Source) | CVH825GKA2* |  |  | EA*4X43L21A*+WALLCON | *97CMN0602120A* | 24400 | 16.5 | 8.1 | 21200 | 16700 | 78.77% | 2.02 | 0 | 11 |  |  |  | No | R-410A | 2.0333 | Residential & Commercial | Ducted CEE Tier 1
210596863 | Central HP <5.4 tons | COMFORTMAKER | HRCU-A-CB (Split System: Heat Pump with Remote Outdoor Unit-Air-Source) | CVH825GKA2* |  |  | EA*4X48L24A*+WALLCON | *95CSU1002122A* | 24200 | 17 | 8.1 | 21000 | 16500 | 78.57% | 2.02 | 0 | 11 |  |  |  | No | R-410A | 2.0167 | Residential & Commercial | Ducted CEE Tier 1
210596872 | Central HP <5.4 tons | COMFORTMAKER | HRCU-A-CB (Split System: Heat Pump with Remote Outdoor Unit-Air-Source) | CVH825GKA2* |  |  | EA*4X48L24A*+WALLCON | *97CMN0602120A* | 24000 | 16.5 | 8.1 | 21000 | 16600 | 79.05% | 2 | 0 | 11 |  |  |  | No | R-410A | 2 | Residential & Commercial | Ducted CEE Tier 1
210596908 | Central HP <5.4 tons | COMFORTMAKER | HRCU-A-CB (Split System: Heat Pump with Remote Outdoor Unit-Air-Source) | CVH825GKA2* |  |  | EHD4X42AAL+WALLCON | *95CSU0802120A* | 24200 | 16 | 8.1 | 21400 | 16600 | 77.57% | 2 | 0 | 11 |  |  |  | No | R-410A | 2.0167 | Residential & Commercial | Ducted CEE Tier 1
215936663 | Central HP <5.4 tons | TEMPSTAR | HRCU-A-CB (Split System: Heat Pump with Remote Outdoor Unit-Air-Source) | T5H3V36*K*AAA* |  |  | EVD5X60M21A*+WALLCON | *95CSU0802120B* | 35600 | 21.5 | 8.5 | 38000 | 28600 | 75.26% | 2.04 | 0 | 12 |  |  |  | No | R-454B | 2.9667 | Residential & Commercial | Ducted CEE Tier 1
215864856 | Central HP <5.4 tons | AMERICAN STANDARD | HRCU-A-CB (Split System: Heat Pump with Remote Outdoor Unit-Air-Source) | 5A6V8X48A1 |  |  | 5PX*CD09AS3 | S8V2C100M5PDB | 46000 | 18.1 | 8.5 | 45000 | 35000 | 77.78% | 2.1 | 0 | 10 |  |  |  | No | R-454B | 3.8333 | Residential & Commercial | Ducted CEE Tier 1
215864872 | Central HP <5.4 tons | AMERICAN STANDARD | HRCU-A-CB (Split System: Heat Pump with Remote Outdoor Unit-Air-Source) | 5A6V8X48A1 |  |  | 5PX*D008AS3 | S8V2D120M5PCB | 45500 | 18.1 | 8.5 | 45500 | 35200 | 77.36% | 2.1 | 0 | 10 |  |  |  | No | R-454B | 3.7917 | Residential & Commercial | Ducted CEE Tier 1
216551829 | Central HP <5.4 tons | FRIEDRICH | HRCU-A-CB (Split System: Heat Pump with Remote Outdoor Unit-Air-Source) | FRP19AY48AJVC |  |  | RCFY4821SEAAM | FR802V0755A21DZ | 45500 | 19 | 10 | 45500 | 41500 | 91.21% | 2.1 | 0 | 12 |  |  |  | No | R-454B | 3.7917 | Residential & Commercial | Ducted CEE Tier 1
216551864 | Central HP <5.4 tons | FRIEDRICH | HRCU-A-CB (Split System: Heat Pump with Remote Outdoor Unit-Air-Source) | FRP19AY48AJVC |  |  | RCFY4821SEAAM | FR802V0754A17DZ | 45500 | 19 | 10 | 45500 | 42000 | 92.31% | 2.1 | 0 | 11.7 |  |  |  | No | R-454B | 3.7917 | Residential & Commercial | Ducted CEE Tier 1
216551879 | Central HP <5.4 tons | FRIEDRICH | HRCU-A-CB (Split System: Heat Pump with Remote Outdoor Unit-Air-Source) | FRP19AY48AJVC |  |  | RCFY4821SEAAM | FR97MV1005A21DH | 45500 | 19 | 10 | 45500 | 42000 | 92.31% | 2.1 | 0 | 12 |  |  |  | No | R-454B | 3.7917 | Residential & Commercial | Ducted CEE Tier 1
216551894 | Central HP <5.4 tons | FRIEDRICH | HRCU-A-CB (Split System: Heat Pump with Remote Outdoor Unit-Air-Source) | FRP19AY48AJVC |  |  | RCFY4821SEAAM | FR98MV1005A21UP | 45500 | 19 | 10 | 45500 | 42000 | 92.31% | 2.1 | 0 | 11.7 |  |  |  | No | R-454B | 3.7917 | Residential & Commercial | Ducted CEE Tier 1
210532908 | Central HP <5.4 tons | CARRIER | HRCU-A-CB (Split System: Heat Pump with Remote Outdoor Unit-Air-Source) | 25VNA448A*031* |  |  | CNPV*4824AL*+UI | 59MN7B100C21**22 | 44000 | 21 | 8.5 | 46500 | 36400 | 78.28% | 2.18 | 0 | 12 |  |  |  | No | R-410A | 3.6667 | Residential & Commercial | Ducted CEE Tier 1
207436515 | Central HP <5.4 tons | LENNOX | HRCU-A-CB (Split System: Heat Pump with Remote Outdoor Unit-Air-Source) | SL25XPV-048-230A** |  |  | C35-49C+TDR+TXV | SL280UH080NV60C* | 45500 | 20.6 | 8.9 | 44000 | 35800 | 81.36% | 1.78 | 12.5 | 12.3 |  |  |  | No | R-410A | 3.7917 | Residential & Commercial | Ducted CEE Tier 1
207436516 | Central HP <5.4 tons | LENNOX | HRCU-A-CB (Split System: Heat Pump with Remote Outdoor Unit-Air-Source) | SL25XPV-048-230A** |  |  | C35-49C+TDR+TXV | SL280UH090V60C* | 45500 | 20 | 8.9 | 43500 | 35600 | 81.84% | 1.8 | 12.5 | 12.4 |  |  |  | No | R-410A | 3.7917 | Residential & Commercial | Ducted CEE Tier 1
207436531 | Central HP <5.4 tons | LENNOX | HRCU-A-CB (Split System: Heat Pump with Remote Outdoor Unit-Air-Source) | SL25XPV-048-230A** |  |  | C35-60C+TDR+TXV | SL280UH090V60C* | 46000 | 20.8 | 9.5 | 43500 | 35800 | 82.3% | 1.92 | 12.5 | 12.5 |  |  |  | No | R-410A | 3.8333 | Residential & Commercial | Ducted CEE Tier 1
207436532 | Central HP <5.4 tons | LENNOX | HRCU-A-CB (Split System: Heat Pump with Remote Outdoor Unit-Air-Source) | SL25XPV-048-230A** |  |  | C35-60C+TDR+TXV | SL280UH090XV60C* | 46000 | 20.8 | 9.5 | 43500 | 35800 | 82.3% | 1.92 | 12.5 | 12.5 |  |  |  | No | R-410A | 3.8333 | Residential & Commercial | Ducted CEE Tier 1
207436599 | Central HP <5.4 tons | LENNOX | HRCU-A-CB (Split System: Heat Pump with Remote Outdoor Unit-Air-Source) | SL25XPV-048-230A** |  |  | CX35-49C+TDR | SLP99UH090XV60C* | 45500 | 20 | 8.9 | 44000 | 36000 | 81.82% | 1.78 | 12 | 12 |  |  |  | No | R-410A | 3.7917 | Residential & Commercial | Ducted CEE Tier 1
210597013 | Central HP <5.4 tons | COMFORTMAKER | HRCU-A-CB (Split System: Heat Pump with Remote Outdoor Unit-Air-Source) | CVH825GKA2* |  |  | EN(A,D)4X48L24**+WALLCON | *96CTN1002122A* | 24200 | 17 | 8.1 | 21400 | 16600 | 77.57% | 2.02 | 0 | 11.5 |  |  |  | No | R-410A | 2.0167 | Residential & Commercial | Ducted CEE Tier 1
210597022 | Central HP <5.4 tons | COMFORTMAKER | HRCU-A-CB (Split System: Heat Pump with Remote Outdoor Unit-Air-Source) | CVH825GKA2* |  |  | EN(A,D)4X48L24**+WALLCON | *97CMN1002122A* | 24200 | 17 | 8.1 | 21400 | 16600 | 77.57% | 2.02 | 0 | 11.5 |  |  |  | No | R-410A | 2.0167 | Residential & Commercial | Ducted CEE Tier 1
210597097 | Central HP <5.4 tons | COMFORTMAKER | HRCU-A-CB (Split System: Heat Pump with Remote Outdoor Unit-Air-Source) | CVH825GKA2* |  |  | EN(A,D,W)4X48L21**+WALLCON | *95CSU0802120A* | 24200 | 17 | 8.1 | 21200 | 16600 | 78.3% | 2.02 | 0 | 11.5 |  |  |  | No | R-410A | 2.0167 | Residential & Commercial | Ducted CEE Tier 1
210597101 | Central HP <5.4 tons | DAY & NIGHT | HRCU-A-CB (Split System: Heat Pump with Remote Outdoor Unit-Air-Source) | CVH825GKA2* |  |  | EN(A,D,W)4X48L21**+WALLCON | *95CSU1002122A* | 24200 | 17 | 8.1 | 21200 | 16600 | 78.3% | 2.02 | 0 | 11.5 |  |  |  | No | R-410A | 2.0167 | Residential & Commercial | Ducted CEE Tier 1
207436158 | Central HP <5.4 tons | LENNOX | HRCU-A-CB (Split System: Heat Pump with Remote Outdoor Unit-Air-Source) | SL25XPV-024-230A** |  |  | C35-48B+TDR+TXV | EL296UH070XV36B* | 22000 | 21.6 | 9.3 | 21600 | 20600 | 95.37% | 1.86 | 14.5 | 13.5 |  |  |  | No | R-410A | 1.8333 | Residential & Commercial | Ducted CEE Tier 1
207436174 | Central HP <5.4 tons | LENNOX | HRCU-A-CB (Split System: Heat Pump with Remote Outdoor Unit-Air-Source) | SL25XPV-024-230A** |  |  | CH35-42B+TDR+TXV | SL297UH040NV36B* | 22800 | 23 | 9.5 | 21200 | 20000 | 94.34% | 1.96 | 15.5 | 14.5 |  |  |  | No | R-410A | 1.9 | Residential & Commercial | Ducted CEE Tier 1
206136109 | Central HP <5.4 tons | COMFORTMAKER | HRCU-A-CB (Split System: Heat Pump with Remote Outdoor Unit-Air-Source) | CVH837GKA** |  |  | EA*4X42L21A*+WALLCON | *95CSU1002122A* | 31800 | 17.5 | 8.1 | 33000 | 24400 | 73.94% | 1.9 | 11.5 | 11 |  |  |  | No | R-410A | 2.65 | Residential & Commercial | Ducted CEE Tier 1
205751222 | Central HP <5.4 tons | DAY & NIGHT | HRCU-A-CB (Split System: Heat Pump with Remote Outdoor Unit-Air-Source) | CVH837GKA** |  |  | EA*4X43L21A*+WALLCON | *80CTL0901716A* | 33000 | 18 | 8.5 | 32800 | 25000 | 76.22% | 2 | 12 | 11.7 |  |  |  | No | R-410A | 2.75 | Residential & Commercial | Ducted CEE Tier 1
211230060 | Central HP <5.4 tons | BRYANT HEATING AND COOLING SYSTEMS | HRCU-A-CB (Split System: Heat Pump with Remote Outdoor Unit-Air-Source) | 38MURAQ36AB3* |  |  | CNPV*4821AL* | 82*TA48070V17*** | 36000 | 16 | 8.1 | 38500 | 34800 | 90.39% | 2.02 | 0 | 10 |  |  |  | No | R-410A | 3 | Residential & Commercial | Ducted CEE Tier 1
211227788 | Central HP <5.4 tons | BRYANT HEATING AND COOLING SYSTEMS | HRCU-A-CB (Split System: Heat Pump with Remote Outdoor Unit-Air-Source) | 38MURAQ36AB3* |  |  | CAP**4224AL* | 8(0,1)*SA60090E21*** | 36000 | 16 | 8.1 | 39500 | 35000 | 88.61% | 1.92 | 0 | 10 |  |  |  | No | R-410A | 3 | Residential & Commercial | Ducted CEE Tier 1
211240718 | Central HP <5.4 tons | BRYANT HEATING AND COOLING SYSTEMS | HRCU-A-CB (Split System: Heat Pump with Remote Outdoor Unit-Air-Source) | 38MURAQ24AB3* |  |  | CAP**2417AL* | 915SB48080E17*** | 24400 | 15.5 | 8.5 | 27400 | 23000 | 83.94% | 1.88 | 0 | 10 |  |  |  | No | R-410A | 2.0333 | Residential & Commercial | Ducted CEE Tier 1
211259904 | Central HP <5.4 tons | AIRQUEST | HRCU-A-CB (Split System: Heat Pump with Remote Outdoor Unit-Air-Source) | DLCURAH18ABK |  |  | EA*4X19L17A* | *80ES(N,L)0451712A* | 19100 | 16 | 9 | 19100 | 17400 | 91.1% | 2.14 | 0 | 11 |  |  |  | No | R-410A | 1.5917 | Residential & Commercial | Ducted CEE Tier 1
212984062 | Central HP <5.4 tons | BRYANT HEATING AND COOLING SYSTEMS | HRCU-A-CB (Split System: Heat Pump with Remote Outdoor Unit-Air-Source) | 38MURAQ24AB3* |  |  | CAP**3617AL* | 912SE42060M17*** | 23800 | 17 | 8.5 | 26200 | 23800 | 90.84% | 1.98 | 0 | 10 |  |  |  | No | R-410A | 1.9833 | Residential & Commercial | Ducted CEE Tier 1
212985864 | Central HP <5.4 tons | BRYANT HEATING AND COOLING SYSTEMS | HRCU-A-CB (Split System: Heat Pump with Remote Outdoor Unit-Air-Source) | 38MURAQ24AB3* |  |  | CNPV*3617AL* | 916SA30026M14*** | 23400 | 16.5 | 8.1 | 26000 | 24400 | 93.85% | 2.02 | 0 | 10 |  |  |  | No | R-410A | 1.95 | Residential & Commercial | Ducted CEE Tier 1
216571223 | Central HP <5.4 tons | AMERICAN STANDARD | HRCU-A-CB (Split System: Heat Pump with Remote Outdoor Unit-Air-Source) | 5A6V8X24A1 |  |  | 5PX*BD06AS3 | S8V2A040M3PDB | 21800 | 18.1 | 8.5 | 23800 | 18600 | 78.15% | 2.2 | 0 | 11.5 |  |  |  | No | R-454B | 1.8167 | Residential & Commercial | Ducted CEE Tier 1
211228259 | Central HP <5.4 tons | BRYANT HEATING AND COOLING SYSTEMS | HRCU-A-CB (Split System: Heat Pump with Remote Outdoor Unit-Air-Source) | 38MURAQ36AB3* |  |  | CAP**4321AL* | 8(0,1)*SA48090E21*** | 36800 | 16 | 8.5 | 38500 | 34800 | 90.39% | 2.1 | 0 | 10 |  |  |  | No | R-410A | 3.0667 | Residential & Commercial | Ducted CEE Tier 1
211228556 | Central HP <5.4 tons | BRYANT HEATING AND COOLING SYSTEMS | HRCU-A-CB (Split System: Heat Pump with Remote Outdoor Unit-Air-Source) | 38MURAQ36AB3* |  |  | CAP**4321AL* | 926SA60080V21*** | 36400 | 16 | 8.5 | 38500 | 34800 | 90.39% | 2.08 | 0 | 10 |  |  |  | No | R-410A | 3.0333 | Residential & Commercial | Ducted CEE Tier 1
211228773 | Central HP <5.4 tons | BRYANT HEATING AND COOLING SYSTEMS | HRCU-A-CB (Split System: Heat Pump with Remote Outdoor Unit-Air-Source) | 38MURAQ36AB3* |  |  | CAP**4821AL* | 8(0,1)*SA42090E17*** | 36400 | 16 | 8.5 | 38500 | 34800 | 90.39% | 2.08 | 0 | 10 |  |  |  | No | R-410A | 3.0333 | Residential & Commercial | Ducted CEE Tier 1
211228809 | Central HP <5.4 tons | BRYANT HEATING AND COOLING SYSTEMS | HRCU-A-CB (Split System: Heat Pump with Remote Outdoor Unit-Air-Source) | 38MURAQ36AB3* |  |  | CAP**4821AL* | 8(0,1)*SA60110E21*** | 35800 | 16.5 | 8.5 | 38500 | 34600 | 89.87% | 2.04 | 0 | 10 |  |  |  | No | R-410A | 2.9833 | Residential & Commercial | Ducted CEE Tier 1
211228993 | Central HP <5.4 tons | BRYANT HEATING AND COOLING SYSTEMS | HRCU-A-CB (Split System: Heat Pump with Remote Outdoor Unit-Air-Source) | 38MURAQ36AB3* |  |  | CAP**4821AL* | 912SD60100E21*** | 35600 | 16.5 | 8.5 | 37800 | 34600 | 91.53% | 2.04 | 0 | 10 |  |  |  | No | R-410A | 2.9667 | Residential & Commercial | Ducted CEE Tier 1
211207027 | Central HP <5.4 tons | YORK | HRCU-A-CB (Split System: Heat Pump with Remote Outdoor Unit-Air-Source) | YZV60B21 |  |  | XAMC60HE4N1+CC | YP9C100C20MP13 | 52000 | 18 | 8.5 | 55000 | 42000 | 76.36% | 2.16 | 0 | 11 |  |  |  | No | R-410A | 4.3333 | Residential & Commercial | Ducted CEE Tier 1
210597449 | Central HP <5.4 tons | COMFORTMAKER | HRCU-A-CB (Split System: Heat Pump with Remote Outdoor Unit-Air-Source) | CVH837GKA** |  |  | EA*4X61L24A*+WALLCON | *80CTL0902120A* | 33200 | 18 | 8.5 | 32000 | 24800 | 77.5% | 2 | 0 | 12 |  |  |  | No | R-410A | 2.7667 | Residential & Commercial | Ducted CEE Tier 1
210597467 | Central HP <5.4 tons | COMFORTMAKER | HRCU-A-CB (Split System: Heat Pump with Remote Outdoor Unit-Air-Source) | CVH837GKA** |  |  | EA*4X61L24A*+WALLCON | *96CTN1002122A* | 33200 | 18 | 8.5 | 32000 | 24800 | 77.5% | 2 | 0 | 12 |  |  |  | No | R-410A | 2.7667 | Residential & Commercial | Ducted CEE Tier 1
210597515 | Central HP <5.4 tons | COMFORTMAKER | HRCU-A-CB (Split System: Heat Pump with Remote Outdoor Unit-Air-Source) | CVH837GKA** |  |  | EHD4X60AAL+WALLCON | *80CTL0902120A* | 33000 | 17 | 8.1 | 32200 | 25000 | 77.64% | 2 | 0 | 11.5 |  |  |  | No | R-410A | 2.75 | Residential & Commercial | Ducted CEE Tier 1
210597542 | Central HP <5.4 tons | COMFORTMAKER | HRCU-A-CB (Split System: Heat Pump with Remote Outdoor Unit-Air-Source) | CVH837GKA** |  |  | EHD4X60AAL+WALLCON | *97CMN0602120A* | 32800 | 16.5 | 8.1 | 32400 | 25200 | 77.78% | 1.98 | 0 | 11 |  |  |  | No | R-410A | 2.7333 | Residential & Commercial | Ducted CEE Tier 1
210597551 | Central HP <5.4 tons | COMFORTMAKER | HRCU-A-CB (Split System: Heat Pump with Remote Outdoor Unit-Air-Source) | CVH837GKA** |  |  | EHD4X60AAL+WALLCON | *97CMN1002122A* | 33000 | 17 | 8.1 | 32200 | 24800 | 77.02% | 2.02 | 0 | 11.5 |  |  |  | No | R-410A | 2.75 | Residential & Commercial | Ducted CEE Tier 1
210597581 | Central HP <5.4 tons | COMFORTMAKER | HRCU-A-CB (Split System: Heat Pump with Remote Outdoor Unit-Air-Source) | CVH837GKA** |  |  | EN(A,D)4X48L24**+WALLCON | *95CSU1002122A* | 32400 | 17.5 | 8.1 | 32800 | 24600 | 75% | 1.98 | 0 | 11.7 |  |  |  | No | R-410A | 2.7 | Residential & Commercial | Ducted CEE Tier 1
211227519 | Central HP <5.4 tons | BRYANT HEATING AND COOLING SYSTEMS | HRCU-A-CB (Split System: Heat Pump with Remote Outdoor Unit-Air-Source) | 38MURAQ36AB3* |  |  | CAP**4221AL* | 912SD48080E17*** | 35400 | 16 | 8.1 | 38500 | 35000 | 90.91% | 1.88 | 0 | 10 |  |  |  | No | R-410A | 2.95 | Residential & Commercial | Ducted CEE Tier 1
211227776 | Central HP <5.4 tons | BRYANT HEATING AND COOLING SYSTEMS | HRCU-A-CB (Split System: Heat Pump with Remote Outdoor Unit-Air-Source) | 38MURAQ36AB3* |  |  | CAP**4224AL* | 8(0,1)*SA48090E21*** | 35800 | 16 | 8.1 | 39500 | 35000 | 88.61% | 1.9 | 0 | 10 |  |  |  | No | R-410A | 2.9833 | Residential & Commercial | Ducted CEE Tier 1
211227885 | Central HP <5.4 tons | BRYANT HEATING AND COOLING SYSTEMS | HRCU-A-CB (Split System: Heat Pump with Remote Outdoor Unit-Air-Source) | 38MURAQ36AB3* |  |  | CAP**4224AL* | 82*SA66110V24*** | 35400 | 16.5 | 8.1 | 38500 | 35000 | 90.91% | 1.88 | 0 | 10 |  |  |  | No | R-410A | 2.95 | Residential & Commercial | Ducted CEE Tier 1
211228235 | Central HP <5.4 tons | BRYANT HEATING AND COOLING SYSTEMS | HRCU-A-CB (Split System: Heat Pump with Remote Outdoor Unit-Air-Source) | 38MURAQ36AB3* |  |  | CAP**4321AL* | 8(0,1)*SA48070E21*** | 37200 | 15.5 | 8.5 | 38500 | 35000 | 90.91% | 2.12 | 0 | 10 |  |  |  | No | R-410A | 3.1 | Residential & Commercial | Ducted CEE Tier 1
211228596 | Central HP <5.4 tons | BRYANT HEATING AND COOLING SYSTEMS | HRCU-A-CB (Split System: Heat Pump with Remote Outdoor Unit-Air-Source) | 38MURAQ36AB3* |  |  | CAP**4321AL* | 935SA60100E21*** | 36600 | 16 | 8.5 | 38500 | 34800 | 90.39% | 2.1 | 0 | 10 |  |  |  | No | R-410A | 3.05 | Residential & Commercial | Ducted CEE Tier 1
212986332 | Central HP <5.4 tons | BRYANT HEATING AND COOLING SYSTEMS | HRCU-A-CB (Split System: Heat Pump with Remote Outdoor Unit-Air-Source) | 38MURAQ18AB3* |  |  | CNPV*1814AL* | 916SA30040M14*** | 17200 | 15.5 | 8.5 | 18500 | 19800 | 107% | 2.38 | 0 | 10.5 |  |  |  | No | R-410A | 1.4333 | Residential & Commercial | Ducted CEE Tier 1
212986368 | Central HP <5.4 tons | BRYANT HEATING AND COOLING SYSTEMS | HRCU-A-CB (Split System: Heat Pump with Remote Outdoor Unit-Air-Source) | 38MURAQ18AB3* |  |  | CNPV*3014AL* | 916SA30040M14*** | 17600 | 16 | 8.1 | 18200 | 18600 | 102.2% | 2.24 | 0 | 10.5 |  |  |  | No | R-410A | 1.4667 | Residential & Commercial | Ducted CEE Tier 1
212986716 | Central HP <5.4 tons | BRYANT HEATING AND COOLING SYSTEMS | HRCU-A-CB (Split System: Heat Pump with Remote Outdoor Unit-Air-Source) | 38MURAQ18AB3* |  |  | CNPV*3017AL* | 916SA36040M17*** | 17400 | 15.5 | 8.1 | 18100 | 18700 | 103.3% | 2.24 | 0 | 10.5 |  |  |  | No | R-410A | 1.45 | Residential & Commercial | Ducted CEE Tier 1
211230153 | Central HP <5.4 tons | AIRQUEST | HRCU-A-CB (Split System: Heat Pump with Remote Outdoor Unit-Air-Source) | DLCURAH36ABK |  |  | EN(A,D,W)4X48L21** | *92ESN1002122A* | 37600 | 15.5 | 8.5 | 39500 | 35000 | 88.61% | 2.08 | 0 | 10.5 |  |  |  | No | R-410A | 3.1333 | Residential & Commercial | Ducted CEE Tier 1
211230789 | Central HP <5.4 tons | AIRQUEST | HRCU-A-CB (Split System: Heat Pump with Remote Outdoor Unit-Air-Source) | DLCURAH36ABK |  |  | EN(A,D)4X48L24** | OLV112A16A | 36000 | 15.5 | 8.1 | 38500 | 35000 | 90.91% | 2.02 | 0 | 10 |  |  |  | No | R-410A | 3 | Residential & Commercial | Ducted CEE Tier 1
216571127 | Central HP <5.4 tons | AMERICAN STANDARD | HRCU-A-CB (Split System: Heat Pump with Remote Outdoor Unit-Air-Source) | 5A6V0X48A1 |  |  | 5TXCC009AS3 | S8V2C080M5PCB | 45000 | 20 | 9.7 | 47000 | 33600 | 71.49% | 2.1 | 0 | 12 |  |  |  | No | R-454B | 3.75 | Residential & Commercial | Ducted CEE Tier 1
213076853 | Central HP <5.4 tons | DAY & NIGHT | HRCU-A-CB (Split System: Heat Pump with Remote Outdoor Unit-Air-Source) | DLCURAH36ABK |  |  | EN(A,D)4X48L24** | *80VTL1102122B* | 36400 | 16.5 | 8.1 | 38500 | 35000 | 90.91% | 2.02 | 0 | 10.5 |  |  |  | No | R-410A | 3.0333 | Residential & Commercial | Ducted CEE Tier 1
211228384 | Central HP <5.4 tons | TEMPSTAR | HRCU-A-CB (Split System: Heat Pump with Remote Outdoor Unit-Air-Source) | DLCURAH36ABK |  |  | EA*4X43L21A* | *80VTL0701716A* | 36200 | 16 | 8.5 | 38500 | 34800 | 90.39% | 2.08 | 0 | 10 |  |  |  | No | R-410A | 3.0167 | Residential & Commercial | Ducted CEE Tier 1
211228583 | Central HP <5.4 tons | TEMPSTAR | HRCU-A-CB (Split System: Heat Pump with Remote Outdoor Unit-Air-Source) | DLCURAH36ABK |  |  | EA*4X43L21A* | *95ESU0601716A* | 36800 | 15.5 | 8.5 | 38500 | 34800 | 90.39% | 2.1 | 0 | 10 |  |  |  | No | R-410A | 3.0667 | Residential & Commercial | Ducted CEE Tier 1
211229002 | Central HP <5.4 tons | TEMPSTAR | HRCU-A-CB (Split System: Heat Pump with Remote Outdoor Unit-Air-Source) | DLCURAH36ABK |  |  | EA*4X48L21A* | *92ESN1002120A* | 35600 | 16.5 | 8.5 | 37800 | 34600 | 91.53% | 2.04 | 0 | 10 |  |  |  | No | R-410A | 2.9667 | Residential & Commercial | Ducted CEE Tier 1
211229152 | Central HP <5.4 tons | TEMPSTAR | HRCU-A-CB (Split System: Heat Pump with Remote Outdoor Unit-Air-Source) | DLCURAH36ABK |  |  | EA*4X48L21A* | *95ESU1002122A* | 37200 | 15.5 | 8.5 | 38500 | 35000 | 90.91% | 2.12 | 0 | 10 |  |  |  | No | R-410A | 3.1 | Residential & Commercial | Ducted CEE Tier 1
211229385 | Central HP <5.4 tons | TEMPSTAR | HRCU-A-CB (Split System: Heat Pump with Remote Outdoor Unit-Air-Source) | DLCURAH36ABK |  |  | EA*4X48L24A* | *80ESU0802120A | 37600 | 15.5 | 8.5 | 39500 | 35000 | 88.61% | 2.14 | 0 | 10 |  |  |  | No | R-410A | 3.1333 | Residential & Commercial | Ducted CEE Tier 1
211230069 | Central HP <5.4 tons | TEMPSTAR | HRCU-A-CB (Split System: Heat Pump with Remote Outdoor Unit-Air-Source) | DLCURAH36ABK |  |  | EN(A,D,W)4X48L21** | *80VTL0701716A* | 36000 | 16 | 8.1 | 38500 | 34800 | 90.39% | 2.02 | 0 | 10 |  |  |  | No | R-410A | 3 | Residential & Commercial | Ducted CEE Tier 1
211230170 | Central HP <5.4 tons | TEMPSTAR | HRCU-A-CB (Split System: Heat Pump with Remote Outdoor Unit-Air-Source) | DLCURAH36ABK |  |  | EN(A,D,W)4X48L21** | *95ESN0601714A* | 35600 | 15.5 | 8.1 | 38500 | 35000 | 90.91% | 2 | 0 | 10 |  |  |  | No | R-410A | 2.9667 | Residential & Commercial | Ducted CEE Tier 1
207436600 | Central HP <5.4 tons | LENNOX | HRCU-A-CB (Split System: Heat Pump with Remote Outdoor Unit-Air-Source) | SL25XPV-048-230A** |  |  | CX35-49C+TDR | SLP99UH110XV60C* | 45500 | 20 | 8.9 | 44000 | 35800 | 81.36% | 1.78 | 12 | 12 |  |  |  | No | R-410A | 3.7917 | Residential & Commercial | Ducted CEE Tier 1
207436614 | Central HP <5.4 tons | LENNOX | HRCU-A-CB (Split System: Heat Pump with Remote Outdoor Unit-Air-Source) | SL25XPV-048-230A** |  |  | CX35-60C+TDR | SLP99UH090XV60C* | 45500 | 20 | 9.5 | 44000 | 36200 | 82.27% | 1.9 | 12.5 | 12.3 |  |  |  | No | R-410A | 3.7917 | Residential & Commercial | Ducted CEE Tier 1
207436549 | Central HP <5.4 tons | LENNOX | HRCU-A-CB (Split System: Heat Pump with Remote Outdoor Unit-Air-Source) | SL25XPV-048-230A** |  |  | CH35-51C+TDR+TXV | SL280UH100NV60C* | 45000 | 20.8 | 9.2 | 45500 | 37400 | 82.2% | 1.82 | 13 | 12.4 |  |  |  | No | R-410A | 3.75 | Residential & Commercial | Ducted CEE Tier 1
207436521 | Central HP <5.4 tons | LENNOX | HRCU-A-CB (Split System: Heat Pump with Remote Outdoor Unit-Air-Source) | SL25XPV-048-230A** |  |  | C35-49C+TDR+TXV | SL297UH080NV48C* | 45500 | 20 | 8.9 | 44000 | 36000 | 81.82% | 1.76 | 12.5 | 12.2 |  |  |  | No | R-410A | 3.7917 | Residential & Commercial | Ducted CEE Tier 1
207436537 | Central HP <5.4 tons | LENNOX | HRCU-A-CB (Split System: Heat Pump with Remote Outdoor Unit-Air-Source) | SL25XPV-048-230A** |  |  | C35-60C+TDR+TXV | SL297UH080NV60C* | 45500 | 20 | 9.5 | 44000 | 36400 | 82.73% | 1.9 | 12.5 | 12.2 |  |  |  | No | R-410A | 3.7917 | Residential & Commercial | Ducted CEE Tier 1
207436544 | Central HP <5.4 tons | LENNOX | HRCU-A-CB (Split System: Heat Pump with Remote Outdoor Unit-Air-Source) | SL25XPV-048-230A** |  |  | CH35-51C+TDR+TXV | EL296UH110XV48C* | 44500 | 20.6 | 9.2 | 45500 | 37600 | 82.64% | 1.8 | 12.5 | 12.2 |  |  |  | No | R-410A | 3.7083 | Residential & Commercial | Ducted CEE Tier 1
212987388 | Central HP <5.4 tons | BRYANT HEATING AND COOLING SYSTEMS | HRCU-A-CB (Split System: Heat Pump with Remote Outdoor Unit-Air-Source) | 38MURAQ24AB3* |  |  | CAP**3017AL* | 916SA48080M17*** | 23600 | 17 | 8.5 | 26400 | 24200 | 91.67% | 2.02 | 0 | 10 |  |  |  | No | R-410A | 1.9667 | Residential & Commercial | Ducted CEE Tier 1
207436438 | Central HP <5.4 tons | LENNOX | HRCU-A-CB (Split System: Heat Pump with Remote Outdoor Unit-Air-Source) | SL25XPV-036-230A** |  |  | CR33-48C*+TDR+TXV | EL296DF090XV60C* | 33400 | 20.2 | 8.7 | 36000 | 29800 | 82.78% | 1.76 | 13.5 | 13 |  |  |  | No | R-410A | 2.7833 | Residential & Commercial | Ducted CEE Tier 1
207436502 | Central HP <5.4 tons | LENNOX | HRCU-A-CB (Split System: Heat Pump with Remote Outdoor Unit-Air-Source) | SL25XPV-036-230A** |  |  | CX35-50/60C+TDR | SL280UH100NV60C* | 33800 | 21.2 | 8.6 | 34000 | 26600 | 78.24% | 1.8 | 14.5 | 13.5 |  |  |  | No | R-410A | 2.8167 | Residential & Commercial | Ducted CEE Tier 1
211260571 | Central HP <5.4 tons | TEMPSTAR | HRCU-A-CB (Split System: Heat Pump with Remote Outdoor Unit-Air-Source) | DLCURAH18ABK |  |  | EA*4X24L17A* | *80ES(N,L)0701712A* | 18000 | 16 | 8.5 | 18800 | 18900 | 100.5% | 2.28 | 0 | 10.5 |  |  |  | No | R-410A | 1.5 | Residential & Commercial | Ducted CEE Tier 1
211261358 | Central HP <5.4 tons | TEMPSTAR | HRCU-A-CB (Split System: Heat Pump with Remote Outdoor Unit-Air-Source) | DLCURAH18ABK |  |  | EA*4X30L14A* | *95ESN0601412A* | 17900 | 16 | 8.5 | 18500 | 18500 | 100% | 2.22 | 0 | 10.5 |  |  |  | No | R-410A | 1.4917 | Residential & Commercial | Ducted CEE Tier 1
211246002 | Central HP <5.4 tons | CARRIER | HRCU-A-CB (Split System: Heat Pump with Remote Outdoor Unit-Air-Source) | 38MURAQ24AB3* |  |  | CAP**3617AL* | GG96VTAA30040A | 23400 | 16 | 8.5 | 25600 | 23800 | 92.97% | 1.96 | 0 | 10 |  |  |  | No | R-410A | 1.95 | Residential & Commercial | Ducted CEE Tier 1
211246009 | Central HP <5.4 tons | CARRIER | HRCU-A-CB (Split System: Heat Pump with Remote Outdoor Unit-Air-Source) | 38MURAQ24AB3* |  |  | CAP**3717AL* | GG96VTAA42060B | 24400 | 16.5 | 8.5 | 25600 | 21600 | 84.38% | 1.8 | 0 | 10 |  |  |  | No | R-410A | 2.0333 | Residential & Commercial | Ducted CEE Tier 1
216571205 | Central HP <5.4 tons | AMERICAN STANDARD | HRCU-A-CB (Split System: Heat Pump with Remote Outdoor Unit-Air-Source) | 5A6V8X24A1 |  |  | 5PX*B006AS3 | S8V2B060M4PDB | 22000 | 18.1 | 8.5 | 23000 | 18700 | 81.3% | 2.2 | 0 | 11.5 |  |  |  | No | R-454B | 1.8333 | Residential & Commercial | Ducted CEE Tier 1
211240245 | Central HP <5.4 tons | BRYANT HEATING AND COOLING SYSTEMS | HRCU-A-CB (Split System: Heat Pump with Remote Outdoor Unit-Air-Source) | 38MURAQ24AB3* |  |  | CAP**2414AL* | 926SA36060V14*** | 23200 | 16 | 8.5 | 26400 | 25600 | 96.97% | 2.14 | 0 | 10 |  |  |  | No | R-410A | 1.9333 | Residential & Commercial | Ducted CEE Tier 1
213826604 | Central HP <5.4 tons | AMERICAN STANDARD | HRCU-A-CB (Split System: Heat Pump with Remote Outdoor Unit-Air-Source) | 4A6V7X36A1 |  |  | 4TXCC007DS3 | S9V2C100U4VSB+LRP | 35200 | 17.1 | 8.5 | 29000 | 20400 | 70.34% | 1.8 | 0 | 12 |  |  |  | No | R-410A | 2.9333 | Residential & Commercial | Ducted CEE Tier 1
214719753 | Central HP <5.4 tons | YORK | HRCU-A-CB (Split System: Heat Pump with Remote Outdoor Unit-Air-Source) | HH836E2S11 |  |  | CTU48C5XFS1+TXV | TPLC100C16MP13 | 33400 | 18 | 9 | 31600 | 25400 | 80.38% | 2 | 0 | 11 |  |  |  | No | R-454B | 2.7833 | Residential & Commercial | Ducted CEE Tier 1
214719780 | Central HP <5.4 tons | YORK | HRCU-A-CB (Split System: Heat Pump with Remote Outdoor Unit-Air-Source) | HH836E2S11 |  |  | CTU48C5XFS1+TXV | TM8E120C20MP11 | 34400 | 17 | 8.5 | 32400 | 25600 | 79.01% | 2 | 0 | 11 |  |  |  | No | R-454B | 2.8667 | Residential & Commercial | Ducted CEE Tier 1
214719789 | Central HP <5.4 tons | YORK | HRCU-A-CB (Split System: Heat Pump with Remote Outdoor Unit-Air-Source) | HH836E2S11 |  |  | CTU48C5XFS1+TXV | TP9C080C16MP13 | 33200 | 18 | 9 | 31600 | 25400 | 80.38% | 2 | 0 | 11 |  |  |  | No | R-454B | 2.7667 | Residential & Commercial | Ducted CEE Tier 1
216551655 | Central HP <5.4 tons | FRIEDRICH | HRCU-A-CB (Split System: Heat Pump with Remote Outdoor Unit-Air-Source) | FRP19AY24AJVC |  |  | RCFY2421HEAAM | FR801V0704A17UH | 22800 | 21 | 10 | 22800 | 18500 | 81.14% | 1.8 | 0 | 13 |  |  |  | No | R-454B | 1.9 | Residential & Commercial | Ducted CEE Tier 1
216551737 | Central HP <5.4 tons | FRIEDRICH | HRCU-A-CB (Split System: Heat Pump with Remote Outdoor Unit-Air-Source) | FRP19AY24AJVC |  |  | RCFY2421HEAAM | FR98MV0703A17UP | 22800 | 20 | 10 | 22800 | 18500 | 81.14% | 1.8 | 0 | 12 |  |  |  | No | R-454B | 1.9 | Residential & Commercial | Ducted CEE Tier 1
216551711 | Central HP <5.4 tons | FRIEDRICH | HRCU-A-CB (Split System: Heat Pump with Remote Outdoor Unit-Air-Source) | FRP19AY24AJVC |  |  | RCFY2421HEAAM | FR98MV1005A21UP | 22800 | 21 | 10 | 22800 | 18500 | 81.14% | 1.8 | 0 | 13 |  |  |  | No | R-454B | 1.9 | Residential & Commercial | Ducted CEE Tier 1
204299560 | Central HP <5.4 tons | COMFORTMAKER | HRCU-A-CB (Split System: Heat Pump with Remote Outdoor Unit-Air-Source) | CVH837GKA** |  |  | END4X42L17**+WALLCON | *80CTL0901716A* | 32200 | 17.5 | 8.1 | 33000 | 24600 | 74.55% | 1.92 | 11 | 11.7 |  |  |  | No | R-410A | 2.6833 | Residential & Commercial | Ducted CEE Tier 1
204300114 | Central HP <5.4 tons | COMFORTMAKER | HRCU-A-CB (Split System: Heat Pump with Remote Outdoor Unit-Air-Source) | CVH837GKA** |  |  | EHD4X36AAL+WALLCON | *96CTN1202422A* | 32200 | 16.5 | 8.1 | 33200 | 24600 | 74.1% | 1.94 | 11 | 11 |  |  |  | No | R-410A | 2.6833 | Residential & Commercial | Ducted CEE Tier 1
211240517 | Central HP <5.4 tons | TEMPSTAR | HRCU-A-CB (Split System: Heat Pump with Remote Outdoor Unit-Air-Source) | DLCURAH24ABK |  |  | EA*4X24L17A* | *80VTL0451412A* | 24000 | 16.5 | 8.5 | 26800 | 24000 | 89.55% | 1.98 | 0 | 10 |  |  |  | No | R-410A | 2 | Residential & Commercial | Ducted CEE Tier 1
211245785 | Central HP <5.4 tons | COMFORTMAKER | HRCU-A-CB (Split System: Heat Pump with Remote Outdoor Unit-Air-Source) | DLCURAH24ABK |  |  | EN(A,D)4X36L21** | OLV112A16A | 24400 | 16 | 8.1 | 26600 | 22600 | 84.96% | 1.86 | 0 | 10 |  |  |  | No | R-410A | 2.0333 | Residential & Commercial | Ducted CEE Tier 1
211245842 | Central HP <5.4 tons | COMFORTMAKER | HRCU-A-CB (Split System: Heat Pump with Remote Outdoor Unit-Air-Source) | DLCURAH24ABK |  |  | FXM4X30**AL |  | 24200 | 16.5 | 8.5 | 26000 | 22600 | 86.92% | 1.86 | 0 | 10 |  |  |  | No | R-410A | 2.0167 | Residential & Commercial | Ducted CEE Tier 1
211240751 | Central HP <5.4 tons | BRYANT HEATING AND COOLING SYSTEMS | HRCU-A-CB (Split System: Heat Pump with Remote Outdoor Unit-Air-Source) | 38MURAQ24AB3* |  |  | CAP**2417AL* | 8(0,1)*SA36070E14*** | 24000 | 16.5 | 8.5 | 26800 | 23800 | 88.81% | 1.96 | 0 | 10 |  |  |  | No | R-410A | 2 | Residential & Commercial | Ducted CEE Tier 1
216440066 | Central HP <5.4 tons | TRANE | HRCU-A-CB (Split System: Heat Pump with Remote Outdoor Unit-Air-Source) | 5TWV0X36A1 |  |  | 5PX*C005AS3+P0V0C000M50SD+LRP |  | 33200 | 18.8 | 9.7 | 32000 | 24000 | 75% | 2.1 | 0 | 12 |  |  |  | No | R-454B | 2.7667 | Residential & Commercial | Ducted CEE Tier 1
211230554 | Central HP <5.4 tons | TEMPSTAR | HRCU-A-CB (Split System: Heat Pump with Remote Outdoor Unit-Air-Source) | DLCURAH36ABK |  |  | EN(A,D)4X48L24** | *80ESU1002120A* | 36200 | 16 | 8.1 | 38500 | 34800 | 90.39% | 2.02 | 0 | 10 |  |  |  | No | R-410A | 3.0167 | Residential & Commercial | Ducted CEE Tier 1
216440232 | Central HP <5.4 tons | TRANE | HRCU-A-CB (Split System: Heat Pump with Remote Outdoor Unit-Air-Source) | 5TWV0X48A1 |  |  | 5PX*B006AS3 | S9V2B060U4PSC+LRP | 43500 | 19.2 | 9.4 | 46500 | 33600 | 72.26% | 2.1 | 0 | 11.7 |  |  |  | No | R-454B | 3.625 | Residential & Commercial | Ducted CEE Tier 1
216440248 | Central HP <5.4 tons | TRANE | HRCU-A-CB (Split System: Heat Pump with Remote Outdoor Unit-Air-Source) | 5TWV0X48A1 |  |  | 5PX*C007AS3 | S9V2C080U5PSC+LRP | 44000 | 20 | 9.7 | 46500 | 33200 | 71.4% | 2.1 | 0 | 12 |  |  |  | No | R-454B | 3.6667 | Residential & Commercial | Ducted CEE Tier 1
216571081 | Central HP <5.4 tons | AMERICAN STANDARD | HRCU-A-CB (Split System: Heat Pump with Remote Outdoor Unit-Air-Source) | 5A6V0X48A1 |  |  | 5PX*C007AS3 | S8V2C080M5PCB | 44500 | 20 | 9.7 | 47500 | 34000 | 71.58% | 2.1 | 0 | 11.7 |  |  |  | No | R-454B | 3.7083 | Residential & Commercial | Ducted CEE Tier 1
206133369 | Central HP <5.4 tons | COMFORTMAKER | HRCU-A-CB (Split System: Heat Pump with Remote Outdoor Unit-Air-Source) | CVH825GKA2* |  |  | EA*4X36L17A*+WALLCON | *80CSU0601716A* | 23600 | 16.5 | 8.1 | 21400 | 16700 | 78.04% | 1.94 | 11 | 10.5 |  |  |  | No | R-410A | 1.9667 | Residential & Commercial | Ducted CEE Tier 1
206133771 | Central HP <5.4 tons | COMFORTMAKER | HRCU-A-CB (Split System: Heat Pump with Remote Outdoor Unit-Air-Source) | CVH825GKA2* |  |  | EA*4X36L21A*+WALLCON | *95CSU0601716A* | 23600 | 16.5 | 8.1 | 21600 | 16700 | 77.31% | 1.92 | 11 | 10.5 |  |  |  | No | R-410A | 1.9667 | Residential & Commercial | Ducted CEE Tier 1
206133987 | Central HP <5.4 tons | COMFORTMAKER | HRCU-A-CB (Split System: Heat Pump with Remote Outdoor Unit-Air-Source) | CVH825GKA2* |  |  | EHD4X36AAL+WALLCON | *95CSU0802120A* | 24000 | 16 | 8.1 | 21400 | 16600 | 77.57% | 1.98 | 11 | 10.5 |  |  |  | No | R-410A | 2 | Residential & Commercial | Ducted CEE Tier 1
211242829 | Central HP <5.4 tons | BRYANT HEATING AND COOLING SYSTEMS | HRCU-A-CB (Split System: Heat Pump with Remote Outdoor Unit-Air-Source) | 38MURAQ24AB3* |  |  | CAP**3717AL* | 8(0,1)*SA48070E17*** | 25400 | 16 | 8.5 | 26400 | 21000 | 79.55% | 1.76 | 0 | 10 |  |  |  | No | R-410A | 2.1167 | Residential & Commercial | Ducted CEE Tier 1
211243130 | Central HP <5.4 tons | BRYANT HEATING AND COOLING SYSTEMS | HRCU-A-CB (Split System: Heat Pump with Remote Outdoor Unit-Air-Source) | 38MURAQ24AB3* |  |  | CAP**3717AL* | 912SD36040E17*** | 24200 | 16 | 8.1 | 25400 | 22000 | 86.61% | 1.82 | 0 | 10 |  |  |  | No | R-410A | 2.0167 | Residential & Commercial | Ducted CEE Tier 1
211243263 | Central HP <5.4 tons | BRYANT HEATING AND COOLING SYSTEMS | HRCU-A-CB (Split System: Heat Pump with Remote Outdoor Unit-Air-Source) | 38MURAQ24AB3* |  |  | CAP**3721AL* | 935SA36040E17*** | 24400 | 17 | 8.5 | 25200 | 21200 | 84.13% | 1.78 | 0 | 10 |  |  |  | No | R-410A | 2.0333 | Residential & Commercial | Ducted CEE Tier 1
216571245 | Central HP <5.4 tons | AMERICAN STANDARD | HRCU-A-CB (Split System: Heat Pump with Remote Outdoor Unit-Air-Source) | 5A6V8X36A1 |  |  | 5PX*B006AS3 | S8V2B080M4PDB | 32800 | 18.1 | 8.5 | 33400 | 25800 | 77.25% | 2.1 | 0 | 10 |  |  |  | No | R-454B | 2.7333 | Residential & Commercial | Ducted CEE Tier 1
216551816 | Central HP <5.4 tons | FRIEDRICH | HRCU-A-CB (Split System: Heat Pump with Remote Outdoor Unit-Air-Source) | FRP19AY48AJVC |  |  | TCFY4821SEAAM | FR98MV0855A21UP | 45500 | 19 | 10 | 45500 | 42000 | 92.31% | 2.1 | 0 | 12 |  |  |  | No | R-454B | 3.7917 | Residential & Commercial | Ducted CEE Tier 1
212975798 | Central HP <5.4 tons | CARRIER | HRCU-A-CB (Split System: Heat Pump with Remote Outdoor Unit-Air-Source) | 38MURAQ18AB3* |  |  | CAP**2517AL* | GG96VTAB48080B** | 17800 | 16.5 | 8.1 | 17600 | 17800 | 101.1% | 2.14 | 0 | 10.5 |  |  |  | No | R-410A | 1.4833 | Residential & Commercial | Ducted CEE Tier 1
212977718 | Central HP <5.4 tons | CARRIER | HRCU-A-CB (Split System: Heat Pump with Remote Outdoor Unit-Air-Source) | 38MURAQ18AB3* |  |  | CAP**2414AL* | 58S(B,C)*B045M14**12 | 17500 | 16.5 | 8.5 | 18400 | 19500 | 106% | 2.34 | 0 | 10.5 |  |  |  | No | R-410A | 1.4583 | Residential & Commercial | Ducted CEE Tier 1
213078195 | Central HP <5.4 tons | CARRIER | HRCU-A-CB (Split System: Heat Pump with Remote Outdoor Unit-Air-Source) | 38MURAQ36AB3* |  |  | CAP**4224AL* | 58S(B,C)*B070M21**16 | 35200 | 16.5 | 8.1 | 38500 | 35000 | 90.91% | 1.88 | 0 | 10 |  |  |  | No | R-410A | 2.9333 | Residential & Commercial | Ducted CEE Tier 1
211207034 | Central HP <5.4 tons | YORK | HRCU-A-CB (Split System: Heat Pump with Remote Outdoor Unit-Air-Source) | YZV48B21 |  |  | XAMC48HE3N1+CC | TM9V080C16MP12 | 43500 | 18 | 8.5 | 45500 | 36800 | 80.88% | 2.14 | 0 | 11 |  |  |  | No | R-410A | 3.625 | Residential & Commercial | Ducted CEE Tier 1
215936554 | Central HP <5.4 tons | CARRIER | HRCU-A-CB (Split System: Heat Pump with Remote Outdoor Unit-Air-Source) | 27VNA336A*030* |  |  | CVAVA6021XMA*+UI | 58CU*A040C17**12 | 35600 | 22 | 8.5 | 38000 | 28800 | 75.79% | 2.02 | 0 | 12 |  |  |  | No | R-454B | 2.9667 | Residential & Commercial | Ducted CEE Tier 1
216551624 | Central HP <5.4 tons | FRIEDRICH | HRCU-A-CB (Split System: Heat Pump with Remote Outdoor Unit-Air-Source) | FRP19AY24AJVC |  |  | RCFY2421HEAAM | FR951V0703A17M4 | 22800 | 20 | 10 | 22800 | 18600 | 81.58% | 1.8 | 0 | 12 |  |  |  | No | R-454B | 1.9 | Residential & Commercial | Ducted CEE Tier 1
215936604 | Central HP <5.4 tons | CARRIER | HRCU-A-CB (Split System: Heat Pump with Remote Outdoor Unit-Air-Source) | 27VNA336A*030* |  |  | CVAVA6021XMA*+UI | 58TN*B070C21**20 | 35600 | 21.5 | 8.5 | 38000 | 28600 | 75.26% | 2.04 | 0 | 12 |  |  |  | No | R-454B | 2.9667 | Residential & Commercial | Ducted CEE Tier 1
214279906 | Central HP <5.4 tons | HEIL | HRCU-A-CB (Split System: Heat Pump with Remote Outdoor Unit-Air-Source) | DLCURAH24ABK |  |  | EA*4X36L17A* | *96MSN0601716A* | 23400 | 16.5 | 9 | 25600 | 23800 | 92.97% | 1.96 | 0 | 10 |  |  |  | No | R-410A | 1.95 | Residential & Commercial | Ducted CEE Tier 1
211240924 | Central HP <5.4 tons | AIRQUEST | HRCU-A-CB (Split System: Heat Pump with Remote Outdoor Unit-Air-Source) | DLCURAH24ABK |  |  | EA*4X25L17A* | *95ESU0601716A* | 24800 | 17 | 8.5 | 25600 | 21000 | 82.03% | 1.78 | 0 | 10.5 |  |  |  | No | R-410A | 2.0667 | Residential & Commercial | Ducted CEE Tier 1
211241076 | Central HP <5.4 tons | AIRQUEST | HRCU-A-CB (Split System: Heat Pump with Remote Outdoor Unit-Air-Source) | DLCURAH24ABK |  |  | EA*4X25L17A* | *80ES(N,L)0451712A* | 24800 | 17 | 8.5 | 25600 | 21200 | 82.81% | 1.78 | 0 | 10.5 |  |  |  | No | R-410A | 2.0667 | Residential & Commercial | Ducted CEE Tier 1
211241211 | Central HP <5.4 tons | AIRQUEST | HRCU-A-CB (Split System: Heat Pump with Remote Outdoor Unit-Air-Source) | DLCURAH24ABK |  |  | EA*4X25L17A* | OMV098J12* | 24200 | 17 | 8.5 | 25200 | 21600 | 85.71% | 1.8 | 0 | 10 |  |  |  | No | R-410A | 2.0167 | Residential & Commercial | Ducted CEE Tier 1
214279919 | Central HP <5.4 tons | HEIL | HRCU-A-CB (Split System: Heat Pump with Remote Outdoor Unit-Air-Source) | DLCURAH24ABK |  |  | EA*4X36L21A* | *96MSN0601716A* | 23600 | 17 | 9 | 25800 | 23600 | 91.47% | 1.96 | 0 | 10 |  |  |  | No | R-410A | 1.9667 | Residential & Commercial | Ducted CEE Tier 1
216571001 | Central HP <5.4 tons | AMERICAN STANDARD | HRCU-A-CB (Split System: Heat Pump with Remote Outdoor Unit-Air-Source) | 5A6V0X36A1 |  |  | 5PX*C009AS3 | S8V2C100M5PDB | 35800 | 20 | 9.7 | 32000 | 24800 | 77.5% | 2.2 | 0 | 12.7 |  |  |  | No | R-454B | 2.9833 | Residential & Commercial | Ducted CEE Tier 1
216571053 | Central HP <5.4 tons | AMERICAN STANDARD | HRCU-A-CB (Split System: Heat Pump with Remote Outdoor Unit-Air-Source) | 5A6V0X36A1 |  |  | 5TXCC005AS3 | S8V2C100M5PCB | 34200 | 19.2 | 9.4 | 31400 | 25000 | 79.62% | 2.1 | 0 | 12 |  |  |  | No | R-454B | 2.85 | Residential & Commercial | Ducted CEE Tier 1
214239368 | Central HP <5.4 tons | COMFORTMAKER | HRCU-A-CB (Split System: Heat Pump with Remote Outdoor Unit-Air-Source) | CVH837GKA2* |  |  | EN(A,D,W)4X60L24**+WALLCON | *80CTL1102120B* | 32800 | 17.5 | 8.1 | 32200 | 24600 | 76.4% | 1.96 | 0 | 12 |  |  |  | No | R-410A | 2.7333 | Residential & Commercial | Ducted CEE Tier 1
213080357 | Central HP <5.4 tons | DAY & NIGHT | HRCU-A-CB (Split System: Heat Pump with Remote Outdoor Unit-Air-Source) | DLCURAH36ABK |  |  | EN(A,D,W)4X48L21** | *96MSN1002120A* | 36000 | 16.5 | 8.1 | 38500 | 34800 | 90.39% | 2.02 | 0 | 10 |  |  |  | No | R-410A | 3 | Residential & Commercial | Ducted CEE Tier 1
215937104 | Central HP <5.4 tons | CARRIER | HRCU-A-CB (Split System: Heat Pump with Remote Outdoor Unit-Air-Source) | 27VNA348A*030* |  |  | CVAMA4821XMA*+UI | 59TN6C080C17**14 | 43000 | 19 | 8.1 | 53000 | 37600 | 70.94% | 2 | 0 | 11 |  |  |  | No | R-454B | 3.5833 | Residential & Commercial | Ducted CEE Tier 1
210533022 | Central HP <5.4 tons | CARRIER | HRCU-A-CB (Split System: Heat Pump with Remote Outdoor Unit-Air-Source) | 25VNA424A*031* |  |  | CAP**4224AL*+UI | 59CU5A080C21**20 | 23600 | 20.5 | 10.5 | 26600 | 19700 | 74.06% | 2.48 | 0 | 13.5 |  |  |  | No | R-410A | 1.9667 | Residential & Commercial | Ducted CEE Tier 1
210533054 | Central HP <5.4 tons | CARRIER | HRCU-A-CB (Split System: Heat Pump with Remote Outdoor Unit-Air-Source) | 25VNA424A*031* |  |  | CNPV*3017AL*+UI | 58TN*A070C17**16 | 23200 | 20.5 | 10 | 26800 | 19900 | 74.25% | 2.38 | 0 | 13 |  |  |  | No | R-410A | 1.9333 | Residential & Commercial | Ducted CEE Tier 1
214807647 | Central HP <5.4 tons | YORK | HRCU-A-CB (Split System: Heat Pump with Remote Outdoor Unit-Air-Source) | HH860E2S11 |  |  | CTU60C5XGS1+JMC16C2SN1+TXV |  | 45000 | 19 | 9 | 45000 | 33600 | 74.67% | 2 | 0 | 12 |  |  |  | No | R-454B | 3.75 | Residential & Commercial | Ducted CEE Tier 1
216551866 | Central HP <5.4 tons | FRIEDRICH | HRCU-A-CB (Split System: Heat Pump with Remote Outdoor Unit-Air-Source) | FRP19AY60AJVC |  |  | RCFY6021SEAAM | FR962V1005A21M4 | 53500 | 16 | 10 | 53500 | 49000 | 91.59% | 2 | 0 | 10 |  |  |  | No | R-454B | 4.4583 | Residential & Commercial | Ducted CEE Tier 1
216551861 | Central HP <5.4 tons | FRIEDRICH | HRCU-A-CB (Split System: Heat Pump with Remote Outdoor Unit-Air-Source) | FRP19AY60AJVC |  |  | RCFY6021SEAAM | FR802V0755A21DZ | 54000 | 17 | 10 | 54000 | 48500 | 89.81% | 2 | 0 | 10 |  |  |  | No | R-454B | 4.5 | Residential & Commercial | Ducted CEE Tier 1
216051157 | Central HP <5.4 tons | FRIEDRICH | HRCU-A-CB (Split System: Heat Pump with Remote Outdoor Unit-Air-Source) | FRP19AY60AJVC |  |  | TCFY6021SEAAM | FR962V0855A21M4 | 53500 | 16 | 10 | 53500 | 49000 | 91.59% | 2 | 0 | 10 |  |  |  | No | R-454B | 4.4583 | Residential & Commercial | Ducted CEE Tier 1
216051158 | Central HP <5.4 tons | FRIEDRICH | HRCU-A-CB (Split System: Heat Pump with Remote Outdoor Unit-Air-Source) | FRP19AY60AJVC |  |  | TCFY6021SEAAM | FR962V1005A21M4 | 53500 | 16 | 10 | 53500 | 49000 | 91.59% | 2 | 0 | 10 |  |  |  | No | R-454B | 4.4583 | Residential & Commercial | Ducted CEE Tier 1
204456710 | Central HP <5.4 tons | COMFORTMAKER | HRCU-A-CB (Split System: Heat Pump with Remote Outdoor Unit-Air-Source) | CVH825GKA2* |  |  | EA*4X36L21A*+WALLCON | *96CTN0801714A* | 23600 | 16.5 | 8.1 | 21400 | 16700 | 78.04% | 1.94 | 11 | 11 |  |  |  | No | R-410A | 1.9667 | Residential & Commercial | Ducted CEE Tier 1
206133821 | Central HP <5.4 tons | COMFORTMAKER | HRCU-A-CB (Split System: Heat Pump with Remote Outdoor Unit-Air-Source) | CVH825GKA2* |  |  | EA*4X37L21A*+WALLCON | *95CSU0802120A* | 24400 | 17 | 8.5 | 21200 | 16600 | 78.3% | 2.04 | 11.5 | 11 |  |  |  | No | R-410A | 2.0333 | Residential & Commercial | Ducted CEE Tier 1
216571165 | Central HP <5.4 tons | AMERICAN STANDARD | HRCU-A-CB (Split System: Heat Pump with Remote Outdoor Unit-Air-Source) | 5A6V0X60A1 |  |  | 5TXCD008AS3 | S8V2C080M5PCB | 52000 | 18.6 | 9 | 54000 | 38500 | 71.3% | 2 | 0 | 10 |  |  |  | No | R-454B | 4.3333 | Residential & Commercial | Ducted CEE Tier 1
211229093 | Central HP <5.4 tons | BRYANT HEATING AND COOLING SYSTEMS | HRCU-A-CB (Split System: Heat Pump with Remote Outdoor Unit-Air-Source) | 38MURAQ36AB3* |  |  | CAP**4821AL* | 926SA60080V21*** | 36000 | 16 | 8.5 | 38500 | 34600 | 89.87% | 2.06 | 0 | 10 |  |  |  | No | R-410A | 3 | Residential & Commercial | Ducted CEE Tier 1
211229144 | Central HP <5.4 tons | BRYANT HEATING AND COOLING SYSTEMS | HRCU-A-CB (Split System: Heat Pump with Remote Outdoor Unit-Air-Source) | 38MURAQ36AB3* |  |  | CAP**4821AL* | 935SA66100E21*** | 37200 | 15.5 | 8.5 | 38500 | 35000 | 90.91% | 2.12 | 0 | 10 |  |  |  | No | R-410A | 3.1 | Residential & Commercial | Ducted CEE Tier 1
211229376 | Central HP <5.4 tons | BRYANT HEATING AND COOLING SYSTEMS | HRCU-A-CB (Split System: Heat Pump with Remote Outdoor Unit-Air-Source) | 38MURAQ36AB3* |  |  | CAP**4824AL* | 83*SA60080E21*** | 37600 | 15.5 | 8.5 | 39500 | 35000 | 88.61% | 2.14 | 0 | 10 |  |  |  | No | R-410A | 3.1333 | Residential & Commercial | Ducted CEE Tier 1
211229896 | Central HP <5.4 tons | BRYANT HEATING AND COOLING SYSTEMS | HRCU-A-CB (Split System: Heat Pump with Remote Outdoor Unit-Air-Source) | 38MURAQ36AB3* |  |  | CNPV*4821AL* | 8(0,1)*SA36045E17*** | 35800 | 15.5 | 8.1 | 38500 | 35000 | 90.91% | 2 | 0 | 10 |  |  |  | No | R-410A | 2.9833 | Residential & Commercial | Ducted CEE Tier 1
211229944 | Central HP <5.4 tons | BRYANT HEATING AND COOLING SYSTEMS | HRCU-A-CB (Split System: Heat Pump with Remote Outdoor Unit-Air-Source) | 38MURAQ36AB3* |  |  | CNPV*4821AL* | 8(0,1)*SA48090E21*** | 36400 | 16 | 8.1 | 38500 | 34800 | 90.39% | 2.04 | 0 | 10.5 |  |  |  | No | R-410A | 3.0333 | Residential & Commercial | Ducted CEE Tier 1
211230027 | Central HP <5.4 tons | BRYANT HEATING AND COOLING SYSTEMS | HRCU-A-CB (Split System: Heat Pump with Remote Outdoor Unit-Air-Source) | 38MURAQ36AB3* |  |  | CNPV*4821AL* | 83*SA48060E17*** | 35600 | 16.5 | 8.1 | 38500 | 34800 | 90.39% | 2 | 0 | 10 |  |  |  | No | R-410A | 2.9667 | Residential & Commercial | Ducted CEE Tier 1
211230161 | Central HP <5.4 tons | BRYANT HEATING AND COOLING SYSTEMS | HRCU-A-CB (Split System: Heat Pump with Remote Outdoor Unit-Air-Source) | 38MURAQ36AB3* |  |  | CNPV*4821AL* | 915SB42060E17*** | 35600 | 15.5 | 8.1 | 38500 | 35000 | 90.91% | 2 | 0 | 10 |  |  |  | No | R-410A | 2.9667 | Residential & Commercial | Ducted CEE Tier 1
211230194 | Central HP <5.4 tons | BRYANT HEATING AND COOLING SYSTEMS | HRCU-A-CB (Split System: Heat Pump with Remote Outdoor Unit-Air-Source) | 38MURAQ36AB3* |  |  | CNPV*4821AL* | 915SB60100E21*** | 36800 | 16 | 8.1 | 39500 | 35000 | 88.61% | 2.06 | 0 | 10.5 |  |  |  | No | R-410A | 3.0667 | Residential & Commercial | Ducted CEE Tier 1
211228646 | Central HP <5.4 tons | BRYANT HEATING AND COOLING SYSTEMS | HRCU-A-CB (Split System: Heat Pump with Remote Outdoor Unit-Air-Source) | 38MURAQ36AB3* |  |  | CAP**4321AL* | 926TB60100V21*** | 36800 | 15.5 | 8.5 | 38500 | 34800 | 90.39% | 2.1 | 0 | 10 |  |  |  | No | R-410A | 3.0667 | Residential & Commercial | Ducted CEE Tier 1
211229246 | Central HP <5.4 tons | BRYANT HEATING AND COOLING SYSTEMS | HRCU-A-CB (Split System: Heat Pump with Remote Outdoor Unit-Air-Source) | 38MURAQ36AB3* |  |  | CAP**4824AL* | 8(0,1)*SA48070E21*** | 35800 | 16.5 | 8.5 | 37800 | 34600 | 91.53% | 2.04 | 0 | 10 |  |  |  | No | R-410A | 2.9833 | Residential & Commercial | Ducted CEE Tier 1
211229173 | Central HP <5.4 tons | BRYANT HEATING AND COOLING SYSTEMS | HRCU-A-CB (Split System: Heat Pump with Remote Outdoor Unit-Air-Source) | 38MURAQ36AB3* |  |  | CAP**4821AL* | 926TB60100V21*** | 36200 | 15.5 | 8.5 | 38500 | 34800 | 90.39% | 2.08 | 0 | 10 |  |  |  | No | R-410A | 3.0167 | Residential & Commercial | Ducted CEE Tier 1
211207045 | Central HP <5.4 tons | YORK | HRCU-A-CB (Split System: Heat Pump with Remote Outdoor Unit-Air-Source) | YZV48B21 |  |  | XAMC48HE3N1+CC | TM8V080C16MP12 | 43500 | 19 | 9 | 44500 | 36200 | 81.35% | 2.14 | 0 | 12 |  |  |  | No | R-410A | 3.625 | Residential & Commercial | Ducted CEE Tier 1
215935424 | Central HP <5.4 tons | CARRIER | HRCU-A-CB (Split System: Heat Pump with Remote Outdoor Unit-Air-Source) | 27VNA336A*030* |  |  | CVAMA6024XMA*+UI | 59MN7C120C24**22 | 35400 | 22 | 8.5 | 38000 | 28400 | 74.74% | 2.04 | 0 | 12.5 |  |  |  | No | R-454B | 2.95 | Residential & Commercial | Ducted CEE Tier 1
215935674 | Central HP <5.4 tons | CARRIER | HRCU-A-CB (Split System: Heat Pump with Remote Outdoor Unit-Air-Source) | 27VNA336A*030* |  |  | CVAVA3621XMA*+UI | 59CU5B060C17**16 | 34200 | 20.5 | 8.5 | 39000 | 28600 | 73.33% | 2.04 | 0 | 11.5 |  |  |  | No | R-454B | 2.85 | Residential & Commercial | Ducted CEE Tier 1
211261249 | Central HP <5.4 tons | DAY & NIGHT | HRCU-A-CB (Split System: Heat Pump with Remote Outdoor Unit-Air-Source) | DLCURAH18ABK |  |  | EA*4X30L14A* | *80VSL0451412A* | 17800 | 16 | 8.5 | 18400 | 18500 | 100.5% | 2.22 | 0 | 10.5 |  |  |  | No | R-410A | 1.4833 | Residential & Commercial | Ducted CEE Tier 1
211261816 | Central HP <5.4 tons | DAY & NIGHT | HRCU-A-CB (Split System: Heat Pump with Remote Outdoor Unit-Air-Source) | DLCURAH18ABK |  |  | EA*4X30L17A* | *96VTN0801716A* | 17600 | 16 | 8.5 | 18100 | 18600 | 102.8% | 2.24 | 0 | 10.5 |  |  |  | No | R-410A | 1.4667 | Residential & Commercial | Ducted CEE Tier 1
212988745 | Central HP <5.4 tons | CARRIER | HRCU-A-CB (Split System: Heat Pump with Remote Outdoor Unit-Air-Source) | 38MURAQ24AB3* |  |  | CNPV*3617AL* | 59SU5B040M17**12 | 23600 | 16.5 | 8.1 | 26400 | 24200 | 91.67% | 2.02 | 0 | 10 |  |  |  | No | R-410A | 1.9667 | Residential & Commercial | Ducted CEE Tier 1
206788951 | Central HP <5.4 tons | CARRIER | HRCU-A-CB (Split System: Heat Pump with Remote Outdoor Unit-Air-Source) | 25VNA448A*031* |  |  | CAP**6124AL*+UI | 58CU*A100C21**20 | 45500 | 21 | 9.5 | 46000 | 36400 | 79.13% | 2.34 | 12.5 | 11.7 |  |  |  | No | R-410A | 3.7917 | Residential & Commercial | Ducted CEE Tier 1
206788967 | Central HP <5.4 tons | CARRIER | HRCU-A-CB (Split System: Heat Pump with Remote Outdoor Unit-Air-Source) | 25VNA448A*031* |  |  | CSPH*6012AL*+UI | 59CU5A100C21**22 | 45000 | 20.5 | 9 | 46000 | 36000 | 78.26% | 2.36 | 12.5 | 12.3 |  |  |  | No | R-410A | 3.75 | Residential & Commercial | Ducted CEE Tier 1
216051033 | Central HP <5.4 tons | FRIEDRICH | HRCU-A-CB (Split System: Heat Pump with Remote Outdoor Unit-Air-Source) | FRP19AY24AJVC |  |  | TCFY2421HEAAM | FR98MV0855A21UP | 22800 | 21 | 8.5 | 22800 | 18400 | 80.7% | 1.8 | 0 | 13 |  |  |  | No | R-454B | 1.9 | Residential & Commercial | Ducted CEE Tier 1
216050998 | Central HP <5.4 tons | FRIEDRICH | HRCU-A-CB (Split System: Heat Pump with Remote Outdoor Unit-Air-Source) | FRP19AY24AJVC |  |  | TCFY2421HEAAM | FR951V0603A17UH | 22800 | 21 | 8.5 | 22800 | 18600 | 81.58% | 1.8 | 0 | 13 |  |  |  | No | R-454B | 1.9 | Residential & Commercial | Ducted CEE Tier 1
216551650 | Central HP <5.4 tons | FRIEDRICH | HRCU-A-CB (Split System: Heat Pump with Remote Outdoor Unit-Air-Source) | FRP19AY24AJVC |  |  | RCFY2421HEAAM | FR801V0754A17UH | 22800 | 21 | 10 | 22800 | 18400 | 80.7% | 1.8 | 0 | 13 |  |  |  | No | R-454B | 1.9 | Residential & Commercial | Ducted CEE Tier 1
216551709 | Central HP <5.4 tons | FRIEDRICH | HRCU-A-CB (Split System: Heat Pump with Remote Outdoor Unit-Air-Source) | FRP19AY24AJVC |  |  | RCFY2421HEAAM | FR97MV0855A21DH | 22800 | 21 | 10 | 22800 | 18400 | 80.7% | 1.8 | 0 | 13 |  |  |  | No | R-454B | 1.9 | Residential & Commercial | Ducted CEE Tier 1
211207028 | Central HP <5.4 tons | YORK | HRCU-A-CB (Split System: Heat Pump with Remote Outdoor Unit-Air-Source) | YZV48B21 |  |  | XAMC48HE3N1+CC | TM9V100C20MP12 | 43500 | 19 | 9 | 44500 | 36400 | 81.8% | 2.14 | 0 | 11.7 |  |  |  | No | R-410A | 3.625 | Residential & Commercial | Ducted CEE Tier 1
211229571 | Central HP <5.4 tons | BRYANT HEATING AND COOLING SYSTEMS | HRCU-A-CB (Split System: Heat Pump with Remote Outdoor Unit-Air-Source) | 38MURAQ36AB3* |  |  | CAP**4824AL* | 935SA60100E21*** | 36200 | 16 | 8.5 | 38500 | 34600 | 89.87% | 2.08 | 0 | 10 |  |  |  | No | R-410A | 3.0167 | Residential & Commercial | Ducted CEE Tier 1
211229591 | Central HP <5.4 tons | BRYANT HEATING AND COOLING SYSTEMS | HRCU-A-CB (Split System: Heat Pump with Remote Outdoor Unit-Air-Source) | 38MURAQ36AB3* |  |  | CAP**4824AL* | 926TB60080V21*** | 35600 | 16 | 8.1 | 37800 | 34600 | 91.53% | 2.02 | 0 | 10 |  |  |  | No | R-410A | 2.9667 | Residential & Commercial | Ducted CEE Tier 1
211230007 | Central HP <5.4 tons | BRYANT HEATING AND COOLING SYSTEMS | HRCU-A-CB (Split System: Heat Pump with Remote Outdoor Unit-Air-Source) | 38MURAQ36AB3* |  |  | CNPV*4821AL* | 82*SA60090V21*** | 35800 | 16.5 | 8.1 | 38500 | 34800 | 90.39% | 2 | 0 | 10 |  |  |  | No | R-410A | 2.9833 | Residential & Commercial | Ducted CEE Tier 1
211230341 | Central HP <5.4 tons | BRYANT HEATING AND COOLING SYSTEMS | HRCU-A-CB (Split System: Heat Pump with Remote Outdoor Unit-Air-Source) | 38MURAQ36AB3* |  |  | CNPV*4821AL* | 926TB66100V21*** | 36000 | 16.5 | 8.1 | 38500 | 34800 | 90.39% | 2.02 | 0 | 10.5 |  |  |  | No | R-410A | 3 | Residential & Commercial | Ducted CEE Tier 1
211230416 | Central HP <5.4 tons | BRYANT HEATING AND COOLING SYSTEMS | HRCU-A-CB (Split System: Heat Pump with Remote Outdoor Unit-Air-Source) | 38MURAQ36AB3* |  |  | CNPV*4824AL* | 8(0,1)*SA48090E21*** | 36400 | 16 | 8.1 | 38500 | 34800 | 90.39% | 2.04 | 0 | 10.5 |  |  |  | No | R-410A | 3.0333 | Residential & Commercial | Ducted CEE Tier 1
211230452 | Central HP <5.4 tons | BRYANT HEATING AND COOLING SYSTEMS | HRCU-A-CB (Split System: Heat Pump with Remote Outdoor Unit-Air-Source) | 38MURAQ36AB3* |  |  | CNPV*4824AL* | 8(0,1)*SA60110E21*** | 36200 | 16.5 | 8.1 | 38500 | 34800 | 90.39% | 2.02 | 0 | 10.5 |  |  |  | No | R-410A | 3.0167 | Residential & Commercial | Ducted CEE Tier 1
211230507 | Central HP <5.4 tons | BRYANT HEATING AND COOLING SYSTEMS | HRCU-A-CB (Split System: Heat Pump with Remote Outdoor Unit-Air-Source) | 38MURAQ36AB3* |  |  | CNPV*4824AL* | 82*SA60090V21*** | 35800 | 16.5 | 8.1 | 38500 | 34800 | 90.39% | 2 | 0 | 10 |  |  |  | No | R-410A | 2.9833 | Residential & Commercial | Ducted CEE Tier 1
211230709 | Central HP <5.4 tons | BRYANT HEATING AND COOLING SYSTEMS | HRCU-A-CB (Split System: Heat Pump with Remote Outdoor Unit-Air-Source) | 38MURAQ36AB3* |  |  | CNPV*4824AL* | 926SA66120V24*** | 36000 | 16 | 8.1 | 38500 | 34800 | 90.39% | 2.02 | 0 | 10 |  |  |  | No | R-410A | 3 | Residential & Commercial | Ducted CEE Tier 1
211226931 | Central HP <5.4 tons | BRYANT HEATING AND COOLING SYSTEMS | HRCU-A-CB (Split System: Heat Pump with Remote Outdoor Unit-Air-Source) | 38MURAQ36AB3* |  |  | CAP**3721AL* | 83*SA60100E21*** | 36200 | 16 | 8.5 | 38500 | 34800 | 90.39% | 2.08 | 0 | 10 |  |  |  | No | R-410A | 3.0167 | Residential & Commercial | Ducted CEE Tier 1
211227192 | Central HP <5.4 tons | BRYANT HEATING AND COOLING SYSTEMS | HRCU-A-CB (Split System: Heat Pump with Remote Outdoor Unit-Air-Source) | 38MURAQ36AB3* |  |  | CAP**3721AL* | 926TB60100V21*** | 36600 | 15.5 | 8.5 | 38500 | 34800 | 90.39% | 2.1 | 0 | 10 |  |  |  | No | R-410A | 3.05 | Residential & Commercial | Ducted CEE Tier 1
211227342 | Central HP <5.4 tons | BRYANT HEATING AND COOLING SYSTEMS | HRCU-A-CB (Split System: Heat Pump with Remote Outdoor Unit-Air-Source) | 38MURAQ36AB3* |  |  | CAP**4221AL* | 8(0,1)*SA48090E21*** | 35800 | 16 | 8.1 | 38500 | 35000 | 90.91% | 1.9 | 0 | 10 |  |  |  | No | R-410A | 2.9833 | Residential & Commercial | Ducted CEE Tier 1
211240683 | Central HP <5.4 tons | TEMPSTAR | HRCU-A-CB (Split System: Heat Pump with Remote Outdoor Unit-Air-Source) | DLCURAH24ABK |  |  | EA*4X24L17A* | *92ESN0601412A* | 23200 | 16.5 | 8.5 | 26400 | 25800 | 97.73% | 2.18 | 0 | 10 |  |  |  | No | R-410A | 1.9333 | Residential & Commercial | Ducted CEE Tier 1
206136129 | Central HP <5.4 tons | COMFORTMAKER | HRCU-A-CB (Split System: Heat Pump with Remote Outdoor Unit-Air-Source) | CVH837GKA** |  |  | EA*4X42L24A*+WALLCON | *95CSU1002122A* | 31800 | 17.5 | 8.1 | 33000 | 24400 | 73.94% | 1.9 | 11.5 | 11 |  |  |  | No | R-410A | 2.65 | Residential & Commercial | Ducted CEE Tier 1
211245965 | Central HP <5.4 tons | HEIL | HRCU-A-CB (Split System: Heat Pump with Remote Outdoor Unit-Air-Source) | DLCURAH24ABK |  |  | FM(C,U)4Z36**AL* |  | 24200 | 18 | 9 | 26600 | 23000 | 86.47% | 1.92 | 0 | 10.5 |  |  |  | No | R-410A | 2.0167 | Residential & Commercial | Ducted CEE Tier 1
206136345 | Central HP <5.4 tons | COMFORTMAKER | HRCU-A-CB (Split System: Heat Pump with Remote Outdoor Unit-Air-Source) | CVH837GKA** |  |  | EHD4X42AAL+WALLCON | *95CSU1002122A* | 32600 | 17 | 8.1 | 33000 | 24800 | 75.15% | 1.96 | 11.5 | 11 |  |  |  | No | R-410A | 2.7167 | Residential & Commercial | Ducted CEE Tier 1
216571047 | Central HP <5.4 tons | AMERICAN STANDARD | HRCU-A-CB (Split System: Heat Pump with Remote Outdoor Unit-Air-Source) | 5A6V0X36A1 |  |  | 5TXCC005AS3 | *UHMC100CCV4+LRP | 34000 | 19.4 | 9.7 | 31800 | 24600 | 77.36% | 2.1 | 0 | 12 |  |  |  | No | R-454B | 2.8333 | Residential & Commercial | Ducted CEE Tier 1
211240723 | Central HP <5.4 tons | DAY & NIGHT | HRCU-A-CB (Split System: Heat Pump with Remote Outdoor Unit-Air-Source) | DLCURAH24ABK |  |  | EA*4X24L17A* | *95ESN0801716A* | 24400 | 15.5 | 8.5 | 27400 | 23000 | 83.94% | 1.88 | 0 | 10 |  |  |  | No | R-410A | 2.0333 | Residential & Commercial | Ducted CEE Tier 1
214610130 | Central HP <5.4 tons | FRIEDRICH | HRCU-A-CB (Split System: Heat Pump with Remote Outdoor Unit-Air-Source) | FRP18AZ36AJVC |  |  | TCFZ6021SEAAM | FR962V0403A17M4 | 34200 | 19 | 8.5 | 34200 | 43500 | 127.2% | 2.2 | 0 | 12.5 |  |  |  | No | R-410A | 2.85 | Residential & Commercial | Ducted CEE Tier 1
214610137 | Central HP <5.4 tons | FRIEDRICH | HRCU-A-CB (Split System: Heat Pump with Remote Outdoor Unit-Air-Source) | FRP18AZ36AJVC |  |  | TCFZ6021SEAAM | FR802V0754A17UH | 34200 | 19 | 8.5 | 34200 | 43000 | 125.7% | 2.2 | 0 | 12.5 |  |  |  | No | R-410A | 2.85 | Residential & Commercial | Ducted CEE Tier 1
214610140 | Central HP <5.4 tons | FRIEDRICH | HRCU-A-CB (Split System: Heat Pump with Remote Outdoor Unit-Air-Source) | FRP18AZ48AJVC |  |  | TCFZ6021SEAAM | FR98MV1005A21UP | 44000 | 19 | 8.1 | 43500 | 45500 | 104.6% | 1.9 | 0 | 10 |  |  |  | No | R-410A | 3.6667 | Residential & Commercial | Ducted CEE Tier 1
207436244 | Central HP <5.4 tons | LENNOX | HRCU-A-CB (Split System: Heat Pump with Remote Outdoor Unit-Air-Source) | SL25XPV-024-230A** |  |  | CX35-48B+TDR | SL280UH090V48B* | 22200 | 21 | 9.4 | 21600 | 20400 | 94.44% | 1.86 | 14.5 | 14.3 |  |  |  | No | R-410A | 1.85 | Residential & Commercial | Ducted CEE Tier 1
210596959 | Central HP <5.4 tons | COMFORTMAKER | HRCU-A-CB (Split System: Heat Pump with Remote Outdoor Unit-Air-Source) | CVH825GKA2* |  |  | EHD4X48AAL+WALLCON | *80CTL0901716A* | 24400 | 17 | 8.1 | 21200 | 16500 | 77.83% | 2.04 | 0 | 11 |  |  |  | No | R-410A | 2.0333 | Residential & Commercial | Ducted CEE Tier 1
210596995 | Central HP <5.4 tons | COMFORTMAKER | HRCU-A-CB (Split System: Heat Pump with Remote Outdoor Unit-Air-Source) | CVH825GKA2* |  |  | EHD4X48AAL+WALLCON | *97CMN1002122A* | 24200 | 16 | 8.1 | 21200 | 16700 | 78.77% | 2.04 | 0 | 11 |  |  |  | No | R-410A | 2.0167 | Residential & Commercial | Ducted CEE Tier 1
211207035 | Central HP <5.4 tons | YORK | HRCU-A-CB (Split System: Heat Pump with Remote Outdoor Unit-Air-Source) | YZV48B21 |  |  | XAMC48HE3N1+CC | TP9C080C16MP13 | 43500 | 18 | 8.5 | 45500 | 36800 | 80.88% | 2.14 | 0 | 11 |  |  |  | No | R-410A | 3.625 | Residential & Commercial | Ducted CEE Tier 1
215934666 | Central HP <5.4 tons | HEIL | HRCU-A-CB (Split System: Heat Pump with Remote Outdoor Unit-Air-Source) | H5H3V36*K*AAA* |  |  | EVM5X31M17A*+WALLCON | *97CMN0601714B* | 34800 | 20.5 | 8.5 | 38000 | 28000 | 73.68% | 2.08 | 0 | 11.5 |  |  |  | No | R-454B | 2.9 | Residential & Commercial | Ducted CEE Tier 1
211241420 | Central HP <5.4 tons | BRYANT HEATING AND COOLING SYSTEMS | HRCU-A-CB (Split System: Heat Pump with Remote Outdoor Unit-Air-Source) | 38MURAQ24AB3* |  |  | CAP**3017AL* | 926SA36060V14*** | 23400 | 16.5 | 8.5 | 26000 | 24000 | 92.31% | 1.98 | 0 | 10 |  |  |  | No | R-410A | 1.95 | Residential & Commercial | Ducted CEE Tier 1
211241552 | Central HP <5.4 tons | BRYANT HEATING AND COOLING SYSTEMS | HRCU-A-CB (Split System: Heat Pump with Remote Outdoor Unit-Air-Source) | 38MURAQ24AB3* |  |  | CAP**3017AL* | 82*TA48070V17*** | 24200 | 17 | 8.5 | 26200 | 23000 | 87.79% | 1.92 | 0 | 10 |  |  |  | No | R-410A | 2.0167 | Residential & Commercial | Ducted CEE Tier 1
211240497 | Central HP <5.4 tons | BRYANT HEATING AND COOLING SYSTEMS | HRCU-A-CB (Split System: Heat Pump with Remote Outdoor Unit-Air-Source) | 38MURAQ24AB3* |  |  | CAP**2417AL* | 83*SA36040E17*** | 23600 | 17 | 8.5 | 26600 | 24600 | 92.48% | 2.04 | 0 | 10 |  |  |  | No | R-410A | 1.9667 | Residential & Commercial | Ducted CEE Tier 1
211240616 | Central HP <5.4 tons | BRYANT HEATING AND COOLING SYSTEMS | HRCU-A-CB (Split System: Heat Pump with Remote Outdoor Unit-Air-Source) | 38MURAQ24AB3* |  |  | CAP**2417AL* | 926TB42060V17*** | 23600 | 16 | 8.5 | 26800 | 24400 | 91.04% | 2.02 | 0 | 10 |  |  |  | No | R-410A | 1.9667 | Residential & Commercial | Ducted CEE Tier 1
211241518 | Central HP <5.4 tons | BRYANT HEATING AND COOLING SYSTEMS | HRCU-A-CB (Split System: Heat Pump with Remote Outdoor Unit-Air-Source) | 38MURAQ24AB3* |  |  | CAP**3017AL* | 82*TA36045V14*** | 24200 | 16.5 | 8.5 | 26400 | 23000 | 87.12% | 1.9 | 0 | 10 |  |  |  | No | R-410A | 2.0167 | Residential & Commercial | Ducted CEE Tier 1
211240927 | Central HP <5.4 tons | DAY & NIGHT | HRCU-A-CB (Split System: Heat Pump with Remote Outdoor Unit-Air-Source) | DLCURAH24ABK |  |  | EA*4X25L17A* | *95ESU0601716A* | 24800 | 17 | 8.5 | 25600 | 21000 | 82.03% | 1.78 | 0 | 10.5 |  |  |  | No | R-410A | 2.0667 | Residential & Commercial | Ducted CEE Tier 1
211241057 | Central HP <5.4 tons | DAY & NIGHT | HRCU-A-CB (Split System: Heat Pump with Remote Outdoor Unit-Air-Source) | DLCURAH24ABK |  |  | EA*4X25L17A* | *96VTN0601714A* | 24600 | 16.5 | 8.5 | 25400 | 21400 | 84.25% | 1.78 | 0 | 10 |  |  |  | No | R-410A | 2.05 | Residential & Commercial | Ducted CEE Tier 1
211240716 | Central HP <5.4 tons | TEMPSTAR | HRCU-A-CB (Split System: Heat Pump with Remote Outdoor Unit-Air-Source) | DLCURAH24ABK |  |  | EA*4X24L17A* | *95ESN0601714A* | 24400 | 15.5 | 8.5 | 27200 | 23200 | 85.29% | 1.9 | 0 | 10 |  |  |  | No | R-410A | 2.0333 | Residential & Commercial | Ducted CEE Tier 1
211241119 | Central HP <5.4 tons | TEMPSTAR | HRCU-A-CB (Split System: Heat Pump with Remote Outdoor Unit-Air-Source) | DLCURAH24ABK |  |  | EA*4X25L17A* | *92ESN0601412A* | 24000 | 17 | 8.1 | 25000 | 21800 | 87.2% | 1.82 | 0 | 10 |  |  |  | No | R-410A | 2 | Residential & Commercial | Ducted CEE Tier 1
211241350 | Central HP <5.4 tons | TEMPSTAR | HRCU-A-CB (Split System: Heat Pump with Remote Outdoor Unit-Air-Source) | DLCURAH24ABK |  |  | EA*4X30L14A* | *92ESN0601412A* | 23400 | 16.5 | 8.5 | 25800 | 24400 | 94.57% | 2.02 | 0 | 10 |  |  |  | No | R-410A | 1.95 | Residential & Commercial | Ducted CEE Tier 1
211241401 | Central HP <5.4 tons | TEMPSTAR | HRCU-A-CB (Split System: Heat Pump with Remote Outdoor Unit-Air-Source) | DLCURAH24ABK |  |  | EA*4X30L17A* | *96VSN0601714A* | 23400 | 16.5 | 8.5 | 25800 | 24200 | 93.8% | 2.02 | 0 | 10 |  |  |  | No | R-410A | 1.95 | Residential & Commercial | Ducted CEE Tier 1
211241770 | Central HP <5.4 tons | TEMPSTAR | HRCU-A-CB (Split System: Heat Pump with Remote Outdoor Unit-Air-Source) | DLCURAH24ABK |  |  | EA*4X30L17A* | *80ES(N,L)0701412A* | 24200 | 16.5 | 8.5 | 26400 | 22800 | 86.36% | 1.88 | 0 | 10 |  |  |  | No | R-410A | 2.0167 | Residential & Commercial | Ducted CEE Tier 1
211241987 | Central HP <5.4 tons | TEMPSTAR | HRCU-A-CB (Split System: Heat Pump with Remote Outdoor Unit-Air-Source) | DLCURAH24ABK |  |  | EA*4X36L17A* | *96VTN0801716A* | 24200 | 16.5 | 8.5 | 26200 | 22600 | 86.26% | 1.86 | 0 | 10 |  |  |  | No | R-410A | 2.0167 | Residential & Commercial | Ducted CEE Tier 1
215932006 | Central HP <5.4 tons | HEIL | HRCU-A-CB (Split System: Heat Pump with Remote Outdoor Unit-Air-Source) | H5H3V36*K*AAA* |  |  | EA*5X30M17A*+WALLCON | *97CMN0601714B* | 31800 | 18.5 | 9 | 34600 | 26600 | 76.88% | 1.9 | 0 | 10.5 |  |  |  | No | R-454B | 2.65 | Residential & Commercial | Ducted CEE Tier 1
215932056 | Central HP <5.4 tons | HEIL | HRCU-A-CB (Split System: Heat Pump with Remote Outdoor Unit-Air-Source) | H5H3V36*K*AAA* |  |  | EA*5X36M17A*+WALLCON | *80CTL0451712B* | 32000 | 19 | 9 | 36000 | 27800 | 77.22% | 1.88 | 0 | 10 |  |  |  | No | R-454B | 2.6667 | Residential & Commercial | Ducted CEE Tier 1
216440282 | Central HP <5.4 tons | TRANE | HRCU-A-CB (Split System: Heat Pump with Remote Outdoor Unit-Air-Source) | 5TWV0X48A1 |  |  | 5PX*D008AS3 | S9V2C080U5VSB+LRP | 44000 | 20 | 9.7 | 46500 | 33400 | 71.83% | 2.1 | 0 | 12 |  |  |  | No | R-454B | 3.6667 | Residential & Commercial | Ducted CEE Tier 1
211230689 | Central HP <5.4 tons | TEMPSTAR | HRCU-A-CB (Split System: Heat Pump with Remote Outdoor Unit-Air-Source) | DLCURAH36ABK |  |  | EN(A,D)4X48L24** | *95ESN1402422A* | 37400 | 15.2 | 8.1 | 40000 | 35200 | 88% | 2.08 | 0 | 10 |  |  |  | No | R-410A | 3.1167 | Residential & Commercial | Ducted CEE Tier 1
211226894 | Central HP <5.4 tons | HEIL | HRCU-A-CB (Split System: Heat Pump with Remote Outdoor Unit-Air-Source) | DLCURAH36ABK |  |  | EA*4X37L21A* | *80VSL0902120A* | 36200 | 16 | 8.5 | 38500 | 34800 | 90.39% | 2.06 | 0 | 10 |  |  |  | No | R-410A | 3.0167 | Residential & Commercial | Ducted CEE Tier 1
211227348 | Central HP <5.4 tons | HEIL | HRCU-A-CB (Split System: Heat Pump with Remote Outdoor Unit-Air-Source) | DLCURAH36ABK |  |  | EA*4X42L21A* | *80ES(N,L)0902116A* | 35800 | 16 | 8.1 | 38500 | 35000 | 90.91% | 1.9 | 0 | 10 |  |  |  | No | R-410A | 2.9833 | Residential & Commercial | Ducted CEE Tier 1
211227894 | Central HP <5.4 tons | BRYANT HEATING AND COOLING SYSTEMS | HRCU-A-CB (Split System: Heat Pump with Remote Outdoor Unit-Air-Source) | 38MURAQ36AB3* |  |  | CAP**4224AL* | 83*SA60080E21*** | 37000 | 15.5 | 8.5 | 40000 | 35200 | 88% | 1.96 | 0 | 10 |  |  |  | No | R-410A | 3.0833 | Residential & Commercial | Ducted CEE Tier 1
211227926 | Central HP <5.4 tons | BRYANT HEATING AND COOLING SYSTEMS | HRCU-A-CB (Split System: Heat Pump with Remote Outdoor Unit-Air-Source) | 38MURAQ36AB3* |  |  | CAP**4224AL* | 82*TA66110V21*** | 36200 | 15.5 | 8.1 | 39500 | 35200 | 89.11% | 1.92 | 0 | 10 |  |  |  | No | R-410A | 3.0167 | Residential & Commercial | Ducted CEE Tier 1
211227967 | Central HP <5.4 tons | BRYANT HEATING AND COOLING SYSTEMS | HRCU-A-CB (Split System: Heat Pump with Remote Outdoor Unit-Air-Source) | 38MURAQ36AB3* |  |  | CAP**4224AL* | 912SD60100E21*** | 35200 | 16.5 | 8.1 | 38500 | 35000 | 90.91% | 1.88 | 0 | 10 |  |  |  | No | R-410A | 2.9333 | Residential & Commercial | Ducted CEE Tier 1
211227987 | Central HP <5.4 tons | BRYANT HEATING AND COOLING SYSTEMS | HRCU-A-CB (Split System: Heat Pump with Remote Outdoor Unit-Air-Source) | 38MURAQ36AB3* |  |  | CAP**4224AL* | 912SD60120E24*** | 35800 | 16 | 8.1 | 38500 | 35000 | 90.91% | 1.9 | 0 | 10 |  |  |  | No | R-410A | 2.9833 | Residential & Commercial | Ducted CEE Tier 1
215932026 | Central HP <5.4 tons | HEIL | HRCU-A-CB (Split System: Heat Pump with Remote Outdoor Unit-Air-Source) | H5H3V36*K*AAA* |  |  | EA*5X30M17A*+WALLCON | *96CTN0601714B* | 31800 | 19 | 9.5 | 34600 | 26600 | 76.88% | 2 | 0 | 10.5 |  |  |  | No | R-454B | 2.65 | Residential & Commercial | Ducted CEE Tier 1
215932126 | Central HP <5.4 tons | HEIL | HRCU-A-CB (Split System: Heat Pump with Remote Outdoor Unit-Air-Source) | H5H3V36*K*AAA* |  |  | EA*5X36M17A*+WALLCON | *96CTN0801714B* | 32200 | 19 | 9.5 | 35400 | 27200 | 76.84% | 1.98 | 0 | 10.5 |  |  |  | No | R-454B | 2.6833 | Residential & Commercial | Ducted CEE Tier 1
215932296 | Central HP <5.4 tons | HEIL | HRCU-A-CB (Split System: Heat Pump with Remote Outdoor Unit-Air-Source) | H5H3V36*K*AAA* |  |  | EA*5X42M21A*+WALLCON | *97CMN0602120B* | 32600 | 19 | 9.5 | 35200 | 27200 | 77.27% | 2 | 0 | 11 |  |  |  | No | R-454B | 2.7167 | Residential & Commercial | Ducted CEE Tier 1
215932376 | Central HP <5.4 tons | HEIL | HRCU-A-CB (Split System: Heat Pump with Remote Outdoor Unit-Air-Source) | H5H3V36*K*AAA* |  |  | EA*5X43M21A*+WALLCON | *96CTN0601714B* | 33800 | 19.5 | 9.5 | 34200 | 26000 | 76.02% | 2.06 | 0 | 11 |  |  |  | No | R-454B | 2.8167 | Residential & Commercial | Ducted CEE Tier 1
215936854 | Central HP <5.4 tons | CARRIER | HRCU-A-CB (Split System: Heat Pump with Remote Outdoor Unit-Air-Source) | 27VNA336A*030* |  |  | CVAVA6024XMA*+UI | 59TN6C120C24**22 | 35600 | 22 | 8.5 | 38000 | 28400 | 74.74% | 2.04 | 0 | 12.5 |  |  |  | No | R-454B | 2.9667 | Residential & Commercial | Ducted CEE Tier 1
216551669 | Central HP <5.4 tons | FRIEDRICH | HRCU-A-CB (Split System: Heat Pump with Remote Outdoor Unit-Air-Source) | FRP19AY24AJVC |  |  | RCFY2421HEAAM | FR802V0504A17UH | 22800 | 20 | 10 | 22800 | 18500 | 81.14% | 1.8 | 0 | 12 |  |  |  | No | R-454B | 1.9 | Residential & Commercial | Ducted CEE Tier 1
215932306 | Central HP <5.4 tons | HEIL | HRCU-A-CB (Split System: Heat Pump with Remote Outdoor Unit-Air-Source) | H5H3V36*K*AAA* |  |  | EA*5X42M21A*+WALLCON | *97CMN0801714B* | 32400 | 19.5 | 9.5 | 35400 | 27200 | 76.84% | 2 | 0 | 11 |  |  |  | No | R-454B | 2.7 | Residential & Commercial | Ducted CEE Tier 1
211228069 | Central HP <5.4 tons | BRYANT HEATING AND COOLING SYSTEMS | HRCU-A-CB (Split System: Heat Pump with Remote Outdoor Unit-Air-Source) | 38MURAQ36AB3* |  |  | CAP**4224AL* | 926SA66120V24*** | 35400 | 16 | 8.1 | 38500 | 35000 | 90.91% | 1.88 | 0 | 10 |  |  |  | No | R-410A | 2.95 | Residential & Commercial | Ducted CEE Tier 1
211228119 | Central HP <5.4 tons | BRYANT HEATING AND COOLING SYSTEMS | HRCU-A-CB (Split System: Heat Pump with Remote Outdoor Unit-Air-Source) | 38MURAQ36AB3* |  |  | CAP**4224AL* | 926TB60100V21*** | 35800 | 15.5 | 8.1 | 39500 | 35200 | 89.11% | 1.9 | 0 | 10 |  |  |  | No | R-410A | 2.9833 | Residential & Commercial | Ducted CEE Tier 1
211228271 | Central HP <5.4 tons | BRYANT HEATING AND COOLING SYSTEMS | HRCU-A-CB (Split System: Heat Pump with Remote Outdoor Unit-Air-Source) | 38MURAQ36AB3* |  |  | CAP**4321AL* | 8(0,1)*SA60090E21*** | 36800 | 16 | 8.5 | 38500 | 34800 | 90.39% | 2.1 | 0 | 10 |  |  |  | No | R-410A | 3.0667 | Residential & Commercial | Ducted CEE Tier 1
211228353 | Central HP <5.4 tons | BRYANT HEATING AND COOLING SYSTEMS | HRCU-A-CB (Split System: Heat Pump with Remote Outdoor Unit-Air-Source) | 38MURAQ36AB3* |  |  | CAP**4321AL* | 83*SA60080E21*** | 38000 | 15.5 | 8.5 | 39000 | 35000 | 89.74% | 2.16 | 0 | 10 |  |  |  | No | R-410A | 3.1667 | Residential & Commercial | Ducted CEE Tier 1
211229282 | Central HP <5.4 tons | BRYANT HEATING AND COOLING SYSTEMS | HRCU-A-CB (Split System: Heat Pump with Remote Outdoor Unit-Air-Source) | 38MURAQ36AB3* |  |  | CAP**4824AL* | 8(0,1)*SA60090E24*** | 36000 | 16.5 | 8.5 | 38500 | 34600 | 89.87% | 2.06 | 0 | 10 |  |  |  | No | R-410A | 3 | Residential & Commercial | Ducted CEE Tier 1
211229330 | Central HP <5.4 tons | BRYANT HEATING AND COOLING SYSTEMS | HRCU-A-CB (Split System: Heat Pump with Remote Outdoor Unit-Air-Source) | 38MURAQ36AB3* |  |  | CAP**4824AL* | 8(0,1)*SA60155E24*** | 37000 | 16 | 8.5 | 38500 | 34800 | 90.39% | 2.12 | 0 | 10 |  |  |  | No | R-410A | 3.0833 | Residential & Commercial | Ducted CEE Tier 1
211229491 | Central HP <5.4 tons | BRYANT HEATING AND COOLING SYSTEMS | HRCU-A-CB (Split System: Heat Pump with Remote Outdoor Unit-Air-Source) | 38MURAQ36AB3* |  |  | CAP**4824AL* | 915SB60100E21*** | 36600 | 16 | 8.5 | 38500 | 34800 | 90.39% | 2.08 | 0 | 10 |  |  |  | No | R-410A | 3.05 | Residential & Commercial | Ducted CEE Tier 1
213079129 | Central HP <5.4 tons | CARRIER | HRCU-A-CB (Split System: Heat Pump with Remote Outdoor Unit-Air-Source) | 38MURAQ36AB3* |  |  | CAP**4321AL* | 58SU*B080M21**20 | 36600 | 16.5 | 8.5 | 38000 | 34600 | 91.05% | 2.08 | 0 | 10 |  |  |  | No | R-410A | 3.05 | Residential & Commercial | Ducted CEE Tier 1
213079397 | Central HP <5.4 tons | CARRIER | HRCU-A-CB (Split System: Heat Pump with Remote Outdoor Unit-Air-Source) | 38MURAQ36AB3* |  |  | CAP**3717AL* | 59SC2E060M17**14 | 36000 | 15.5 | 8.5 | 38500 | 35000 | 90.91% | 2 | 0 | 10 |  |  |  | No | R-410A | 3 | Residential & Commercial | Ducted CEE Tier 1
213079531 | Central HP <5.4 tons | CARRIER | HRCU-A-CB (Split System: Heat Pump with Remote Outdoor Unit-Air-Source) | 38MURAQ36AB3* |  |  | CAP**3717AL* | 59SC2E080M17**16 | 36400 | 15.5 | 8.5 | 38500 | 35000 | 90.91% | 2.02 | 0 | 10 |  |  |  | No | R-410A | 3.0333 | Residential & Commercial | Ducted CEE Tier 1
215935395 | Central HP <5.4 tons | BRYANT HEATING AND COOLING SYSTEMS | HRCU-A-CB (Split System: Heat Pump with Remote Outdoor Unit-Air-Source) | 293VAN036**AA* |  |  | CVAMA6024XMA*+UI | 987MC60060C21*** | 35200 | 21 | 8.5 | 38500 | 28800 | 74.81% | 2.02 | 0 | 12 |  |  |  | No | R-454B | 2.9333 | Residential & Commercial | Ducted CEE Tier 1
215935995 | Central HP <5.4 tons | BRYANT HEATING AND COOLING SYSTEMS | HRCU-A-CB (Split System: Heat Pump with Remote Outdoor Unit-Air-Source) | 293VAN036**AA* |  |  | CVAVA4221XMA*+UI | 88*TB60070C21*** | 34400 | 21 | 8.5 | 38500 | 28200 | 73.25% | 2.04 | 0 | 11.7 |  |  |  | No | R-454B | 2.8667 | Residential & Commercial | Ducted CEE Tier 1
215935595 | Central HP <5.4 tons | BRYANT HEATING AND COOLING SYSTEMS | HRCU-A-CB (Split System: Heat Pump with Remote Outdoor Unit-Air-Source) | 293VAN036**AA* |  |  | CVAVA3621XMA*+UI | 83*CA48060C17*** | 34400 | 21 | 8.5 | 38500 | 28200 | 73.25% | 2.04 | 0 | 11.7 |  |  |  | No | R-454B | 2.8667 | Residential & Commercial | Ducted CEE Tier 1
215935895 | Central HP <5.4 tons | BRYANT HEATING AND COOLING SYSTEMS | HRCU-A-CB (Split System: Heat Pump with Remote Outdoor Unit-Air-Source) | 293VAN036**AA* |  |  | CVAVA3817XMA*+UI | 986TD42060C17*** | 35200 | 21 | 8.5 | 38000 | 28000 | 73.68% | 2 | 0 | 11.7 |  |  |  | No | R-454B | 2.9333 | Residential & Commercial | Ducted CEE Tier 1
211242105 | Central HP <5.4 tons | TEMPSTAR | HRCU-A-CB (Split System: Heat Pump with Remote Outdoor Unit-Air-Source) | DLCURAH24ABK |  |  | EA*4X36L17A* | *80ES(N,L)0701712A* | 24400 | 16.5 | 8.5 | 26400 | 22400 | 84.85% | 1.84 | 0 | 10 |  |  |  | No | R-410A | 2.0333 | Residential & Commercial | Ducted CEE Tier 1
211242537 | Central HP <5.4 tons | TEMPSTAR | HRCU-A-CB (Split System: Heat Pump with Remote Outdoor Unit-Air-Source) | DLCURAH24ABK |  |  | EA*4X36L21A* | *96VTN1002120A* | 24000 | 17 | 8.5 | 26000 | 22800 | 87.69% | 1.9 | 0 | 10 |  |  |  | No | R-410A | 2 | Residential & Commercial | Ducted CEE Tier 1
205751124 | Central HP <5.4 tons | COMFORTMAKER | HRCU-A-CB (Split System: Heat Pump with Remote Outdoor Unit-Air-Source) | CVH837GKA** |  |  | EA*4X43L21A*+WALLCON | *80CTL0701716A* | 32800 | 17.5 | 8.5 | 33000 | 25200 | 76.36% | 1.98 | 11 | 11.7 |  |  |  | No | R-410A | 2.7333 | Residential & Commercial | Ducted CEE Tier 1
215931706 | Central HP <5.4 tons | HEIL | HRCU-A-CB (Split System: Heat Pump with Remote Outdoor Unit-Air-Source) | H5H3V60*K*AAA* |  |  | EA*5X61M24A*+WALLCON | *80CTL1102120B* | 57000 | 19 | 8.5 | 60500 | 46500 | 76.86% | 2.02 | 0 | 11.5 |  |  |  | No | R-454B | 4.75 | Residential & Commercial | Ducted CEE Tier 1
215931856 | Central HP <5.4 tons | HEIL | HRCU-A-CB (Split System: Heat Pump with Remote Outdoor Unit-Air-Source) | H5H3V60*K*AAA* |  |  | ESH5X60M12A*+WALLCON | *95CSU1002122B* | 56500 | 18 | 8.1 | 61000 | 45500 | 74.59% | 2 | 0 | 11.5 |  |  |  | No | R-454B | 4.7083 | Residential & Commercial | Ducted CEE Tier 1
210597109 | Central HP <5.4 tons | COMFORTMAKER | HRCU-A-CB (Split System: Heat Pump with Remote Outdoor Unit-Air-Source) | CVH825GKA2* |  |  | EN(A,D,W)4X48L21**+WALLCON | *96CTN1002122A* | 24200 | 17 | 8.1 | 21400 | 16600 | 77.57% | 2.02 | 0 | 11.5 |  |  |  | No | R-410A | 2.0167 | Residential & Commercial | Ducted CEE Tier 1
215937324 | Central HP <5.4 tons | CARRIER | HRCU-A-CB (Split System: Heat Pump with Remote Outdoor Unit-Air-Source) | 27VNA348A*030* |  |  | CVAMA6021XMA*+UI | 58TN*B090C17**16 | 44500 | 20.5 | 8.1 | 53500 | 37600 | 70.28% | 1.95 | 0 | 11.5 |  |  |  | No | R-454B | 3.7083 | Residential & Commercial | Ducted CEE Tier 1
213080369 | Central HP <5.4 tons | DAY & NIGHT | HRCU-A-CB (Split System: Heat Pump with Remote Outdoor Unit-Air-Source) | DLCURAH36ABK |  |  | EN(A,D)4X48L24** | *96MSN1002120A* | 36000 | 16.5 | 8.1 | 38500 | 34800 | 90.39% | 2.02 | 0 | 10 |  |  |  | No | R-410A | 3 | Residential & Commercial | Ducted CEE Tier 1
213078931 | Central HP <5.4 tons | DAY & NIGHT | HRCU-A-CB (Split System: Heat Pump with Remote Outdoor Unit-Air-Source) | DLCURAH36ABK |  |  | EN(A,D,W)4X42L21** | *80MSU1002120A* | 35400 | 15.5 | 8.5 | 38500 | 35200 | 91.43% | 1.88 | 0 | 10 |  |  |  | No | R-410A | 2.95 | Residential & Commercial | Ducted CEE Tier 1
213079219 | Central HP <5.4 tons | DAY & NIGHT | HRCU-A-CB (Split System: Heat Pump with Remote Outdoor Unit-Air-Source) | DLCURAH36ABK |  |  | EA*4X37L21A* | *80MSU0802120A* | 36600 | 16.5 | 8.5 | 38000 | 34600 | 91.05% | 2.08 | 0 | 10 |  |  |  | No | R-410A | 3.05 | Residential & Commercial | Ducted CEE Tier 1
214610126 | Central HP <5.4 tons | FRIEDRICH | HRCU-A-CB (Split System: Heat Pump with Remote Outdoor Unit-Air-Source) | FRP18AZ36AJVC |  |  | TCFZ6021SEAAM | FR97MV1005A21DH | 34200 | 19 | 8.5 | 34200 | 43000 | 125.7% | 2.2 | 0 | 12.5 |  |  |  | No | R-410A | 2.85 | Residential & Commercial | Ducted CEE Tier 1
215864956 | Central HP <5.4 tons | AMERICAN STANDARD | HRCU-A-CB (Split System: Heat Pump with Remote Outdoor Unit-Air-Source) | 5A6V8X48A1 |  |  | 5TXCD008AS3 | *UHMD120CCV5+LRP | 45000 | 18.1 | 8.5 | 45500 | 34800 | 76.48% | 2.1 | 0 | 10 |  |  |  | No | R-454B | 3.75 | Residential & Commercial | Ducted CEE Tier 1
215865040 | Central HP <5.4 tons | AMERICAN STANDARD | HRCU-A-CB (Split System: Heat Pump with Remote Outdoor Unit-Air-Source) | 5A6V8X36A1 |  |  | 5TEMCD05AV41+TDR |  | 32800 | 18.1 | 8.5 | 33200 | 25200 | 75.9% | 2.2 | 0 | 10 |  |  |  | No | R-454B | 2.7333 | Residential & Commercial | Ducted CEE Tier 1
215865056 | Central HP <5.4 tons | AMERICAN STANDARD | HRCU-A-CB (Split System: Heat Pump with Remote Outdoor Unit-Air-Source) | 5A6V8X36A1 |  |  | 5PX*C005AS3+P0V0C000M50SD+LRP |  | 32000 | 18.1 | 8.5 | 32600 | 25200 | 77.3% | 2.1 | 0 | 10.5 |  |  |  | No | R-454B | 2.6667 | Residential & Commercial | Ducted CEE Tier 1
215932356 | Central HP <5.4 tons | HEIL | HRCU-A-CB (Split System: Heat Pump with Remote Outdoor Unit-Air-Source) | H5H3V36*K*AAA* |  |  | EA*5X42M21A*+WALLCON | *96CTN1002122B* | 32800 | 20 | 9.5 | 34800 | 26600 | 76.44% | 2 | 0 | 11.5 |  |  |  | No | R-454B | 2.7333 | Residential & Commercial | Ducted CEE Tier 1
215934786 | Central HP <5.4 tons | HEIL | HRCU-A-CB (Split System: Heat Pump with Remote Outdoor Unit-Air-Source) | H5H3V36*K*AAA* |  |  | EVM5X44M21A*+WALLCON | *80CSU0601716A* | 35600 | 22 | 8.5 | 38000 | 28600 | 75.26% | 2.02 | 0 | 12 |  |  |  | No | R-454B | 2.9667 | Residential & Commercial | Ducted CEE Tier 1
215934866 | Central HP <5.4 tons | HEIL | HRCU-A-CB (Split System: Heat Pump with Remote Outdoor Unit-Air-Source) | H5H3V36*K*AAA* |  |  | EVM5X44M21A*+WALLCON | *95CSU0601716B* | 35400 | 21.5 | 8.5 | 38500 | 29000 | 75.32% | 2.02 | 0 | 12 |  |  |  | No | R-454B | 2.95 | Residential & Commercial | Ducted CEE Tier 1
216051013 | Central HP <5.4 tons | FRIEDRICH | HRCU-A-CB (Split System: Heat Pump with Remote Outdoor Unit-Air-Source) | FRP19AY24AJVC |  |  | TCFY2421HEAAM | FR97MV1005A21DH | 22800 | 20 | 8.5 | 22800 | 18400 | 80.7% | 1.8 | 0 | 12 |  |  |  | No | R-454B | 1.9 | Residential & Commercial | Ducted CEE Tier 1
215935754 | Central HP <5.4 tons | CARRIER | HRCU-A-CB (Split System: Heat Pump with Remote Outdoor Unit-Air-Source) | 27VNA336A*030* |  |  | CVAVA3621XMA*+UI | 59TN6C060C17**14 | 34000 | 20.5 | 8.1 | 38000 | 27000 | 71.05% | 1.95 | 0 | 11 |  |  |  | No | R-454B | 2.8333 | Residential & Commercial | Ducted CEE Tier 1
216551718 | Central HP <5.4 tons | FRIEDRICH | HRCU-A-CB (Split System: Heat Pump with Remote Outdoor Unit-Air-Source) | FRP19AY24AJVC |  |  | RCFY2421HEAAM | FR97MV1005A21DH | 22800 | 20 | 10 | 22800 | 18400 | 80.7% | 1.8 | 0 | 12 |  |  |  | No | R-454B | 1.9 | Residential & Commercial | Ducted CEE Tier 1
210597512 | Central HP <5.4 tons | COMFORTMAKER | HRCU-A-CB (Split System: Heat Pump with Remote Outdoor Unit-Air-Source) | CVH837GKA** |  |  | EHD4X60AAL+WALLCON | *80CTL0901716A* | 33000 | 17.5 | 8.1 | 32200 | 24800 | 77.02% | 2.02 | 0 | 11.5 |  |  |  | No | R-410A | 2.75 | Residential & Commercial | Ducted CEE Tier 1
215931916 | Central HP <5.4 tons | HEIL | HRCU-A-CB (Split System: Heat Pump with Remote Outdoor Unit-Air-Source) | H5H3V60*K*AAA* |  |  | ESH5X60M12A*+WALLCON | *96CTN1202422B* | 56500 | 18 | 8.1 | 61000 | 46000 | 75.41% | 1.95 | 0 | 11 |  |  |  | No | R-454B | 4.7083 | Residential & Commercial | Ducted CEE Tier 1
211245758 | Central HP <5.4 tons | COMFORTMAKER | HRCU-A-CB (Split System: Heat Pump with Remote Outdoor Unit-Air-Source) | DLCURAH24ABK |  |  | EN(A,D)4X36L21** | OMV098J12* | 23600 | 16.5 | 8.1 | 26000 | 23600 | 90.77% | 1.96 | 0 | 10 |  |  |  | No | R-410A | 1.9667 | Residential & Commercial | Ducted CEE Tier 1
211241402 | Central HP <5.4 tons | BRYANT HEATING AND COOLING SYSTEMS | HRCU-A-CB (Split System: Heat Pump with Remote Outdoor Unit-Air-Source) | 38MURAQ24AB3* |  |  | CAP**3017AL* | 926SA30040V14*** | 23200 | 16 | 8.5 | 25800 | 24200 | 93.8% | 2.02 | 0 | 10 |  |  |  | No | R-410A | 1.9333 | Residential & Commercial | Ducted CEE Tier 1
211261622 | Central HP <5.4 tons | TEMPSTAR | HRCU-A-CB (Split System: Heat Pump with Remote Outdoor Unit-Air-Source) | DLCURAH18ABK |  |  | EA*4X30L17A* | *96VSN0601412A* | 18000 | 16 | 8.5 | 18600 | 18500 | 99.46% | 2.22 | 0 | 10.5 |  |  |  | No | R-410A | 1.5 | Residential & Commercial | Ducted CEE Tier 1
211261990 | Central HP <5.4 tons | TEMPSTAR | HRCU-A-CB (Split System: Heat Pump with Remote Outdoor Unit-Air-Source) | DLCURAH18ABK |  |  | EA*4X30L17A* | *96VTN0601714A* | 17800 | 16 | 8.5 | 18400 | 18500 | 100.5% | 2.22 | 0 | 10.5 |  |  |  | No | R-410A | 1.4833 | Residential & Commercial | Ducted CEE Tier 1
212987399 | Central HP <5.4 tons | CARRIER | HRCU-A-CB (Split System: Heat Pump with Remote Outdoor Unit-Air-Source) | 38MURAQ24AB3* |  |  | CAP**3617AL* | 59SC6A080M17**16 | 23800 | 17 | 8.5 | 26400 | 23600 | 89.39% | 1.96 | 0 | 10 |  |  |  | No | R-410A | 1.9833 | Residential & Commercial | Ducted CEE Tier 1
211240468 | Central HP <5.4 tons | BRYANT HEATING AND COOLING SYSTEMS | HRCU-A-CB (Split System: Heat Pump with Remote Outdoor Unit-Air-Source) | 38MURAQ24AB3* |  |  | CAP**2417AL* | 82*SA48045V17*** | 23800 | 16 | 8.5 | 26800 | 24000 | 89.55% | 1.98 | 0 | 10 |  |  |  | No | R-410A | 1.9833 | Residential & Commercial | Ducted CEE Tier 1
211229582 | Central HP <5.4 tons | BRYANT HEATING AND COOLING SYSTEMS | HRCU-A-CB (Split System: Heat Pump with Remote Outdoor Unit-Air-Source) | 38MURAQ36AB3* |  |  | CAP**4824AL* | 935SA66100E21*** | 37200 | 15.5 | 8.5 | 38500 | 35000 | 90.91% | 2.12 | 0 | 10 |  |  |  | No | R-410A | 3.1 | Residential & Commercial | Ducted CEE Tier 1
211229639 | Central HP <5.4 tons | BRYANT HEATING AND COOLING SYSTEMS | HRCU-A-CB (Split System: Heat Pump with Remote Outdoor Unit-Air-Source) | 38MURAQ36AB3* |  |  | CAP**4824AL* | OVLAAB060154 | 37400 | 15.2 | 8.5 | 39000 | 35000 | 89.74% | 2.14 | 0 | 10 |  |  |  | No | R-410A | 3.1167 | Residential & Commercial | Ducted CEE Tier 1
211229648 | Central HP <5.4 tons | BRYANT HEATING AND COOLING SYSTEMS | HRCU-A-CB (Split System: Heat Pump with Remote Outdoor Unit-Air-Source) | 38MURAQ36AB3* |  |  | CAP**4824AL* | OVMAAB060154 | 36800 | 16 | 8.5 | 38500 | 34800 | 90.39% | 2.1 | 0 | 10 |  |  |  | No | R-410A | 3.0667 | Residential & Commercial | Ducted CEE Tier 1
211230141 | Central HP <5.4 tons | BRYANT HEATING AND COOLING SYSTEMS | HRCU-A-CB (Split System: Heat Pump with Remote Outdoor Unit-Air-Source) | 38MURAQ36AB3* |  |  | CNPV*4821AL* | 912SD60100E21*** | 35800 | 16.5 | 8.1 | 38500 | 34800 | 90.39% | 2 | 0 | 10 |  |  |  | No | R-410A | 2.9833 | Residential & Commercial | Ducted CEE Tier 1
212989490 | Central HP <5.4 tons | BRYANT HEATING AND COOLING SYSTEMS | HRCU-A-CB (Split System: Heat Pump with Remote Outdoor Unit-Air-Source) | 38MURAQ36AB3* |  |  | CAP**4821AL* | 935SB60080M21*** | 35600 | 16.5 | 8.5 | 37800 | 34600 | 91.53% | 2.02 | 0 | 10 |  |  |  | No | R-410A | 2.9667 | Residential & Commercial | Ducted CEE Tier 1
213075908 | Central HP <5.4 tons | TEMPSTAR | HRCU-A-CB (Split System: Heat Pump with Remote Outdoor Unit-Air-Source) | DLCURAH36ABK |  |  | EA*4X42L21A* | *95MSU1002120A* | 35600 | 16 | 8.1 | 38500 | 35200 | 91.43% | 1.9 | 0 | 10 |  |  |  | No | R-410A | 2.9667 | Residential & Commercial | Ducted CEE Tier 1
211227006 | Central HP <5.4 tons | COMFORTMAKER | HRCU-A-CB (Split System: Heat Pump with Remote Outdoor Unit-Air-Source) | DLCURAH36ABK |  |  | EA*4X37L21A* | *92ESN0801716A* | 36200 | 16 | 8.5 | 38500 | 34800 | 90.39% | 2.08 | 0 | 10 |  |  |  | No | R-410A | 3.0167 | Residential & Commercial | Ducted CEE Tier 1
211227017 | Central HP <5.4 tons | COMFORTMAKER | HRCU-A-CB (Split System: Heat Pump with Remote Outdoor Unit-Air-Source) | DLCURAH36ABK |  |  | EA*4X37L21A* | *92ESN0802120A* | 37400 | 16 | 8.5 | 38500 | 34800 | 90.39% | 2.14 | 0 | 10 |  |  |  | No | R-410A | 3.1167 | Residential & Commercial | Ducted CEE Tier 1
211207029 | Central HP <5.4 tons | YORK | HRCU-A-CB (Split System: Heat Pump with Remote Outdoor Unit-Air-Source) | YZV48B21 |  |  | XAMC48HE3N1+CC | TP9C100C20MP13 | 43500 | 19 | 9 | 44500 | 36400 | 81.8% | 2.14 | 0 | 11.7 |  |  |  | No | R-410A | 3.625 | Residential & Commercial | Ducted CEE Tier 1
215932396 | Central HP <5.4 tons | HEIL | HRCU-A-CB (Split System: Heat Pump with Remote Outdoor Unit-Air-Source) | H5H3V36*K*AAA* |  |  | EA*5X48M21A*+WALLCON | *80CSU1002120A* | 33400 | 20 | 9.5 | 34600 | 26400 | 76.3% | 2.04 | 0 | 11.5 |  |  |  | No | R-454B | 2.7833 | Residential & Commercial | Ducted CEE Tier 1
215932346 | Central HP <5.4 tons | HEIL | HRCU-A-CB (Split System: Heat Pump with Remote Outdoor Unit-Air-Source) | H5H3V36*K*AAA* |  |  | EA*5X42M21A*+WALLCON | *96CTN0801714B* | 32600 | 19.5 | 9.5 | 35200 | 27000 | 76.7% | 2 | 0 | 11 |  |  |  | No | R-454B | 2.7167 | Residential & Commercial | Ducted CEE Tier 1
211207044 | Central HP <5.4 tons | YORK | HRCU-A-CB (Split System: Heat Pump with Remote Outdoor Unit-Air-Source) | YZV48B21 |  |  | XAMC48HE3N1+CC | TM8V100C16MP12 | 43500 | 19 | 9 | 44500 | 36200 | 81.35% | 2.14 | 0 | 12 |  |  |  | No | R-410A | 3.625 | Residential & Commercial | Ducted CEE Tier 1
211207012 | Central HP <5.4 tons | YORK | HRCU-A-CB (Split System: Heat Pump with Remote Outdoor Unit-Air-Source) | YZV24B21 |  |  | XAMB24DE1N1+CC | YPLC080B12MP13 | 22400 | 18 | 8.5 | 23600 | 18400 | 77.97% | 1.92 | 0 | 12 |  |  |  | No | R-410A | 1.8667 | Residential & Commercial | Ducted CEE Tier 1
211207010 | Central HP <5.4 tons | YORK | HRCU-A-CB (Split System: Heat Pump with Remote Outdoor Unit-Air-Source) | YZV24B21 |  |  | XAMB24DE1N1+CC | TM8V080B12MP12 | 22400 | 18 | 8.5 | 23600 | 18400 | 77.97% | 1.92 | 0 | 12 |  |  |  | No | R-410A | 1.8667 | Residential & Commercial | Ducted CEE Tier 1
215935454 | Central HP <5.4 tons | CARRIER | HRCU-A-CB (Split System: Heat Pump with Remote Outdoor Unit-Air-Source) | 27VNA336A*030* |  |  | CVAMA6124XMA*+UI | 58TN*B090C21**20 | 36000 | 22.5 | 8.5 | 37600 | 28200 | 75% | 2.06 | 0 | 12.5 |  |  |  | No | R-454B | 3 | Residential & Commercial | Ducted CEE Tier 1
215935904 | Central HP <5.4 tons | CARRIER | HRCU-A-CB (Split System: Heat Pump with Remote Outdoor Unit-Air-Source) | 27VNA336A*030* |  |  | CVAVA3817XMA*+UI | 59TN6C080C17**14 | 35400 | 21.5 | 8.5 | 38500 | 29000 | 75.32% | 2.02 | 0 | 12 |  |  |  | No | R-454B | 2.95 | Residential & Commercial | Ducted CEE Tier 1
215935804 | Central HP <5.4 tons | CARRIER | HRCU-A-CB (Split System: Heat Pump with Remote Outdoor Unit-Air-Source) | 27VNA336A*030* |  |  | CVAVA3817XMA*+UI | 58CU*A040C17**12 | 35400 | 22 | 8.5 | 38500 | 28800 | 74.81% | 2.04 | 0 | 12 |  |  |  | No | R-454B | 2.95 | Residential & Commercial | Ducted CEE Tier 1
215936424 | Central HP <5.4 tons | CARRIER | HRCU-A-CB (Split System: Heat Pump with Remote Outdoor Unit-Air-Source) | 27VNA336A*030* |  |  | CVAVA4924XMA*+UI | 58CU*A100C21**20 | 35400 | 21.5 | 8.5 | 38500 | 28600 | 74.29% | 2.04 | 0 | 12 |  |  |  | No | R-454B | 2.95 | Residential & Commercial | Ducted CEE Tier 1
215936524 | Central HP <5.4 tons | CARRIER | HRCU-A-CB (Split System: Heat Pump with Remote Outdoor Unit-Air-Source) | 27VNA336A*030* |  |  | CVAVA4924XMA*+UI | 59MN7C120C24**22 | 35400 | 22 | 8.5 | 38000 | 28400 | 74.74% | 2.04 | 0 | 12.5 |  |  |  | No | R-454B | 2.95 | Residential & Commercial | Ducted CEE Tier 1
216050986 | Central HP <5.4 tons | FRIEDRICH | HRCU-A-CB (Split System: Heat Pump with Remote Outdoor Unit-Air-Source) | FRP19AY24AJVC |  |  | TCFY2421HEAAM | FR951V0403A17M4 | 22800 | 21 | 8.5 | 22800 | 18500 | 81.14% | 1.8 | 0 | 13 |  |  |  | No | R-454B | 1.9 | Residential & Commercial | Ducted CEE Tier 1
216050983 | Central HP <5.4 tons | FRIEDRICH | HRCU-A-CB (Split System: Heat Pump with Remote Outdoor Unit-Air-Source) | FRP19AY24AJVC |  |  | TCFY2421HEAAM | FR951V0403A17UH | 22800 | 21 | 8.5 | 22800 | 18700 | 82.02% | 1.8 | 0 | 13 |  |  |  | No | R-454B | 1.9 | Residential & Commercial | Ducted CEE Tier 1
215935565 | Central HP <5.4 tons | BRYANT HEATING AND COOLING SYSTEMS | HRCU-A-CB (Split System: Heat Pump with Remote Outdoor Unit-Air-Source) | 293VAN036**AA* |  |  | CVAVA3617XMA*+UI | 987MC42060C17*** | 34000 | 20 | 8.1 | 38000 | 27200 | 71.58% | 2 | 0 | 11 |  |  |  | No | R-454B | 2.8333 | Residential & Commercial | Ducted CEE Tier 1
211230281 | Central HP <5.4 tons | BRYANT HEATING AND COOLING SYSTEMS | HRCU-A-CB (Split System: Heat Pump with Remote Outdoor Unit-Air-Source) | 38MURAQ36AB3* |  |  | CNPV*4821AL* | 935SA60100E21*** | 36400 | 16 | 8.1 | 38500 | 34800 | 90.39% | 2.04 | 0 | 10.5 |  |  |  | No | R-410A | 3.0333 | Residential & Commercial | Ducted CEE Tier 1
211245767 | Central HP <5.4 tons | COMFORTMAKER | HRCU-A-CB (Split System: Heat Pump with Remote Outdoor Unit-Air-Source) | DLCURAH24ABK |  |  | EN(A,D)4X36L21** | OLV098A12* | 23400 | 16.5 | 8.1 | 25800 | 24200 | 93.8% | 2 | 0 | 10 |  |  |  | No | R-410A | 1.95 | Residential & Commercial | Ducted CEE Tier 1
211245808 | Central HP <5.4 tons | COMFORTMAKER | HRCU-A-CB (Split System: Heat Pump with Remote Outdoor Unit-Air-Source) | DLCURAH24ABK |  |  | FEM4X24**CL |  | 23800 | 17.5 | 8.5 | 26000 | 23800 | 91.54% | 2 | 0 | 10 |  |  |  | No | R-410A | 1.9833 | Residential & Commercial | Ducted CEE Tier 1
215931836 | Central HP <5.4 tons | HEIL | HRCU-A-CB (Split System: Heat Pump with Remote Outdoor Unit-Air-Source) | H5H3V60*K*AAA* |  |  | ESH5X60M12A*+WALLCON | *80CTL1102120B* | 56500 | 18 | 8.1 | 61000 | 46000 | 75.41% | 2 | 0 | 11.5 |  |  |  | No | R-454B | 4.7083 | Residential & Commercial | Ducted CEE Tier 1
213076112 | Central HP <5.4 tons | TEMPSTAR | HRCU-A-CB (Split System: Heat Pump with Remote Outdoor Unit-Air-Source) | DLCURAH24ABK |  |  | EA*4X37L21A* | *95MSU1002120A* | 24400 | 17 | 8.5 | 25200 | 21200 | 84.13% | 1.8 | 0 | 10.5 |  |  |  | No | R-410A | 2.0333 | Residential & Commercial | Ducted CEE Tier 1
212972997 | Central HP <5.4 tons | DAY & NIGHT | HRCU-A-CB (Split System: Heat Pump with Remote Outdoor Unit-Air-Source) | DLCURAH24ABK |  |  | EN(A,D)4X30L17** | *96VSN0401410B* | 23400 | 16 | 8.1 | 26400 | 24600 | 93.18% | 2.02 | 0 | 10 |  |  |  | No | R-410A | 1.95 | Residential & Commercial | Ducted CEE Tier 1
212973547 | Central HP <5.4 tons | DAY & NIGHT | HRCU-A-CB (Split System: Heat Pump with Remote Outdoor Unit-Air-Source) | DLCURAH24ABK |  |  | EA*4X25L17A* | *96VSN0601412B* | 24000 | 17 | 8.5 | 25000 | 21800 | 87.2% | 1.82 | 0 | 10 |  |  |  | No | R-410A | 2 | Residential & Commercial | Ducted CEE Tier 1
213771158 | Central HP <5.4 tons | AIRQUEST | HRCU-A-CB (Split System: Heat Pump with Remote Outdoor Unit-Air-Source) | HVH825GKA2* |  |  | EA*4X37L21A*+WALLCON | *80CTL0902120B* | 24400 | 16.5 | 8.5 | 21200 | 16600 | 78.3% | 2.04 | 0 | 11 |  |  |  | No | R-410A | 2.0333 | Residential & Commercial | Ducted CEE Tier 1
213771258 | Central HP <5.4 tons | AIRQUEST | HRCU-A-CB (Split System: Heat Pump with Remote Outdoor Unit-Air-Source) | HVH825GKA2* |  |  | EA*4X42L21A*+WALLCON | *80CTL0701716B* | 23800 | 16.5 | 8.1 | 21400 | 16700 | 78.04% | 1.96 | 0 | 10.5 |  |  |  | No | R-410A | 1.9833 | Residential & Commercial | Ducted CEE Tier 1
211230331 | Central HP <5.4 tons | BRYANT HEATING AND COOLING SYSTEMS | HRCU-A-CB (Split System: Heat Pump with Remote Outdoor Unit-Air-Source) | 38MURAQ36AB3* |  |  | CNPV*4821AL* | 926TB60100V21*** | 36600 | 15.5 | 8.1 | 39500 | 35000 | 88.61% | 2.04 | 0 | 10 |  |  |  | No | R-410A | 3.05 | Residential & Commercial | Ducted CEE Tier 1
211257802 | Central HP <5.4 tons | CARRIER | HRCU-A-CB (Split System: Heat Pump with Remote Outdoor Unit-Air-Source) | 38MURAQ18AB3* |  |  | CAP**2417AL* | 59TP6B080V17**16 | 17400 | 16 | 8.5 | 18300 | 19200 | 104.9% | 2.3 | 0 | 10.5 |  |  |  | No | R-410A | 1.45 | Residential & Commercial | Ducted CEE Tier 1
211257861 | Central HP <5.4 tons | CARRIER | HRCU-A-CB (Split System: Heat Pump with Remote Outdoor Unit-Air-Source) | 38MURAQ18AB3* |  |  | CAP**2517AL* | 59TP6B060V14**12 | 18500 | 16 | 8.5 | 18300 | 17400 | 95.08% | 2.12 | 0 | 11 |  |  |  | No | R-410A | 1.5417 | Residential & Commercial | Ducted CEE Tier 1
211259728 | Central HP <5.4 tons | BRYANT HEATING AND COOLING SYSTEMS | HRCU-A-CB (Split System: Heat Pump with Remote Outdoor Unit-Air-Source) | 38MURAQ18AB3* |  |  | CAP**1917AL* | 83*SA36040E17*** | 19000 | 17 | 8.5 | 18900 | 17400 | 92.06% | 2.14 | 0 | 11 |  |  |  | No | R-410A | 1.5833 | Residential & Commercial | Ducted CEE Tier 1
211259759 | Central HP <5.4 tons | BRYANT HEATING AND COOLING SYSTEMS | HRCU-A-CB (Split System: Heat Pump with Remote Outdoor Unit-Air-Source) | 38MURAQ18AB3* |  |  | CAP**1917AL* | 82*TA48090V17*** | 18100 | 16.5 | 8.5 | 18100 | 17700 | 97.79% | 2.14 | 0 | 11 |  |  |  | No | R-410A | 1.5083 | Residential & Commercial | Ducted CEE Tier 1
211259762 | Central HP <5.4 tons | BRYANT HEATING AND COOLING SYSTEMS | HRCU-A-CB (Split System: Heat Pump with Remote Outdoor Unit-Air-Source) | 38MURAQ18AB3* |  |  | CAP**1917AL* | 926TB36040V17*** | 18200 | 15.5 | 8.5 | 18300 | 17600 | 96.17% | 2.12 | 0 | 10.5 |  |  |  | No | R-410A | 1.5167 | Residential & Commercial | Ducted CEE Tier 1
214253222 | Central HP <5.4 tons | AMERICAN STANDARD | HRCU-A-CB (Split System: Heat Pump with Remote Outdoor Unit-Air-Source) | 4A6V0X60A1 |  |  | 4TXCD010DS3 | S8V2D120M5PDB | 54000 | 19 | 8.2 | 52000 | 39500 | 75.96% | 1.8 | 0 | 11.7 |  |  |  | No | R-410A | 4.5 | Residential & Commercial | Ducted CEE Tier 1
211259843 | Central HP <5.4 tons | BRYANT HEATING AND COOLING SYSTEMS | HRCU-A-CB (Split System: Heat Pump with Remote Outdoor Unit-Air-Source) | 38MURAQ18AB3* |  |  | CAP**1917AL* | 926TB36060V14*** | 18400 | 16 | 8.5 | 18400 | 17600 | 95.65% | 2.12 | 0 | 11 |  |  |  | No | R-410A | 1.5333 | Residential & Commercial | Ducted CEE Tier 1
211260095 | Central HP <5.4 tons | BRYANT HEATING AND COOLING SYSTEMS | HRCU-A-CB (Split System: Heat Pump with Remote Outdoor Unit-Air-Source) | 38MURAQ18AB3* |  |  | CAP**2414AL* | 926SA36060V14*** | 17800 | 16 | 8.5 | 18800 | 19000 | 101.1% | 2.28 | 0 | 10.5 |  |  |  | No | R-410A | 1.4833 | Residential & Commercial | Ducted CEE Tier 1
211260263 | Central HP <5.4 tons | BRYANT HEATING AND COOLING SYSTEMS | HRCU-A-CB (Split System: Heat Pump with Remote Outdoor Unit-Air-Source) | 38MURAQ18AB3* |  |  | CAP**2417AL* | 926SA42060V17*** | 17700 | 16 | 8.5 | 18600 | 19100 | 102.7% | 2.3 | 0 | 10.5 |  |  |  | No | R-410A | 1.475 | Residential & Commercial | Ducted CEE Tier 1
211260429 | Central HP <5.4 tons | BRYANT HEATING AND COOLING SYSTEMS | HRCU-A-CB (Split System: Heat Pump with Remote Outdoor Unit-Air-Source) | 38MURAQ18AB3* |  |  | CAP**2417AL* | 82*TA48070V17*** | 17300 | 16 | 8.5 | 18100 | 19200 | 106.1% | 2.32 | 0 | 10.5 |  |  |  | No | R-410A | 1.4417 | Residential & Commercial | Ducted CEE Tier 1
211261045 | Central HP <5.4 tons | BRYANT HEATING AND COOLING SYSTEMS | HRCU-A-CB (Split System: Heat Pump with Remote Outdoor Unit-Air-Source) | 38MURAQ18AB3* |  |  | CAP**2517AL* | 912SD30040E14*** | 18400 | 15.5 | 8.5 | 18400 | 17500 | 95.11% | 2.12 | 0 | 10.5 |  |  |  | No | R-410A | 1.5333 | Residential & Commercial | Ducted CEE Tier 1
211261179 | Central HP <5.4 tons | BRYANT HEATING AND COOLING SYSTEMS | HRCU-A-CB (Split System: Heat Pump with Remote Outdoor Unit-Air-Source) | 38MURAQ18AB3* |  |  | CAP**2517AL* | OVMAAB036098 | 18800 | 16 | 8.5 | 18700 | 17300 | 92.51% | 2.12 | 0 | 11 |  |  |  | No | R-410A | 1.5667 | Residential & Commercial | Ducted CEE Tier 1
211261296 | Central HP <5.4 tons | BRYANT HEATING AND COOLING SYSTEMS | HRCU-A-CB (Split System: Heat Pump with Remote Outdoor Unit-Air-Source) | 38MURAQ18AB3* |  |  | CAP**3014AL* | 82*TA36045V14*** | 17800 | 16.5 | 8.5 | 18200 | 18500 | 101.6% | 2.22 | 0 | 10.5 |  |  |  | No | R-410A | 1.4833 | Residential & Commercial | Ducted CEE Tier 1
211241086 | Central HP <5.4 tons | BRYANT HEATING AND COOLING SYSTEMS | HRCU-A-CB (Split System: Heat Pump with Remote Outdoor Unit-Air-Source) | 38MURAQ24AB3* |  |  | CAP**2517AL* | 8(0,1)*SA36070E17*** | 25000 | 16.5 | 8.5 | 25800 | 21000 | 81.4% | 1.76 | 0 | 10.5 |  |  |  | No | R-410A | 2.0833 | Residential & Commercial | Ducted CEE Tier 1
206766036 | Central HP <5.4 tons | COMFORTMAKER | HRCU-A-CB (Split System: Heat Pump with Remote Outdoor Unit-Air-Source) | CVH825GKA3* |  |  | EA*4X37L21A*+WALLCON | *80CTL0901716A* | 24600 | 17.5 | 8.5 | 21000 | 16500 | 78.57% | 2.04 | 12 | 11.7 |  |  |  | No | R-410A | 2.05 | Residential & Commercial | Ducted CEE Tier 1
214242851 | Central HP <5.4 tons | DAY & NIGHT | HRCU-A-CB (Split System: Heat Pump with Remote Outdoor Unit-Air-Source) | CVH825GKA2* |  |  | EN(A,D)4X36L21**+WALLCON | *96CTN1002122B* | 23600 | 16.5 | 8.1 | 21400 | 16700 | 78.04% | 1.92 | 0 | 11 |  |  |  | No | R-410A | 1.9667 | Residential & Commercial | Ducted CEE Tier 1
210597091 | Central HP <5.4 tons | COMFORTMAKER | HRCU-A-CB (Split System: Heat Pump with Remote Outdoor Unit-Air-Source) | CVH825GKA2* |  |  | EN(A,D,W)4X48L21**+WALLCON | *80CTL0901716A* | 24200 | 17.5 | 8.1 | 21200 | 16500 | 77.83% | 2.02 | 0 | 11.7 |  |  |  | No | R-410A | 2.0167 | Residential & Commercial | Ducted CEE Tier 1
216050997 | Central HP <5.4 tons | FRIEDRICH | HRCU-A-CB (Split System: Heat Pump with Remote Outdoor Unit-Air-Source) | FRP19AY24AJVC |  |  | TCFY2421HEAAM | FR921V0703A17M4 | 22800 | 20 | 8.5 | 22800 | 18600 | 81.58% | 1.8 | 0 | 12 |  |  |  | No | R-454B | 1.9 | Residential & Commercial | Ducted CEE Tier 1
216051000 | Central HP <5.4 tons | FRIEDRICH | HRCU-A-CB (Split System: Heat Pump with Remote Outdoor Unit-Air-Source) | FRP19AY24AJVC |  |  | TCFY2421HEAAM | FR921V0603A17M4 | 22800 | 21 | 8.5 | 22800 | 18600 | 81.58% | 1.8 | 0 | 13 |  |  |  | No | R-454B | 1.9 | Residential & Commercial | Ducted CEE Tier 1
215931966 | Central HP <5.4 tons | HEIL | HRCU-A-CB (Split System: Heat Pump with Remote Outdoor Unit-Air-Source) | H5H3V36*K*AAA* |  |  | EA*5X25M17A*+WALLCON | *97CMN0601714B* | 33400 | 19 | 9.5 | 34400 | 26200 | 76.16% | 2.04 | 0 | 10.5 |  |  |  | No | R-454B | 2.7833 | Residential & Commercial | Ducted CEE Tier 1
215932116 | Central HP <5.4 tons | HEIL | HRCU-A-CB (Split System: Heat Pump with Remote Outdoor Unit-Air-Source) | H5H3V36*K*AAA* |  |  | EA*5X36M17A*+WALLCON | *96CTN0601714B* | 32000 | 19 | 9.5 | 34600 | 26600 | 76.88% | 2.02 | 0 | 10.5 |  |  |  | No | R-454B | 2.6667 | Residential & Commercial | Ducted CEE Tier 1
215932216 | Central HP <5.4 tons | HEIL | HRCU-A-CB (Split System: Heat Pump with Remote Outdoor Unit-Air-Source) | H5H3V36*K*AAA* |  |  | EA*5X42M21A*+WALLCON | *80CTL0451712B* | 32200 | 19 | 9 | 35800 | 27600 | 77.09% | 1.88 | 0 | 10.5 |  |  |  | No | R-454B | 2.6833 | Residential & Commercial | Ducted CEE Tier 1
215932366 | Central HP <5.4 tons | HEIL | HRCU-A-CB (Split System: Heat Pump with Remote Outdoor Unit-Air-Source) | H5H3V36*K*AAA* |  |  | EA*5X43M21A*+WALLCON | *97CMN0601714B* | 33800 | 19.5 | 9.5 | 34200 | 26200 | 76.61% | 2.06 | 0 | 11 |  |  |  | No | R-454B | 2.8167 | Residential & Commercial | Ducted CEE Tier 1
215933146 | Central HP <5.4 tons | HEIL | HRCU-A-CB (Split System: Heat Pump with Remote Outdoor Unit-Air-Source) | H5H3V36*K*AAA* |  |  | ESH5X36M12A*+WALLCON | *95CSU0802120B* | 33200 | 18.5 | 9 | 35000 | 26800 | 76.57% | 1.92 | 0 | 11 |  |  |  | No | R-454B | 2.7667 | Residential & Commercial | Ducted CEE Tier 1
212986877 | Central HP <5.4 tons | CARRIER | HRCU-A-CB (Split System: Heat Pump with Remote Outdoor Unit-Air-Source) | 38MURAQ24AB3* |  |  | CAP**2517AL* | 59SC6A060M14**12 | 24200 | 17 | 8.5 | 25200 | 21800 | 86.51% | 1.82 | 0 | 10 |  |  |  | No | R-410A | 2.0167 | Residential & Commercial | Ducted CEE Tier 1
211230680 | Central HP <5.4 tons | BRYANT HEATING AND COOLING SYSTEMS | HRCU-A-CB (Split System: Heat Pump with Remote Outdoor Unit-Air-Source) | 38MURAQ36AB3* |  |  | CNPV*4824AL* | 915SB66140E24*** | 37400 | 15.2 | 8.1 | 40000 | 35200 | 88% | 2.08 | 0 | 10 |  |  |  | No | R-410A | 3.1167 | Residential & Commercial | Ducted CEE Tier 1
215936095 | Central HP <5.4 tons | BRYANT HEATING AND COOLING SYSTEMS | HRCU-A-CB (Split System: Heat Pump with Remote Outdoor Unit-Air-Source) | 293VAN036**AA* |  |  | CVAVA4221XMA*+UI | 987MC60080C21*** | 34400 | 20.5 | 8.5 | 38500 | 28200 | 73.25% | 2.04 | 0 | 11.7 |  |  |  | No | R-454B | 2.8667 | Residential & Commercial | Ducted CEE Tier 1
211207026 | Central HP <5.4 tons | YORK | HRCU-A-CB (Split System: Heat Pump with Remote Outdoor Unit-Air-Source) | YZV60B21 |  |  | XAMC60HE4N1+CC | TP9C100C20MP13 | 52000 | 18 | 8.5 | 55000 | 42000 | 76.36% | 2.16 | 0 | 11 |  |  |  | No | R-410A | 4.3333 | Residential & Commercial | Ducted CEE Tier 1
211229163 | Central HP <5.4 tons | BRYANT HEATING AND COOLING SYSTEMS | HRCU-A-CB (Split System: Heat Pump with Remote Outdoor Unit-Air-Source) | 38MURAQ36AB3* |  |  | CAP**4821AL* | 926TB60080V21*** | 35400 | 16 | 8.1 | 37800 | 34600 | 91.53% | 2.02 | 0 | 10 |  |  |  | No | R-410A | 2.95 | Residential & Commercial | Ducted CEE Tier 1
215935435 | Central HP <5.4 tons | BRYANT HEATING AND COOLING SYSTEMS | HRCU-A-CB (Split System: Heat Pump with Remote Outdoor Unit-Air-Source) | 293VAN036**AA* |  |  | CVAMA6024XMA*+UI | 986TD66100C21*** | 35600 | 22 | 8.5 | 38000 | 28400 | 74.74% | 2.04 | 0 | 12.5 |  |  |  | No | R-454B | 2.9667 | Residential & Commercial | Ducted CEE Tier 1
215933246 | Central HP <5.4 tons | HEIL | HRCU-A-CB (Split System: Heat Pump with Remote Outdoor Unit-Air-Source) | H5H3V36*K*AAA* |  |  | ESH5X36M12A*+WALLCON | *96CTN0801714B* | 33000 | 18.5 | 9 | 35200 | 27000 | 76.7% | 1.92 | 0 | 11 |  |  |  | No | R-454B | 2.75 | Residential & Commercial | Ducted CEE Tier 1
215933296 | Central HP <5.4 tons | HEIL | HRCU-A-CB (Split System: Heat Pump with Remote Outdoor Unit-Air-Source) | H5H3V36*K*AAA* |  |  | ESH5X42M12A*+WALLCON | *80CTL0451712B* | 33200 | 18.5 | 9 | 35600 | 27400 | 76.97% | 1.9 | 0 | 10.5 |  |  |  | No | R-454B | 2.7667 | Residential & Commercial | Ducted CEE Tier 1
215933446 | Central HP <5.4 tons | HEIL | HRCU-A-CB (Split System: Heat Pump with Remote Outdoor Unit-Air-Source) | H5H3V36*K*AAA* |  |  | ESH5X42M12A*+WALLCON | *97CMN1202422B* | 33600 | 19 | 9 | 34800 | 26600 | 76.44% | 1.94 | 0 | 11.5 |  |  |  | No | R-454B | 2.8 | Residential & Commercial | Ducted CEE Tier 1
215933496 | Central HP <5.4 tons | HEIL | HRCU-A-CB (Split System: Heat Pump with Remote Outdoor Unit-Air-Source) | H5H3V36*K*AAA* |  |  | ESH5X42M12A*+WALLCON | *96CTN1202422B* | 33600 | 19 | 9 | 34600 | 26600 | 76.88% | 1.94 | 0 | 11.5 |  |  |  | No | R-454B | 2.8 | Residential & Commercial | Ducted CEE Tier 1
215933566 | Central HP <5.4 tons | HEIL | HRCU-A-CB (Split System: Heat Pump with Remote Outdoor Unit-Air-Source) | H5H3V36*K*AAA* |  |  | ESH5X48M12A*+WALLCON | *80CTL0702120B* | 33600 | 19.5 | 9 | 34800 | 26600 | 76.44% | 1.94 | 0 | 11.5 |  |  |  | No | R-454B | 2.8 | Residential & Commercial | Ducted CEE Tier 1
215933616 | Central HP <5.4 tons | HEIL | HRCU-A-CB (Split System: Heat Pump with Remote Outdoor Unit-Air-Source) | H5H3V36*K*AAA* |  |  | ESH5X48M12A*+WALLCON | *95CSU0802120B* | 33600 | 19 | 9 | 34800 | 26600 | 76.44% | 1.94 | 0 | 11.5 |  |  |  | No | R-454B | 2.8 | Residential & Commercial | Ducted CEE Tier 1
215933816 | Central HP <5.4 tons | HEIL | HRCU-A-CB (Split System: Heat Pump with Remote Outdoor Unit-Air-Source) | H5H3V36*K*AAA* |  |  | ESH5X60M12A*+WALLCON | *80CTL1352422B* | 34200 | 19.5 | 9 | 34400 | 26000 | 75.58% | 1.96 | 0 | 11.7 |  |  |  | No | R-454B | 2.85 | Residential & Commercial | Ducted CEE Tier 1
211245370 | Central HP <5.4 tons | COMFORTMAKER | HRCU-A-CB (Split System: Heat Pump with Remote Outdoor Unit-Air-Source) | DLCURAH24ABK |  |  | EN(A,D)4X36L21** | *80ES(N,L)0701716A* | 24800 | 16 | 8.1 | 26800 | 22200 | 82.84% | 1.82 | 0 | 10.5 |  |  |  | No | R-410A | 2.0667 | Residential & Commercial | Ducted CEE Tier 1
211245506 | Central HP <5.4 tons | COMFORTMAKER | HRCU-A-CB (Split System: Heat Pump with Remote Outdoor Unit-Air-Source) | DLCURAH24ABK |  |  | EN(A,D)4X36L21** | *95ESN0802120A* | 24600 | 16.5 | 8.5 | 26600 | 22400 | 84.21% | 1.84 | 0 | 10.5 |  |  |  | No | R-410A | 2.05 | Residential & Commercial | Ducted CEE Tier 1
211245820 | Central HP <5.4 tons | COMFORTMAKER | HRCU-A-CB (Split System: Heat Pump with Remote Outdoor Unit-Air-Source) | DLCURAH24ABK |  |  | FEM4X30**BL |  | 24000 | 17 | 8.5 | 26200 | 23400 | 89.31% | 1.94 | 0 | 10 |  |  |  | No | R-410A | 2 | Residential & Commercial | Ducted CEE Tier 1
212969731 | Central HP <5.4 tons | DAY & NIGHT | HRCU-A-CB (Split System: Heat Pump with Remote Outdoor Unit-Air-Source) | DLCURAH24ABK |  |  | EA*4X24L14A* | *80VSL0451412B* | 23200 | 17 | 9.5 | 26800 | 27200 | 101.5% | 2.32 | 0 | 10 |  |  |  | No | R-410A | 1.9333 | Residential & Commercial | Ducted CEE Tier 1
212974097 | Central HP <5.4 tons | DAY & NIGHT | HRCU-A-CB (Split System: Heat Pump with Remote Outdoor Unit-Air-Source) | DLCURAH24ABK |  |  | EA*4X36L21A* | *96VSN0802120B* | 24000 | 17 | 8.5 | 26400 | 23400 | 88.64% | 1.94 | 0 | 10 |  |  |  | No | R-410A | 2 | Residential & Commercial | Ducted CEE Tier 1
215931626 | Central HP <5.4 tons | HEIL | HRCU-A-CB (Split System: Heat Pump with Remote Outdoor Unit-Air-Source) | H5H3V60*K*AAA* |  |  | EA*5X60M24A*+WALLCON | *97CMN1202422B* | 55500 | 18.5 | 8.5 | 60500 | 46000 | 76.03% | 2.06 | 0 | 11 |  |  |  | No | R-454B | 4.625 | Residential & Commercial | Ducted CEE Tier 1
214610153 | Central HP <5.4 tons | FRIEDRICH | HRCU-A-CB (Split System: Heat Pump with Remote Outdoor Unit-Air-Source) | FRP18AZ48AJVC |  |  | TCFZ6021SEAAM | FR802V1005A21UH | 44500 | 19 | 8.5 | 43000 | 45000 | 104.7% | 2 | 0 | 11.7 |  |  |  | No | R-410A | 3.7083 | Residential & Commercial | Ducted CEE Tier 1
211241838 | Central HP <5.4 tons | BRYANT HEATING AND COOLING SYSTEMS | HRCU-A-CB (Split System: Heat Pump with Remote Outdoor Unit-Air-Source) | 38MURAQ24AB3* |  |  | CAP**3617AL* | 926SA30040V14*** | 23400 | 16 | 8.5 | 25600 | 23800 | 92.97% | 1.96 | 0 | 10 |  |  |  | No | R-410A | 1.95 | Residential & Commercial | Ducted CEE Tier 1
214241607 | Central HP <5.4 tons | HEIL | HRCU-A-CB (Split System: Heat Pump with Remote Outdoor Unit-Air-Source) | HVH825GKA3* |  |  | EN(A,D)4X24L17**+WALLCON | *97CMN0801714B* | 23200 | 16 | 8.1 | 22000 | 16900 | 76.82% | 1.92 | 0 | 10.5 |  |  |  | No | R-410A | 1.9333 | Residential & Commercial | Ducted CEE Tier 1
212988829 | Central HP <5.4 tons | CARRIER | HRCU-A-CB (Split System: Heat Pump with Remote Outdoor Unit-Air-Source) | 38MURAQ18AB3* |  |  | CNPV*3017AL* | 59SU5B040M17**12 | 17500 | 16 | 8.1 | 18000 | 18700 | 103.9% | 2.24 | 0 | 11 |  |  |  | No | R-410A | 1.4583 | Residential & Commercial | Ducted CEE Tier 1
212989297 | Central HP <5.4 tons | CARRIER | HRCU-A-CB (Split System: Heat Pump with Remote Outdoor Unit-Air-Source) | 38MURAQ18AB3* |  |  | CAP**3017AL* | 59SU5B060M17**16 | 17500 | 16.5 | 8.5 | 18100 | 18700 | 103.3% | 2.26 | 0 | 10.5 |  |  |  | No | R-410A | 1.4583 | Residential & Commercial | Ducted CEE Tier 1
213249247 | Central HP <5.4 tons | BRYANT HEATING AND COOLING SYSTEMS | HRCU-A-CB (Split System: Heat Pump with Remote Outdoor Unit-Air-Source) | 38MURAQ18AB3* |  |  | FEVA0024**+NAVA43601CK |  | 18100 | 16.5 | 8.5 | 18300 | 17900 | 97.81% | 2.16 | 0 | 11 |  |  |  | No | R-410A | 1.5083 | Residential & Commercial | Ducted CEE Tier 1
216571351 | Central HP <5.4 tons | AMERICAN STANDARD | HRCU-A-CB (Split System: Heat Pump with Remote Outdoor Unit-Air-Source) | 5A6V8X24A1 |  |  | 5TXCB003AS3 | S8V2B060M4PDB | 21400 | 18.1 | 8.5 | 24400 | 18900 | 77.46% | 2.2 | 0 | 11.5 |  |  |  | No | R-454B | 1.7833 | Residential & Commercial | Ducted CEE Tier 1
212989165 | Central HP <5.4 tons | CARRIER | HRCU-A-CB (Split System: Heat Pump with Remote Outdoor Unit-Air-Source) | 38MURAQ24AB3* |  |  | CAP**3617AL* | 59SU5B060M17**16 | 23600 | 17 | 8.5 | 26200 | 24000 | 91.6% | 1.98 | 0 | 10 |  |  |  | No | R-410A | 1.9667 | Residential & Commercial | Ducted CEE Tier 1
214241747 | Central HP <5.4 tons | HEIL | HRCU-A-CB (Split System: Heat Pump with Remote Outdoor Unit-Air-Source) | HVH825GKA3* |  |  | EN(A,D)4X30L17**+WALLCON | *96CTN0601714B* | 23400 | 16 | 8.1 | 21600 | 16800 | 77.78% | 1.9 | 0 | 10.5 |  |  |  | No | R-410A | 1.95 | Residential & Commercial | Ducted CEE Tier 1
215935485 | Central HP <5.4 tons | BRYANT HEATING AND COOLING SYSTEMS | HRCU-A-CB (Split System: Heat Pump with Remote Outdoor Unit-Air-Source) | 293VAN036**AA* |  |  | CVAMA6124XMA*+UI | 935CB66100C21*** | 36000 | 22.5 | 8.5 | 37600 | 28200 | 75% | 2.06 | 0 | 12.5 |  |  |  | No | R-454B | 3 | Residential & Commercial | Ducted CEE Tier 1
215935505 | Central HP <5.4 tons | BRYANT HEATING AND COOLING SYSTEMS | HRCU-A-CB (Split System: Heat Pump with Remote Outdoor Unit-Air-Source) | 293VAN036**AA* |  |  | CVAVA2517XMA*+UI | 987MC42060C17*** | 34000 | 20 | 8.1 | 38000 | 27200 | 71.58% | 2 | 0 | 11 |  |  |  | No | R-454B | 2.8333 | Residential & Commercial | Ducted CEE Tier 1
215935665 | Central HP <5.4 tons | BRYANT HEATING AND COOLING SYSTEMS | HRCU-A-CB (Split System: Heat Pump with Remote Outdoor Unit-Air-Source) | 293VAN036**AA* |  |  | CVAVA3621XMA*+UI | 88*TB60110C21*** | 34400 | 21 | 8.5 | 38500 | 28000 | 72.73% | 2.04 | 0 | 12 |  |  |  | No | R-454B | 2.8667 | Residential & Commercial | Ducted CEE Tier 1
215935715 | Central HP <5.4 tons | BRYANT HEATING AND COOLING SYSTEMS | HRCU-A-CB (Split System: Heat Pump with Remote Outdoor Unit-Air-Source) | 293VAN036**AA* |  |  | CVAVA3621XMA*+UI | 987MC60060C21*** | 34200 | 20.5 | 8.5 | 39000 | 28600 | 73.33% | 2.04 | 0 | 11.5 |  |  |  | No | R-454B | 2.85 | Residential & Commercial | Ducted CEE Tier 1
215935985 | Central HP <5.4 tons | BRYANT HEATING AND COOLING SYSTEMS | HRCU-A-CB (Split System: Heat Pump with Remote Outdoor Unit-Air-Source) | 293VAN036**AA* |  |  | CVAVA4221XMA*+UI | 88*TB48070C17*** | 34200 | 20.5 | 8.5 | 39000 | 28400 | 72.82% | 2.02 | 0 | 11.5 |  |  |  | No | R-454B | 2.85 | Residential & Commercial | Ducted CEE Tier 1
215936185 | Central HP <5.4 tons | BRYANT HEATING AND COOLING SYSTEMS | HRCU-A-CB (Split System: Heat Pump with Remote Outdoor Unit-Air-Source) | 293VAN036**AA* |  |  | CVAVA4224XMA*+UI | 88*TB66135C24*** | 35600 | 22 | 8.5 | 38000 | 28400 | 74.74% | 2.04 | 0 | 12.5 |  |  |  | No | R-454B | 2.9667 | Residential & Commercial | Ducted CEE Tier 1
211229340 | Central HP <5.4 tons | BRYANT HEATING AND COOLING SYSTEMS | HRCU-A-CB (Split System: Heat Pump with Remote Outdoor Unit-Air-Source) | 38MURAQ36AB3* |  |  | CAP**4824AL* | 82*SA60070V21*** | 36000 | 16 | 8.5 | 38500 | 34600 | 89.87% | 2.06 | 0 | 10 |  |  |  | No | R-410A | 3 | Residential & Commercial | Ducted CEE Tier 1
206133465 | Central HP <5.4 tons | BRYANT HEATING AND COOLING SYSTEMS | HRCU-A-CB (Split System: Heat Pump with Remote Outdoor Unit-Air-Source) | 288BNV025*0**B* |  |  | CAP**3721AL*+UI | 83*CA60100C21*** | 24400 | 16.5 | 8.1 | 21200 | 16700 | 78.77% | 2.02 | 11.5 | 11 |  |  |  | No | R-410A | 2.0333 | Residential & Commercial | Ducted CEE Tier 1
211207021 | Central HP <5.4 tons | YORK | HRCU-A-CB (Split System: Heat Pump with Remote Outdoor Unit-Air-Source) | YZV36B21 |  |  | XAMB36DE2N1+CC | YP9C080B12MP13 | 32200 | 18 | 8.5 | 34000 | 29400 | 86.47% | 1.92 | 0 | 11.7 |  |  |  | No | R-410A | 2.6833 | Residential & Commercial | Ducted CEE Tier 1
216051079 | Central HP <5.4 tons | FRIEDRICH | HRCU-A-CB (Split System: Heat Pump with Remote Outdoor Unit-Air-Source) | FRP19AY36AJVC |  |  | TCFY3621MEAAM | FR98MV1005A21UP | 34200 | 21 | 10 | 34200 | 29400 | 85.96% | 2 | 0 | 12 |  |  |  | No | R-454B | 2.85 | Residential & Commercial | Ducted CEE Tier 1
204456806 | Central HP <5.4 tons | BRYANT HEATING AND COOLING SYSTEMS | HRCU-A-CB (Split System: Heat Pump with Remote Outdoor Unit-Air-Source) | 288BNV025*0**B* |  |  | CAP**3621AL*+UI | 987MB60060C21*** | 23600 | 16 | 8.1 | 21600 | 16700 | 77.31% | 1.92 | 11 | 10.5 |  |  |  | No | R-410A | 1.9667 | Residential & Commercial | Ducted CEE Tier 1
216570877 | Central HP <5.4 tons | AMERICAN STANDARD | HRCU-A-CB (Split System: Heat Pump with Remote Outdoor Unit-Air-Source) | 5A6V0X24A1 |  |  | 5PX*B006AS3 | S8V2B060M4PDB | 22000 | 21.4 | 10 | 22400 | 18100 | 80.8% | 2.2 | 0 | 12 |  |  |  | No | R-454B | 1.8333 | Residential & Commercial | Ducted CEE Tier 1
216570929 | Central HP <5.4 tons | AMERICAN STANDARD | HRCU-A-CB (Split System: Heat Pump with Remote Outdoor Unit-Air-Source) | 5A6V0X24A1 |  |  | 5TXCB003AS3 | S8V2B060M4PDB | 21600 | 20.6 | 10 | 24000 | 18400 | 76.67% | 2.2 | 0 | 11.5 |  |  |  | No | R-454B | 1.8 | Residential & Commercial | Ducted CEE Tier 1
211229349 | Central HP <5.4 tons | BRYANT HEATING AND COOLING SYSTEMS | HRCU-A-CB (Split System: Heat Pump with Remote Outdoor Unit-Air-Source) | 38MURAQ36AB3* |  |  | CAP**4824AL* | 82*SA60090V21*** | 35600 | 16.5 | 8.1 | 37800 | 34600 | 91.53% | 2.04 | 0 | 10 |  |  |  | No | R-410A | 2.9667 | Residential & Commercial | Ducted CEE Tier 1
211229438 | Central HP <5.4 tons | BRYANT HEATING AND COOLING SYSTEMS | HRCU-A-CB (Split System: Heat Pump with Remote Outdoor Unit-Air-Source) | 38MURAQ36AB3* |  |  | CAP**4824AL* | 912SD60080E21*** | 35800 | 16.5 | 8.5 | 37800 | 34600 | 91.53% | 2.04 | 0 | 10 |  |  |  | No | R-410A | 2.9833 | Residential & Commercial | Ducted CEE Tier 1
211229522 | Central HP <5.4 tons | BRYANT HEATING AND COOLING SYSTEMS | HRCU-A-CB (Split System: Heat Pump with Remote Outdoor Unit-Air-Source) | 38MURAQ36AB3* |  |  | CAP**4824AL* | 915SB66140E24*** | 37400 | 15.2 | 8.5 | 39500 | 35000 | 88.61% | 2.12 | 0 | 10 |  |  |  | No | R-410A | 3.1167 | Residential & Commercial | Ducted CEE Tier 1
213075886 | Central HP <5.4 tons | CARRIER | HRCU-A-CB (Split System: Heat Pump with Remote Outdoor Unit-Air-Source) | 38MURAQ36AB3* |  |  | CAP**3721AL* | 59SU5B100M21**20 | 36400 | 16 | 8.5 | 38000 | 34800 | 91.58% | 2.06 | 0 | 10 |  |  |  | No | R-410A | 3.0333 | Residential & Commercial | Ducted CEE Tier 1
211230729 | Central HP <5.4 tons | BRYANT HEATING AND COOLING SYSTEMS | HRCU-A-CB (Split System: Heat Pump with Remote Outdoor Unit-Air-Source) | 38MURAQ36AB3* |  |  | CNPV*4824AL* | 935SA60100E21*** | 36400 | 16 | 8.1 | 38500 | 34800 | 90.39% | 2.04 | 0 | 10.5 |  |  |  | No | R-410A | 3.0333 | Residential & Commercial | Ducted CEE Tier 1
211230749 | Central HP <5.4 tons | BRYANT HEATING AND COOLING SYSTEMS | HRCU-A-CB (Split System: Heat Pump with Remote Outdoor Unit-Air-Source) | 38MURAQ36AB3* |  |  | CNPV*4824AL* | 926TB60080V21*** | 35600 | 16 | 8.1 | 38500 | 34800 | 90.39% | 2 | 0 | 10 |  |  |  | No | R-410A | 2.9667 | Residential & Commercial | Ducted CEE Tier 1
211230797 | Central HP <5.4 tons | BRYANT HEATING AND COOLING SYSTEMS | HRCU-A-CB (Split System: Heat Pump with Remote Outdoor Unit-Air-Source) | 38MURAQ36AB3* |  |  | CNPV*4824AL* | OVLAAB060154 | 37400 | 15.2 | 8.5 | 39500 | 35200 | 89.11% | 2.1 | 0 | 10.5 |  |  |  | No | R-410A | 3.1167 | Residential & Commercial | Ducted CEE Tier 1
211257868 | Central HP <5.4 tons | CARRIER | HRCU-A-CB (Split System: Heat Pump with Remote Outdoor Unit-Air-Source) | 38MURAQ18AB3* |  |  | CAP**2517AL* | 59SC2D060E14**12 | 18700 | 16.5 | 8.5 | 18500 | 17400 | 94.05% | 2.12 | 0 | 11 |  |  |  | No | R-410A | 1.5583 | Residential & Commercial | Ducted CEE Tier 1
211257943 | Central HP <5.4 tons | CARRIER | HRCU-A-CB (Split System: Heat Pump with Remote Outdoor Unit-Air-Source) | 38MURAQ18AB3* |  |  | CAP**3017AL* | 58S(B,C)*A070E14**12 | 17800 | 16.5 | 8.5 | 18200 | 18500 | 101.6% | 2.22 | 0 | 10.5 |  |  |  | No | R-410A | 1.4833 | Residential & Commercial | Ducted CEE Tier 1
211257975 | Central HP <5.4 tons | CARRIER | HRCU-A-CB (Split System: Heat Pump with Remote Outdoor Unit-Air-Source) | 38MURAQ18AB3* |  |  | CNPV*2414AL* | 58TP*A070V14**12 | 17700 | 16 | 8.5 | 18500 | 18800 | 101.6% | 2.26 | 0 | 11 |  |  |  | No | R-410A | 1.475 | Residential & Commercial | Ducted CEE Tier 1
211260284 | Central HP <5.4 tons | BRYANT HEATING AND COOLING SYSTEMS | HRCU-A-CB (Split System: Heat Pump with Remote Outdoor Unit-Air-Source) | 38MURAQ18AB3* |  |  | CAP**2417AL* | 926SA36040V17*** | 17700 | 15.5 | 8.5 | 18700 | 19100 | 102.1% | 2.28 | 0 | 10.5 |  |  |  | No | R-410A | 1.475 | Residential & Commercial | Ducted CEE Tier 1
215937554 | Central HP <5.4 tons | CARRIER | HRCU-A-CB (Split System: Heat Pump with Remote Outdoor Unit-Air-Source) | 27VNA348A*030* |  |  | CVAMA6024XMA*+UI | 59TN6C100C21**22 | 45500 | 20.5 | 8.1 | 52500 | 38000 | 72.38% | 1.9 | 0 | 11.5 |  |  |  | No | R-454B | 3.7917 | Residential & Commercial | Ducted CEE Tier 1
215937754 | Central HP <5.4 tons | CARRIER | HRCU-A-CB (Split System: Heat Pump with Remote Outdoor Unit-Air-Source) | 27VNA348A*030* |  |  | CVAVA4821XMA*+UI | 58TN*B090C21**20 | 44500 | 20 | 8.1 | 52000 | 38000 | 73.08% | 1.9 | 0 | 11 |  |  |  | No | R-454B | 3.7083 | Residential & Commercial | Ducted CEE Tier 1
215937904 | Central HP <5.4 tons | CARRIER | HRCU-A-CB (Split System: Heat Pump with Remote Outdoor Unit-Air-Source) | 27VNA348A*030* |  |  | CVAVA4824XMA*+UI | 58TN*B135C24**22 | 45000 | 20.5 | 8.1 | 52000 | 38000 | 73.08% | 1.95 | 0 | 11.5 |  |  |  | No | R-454B | 3.75 | Residential & Commercial | Ducted CEE Tier 1
215937474 | Central HP <5.4 tons | CARRIER | HRCU-A-CB (Split System: Heat Pump with Remote Outdoor Unit-Air-Source) | 27VNA348A*030* |  |  | CVAMA6024XMA*+UI | 58TN*B110C21**20 | 45500 | 21 | 8.1 | 52500 | 38000 | 72.38% | 1.95 | 0 | 11.5 |  |  |  | No | R-454B | 3.7917 | Residential & Commercial | Ducted CEE Tier 1
215937844 | Central HP <5.4 tons | CARRIER | HRCU-A-CB (Split System: Heat Pump with Remote Outdoor Unit-Air-Source) | 27VNA348A*030* |  |  | CVAVA4821XMA*+UI | 59TN6C080C17**14 | 43000 | 19 | 8.1 | 53000 | 37600 | 70.94% | 2 | 0 | 11 |  |  |  | No | R-454B | 3.5833 | Residential & Commercial | Ducted CEE Tier 1
211241241 | Central HP <5.4 tons | DAY & NIGHT | HRCU-A-CB (Split System: Heat Pump with Remote Outdoor Unit-Air-Source) | DLCURAH24ABK |  |  | EA*4X30L14A* | *80VSL0451412A* | 24200 | 16 | 8.5 | 26400 | 23000 | 87.12% | 1.9 | 0 | 10 |  |  |  | No | R-410A | 2.0167 | Residential & Commercial | Ducted CEE Tier 1
211240358 | Central HP <5.4 tons | DAY & NIGHT | HRCU-A-CB (Split System: Heat Pump with Remote Outdoor Unit-Air-Source) | DLCURAH24ABK |  |  | EA*4X24L14A* | *80ES(N,L)0701412A* | 24000 | 16.5 | 8.5 | 26800 | 24000 | 89.55% | 1.98 | 0 | 10 |  |  |  | No | R-410A | 2 | Residential & Commercial | Ducted CEE Tier 1
211240423 | Central HP <5.4 tons | DAY & NIGHT | HRCU-A-CB (Split System: Heat Pump with Remote Outdoor Unit-Air-Source) | DLCURAH24ABK |  |  | EA*4X24L17A* | *96VSN0801716A* | 23800 | 16.5 | 8.5 | 26800 | 24000 | 89.55% | 1.98 | 0 | 10 |  |  |  | No | R-410A | 1.9833 | Residential & Commercial | Ducted CEE Tier 1
211240491 | Central HP <5.4 tons | DAY & NIGHT | HRCU-A-CB (Split System: Heat Pump with Remote Outdoor Unit-Air-Source) | DLCURAH24ABK |  |  | EA*4X24L17A* | *95ESU0601716A* | 24000 | 16.5 | 8.5 | 26800 | 24000 | 89.55% | 1.98 | 0 | 10 |  |  |  | No | R-410A | 2 | Residential & Commercial | Ducted CEE Tier 1
211242706 | Central HP <5.4 tons | TEMPSTAR | HRCU-A-CB (Split System: Heat Pump with Remote Outdoor Unit-Air-Source) | DLCURAH24ABK |  |  | EA*4X36L21A* | *80ESU0802120A | 24600 | 17.5 | 8.5 | 26200 | 22200 | 84.73% | 1.86 | 0 | 10.5 |  |  |  | No | R-410A | 2.05 | Residential & Commercial | Ducted CEE Tier 1
211245580 | Central HP <5.4 tons | HEIL | HRCU-A-CB (Split System: Heat Pump with Remote Outdoor Unit-Air-Source) | DLCURAH24ABK |  |  | EN(A,D)4X36L21** | *80VTL1102122A* | 23800 | 17 | 8.1 | 26000 | 23600 | 90.77% | 1.96 | 0 | 10.5 |  |  |  | No | R-410A | 1.9833 | Residential & Commercial | Ducted CEE Tier 1
205751004 | Central HP <5.4 tons | COMFORTMAKER | HRCU-A-CB (Split System: Heat Pump with Remote Outdoor Unit-Air-Source) | CVH837GKA** |  |  | EA*4X37L21A*+WALLCON | *80CTL0701716A* | 32800 | 17.5 | 8.5 | 33000 | 25200 | 76.36% | 1.98 | 11 | 11.5 |  |  |  | No | R-410A | 2.7333 | Residential & Commercial | Ducted CEE Tier 1
213249269 | Central HP <5.4 tons | BRYANT HEATING AND COOLING SYSTEMS | HRCU-A-CB (Split System: Heat Pump with Remote Outdoor Unit-Air-Source) | 38MURAQ24AB3* |  |  | FEVA0024**+NAVA43601CK |  | 24200 | 17 | 9 | 25800 | 22200 | 86.05% | 1.84 | 0 | 10 |  |  |  | No | R-410A | 2.0167 | Residential & Commercial | Ducted CEE Tier 1
214241757 | Central HP <5.4 tons | HEIL | HRCU-A-CB (Split System: Heat Pump with Remote Outdoor Unit-Air-Source) | HVH825GKA3* |  |  | EN(A,D)4X30L17**+WALLCON | *96CTN0801714B* | 23400 | 16.5 | 8.1 | 21600 | 16700 | 77.31% | 1.9 | 0 | 10.5 |  |  |  | No | R-410A | 1.95 | Residential & Commercial | Ducted CEE Tier 1
214242227 | Central HP <5.4 tons | HEIL | HRCU-A-CB (Split System: Heat Pump with Remote Outdoor Unit-Air-Source) | HVH825GKA3* |  |  | EN(A,D,W)4X48L21**+WALLCON | *80CTL0901716B* | 24200 | 17 | 8.1 | 21200 | 16600 | 78.3% | 2 | 0 | 11 |  |  |  | No | R-410A | 2.0167 | Residential & Commercial | Ducted CEE Tier 1
214242327 | Central HP <5.4 tons | HEIL | HRCU-A-CB (Split System: Heat Pump with Remote Outdoor Unit-Air-Source) | HVH825GKA3* |  |  | EN(A,D)4X48L24**+WALLCON | *80CTL0902120B* | 24200 | 17 | 8.1 | 21200 | 16600 | 78.3% | 2 | 0 | 11 |  |  |  | No | R-410A | 2.0167 | Residential & Commercial | Ducted CEE Tier 1
212989597 | Central HP <5.4 tons | CARRIER | HRCU-A-CB (Split System: Heat Pump with Remote Outdoor Unit-Air-Source) | 38MURAQ24AB3* |  |  | CAP**3621AL* | 59SU5B080M21**20 | 23600 | 17 | 8.5 | 26200 | 23800 | 90.84% | 1.98 | 0 | 10 |  |  |  | No | R-410A | 1.9667 | Residential & Commercial | Ducted CEE Tier 1
211207018 | Central HP <5.4 tons | YORK | HRCU-A-CB (Split System: Heat Pump with Remote Outdoor Unit-Air-Source) | YZV36B21 |  |  | XAMC36DE2N1+CC | YP9C080C16MP13 | 33000 | 18 | 8.5 | 34200 | 29200 | 85.38% | 1.96 | 0 | 12 |  |  |  | No | R-410A | 2.75 | Residential & Commercial | Ducted CEE Tier 1
216570881 | Central HP <5.4 tons | AMERICAN STANDARD | HRCU-A-CB (Split System: Heat Pump with Remote Outdoor Unit-Air-Source) | 5A6V0X24A1 |  |  | 5PX*B006AS3 | S8V2A040M3PDB | 22000 | 21.6 | 10 | 22600 | 17900 | 79.2% | 2.2 | 0 | 12 |  |  |  | No | R-454B | 1.8333 | Residential & Commercial | Ducted CEE Tier 1
216570883 | Central HP <5.4 tons | AMERICAN STANDARD | HRCU-A-CB (Split System: Heat Pump with Remote Outdoor Unit-Air-Source) | 5A6V0X24A1 |  |  | 5PX*B006AS3 | S8V2A040M3PCB | 22000 | 21.6 | 10 | 22600 | 17900 | 79.2% | 2.2 | 0 | 12 |  |  |  | No | R-454B | 1.8333 | Residential & Commercial | Ducted CEE Tier 1
216051108 | Central HP <5.4 tons | FRIEDRICH | HRCU-A-CB (Split System: Heat Pump with Remote Outdoor Unit-Air-Source) | FRP19AY36AJVC |  |  | TCFY3621MEAAM | FR98MV0855A21UP | 34200 | 21 | 10 | 34200 | 29400 | 85.96% | 2 | 0 | 12 |  |  |  | No | R-454B | 2.85 | Residential & Commercial | Ducted CEE Tier 1
216051105 | Central HP <5.4 tons | FRIEDRICH | HRCU-A-CB (Split System: Heat Pump with Remote Outdoor Unit-Air-Source) | FRP19AY36AJVC |  |  | TCFY3621MEAAM | FR97MV0703A17DH | 34200 | 20 | 10 | 34200 | 29600 | 86.55% | 2 | 0 | 12 |  |  |  | No | R-454B | 2.85 | Residential & Commercial | Ducted CEE Tier 1
216051087 | Central HP <5.4 tons | FRIEDRICH | HRCU-A-CB (Split System: Heat Pump with Remote Outdoor Unit-Air-Source) | FRP19AY36AJVC |  |  | TCFY3621MEAAM | FR962V0703A17M4 | 34200 | 20 | 10 | 34200 | 29600 | 86.55% | 2 | 0 | 12 |  |  |  | No | R-454B | 2.85 | Residential & Commercial | Ducted CEE Tier 1
216051096 | Central HP <5.4 tons | FRIEDRICH | HRCU-A-CB (Split System: Heat Pump with Remote Outdoor Unit-Air-Source) | FRP19AY36AJVC |  |  | RCFY3621MEAAM | FR962V0855A21M4 | 34200 | 19 | 10 | 34200 | 29400 | 85.96% | 2 | 0 | 12 |  |  |  | No | R-454B | 2.85 | Residential & Commercial | Ducted CEE Tier 1
213893306 | Central HP <5.4 tons | HEIL | HRCU-A-CB (Split System: Heat Pump with Remote Outdoor Unit-Air-Source) | HVH825GKA3* |  |  | EA*4X25L17A*+WALLCON | *96CTN0401410B* | 24000 | 15.5 | 8.1 | 21600 | 17000 | 78.7% | 1.96 | 0 | 10 |  |  |  | No | R-410A | 2 | Residential & Commercial | Ducted CEE Tier 1
214239545 | Central HP <5.4 tons | HEIL | HRCU-A-CB (Split System: Heat Pump with Remote Outdoor Unit-Air-Source) | HVH837GKA** |  |  | EN(A,D)4X36L21**+WALLCON | *80CTL0902120B* | 31400 | 16.5 | 8.1 | 33000 | 24000 | 72.73% | 1.82 | 0 | 11 |  |  |  | No | R-410A | 2.6167 | Residential & Commercial | Ducted CEE Tier 1
211240585 | Central HP <5.4 tons | BRYANT HEATING AND COOLING SYSTEMS | HRCU-A-CB (Split System: Heat Pump with Remote Outdoor Unit-Air-Source) | 38MURAQ24AB3* |  |  | CAP**2417AL* | 926TB30040V14*** | 23400 | 15.5 | 8.5 | 26800 | 24800 | 92.54% | 2.04 | 0 | 10 |  |  |  | No | R-410A | 1.95 | Residential & Commercial | Ducted CEE Tier 1
215935587 | Central HP <5.4 tons | AIRQUEST | HRCU-A-CB (Split System: Heat Pump with Remote Outdoor Unit-Air-Source) | H5H3V36*K*AAA* |  |  | EVD5X36M21A*+WALLCON | *80CSU0401712A* | 34400 | 21 | 8.5 | 38500 | 28400 | 73.77% | 2.04 | 0 | 11.7 |  |  |  | No | R-454B | 2.8667 | Residential & Commercial | Ducted CEE Tier 1
215935837 | Central HP <5.4 tons | AIRQUEST | HRCU-A-CB (Split System: Heat Pump with Remote Outdoor Unit-Air-Source) | H5H3V36*K*AAA* |  |  | EVD5X38M17A*+WALLCON | *80CTL0701412B* | 35200 | 21.5 | 8.5 | 38500 | 29000 | 75.32% | 2.02 | 0 | 11.7 |  |  |  | No | R-454B | 2.9333 | Residential & Commercial | Ducted CEE Tier 1
215931936 | Central HP <5.4 tons | HEIL | HRCU-A-CB (Split System: Heat Pump with Remote Outdoor Unit-Air-Source) | H5H3V36*K*AAA* |  |  | EA*5X24M17A*+WALLCON | *97CMN0601714B* | 31400 | 18.5 | 9.5 | 35000 | 27000 | 77.14% | 1.98 | 0 | 10 |  |  |  | No | R-454B | 2.6167 | Residential & Commercial | Ducted CEE Tier 1
211207036 | Central HP <5.4 tons | YORK | HRCU-A-CB (Split System: Heat Pump with Remote Outdoor Unit-Air-Source) | YZV48B21 |  |  | XAMC48HE3N1+CC | YP9C080C16MP13 | 43500 | 18 | 8.5 | 45500 | 36800 | 80.88% | 2.14 | 0 | 11 |  |  |  | No | R-410A | 3.625 | Residential & Commercial | Ducted CEE Tier 1
211207038 | Central HP <5.4 tons | YORK | HRCU-A-CB (Split System: Heat Pump with Remote Outdoor Unit-Air-Source) | YZV48B21 |  |  | XAMC48HE3N1+CC | TM8V100C20MP12 | 43500 | 19 | 9 | 44500 | 36200 | 81.35% | 2.14 | 0 | 12 |  |  |  | No | R-410A | 3.625 | Residential & Commercial | Ducted CEE Tier 1
216051026 | Central HP <5.4 tons | FRIEDRICH | HRCU-A-CB (Split System: Heat Pump with Remote Outdoor Unit-Air-Source) | FRP19AY24AJVC |  |  | TCFY2421HEAAM | FR97MV0855A21DH | 22800 | 21 | 8.5 | 22800 | 18400 | 80.7% | 1.8 | 0 | 13 |  |  |  | No | R-454B | 1.9 | Residential & Commercial | Ducted CEE Tier 1
216051044 | Central HP <5.4 tons | FRIEDRICH | HRCU-A-CB (Split System: Heat Pump with Remote Outdoor Unit-Air-Source) | FRP19AY24AJVC |  |  | TCFY2421HEAAM | FR801V0504A17UHN | 22800 | 20 | 8.5 | 22800 | 18500 | 81.14% | 1.8 | 0 | 12 |  |  |  | No | R-454B | 1.9 | Residential & Commercial | Ducted CEE Tier 1
213771328 | Central HP <5.4 tons | AIRQUEST | HRCU-A-CB (Split System: Heat Pump with Remote Outdoor Unit-Air-Source) | HVH825GKA2* |  |  | EA*4X42L21A*+WALLCON | *97CMN1002122B* | 23800 | 16.5 | 8.1 | 21400 | 16600 | 77.57% | 1.96 | 0 | 11 |  |  |  | No | R-410A | 1.9833 | Residential & Commercial | Ducted CEE Tier 1
207436328 | Central HP <5.4 tons | LENNOX | HRCU-A-CB (Split System: Heat Pump with Remote Outdoor Unit-Air-Source) | SL25XPV-036-230A** |  |  | CBA38MV-036-230*+TDR |  | 33400 | 22 | 9.1 | 36000 | 26600 | 73.89% | 1.92 | 14 | 13.4 |  |  |  | No | R-410A | 2.7833 | Residential & Commercial | Ducted CEE Tier 1
207436410 | Central HP <5.4 tons | LENNOX | HRCU-A-CB (Split System: Heat Pump with Remote Outdoor Unit-Air-Source) | SL25XPV-036-230A** |  |  | CHX35-48B-**-*+TDR | SL280UH090V36B* | 34000 | 22.2 | 8.8 | 34400 | 26000 | 75.58% | 1.84 | 14 | 13.5 |  |  |  | No | R-410A | 2.8333 | Residential & Commercial | Ducted CEE Tier 1
214242787 | Central HP <5.4 tons | HEIL | HRCU-A-CB (Split System: Heat Pump with Remote Outdoor Unit-Air-Source) | HVH825GKA2* |  |  | EN(A,D)4X36L21**+WALLCON | *95CSU0601716B* | 23400 | 16.5 | 8.1 | 21600 | 16700 | 77.31% | 1.92 | 0 | 10.5 |  |  |  | No | R-410A | 1.95 | Residential & Commercial | Ducted CEE Tier 1
211240696 | Central HP <5.4 tons | BRYANT HEATING AND COOLING SYSTEMS | HRCU-A-CB (Split System: Heat Pump with Remote Outdoor Unit-Air-Source) | 38MURAQ24AB3* |  |  | CAP**2417AL* | 912SD48080E17*** | 24000 | 17 | 8.5 | 26800 | 23800 | 88.81% | 1.96 | 0 | 10 |  |  |  | No | R-410A | 2 | Residential & Commercial | Ducted CEE Tier 1
211240846 | Central HP <5.4 tons | BRYANT HEATING AND COOLING SYSTEMS | HRCU-A-CB (Split System: Heat Pump with Remote Outdoor Unit-Air-Source) | 38MURAQ24AB3* |  |  | CAP**2517AL* | 926SA36060V14*** | 24000 | 16.5 | 8.1 | 25200 | 21600 | 85.71% | 1.82 | 0 | 10 |  |  |  | No | R-410A | 2 | Residential & Commercial | Ducted CEE Tier 1
211240864 | Central HP <5.4 tons | BRYANT HEATING AND COOLING SYSTEMS | HRCU-A-CB (Split System: Heat Pump with Remote Outdoor Unit-Air-Source) | 38MURAQ24AB3* |  |  | CAP**2517AL* | 935SA36040E17*** | 24200 | 17 | 8.5 | 25200 | 21600 | 85.71% | 1.8 | 0 | 10 |  |  |  | No | R-410A | 2.0167 | Residential & Commercial | Ducted CEE Tier 1
211241187 | Central HP <5.4 tons | BRYANT HEATING AND COOLING SYSTEMS | HRCU-A-CB (Split System: Heat Pump with Remote Outdoor Unit-Air-Source) | 38MURAQ24AB3* |  |  | CAP**2517AL* | 8(0,1)*SA36070E14*** | 25000 | 17 | 8.5 | 25600 | 21000 | 82.03% | 1.78 | 0 | 10.5 |  |  |  | No | R-410A | 2.0833 | Residential & Commercial | Ducted CEE Tier 1
211241237 | Central HP <5.4 tons | BRYANT HEATING AND COOLING SYSTEMS | HRCU-A-CB (Split System: Heat Pump with Remote Outdoor Unit-Air-Source) | 38MURAQ24AB3* |  |  | CAP**3014AL* | 82*SA36045V14*** | 24200 | 16 | 8.5 | 26400 | 23000 | 87.12% | 1.9 | 0 | 10 |  |  |  | No | R-410A | 2.0167 | Residential & Commercial | Ducted CEE Tier 1
211241255 | Central HP <5.4 tons | BRYANT HEATING AND COOLING SYSTEMS | HRCU-A-CB (Split System: Heat Pump with Remote Outdoor Unit-Air-Source) | 38MURAQ24AB3* |  |  | CAP**3014AL* | 926SA36060V14*** | 23400 | 16.5 | 8.5 | 25800 | 24200 | 93.8% | 2 | 0 | 10 |  |  |  | No | R-410A | 1.95 | Residential & Commercial | Ducted CEE Tier 1
214239665 | Central HP <5.4 tons | HEIL | HRCU-A-CB (Split System: Heat Pump with Remote Outdoor Unit-Air-Source) | HVH837GKA** |  |  | END4X42L17**+WALLCON | *80CTL0901716B* | 32000 | 17 | 8.1 | 33000 | 24600 | 74.55% | 1.9 | 0 | 11.5 |  |  |  | No | R-410A | 2.6667 | Residential & Commercial | Ducted CEE Tier 1
216374531 | Central HP <5.4 tons | YORK | HRCU-A-CB (Split System: Heat Pump with Remote Outdoor Unit-Air-Source) | HH860E2S11 |  |  | CTU60C5XGS1+TXV | Y92E100C16SMPS1 | 44500 | 19 | 9 | 45500 | 33200 | 72.97% | 2 | 0 | 11 |  |  |  | No | R-454B | 3.7083 | Residential & Commercial | Ducted CEE Tier 1
216551892 | Central HP <5.4 tons | FRIEDRICH | HRCU-A-CB (Split System: Heat Pump with Remote Outdoor Unit-Air-Source) | FRP19AY60AJVC |  |  | RCFY6021SEAAM | FR802V1005A21UH | 54000 | 17 | 10 | 54000 | 48500 | 89.81% | 2 | 0 | 10 |  |  |  | No | R-454B | 4.5 | Residential & Commercial | Ducted CEE Tier 1
216051154 | Central HP <5.4 tons | FRIEDRICH | HRCU-A-CB (Split System: Heat Pump with Remote Outdoor Unit-Air-Source) | FRP19AY60AJVC |  |  | TCFY6021SEAAM | FR802V0755A21UH | 53500 | 17 | 10 | 53500 | 48500 | 90.65% | 2 | 0 | 10 |  |  |  | No | R-454B | 4.4583 | Residential & Commercial | Ducted CEE Tier 1
213774594 | Central HP <5.4 tons | TEMPSTAR | HRCU-A-CB (Split System: Heat Pump with Remote Outdoor Unit-Air-Source) | TVH825GKA3* |  |  | EHD4X48AAL+WALLCON | *80CTL0901716B* | 24400 | 16.5 | 8.1 | 21200 | 16600 | 78.3% | 2 | 0 | 10.5 |  |  |  | No | R-410A | 2.0333 | Residential & Commercial | Ducted CEE Tier 1
211226643 | Central HP <5.4 tons | TEMPSTAR | HRCU-A-CB (Split System: Heat Pump with Remote Outdoor Unit-Air-Source) | DLCURAH36ABK |  |  | EA*4X37L17A* | *92ESN0801716A* | 36800 | 15.2 | 8.5 | 39500 | 35000 | 88.61% | 2.06 | 0 | 10 |  |  |  | No | R-410A | 3.0667 | Residential & Commercial | Ducted CEE Tier 1
211226693 | Central HP <5.4 tons | TEMPSTAR | HRCU-A-CB (Split System: Heat Pump with Remote Outdoor Unit-Air-Source) | DLCURAH36ABK |  |  | EA*4X37L17A* | *96VSN0801716A* | 36200 | 15.2 | 8.5 | 39500 | 35000 | 88.61% | 2.02 | 0 | 10 |  |  |  | No | R-410A | 3.0167 | Residential & Commercial | Ducted CEE Tier 1
214229465 | Central HP <5.4 tons | TEMPSTAR | HRCU-A-CB (Split System: Heat Pump with Remote Outdoor Unit-Air-Source) | DLCURAH36ABK |  |  | EA*4X48L24A* | *80MSU1002120A* | 35600 | 16 | 8.5 | 38000 | 34600 | 91.05% | 2.04 | 0 | 10 |  |  |  | No | R-410A | 2.9667 | Residential & Commercial | Ducted CEE Tier 1
211227186 | Central HP <5.4 tons | COMFORTMAKER | HRCU-A-CB (Split System: Heat Pump with Remote Outdoor Unit-Air-Source) | DLCURAH36ABK |  |  | EA*4X37L21A* | *96VTN0802120A* | 37000 | 15.5 | 8.5 | 38500 | 35000 | 90.91% | 2.1 | 0 | 10 |  |  |  | No | R-410A | 3.0833 | Residential & Commercial | Ducted CEE Tier 1
214239715 | Central HP <5.4 tons | HEIL | HRCU-A-CB (Split System: Heat Pump with Remote Outdoor Unit-Air-Source) | HVH837GKA** |  |  | END4X42L17**+WALLCON | *96CTN0801714B* | 32000 | 16.5 | 8.1 | 33000 | 24800 | 75.15% | 1.9 | 0 | 11 |  |  |  | No | R-410A | 2.6667 | Residential & Commercial | Ducted CEE Tier 1
214239765 | Central HP <5.4 tons | HEIL | HRCU-A-CB (Split System: Heat Pump with Remote Outdoor Unit-Air-Source) | HVH837GKA** |  |  | EN(A,D,W)4X42L21**+WALLCON | *80CTL1102120B* | 31800 | 17 | 8.1 | 33000 | 24400 | 73.94% | 1.88 | 0 | 11 |  |  |  | No | R-410A | 2.65 | Residential & Commercial | Ducted CEE Tier 1
214240015 | Central HP <5.4 tons | HEIL | HRCU-A-CB (Split System: Heat Pump with Remote Outdoor Unit-Air-Source) | HVH837GKA** |  |  | EN(A,D)4X48L24**+WALLCON | *96CTN1002122B* | 32400 | 17 | 8.1 | 32600 | 24600 | 75.46% | 1.96 | 0 | 11.7 |  |  |  | No | R-410A | 2.7 | Residential & Commercial | Ducted CEE Tier 1
212973697 | Central HP <5.4 tons | DAY & NIGHT | HRCU-A-CB (Split System: Heat Pump with Remote Outdoor Unit-Air-Source) | DLCURAH18ABK |  |  | EN(A,D)4X24L17** | *96VSN0801716B* | 17700 | 16 | 8.5 | 18700 | 19100 | 102.1% | 2.3 | 0 | 11 |  |  |  | No | R-410A | 1.475 | Residential & Commercial | Ducted CEE Tier 1
212974736 | Central HP <5.4 tons | DAY & NIGHT | HRCU-A-CB (Split System: Heat Pump with Remote Outdoor Unit-Air-Source) | DLCURAH18ABK |  |  | EN(A,D)4X30L14** | *96VTN0401410B* | 17400 | 16 | 8.1 | 18000 | 18600 | 103.3% | 2.22 | 0 | 10.5 |  |  |  | No | R-410A | 1.45 | Residential & Commercial | Ducted CEE Tier 1
214242257 | Central HP <5.4 tons | HEIL | HRCU-A-CB (Split System: Heat Pump with Remote Outdoor Unit-Air-Source) | HVH825GKA3* |  |  | EN(A,D,W)4X48L21**+WALLCON | *95CSU0601716B* | 24000 | 16.5 | 8.1 | 21400 | 16600 | 77.57% | 2 | 0 | 11 |  |  |  | No | R-410A | 2 | Residential & Commercial | Ducted CEE Tier 1
214242307 | Central HP <5.4 tons | HEIL | HRCU-A-CB (Split System: Heat Pump with Remote Outdoor Unit-Air-Source) | HVH825GKA3* |  |  | EN(A,D,W)4X48L21**+WALLCON | *96CTN0801714B* | 24000 | 17 | 8.1 | 21400 | 16600 | 77.57% | 2 | 0 | 11 |  |  |  | No | R-410A | 2 | Residential & Commercial | Ducted CEE Tier 1
206136085 | Central HP <5.4 tons | BRYANT HEATING AND COOLING SYSTEMS | HRCU-A-CB (Split System: Heat Pump with Remote Outdoor Unit-Air-Source) | 288BNV037*0**A* |  |  | CAP**3721AL*+UI | 935CA66100C21*** | 33000 | 17.5 | 8.5 | 32800 | 25000 | 76.22% | 2 | 12 | 11.5 |  |  |  | No | R-410A | 2.75 | Residential & Commercial | Ducted CEE Tier 1
206135753 | Central HP <5.4 tons | BRYANT HEATING AND COOLING SYSTEMS | HRCU-A-CB (Split System: Heat Pump with Remote Outdoor Unit-Air-Source) | 288BNV037*0**A* |  |  | CAP**4321AL*+UI | 83*CA60100C21*** | 32800 | 17 | 8.5 | 33000 | 25200 | 76.36% | 1.98 | 12 | 11 |  |  |  | No | R-410A | 2.7333 | Residential & Commercial | Ducted CEE Tier 1
211241532 | Central HP <5.4 tons | BRYANT HEATING AND COOLING SYSTEMS | HRCU-A-CB (Split System: Heat Pump with Remote Outdoor Unit-Air-Source) | 38MURAQ24AB3* |  |  | CAP**3017AL* | 926TB36040V17*** | 23200 | 16 | 8.5 | 25800 | 24200 | 93.8% | 2 | 0 | 10 |  |  |  | No | R-410A | 1.9333 | Residential & Commercial | Ducted CEE Tier 1
211241750 | Central HP <5.4 tons | BRYANT HEATING AND COOLING SYSTEMS | HRCU-A-CB (Split System: Heat Pump with Remote Outdoor Unit-Air-Source) | 38MURAQ24AB3* |  |  | CAP**3017AL* | 912SD36040E17*** | 23600 | 15.5 | 8.5 | 26200 | 23600 | 90.08% | 1.94 | 0 | 10 |  |  |  | No | R-410A | 1.9667 | Residential & Commercial | Ducted CEE Tier 1
211242164 | Central HP <5.4 tons | BRYANT HEATING AND COOLING SYSTEMS | HRCU-A-CB (Split System: Heat Pump with Remote Outdoor Unit-Air-Source) | 38MURAQ24AB3* |  |  | CAP**3617AL* | 915SB48080E17*** | 24800 | 15.5 | 8.5 | 26800 | 22000 | 82.09% | 1.8 | 0 | 10 |  |  |  | No | R-410A | 2.0667 | Residential & Commercial | Ducted CEE Tier 1
211242209 | Central HP <5.4 tons | BRYANT HEATING AND COOLING SYSTEMS | HRCU-A-CB (Split System: Heat Pump with Remote Outdoor Unit-Air-Source) | 38MURAQ24AB3* |  |  | CAP**3617AL* | 83*SA48060E17*** | 25000 | 16.5 | 8.5 | 26600 | 21800 | 81.95% | 1.82 | 0 | 10 |  |  |  | No | R-410A | 2.0833 | Residential & Commercial | Ducted CEE Tier 1
211260373 | Central HP <5.4 tons | BRYANT HEATING AND COOLING SYSTEMS | HRCU-A-CB (Split System: Heat Pump with Remote Outdoor Unit-Air-Source) | 38MURAQ18AB3* |  |  | CAP**2417AL* | 83*SA36040E17*** | 18400 | 16.5 | 9 | 19200 | 18700 | 97.4% | 2.26 | 0 | 11 |  |  |  | No | R-410A | 1.5333 | Residential & Commercial | Ducted CEE Tier 1
211260493 | Central HP <5.4 tons | BRYANT HEATING AND COOLING SYSTEMS | HRCU-A-CB (Split System: Heat Pump with Remote Outdoor Unit-Air-Source) | 38MURAQ18AB3* |  |  | CAP**2417AL* | 926TB36060V14*** | 17900 | 16 | 8.5 | 18800 | 19000 | 101.1% | 2.28 | 0 | 10.5 |  |  |  | No | R-410A | 1.4917 | Residential & Commercial | Ducted CEE Tier 1
211257333 | Central HP <5.4 tons | BRYANT HEATING AND COOLING SYSTEMS | HRCU-A-CB (Split System: Heat Pump with Remote Outdoor Unit-Air-Source) | 38MURAQ18AB3* |  |  | PF4MN*B24L* |  | 18500 | 15.5 | 9 | 19300 | 18300 | 94.82% | 2.2 | 0 | 10.5 |  |  |  | No | R-410A | 1.5417 | Residential & Commercial | Ducted CEE Tier 1
211259757 | Central HP <5.4 tons | BRYANT HEATING AND COOLING SYSTEMS | HRCU-A-CB (Split System: Heat Pump with Remote Outdoor Unit-Air-Source) | 38MURAQ18AB3* |  |  | CAP**1917AL* | 82*TA36070V14*** | 18200 | 16.5 | 8.5 | 18100 | 17600 | 97.24% | 2.14 | 0 | 11 |  |  |  | No | R-410A | 1.5167 | Residential & Commercial | Ducted CEE Tier 1
211259871 | Central HP <5.4 tons | BRYANT HEATING AND COOLING SYSTEMS | HRCU-A-CB (Split System: Heat Pump with Remote Outdoor Unit-Air-Source) | 38MURAQ18AB3* |  |  | CAP**1917AL* | 926TB42060V17*** | 18200 | 16 | 8.5 | 18200 | 17700 | 97.25% | 2.14 | 0 | 10.5 |  |  |  | No | R-410A | 1.5167 | Residential & Commercial | Ducted CEE Tier 1
211260163 | Central HP <5.4 tons | BRYANT HEATING AND COOLING SYSTEMS | HRCU-A-CB (Split System: Heat Pump with Remote Outdoor Unit-Air-Source) | 38MURAQ18AB3* |  |  | CAP**2414AL* | 926TB36060V14*** | 17800 | 16 | 8.5 | 18800 | 19000 | 101.1% | 2.28 | 0 | 10.5 |  |  |  | No | R-410A | 1.4833 | Residential & Commercial | Ducted CEE Tier 1
211259795 | Central HP <5.4 tons | BRYANT HEATING AND COOLING SYSTEMS | HRCU-A-CB (Split System: Heat Pump with Remote Outdoor Unit-Air-Source) | 38MURAQ18AB3* |  |  | CAP**1917AL* | 915SB30040E14*** | 18300 | 16 | 8.5 | 18300 | 17600 | 96.17% | 2.12 | 0 | 10.5 |  |  |  | No | R-410A | 1.525 | Residential & Commercial | Ducted CEE Tier 1
211260828 | Central HP <5.4 tons | BRYANT HEATING AND COOLING SYSTEMS | HRCU-A-CB (Split System: Heat Pump with Remote Outdoor Unit-Air-Source) | 38MURAQ18AB3* |  |  | CAP**2517AL* | 82*TA36045V14*** | 18200 | 16.5 | 8.5 | 18000 | 17500 | 97.22% | 2.12 | 0 | 11 |  |  |  | No | R-410A | 1.5167 | Residential & Commercial | Ducted CEE Tier 1
211260791 | Central HP <5.4 tons | BRYANT HEATING AND COOLING SYSTEMS | HRCU-A-CB (Split System: Heat Pump with Remote Outdoor Unit-Air-Source) | 38MURAQ18AB3* |  |  | CAP**2517AL* | 82*SA48045V17*** | 18100 | 16 | 8.5 | 18000 | 17500 | 97.22% | 2.12 | 0 | 10.5 |  |  |  | No | R-410A | 1.5083 | Residential & Commercial | Ducted CEE Tier 1
211261493 | Central HP <5.4 tons | BRYANT HEATING AND COOLING SYSTEMS | HRCU-A-CB (Split System: Heat Pump with Remote Outdoor Unit-Air-Source) | 38MURAQ18AB3* |  |  | CAP**3014AL* | 8(0,1)*SA36070E14*** | 17700 | 16.5 | 8.5 | 18200 | 18500 | 101.6% | 2.22 | 0 | 10.5 |  |  |  | No | R-410A | 1.475 | Residential & Commercial | Ducted CEE Tier 1
211261552 | Central HP <5.4 tons | BRYANT HEATING AND COOLING SYSTEMS | HRCU-A-CB (Split System: Heat Pump with Remote Outdoor Unit-Air-Source) | 38MURAQ18AB3* |  |  | CAP**3017AL* | 926SA42060V17*** | 17800 | 16 | 8.5 | 18400 | 18500 | 100.5% | 2.22 | 0 | 10.5 |  |  |  | No | R-410A | 1.4833 | Residential & Commercial | Ducted CEE Tier 1
211261277 | Central HP <5.4 tons | BRYANT HEATING AND COOLING SYSTEMS | HRCU-A-CB (Split System: Heat Pump with Remote Outdoor Unit-Air-Source) | 38MURAQ18AB3* |  |  | CAP**3014AL* | 926SA36060V14*** | 18000 | 16 | 8.5 | 18500 | 18500 | 100% | 2.22 | 0 | 10.5 |  |  |  | No | R-410A | 1.5 | Residential & Commercial | Ducted CEE Tier 1
211259964 | Central HP <5.4 tons | BRYANT HEATING AND COOLING SYSTEMS | HRCU-A-CB (Split System: Heat Pump with Remote Outdoor Unit-Air-Source) | 38MURAQ18AB3* |  |  | CAP**1917AL* | 912SD30040E14*** | 18400 | 15.5 | 8.5 | 18500 | 17600 | 95.14% | 2.12 | 0 | 10.5 |  |  |  | No | R-410A | 1.5333 | Residential & Commercial | Ducted CEE Tier 1
211260055 | Central HP <5.4 tons | BRYANT HEATING AND COOLING SYSTEMS | HRCU-A-CB (Split System: Heat Pump with Remote Outdoor Unit-Air-Source) | 38MURAQ18AB3* |  |  | CAP**1917AL* | OVMAAB042112 | 18600 | 15.5 | 8.5 | 18700 | 17500 | 93.58% | 2.12 | 0 | 10.5 |  |  |  | No | R-410A | 1.55 | Residential & Commercial | Ducted CEE Tier 1
211260173 | Central HP <5.4 tons | BRYANT HEATING AND COOLING SYSTEMS | HRCU-A-CB (Split System: Heat Pump with Remote Outdoor Unit-Air-Source) | 38MURAQ18AB3* |  |  | CAP**2414AL* | 915SB30026E14*** | 17900 | 15.5 | 8.5 | 19000 | 18900 | 99.47% | 2.26 | 0 | 10.5 |  |  |  | No | R-410A | 1.4917 | Residential & Commercial | Ducted CEE Tier 1
211260623 | Central HP <5.4 tons | BRYANT HEATING AND COOLING SYSTEMS | HRCU-A-CB (Split System: Heat Pump with Remote Outdoor Unit-Air-Source) | 38MURAQ18AB3* |  |  | CAP**2417AL* | 8(0,1)*SA36070E14*** | 17600 | 16 | 8.5 | 18400 | 19100 | 103.8% | 2.3 | 0 | 10.5 |  |  |  | No | R-410A | 1.4667 | Residential & Commercial | Ducted CEE Tier 1
216051003 | Central HP <5.4 tons | FRIEDRICH | HRCU-A-CB (Split System: Heat Pump with Remote Outdoor Unit-Air-Source) | FRP19AY24AJVC |  |  | TCFY2421HEAAM | FR921V0403A17M4 | 22800 | 21 | 8.5 | 22800 | 18500 | 81.14% | 1.8 | 0 | 13 |  |  |  | No | R-454B | 1.9 | Residential & Commercial | Ducted CEE Tier 1
216051012 | Central HP <5.4 tons | FRIEDRICH | HRCU-A-CB (Split System: Heat Pump with Remote Outdoor Unit-Air-Source) | FRP19AY24AJVC |  |  | TCFY2421HEAAM | FR98MV1005A21UP | 22800 | 21 | 8.5 | 22800 | 18500 | 81.14% | 1.8 | 0 | 13 |  |  |  | No | R-454B | 1.9 | Residential & Commercial | Ducted CEE Tier 1
216051019 | Central HP <5.4 tons | FRIEDRICH | HRCU-A-CB (Split System: Heat Pump with Remote Outdoor Unit-Air-Source) | FRP19AY24AJVC |  |  | TCFY2421HEAAM | FR962V0703A17M4 | 22800 | 20 | 8.5 | 22800 | 18600 | 81.58% | 1.8 | 0 | 12 |  |  |  | No | R-454B | 1.9 | Residential & Commercial | Ducted CEE Tier 1
215936004 | Central HP <5.4 tons | CARRIER | HRCU-A-CB (Split System: Heat Pump with Remote Outdoor Unit-Air-Source) | 27VNA336A*030* |  |  | CVAVA4221XMA*+UI | 58TN*B090C17**16 | 34400 | 21 | 8.5 | 38500 | 28200 | 73.25% | 2.04 | 0 | 11.7 |  |  |  | No | R-454B | 2.8667 | Residential & Commercial | Ducted CEE Tier 1
215932246 | Central HP <5.4 tons | HEIL | HRCU-A-CB (Split System: Heat Pump with Remote Outdoor Unit-Air-Source) | H5H3V36*K*AAA* |  |  | EA*5X42M21A*+WALLCON | *80CTL0901716B* | 32600 | 20 | 9.5 | 35000 | 26800 | 76.57% | 2.02 | 0 | 11 |  |  |  | No | R-454B | 2.7167 | Residential & Commercial | Ducted CEE Tier 1
215932276 | Central HP <5.4 tons | HEIL | HRCU-A-CB (Split System: Heat Pump with Remote Outdoor Unit-Air-Source) | H5H3V36*K*AAA* |  |  | EA*5X42M21A*+WALLCON | *95CSU1002122B* | 32800 | 20 | 9.5 | 34600 | 26600 | 76.88% | 2.02 | 0 | 11.5 |  |  |  | No | R-454B | 2.7333 | Residential & Commercial | Ducted CEE Tier 1
216051045 | Central HP <5.4 tons | FRIEDRICH | HRCU-A-CB (Split System: Heat Pump with Remote Outdoor Unit-Air-Source) | FRP19AY24AJVC |  |  | TCFY2421HEAAM | FR802V0504A17UH | 22800 | 20 | 8.5 | 22800 | 18500 | 81.14% | 1.8 | 0 | 12 |  |  |  | No | R-454B | 1.9 | Residential & Commercial | Ducted CEE Tier 1
216551819 | Central HP <5.4 tons | FRIEDRICH | HRCU-A-CB (Split System: Heat Pump with Remote Outdoor Unit-Air-Source) | FRP19AY48AJVC |  |  | TCFY4821SEAAM | FR962V0855A21M4 | 45500 | 19 | 10 | 45500 | 42000 | 92.31% | 2.1 | 0 | 11.7 |  |  |  | No | R-454B | 3.7917 | Residential & Commercial | Ducted CEE Tier 1
214610129 | Central HP <5.4 tons | FRIEDRICH | HRCU-A-CB (Split System: Heat Pump with Remote Outdoor Unit-Air-Source) | FRP18AZ36AJVC |  |  | TCFZ6021SEAAM | FR98MV0855A21UP | 34200 | 19 | 8.5 | 34200 | 43000 | 125.7% | 2.2 | 0 | 12.5 |  |  |  | No | R-410A | 2.85 | Residential & Commercial | Ducted CEE Tier 1
216571249 | Central HP <5.4 tons | AMERICAN STANDARD | HRCU-A-CB (Split System: Heat Pump with Remote Outdoor Unit-Air-Source) | 5A6V8X36A1 |  |  | 5PX*B006AS3 | S8V2B060M4PDB | 32800 | 18.1 | 8.5 | 33400 | 25600 | 76.65% | 2.1 | 0 | 10 |  |  |  | No | R-454B | 2.7333 | Residential & Commercial | Ducted CEE Tier 1
216551798 | Central HP <5.4 tons | FRIEDRICH | HRCU-A-CB (Split System: Heat Pump with Remote Outdoor Unit-Air-Source) | FRP19AY48AJVC |  |  | TCFY4821SEAAM | FR802V0755A21DZ | 45500 | 19 | 10 | 45500 | 41500 | 91.21% | 2.1 | 0 | 12 |  |  |  | No | R-454B | 3.7917 | Residential & Commercial | Ducted CEE Tier 1
214610125 | Central HP <5.4 tons | FRIEDRICH | HRCU-A-CB (Split System: Heat Pump with Remote Outdoor Unit-Air-Source) | FRP18AZ36AJVC |  |  | TCFZ6021SEAAM | FR98MV0703A17UP | 34200 | 19 | 8.5 | 34200 | 43500 | 127.2% | 2.2 | 0 | 12.5 |  |  |  | No | R-410A | 2.85 | Residential & Commercial | Ducted CEE Tier 1
216551827 | Central HP <5.4 tons | FRIEDRICH | HRCU-A-CB (Split System: Heat Pump with Remote Outdoor Unit-Air-Source) | FRP19AY48AJVC |  |  | RCFY4821SEAAM | FR802V0754A17UH | 45500 | 19 | 10 | 45500 | 42000 | 92.31% | 2.1 | 0 | 12 |  |  |  | No | R-454B | 3.7917 | Residential & Commercial | Ducted CEE Tier 1
213779024 | Central HP <5.4 tons | TEMPSTAR | HRCU-A-CB (Split System: Heat Pump with Remote Outdoor Unit-Air-Source) | TVH837GKA** |  |  | EA*4X37L21A*+WALLCON | *97CMN1002122B* | 33000 | 17 | 8.5 | 32600 | 25000 | 76.69% | 1.98 | 0 | 11.5 |  |  |  | No | R-410A | 2.75 | Residential & Commercial | Ducted CEE Tier 1
213779224 | Central HP <5.4 tons | TEMPSTAR | HRCU-A-CB (Split System: Heat Pump with Remote Outdoor Unit-Air-Source) | TVH837GKA** |  |  | EA*4X42L24A*+WALLCON | *97CMN1202422B* | 31800 | 17 | 8.1 | 32800 | 24400 | 74.39% | 1.88 | 0 | 11 |  |  |  | No | R-410A | 2.65 | Residential & Commercial | Ducted CEE Tier 1
206136185 | Central HP <5.4 tons | BRYANT HEATING AND COOLING SYSTEMS | HRCU-A-CB (Split System: Heat Pump with Remote Outdoor Unit-Air-Source) | 288BNV037*0**A* |  |  | CAP**4824AL*+UI | 935CA60080C21*** | 32400 | 17.5 | 8.5 | 32400 | 24800 | 76.54% | 2 | 12 | 11.5 |  |  |  | No | R-410A | 2.7 | Residential & Commercial | Ducted CEE Tier 1
214610123 | Central HP <5.4 tons | FRIEDRICH | HRCU-A-CB (Split System: Heat Pump with Remote Outdoor Unit-Air-Source) | FRP18AZ24AJVC |  |  | TCFZ2421HEAAM | FR802V1005A21UH | 22800 | 20 | 8.5 | 22800 | 26000 | 114% | 2.1 | 0 | 12.5 |  |  |  | No | R-410A | 1.9 | Residential & Commercial | Ducted CEE Tier 1
214610115 | Central HP <5.4 tons | FRIEDRICH | HRCU-A-CB (Split System: Heat Pump with Remote Outdoor Unit-Air-Source) | FRP18AZ24AJVC |  |  | TCFZ2421HEAAM | FR962V0403A17M4 | 22800 | 20 | 8.5 | 22800 | 26000 | 114% | 2.1 | 0 | 12.5 |  |  |  | No | R-410A | 1.9 | Residential & Commercial | Ducted CEE Tier 1
206135975 | Central HP <5.4 tons | BRYANT HEATING AND COOLING SYSTEMS | HRCU-A-CB (Split System: Heat Pump with Remote Outdoor Unit-Air-Source) | 288BNV037*0**A* |  |  | CSPH*4212AL*+UI | 83*CA48060C17*** | 32400 | 16.5 | 8.1 | 33200 | 24800 | 74.7% | 1.94 | 11.5 | 11 |  |  |  | No | R-410A | 2.7 | Residential & Commercial | Ducted CEE Tier 1
214242467 | Central HP <5.4 tons | HEIL | HRCU-A-CB (Split System: Heat Pump with Remote Outdoor Unit-Air-Source) | HVH825GKA2* |  |  | EN(A,D)4X24L17**+WALLCON | *97CMN0601714B* | 23200 | 15.5 | 8.1 | 22200 | 16900 | 76.13% | 1.92 | 0 | 10.5 |  |  |  | No | R-410A | 1.9333 | Residential & Commercial | Ducted CEE Tier 1
214242447 | Central HP <5.4 tons | HEIL | HRCU-A-CB (Split System: Heat Pump with Remote Outdoor Unit-Air-Source) | HVH825GKA2* |  |  | EN(A,D)4X24L17**+WALLCON | *80CTL0901716B* | 23200 | 16 | 8.1 | 22000 | 16900 | 76.82% | 1.92 | 0 | 10.5 |  |  |  | No | R-410A | 1.9333 | Residential & Commercial | Ducted CEE Tier 1
214242047 | Central HP <5.4 tons | HEIL | HRCU-A-CB (Split System: Heat Pump with Remote Outdoor Unit-Air-Source) | HVH825GKA3* |  |  | END4X42L17**+WALLCON | *97CMN0801714B* | 23800 | 16.5 | 8.1 | 21400 | 16700 | 78.04% | 1.96 | 0 | 11 |  |  |  | No | R-410A | 1.9833 | Residential & Commercial | Ducted CEE Tier 1
212970936 | Central HP <5.4 tons | DAY & NIGHT | HRCU-A-CB (Split System: Heat Pump with Remote Outdoor Unit-Air-Source) | DLCURAH18ABK |  |  | EN(A,D)4X24L17** | *80VTL0451412B* | 17700 | 16.5 | 8.5 | 18700 | 19100 | 102.1% | 2.3 | 0 | 11 |  |  |  | No | R-410A | 1.475 | Residential & Commercial | Ducted CEE Tier 1
211240319 | Central HP <5.4 tons | BRYANT HEATING AND COOLING SYSTEMS | HRCU-A-CB (Split System: Heat Pump with Remote Outdoor Unit-Air-Source) | 38MURAQ24AB3* |  |  | CAP**2414AL* | 8(0,1)*SA36045E14*** | 24200 | 16 | 8.5 | 27200 | 23400 | 86.03% | 1.9 | 0 | 10 |  |  |  | No | R-410A | 2.0167 | Residential & Commercial | Ducted CEE Tier 1
213078500 | Central HP <5.4 tons | AIRQUEST | HRCU-A-CB (Split System: Heat Pump with Remote Outdoor Unit-Air-Source) | DLCURAH36ABK |  |  | EA*4X37L21A* | *80MS(N,L)0902120A* | 37000 | 16 | 8.5 | 38500 | 35000 | 90.91% | 2.08 | 0 | 10 |  |  |  | No | R-410A | 3.0833 | Residential & Commercial | Ducted CEE Tier 1
213078566 | Central HP <5.4 tons | AIRQUEST | HRCU-A-CB (Split System: Heat Pump with Remote Outdoor Unit-Air-Source) | DLCURAH36ABK |  |  | EN(A,D,W)4X48L21** | *80MS(N,L)0902120A* | 36000 | 16.5 | 8.1 | 38500 | 35000 | 90.91% | 2 | 0 | 10.5 |  |  |  | No | R-410A | 3 | Residential & Commercial | Ducted CEE Tier 1
213078666 | Central HP <5.4 tons | AIRQUEST | HRCU-A-CB (Split System: Heat Pump with Remote Outdoor Unit-Air-Source) | DLCURAH36ABK |  |  | EA*4X48L21A* | *80MS(N,L)1102120A* | 36200 | 16.5 | 8.5 | 38000 | 34800 | 91.58% | 2.04 | 0 | 10 |  |  |  | No | R-410A | 3.0167 | Residential & Commercial | Ducted CEE Tier 1
213078916 | Central HP <5.4 tons | AIRQUEST | HRCU-A-CB (Split System: Heat Pump with Remote Outdoor Unit-Air-Source) | DLCURAH36ABK |  |  | END4X42L17** | *80MSU1002120A* | 36000 | 15.5 | 8.1 | 39000 | 35200 | 90.26% | 1.96 | 0 | 10 |  |  |  | No | R-410A | 3 | Residential & Commercial | Ducted CEE Tier 1
213079366 | Central HP <5.4 tons | AIRQUEST | HRCU-A-CB (Split System: Heat Pump with Remote Outdoor Unit-Air-Source) | DLCURAH36ABK |  |  | END4X42L17** | *92MSN0601412A* | 35600 | 15.5 | 8.1 | 38500 | 35200 | 91.43% | 1.94 | 0 | 10 |  |  |  | No | R-410A | 2.9667 | Residential & Commercial | Ducted CEE Tier 1
205751020 | Central HP <5.4 tons | COMFORTMAKER | HRCU-A-CB (Split System: Heat Pump with Remote Outdoor Unit-Air-Source) | CVH837GKA** |  |  | EA*4X37L21A*+WALLCON | *80CTL0902120A* | 32800 | 17.5 | 8.5 | 33000 | 25200 | 76.36% | 1.98 | 12 | 11.7 |  |  |  | No | R-410A | 2.7333 | Residential & Commercial | Ducted CEE Tier 1
205751221 | Central HP <5.4 tons | COMFORTMAKER | HRCU-A-CB (Split System: Heat Pump with Remote Outdoor Unit-Air-Source) | CVH837GKA** |  |  | EA*4X43L21A*+WALLCON | *80CTL0901716A* | 33000 | 18 | 8.5 | 32800 | 25000 | 76.22% | 2 | 12 | 11.7 |  |  |  | No | R-410A | 2.75 | Residential & Commercial | Ducted CEE Tier 1
211243639 | Central HP <5.4 tons | TEMPSTAR | HRCU-A-CB (Split System: Heat Pump with Remote Outdoor Unit-Air-Source) | DLCURAH24ABK |  |  | EA*4X37L21A* | *92ESN0401712A* | 24400 | 16 | 8.1 | 25400 | 21200 | 83.46% | 1.78 | 0 | 10 |  |  |  | No | R-410A | 2.0333 | Residential & Commercial | Ducted CEE Tier 1
211243689 | Central HP <5.4 tons | TEMPSTAR | HRCU-A-CB (Split System: Heat Pump with Remote Outdoor Unit-Air-Source) | DLCURAH24ABK |  |  | EA*4X37L21A* | OMV112K14A | 25000 | 16 | 8.5 | 25600 | 21000 | 82.03% | 1.76 | 0 | 10 |  |  |  | No | R-410A | 2.0833 | Residential & Commercial | Ducted CEE Tier 1
211243758 | Central HP <5.4 tons | TEMPSTAR | HRCU-A-CB (Split System: Heat Pump with Remote Outdoor Unit-Air-Source) | DLCURAH24ABK |  |  | EN(A,D)4X24L14** | *95ESN0601412A* | 24000 | 15.2 | 8.5 | 27200 | 23000 | 84.56% | 1.88 | 0 | 10 |  |  |  | No | R-410A | 2 | Residential & Commercial | Ducted CEE Tier 1
214242457 | Central HP <5.4 tons | HEIL | HRCU-A-CB (Split System: Heat Pump with Remote Outdoor Unit-Air-Source) | HVH825GKA2* |  |  | EN(A,D)4X24L17**+WALLCON | *95CSU0601716B* | 23200 | 15.5 | 8.1 | 22000 | 16900 | 76.82% | 1.92 | 0 | 10.5 |  |  |  | No | R-410A | 1.9333 | Residential & Commercial | Ducted CEE Tier 1
214242617 | Central HP <5.4 tons | HEIL | HRCU-A-CB (Split System: Heat Pump with Remote Outdoor Unit-Air-Source) | HVH825GKA2* |  |  | EN(A,D)4X30L17**+WALLCON | *96CTN0601714B* | 23400 | 16 | 8.1 | 21600 | 16800 | 77.78% | 1.9 | 0 | 10.5 |  |  |  | No | R-410A | 1.95 | Residential & Commercial | Ducted CEE Tier 1
214242987 | Central HP <5.4 tons | HEIL | HRCU-A-CB (Split System: Heat Pump with Remote Outdoor Unit-Air-Source) | HVH825GKA2* |  |  | EN(A,D,W)4X42L21**+WALLCON | *80CTL0902120B* | 23800 | 16.5 | 8.1 | 21400 | 16700 | 78.04% | 1.96 | 0 | 11 |  |  |  | No | R-410A | 1.9833 | Residential & Commercial | Ducted CEE Tier 1
216551806 | Central HP <5.4 tons | FRIEDRICH | HRCU-A-CB (Split System: Heat Pump with Remote Outdoor Unit-Air-Source) | FRP19AY48AJVC |  |  | TCFY4821SEAAM | FR802V0754A17DZ | 45500 | 19 | 10 | 45500 | 42000 | 92.31% | 2.1 | 0 | 11.7 |  |  |  | No | R-454B | 3.7917 | Residential & Commercial | Ducted CEE Tier 1
216551821 | Central HP <5.4 tons | FRIEDRICH | HRCU-A-CB (Split System: Heat Pump with Remote Outdoor Unit-Air-Source) | FRP19AY48AJVC |  |  | TCFY4821SEAAM | FR98MV1005A21UP | 45500 | 19 | 10 | 45500 | 42000 | 92.31% | 2.1 | 0 | 11.7 |  |  |  | No | R-454B | 3.7917 | Residential & Commercial | Ducted CEE Tier 1
214610134 | Central HP <5.4 tons | FRIEDRICH | HRCU-A-CB (Split System: Heat Pump with Remote Outdoor Unit-Air-Source) | FRP18AZ36AJVC |  |  | TCFZ6021SEAAM | FR802V1004A17UH | 34200 | 19 | 8.5 | 34200 | 43000 | 125.7% | 2.2 | 0 | 12.5 |  |  |  | No | R-410A | 2.85 | Residential & Commercial | Ducted CEE Tier 1
214610135 | Central HP <5.4 tons | FRIEDRICH | HRCU-A-CB (Split System: Heat Pump with Remote Outdoor Unit-Air-Source) | FRP18AZ36AJVC |  |  | TCFZ6021SEAAM | FR802V0504A17UH | 34200 | 19 | 8.5 | 34200 | 43500 | 127.2% | 2.2 | 0 | 12.5 |  |  |  | No | R-410A | 2.85 | Residential & Commercial | Ducted CEE Tier 1
212989261 | Central HP <5.4 tons | CARRIER | HRCU-A-CB (Split System: Heat Pump with Remote Outdoor Unit-Air-Source) | 38MURAQ18AB3* |  |  | CAP**1917AL* | 59SU5B060M17**16 | 17800 | 16.5 | 8.1 | 17800 | 17900 | 100.6% | 2.16 | 0 | 10.5 |  |  |  | No | R-410A | 1.4833 | Residential & Commercial | Ducted CEE Tier 1
215939813 | Central HP <5.4 tons | TEMPSTAR | HRCU-A-CB (Split System: Heat Pump with Remote Outdoor Unit-Air-Source) | T5H3V36*K*AAA* |  |  | EA*5X60M24A*+WALLCON | *97CTN1002122A* | 34000 | 20.5 | 9.5 | 34000 | 25800 | 75.88% | 2.06 | 0 | 12 |  |  |  | No | R-454B | 2.8333 | Residential & Commercial | Ducted CEE Tier 1
211264672 | Central HP <5.4 tons | BRYANT HEATING AND COOLING SYSTEMS | HRCU-A-CB (Split System: Heat Pump with Remote Outdoor Unit-Air-Source) | 38MURAQ18AB3* |  |  | CNPV*3017AL* | OVMAAB036098 | 18400 | 16 | 8.5 | 18900 | 18300 | 96.83% | 2.2 | 0 | 11 |  |  |  | No | R-410A | 1.5333 | Residential & Commercial | Ducted CEE Tier 1
215939833 | Central HP <5.4 tons | TEMPSTAR | HRCU-A-CB (Split System: Heat Pump with Remote Outdoor Unit-Air-Source) | T5H3V36*K*AAA* |  |  | EA*5X61M21A*+WALLCON | *96CTN0802120B* | 34400 | 20 | 9 | 34400 | 26200 | 76.16% | 1.95 | 0 | 11.7 |  |  |  | No | R-454B | 2.8667 | Residential & Commercial | Ducted CEE Tier 1
215939933 | Central HP <5.4 tons | TEMPSTAR | HRCU-A-CB (Split System: Heat Pump with Remote Outdoor Unit-Air-Source) | T5H3V36*K*AAA* |  |  | EA*5X61M24A*+WALLCON | *97CTN1202422A* | 34400 | 20.5 | 9.5 | 34200 | 26000 | 76.02% | 2.08 | 0 | 12 |  |  |  | No | R-454B | 2.8667 | Residential & Commercial | Ducted CEE Tier 1
215939983 | Central HP <5.4 tons | TEMPSTAR | HRCU-A-CB (Split System: Heat Pump with Remote Outdoor Unit-Air-Source) | T5H3V36*K*AAA* |  |  | ESH5X36M12A*+WALLCON | *97CTN0801716A* | 33000 | 18.5 | 9 | 35400 | 27200 | 76.84% | 1.92 | 0 | 10.5 |  |  |  | No | R-454B | 2.75 | Residential & Commercial | Ducted CEE Tier 1
215940083 | Central HP <5.4 tons | TEMPSTAR | HRCU-A-CB (Split System: Heat Pump with Remote Outdoor Unit-Air-Source) | T5H3V36*K*AAA* |  |  | ESH5X42M12A*+WALLCON | *97CTN1002122A* | 33600 | 19 | 9 | 34600 | 26600 | 76.88% | 1.94 | 0 | 11.5 |  |  |  | No | R-454B | 2.8 | Residential & Commercial | Ducted CEE Tier 1
215940183 | Central HP <5.4 tons | TEMPSTAR | HRCU-A-CB (Split System: Heat Pump with Remote Outdoor Unit-Air-Source) | T5H3V36*K*AAA* |  |  | ESH5X60M12A*+WALLCON | *96CTN0802120B* | 34200 | 19.5 | 9 | 34200 | 26000 | 76.02% | 1.96 | 0 | 11.7 |  |  |  | No | R-454B | 2.85 | Residential & Commercial | Ducted CEE Tier 1
211207025 | Central HP <5.4 tons | YORK | HRCU-A-CB (Split System: Heat Pump with Remote Outdoor Unit-Air-Source) | YZV60B21 |  |  | XAMC60HE4N1+CC | TM9V100C20MP12 | 52000 | 18 | 8.5 | 55000 | 42000 | 76.36% | 2.16 | 0 | 11 |  |  |  | No | R-410A | 4.3333 | Residential & Commercial | Ducted CEE Tier 1
215935615 | Central HP <5.4 tons | BRYANT HEATING AND COOLING SYSTEMS | HRCU-A-CB (Split System: Heat Pump with Remote Outdoor Unit-Air-Source) | 293VAN036**AA* |  |  | CVAVA3621XMA*+UI | 88*TB36045C17*** | 34000 | 20 | 8.5 | 39500 | 29000 | 73.42% | 2.02 | 0 | 11 |  |  |  | No | R-454B | 2.8333 | Residential & Commercial | Ducted CEE Tier 1
215935765 | Central HP <5.4 tons | BRYANT HEATING AND COOLING SYSTEMS | HRCU-A-CB (Split System: Heat Pump with Remote Outdoor Unit-Air-Source) | 293VAN036**AA* |  |  | CVAVA3621XMA*+UI | 986TD42080C17*** | 34200 | 20.5 | 8.5 | 39000 | 28400 | 72.82% | 2.02 | 0 | 11.5 |  |  |  | No | R-454B | 2.85 | Residential & Commercial | Ducted CEE Tier 1
215935815 | Central HP <5.4 tons | BRYANT HEATING AND COOLING SYSTEMS | HRCU-A-CB (Split System: Heat Pump with Remote Outdoor Unit-Air-Source) | 293VAN036**AA* |  |  | CVAVA3817XMA*+UI | 83*CA48060C17*** | 35400 | 22 | 8.5 | 38000 | 28600 | 75.26% | 2.02 | 0 | 12 |  |  |  | No | R-454B | 2.95 | Residential & Commercial | Ducted CEE Tier 1
215935885 | Central HP <5.4 tons | BRYANT HEATING AND COOLING SYSTEMS | HRCU-A-CB (Split System: Heat Pump with Remote Outdoor Unit-Air-Source) | 293VAN036**AA* |  |  | CVAVA3817XMA*+UI | 987MC42080C17*** | 35200 | 21 | 8.5 | 38500 | 29200 | 75.84% | 2 | 0 | 11.7 |  |  |  | No | R-454B | 2.9333 | Residential & Commercial | Ducted CEE Tier 1
214719809 | Central HP <5.4 tons | YORK | HRCU-A-CB (Split System: Heat Pump with Remote Outdoor Unit-Air-Source) | HH836E2S11 |  |  | CTU48C5XFS1+TXV | TM8E100C20MP11 | 34400 | 17 | 8.5 | 32600 | 25800 | 79.14% | 2 | 0 | 11 |  |  |  | No | R-454B | 2.8667 | Residential & Commercial | Ducted CEE Tier 1
216551884 | Central HP <5.4 tons | FRIEDRICH | HRCU-A-CB (Split System: Heat Pump with Remote Outdoor Unit-Air-Source) | FRP19AY48AJVC |  |  | RCFY4821SEAAM | FR98MV0855A21UP | 45500 | 19 | 10 | 45500 | 42000 | 92.31% | 2.1 | 0 | 12 |  |  |  | No | R-454B | 3.7917 | Residential & Commercial | Ducted CEE Tier 1
214610128 | Central HP <5.4 tons | FRIEDRICH | HRCU-A-CB (Split System: Heat Pump with Remote Outdoor Unit-Air-Source) | FRP18AZ36AJVC |  |  | TCFZ6021SEAAM | FR98MV1005A21UP | 34200 | 19 | 8.5 | 34200 | 43500 | 127.2% | 2.2 | 0 | 12.5 |  |  |  | No | R-410A | 2.85 | Residential & Commercial | Ducted CEE Tier 1
216571257 | Central HP <5.4 tons | AMERICAN STANDARD | HRCU-A-CB (Split System: Heat Pump with Remote Outdoor Unit-Air-Source) | 5A6V8X36A1 |  |  | 5PX*B006AS3 | L8V1B080U4VSB+LRP | 32600 | 18.1 | 8.5 | 33400 | 25800 | 77.25% | 2.1 | 0 | 10 |  |  |  | No | R-454B | 2.7167 | Residential & Commercial | Ducted CEE Tier 1
216571307 | Central HP <5.4 tons | AMERICAN STANDARD | HRCU-A-CB (Split System: Heat Pump with Remote Outdoor Unit-Air-Source) | 5A6V8X36A1 |  |  | 5TXCC007AS3 | S8V2C080M5PCB | 32800 | 18.1 | 8.5 | 33200 | 25400 | 76.51% | 2.1 | 0 | 10.5 |  |  |  | No | R-454B | 2.7333 | Residential & Commercial | Ducted CEE Tier 1
216571309 | Central HP <5.4 tons | AMERICAN STANDARD | HRCU-A-CB (Split System: Heat Pump with Remote Outdoor Unit-Air-Source) | 5A6V8X36A1 |  |  | 5TXCC009AS3 | S8V2C100M5PDB | 33200 | 18.1 | 8.5 | 33200 | 25400 | 76.51% | 2.1 | 0 | 10.5 |  |  |  | No | R-454B | 2.7667 | Residential & Commercial | Ducted CEE Tier 1
215936035 | Central HP <5.4 tons | BRYANT HEATING AND COOLING SYSTEMS | HRCU-A-CB (Split System: Heat Pump with Remote Outdoor Unit-Air-Source) | 293VAN036**AA* |  |  | CVAVA4221XMA*+UI | 935CB48060C17*** | 34200 | 20.5 | 8.5 | 39000 | 28600 | 73.33% | 2.04 | 0 | 11.5 |  |  |  | No | R-454B | 2.85 | Residential & Commercial | Ducted CEE Tier 1
212985515 | Central HP <5.4 tons | CARRIER | HRCU-A-CB (Split System: Heat Pump with Remote Outdoor Unit-Air-Source) | 38MURAQ36AB3* |  |  | CAP**4824AL* | 59SC2E100M21**22 | 36000 | 16.5 | 8.5 | 37800 | 34600 | 91.53% | 2.04 | 0 | 10 |  |  |  | No | R-410A | 3 | Residential & Commercial | Ducted CEE Tier 1
214719724 | Central HP <5.4 tons | YORK | HRCU-A-CB (Split System: Heat Pump with Remote Outdoor Unit-Air-Source) | HH836E2S11 |  |  | CTU36B5XDS1+TXV | TM9V080B12MP12 | 33000 | 18 | 8.5 | 30800 | 25000 | 81.17% | 2 | 0 | 11 |  |  |  | No | R-454B | 2.75 | Residential & Commercial | Ducted CEE Tier 1
214719759 | Central HP <5.4 tons | YORK | HRCU-A-CB (Split System: Heat Pump with Remote Outdoor Unit-Air-Source) | HH836E2S11 |  |  | CTU48C5XFS1+TXV | TL8E080C16UH11 | 33200 | 18 | 9 | 31400 | 25400 | 80.89% | 2 | 0 | 11 |  |  |  | No | R-454B | 2.7667 | Residential & Commercial | Ducted CEE Tier 1
213080018 | Central HP <5.4 tons | AIRQUEST | HRCU-A-CB (Split System: Heat Pump with Remote Outdoor Unit-Air-Source) | DLCURAH36ABK |  |  | EA*4X37L17A* | *96MSN0801716A* | 35800 | 15.5 | 8.1 | 38500 | 35000 | 90.91% | 2 | 0 | 10 |  |  |  | No | R-410A | 2.9833 | Residential & Commercial | Ducted CEE Tier 1
206135995 | Central HP <5.4 tons | BRYANT HEATING AND COOLING SYSTEMS | HRCU-A-CB (Split System: Heat Pump with Remote Outdoor Unit-Air-Source) | 288BNV037*0**A* |  |  | CSPH*4212AL*+UI | 83*CA60100C21*** | 32400 | 16 | 8.1 | 33200 | 24800 | 74.7% | 1.94 | 11.5 | 11 |  |  |  | No | R-410A | 2.7 | Residential & Commercial | Ducted CEE Tier 1
206136075 | Central HP <5.4 tons | BRYANT HEATING AND COOLING SYSTEMS | HRCU-A-CB (Split System: Heat Pump with Remote Outdoor Unit-Air-Source) | 288BNV037*0**A* |  |  | CAP**3721AL*+UI | 935CA60080C21*** | 33000 | 17.5 | 8.5 | 32800 | 25000 | 76.22% | 2 | 12 | 11.5 |  |  |  | No | R-410A | 2.75 | Residential & Commercial | Ducted CEE Tier 1
214610116 | Central HP <5.4 tons | FRIEDRICH | HRCU-A-CB (Split System: Heat Pump with Remote Outdoor Unit-Air-Source) | FRP18AZ24AJVC |  |  | TCFZ2421HEAAM | FR97MV0855A21DH | 22800 | 20 | 8.5 | 22800 | 26000 | 114% | 2.1 | 0 | 12.5 |  |  |  | No | R-410A | 1.9 | Residential & Commercial | Ducted CEE Tier 1
210596539 | Central HP <5.4 tons | BRYANT HEATING AND COOLING SYSTEMS | HRCU-A-CB (Split System: Heat Pump with Remote Outdoor Unit-Air-Source) | 288BNV037*0**A* |  |  | CAP**6121AL*+UI | 83*CA60100C21*** | 33200 | 17 | 8.1 | 32200 | 24800 | 77.02% | 1.98 | 0 | 11.5 |  |  |  | No | R-410A | 2.7667 | Residential & Commercial | Ducted CEE Tier 1
210596582 | Central HP <5.4 tons | BRYANT HEATING AND COOLING SYSTEMS | HRCU-A-CB (Split System: Heat Pump with Remote Outdoor Unit-Air-Source) | 288BNV037*0**A* |  |  | CNPV*6024AL*+UI | 935CA60080C21*** | 32800 | 18 | 8.1 | 32200 | 24600 | 76.4% | 1.98 | 0 | 12 |  |  |  | No | R-410A | 2.7333 | Residential & Commercial | Ducted CEE Tier 1
215936094 | Central HP <5.4 tons | CARRIER | HRCU-A-CB (Split System: Heat Pump with Remote Outdoor Unit-Air-Source) | 27VNA336A*030* |  |  | CVAVA4221XMA*+UI | 59MN7C080C21**20 | 34400 | 20.5 | 8.5 | 38500 | 28200 | 73.25% | 2.04 | 0 | 11.7 |  |  |  | No | R-454B | 2.8667 | Residential & Commercial | Ducted CEE Tier 1
215936124 | Central HP <5.4 tons | CARRIER | HRCU-A-CB (Split System: Heat Pump with Remote Outdoor Unit-Air-Source) | 27VNA336A*030* |  |  | CVAVA4221XMA*+UI | 59TN6C080C17**14 | 34200 | 20.5 | 8.5 | 39000 | 28400 | 72.82% | 2.02 | 0 | 11.5 |  |  |  | No | R-454B | 2.85 | Residential & Commercial | Ducted CEE Tier 1
215936174 | Central HP <5.4 tons | CARRIER | HRCU-A-CB (Split System: Heat Pump with Remote Outdoor Unit-Air-Source) | 27VNA336A*030* |  |  | CVAVA4224XMA*+UI | 58TN*B110C21**20 | 35600 | 22 | 8.5 | 38500 | 28400 | 73.77% | 2.04 | 0 | 12.5 |  |  |  | No | R-454B | 2.9667 | Residential & Commercial | Ducted CEE Tier 1
211239258 | Central HP <5.4 tons | YORK | HRCU-A-CB (Split System: Heat Pump with Remote Outdoor Unit-Air-Source) | YZV48B21 |  |  | JHVVD48HE3C2N1+CC |  | 43500 | 19.5 | 9 | 44500 | 36000 | 80.9% | 2.16 | 0 | 12 |  |  |  | No | R-410A | 3.625 | Residential & Commercial | Ducted CEE Tier 1
215932436 | Central HP <5.4 tons | HEIL | HRCU-A-CB (Split System: Heat Pump with Remote Outdoor Unit-Air-Source) | H5H3V36*K*AAA* |  |  | EA*5X48M21A*+WALLCON | *80CTL0902120B* | 33400 | 20 | 9.5 | 34600 | 26400 | 76.3% | 2.04 | 0 | 11.7 |  |  |  | No | R-454B | 2.7833 | Residential & Commercial | Ducted CEE Tier 1
215935794 | Central HP <5.4 tons | CARRIER | HRCU-A-CB (Split System: Heat Pump with Remote Outdoor Unit-Air-Source) | 27VNA336A*030* |  |  | CVAVA3721XMA*+UI | 59TN6C060C17**14 | 34600 | 20.5 | 8.5 | 38000 | 27600 | 72.63% | 2.06 | 0 | 11.5 |  |  |  | No | R-454B | 2.8833 | Residential & Commercial | Ducted CEE Tier 1
215935914 | Central HP <5.4 tons | CARRIER | HRCU-A-CB (Split System: Heat Pump with Remote Outdoor Unit-Air-Source) | 27VNA336A*030* |  |  | CVAVA4217XMA*+UI | 59MN7C060C17**14 | 34200 | 20 | 8.5 | 38000 | 27400 | 72.11% | 2.08 | 0 | 11 |  |  |  | No | R-454B | 2.85 | Residential & Commercial | Ducted CEE Tier 1
213080354 | Central HP <5.4 tons | AIRQUEST | HRCU-A-CB (Split System: Heat Pump with Remote Outdoor Unit-Air-Source) | DLCURAH36ABK |  |  | EN(A,D,W)4X48L21** | *96MSN1002120A* | 36000 | 16.5 | 8.1 | 38500 | 34800 | 90.39% | 2.02 | 0 | 10 |  |  |  | No | R-410A | 3 | Residential & Commercial | Ducted CEE Tier 1
213078028 | Central HP <5.4 tons | DAY & NIGHT | HRCU-A-CB (Split System: Heat Pump with Remote Outdoor Unit-Air-Source) | DLCURAH36ABK |  |  | EN(A,D,W)4X48L21** | *80MS(N,L)0701712A* | 35600 | 16.5 | 8.1 | 38500 | 34800 | 90.39% | 1.98 | 0 | 10 |  |  |  | No | R-410A | 2.9667 | Residential & Commercial | Ducted CEE Tier 1
213076708 | Central HP <5.4 tons | AIRQUEST | HRCU-A-CB (Split System: Heat Pump with Remote Outdoor Unit-Air-Source) | DLCURAH36ABK |  |  | EN(A,D,W)4X48L21** | *80VTL0902120B* | 36000 | 16.5 | 8.1 | 38500 | 35000 | 90.91% | 2 | 0 | 10 |  |  |  | No | R-410A | 3 | Residential & Commercial | Ducted CEE Tier 1
214610145 | Central HP <5.4 tons | FRIEDRICH | HRCU-A-CB (Split System: Heat Pump with Remote Outdoor Unit-Air-Source) | FRP18AZ48AJVC |  |  | TCFZ6021SEAAM | FR802V1004A17UH | 44500 | 19 | 8.1 | 43500 | 45000 | 103.4% | 2 | 0 | 10 |  |  |  | No | R-410A | 3.7083 | Residential & Commercial | Ducted CEE Tier 1
214610144 | Central HP <5.4 tons | FRIEDRICH | HRCU-A-CB (Split System: Heat Pump with Remote Outdoor Unit-Air-Source) | FRP18AZ48AJVC |  |  | TCFZ6021SEAAM | FR802V0755A21UH | 44500 | 18 | 8.1 | 43500 | 45000 | 103.4% | 2 | 0 | 10 |  |  |  | No | R-410A | 3.7083 | Residential & Commercial | Ducted CEE Tier 1
214610139 | Central HP <5.4 tons | FRIEDRICH | HRCU-A-CB (Split System: Heat Pump with Remote Outdoor Unit-Air-Source) | FRP18AZ48AJVC |  |  | TCFZ6021SEAAM | FR98MV0855A21UP | 44500 | 19 | 8.1 | 43500 | 45000 | 103.4% | 2 | 0 | 10 |  |  |  | No | R-410A | 3.7083 | Residential & Commercial | Ducted CEE Tier 1
210597025 | Central HP <5.4 tons | COMFORTMAKER | HRCU-A-CB (Split System: Heat Pump with Remote Outdoor Unit-Air-Source) | CVH825GKA2* |  |  | EN(A,D)4X48L24**+WALLCON | *97CMN1202422A* | 24200 | 16.5 | 8.1 | 21400 | 16600 | 77.57% | 2 | 0 | 11 |  |  |  | No | R-410A | 2.0167 | Residential & Commercial | Ducted CEE Tier 1
214242867 | Central HP <5.4 tons | HEIL | HRCU-A-CB (Split System: Heat Pump with Remote Outdoor Unit-Air-Source) | HVH825GKA2* |  |  | END4X42L17**+WALLCON | *80CTL0701412B* | 24000 | 17 | 8.1 | 21400 | 16600 | 77.57% | 1.98 | 0 | 11 |  |  |  | No | R-410A | 2 | Residential & Commercial | Ducted CEE Tier 1
214242627 | Central HP <5.4 tons | HEIL | HRCU-A-CB (Split System: Heat Pump with Remote Outdoor Unit-Air-Source) | HVH825GKA2* |  |  | EN(A,D)4X30L17**+WALLCON | *96CTN0801714B* | 23400 | 16.5 | 8.1 | 21600 | 16700 | 77.31% | 1.92 | 0 | 11 |  |  |  | No | R-410A | 1.95 | Residential & Commercial | Ducted CEE Tier 1
214242877 | Central HP <5.4 tons | HEIL | HRCU-A-CB (Split System: Heat Pump with Remote Outdoor Unit-Air-Source) | HVH825GKA2* |  |  | END4X42L17**+WALLCON | *80CTL0701716B* | 24000 | 16.5 | 8.1 | 21400 | 16700 | 78.04% | 1.98 | 0 | 11 |  |  |  | No | R-410A | 2 | Residential & Commercial | Ducted CEE Tier 1
214242597 | Central HP <5.4 tons | HEIL | HRCU-A-CB (Split System: Heat Pump with Remote Outdoor Unit-Air-Source) | HVH825GKA2* |  |  | EN(A,D)4X30L17**+WALLCON | *97CMN0801714B* | 23400 | 16.5 | 8.1 | 21600 | 16700 | 77.31% | 1.92 | 0 | 10.5 |  |  |  | No | R-410A | 1.95 | Residential & Commercial | Ducted CEE Tier 1
216051025 | Central HP <5.4 tons | FRIEDRICH | HRCU-A-CB (Split System: Heat Pump with Remote Outdoor Unit-Air-Source) | FRP19AY24AJVC |  |  | TCFY2421HEAAM | FR98MV0603A17UP | 22800 | 21 | 8.5 | 22800 | 18500 | 81.14% | 1.8 | 0 | 13 |  |  |  | No | R-454B | 1.9 | Residential & Commercial | Ducted CEE Tier 1
215932666 | Central HP <5.4 tons | HEIL | HRCU-A-CB (Split System: Heat Pump with Remote Outdoor Unit-Air-Source) | H5H3V36*K*AAA* |  |  | EA*5X61M21A*+WALLCON | *80CSU0601716A* | 34400 | 20.5 | 9.5 | 34400 | 26000 | 75.58% | 2.06 | 0 | 11.7 |  |  |  | No | R-454B | 2.8667 | Residential & Commercial | Ducted CEE Tier 1
215932466 | Central HP <5.4 tons | HEIL | HRCU-A-CB (Split System: Heat Pump with Remote Outdoor Unit-Air-Source) | H5H3V36*K*AAA* |  |  | EA*5X48M21A*+WALLCON | *97CMN0601714B* | 33000 | 19.5 | 9.5 | 34000 | 26000 | 76.47% | 2.04 | 0 | 11 |  |  |  | No | R-454B | 2.75 | Residential & Commercial | Ducted CEE Tier 1
215932286 | Central HP <5.4 tons | HEIL | HRCU-A-CB (Split System: Heat Pump with Remote Outdoor Unit-Air-Source) | H5H3V36*K*AAA* |  |  | EA*5X42M21A*+WALLCON | *97CMN0601714B* | 32400 | 19 | 9.5 | 34400 | 26400 | 76.74% | 2.04 | 0 | 10.5 |  |  |  | No | R-454B | 2.7 | Residential & Commercial | Ducted CEE Tier 1
215932386 | Central HP <5.4 tons | HEIL | HRCU-A-CB (Split System: Heat Pump with Remote Outdoor Unit-Air-Source) | H5H3V36*K*AAA* |  |  | EA*5X48M21A*+WALLCON | *80CSU0401712A* | 33400 | 20.5 | 9.5 | 34600 | 26400 | 76.3% | 2.04 | 0 | 11.5 |  |  |  | No | R-454B | 2.7833 | Residential & Commercial | Ducted CEE Tier 1
211241509 | Central HP <5.4 tons | AIRQUEST | HRCU-A-CB (Split System: Heat Pump with Remote Outdoor Unit-Air-Source) | DLCURAH24ABK |  |  | EA*4X30L17A* | *80ESU0401712A* | 24000 | 17 | 8.5 | 26000 | 23200 | 89.23% | 1.94 | 0 | 10 |  |  |  | No | R-410A | 2 | Residential & Commercial | Ducted CEE Tier 1
211242211 | Central HP <5.4 tons | AIRQUEST | HRCU-A-CB (Split System: Heat Pump with Remote Outdoor Unit-Air-Source) | DLCURAH24ABK |  |  | EA*4X36L17A* | *80ESU0601716A | 25000 | 16.5 | 8.5 | 26600 | 21800 | 81.95% | 1.82 | 0 | 10 |  |  |  | No | R-410A | 2.0833 | Residential & Commercial | Ducted CEE Tier 1
211242230 | Central HP <5.4 tons | AIRQUEST | HRCU-A-CB (Split System: Heat Pump with Remote Outdoor Unit-Air-Source) | DLCURAH24ABK |  |  | EA*4X36L17A* | OLV098A12* | 23400 | 16.5 | 8.5 | 25600 | 23800 | 92.97% | 1.98 | 0 | 10 |  |  |  | No | R-410A | 1.95 | Residential & Commercial | Ducted CEE Tier 1
211242479 | Central HP <5.4 tons | AIRQUEST | HRCU-A-CB (Split System: Heat Pump with Remote Outdoor Unit-Air-Source) | DLCURAH24ABK |  |  | EA*4X36L21A* | *96VTN0801716A* | 24400 | 16.5 | 8.5 | 26200 | 22400 | 85.5% | 1.86 | 0 | 10 |  |  |  | No | R-410A | 2.0333 | Residential & Commercial | Ducted CEE Tier 1
210597509 | Central HP <5.4 tons | COMFORTMAKER | HRCU-A-CB (Split System: Heat Pump with Remote Outdoor Unit-Air-Source) | CVH837GKA** |  |  | EHD4X60AAL+WALLCON | *80CTL0701716A* | 32800 | 17 | 8.1 | 32400 | 25000 | 77.16% | 2 | 0 | 11 |  |  |  | No | R-410A | 2.7333 | Residential & Commercial | Ducted CEE Tier 1
210597575 | Central HP <5.4 tons | COMFORTMAKER | HRCU-A-CB (Split System: Heat Pump with Remote Outdoor Unit-Air-Source) | CVH837GKA** |  |  | EN(A,D)4X48L24**+WALLCON | *80CSU1002120A* | 32400 | 17 | 8.1 | 33000 | 24800 | 75.15% | 1.94 | 0 | 11.5 |  |  |  | No | R-410A | 2.7 | Residential & Commercial | Ducted CEE Tier 1
213076754 | Central HP <5.4 tons | AIRQUEST | HRCU-A-CB (Split System: Heat Pump with Remote Outdoor Unit-Air-Source) | DLCURAH36ABK |  |  | EA*4X42L21A* | *80VTL1102122B* | 35600 | 16 | 8.1 | 38500 | 35200 | 91.43% | 1.9 | 0 | 10 |  |  |  | No | R-410A | 2.9667 | Residential & Commercial | Ducted CEE Tier 1
213076790 | Central HP <5.4 tons | AIRQUEST | HRCU-A-CB (Split System: Heat Pump with Remote Outdoor Unit-Air-Source) | DLCURAH36ABK |  |  | EA*4X48L21A* | *80VTL1102122B* | 36200 | 16 | 8.5 | 38000 | 34800 | 91.58% | 2.04 | 0 | 10 |  |  |  | No | R-410A | 3.0167 | Residential & Commercial | Ducted CEE Tier 1
213076838 | Central HP <5.4 tons | AIRQUEST | HRCU-A-CB (Split System: Heat Pump with Remote Outdoor Unit-Air-Source) | DLCURAH36ABK |  |  | EN(A,D,W)4X48L21** | *80VTL1102122B* | 36400 | 16.5 | 8.1 | 38500 | 35000 | 90.91% | 2.02 | 0 | 10.5 |  |  |  | No | R-410A | 3.0333 | Residential & Commercial | Ducted CEE Tier 1
213077576 | Central HP <5.4 tons | AIRQUEST | HRCU-A-CB (Split System: Heat Pump with Remote Outdoor Unit-Air-Source) | DLCURAH36ABK |  |  | EN(A,D)4X48L24** | *96VTN0802120B* | 35600 | 16.5 | 8.1 | 38500 | 34800 | 90.39% | 1.98 | 0 | 10 |  |  |  | No | R-410A | 2.9667 | Residential & Commercial | Ducted CEE Tier 1
213080386 | Central HP <5.4 tons | AIRQUEST | HRCU-A-CB (Split System: Heat Pump with Remote Outdoor Unit-Air-Source) | DLCURAH36ABK |  |  | EA*4X37L21A* | *96MSN1002122A* | 36800 | 16 | 8.5 | 38500 | 34800 | 90.39% | 2.1 | 0 | 10 |  |  |  | No | R-410A | 3.0667 | Residential & Commercial | Ducted CEE Tier 1
213080413 | Central HP <5.4 tons | AIRQUEST | HRCU-A-CB (Split System: Heat Pump with Remote Outdoor Unit-Air-Source) | DLCURAH36ABK |  |  | EA*4X43L21A* | *96MSN1002122A* | 36800 | 16 | 8.5 | 38500 | 34800 | 90.39% | 2.1 | 0 | 10 |  |  |  | No | R-410A | 3.0667 | Residential & Commercial | Ducted CEE Tier 1
211229989 | Central HP <5.4 tons | BRYANT HEATING AND COOLING SYSTEMS | HRCU-A-CB (Split System: Heat Pump with Remote Outdoor Unit-Air-Source) | 38MURAQ36AB3* |  |  | CNPV*4821AL* | 82*SA48070V17*** | 35800 | 16 | 8.1 | 38500 | 34800 | 90.39% | 2 | 0 | 10 |  |  |  | No | R-410A | 2.9833 | Residential & Commercial | Ducted CEE Tier 1
211229998 | Central HP <5.4 tons | BRYANT HEATING AND COOLING SYSTEMS | HRCU-A-CB (Split System: Heat Pump with Remote Outdoor Unit-Air-Source) | 38MURAQ36AB3* |  |  | CNPV*4821AL* | 82*SA60070V21*** | 36000 | 16 | 8.1 | 38500 | 34800 | 90.39% | 2.02 | 0 | 10 |  |  |  | No | R-410A | 3 | Residential & Commercial | Ducted CEE Tier 1
215940333 | Central HP <5.4 tons | TEMPSTAR | HRCU-A-CB (Split System: Heat Pump with Remote Outdoor Unit-Air-Source) | T5H3V36*K*AAA* |  |  | EVM5X49M21A*+WALLCON | *96CTN0802120B* | 35600 | 21.5 | 8.5 | 38000 | 28600 | 75.26% | 2.04 | 0 | 12 |  |  |  | No | R-454B | 2.9667 | Residential & Commercial | Ducted CEE Tier 1
215940483 | Central HP <5.4 tons | TEMPSTAR | HRCU-A-CB (Split System: Heat Pump with Remote Outdoor Unit-Air-Source) | T5H3V36*K*AAA* |  |  | EVM5X60M24A*+WALLCON | *97CTN0802120A* | 35400 | 21.5 | 8.5 | 38000 | 28600 | 75.26% | 2.04 | 0 | 12 |  |  |  | No | R-454B | 2.95 | Residential & Commercial | Ducted CEE Tier 1
215940533 | Central HP <5.4 tons | TEMPSTAR | HRCU-A-CB (Split System: Heat Pump with Remote Outdoor Unit-Air-Source) | T5H3V36*K*AAA* |  |  | EVD5X36M21A*+WALLCON | *80CSU0601716B* | 34400 | 21 | 8.5 | 38500 | 28000 | 72.73% | 2.04 | 0 | 12 |  |  |  | No | R-454B | 2.8667 | Residential & Commercial | Ducted CEE Tier 1
215932023 | Central HP <5.4 tons | TEMPSTAR | HRCU-A-CB (Split System: Heat Pump with Remote Outdoor Unit-Air-Source) | T5H3V36*K*AAA* |  |  | EA*5X30M17A*+WALLCON | *96CTN0401410B* | 30800 | 17.5 | 9 | 34400 | 26600 | 77.33% | 1.9 | 0 | 10 |  |  |  | No | R-454B | 2.5667 | Residential & Commercial | Ducted CEE Tier 1
215932073 | Central HP <5.4 tons | TEMPSTAR | HRCU-A-CB (Split System: Heat Pump with Remote Outdoor Unit-Air-Source) | T5H3V36*K*AAA* |  |  | EA*5X36M17A*+WALLCON | *80CTL0701716B* | 32200 | 19 | 9.5 | 35400 | 27200 | 76.84% | 2 | 0 | 10.5 |  |  |  | No | R-454B | 2.6833 | Residential & Commercial | Ducted CEE Tier 1
214075202 | Central HP <5.4 tons | FRIEDRICH | HRCU-A-CB (Split System: Heat Pump with Remote Outdoor Unit-Air-Source) | RD17AZ60AJ3N |  |  | TCFZ6024STANM | FR802V1255A24UH | 55500 | 18 | 8.1 | 53500 | 49000 | 91.59% | 1.75 | 0 | 10 |  |  |  | No | R-410A | 4.625 | Residential & Commercial | Ducted CEE Tier 1
211257991 | Central HP <5.4 tons | CARRIER | HRCU-A-CB (Split System: Heat Pump with Remote Outdoor Unit-Air-Source) | 38MURAQ18AB3* |  |  | CNPV*2417AL* | 59SP6A060V17**14 | 17600 | 15.5 | 8.5 | 18500 | 18800 | 101.6% | 2.26 | 0 | 10.5 |  |  |  | No | R-410A | 1.4667 | Residential & Commercial | Ducted CEE Tier 1
214242847 | Central HP <5.4 tons | HEIL | HRCU-A-CB (Split System: Heat Pump with Remote Outdoor Unit-Air-Source) | HVH825GKA2* |  |  | EN(A,D)4X36L21**+WALLCON | *96CTN1002122B* | 23600 | 16.5 | 8.1 | 21400 | 16700 | 78.04% | 1.92 | 0 | 11 |  |  |  | No | R-410A | 1.9667 | Residential & Commercial | Ducted CEE Tier 1
214097735 | Central HP <5.4 tons | FRIEDRICH | HRCU-A-CB (Split System: Heat Pump with Remote Outdoor Unit-Air-Source) | RD17AZ48AJ3N |  |  | TCFZ6024SEANM | FR802V0755A21UH | 45500 | 17 | 8.1 | 45500 | 40000 | 87.91% | 2.1 | 0 | 10 |  |  |  | No | R-410A | 3.7917 | Residential & Commercial | Ducted CEE Tier 1
214243047 | Central HP <5.4 tons | HEIL | HRCU-A-CB (Split System: Heat Pump with Remote Outdoor Unit-Air-Source) | HVH825GKA2* |  |  | EN(A,D,W)4X42L21**+WALLCON | *96CTN0601714B* | 23600 | 16 | 8.1 | 21600 | 16700 | 77.31% | 1.94 | 0 | 11 |  |  |  | No | R-410A | 1.9667 | Residential & Commercial | Ducted CEE Tier 1
214097710 | Central HP <5.4 tons | FRIEDRICH | HRCU-A-CB (Split System: Heat Pump with Remote Outdoor Unit-Air-Source) | RD17AZ48AJ3N |  |  | TCFZ6024SEANM | FR98MV1155A24UP | 45500 | 17 | 8.1 | 45500 | 40500 | 89.01% | 2.1 | 0 | 10 |  |  |  | No | R-410A | 3.7917 | Residential & Commercial | Ducted CEE Tier 1
214097733 | Central HP <5.4 tons | FRIEDRICH | HRCU-A-CB (Split System: Heat Pump with Remote Outdoor Unit-Air-Source) | RD17AZ48AJ3N |  |  | TCFZ6024SEANM | FR802V1005A21UH | 45500 | 17 | 8.1 | 45500 | 40000 | 87.91% | 2.1 | 0 | 10 |  |  |  | No | R-410A | 3.7917 | Residential & Commercial | Ducted CEE Tier 1
214097944 | Central HP <5.4 tons | FRIEDRICH | HRCU-A-CB (Split System: Heat Pump with Remote Outdoor Unit-Air-Source) | RD17AZ48AJ3N |  |  | FRH3VZ6024STACN |  | 45500 | 17 | 8.1 | 45500 | 40000 | 87.91% | 2.1 | 0 | 11.7 |  |  |  | No | R-410A | 3.7917 | Residential & Commercial | Ducted CEE Tier 1
214243127 | Central HP <5.4 tons | HEIL | HRCU-A-CB (Split System: Heat Pump with Remote Outdoor Unit-Air-Source) | HVH825GKA2* |  |  | EN(A,D,W)4X48L21**+WALLCON | *95CSU0601716B* | 24000 | 16.5 | 8.1 | 21400 | 16600 | 77.57% | 2 | 0 | 11 |  |  |  | No | R-410A | 2 | Residential & Commercial | Ducted CEE Tier 1
214610148 | Central HP <5.4 tons | FRIEDRICH | HRCU-A-CB (Split System: Heat Pump with Remote Outdoor Unit-Air-Source) | FRP18AZ60AJVC |  |  | TCFZ6021SEAAM | FR97MV1005A21DH | 52500 | 18 | 8.1 | 52500 | 50500 | 96.19% | 1.9 | 0 | 10 |  |  |  | No | R-410A | 4.375 | Residential & Commercial | Ducted CEE Tier 1
214610146 | Central HP <5.4 tons | FRIEDRICH | HRCU-A-CB (Split System: Heat Pump with Remote Outdoor Unit-Air-Source) | FRP18AZ60AJVC |  |  | TCFZ6021SEAAM | FR962V1005A21M4 | 52500 | 18 | 8.1 | 52500 | 50500 | 96.19% | 1.9 | 0 | 10 |  |  |  | No | R-410A | 4.375 | Residential & Commercial | Ducted CEE Tier 1
214066733 | Central HP <5.4 tons | FRIEDRICH | HRCU-A-CB (Split System: Heat Pump with Remote Outdoor Unit-Air-Source) | RD17AZ36AJ3N |  |  | TCFZ3621MTANM | FR951V0403A17UHU | 34200 | 18 | 8.1 | 34200 | 29800 | 87.13% | 1.9 | 0 | 10 |  |  |  | No | R-410A | 2.85 | Residential & Commercial | Ducted CEE Tier 1
211258050 | Central HP <5.4 tons | CARRIER | HRCU-A-CB (Split System: Heat Pump with Remote Outdoor Unit-Air-Source) | 38MURAQ18AB3* |  |  | CNPV*3014AL* | 59SC5B026E14**10 | 18100 | 15.5 | 8.5 | 18800 | 18400 | 97.87% | 2.2 | 0 | 11 |  |  |  | No | R-410A | 1.5083 | Residential & Commercial | Ducted CEE Tier 1
211258084 | Central HP <5.4 tons | CARRIER | HRCU-A-CB (Split System: Heat Pump with Remote Outdoor Unit-Air-Source) | 38MURAQ18AB3* |  |  | CNPV*3017AL* | 59SC5B060E14**12 | 18000 | 16 | 8.5 | 18500 | 18400 | 99.46% | 2.22 | 0 | 11 |  |  |  | No | R-410A | 1.5 | Residential & Commercial | Ducted CEE Tier 1
211260682 | Central HP <5.4 tons | BRYANT HEATING AND COOLING SYSTEMS | HRCU-A-CB (Split System: Heat Pump with Remote Outdoor Unit-Air-Source) | 38MURAQ18AB3* |  |  | CAP**2517AL* | 82*SA36045V14*** | 18300 | 16.5 | 8.5 | 18100 | 17500 | 96.69% | 2.12 | 0 | 11 |  |  |  | No | R-410A | 1.525 | Residential & Commercial | Ducted CEE Tier 1
211261143 | Central HP <5.4 tons | BRYANT HEATING AND COOLING SYSTEMS | HRCU-A-CB (Split System: Heat Pump with Remote Outdoor Unit-Air-Source) | 38MURAQ18AB3* |  |  | CAP**2517AL* | 83*SA48060E17*** | 19100 | 16.5 | 8.5 | 18900 | 17300 | 91.53% | 2.12 | 0 | 11 |  |  |  | No | R-410A | 1.5917 | Residential & Commercial | Ducted CEE Tier 1
215939683 | Central HP <5.4 tons | TEMPSTAR | HRCU-A-CB (Split System: Heat Pump with Remote Outdoor Unit-Air-Source) | T5H3V36*K*AAA* |  |  | EA*5X42M21A*+WALLCON | *97CTN0601716A* | 32400 | 19 | 9 | 35600 | 27400 | 76.97% | 1.88 | 0 | 10.5 |  |  |  | No | R-454B | 2.7 | Residential & Commercial | Ducted CEE Tier 1
215940383 | Central HP <5.4 tons | TEMPSTAR | HRCU-A-CB (Split System: Heat Pump with Remote Outdoor Unit-Air-Source) | T5H3V36*K*AAA* |  |  | EVM5X49M21A*+WALLCON | *97CTN0802120A* | 35600 | 21.5 | 8.5 | 38000 | 28600 | 75.26% | 2.04 | 0 | 12 |  |  |  | No | R-454B | 2.9667 | Residential & Commercial | Ducted CEE Tier 1
212987555 | Central HP <5.4 tons | CARRIER | HRCU-A-CB (Split System: Heat Pump with Remote Outdoor Unit-Air-Source) | 38MURAQ18AB3* |  |  | CNPV*3017AL* | 59SC6A080M17**16 | 17400 | 16 | 8.1 | 17900 | 18600 | 103.9% | 2.24 | 0 | 11 |  |  |  | No | R-410A | 1.45 | Residential & Commercial | Ducted CEE Tier 1
212988805 | Central HP <5.4 tons | CARRIER | HRCU-A-CB (Split System: Heat Pump with Remote Outdoor Unit-Air-Source) | 38MURAQ18AB3* |  |  | CAP**3017AL* | 59SU5B040M17**12 | 17400 | 16 | 8.5 | 18000 | 18800 | 104.4% | 2.26 | 0 | 10.5 |  |  |  | No | R-410A | 1.45 | Residential & Commercial | Ducted CEE Tier 1
212989273 | Central HP <5.4 tons | CARRIER | HRCU-A-CB (Split System: Heat Pump with Remote Outdoor Unit-Air-Source) | 38MURAQ18AB3* |  |  | CAP**2417AL* | 59SU5B060M17**16 | 17300 | 16.5 | 8.5 | 18200 | 19400 | 106.6% | 2.34 | 0 | 10.5 |  |  |  | No | R-410A | 1.4417 | Residential & Commercial | Ducted CEE Tier 1
215939643 | Central HP <5.4 tons | TEMPSTAR | HRCU-A-CB (Split System: Heat Pump with Remote Outdoor Unit-Air-Source) | T5H3V36*K*AAA* |  |  | EA*5X36M17A*+WALLCON | *97CTN0801716A* | 32000 | 19 | 9.5 | 35600 | 27400 | 76.97% | 1.98 | 0 | 10.5 |  |  |  | No | R-454B | 2.6667 | Residential & Commercial | Ducted CEE Tier 1
215939693 | Central HP <5.4 tons | TEMPSTAR | HRCU-A-CB (Split System: Heat Pump with Remote Outdoor Unit-Air-Source) | T5H3V36*K*AAA* |  |  | EA*5X42M21A*+WALLCON | *97CTN0801716A* | 32400 | 19.5 | 9.5 | 35200 | 27200 | 77.27% | 2 | 0 | 11 |  |  |  | No | R-454B | 2.7 | Residential & Commercial | Ducted CEE Tier 1
215939743 | Central HP <5.4 tons | TEMPSTAR | HRCU-A-CB (Split System: Heat Pump with Remote Outdoor Unit-Air-Source) | T5H3V36*K*AAA* |  |  | EA*5X48M21A*+WALLCON | *80CSU0601716B* | 33400 | 20.5 | 9.5 | 34400 | 26200 | 76.16% | 2.04 | 0 | 11.7 |  |  |  | No | R-454B | 2.7833 | Residential & Commercial | Ducted CEE Tier 1
215939893 | Central HP <5.4 tons | TEMPSTAR | HRCU-A-CB (Split System: Heat Pump with Remote Outdoor Unit-Air-Source) | T5H3V36*K*AAA* |  |  | EA*5X61M21A*+WALLCON | *97CTN1002122A* | 34400 | 20.5 | 9.5 | 34200 | 26000 | 76.02% | 2.06 | 0 | 12 |  |  |  | No | R-454B | 2.8667 | Residential & Commercial | Ducted CEE Tier 1
214075569 | Central HP <5.4 tons | FRIEDRICH | HRCU-A-CB (Split System: Heat Pump with Remote Outdoor Unit-Air-Source) | RD17AZ24AJ3N |  |  | TCFZ2417MTANM | FR801V0754A17UH | 22600 | 18 | 9.5 | 22600 | 16800 | 74.34% | 2.1 | 0 | 11.2 |  |  |  | No | R-410A | 1.8833 | Residential & Commercial | Ducted CEE Tier 1
214075452 | Central HP <5.4 tons | FRIEDRICH | HRCU-A-CB (Split System: Heat Pump with Remote Outdoor Unit-Air-Source) | RD17AZ24AJ3N |  |  | TCFZ2417MTANM | FR951V0403A17UHU | 22400 | 17 | 9.5 | 22400 | 17100 | 76.34% | 2 | 0 | 10 |  |  |  | No | R-410A | 1.8667 | Residential & Commercial | Ducted CEE Tier 1
214075501 | Central HP <5.4 tons | FRIEDRICH | HRCU-A-CB (Split System: Heat Pump with Remote Outdoor Unit-Air-Source) | RD17AZ24AJ3N |  |  | TCFZ2417MTANM | FR801V0503A14UH | 22600 | 17 | 9.5 | 22600 | 16900 | 74.78% | 2 | 0 | 11.2 |  |  |  | No | R-410A | 1.8833 | Residential & Commercial | Ducted CEE Tier 1
215933236 | Central HP <5.4 tons | HEIL | HRCU-A-CB (Split System: Heat Pump with Remote Outdoor Unit-Air-Source) | H5H3V36*K*AAA* |  |  | ESH5X36M12A*+WALLCON | *96CTN0601714B* | 33000 | 18.5 | 9 | 34400 | 26200 | 76.16% | 1.92 | 0 | 10.5 |  |  |  | No | R-454B | 2.75 | Residential & Commercial | Ducted CEE Tier 1
215933266 | Central HP <5.4 tons | HEIL | HRCU-A-CB (Split System: Heat Pump with Remote Outdoor Unit-Air-Source) | H5H3V36*K*AAA* |  |  | ESH5X36M12A*+WALLCON | *96CTN1202422B* | 33400 | 19 | 9 | 34800 | 26600 | 76.44% | 1.92 | 0 | 11 |  |  |  | No | R-454B | 2.7833 | Residential & Commercial | Ducted CEE Tier 1
212984090 | Central HP <5.4 tons | COMFORTMAKER | HRCU-A-CB (Split System: Heat Pump with Remote Outdoor Unit-Air-Source) | DLCURAH24ABK |  |  | EA*4X37L17A* | *92MSN0601714A* | 24000 | 17 | 8.5 | 25600 | 22400 | 87.5% | 1.88 | 0 | 10 |  |  |  | No | R-410A | 2 | Residential & Commercial | Ducted CEE Tier 1
215931826 | Central HP <5.4 tons | HEIL | HRCU-A-CB (Split System: Heat Pump with Remote Outdoor Unit-Air-Source) | H5H3V60*K*AAA* |  |  | ESH5X60M12A*+WALLCON | *80CTL0902120B* | 56500 | 18 | 8.1 | 61000 | 45500 | 74.59% | 2 | 0 | 11.5 |  |  |  | No | R-454B | 4.7083 | Residential & Commercial | Ducted CEE Tier 1
212973634 | Central HP <5.4 tons | AIRQUEST | HRCU-A-CB (Split System: Heat Pump with Remote Outdoor Unit-Air-Source) | DLCURAH24ABK |  |  | EN(A,D,W)4X36L17** | *96VSN0601412B* | 23400 | 16.5 | 8.1 | 26200 | 24600 | 93.89% | 2.04 | 0 | 10 |  |  |  | No | R-410A | 1.95 | Residential & Commercial | Ducted CEE Tier 1
212975006 | Central HP <5.4 tons | AIRQUEST | HRCU-A-CB (Split System: Heat Pump with Remote Outdoor Unit-Air-Source) | DLCURAH24ABK |  |  | EN(A,D)4X24L14** | *96VTN0401410B* | 23200 | 15.5 | 8.5 | 27000 | 25000 | 92.59% | 2.06 | 0 | 10 |  |  |  | No | R-410A | 1.9333 | Residential & Commercial | Ducted CEE Tier 1
212976666 | Central HP <5.4 tons | AIRQUEST | HRCU-A-CB (Split System: Heat Pump with Remote Outdoor Unit-Air-Source) | DLCURAH24ABK |  |  | EA*4X36L21A* | *96VTN1002120B* | 23600 | 17.5 | 8.5 | 26200 | 23800 | 90.84% | 1.98 | 0 | 10 |  |  |  | No | R-410A | 1.9667 | Residential & Commercial | Ducted CEE Tier 1
214238976 | Central HP <5.4 tons | AIRQUEST | HRCU-A-CB (Split System: Heat Pump with Remote Outdoor Unit-Air-Source) | HVH837GKA2* |  |  | END4X42L17**+WALLCON | *80CTL0701716B* | 32000 | 16.5 | 8.1 | 33000 | 24800 | 75.15% | 1.9 | 0 | 11 |  |  |  | No | R-410A | 2.6667 | Residential & Commercial | Ducted CEE Tier 1
215937107 | Central HP <5.4 tons | AIRQUEST | HRCU-A-CB (Split System: Heat Pump with Remote Outdoor Unit-Air-Source) | H5H3V48*K*AAA* |  |  | EVM5X48M21A*+WALLCON | *96CTN0801714B* | 43000 | 19 | 8.1 | 53000 | 37600 | 70.94% | 2 | 0 | 11 |  |  |  | No | R-454B | 3.5833 | Residential & Commercial | Ducted CEE Tier 1
214242067 | Central HP <5.4 tons | HEIL | HRCU-A-CB (Split System: Heat Pump with Remote Outdoor Unit-Air-Source) | HVH825GKA3* |  |  | END4X42L17**+WALLCON | *96CTN0601714B* | 23800 | 16.5 | 8.1 | 21400 | 16700 | 78.04% | 1.96 | 0 | 11 |  |  |  | No | R-410A | 1.9833 | Residential & Commercial | Ducted CEE Tier 1
211260353 | Central HP <5.4 tons | AIRQUEST | HRCU-A-CB (Split System: Heat Pump with Remote Outdoor Unit-Air-Source) | DLCURAH18ABK |  |  | EA*4X24L17A* | *80VSL0451716A* | 17600 | 16 | 8.5 | 18500 | 19100 | 103.2% | 2.3 | 0 | 10.5 |  |  |  | No | R-410A | 1.4667 | Residential & Commercial | Ducted CEE Tier 1
211260469 | Central HP <5.4 tons | AIRQUEST | HRCU-A-CB (Split System: Heat Pump with Remote Outdoor Unit-Air-Source) | DLCURAH18ABK |  |  | EA*4X24L17A* | *95ESN0601412A* | 17800 | 16 | 8.5 | 18700 | 19000 | 101.6% | 2.28 | 0 | 10.5 |  |  |  | No | R-410A | 1.4833 | Residential & Commercial | Ducted CEE Tier 1
211260522 | Central HP <5.4 tons | AIRQUEST | HRCU-A-CB (Split System: Heat Pump with Remote Outdoor Unit-Air-Source) | DLCURAH18ABK |  |  | EA*4X24L17A* | *96VTN0601714A* | 17600 | 15.5 | 8.5 | 18600 | 19100 | 102.7% | 2.3 | 0 | 10.5 |  |  |  | No | R-410A | 1.4667 | Residential & Commercial | Ducted CEE Tier 1
211261021 | Central HP <5.4 tons | AIRQUEST | HRCU-A-CB (Split System: Heat Pump with Remote Outdoor Unit-Air-Source) | DLCURAH18ABK |  |  | EA*4X25L17A* | *92ESN0601412A* | 18700 | 16.5 | 8.5 | 18500 | 17400 | 94.05% | 2.12 | 0 | 11 |  |  |  | No | R-410A | 1.5583 | Residential & Commercial | Ducted CEE Tier 1
215940213 | Central HP <5.4 tons | TEMPSTAR | HRCU-A-CB (Split System: Heat Pump with Remote Outdoor Unit-Air-Source) | T5H3V36*K*AAA* |  |  | ESH5X60M12A*+WALLCON | *97CTN0601716A* | 33800 | 18.5 | 9 | 35000 | 26800 | 76.57% | 1.92 | 0 | 11 |  |  |  | No | R-454B | 2.8167 | Residential & Commercial | Ducted CEE Tier 1
215939823 | Central HP <5.4 tons | TEMPSTAR | HRCU-A-CB (Split System: Heat Pump with Remote Outdoor Unit-Air-Source) | T5H3V36*K*AAA* |  |  | EA*5X60M24A*+WALLCON | *97CTN1202422A* | 34000 | 20.5 | 9.5 | 34000 | 26000 | 76.47% | 2.06 | 0 | 12 |  |  |  | No | R-454B | 2.8333 | Residential & Commercial | Ducted CEE Tier 1
215940343 | Central HP <5.4 tons | TEMPSTAR | HRCU-A-CB (Split System: Heat Pump with Remote Outdoor Unit-Air-Source) | T5H3V36*K*AAA* |  |  | EVM5X49M21A*+WALLCON | *80CSU0401712B* | 35600 | 22 | 8.5 | 38000 | 28600 | 75.26% | 2.04 | 0 | 12.5 |  |  |  | No | R-454B | 2.9667 | Residential & Commercial | Ducted CEE Tier 1
215940423 | Central HP <5.4 tons | TEMPSTAR | HRCU-A-CB (Split System: Heat Pump with Remote Outdoor Unit-Air-Source) | T5H3V36*K*AAA* |  |  | EVM5X60M21A*+WALLCON | *80CSU0601716B* | 35600 | 22 | 8.5 | 38000 | 28600 | 75.26% | 2.02 | 0 | 12.5 |  |  |  | No | R-454B | 2.9667 | Residential & Commercial | Ducted CEE Tier 1
215940433 | Central HP <5.4 tons | TEMPSTAR | HRCU-A-CB (Split System: Heat Pump with Remote Outdoor Unit-Air-Source) | T5H3V36*K*AAA* |  |  | EVM5X60M21A*+WALLCON | *97CTN0601716A* | 35200 | 21 | 8.5 | 38500 | 29400 | 76.36% | 2.02 | 0 | 11.7 |  |  |  | No | R-454B | 2.9333 | Residential & Commercial | Ducted CEE Tier 1
215940583 | Central HP <5.4 tons | TEMPSTAR | HRCU-A-CB (Split System: Heat Pump with Remote Outdoor Unit-Air-Source) | T5H3V36*K*AAA* |  |  | EVD5X38M17A*+WALLCON | *80CSU0401712B* | 35600 | 22 | 8.5 | 38000 | 28600 | 75.26% | 2.04 | 0 | 12.5 |  |  |  | No | R-454B | 2.9667 | Residential & Commercial | Ducted CEE Tier 1
214239006 | Central HP <5.4 tons | AIRQUEST | HRCU-A-CB (Split System: Heat Pump with Remote Outdoor Unit-Air-Source) | HVH837GKA2* |  |  | END4X42L17**+WALLCON | *97CMN0601714B* | 31800 | 16.5 | 8.1 | 33200 | 25000 | 75.3% | 1.88 | 0 | 11 |  |  |  | No | R-410A | 2.65 | Residential & Commercial | Ducted CEE Tier 1
214239326 | Central HP <5.4 tons | AIRQUEST | HRCU-A-CB (Split System: Heat Pump with Remote Outdoor Unit-Air-Source) | HVH837GKA2* |  |  | EN(A,D)4X48L24**+WALLCON | *97CMN1202422B* | 32400 | 17 | 8.1 | 32800 | 24600 | 75% | 1.94 | 0 | 11.5 |  |  |  | No | R-410A | 2.7 | Residential & Commercial | Ducted CEE Tier 1
212974983 | Central HP <5.4 tons | DAY & NIGHT | HRCU-A-CB (Split System: Heat Pump with Remote Outdoor Unit-Air-Source) | DLCURAH24ABK |  |  | EA*4X36L17A* | *96VTN0401410B* | 23400 | 16 | 8.5 | 26200 | 24200 | 92.37% | 2 | 0 | 10 |  |  |  | No | R-410A | 1.95 | Residential & Commercial | Ducted CEE Tier 1
212969808 | Central HP <5.4 tons | AIRQUEST | HRCU-A-CB (Split System: Heat Pump with Remote Outdoor Unit-Air-Source) | DLCURAH24ABK |  |  | EN(A,D)4X24L17** | *80VSL0451412B* | 23400 | 17 | 8.5 | 27000 | 25000 | 92.59% | 2.08 | 0 | 10 |  |  |  | No | R-410A | 1.95 | Residential & Commercial | Ducted CEE Tier 1
212973227 | Central HP <5.4 tons | DAY & NIGHT | HRCU-A-CB (Split System: Heat Pump with Remote Outdoor Unit-Air-Source) | DLCURAH24ABK |  |  | EA*4X36L21A* | *96VSN0401712B* | 23400 | 16.5 | 8.5 | 26200 | 24200 | 92.37% | 2 | 0 | 10 |  |  |  | No | R-410A | 1.95 | Residential & Commercial | Ducted CEE Tier 1
211242562 | Central HP <5.4 tons | AIRQUEST | HRCU-A-CB (Split System: Heat Pump with Remote Outdoor Unit-Air-Source) | DLCURAH24ABK |  |  | EA*4X36L21A* | *80ES(N,L)0701712A* | 23400 | 17 | 8.5 | 25600 | 23600 | 92.19% | 1.98 | 0 | 10 |  |  |  | No | R-410A | 1.95 | Residential & Commercial | Ducted CEE Tier 1
214066833 | Central HP <5.4 tons | FRIEDRICH | HRCU-A-CB (Split System: Heat Pump with Remote Outdoor Unit-Air-Source) | RD17AZ36AJ3N |  |  | TCFZ3621MTANM | FR98MV0703A17UP | 34200 | 18 | 8.1 | 34200 | 29800 | 87.13% | 1.9 | 0 | 10 |  |  |  | No | R-410A | 2.85 | Residential & Commercial | Ducted CEE Tier 1
214243177 | Central HP <5.4 tons | HEIL | HRCU-A-CB (Split System: Heat Pump with Remote Outdoor Unit-Air-Source) | HVH825GKA2* |  |  | EN(A,D,W)4X48L21**+WALLCON | *96CTN0801714B* | 24000 | 17 | 8.1 | 21400 | 16600 | 77.57% | 2 | 0 | 11 |  |  |  | No | R-410A | 2 | Residential & Commercial | Ducted CEE Tier 1
207436273 | Central HP <5.4 tons | LENNOX | HRCU-A-CB (Split System: Heat Pump with Remote Outdoor Unit-Air-Source) | SL25XPV-036-230A** |  |  | C35-48C+TDR+TXV | EL296UH110XV48C* | 34000 | 21.8 | 8.8 | 35400 | 27600 | 77.97% | 1.82 | 14 | 13.4 |  |  |  | No | R-410A | 2.8333 | Residential & Commercial | Ducted CEE Tier 1
214242577 | Central HP <5.4 tons | HEIL | HRCU-A-CB (Split System: Heat Pump with Remote Outdoor Unit-Air-Source) | HVH825GKA2* |  |  | EN(A,D)4X30L17**+WALLCON | *95CSU0601716B* | 23400 | 16.5 | 8.1 | 21600 | 16700 | 77.31% | 1.92 | 0 | 10.5 |  |  |  | No | R-410A | 1.95 | Residential & Commercial | Ducted CEE Tier 1
214097712 | Central HP <5.4 tons | FRIEDRICH | HRCU-A-CB (Split System: Heat Pump with Remote Outdoor Unit-Air-Source) | RD17AZ48AJ3N |  |  | TCFZ6024SEANM | FR98MV0855A21UP | 45500 | 16 | 8.1 | 45500 | 40500 | 89.01% | 2.1 | 0 | 10 |  |  |  | No | R-410A | 3.7917 | Residential & Commercial | Ducted CEE Tier 1
214097728 | Central HP <5.4 tons | FRIEDRICH | HRCU-A-CB (Split System: Heat Pump with Remote Outdoor Unit-Air-Source) | RD17AZ48AJ3N |  |  | TCFZ6024SEANM | FR921V0705A21M4 | 45500 | 16 | 8.1 | 45500 | 40500 | 89.01% | 2.1 | 0 | 10 |  |  |  | No | R-410A | 3.7917 | Residential & Commercial | Ducted CEE Tier 1
211243433 | Central HP <5.4 tons | AIRQUEST | HRCU-A-CB (Split System: Heat Pump with Remote Outdoor Unit-Air-Source) | DLCURAH24ABK |  |  | EA*4X37L21A* | *80VTL0701716A* | 24800 | 17 | 8.5 | 25400 | 20800 | 81.89% | 1.76 | 0 | 10.5 |  |  |  | No | R-410A | 2.0667 | Residential & Commercial | Ducted CEE Tier 1
211243566 | Central HP <5.4 tons | AIRQUEST | HRCU-A-CB (Split System: Heat Pump with Remote Outdoor Unit-Air-Source) | DLCURAH24ABK |  |  | EA*4X37L21A* | *92ESN0601714A* | 25000 | 17 | 8.5 | 25600 | 20800 | 81.25% | 1.76 | 0 | 10.5 |  |  |  | No | R-410A | 2.0833 | Residential & Commercial | Ducted CEE Tier 1
211243664 | Central HP <5.4 tons | AIRQUEST | HRCU-A-CB (Split System: Heat Pump with Remote Outdoor Unit-Air-Source) | DLCURAH24ABK |  |  | EA*4X37L21A* | OMV098J12* | 24400 | 17 | 8.5 | 25200 | 21200 | 84.13% | 1.78 | 0 | 10 |  |  |  | No | R-410A | 2.0333 | Residential & Commercial | Ducted CEE Tier 1
215931516 | Central HP <5.4 tons | HEIL | HRCU-A-CB (Split System: Heat Pump with Remote Outdoor Unit-Air-Source) | H5H3V60*K*AAA* |  |  | EA*5X60M24A*+WALLCON | *80CSU0802120A* | 56000 | 19 | 8.5 | 60500 | 45500 | 75.21% | 2.06 | 0 | 11.5 |  |  |  | No | R-454B | 4.6667 | Residential & Commercial | Ducted CEE Tier 1
215931666 | Central HP <5.4 tons | HEIL | HRCU-A-CB (Split System: Heat Pump with Remote Outdoor Unit-Air-Source) | H5H3V60*K*AAA* |  |  | EA*5X61M24A*+WALLCON | *80CSU0802120A* | 57000 | 19 | 8.5 | 60500 | 46000 | 76.03% | 2.04 | 0 | 11.5 |  |  |  | No | R-454B | 4.75 | Residential & Commercial | Ducted CEE Tier 1
212969818 | Central HP <5.4 tons | AIRQUEST | HRCU-A-CB (Split System: Heat Pump with Remote Outdoor Unit-Air-Source) | DLCURAH24ABK |  |  | EN(A,D)4X30L14** | *80VSL0451412B* | 23400 | 17 | 8.1 | 25800 | 24400 | 94.57% | 2.04 | 0 | 10 |  |  |  | No | R-410A | 1.95 | Residential & Commercial | Ducted CEE Tier 1
214097718 | Central HP <5.4 tons | FRIEDRICH | HRCU-A-CB (Split System: Heat Pump with Remote Outdoor Unit-Air-Source) | RD17AZ48AJ3N |  |  | TCFZ6024SEANM | FR962V0855A21M4 | 45500 | 16 | 8.1 | 45500 | 40500 | 89.01% | 2.1 | 0 | 10 |  |  |  | No | R-410A | 3.7917 | Residential & Commercial | Ducted CEE Tier 1
207436256 | Central HP <5.4 tons | LENNOX | HRCU-A-CB (Split System: Heat Pump with Remote Outdoor Unit-Air-Source) | SL25XPV-036-230A** |  |  | C35-36B+TDR+TXV | SL280UH090V48B* | 33400 | 21.8 | 8.6 | 35600 | 26600 | 74.72% | 1.76 | 13.5 | 13.4 |  |  |  | No | R-410A | 2.7833 | Residential & Commercial | Ducted CEE Tier 1
207436305 | Central HP <5.4 tons | LENNOX | HRCU-A-CB (Split System: Heat Pump with Remote Outdoor Unit-Air-Source) | SL25XPV-036-230A** |  |  | C35-50/60C+TDR+TXV | SL297UH080NV60C* | 33600 | 21 | 8.6 | 34400 | 26600 | 77.33% | 1.8 | 14 | 13.3 |  |  |  | No | R-410A | 2.8 | Residential & Commercial | Ducted CEE Tier 1
211230759 | Central HP <5.4 tons | BRYANT HEATING AND COOLING SYSTEMS | HRCU-A-CB (Split System: Heat Pump with Remote Outdoor Unit-Air-Source) | 38MURAQ36AB3* |  |  | CNPV*4824AL* | 926TB60100V21*** | 36600 | 15.5 | 8.1 | 39500 | 35000 | 88.61% | 2.04 | 0 | 10 |  |  |  | No | R-410A | 3.05 | Residential & Commercial | Ducted CEE Tier 1
215933586 | Central HP <5.4 tons | HEIL | HRCU-A-CB (Split System: Heat Pump with Remote Outdoor Unit-Air-Source) | H5H3V36*K*AAA* |  |  | ESH5X48M12A*+WALLCON | *80CTL0902120B* | 33800 | 19.5 | 9 | 34600 | 26400 | 76.3% | 1.94 | 0 | 11.7 |  |  |  | No | R-454B | 2.8167 | Residential & Commercial | Ducted CEE Tier 1
215933866 | Central HP <5.4 tons | HEIL | HRCU-A-CB (Split System: Heat Pump with Remote Outdoor Unit-Air-Source) | H5H3V36*K*AAA* |  |  | ESH5X60M12A*+WALLCON | *97CMN0602120B* | 34000 | 19 | 9 | 34800 | 26400 | 75.86% | 1.92 | 0 | 11.5 |  |  |  | No | R-454B | 2.8333 | Residential & Commercial | Ducted CEE Tier 1
215933966 | Central HP <5.4 tons | HEIL | HRCU-A-CB (Split System: Heat Pump with Remote Outdoor Unit-Air-Source) | H5H3V36*K*AAA* |  |  | FCMA5B60L0D*+WALLCON |  | 35000 | 22 | 9.5 | 33400 | 25200 | 75.45% | 2.08 | 0 | 13 |  |  |  | No | R-454B | 2.9167 | Residential & Commercial | Ducted CEE Tier 1
215935336 | Central HP <5.4 tons | HEIL | HRCU-A-CB (Split System: Heat Pump with Remote Outdoor Unit-Air-Source) | H5H3V36*K*AAA* |  |  | EVM5X60M24A*+WALLCON | *80CTL0702120B* | 35400 | 21.5 | 8.5 | 38000 | 28600 | 75.26% | 2.04 | 0 | 12 |  |  |  | No | R-454B | 2.95 | Residential & Commercial | Ducted CEE Tier 1
216051015 | Central HP <5.4 tons | FRIEDRICH | HRCU-A-CB (Split System: Heat Pump with Remote Outdoor Unit-Air-Source) | FRP19AY24AJVC |  |  | TCFY2421HEAAM | FR97MV0603A17DH | 22800 | 21 | 8.5 | 22800 | 18500 | 81.14% | 1.8 | 0 | 13 |  |  |  | No | R-454B | 1.9 | Residential & Commercial | Ducted CEE Tier 1
216051034 | Central HP <5.4 tons | FRIEDRICH | HRCU-A-CB (Split System: Heat Pump with Remote Outdoor Unit-Air-Source) | FRP19AY24AJVC |  |  | TCFY2421HEAAM | FR98MV0703A17UP | 22800 | 20 | 8.5 | 22800 | 18500 | 81.14% | 1.8 | 0 | 12 |  |  |  | No | R-454B | 1.9 | Residential & Commercial | Ducted CEE Tier 1
216051047 | Central HP <5.4 tons | FRIEDRICH | HRCU-A-CB (Split System: Heat Pump with Remote Outdoor Unit-Air-Source) | FRP19AY24AJVC |  |  | TCFY2421HEAAM | FR801V0504A17UHU | 22800 | 20 | 8.5 | 22800 | 18600 | 81.58% | 1.8 | 0 | 12 |  |  |  | No | R-454B | 1.9 | Residential & Commercial | Ducted CEE Tier 1
207436389 | Central HP <5.4 tons | LENNOX | HRCU-A-CB (Split System: Heat Pump with Remote Outdoor Unit-Air-Source) | SL25XPV-036-230A** |  |  | CHX35-42B-**-*+TDR | SLP99UH070XV36B* | 34600 | 21.4 | 8.8 | 34400 | 26400 | 76.74% | 1.82 | 13.5 | 13 |  |  |  | No | R-410A | 2.8833 | Residential & Commercial | Ducted CEE Tier 1
214242937 | Central HP <5.4 tons | HEIL | HRCU-A-CB (Split System: Heat Pump with Remote Outdoor Unit-Air-Source) | HVH825GKA2* |  |  | END4X42L17**+WALLCON | *96CTN0601714B* | 23800 | 16.5 | 8.1 | 21400 | 16700 | 78.04% | 1.98 | 0 | 11 |  |  |  | No | R-410A | 1.9833 | Residential & Commercial | Ducted CEE Tier 1
214243187 | Central HP <5.4 tons | HEIL | HRCU-A-CB (Split System: Heat Pump with Remote Outdoor Unit-Air-Source) | HVH825GKA2* |  |  | EN(A,D,W)4X48L21**+WALLCON | *96CTN1002122B* | 24200 | 17 | 8.1 | 21200 | 16600 | 78.3% | 2.02 | 0 | 11.5 |  |  |  | No | R-410A | 2.0167 | Residential & Commercial | Ducted CEE Tier 1
214097719 | Central HP <5.4 tons | FRIEDRICH | HRCU-A-CB (Split System: Heat Pump with Remote Outdoor Unit-Air-Source) | RD17AZ48AJ3N |  |  | TCFZ6024SEANM | FR962V0705A21M4 | 45500 | 16 | 8.1 | 45500 | 40500 | 89.01% | 2.1 | 0 | 10 |  |  |  | No | R-410A | 3.7917 | Residential & Commercial | Ducted CEE Tier 1
214097723 | Central HP <5.4 tons | FRIEDRICH | HRCU-A-CB (Split System: Heat Pump with Remote Outdoor Unit-Air-Source) | RD17AZ48AJ3N |  |  | TCFZ6024SEANM | FR951V0855A21M4 | 45500 | 16 | 8.1 | 45500 | 40500 | 89.01% | 2.1 | 0 | 10 |  |  |  | No | R-410A | 3.7917 | Residential & Commercial | Ducted CEE Tier 1
214097725 | Central HP <5.4 tons | FRIEDRICH | HRCU-A-CB (Split System: Heat Pump with Remote Outdoor Unit-Air-Source) | RD17AZ48AJ3N |  |  | TCFZ6024SEANM | FR921V1155A24M4 | 45500 | 17 | 8.1 | 45500 | 40000 | 87.91% | 2.1 | 0 | 10 |  |  |  | No | R-410A | 3.7917 | Residential & Commercial | Ducted CEE Tier 1
214239626 | Central HP <5.4 tons | AIRQUEST | HRCU-A-CB (Split System: Heat Pump with Remote Outdoor Unit-Air-Source) | HVH837GKA** |  |  | EN(A,D)4X36L21**+WALLCON | *96CTN1002122B* | 31400 | 16.5 | 8.1 | 33000 | 24000 | 72.73% | 1.82 | 0 | 11 |  |  |  | No | R-410A | 2.6167 | Residential & Commercial | Ducted CEE Tier 1
214240026 | Central HP <5.4 tons | AIRQUEST | HRCU-A-CB (Split System: Heat Pump with Remote Outdoor Unit-Air-Source) | HVH837GKA** |  |  | EN(A,D)4X48L24**+WALLCON | *96CTN1202422B* | 32400 | 17 | 8.1 | 32600 | 24600 | 75.46% | 1.96 | 0 | 11.7 |  |  |  | No | R-410A | 2.7 | Residential & Commercial | Ducted CEE Tier 1
211261324 | Central HP <5.4 tons | AIRQUEST | HRCU-A-CB (Split System: Heat Pump with Remote Outdoor Unit-Air-Source) | DLCURAH18ABK |  |  | EA*4X30L14A* | *95ESN0401410A* | 17900 | 15.5 | 8.5 | 18500 | 18500 | 100% | 2.22 | 0 | 10.5 |  |  |  | No | R-410A | 1.4917 | Residential & Commercial | Ducted CEE Tier 1
211261388 | Central HP <5.4 tons | AIRQUEST | HRCU-A-CB (Split System: Heat Pump with Remote Outdoor Unit-Air-Source) | DLCURAH18ABK |  |  | EA*4X30L14A* | *96VTN0601412A* | 18000 | 16 | 8.5 | 18500 | 18500 | 100% | 2.22 | 0 | 10.5 |  |  |  | No | R-410A | 1.5 | Residential & Commercial | Ducted CEE Tier 1
211261590 | Central HP <5.4 tons | AIRQUEST | HRCU-A-CB (Split System: Heat Pump with Remote Outdoor Unit-Air-Source) | DLCURAH18ABK |  |  | EA*4X30L17A* | *96VSN0401712A* | 17900 | 15.5 | 8.5 | 18500 | 18500 | 100% | 2.22 | 0 | 10.5 |  |  |  | No | R-410A | 1.4917 | Residential & Commercial | Ducted CEE Tier 1
211261975 | Central HP <5.4 tons | AIRQUEST | HRCU-A-CB (Split System: Heat Pump with Remote Outdoor Unit-Air-Source) | DLCURAH18ABK |  |  | EA*4X30L17A* | *96VTN0601714A* | 17800 | 16 | 8.5 | 18400 | 18500 | 100.5% | 2.22 | 0 | 10.5 |  |  |  | No | R-410A | 1.4833 | Residential & Commercial | Ducted CEE Tier 1
206136015 | Central HP <5.4 tons | BRYANT HEATING AND COOLING SYSTEMS | HRCU-A-CB (Split System: Heat Pump with Remote Outdoor Unit-Air-Source) | 288BNV037*0**A* |  |  | CSPH*4812AL*+UI | 83*CA48060C17*** | 32600 | 16.5 | 8.1 | 33200 | 25000 | 75.3% | 1.96 | 11.5 | 11 |  |  |  | No | R-410A | 2.7167 | Residential & Commercial | Ducted CEE Tier 1
214610119 | Central HP <5.4 tons | FRIEDRICH | HRCU-A-CB (Split System: Heat Pump with Remote Outdoor Unit-Air-Source) | FRP18AZ24AJVC |  |  | TCFZ2421HEAAM | FR97MV0703A17DH | 22800 | 20 | 8.5 | 22800 | 26000 | 114% | 2.1 | 0 | 12.5 |  |  |  | No | R-410A | 1.9 | Residential & Commercial | Ducted CEE Tier 1
215938393 | Central HP <5.4 tons | TEMPSTAR | HRCU-A-CB (Split System: Heat Pump with Remote Outdoor Unit-Air-Source) | T5H3V48*K*AAA* |  |  | EVD5X60M24A*+WALLCON | *96CTN1002122B* | 45500 | 20.5 | 8.1 | 52500 | 38000 | 72.38% | 1.9 | 0 | 11.5 |  |  |  | No | R-454B | 3.7917 | Residential & Commercial | Ducted CEE Tier 1
215941003 | Central HP <5.4 tons | TEMPSTAR | HRCU-A-CB (Split System: Heat Pump with Remote Outdoor Unit-Air-Source) | T5H3V48*K*AAA* |  |  | EA*5X60M24A*+WALLCON | *96CTN0802120B* | 44500 | 21 | 9.5 | 48500 | 36600 | 75.46% | 2 | 0 | 11 |  |  |  | No | R-454B | 3.7083 | Residential & Commercial | Ducted CEE Tier 1
215941033 | Central HP <5.4 tons | TEMPSTAR | HRCU-A-CB (Split System: Heat Pump with Remote Outdoor Unit-Air-Source) | T5H3V48*K*AAA* |  |  | EA*5X60M24A*+WALLCON | *97CTN1202422A* | 44500 | 21 | 9.5 | 48000 | 36400 | 75.83% | 2 | 0 | 11 |  |  |  | No | R-454B | 3.7083 | Residential & Commercial | Ducted CEE Tier 1
215941083 | Central HP <5.4 tons | TEMPSTAR | HRCU-A-CB (Split System: Heat Pump with Remote Outdoor Unit-Air-Source) | T5H3V48*K*AAA* |  |  | EA*5X61M21A*+WALLCON | *97CTN0802120A* | 45000 | 21 | 9.5 | 48500 | 37000 | 76.29% | 2 | 0 | 11 |  |  |  | No | R-454B | 3.75 | Residential & Commercial | Ducted CEE Tier 1
211242862 | Central HP <5.4 tons | DAY & NIGHT | HRCU-A-CB (Split System: Heat Pump with Remote Outdoor Unit-Air-Source) | DLCURAH24ABK |  |  | EA*4X37L17A* | *80VSL0451716A* | 24600 | 16.5 | 8.5 | 25600 | 21400 | 83.59% | 1.8 | 0 | 10 |  |  |  | No | R-410A | 2.05 | Residential & Commercial | Ducted CEE Tier 1
211242881 | Central HP <5.4 tons | DAY & NIGHT | HRCU-A-CB (Split System: Heat Pump with Remote Outdoor Unit-Air-Source) | DLCURAH24ABK |  |  | EA*4X37L17A* | *95ESU0601716A* | 24800 | 17 | 8.5 | 25600 | 21400 | 83.59% | 1.8 | 0 | 10.5 |  |  |  | No | R-410A | 2.0667 | Residential & Commercial | Ducted CEE Tier 1
211242947 | Central HP <5.4 tons | DAY & NIGHT | HRCU-A-CB (Split System: Heat Pump with Remote Outdoor Unit-Air-Source) | DLCURAH24ABK |  |  | EA*4X37L17A* | *95ESN0401410A* | 24800 | 15.2 | 8.5 | 26200 | 21200 | 80.92% | 1.76 | 0 | 10 |  |  |  | No | R-410A | 2.0667 | Residential & Commercial | Ducted CEE Tier 1
211243080 | Central HP <5.4 tons | DAY & NIGHT | HRCU-A-CB (Split System: Heat Pump with Remote Outdoor Unit-Air-Source) | DLCURAH24ABK |  |  | EA*4X37L17A* | *92ESN0601714A* | 24800 | 17 | 8.5 | 25600 | 21400 | 83.59% | 1.8 | 0 | 10.5 |  |  |  | No | R-410A | 2.0667 | Residential & Commercial | Ducted CEE Tier 1
212972416 | Central HP <5.4 tons | DAY & NIGHT | HRCU-A-CB (Split System: Heat Pump with Remote Outdoor Unit-Air-Source) | DLCURAH24ABK |  |  | EA*4X37L21A* | *80VTL1102122B* | 24400 | 17.5 | 8.5 | 25400 | 21600 | 85.04% | 1.8 | 0 | 10.5 |  |  |  | No | R-410A | 2.0333 | Residential & Commercial | Ducted CEE Tier 1
212973554 | Central HP <5.4 tons | AIRQUEST | HRCU-A-CB (Split System: Heat Pump with Remote Outdoor Unit-Air-Source) | DLCURAH24ABK |  |  | EA*4X30L14A* | *96VSN0601412B* | 23400 | 16.5 | 8.5 | 26200 | 25000 | 95.42% | 2.08 | 0 | 10 |  |  |  | No | R-410A | 1.95 | Residential & Commercial | Ducted CEE Tier 1
212971248 | Central HP <5.4 tons | DAY & NIGHT | HRCU-A-CB (Split System: Heat Pump with Remote Outdoor Unit-Air-Source) | DLCURAH24ABK |  |  | EN(A,D,W)4X36L17** | *80VTL0451412B* | 23600 | 17 | 8.5 | 26200 | 24600 | 93.89% | 2.04 | 0 | 10.5 |  |  |  | No | R-410A | 1.9667 | Residential & Commercial | Ducted CEE Tier 1
214097732 | Central HP <5.4 tons | FRIEDRICH | HRCU-A-CB (Split System: Heat Pump with Remote Outdoor Unit-Air-Source) | RD17AZ48AJ3N |  |  | TCFZ6024SEANM | FR802V1005A21UHN | 45500 | 17 | 8.1 | 45500 | 40000 | 87.91% | 2.1 | 0 | 10 |  |  |  | No | R-410A | 3.7917 | Residential & Commercial | Ducted CEE Tier 1
214097741 | Central HP <5.4 tons | FRIEDRICH | HRCU-A-CB (Split System: Heat Pump with Remote Outdoor Unit-Air-Source) | RD17AZ48AJ3N |  |  | TCFZ6024SEANM | FR801V1005A21UHN | 45500 | 17 | 8.1 | 45500 | 40000 | 87.91% | 2.1 | 0 | 10 |  |  |  | No | R-410A | 3.7917 | Residential & Commercial | Ducted CEE Tier 1
214097717 | Central HP <5.4 tons | FRIEDRICH | HRCU-A-CB (Split System: Heat Pump with Remote Outdoor Unit-Air-Source) | RD17AZ48AJ3N |  |  | TCFZ6024SEANM | FR962V1005A21M4 | 45500 | 16 | 8.1 | 45500 | 40500 | 89.01% | 2.1 | 0 | 10 |  |  |  | No | R-410A | 3.7917 | Residential & Commercial | Ducted CEE Tier 1
214066838 | Central HP <5.4 tons | FRIEDRICH | HRCU-A-CB (Split System: Heat Pump with Remote Outdoor Unit-Air-Source) | RD17AZ36AJ3N |  |  | TCFZ3621MTANM | FR802V0754A17UHN | 34200 | 18 | 8.1 | 34200 | 29400 | 85.96% | 2 | 0 | 10 |  |  |  | No | R-410A | 2.85 | Residential & Commercial | Ducted CEE Tier 1
214066837 | Central HP <5.4 tons | FRIEDRICH | HRCU-A-CB (Split System: Heat Pump with Remote Outdoor Unit-Air-Source) | RD17AZ36AJ3N |  |  | TCFZ3621MTANM | FR97MV0603A17DH | 34200 | 18 | 8.1 | 34200 | 29600 | 86.55% | 1.9 | 0 | 10 |  |  |  | No | R-410A | 2.85 | Residential & Commercial | Ducted CEE Tier 1
214610147 | Central HP <5.4 tons | FRIEDRICH | HRCU-A-CB (Split System: Heat Pump with Remote Outdoor Unit-Air-Source) | FRP18AZ60AJVC |  |  | TCFZ6021SEAAM | FR962V0705A21M4 | 52500 | 18 | 8.1 | 52500 | 50500 | 96.19% | 1.9 | 0 | 10 |  |  |  | No | R-410A | 4.375 | Residential & Commercial | Ducted CEE Tier 1
215940683 | Central HP <5.4 tons | TEMPSTAR | HRCU-A-CB (Split System: Heat Pump with Remote Outdoor Unit-Air-Source) | T5H3V36*K*AAA* |  |  | EVD5X42M21A*+WALLCON | *97CTN1002122A* | 34400 | 21 | 8.5 | 38500 | 28000 | 72.73% | 2.06 | 0 | 12 |  |  |  | No | R-454B | 2.8667 | Residential & Commercial | Ducted CEE Tier 1
215940903 | Central HP <5.4 tons | TEMPSTAR | HRCU-A-CB (Split System: Heat Pump with Remote Outdoor Unit-Air-Source) | T5H3V36*K*AAA* |  |  | EVD5X60M24A*+WALLCON | *97CTN1002122A* | 35600 | 22 | 8.5 | 38000 | 28400 | 74.74% | 2.04 | 0 | 12.5 |  |  |  | No | R-454B | 2.9667 | Residential & Commercial | Ducted CEE Tier 1
215939613 | Central HP <5.4 tons | TEMPSTAR | HRCU-A-CB (Split System: Heat Pump with Remote Outdoor Unit-Air-Source) | T5H3V36*K*AAA* |  |  | EA*5X36M17A*+WALLCON | *80CSU0401712B* | 32400 | 19.5 | 9.5 | 35000 | 26800 | 76.57% | 2 | 0 | 11 |  |  |  | No | R-454B | 2.7 | Residential & Commercial | Ducted CEE Tier 1
215939713 | Central HP <5.4 tons | TEMPSTAR | HRCU-A-CB (Split System: Heat Pump with Remote Outdoor Unit-Air-Source) | T5H3V36*K*AAA* |  |  | EA*5X42M21A*+WALLCON | *97CTN1002122A* | 32800 | 20 | 9.5 | 34800 | 26600 | 76.44% | 2 | 0 | 11.5 |  |  |  | No | R-454B | 2.7333 | Residential & Commercial | Ducted CEE Tier 1
215939733 | Central HP <5.4 tons | TEMPSTAR | HRCU-A-CB (Split System: Heat Pump with Remote Outdoor Unit-Air-Source) | T5H3V36*K*AAA* |  |  | EA*5X48M21A*+WALLCON | *80CSU0401712B* | 33400 | 20.5 | 9.5 | 34400 | 26200 | 76.16% | 2.04 | 0 | 11.7 |  |  |  | No | R-454B | 2.7833 | Residential & Commercial | Ducted CEE Tier 1
215940033 | Central HP <5.4 tons | TEMPSTAR | HRCU-A-CB (Split System: Heat Pump with Remote Outdoor Unit-Air-Source) | T5H3V36*K*AAA* |  |  | ESH5X42M12A*+WALLCON | *80CSU0401712B* | 33600 | 19.5 | 9 | 34600 | 26600 | 76.88% | 1.92 | 0 | 11.7 |  |  |  | No | R-454B | 2.8 | Residential & Commercial | Ducted CEE Tier 1
211242051 | Central HP <5.4 tons | BRYANT HEATING AND COOLING SYSTEMS | HRCU-A-CB (Split System: Heat Pump with Remote Outdoor Unit-Air-Source) | 38MURAQ24AB3* |  |  | CAP**3617AL* | 915SB30026E14*** | 23400 | 16.5 | 8.5 | 25600 | 23600 | 92.19% | 1.96 | 0 | 10 |  |  |  | No | R-410A | 1.95 | Residential & Commercial | Ducted CEE Tier 1
212973384 | Central HP <5.4 tons | AIRQUEST | HRCU-A-CB (Split System: Heat Pump with Remote Outdoor Unit-Air-Source) | DLCURAH18ABK |  |  | EN(A,D)4X30L14** | *96VSN0601412B* | 17400 | 16 | 8.1 | 18000 | 18700 | 103.9% | 2.24 | 0 | 11 |  |  |  | No | R-410A | 1.45 | Residential & Commercial | Ducted CEE Tier 1
214240076 | Central HP <5.4 tons | AIRQUEST | HRCU-A-CB (Split System: Heat Pump with Remote Outdoor Unit-Air-Source) | HVH837GKA** |  |  | EN(A,D,W)4X60L24**+WALLCON | *97CMN1202422B* | 32800 | 17.5 | 8.1 | 32200 | 24600 | 76.4% | 1.96 | 0 | 11.7 |  |  |  | No | R-410A | 2.7333 | Residential & Commercial | Ducted CEE Tier 1
214242048 | Central HP <5.4 tons | AIRQUEST | HRCU-A-CB (Split System: Heat Pump with Remote Outdoor Unit-Air-Source) | HVH825GKA3* |  |  | END4X42L17**+WALLCON | *97CMN0801714B* | 23800 | 16.5 | 8.1 | 21400 | 16700 | 78.04% | 1.96 | 0 | 11 |  |  |  | No | R-410A | 1.9833 | Residential & Commercial | Ducted CEE Tier 1
214242168 | Central HP <5.4 tons | AIRQUEST | HRCU-A-CB (Split System: Heat Pump with Remote Outdoor Unit-Air-Source) | HVH825GKA3* |  |  | EN(A,D,W)4X42L21**+WALLCON | *97CMN1002122B* | 23800 | 16.5 | 8.1 | 21400 | 16600 | 77.57% | 1.96 | 0 | 11 |  |  |  | No | R-410A | 1.9833 | Residential & Commercial | Ducted CEE Tier 1
214242198 | Central HP <5.4 tons | AIRQUEST | HRCU-A-CB (Split System: Heat Pump with Remote Outdoor Unit-Air-Source) | HVH825GKA3* |  |  | EN(A,D,W)4X42L21**+WALLCON | *96CTN1002122B* | 23800 | 16.5 | 8.1 | 21400 | 16600 | 77.57% | 1.96 | 0 | 11 |  |  |  | No | R-410A | 1.9833 | Residential & Commercial | Ducted CEE Tier 1
211262158 | Central HP <5.4 tons | AIRQUEST | HRCU-A-CB (Split System: Heat Pump with Remote Outdoor Unit-Air-Source) | DLCURAH18ABK |  |  | EA*4X30L17A* | *80ES(N,L)0701412A* | 17800 | 16.5 | 8.5 | 18200 | 18500 | 101.6% | 2.22 | 0 | 10.5 |  |  |  | No | R-410A | 1.4833 | Residential & Commercial | Ducted CEE Tier 1
212973567 | Central HP <5.4 tons | DAY & NIGHT | HRCU-A-CB (Split System: Heat Pump with Remote Outdoor Unit-Air-Source) | DLCURAH24ABK |  |  | EA*4X30L17A* | *96VSN0601412B* | 23400 | 16.5 | 8.5 | 26400 | 24800 | 93.94% | 2.06 | 0 | 10 |  |  |  | No | R-410A | 1.95 | Residential & Commercial | Ducted CEE Tier 1
212973597 | Central HP <5.4 tons | DAY & NIGHT | HRCU-A-CB (Split System: Heat Pump with Remote Outdoor Unit-Air-Source) | DLCURAH24ABK |  |  | EN(A,D)4X24L14** | *96VSN0601412B* | 23200 | 16.5 | 8.5 | 26800 | 25400 | 94.78% | 2.12 | 0 | 10 |  |  |  | No | R-410A | 1.9333 | Residential & Commercial | Ducted CEE Tier 1
212971693 | Central HP <5.4 tons | DAY & NIGHT | HRCU-A-CB (Split System: Heat Pump with Remote Outdoor Unit-Air-Source) | DLCURAH24ABK |  |  | EA*4X37L21A* | *80VTL0701716B* | 24200 | 17.5 | 8.5 | 25200 | 21600 | 85.71% | 1.82 | 0 | 10 |  |  |  | No | R-410A | 2.0167 | Residential & Commercial | Ducted CEE Tier 1
206773510 | Central HP <5.4 tons | HEIL | HRCU-A-CB (Split System: Heat Pump with Remote Outdoor Unit-Air-Source) | HVH837GKA2* |  |  | EA*4X48L21A*+WALLCON | *95CSU1002122A* | 32400 | 17.5 | 8.5 | 32600 | 24800 | 76.07% | 2 | 12 | 11.5 |  |  |  | No | R-410A | 2.7 | Residential & Commercial | Ducted CEE Tier 1
206773321 | Central HP <5.4 tons | HEIL | HRCU-A-CB (Split System: Heat Pump with Remote Outdoor Unit-Air-Source) | HVH837GKA2* |  |  | EHD4X42AAL+WALLCON | *80CSU0401712A* | 32400 | 16.5 | 8.1 | 33200 | 24800 | 74.7% | 1.94 | 11.5 | 11 |  |  |  | No | R-410A | 2.7 | Residential & Commercial | Ducted CEE Tier 1
211245473 | Central HP <5.4 tons | COMFORTMAKER | HRCU-A-CB (Split System: Heat Pump with Remote Outdoor Unit-Air-Source) | DLCURAH24ABK |  |  | EN(A,D)4X36L21** | *80ESU0401712A* | 24000 | 17 | 8.1 | 26000 | 23200 | 89.23% | 1.92 | 0 | 10.5 |  |  |  | No | R-410A | 2 | Residential & Commercial | Ducted CEE Tier 1
211261032 | Central HP <5.4 tons | BRYANT HEATING AND COOLING SYSTEMS | HRCU-A-CB (Split System: Heat Pump with Remote Outdoor Unit-Air-Source) | 38MURAQ18AB3* |  |  | CAP**2517AL* | 912SD42060E17*** | 18300 | 16.5 | 8.5 | 18000 | 17500 | 97.22% | 2.12 | 0 | 11 |  |  |  | No | R-410A | 1.525 | Residential & Commercial | Ducted CEE Tier 1
211261699 | Central HP <5.4 tons | BRYANT HEATING AND COOLING SYSTEMS | HRCU-A-CB (Split System: Heat Pump with Remote Outdoor Unit-Air-Source) | 38MURAQ18AB3* |  |  | CAP**3017AL* | 82*SA48045V17*** | 17800 | 16 | 8.5 | 18300 | 18600 | 101.6% | 2.22 | 0 | 10.5 |  |  |  | No | R-410A | 1.4833 | Residential & Commercial | Ducted CEE Tier 1
215939653 | Central HP <5.4 tons | TEMPSTAR | HRCU-A-CB (Split System: Heat Pump with Remote Outdoor Unit-Air-Source) | T5H3V36*K*AAA* |  |  | EA*5X42M21A*+WALLCON | *96CTN0802120B* | 32600 | 19.5 | 9.5 | 34800 | 26800 | 77.01% | 2.02 | 0 | 11.7 |  |  |  | No | R-454B | 2.7167 | Residential & Commercial | Ducted CEE Tier 1
215940103 | Central HP <5.4 tons | TEMPSTAR | HRCU-A-CB (Split System: Heat Pump with Remote Outdoor Unit-Air-Source) | T5H3V36*K*AAA* |  |  | ESH5X48M12A*+WALLCON | *96CTN0802120B* | 33800 | 19.5 | 9 | 34800 | 26600 | 76.44% | 1.94 | 0 | 11.5 |  |  |  | No | R-454B | 2.8167 | Residential & Commercial | Ducted CEE Tier 1
214097715 | Central HP <5.4 tons | FRIEDRICH | HRCU-A-CB (Split System: Heat Pump with Remote Outdoor Unit-Air-Source) | RD17AZ48AJ3N |  |  | TCFZ6024SEANM | FR97MV0855A21DH | 45500 | 16 | 8.1 | 45500 | 40500 | 89.01% | 2.1 | 0 | 10 |  |  |  | No | R-410A | 3.7917 | Residential & Commercial | Ducted CEE Tier 1
213770488 | Central HP <5.4 tons | AIRQUEST | HRCU-A-CB (Split System: Heat Pump with Remote Outdoor Unit-Air-Source) | HVH825GKA2* |  |  | EA*4X24L17A*+WALLCON | *80CTL0451712B* | 23200 | 16 | 8.1 | 22000 | 16900 | 76.82% | 1.88 | 0 | 10.5 |  |  |  | No | R-410A | 1.9333 | Residential & Commercial | Ducted CEE Tier 1
213771088 | Central HP <5.4 tons | AIRQUEST | HRCU-A-CB (Split System: Heat Pump with Remote Outdoor Unit-Air-Source) | HVH825GKA2* |  |  | EA*4X37L17A*+WALLCON | *97CMN0801714B* | 24200 | 16 | 8.1 | 21400 | 16700 | 78.04% | 2 | 0 | 11 |  |  |  | No | R-410A | 2.0167 | Residential & Commercial | Ducted CEE Tier 1
213771138 | Central HP <5.4 tons | AIRQUEST | HRCU-A-CB (Split System: Heat Pump with Remote Outdoor Unit-Air-Source) | HVH825GKA2* |  |  | EA*4X37L21A*+WALLCON | *80CTL0701716B* | 24400 | 17 | 8.5 | 21200 | 16600 | 78.3% | 2.02 | 0 | 11 |  |  |  | No | R-410A | 2.0333 | Residential & Commercial | Ducted CEE Tier 1
213771608 | Central HP <5.4 tons | AIRQUEST | HRCU-A-CB (Split System: Heat Pump with Remote Outdoor Unit-Air-Source) | HVH825GKA2* |  |  | EA*4X48L21A*+WALLCON | *95CSU0601716B* | 24000 | 16.5 | 8.1 | 21000 | 16500 | 78.57% | 2 | 0 | 10.5 |  |  |  | No | R-410A | 2 | Residential & Commercial | Ducted CEE Tier 1
214242807 | Central HP <5.4 tons | HEIL | HRCU-A-CB (Split System: Heat Pump with Remote Outdoor Unit-Air-Source) | HVH825GKA2* |  |  | EN(A,D)4X36L21**+WALLCON | *97CMN0801714B* | 23400 | 16.5 | 8.1 | 21600 | 16700 | 77.31% | 1.92 | 0 | 10.5 |  |  |  | No | R-410A | 1.95 | Residential & Commercial | Ducted CEE Tier 1
211261956 | Central HP <5.4 tons | DAY & NIGHT | HRCU-A-CB (Split System: Heat Pump with Remote Outdoor Unit-Air-Source) | DLCURAH18ABK |  |  | EA*4X30L17A* | *95ESN0261410A* | 18200 | 15.5 | 8.5 | 18800 | 18400 | 97.87% | 2.22 | 0 | 10.5 |  |  |  | No | R-410A | 1.5167 | Residential & Commercial | Ducted CEE Tier 1
211260739 | Central HP <5.4 tons | DAY & NIGHT | HRCU-A-CB (Split System: Heat Pump with Remote Outdoor Unit-Air-Source) | DLCURAH18ABK |  |  | EA*4X25L17A* | *96VSN0601412A* | 18500 | 16 | 8.5 | 18300 | 17400 | 95.08% | 2.12 | 0 | 11 |  |  |  | No | R-410A | 1.5417 | Residential & Commercial | Ducted CEE Tier 1
211260821 | Central HP <5.4 tons | DAY & NIGHT | HRCU-A-CB (Split System: Heat Pump with Remote Outdoor Unit-Air-Source) | DLCURAH18ABK |  |  | EA*4X25L17A* | *80ESU0401712A* | 19000 | 16.5 | 8.5 | 18600 | 17200 | 92.47% | 2.12 | 0 | 11 |  |  |  | No | R-410A | 1.5833 | Residential & Commercial | Ducted CEE Tier 1
212969968 | Central HP <5.4 tons | AIRQUEST | HRCU-A-CB (Split System: Heat Pump with Remote Outdoor Unit-Air-Source) | DLCURAH18ABK |  |  | EA*4X19L17A* | *80VSL0701716B* | 17800 | 16.5 | 8.1 | 17800 | 17900 | 100.6% | 2.16 | 0 | 10.5 |  |  |  | No | R-410A | 1.4833 | Residential & Commercial | Ducted CEE Tier 1
214239555 | Central HP <5.4 tons | HEIL | HRCU-A-CB (Split System: Heat Pump with Remote Outdoor Unit-Air-Source) | HVH837GKA** |  |  | EN(A,D)4X36L21**+WALLCON | *80CTL1102120B* | 31400 | 16.5 | 8.1 | 33000 | 24000 | 72.73% | 1.82 | 0 | 11 |  |  |  | No | R-410A | 2.6167 | Residential & Commercial | Ducted CEE Tier 1
214239655 | Central HP <5.4 tons | HEIL | HRCU-A-CB (Split System: Heat Pump with Remote Outdoor Unit-Air-Source) | HVH837GKA** |  |  | END4X42L17**+WALLCON | *80CTL0701716B* | 32000 | 16.5 | 8.1 | 33000 | 24800 | 75.15% | 1.9 | 0 | 11 |  |  |  | No | R-410A | 2.6667 | Residential & Commercial | Ducted CEE Tier 1
214240055 | Central HP <5.4 tons | HEIL | HRCU-A-CB (Split System: Heat Pump with Remote Outdoor Unit-Air-Source) | HVH837GKA** |  |  | EN(A,D,W)4X60L24**+WALLCON | *80CTL1352422B* | 32800 | 17.5 | 8.1 | 32200 | 24600 | 76.4% | 1.96 | 0 | 12 |  |  |  | No | R-410A | 2.7333 | Residential & Commercial | Ducted CEE Tier 1
214574467 | Central HP <5.4 tons | TEMPSTAR | HRCU-A-CB (Split System: Heat Pump with Remote Outdoor Unit-Air-Source) | TVH837GKA2* |  |  | EN(A,D)4X36L21**+WALLCON | *95CSU0802120B* | 31400 | 16.5 | 8.1 | 33200 | 24200 | 72.89% | 1.82 | 0 | 11 |  |  |  | No | R-410A | 2.6167 | Residential & Commercial | Ducted CEE Tier 1
214574687 | Central HP <5.4 tons | TEMPSTAR | HRCU-A-CB (Split System: Heat Pump with Remote Outdoor Unit-Air-Source) | TVH837GKA2* |  |  | EN(A,D)4X48L24**+WALLCON | *96CTN0802120B* | 32400 | 17.5 | 8.5 | 32600 | 24800 | 76.07% | 1.98 | 0 | 11.5 |  |  |  | No | R-410A | 2.7 | Residential & Commercial | Ducted CEE Tier 1
213780744 | Central HP <5.4 tons | TEMPSTAR | HRCU-A-CB (Split System: Heat Pump with Remote Outdoor Unit-Air-Source) | TVH837GKA2* |  |  | EA*4X36L21A*+WALLCON | *80CTL0701716B* | 31400 | 16.5 | 8.1 | 33000 | 24400 | 73.94% | 1.84 | 0 | 10.5 |  |  |  | No | R-410A | 2.6167 | Residential & Commercial | Ducted CEE Tier 1
213780794 | Central HP <5.4 tons | TEMPSTAR | HRCU-A-CB (Split System: Heat Pump with Remote Outdoor Unit-Air-Source) | TVH837GKA2* |  |  | EA*4X36L21A*+WALLCON | *97CMN0601714B* | 31200 | 16.5 | 8.1 | 33200 | 24600 | 74.1% | 1.82 | 0 | 10.5 |  |  |  | No | R-410A | 2.6 | Residential & Commercial | Ducted CEE Tier 1
216051065 | Central HP <5.4 tons | FRIEDRICH | HRCU-A-CB (Split System: Heat Pump with Remote Outdoor Unit-Air-Source) | FRP19AY36AJVC |  |  | TCFY3621MEAAM | FR802V0504A17UH | 34200 | 20 | 10 | 34200 | 29600 | 86.55% | 2 | 0 | 12 |  |  |  | No | R-454B | 2.85 | Residential & Commercial | Ducted CEE Tier 1
216051100 | Central HP <5.4 tons | FRIEDRICH | HRCU-A-CB (Split System: Heat Pump with Remote Outdoor Unit-Air-Source) | FRP19AY36AJVC |  |  | RCFY3621MEAAM | FR962V0603A17M4 | 34200 | 20 | 10 | 34200 | 29600 | 86.55% | 2 | 0 | 12 |  |  |  | No | R-454B | 2.85 | Residential & Commercial | Ducted CEE Tier 1
213774644 | Central HP <5.4 tons | TEMPSTAR | HRCU-A-CB (Split System: Heat Pump with Remote Outdoor Unit-Air-Source) | TVH825GKA3* |  |  | EHD4X48AAL+WALLCON | *97CMN0601714B* | 24000 | 15.5 | 8.1 | 21400 | 16700 | 78.04% | 2 | 0 | 10.5 |  |  |  | No | R-410A | 2 | Residential & Commercial | Ducted CEE Tier 1
216551856 | Central HP <5.4 tons | FRIEDRICH | HRCU-A-CB (Split System: Heat Pump with Remote Outdoor Unit-Air-Source) | FRP19AY60AJVC |  |  | RCFY6021SEAAM | FR97MV1005A21DH | 53500 | 17 | 10 | 53500 | 48500 | 90.65% | 2 | 0 | 10 |  |  |  | No | R-454B | 4.4583 | Residential & Commercial | Ducted CEE Tier 1
216551905 | Central HP <5.4 tons | FRIEDRICH | HRCU-A-CB (Split System: Heat Pump with Remote Outdoor Unit-Air-Source) | FRP19AY60AJVC |  |  | RCFY6021SEAAM | FR97MV0855A21DH | 53500 | 17 | 10 | 53500 | 48500 | 90.65% | 2 | 0 | 10 |  |  |  | No | R-454B | 4.4583 | Residential & Commercial | Ducted CEE Tier 1
210533058 | Central HP <5.4 tons | CARRIER | HRCU-A-CB (Split System: Heat Pump with Remote Outdoor Unit-Air-Source) | 25VNA424A*031* |  |  | CNPV*3017AL*+UI | 59TN6B080C17**14 | 23200 | 20 | 9.5 | 26800 | 20000 | 74.63% | 2.38 | 0 | 13 |  |  |  | No | R-410A | 1.9333 | Residential & Commercial | Ducted CEE Tier 1
210533088 | Central HP <5.4 tons | CARRIER | HRCU-A-CB (Split System: Heat Pump with Remote Outdoor Unit-Air-Source) | 25VNA424A*031* |  |  | CSPH*3012AL*+UI | 58CU*A040C17**12 | 23400 | 19 | 9 | 27000 | 19900 | 73.7% | 2.44 | 0 | 12.5 |  |  |  | No | R-410A | 1.95 | Residential & Commercial | Ducted CEE Tier 1
210533090 | Central HP <5.4 tons | CARRIER | HRCU-A-CB (Split System: Heat Pump with Remote Outdoor Unit-Air-Source) | 25VNA424A*031* |  |  | CSPH*3012AL*+UI | 58CU*A060C17**16 | 23400 | 19 | 9 | 27000 | 20000 | 74.07% | 2.44 | 0 | 12.5 |  |  |  | No | R-410A | 1.95 | Residential & Commercial | Ducted CEE Tier 1
214610149 | Central HP <5.4 tons | FRIEDRICH | HRCU-A-CB (Split System: Heat Pump with Remote Outdoor Unit-Air-Source) | FRP18AZ60AJVC |  |  | TCFZ6021SEAAM | FR962V0855A21M4 | 52500 | 18 | 8.1 | 52500 | 50500 | 96.19% | 1.9 | 0 | 10 |  |  |  | No | R-410A | 4.375 | Residential & Commercial | Ducted CEE Tier 1
214066645 | Central HP <5.4 tons | FRIEDRICH | HRCU-A-CB (Split System: Heat Pump with Remote Outdoor Unit-Air-Source) | RD17AZ36AJ3N |  |  | TCFZ3621MTANM | FR802V0754A17UH | 34200 | 18 | 8.1 | 34200 | 29400 | 85.96% | 2 | 0 | 10 |  |  |  | No | R-410A | 2.85 | Residential & Commercial | Ducted CEE Tier 1
211245600 | Central HP <5.4 tons | COMFORTMAKER | HRCU-A-CB (Split System: Heat Pump with Remote Outdoor Unit-Air-Source) | DLCURAH24ABK |  |  | EN(A,D)4X36L21** | *80ES(N,L)0701712A* | 24400 | 16.5 | 8.1 | 26400 | 22600 | 85.61% | 1.88 | 0 | 10.5 |  |  |  | No | R-410A | 2.0333 | Residential & Commercial | Ducted CEE Tier 1
211245277 | Central HP <5.4 tons | COMFORTMAKER | HRCU-A-CB (Split System: Heat Pump with Remote Outdoor Unit-Air-Source) | DLCURAH24ABK |  |  | EN(A,D,W)4X36L17** | OMV112K14A | 24000 | 16 | 8.1 | 26400 | 23000 | 87.12% | 1.88 | 0 | 10 |  |  |  | No | R-410A | 2 | Residential & Commercial | Ducted CEE Tier 1
211245548 | Central HP <5.4 tons | COMFORTMAKER | HRCU-A-CB (Split System: Heat Pump with Remote Outdoor Unit-Air-Source) | DLCURAH24ABK |  |  | EN(A,D)4X36L21** | *96VTN0601714A* | 24000 | 16.5 | 8.1 | 26200 | 23200 | 88.55% | 1.92 | 0 | 10 |  |  |  | No | R-410A | 2 | Residential & Commercial | Ducted CEE Tier 1
212985044 | Central HP <5.4 tons | COMFORTMAKER | HRCU-A-CB (Split System: Heat Pump with Remote Outdoor Unit-Air-Source) | DLCURAH24ABK |  |  | EA*4X37L21A* | *92MSN0802120A* | 24800 | 17.5 | 8.5 | 25600 | 21400 | 83.59% | 1.8 | 0 | 10.5 |  |  |  | No | R-410A | 2.0667 | Residential & Commercial | Ducted CEE Tier 1
212986228 | Central HP <5.4 tons | COMFORTMAKER | HRCU-A-CB (Split System: Heat Pump with Remote Outdoor Unit-Air-Source) | DLCURAH24ABK |  |  | EN(A,D)4X24L17** | *96MSN0401410A* | 23200 | 16 | 8.5 | 27000 | 25200 | 93.33% | 2.1 | 0 | 10 |  |  |  | No | R-410A | 1.9333 | Residential & Commercial | Ducted CEE Tier 1
213779374 | Central HP <5.4 tons | TEMPSTAR | HRCU-A-CB (Split System: Heat Pump with Remote Outdoor Unit-Air-Source) | TVH837GKA** |  |  | EA*4X48L21A*+WALLCON | *80CTL0451712B* | 32000 | 16.5 | 8.1 | 32800 | 25200 | 76.83% | 1.92 | 0 | 10.5 |  |  |  | No | R-410A | 2.6667 | Residential & Commercial | Ducted CEE Tier 1
213779574 | Central HP <5.4 tons | TEMPSTAR | HRCU-A-CB (Split System: Heat Pump with Remote Outdoor Unit-Air-Source) | TVH837GKA** |  |  | EA*4X60L24A*+WALLCON | *80CTL1102120B* | 32800 | 17.5 | 8.1 | 31800 | 24600 | 77.36% | 1.98 | 0 | 11.5 |  |  |  | No | R-410A | 2.7333 | Residential & Commercial | Ducted CEE Tier 1
213779674 | Central HP <5.4 tons | TEMPSTAR | HRCU-A-CB (Split System: Heat Pump with Remote Outdoor Unit-Air-Source) | TVH837GKA** |  |  | EA*4X61L21A*+WALLCON | *80CTL1102120B* | 33200 | 17.5 | 8.5 | 32000 | 24800 | 77.5% | 1.98 | 0 | 11.5 |  |  |  | No | R-410A | 2.7667 | Residential & Commercial | Ducted CEE Tier 1
213779774 | Central HP <5.4 tons | TEMPSTAR | HRCU-A-CB (Split System: Heat Pump with Remote Outdoor Unit-Air-Source) | TVH837GKA** |  |  | EA*4X61L24A*+WALLCON | *80CTL1352422B* | 33200 | 17.5 | 8.5 | 32000 | 24800 | 77.5% | 2 | 0 | 11.7 |  |  |  | No | R-410A | 2.7667 | Residential & Commercial | Ducted CEE Tier 1
214066677 | Central HP <5.4 tons | FRIEDRICH | HRCU-A-CB (Split System: Heat Pump with Remote Outdoor Unit-Air-Source) | RD17AZ36AJ3N |  |  | TCFZ3621MTANM | FR802V0754A17DZ | 34200 | 18 | 8.1 | 34200 | 29600 | 86.55% | 1.9 | 0 | 10 |  |  |  | No | R-410A | 2.85 | Residential & Commercial | Ducted CEE Tier 1
214066795 | Central HP <5.4 tons | FRIEDRICH | HRCU-A-CB (Split System: Heat Pump with Remote Outdoor Unit-Air-Source) | RD17AZ36AJ3N |  |  | TCFZ3621MTANM | FR801V0704A17UHU | 34200 | 18 | 8.1 | 34200 | 29600 | 86.55% | 1.9 | 0 | 10 |  |  |  | No | R-410A | 2.85 | Residential & Commercial | Ducted CEE Tier 1
212986612 | Central HP <5.4 tons | COMFORTMAKER | HRCU-A-CB (Split System: Heat Pump with Remote Outdoor Unit-Air-Source) | DLCURAH24ABK |  |  | EN(A,D)4X24L17** | *96MSN0401712A* | 23200 | 15.2 | 8.5 | 27200 | 24800 | 91.18% | 2.04 | 0 | 10 |  |  |  | No | R-410A | 1.9333 | Residential & Commercial | Ducted CEE Tier 1
214239659 | Central HP <5.4 tons | DAY & NIGHT | HRCU-A-CB (Split System: Heat Pump with Remote Outdoor Unit-Air-Source) | CVH837GKA** |  |  | END4X42L17**+WALLCON | *80CTL0701716B* | 32000 | 16.5 | 8.1 | 33000 | 24800 | 75.15% | 1.9 | 0 | 11 |  |  |  | No | R-410A | 2.6667 | Residential & Commercial | Ducted CEE Tier 1
214239959 | Central HP <5.4 tons | DAY & NIGHT | HRCU-A-CB (Split System: Heat Pump with Remote Outdoor Unit-Air-Source) | CVH837GKA** |  |  | EN(A,D,W)4X48L21**+WALLCON | *96CTN1002122B* | 32400 | 17 | 8.1 | 32600 | 24600 | 75.46% | 1.96 | 0 | 11.7 |  |  |  | No | R-410A | 2.7 | Residential & Commercial | Ducted CEE Tier 1
211245588 | Central HP <5.4 tons | COMFORTMAKER | HRCU-A-CB (Split System: Heat Pump with Remote Outdoor Unit-Air-Source) | DLCURAH24ABK |  |  | EN(A,D)4X36L21** | *80ES(N,L)0451712A* | 24000 | 16.5 | 8.1 | 26200 | 23000 | 87.79% | 1.9 | 0 | 10.5 |  |  |  | No | R-410A | 2 | Residential & Commercial | Ducted CEE Tier 1
211245636 | Central HP <5.4 tons | COMFORTMAKER | HRCU-A-CB (Split System: Heat Pump with Remote Outdoor Unit-Air-Source) | DLCURAH24ABK |  |  | EN(A,D)4X36L21** | *80ES(N,L)0902120A* | 24600 | 16.5 | 8.5 | 26600 | 22400 | 84.21% | 1.84 | 0 | 10.5 |  |  |  | No | R-410A | 2.05 | Residential & Commercial | Ducted CEE Tier 1
211243533 | Central HP <5.4 tons | DAY & NIGHT | HRCU-A-CB (Split System: Heat Pump with Remote Outdoor Unit-Air-Source) | DLCURAH24ABK |  |  | EA*4X37L21A* | *80ES(N,L)0901714A* | 25400 | 17 | 8.5 | 25800 | 20600 | 79.84% | 1.76 | 0 | 10.5 |  |  |  | No | R-410A | 2.1167 | Residential & Commercial | Ducted CEE Tier 1
211244016 | Central HP <5.4 tons | AIRQUEST | HRCU-A-CB (Split System: Heat Pump with Remote Outdoor Unit-Air-Source) | DLCURAH24ABK |  |  | EN(A,D)4X24L17** | *80VTL0701716A* | 23600 | 16.5 | 8.5 | 26600 | 23400 | 87.97% | 1.94 | 0 | 10 |  |  |  | No | R-410A | 1.9667 | Residential & Commercial | Ducted CEE Tier 1
215940453 | Central HP <5.4 tons | TEMPSTAR | HRCU-A-CB (Split System: Heat Pump with Remote Outdoor Unit-Air-Source) | T5H3V36*K*AAA* |  |  | EVM5X60M21A*+WALLCON | *97CTN0802120A* | 35600 | 21.5 | 8.5 | 38000 | 28600 | 75.26% | 2.04 | 0 | 12 |  |  |  | No | R-454B | 2.9667 | Residential & Commercial | Ducted CEE Tier 1
215940623 | Central HP <5.4 tons | TEMPSTAR | HRCU-A-CB (Split System: Heat Pump with Remote Outdoor Unit-Air-Source) | T5H3V36*K*AAA* |  |  | EVD5X42M21A*+WALLCON | *96CTN0802120B* | 34400 | 20.5 | 8.5 | 38500 | 28200 | 73.25% | 2.04 | 0 | 11.7 |  |  |  | No | R-454B | 2.8667 | Residential & Commercial | Ducted CEE Tier 1
215940653 | Central HP <5.4 tons | TEMPSTAR | HRCU-A-CB (Split System: Heat Pump with Remote Outdoor Unit-Air-Source) | T5H3V36*K*AAA* |  |  | EVD5X42M21A*+WALLCON | *97CTN0601716A* | 34000 | 20 | 8.5 | 39500 | 28800 | 72.91% | 2.02 | 0 | 11 |  |  |  | No | R-454B | 2.8333 | Residential & Commercial | Ducted CEE Tier 1
215940723 | Central HP <5.4 tons | TEMPSTAR | HRCU-A-CB (Split System: Heat Pump with Remote Outdoor Unit-Air-Source) | T5H3V36*K*AAA* |  |  | EVD5X42M24A*+WALLCON | *97CTN1202422A* | 35600 | 22 | 8.5 | 38000 | 28400 | 74.74% | 2.04 | 0 | 12.5 |  |  |  | No | R-454B | 2.9667 | Residential & Commercial | Ducted CEE Tier 1
212987038 | Central HP <5.4 tons | BRYANT HEATING AND COOLING SYSTEMS | HRCU-A-CB (Split System: Heat Pump with Remote Outdoor Unit-Air-Source) | 38MURAQ18AB3* |  |  | CNPV*1814AL* | 916SA36060M14*** | 17400 | 16 | 8.5 | 18600 | 19800 | 106.5% | 2.38 | 0 | 10.5 |  |  |  | No | R-410A | 1.45 | Residential & Commercial | Ducted CEE Tier 1
212987508 | Central HP <5.4 tons | BRYANT HEATING AND COOLING SYSTEMS | HRCU-A-CB (Split System: Heat Pump with Remote Outdoor Unit-Air-Source) | 38MURAQ18AB3* |  |  | CAP**2417AL* | 916SA48080M17*** | 17700 | 16 | 8.5 | 18600 | 19400 | 104.3% | 2.32 | 0 | 10.5 |  |  |  | No | R-410A | 1.475 | Residential & Commercial | Ducted CEE Tier 1
215940063 | Central HP <5.4 tons | TEMPSTAR | HRCU-A-CB (Split System: Heat Pump with Remote Outdoor Unit-Air-Source) | T5H3V36*K*AAA* |  |  | ESH5X42M12A*+WALLCON | *97CTN0801716A* | 33400 | 18.5 | 9 | 35200 | 27000 | 76.7% | 1.92 | 0 | 11 |  |  |  | No | R-454B | 2.7833 | Residential & Commercial | Ducted CEE Tier 1
215940163 | Central HP <5.4 tons | TEMPSTAR | HRCU-A-CB (Split System: Heat Pump with Remote Outdoor Unit-Air-Source) | T5H3V36*K*AAA* |  |  | ESH5X48M12A*+WALLCON | *97CTN1002122A* | 33800 | 19.5 | 9 | 34600 | 26400 | 76.3% | 1.92 | 0 | 11.7 |  |  |  | No | R-454B | 2.8167 | Residential & Commercial | Ducted CEE Tier 1
215940193 | Central HP <5.4 tons | TEMPSTAR | HRCU-A-CB (Split System: Heat Pump with Remote Outdoor Unit-Air-Source) | T5H3V36*K*AAA* |  |  | ESH5X60M12A*+WALLCON | *80CSU0401712B* | 34200 | 19.5 | 9 | 34200 | 26000 | 76.02% | 1.94 | 0 | 11.7 |  |  |  | No | R-454B | 2.85 | Residential & Commercial | Ducted CEE Tier 1
215940263 | Central HP <5.4 tons | TEMPSTAR | HRCU-A-CB (Split System: Heat Pump with Remote Outdoor Unit-Air-Source) | T5H3V36*K*AAA* |  |  | EVM5X44M21A*+WALLCON | *96CTN0802120B* | 35600 | 21.5 | 8.5 | 38000 | 28600 | 75.26% | 2.04 | 0 | 12 |  |  |  | No | R-454B | 2.9667 | Residential & Commercial | Ducted CEE Tier 1
211260909 | Central HP <5.4 tons | BRYANT HEATING AND COOLING SYSTEMS | HRCU-A-CB (Split System: Heat Pump with Remote Outdoor Unit-Air-Source) | 38MURAQ18AB3* |  |  | CAP**2517AL* | 915SB36060E14*** | 18400 | 16.5 | 8.5 | 18200 | 17500 | 96.15% | 2.12 | 0 | 11 |  |  |  | No | R-410A | 1.5333 | Residential & Commercial | Ducted CEE Tier 1
211261777 | Central HP <5.4 tons | BRYANT HEATING AND COOLING SYSTEMS | HRCU-A-CB (Split System: Heat Pump with Remote Outdoor Unit-Air-Source) | 38MURAQ18AB3* |  |  | CAP**3017AL* | 82*TA36070V14*** | 17900 | 16.5 | 8.5 | 18300 | 18500 | 101.1% | 2.22 | 0 | 10.5 |  |  |  | No | R-410A | 1.4917 | Residential & Commercial | Ducted CEE Tier 1
215932196 | Central HP <5.4 tons | HEIL | HRCU-A-CB (Split System: Heat Pump with Remote Outdoor Unit-Air-Source) | H5H3V36*K*AAA* |  |  | EA*5X42M21A*+WALLCON | *80CSU0601716A* | 32600 | 20 | 9.5 | 34800 | 26800 | 77.01% | 2 | 0 | 11 |  |  |  | No | R-454B | 2.7167 | Residential & Commercial | Ducted CEE Tier 1
215932416 | Central HP <5.4 tons | HEIL | HRCU-A-CB (Split System: Heat Pump with Remote Outdoor Unit-Air-Source) | H5H3V36*K*AAA* |  |  | EA*5X48M21A*+WALLCON | *80CTL0702120B* | 33400 | 20 | 9.5 | 34600 | 26400 | 76.3% | 2.04 | 0 | 11.5 |  |  |  | No | R-454B | 2.7833 | Residential & Commercial | Ducted CEE Tier 1
215939863 | Central HP <5.4 tons | TEMPSTAR | HRCU-A-CB (Split System: Heat Pump with Remote Outdoor Unit-Air-Source) | T5H3V36*K*AAA* |  |  | EA*5X61M21A*+WALLCON | *97CTN0601716A* | 34000 | 19.5 | 9 | 35200 | 26800 | 76.14% | 1.94 | 0 | 11 |  |  |  | No | R-454B | 2.8333 | Residential & Commercial | Ducted CEE Tier 1
215939883 | Central HP <5.4 tons | TEMPSTAR | HRCU-A-CB (Split System: Heat Pump with Remote Outdoor Unit-Air-Source) | T5H3V36*K*AAA* |  |  | EA*5X61M21A*+WALLCON | *97CTN0802120A* | 34400 | 20 | 9 | 34400 | 26200 | 76.16% | 1.96 | 0 | 11.7 |  |  |  | No | R-454B | 2.8667 | Residential & Commercial | Ducted CEE Tier 1
215939913 | Central HP <5.4 tons | TEMPSTAR | HRCU-A-CB (Split System: Heat Pump with Remote Outdoor Unit-Air-Source) | T5H3V36*K*AAA* |  |  | EA*5X61M24A*+WALLCON | *97CTN0802120A* | 34400 | 20.5 | 9.5 | 34400 | 26000 | 75.58% | 2.06 | 0 | 12 |  |  |  | No | R-454B | 2.8667 | Residential & Commercial | Ducted CEE Tier 1
215940133 | Central HP <5.4 tons | TEMPSTAR | HRCU-A-CB (Split System: Heat Pump with Remote Outdoor Unit-Air-Source) | T5H3V36*K*AAA* |  |  | ESH5X48M12A*+WALLCON | *97CTN0601716A* | 33400 | 18.5 | 9 | 35400 | 27200 | 76.84% | 1.92 | 0 | 10.5 |  |  |  | No | R-454B | 2.7833 | Residential & Commercial | Ducted CEE Tier 1
215940283 | Central HP <5.4 tons | TEMPSTAR | HRCU-A-CB (Split System: Heat Pump with Remote Outdoor Unit-Air-Source) | T5H3V36*K*AAA* |  |  | EVM5X44M21A*+WALLCON | *80CSU0601716B* | 35600 | 22 | 8.5 | 38000 | 28600 | 75.26% | 2.02 | 0 | 12.5 |  |  |  | No | R-454B | 2.9667 | Residential & Commercial | Ducted CEE Tier 1
215940633 | Central HP <5.4 tons | TEMPSTAR | HRCU-A-CB (Split System: Heat Pump with Remote Outdoor Unit-Air-Source) | T5H3V36*K*AAA* |  |  | EVD5X42M21A*+WALLCON | *80CSU0401712B* | 34600 | 21 | 8.5 | 38500 | 28000 | 72.73% | 2.04 | 0 | 12 |  |  |  | No | R-454B | 2.8833 | Residential & Commercial | Ducted CEE Tier 1
212987496 | Central HP <5.4 tons | BRYANT HEATING AND COOLING SYSTEMS | HRCU-A-CB (Split System: Heat Pump with Remote Outdoor Unit-Air-Source) | 38MURAQ18AB3* |  |  | CAP**1917AL* | 916SA48080M17*** | 18200 | 16.5 | 8.5 | 18100 | 17700 | 97.79% | 2.14 | 0 | 11 |  |  |  | No | R-410A | 1.5167 | Residential & Commercial | Ducted CEE Tier 1
214610152 | Central HP <5.4 tons | FRIEDRICH | HRCU-A-CB (Split System: Heat Pump with Remote Outdoor Unit-Air-Source) | FRP18AZ48AJVC |  |  | TCFZ6021SEAAM | FR802V0504A17UH | 45000 | 19 | 8.5 | 44000 | 45500 | 103.4% | 1.9 | 0 | 12 |  |  |  | No | R-410A | 3.75 | Residential & Commercial | Ducted CEE Tier 1
212988782 | Central HP <5.4 tons | BRYANT HEATING AND COOLING SYSTEMS | HRCU-A-CB (Split System: Heat Pump with Remote Outdoor Unit-Air-Source) | 38MURAQ18AB3* |  |  | CAP**2417AL* | 935SB36040M17*** | 17200 | 16 | 8.5 | 18200 | 19400 | 106.6% | 2.34 | 0 | 10.5 |  |  |  | No | R-410A | 1.4333 | Residential & Commercial | Ducted CEE Tier 1
212989274 | Central HP <5.4 tons | BRYANT HEATING AND COOLING SYSTEMS | HRCU-A-CB (Split System: Heat Pump with Remote Outdoor Unit-Air-Source) | 38MURAQ18AB3* |  |  | CAP**2417AL* | 935SB48060M17*** | 17300 | 16.5 | 8.5 | 18200 | 19400 | 106.6% | 2.34 | 0 | 10.5 |  |  |  | No | R-410A | 1.4417 | Residential & Commercial | Ducted CEE Tier 1
215681838 | Central HP <5.4 tons | COMFORTMAKER | HRCU-A-CB (Split System: Heat Pump with Remote Outdoor Unit-Air-Source) | C5H0V48*K*AAA* |  |  | EVM5X49M21A*+WALLCON | *80CSU0601716B* | 48000 | 18.5 | 9 | 50000 | 36800 | 73.6% | 2 | 0 | 10 |  |  |  | No | R-454B | 4 | Residential & Commercial | Ducted CEE Tier 1
210470373 | Central HP <5.4 tons | TEMPSTAR | HRCU-A-CB (Split System: Heat Pump with Remote Outdoor Unit-Air-Source) | TVH837GKA2* |  |  | EA*4X60L24A*+WALLCON | *97CMN0602120A* | 32600 | 17 | 8.1 | 32200 | 25000 | 77.64% | 1.96 | 0 | 11.5 |  |  |  | No | R-410A | 2.7167 | Residential & Commercial | Ducted CEE Tier 1
210470637 | Central HP <5.4 tons | TEMPSTAR | HRCU-A-CB (Split System: Heat Pump with Remote Outdoor Unit-Air-Source) | TVH837GKA2* |  |  | EA*4X61L24A*+WALLCON | *96CTN1002122A* | 33200 | 18 | 8.5 | 32000 | 24800 | 77.5% | 2 | 0 | 12 |  |  |  | No | R-410A | 2.7667 | Residential & Commercial | Ducted CEE Tier 1
214066550 | Central HP <5.4 tons | FRIEDRICH | HRCU-A-CB (Split System: Heat Pump with Remote Outdoor Unit-Air-Source) | RD17AZ36AJ3N |  |  | TCFZ3621MTANM | FR921V1005A21M4 | 34200 | 17 | 8.1 | 34200 | 29600 | 86.55% | 1.9 | 0 | 10 |  |  |  | No | R-410A | 2.85 | Residential & Commercial | Ducted CEE Tier 1
214241627 | Central HP <5.4 tons | HEIL | HRCU-A-CB (Split System: Heat Pump with Remote Outdoor Unit-Air-Source) | HVH825GKA3* |  |  | EN(A,D)4X24L17**+WALLCON | *96CTN0601714B* | 23200 | 15.5 | 8.1 | 22200 | 16900 | 76.13% | 1.9 | 0 | 10.5 |  |  |  | No | R-410A | 1.9333 | Residential & Commercial | Ducted CEE Tier 1
214242077 | Central HP <5.4 tons | HEIL | HRCU-A-CB (Split System: Heat Pump with Remote Outdoor Unit-Air-Source) | HVH825GKA3* |  |  | END4X42L17**+WALLCON | *96CTN0801714B* | 24000 | 16.5 | 8.1 | 21400 | 16600 | 77.57% | 1.98 | 0 | 11 |  |  |  | No | R-410A | 2 | Residential & Commercial | Ducted CEE Tier 1
214242177 | Central HP <5.4 tons | HEIL | HRCU-A-CB (Split System: Heat Pump with Remote Outdoor Unit-Air-Source) | HVH825GKA3* |  |  | EN(A,D,W)4X42L21**+WALLCON | *96CTN0601714B* | 23600 | 16 | 8.1 | 21600 | 16700 | 77.31% | 1.94 | 0 | 11 |  |  |  | No | R-410A | 1.9667 | Residential & Commercial | Ducted CEE Tier 1
214242297 | Central HP <5.4 tons | HEIL | HRCU-A-CB (Split System: Heat Pump with Remote Outdoor Unit-Air-Source) | HVH825GKA3* |  |  | EN(A,D,W)4X48L21**+WALLCON | *96CTN0601714B* | 24000 | 16.5 | 8.1 | 21400 | 16600 | 77.57% | 2 | 0 | 11 |  |  |  | No | R-410A | 2 | Residential & Commercial | Ducted CEE Tier 1
212985753 | Central HP <5.4 tons | CARRIER | HRCU-A-CB (Split System: Heat Pump with Remote Outdoor Unit-Air-Source) | 38MURAQ24AB3* |  |  | CAP**2414AL* | 59SC6A026M14**10 | 23200 | 16.5 | 8.5 | 27000 | 26400 | 97.78% | 2.2 | 0 | 10 |  |  |  | No | R-410A | 1.9333 | Residential & Commercial | Ducted CEE Tier 1
214243057 | Central HP <5.4 tons | HEIL | HRCU-A-CB (Split System: Heat Pump with Remote Outdoor Unit-Air-Source) | HVH825GKA2* |  |  | EN(A,D,W)4X42L21**+WALLCON | *96CTN0801714B* | 23800 | 16.5 | 8.1 | 21400 | 16700 | 78.04% | 1.96 | 0 | 11 |  |  |  | No | R-410A | 1.9833 | Residential & Commercial | Ducted CEE Tier 1
214097716 | Central HP <5.4 tons | FRIEDRICH | HRCU-A-CB (Split System: Heat Pump with Remote Outdoor Unit-Air-Source) | RD17AZ48AJ3N |  |  | TCFZ6024SEANM | FR962V1155A24M4 | 45500 | 17 | 8.1 | 45500 | 40000 | 87.91% | 2.1 | 0 | 10 |  |  |  | No | R-410A | 3.7917 | Residential & Commercial | Ducted CEE Tier 1
214097734 | Central HP <5.4 tons | FRIEDRICH | HRCU-A-CB (Split System: Heat Pump with Remote Outdoor Unit-Air-Source) | RD17AZ48AJ3N |  |  | TCFZ6024SEANM | FR802V1005A21DZ | 45500 | 17 | 8.1 | 45500 | 40000 | 87.91% | 2.1 | 0 | 10 |  |  |  | No | R-410A | 3.7917 | Residential & Commercial | Ducted CEE Tier 1
214242897 | Central HP <5.4 tons | HEIL | HRCU-A-CB (Split System: Heat Pump with Remote Outdoor Unit-Air-Source) | HVH825GKA2* |  |  | END4X42L17**+WALLCON | *95CSU0601716B* | 23800 | 16.5 | 8.1 | 21400 | 16700 | 78.04% | 1.98 | 0 | 11 |  |  |  | No | R-410A | 1.9833 | Residential & Commercial | Ducted CEE Tier 1
214650165 | Central HP <5.4 tons | YORK | HRCU-A-CB (Split System: Heat Pump with Remote Outdoor Unit-Air-Source) | HH824E2S11 |  |  | CTU36B5XDS1+TXV | TM8V080B12MP12 | 23000 | 18 | 9 | 23000 | 18500 | 80.43% | 2 | 0 | 12 |  |  |  | No | R-454B | 1.9167 | Residential & Commercial | Ducted CEE Tier 1
214650365 | Central HP <5.4 tons | YORK | HRCU-A-CB (Split System: Heat Pump with Remote Outdoor Unit-Air-Source) | HH824E2S11 |  |  | CTU36B5XDS1+TXV | TP9C080B12MP13 | 23000 | 18 | 9.5 | 23000 | 18400 | 80% | 2 | 0 | 12 |  |  |  | No | R-454B | 1.9167 | Residential & Commercial | Ducted CEE Tier 1
215941103 | Central HP <5.4 tons | TEMPSTAR | HRCU-A-CB (Split System: Heat Pump with Remote Outdoor Unit-Air-Source) | T5H3V48*K*AAA* |  |  | EA*5X61M24A*+WALLCON | *96CTN0802120B* | 45500 | 21 | 9.5 | 48500 | 37000 | 76.29% | 2 | 0 | 11 |  |  |  | No | R-454B | 3.7917 | Residential & Commercial | Ducted CEE Tier 1
204299356 | Central HP <5.4 tons | BRYANT HEATING AND COOLING SYSTEMS | HRCU-A-CB (Split System: Heat Pump with Remote Outdoor Unit-Air-Source) | 288BNV037*0**A* |  |  | CAP**4824AL*+UI | 88*TA60090C21*** | 32400 | 17.5 | 8.5 | 32600 | 25000 | 76.69% | 1.98 | 12 | 11.7 |  |  |  | No | R-410A | 2.7 | Residential & Commercial | Ducted CEE Tier 1
214610112 | Central HP <5.4 tons | FRIEDRICH | HRCU-A-CB (Split System: Heat Pump with Remote Outdoor Unit-Air-Source) | FRP18AZ24AJVC |  |  | TCFZ2421HEAAM | FR962V0703A17M4 | 22800 | 20 | 8.5 | 22800 | 26000 | 114% | 2.1 | 0 | 12.5 |  |  |  | No | R-410A | 1.9 | Residential & Commercial | Ducted CEE Tier 1
214610114 | Central HP <5.4 tons | FRIEDRICH | HRCU-A-CB (Split System: Heat Pump with Remote Outdoor Unit-Air-Source) | FRP18AZ24AJVC |  |  | TCFZ2421HEAAM | FR98MV0855A21UP | 22800 | 20 | 8.5 | 22800 | 26000 | 114% | 2.1 | 0 | 12.5 |  |  |  | No | R-410A | 1.9 | Residential & Commercial | Ducted CEE Tier 1
215940953 | Central HP <5.4 tons | TEMPSTAR | HRCU-A-CB (Split System: Heat Pump with Remote Outdoor Unit-Air-Source) | T5H3V48*K*AAA* |  |  | EA*5X48M21A*+WALLCON | *80CSU0401712B* | 43500 | 21 | 9.5 | 48000 | 36400 | 75.83% | 1.92 | 0 | 11 |  |  |  | No | R-454B | 3.625 | Residential & Commercial | Ducted CEE Tier 1
212985803 | Central HP <5.4 tons | CARRIER | HRCU-A-CB (Split System: Heat Pump with Remote Outdoor Unit-Air-Source) | 38MURAQ24AB3* |  |  | CAP**3617AL* | 59SC6A026M14**10 | 23400 | 16.5 | 8.5 | 26200 | 24400 | 93.13% | 2.02 | 0 | 10 |  |  |  | No | R-410A | 1.95 | Residential & Commercial | Ducted CEE Tier 1
214242317 | Central HP <5.4 tons | HEIL | HRCU-A-CB (Split System: Heat Pump with Remote Outdoor Unit-Air-Source) | HVH825GKA3* |  |  | EN(A,D,W)4X48L21**+WALLCON | *96CTN1002122B* | 24200 | 17 | 8.1 | 21200 | 16500 | 77.83% | 2 | 0 | 11.5 |  |  |  | No | R-410A | 2.0167 | Residential & Commercial | Ducted CEE Tier 1
215869083 | Central HP <5.4 tons | AMERICAN STANDARD | HRCU-A-CB (Split System: Heat Pump with Remote Outdoor Unit-Air-Source) | 5A6V8X24A1 |  |  | 5PX*B003AS3 | S9V2B060U4VSB+LRP | 21400 | 18.1 | 8.5 | 24400 | 18900 | 77.46% | 2.1 | 0 | 11.2 |  |  |  | No | R-454B | 1.7833 | Residential & Commercial | Ducted CEE Tier 1
215869085 | Central HP <5.4 tons | AMERICAN STANDARD | HRCU-A-CB (Split System: Heat Pump with Remote Outdoor Unit-Air-Source) | 5A6V8X24A1 |  |  | 5TXCB003AS3 | S9V2B060U4VSB+LRP | 21400 | 18.1 | 8.5 | 24400 | 18900 | 77.46% | 2.1 | 0 | 11.2 |  |  |  | No | R-454B | 1.7833 | Residential & Commercial | Ducted CEE Tier 1
215934236 | Central HP <5.4 tons | HEIL | HRCU-A-CB (Split System: Heat Pump with Remote Outdoor Unit-Air-Source) | H5H3V48*K*AAA* |  |  | EA*5X61M21A*+WALLCON | *97CMN0602120B* | 44500 | 20.5 | 9.4 | 49000 | 37400 | 76.33% | 2 | 0 | 10 |  |  |  | No | R-454B | 3.7083 | Residential & Commercial | Ducted CEE Tier 1
215934586 | Central HP <5.4 tons | HEIL | HRCU-A-CB (Split System: Heat Pump with Remote Outdoor Unit-Air-Source) | H5H3V48*K*AAA* |  |  | ESH5X60M12A*+WALLCON | *95CSU1002122B* | 45000 | 20.5 | 9 | 48500 | 36400 | 75.05% | 1.84 | 0 | 11.5 |  |  |  | No | R-454B | 3.75 | Residential & Commercial | Ducted CEE Tier 1
211227241 | Central HP <5.4 tons | COMFORTMAKER | HRCU-A-CB (Split System: Heat Pump with Remote Outdoor Unit-Air-Source) | DLCURAH36ABK |  |  | EA*4X37L21A* | OMV112K14A | 36200 | 15.5 | 8.5 | 38500 | 34800 | 90.39% | 2.06 | 0 | 10 |  |  |  | No | R-410A | 3.0167 | Residential & Commercial | Ducted CEE Tier 1
211227334 | Central HP <5.4 tons | COMFORTMAKER | HRCU-A-CB (Split System: Heat Pump with Remote Outdoor Unit-Air-Source) | DLCURAH36ABK |  |  | EA*4X42L21A* | *80ES(N,L)0901714A* | 36000 | 15.5 | 8.1 | 39500 | 35200 | 89.11% | 1.9 | 0 | 10 |  |  |  | No | R-410A | 3 | Residential & Commercial | Ducted CEE Tier 1
213077157 | Central HP <5.4 tons | AIRQUEST | HRCU-A-CB (Split System: Heat Pump with Remote Outdoor Unit-Air-Source) | DLCURAH36ABK |  |  | EA*4X42L21A* | *96VSN1002120B* | 35400 | 16 | 8.1 | 38500 | 35200 | 91.43% | 1.88 | 0 | 10 |  |  |  | No | R-410A | 2.95 | Residential & Commercial | Ducted CEE Tier 1
213077743 | Central HP <5.4 tons | AIRQUEST | HRCU-A-CB (Split System: Heat Pump with Remote Outdoor Unit-Air-Source) | DLCURAH36ABK |  |  | EA*4X43L21A* | *96VTN1002122B* | 36800 | 16.5 | 8.5 | 38000 | 34800 | 91.58% | 2.08 | 0 | 10 |  |  |  | No | R-410A | 3.0667 | Residential & Commercial | Ducted CEE Tier 1
214097736 | Central HP <5.4 tons | FRIEDRICH | HRCU-A-CB (Split System: Heat Pump with Remote Outdoor Unit-Air-Source) | RD17AZ48AJ3N |  |  | TCFZ6024SEANM | FR802V0755A21DZ | 45500 | 17 | 8.1 | 45500 | 40000 | 87.91% | 2.1 | 0 | 10 |  |  |  | No | R-410A | 3.7917 | Residential & Commercial | Ducted CEE Tier 1
214242418 | Central HP <5.4 tons | AIRQUEST | HRCU-A-CB (Split System: Heat Pump with Remote Outdoor Unit-Air-Source) | HVH825GKA2* |  |  | EN(A,D)4X24L17**+WALLCON | *80CTL0451712B* | 23200 | 15.5 | 8.1 | 22200 | 17000 | 76.58% | 1.92 | 0 | 10.5 |  |  |  | No | R-410A | 1.9333 | Residential & Commercial | Ducted CEE Tier 1
207436422 | Central HP <5.4 tons | LENNOX | HRCU-A-CB (Split System: Heat Pump with Remote Outdoor Unit-Air-Source) | SL25XPV-036-230A** |  |  | CHX35-48C-**-*+TDR | SL280UH090V60C* | 34200 | 21.4 | 8.5 | 33800 | 26000 | 76.92% | 1.76 | 14 | 13.5 |  |  |  | No | R-410A | 2.85 | Residential & Commercial | Ducted CEE Tier 1
214097729 | Central HP <5.4 tons | FRIEDRICH | HRCU-A-CB (Split System: Heat Pump with Remote Outdoor Unit-Air-Source) | RD17AZ48AJ3N |  |  | TCFZ6024SEANM | FR802V1505A24UH | 45500 | 17 | 8.1 | 45500 | 40000 | 87.91% | 2.1 | 0 | 10 |  |  |  | No | R-410A | 3.7917 | Residential & Commercial | Ducted CEE Tier 1
207436423 | Central HP <5.4 tons | LENNOX | HRCU-A-CB (Split System: Heat Pump with Remote Outdoor Unit-Air-Source) | SL25XPV-036-230A** |  |  | CHX35-48C-**-*+TDR | SL280UH090XV60C* | 34200 | 21.4 | 8.5 | 33800 | 26000 | 76.92% | 1.76 | 14 | 13.5 |  |  |  | No | R-410A | 2.85 | Residential & Commercial | Ducted CEE Tier 1
207436490 | Central HP <5.4 tons | LENNOX | HRCU-A-CB (Split System: Heat Pump with Remote Outdoor Unit-Air-Source) | SL25XPV-036-230A** |  |  | CX35-48C+TDR | SLP99UH090XV36C* | 34000 | 22 | 8.8 | 35600 | 27600 | 77.53% | 1.82 | 14 | 13.4 |  |  |  | No | R-410A | 2.8333 | Residential & Commercial | Ducted CEE Tier 1
207436492 | Central HP <5.4 tons | LENNOX | HRCU-A-CB (Split System: Heat Pump with Remote Outdoor Unit-Air-Source) | SL25XPV-036-230A** |  |  | CX35-48C+TDR | SLP99UH090XV60C* | 34000 | 20.8 | 8.8 | 35600 | 27400 | 76.97% | 1.82 | 14 | 13.5 |  |  |  | No | R-410A | 2.8333 | Residential & Commercial | Ducted CEE Tier 1
207436508 | Central HP <5.4 tons | LENNOX | HRCU-A-CB (Split System: Heat Pump with Remote Outdoor Unit-Air-Source) | SL25XPV-036-230A** |  |  | CX35-50/60C+TDR | SLP99UH090XV48C* | 33600 | 22.2 | 8.7 | 34400 | 26800 | 77.91% | 1.82 | 14 | 13.3 |  |  |  | No | R-410A | 2.8 | Residential & Commercial | Ducted CEE Tier 1
215940663 | Central HP <5.4 tons | TEMPSTAR | HRCU-A-CB (Split System: Heat Pump with Remote Outdoor Unit-Air-Source) | T5H3V36*K*AAA* |  |  | EVD5X42M21A*+WALLCON | *97CTN0801716A* | 34200 | 20.5 | 8.5 | 39000 | 28600 | 73.33% | 2.04 | 0 | 11.5 |  |  |  | No | R-454B | 2.85 | Residential & Commercial | Ducted CEE Tier 1
215940713 | Central HP <5.4 tons | TEMPSTAR | HRCU-A-CB (Split System: Heat Pump with Remote Outdoor Unit-Air-Source) | T5H3V36*K*AAA* |  |  | EVD5X42M24A*+WALLCON | *97CTN1002122A* | 35600 | 22 | 8.5 | 38000 | 28400 | 74.74% | 2.04 | 0 | 12.5 |  |  |  | No | R-454B | 2.9667 | Residential & Commercial | Ducted CEE Tier 1
215940233 | Central HP <5.4 tons | TEMPSTAR | HRCU-A-CB (Split System: Heat Pump with Remote Outdoor Unit-Air-Source) | T5H3V36*K*AAA* |  |  | ESH5X60M12A*+WALLCON | *97CTN0802120A* | 34200 | 19.5 | 9 | 34200 | 26000 | 76.02% | 1.96 | 0 | 11.7 |  |  |  | No | R-454B | 2.85 | Residential & Commercial | Ducted CEE Tier 1
215682268 | Central HP <5.4 tons | COMFORTMAKER | HRCU-A-CB (Split System: Heat Pump with Remote Outdoor Unit-Air-Source) | C5H0V48*K*AAA* |  |  | EVD5X49M24A*+WALLCON | *97CTN0802120A* | 48000 | 19 | 9 | 50000 | 36600 | 73.2% | 2 | 0 | 10 |  |  |  | No | R-454B | 4 | Residential & Commercial | Ducted CEE Tier 1
215682518 | Central HP <5.4 tons | COMFORTMAKER | HRCU-A-CB (Split System: Heat Pump with Remote Outdoor Unit-Air-Source) | C5H0V48*K*AAA* |  |  | EVD5X61M24A*+WALLCON | *96CTN0802120B* | 48500 | 19 | 9.5 | 50000 | 36800 | 73.6% | 2.1 | 0 | 10.5 |  |  |  | No | R-454B | 4.0417 | Residential & Commercial | Ducted CEE Tier 1
215932716 | Central HP <5.4 tons | HEIL | HRCU-A-CB (Split System: Heat Pump with Remote Outdoor Unit-Air-Source) | H5H3V36*K*AAA* |  |  | EA*5X61M21A*+WALLCON | *80CTL0901716B* | 34400 | 20.5 | 9 | 34400 | 26200 | 76.16% | 1.96 | 0 | 11.7 |  |  |  | No | R-454B | 2.8667 | Residential & Commercial | Ducted CEE Tier 1
215932916 | Central HP <5.4 tons | HEIL | HRCU-A-CB (Split System: Heat Pump with Remote Outdoor Unit-Air-Source) | H5H3V36*K*AAA* |  |  | EA*5X61M24A*+WALLCON | *97CMN0802120B* | 34400 | 20.5 | 9.5 | 34400 | 26000 | 75.58% | 2.06 | 0 | 12 |  |  |  | No | R-454B | 2.8667 | Residential & Commercial | Ducted CEE Tier 1
215933186 | Central HP <5.4 tons | HEIL | HRCU-A-CB (Split System: Heat Pump with Remote Outdoor Unit-Air-Source) | H5H3V36*K*AAA* |  |  | ESH5X36M12A*+WALLCON | *97CMN0801714B* | 33000 | 18.5 | 9 | 35600 | 27200 | 76.4% | 1.92 | 0 | 10.5 |  |  |  | No | R-454B | 2.75 | Residential & Commercial | Ducted CEE Tier 1
215933216 | Central HP <5.4 tons | HEIL | HRCU-A-CB (Split System: Heat Pump with Remote Outdoor Unit-Air-Source) | H5H3V36*K*AAA* |  |  | ESH5X36M12A*+WALLCON | *97CMN1202422B* | 33200 | 19 | 9 | 35000 | 26800 | 76.57% | 1.92 | 0 | 11 |  |  |  | No | R-454B | 2.7667 | Residential & Commercial | Ducted CEE Tier 1
215933286 | Central HP <5.4 tons | HEIL | HRCU-A-CB (Split System: Heat Pump with Remote Outdoor Unit-Air-Source) | H5H3V36*K*AAA* |  |  | ESH5X42M12A*+WALLCON | *80CSU1002120A* | 33600 | 19 | 9 | 35000 | 26600 | 76% | 1.92 | 0 | 11 |  |  |  | No | R-454B | 2.8 | Residential & Commercial | Ducted CEE Tier 1
215933336 | Central HP <5.4 tons | HEIL | HRCU-A-CB (Split System: Heat Pump with Remote Outdoor Unit-Air-Source) | H5H3V36*K*AAA* |  |  | ESH5X42M12A*+WALLCON | *80CTL0901716B* | 33600 | 19 | 9 | 34800 | 26600 | 76.44% | 1.92 | 0 | 11 |  |  |  | No | R-454B | 2.8 | Residential & Commercial | Ducted CEE Tier 1
207436356 | Central HP <5.4 tons | LENNOX | HRCU-A-CB (Split System: Heat Pump with Remote Outdoor Unit-Air-Source) | SL25XPV-036-230A** |  |  | CH35-48B+TDR+TXV | EL296UH070XV36B* | 33800 | 21.8 | 8.8 | 34600 | 26200 | 75.72% | 1.82 | 13.5 | 13.3 |  |  |  | No | R-410A | 2.8167 | Residential & Commercial | Ducted CEE Tier 1
213771478 | Central HP <5.4 tons | AIRQUEST | HRCU-A-CB (Split System: Heat Pump with Remote Outdoor Unit-Air-Source) | HVH825GKA2* |  |  | EA*4X43L21A*+WALLCON | *80CTL1102120B* | 24400 | 17 | 8.5 | 21200 | 16600 | 78.3% | 2.04 | 0 | 11 |  |  |  | No | R-410A | 2.0333 | Residential & Commercial | Ducted CEE Tier 1
214097722 | Central HP <5.4 tons | FRIEDRICH | HRCU-A-CB (Split System: Heat Pump with Remote Outdoor Unit-Air-Source) | RD17AZ48AJ3N |  |  | TCFZ6024SEANM | FR951V1005A21M4 | 45500 | 16 | 8.1 | 45500 | 40500 | 89.01% | 2.1 | 0 | 10 |  |  |  | No | R-410A | 3.7917 | Residential & Commercial | Ducted CEE Tier 1
215942539 | Central HP <5.4 tons | TEMPSTAR | HRCU-A-CB (Split System: Heat Pump with Remote Outdoor Unit-Air-Source) | T5H3V36*K*AAA* |  |  | EVD5X61M21A*+WALLCON | *97CMN1002122B* | 36000 | 22 | 8.5 | 37400 | 28200 | 75.4% | 2.04 | 0 | 12.5 |  |  |  | No | R-454B | 3 | Residential & Commercial | Ducted CEE Tier 1
212986691 | Central HP <5.4 tons | CARRIER | HRCU-A-CB (Split System: Heat Pump with Remote Outdoor Unit-Air-Source) | 38MURAQ18AB3* |  |  | CAP**3017AL* | 59SC6A040M17**12 | 17300 | 15.5 | 8.5 | 18100 | 18800 | 103.9% | 2.24 | 0 | 10 |  |  |  | No | R-410A | 1.4417 | Residential & Commercial | Ducted CEE Tier 1
212986977 | Central HP <5.4 tons | CARRIER | HRCU-A-CB (Split System: Heat Pump with Remote Outdoor Unit-Air-Source) | 38MURAQ18AB3* |  |  | CAP**1917AL* | 59SC6A060M14**12 | 17800 | 16.5 | 8.1 | 17800 | 17900 | 100.6% | 2.16 | 0 | 10.5 |  |  |  | No | R-410A | 1.4833 | Residential & Commercial | Ducted CEE Tier 1
215939703 | Central HP <5.4 tons | TEMPSTAR | HRCU-A-CB (Split System: Heat Pump with Remote Outdoor Unit-Air-Source) | T5H3V36*K*AAA* |  |  | EA*5X42M21A*+WALLCON | *97CTN0802120A* | 32600 | 19.5 | 9.5 | 34800 | 26800 | 77.01% | 2.02 | 0 | 11.7 |  |  |  | No | R-454B | 2.7167 | Residential & Commercial | Ducted CEE Tier 1
215939853 | Central HP <5.4 tons | TEMPSTAR | HRCU-A-CB (Split System: Heat Pump with Remote Outdoor Unit-Air-Source) | T5H3V36*K*AAA* |  |  | EA*5X61M21A*+WALLCON | *80CSU0601716B* | 34400 | 20.5 | 9.5 | 34400 | 26000 | 75.58% | 2.06 | 0 | 12 |  |  |  | No | R-454B | 2.8667 | Residential & Commercial | Ducted CEE Tier 1
215939953 | Central HP <5.4 tons | TEMPSTAR | HRCU-A-CB (Split System: Heat Pump with Remote Outdoor Unit-Air-Source) | T5H3V36*K*AAA* |  |  | ESH5X36M12A*+WALLCON | *80CSU0401712B* | 33400 | 19 | 9 | 34800 | 26600 | 76.44% | 1.92 | 0 | 11.5 |  |  |  | No | R-454B | 2.7833 | Residential & Commercial | Ducted CEE Tier 1
215940053 | Central HP <5.4 tons | TEMPSTAR | HRCU-A-CB (Split System: Heat Pump with Remote Outdoor Unit-Air-Source) | T5H3V36*K*AAA* |  |  | ESH5X42M12A*+WALLCON | *97CTN0601716A* | 33200 | 18.5 | 9 | 35600 | 27200 | 76.4% | 1.92 | 0 | 10.5 |  |  |  | No | R-454B | 2.7667 | Residential & Commercial | Ducted CEE Tier 1
214242330 | Central HP <5.4 tons | COMFORTMAKER | HRCU-A-CB (Split System: Heat Pump with Remote Outdoor Unit-Air-Source) | CVH825GKA3* |  |  | EN(A,D)4X48L24**+WALLCON | *80CTL0902120B* | 24200 | 17 | 8.1 | 21200 | 16600 | 78.3% | 2 | 0 | 11 |  |  |  | No | R-410A | 2.0167 | Residential & Commercial | Ducted CEE Tier 1
214241951 | Central HP <5.4 tons | DAY & NIGHT | HRCU-A-CB (Split System: Heat Pump with Remote Outdoor Unit-Air-Source) | CVH825GKA3* |  |  | EN(A,D)4X36L21**+WALLCON | *97CMN1002122B* | 23600 | 16.5 | 8.1 | 21400 | 16700 | 78.04% | 1.92 | 0 | 11 |  |  |  | No | R-410A | 1.9667 | Residential & Commercial | Ducted CEE Tier 1
214242251 | Central HP <5.4 tons | DAY & NIGHT | HRCU-A-CB (Split System: Heat Pump with Remote Outdoor Unit-Air-Source) | CVH825GKA3* |  |  | EN(A,D,W)4X48L21**+WALLCON | *80CTL1102120B* | 24200 | 17 | 8.1 | 21200 | 16500 | 77.83% | 2 | 0 | 11 |  |  |  | No | R-410A | 2.0167 | Residential & Commercial | Ducted CEE Tier 1
214066485 | Central HP <5.4 tons | FRIEDRICH | HRCU-A-CB (Split System: Heat Pump with Remote Outdoor Unit-Air-Source) | RD17AZ36AJ3N |  |  | TCFZ3621MTANM | FR962V0703A17M4 | 34200 | 18 | 8.1 | 34200 | 29600 | 86.55% | 1.9 | 0 | 10 |  |  |  | No | R-410A | 2.85 | Residential & Commercial | Ducted CEE Tier 1
207436540 | Central HP <5.4 tons | LENNOX | HRCU-A-CB (Split System: Heat Pump with Remote Outdoor Unit-Air-Source) | SL25XPV-048-230A** |  |  | C35-60C+TDR+TXV | SLP99UH110XV60C* | 46000 | 20 | 9.5 | 44000 | 36200 | 82.27% | 1.92 | 12.5 | 12.5 |  |  |  | No | R-410A | 3.8333 | Residential & Commercial | Ducted CEE Tier 1
215933986 | Central HP <5.4 tons | HEIL | HRCU-A-CB (Split System: Heat Pump with Remote Outdoor Unit-Air-Source) | H5H3V48*K*AAA* |  |  | EA*5X48M21A*+WALLCON | *80CTL0701716B* | 43000 | 20 | 9 | 48500 | 37200 | 76.7% | 2 | 0 | 10.5 |  |  |  | No | R-454B | 3.5833 | Residential & Commercial | Ducted CEE Tier 1
215934506 | Central HP <5.4 tons | HEIL | HRCU-A-CB (Split System: Heat Pump with Remote Outdoor Unit-Air-Source) | H5H3V48*K*AAA* |  |  | ESH5X48M12A*+WALLCON | *97CMN1202422B* | 44000 | 20 | 9 | 48500 | 36600 | 75.46% | 1.82 | 0 | 10.5 |  |  |  | No | R-454B | 3.6667 | Residential & Commercial | Ducted CEE Tier 1
215934556 | Central HP <5.4 tons | HEIL | HRCU-A-CB (Split System: Heat Pump with Remote Outdoor Unit-Air-Source) | H5H3V48*K*AAA* |  |  | ESH5X60M12A*+WALLCON | *80CTL0701412B* | 43500 | 19.5 | 9 | 49500 | 35600 | 71.92% | 1.9 | 0 | 11 |  |  |  | No | R-454B | 3.625 | Residential & Commercial | Ducted CEE Tier 1
215940253 | Central HP <5.4 tons | TEMPSTAR | HRCU-A-CB (Split System: Heat Pump with Remote Outdoor Unit-Air-Source) | T5H3V36*K*AAA* |  |  | ESH5X60M12A*+WALLCON | *97CTN1202422A* | 34200 | 19.5 | 9 | 34200 | 26000 | 76.02% | 1.94 | 0 | 11.7 |  |  |  | No | R-454B | 2.85 | Residential & Commercial | Ducted CEE Tier 1
215940503 | Central HP <5.4 tons | TEMPSTAR | HRCU-A-CB (Split System: Heat Pump with Remote Outdoor Unit-Air-Source) | T5H3V36*K*AAA* |  |  | EVM5X60M24A*+WALLCON | *97CTN1202422A* | 35600 | 22 | 8.5 | 38000 | 28400 | 74.74% | 2.04 | 0 | 12.5 |  |  |  | No | R-454B | 2.9667 | Residential & Commercial | Ducted CEE Tier 1
215940573 | Central HP <5.4 tons | TEMPSTAR | HRCU-A-CB (Split System: Heat Pump with Remote Outdoor Unit-Air-Source) | T5H3V36*K*AAA* |  |  | EVD5X36M21A*+WALLCON | *97CTN1002122A* | 34400 | 21 | 8.5 | 38500 | 28000 | 72.73% | 2.06 | 0 | 12 |  |  |  | No | R-454B | 2.8667 | Residential & Commercial | Ducted CEE Tier 1
215940673 | Central HP <5.4 tons | TEMPSTAR | HRCU-A-CB (Split System: Heat Pump with Remote Outdoor Unit-Air-Source) | T5H3V36*K*AAA* |  |  | EVD5X42M21A*+WALLCON | *97CTN0802120A* | 34400 | 20.5 | 8.5 | 38500 | 28200 | 73.25% | 2.04 | 0 | 11.7 |  |  |  | No | R-454B | 2.8667 | Residential & Commercial | Ducted CEE Tier 1
215940803 | Central HP <5.4 tons | TEMPSTAR | HRCU-A-CB (Split System: Heat Pump with Remote Outdoor Unit-Air-Source) | T5H3V36*K*AAA* |  |  | EVD5X49M24A*+WALLCON | *97CTN1202422A* | 35600 | 22 | 8.5 | 38500 | 28400 | 73.77% | 2.04 | 0 | 12.5 |  |  |  | No | R-454B | 2.9667 | Residential & Commercial | Ducted CEE Tier 1
215940923 | Central HP <5.4 tons | TEMPSTAR | HRCU-A-CB (Split System: Heat Pump with Remote Outdoor Unit-Air-Source) | T5H3V36*K*AAA* |  |  | EVD5X61M21A*+WALLCON | *97CTN0801716A* | 35600 | 21.5 | 8.5 | 38000 | 28800 | 75.79% | 2.04 | 0 | 12 |  |  |  | No | R-454B | 2.9667 | Residential & Commercial | Ducted CEE Tier 1
206136135 | Central HP <5.4 tons | BRYANT HEATING AND COOLING SYSTEMS | HRCU-A-CB (Split System: Heat Pump with Remote Outdoor Unit-Air-Source) | 288BNV037*0**A* |  |  | CAP**4321AL*+UI | 935CA60080C21*** | 33000 | 17.5 | 8.5 | 32800 | 25000 | 76.22% | 2 | 12 | 11.5 |  |  |  | No | R-410A | 2.75 | Residential & Commercial | Ducted CEE Tier 1
214610124 | Central HP <5.4 tons | FRIEDRICH | HRCU-A-CB (Split System: Heat Pump with Remote Outdoor Unit-Air-Source) | FRP18AZ24AJVC |  |  | TCFZ2421HEAAM | FR802V1004A17UH | 22800 | 20 | 8.5 | 22800 | 26000 | 114% | 2.1 | 0 | 12.5 |  |  |  | No | R-410A | 1.9 | Residential & Commercial | Ducted CEE Tier 1
215940973 | Central HP <5.4 tons | TEMPSTAR | HRCU-A-CB (Split System: Heat Pump with Remote Outdoor Unit-Air-Source) | T5H3V48*K*AAA* |  |  | EA*5X48M21A*+WALLCON | *97CTN0801716A* | 43000 | 20 | 9.5 | 48500 | 37400 | 77.11% | 2 | 0 | 10.5 |  |  |  | No | R-454B | 3.5833 | Residential & Commercial | Ducted CEE Tier 1
215941023 | Central HP <5.4 tons | TEMPSTAR | HRCU-A-CB (Split System: Heat Pump with Remote Outdoor Unit-Air-Source) | T5H3V48*K*AAA* |  |  | EA*5X60M24A*+WALLCON | *97CTN1002122A* | 44500 | 21 | 9.5 | 48000 | 36400 | 75.83% | 2 | 0 | 11 |  |  |  | No | R-454B | 3.7083 | Residential & Commercial | Ducted CEE Tier 1
214610113 | Central HP <5.4 tons | FRIEDRICH | HRCU-A-CB (Split System: Heat Pump with Remote Outdoor Unit-Air-Source) | FRP18AZ24AJVC |  |  | TCFZ2421HEAAM | FR962V0855A21M4 | 22800 | 19 | 8.5 | 22800 | 26000 | 114% | 2.1 | 0 | 12.5 |  |  |  | No | R-410A | 1.9 | Residential & Commercial | Ducted CEE Tier 1
214610122 | Central HP <5.4 tons | FRIEDRICH | HRCU-A-CB (Split System: Heat Pump with Remote Outdoor Unit-Air-Source) | FRP18AZ24AJVC |  |  | TCFZ2421HEAAM | FR802V0504A17UH | 22800 | 20 | 8.5 | 22800 | 26000 | 114% | 2.1 | 0 | 12.5 |  |  |  | No | R-410A | 1.9 | Residential & Commercial | Ducted CEE Tier 1
213078577 | Central HP <5.4 tons | AIRQUEST | HRCU-A-CB (Split System: Heat Pump with Remote Outdoor Unit-Air-Source) | DLCURAH36ABK |  |  | EN(A,D)4X48L24** | *80MS(N,L)0902120A* | 36000 | 16.5 | 8.1 | 38500 | 35000 | 90.91% | 2 | 0 | 10.5 |  |  |  | No | R-410A | 3 | Residential & Commercial | Ducted CEE Tier 1
211230130 | Central HP <5.4 tons | BRYANT HEATING AND COOLING SYSTEMS | HRCU-A-CB (Split System: Heat Pump with Remote Outdoor Unit-Air-Source) | 38MURAQ36AB3* |  |  | CNPV*4821AL* | 912SD60080E21*** | 35800 | 16.5 | 8.1 | 38500 | 34800 | 90.39% | 2.02 | 0 | 10.5 |  |  |  | No | R-410A | 2.9833 | Residential & Commercial | Ducted CEE Tier 1
211230915 | Central HP <5.4 tons | BRYANT HEATING AND COOLING SYSTEMS | HRCU-A-CB (Split System: Heat Pump with Remote Outdoor Unit-Air-Source) | 38MURAQ36AB3* |  |  | FX4DN(B,F)043L |  | 36000 | 16 | 8.1 | 38500 | 34800 | 90.39% | 1.94 | 0 | 10 |  |  |  | No | R-410A | 3 | Residential & Commercial | Ducted CEE Tier 1
212989502 | Central HP <5.4 tons | BRYANT HEATING AND COOLING SYSTEMS | HRCU-A-CB (Split System: Heat Pump with Remote Outdoor Unit-Air-Source) | 38MURAQ36AB3* |  |  | CAP**4824AL* | 935SB60080M21*** | 35600 | 16.5 | 8.5 | 37800 | 34600 | 91.53% | 2.02 | 0 | 10 |  |  |  | No | R-410A | 2.9667 | Residential & Commercial | Ducted CEE Tier 1
214066866 | Central HP <5.4 tons | FRIEDRICH | HRCU-A-CB (Split System: Heat Pump with Remote Outdoor Unit-Air-Source) | RD17AZ36AJ3N |  |  | TCFZ3621MTANM | FR951V0603A17M4 | 34200 | 18 | 8.1 | 34200 | 29800 | 87.13% | 1.9 | 0 | 10 |  |  |  | No | R-410A | 2.85 | Residential & Commercial | Ducted CEE Tier 1
214066916 | Central HP <5.4 tons | FRIEDRICH | HRCU-A-CB (Split System: Heat Pump with Remote Outdoor Unit-Air-Source) | RD17AZ36AJ3N |  |  | TCFZ3621MTANM | FR921V0855A21M4 | 34200 | 18 | 8.1 | 34200 | 29600 | 86.55% | 1.9 | 0 | 10 |  |  |  | No | R-410A | 2.85 | Residential & Commercial | Ducted CEE Tier 1
214610150 | Central HP <5.4 tons | FRIEDRICH | HRCU-A-CB (Split System: Heat Pump with Remote Outdoor Unit-Air-Source) | FRP18AZ60AJVC |  |  | TCFZ6021SEAAM | FR98MV1005A21UP | 52500 | 18 | 8.1 | 52000 | 49500 | 95.19% | 2 | 0 | 10 |  |  |  | No | R-410A | 4.375 | Residential & Commercial | Ducted CEE Tier 1
214610151 | Central HP <5.4 tons | FRIEDRICH | HRCU-A-CB (Split System: Heat Pump with Remote Outdoor Unit-Air-Source) | FRP18AZ60AJVC |  |  | TCFZ6021SEAAM | FR802V0755A21UH | 52500 | 18 | 8.1 | 52500 | 50500 | 96.19% | 1.9 | 0 | 10 |  |  |  | No | R-410A | 4.375 | Residential & Commercial | Ducted CEE Tier 1
206764926 | Central HP <5.4 tons | CARRIER | HRCU-A-CB (Split System: Heat Pump with Remote Outdoor Unit-Air-Source) | 25VNA837A*031* |  |  | CAP**4221AL*+UI | 58TN*A090C21**20 | 31800 | 17.5 | 8.1 | 33200 | 24400 | 73.49% | 1.9 | 11 | 11.5 |  |  |  | No | R-410A | 2.65 | Residential & Commercial | Ducted CEE Tier 1
206764940 | Central HP <5.4 tons | CARRIER | HRCU-A-CB (Split System: Heat Pump with Remote Outdoor Unit-Air-Source) | 25VNA837A*031* |  |  | CAP**4224AL*+UI | 58TN*A135C24**22 | 31800 | 17.5 | 8.1 | 33000 | 24400 | 73.94% | 1.9 | 12 | 11.5 |  |  |  | No | R-410A | 2.65 | Residential & Commercial | Ducted CEE Tier 1
206764941 | Central HP <5.4 tons | CARRIER | HRCU-A-CB (Split System: Heat Pump with Remote Outdoor Unit-Air-Source) | 25VNA837A*031* |  |  | CAP**4224AL*+UI | 59TN6B120C24**22 | 31800 | 17.5 | 8.1 | 33000 | 24400 | 73.94% | 1.9 | 11 | 11.5 |  |  |  | No | R-410A | 2.65 | Residential & Commercial | Ducted CEE Tier 1
206765077 | Central HP <5.4 tons | CARRIER | HRCU-A-CB (Split System: Heat Pump with Remote Outdoor Unit-Air-Source) | 25VNA837A*031* |  |  | CSPH*4212AL*+UI | 58TN*A090C17**16 | 32600 | 17 | 8.1 | 33000 | 24800 | 75.15% | 1.96 | 12 | 11 |  |  |  | No | R-410A | 2.7167 | Residential & Commercial | Ducted CEE Tier 1
206765094 | Central HP <5.4 tons | CARRIER | HRCU-A-CB (Split System: Heat Pump with Remote Outdoor Unit-Air-Source) | 25VNA837A*031* |  |  | CSPH*4812AL*+UI | 59TN6B100C21**22 | 32600 | 17 | 8.1 | 33000 | 24800 | 75.15% | 1.98 | 12 | 11 |  |  |  | No | R-410A | 2.7167 | Residential & Commercial | Ducted CEE Tier 1
214610141 | Central HP <5.4 tons | FRIEDRICH | HRCU-A-CB (Split System: Heat Pump with Remote Outdoor Unit-Air-Source) | FRP18AZ48AJVC |  |  | TCFZ6021SEAAM | FR962V0855A21M4 | 44000 | 18 | 8.1 | 43500 | 45500 | 104.6% | 2 | 0 | 10 |  |  |  | No | R-410A | 3.6667 | Residential & Commercial | Ducted CEE Tier 1
215681908 | Central HP <5.4 tons | COMFORTMAKER | HRCU-A-CB (Split System: Heat Pump with Remote Outdoor Unit-Air-Source) | C5H0V48*K*AAA* |  |  | EVM5X60M21A*+WALLCON | *80CSU0401712B* | 48000 | 18.5 | 9 | 50000 | 36600 | 73.2% | 2 | 0 | 10 |  |  |  | No | R-454B | 4 | Residential & Commercial | Ducted CEE Tier 1
215939923 | Central HP <5.4 tons | TEMPSTAR | HRCU-A-CB (Split System: Heat Pump with Remote Outdoor Unit-Air-Source) | T5H3V36*K*AAA* |  |  | EA*5X61M24A*+WALLCON | *97CTN1002122A* | 34400 | 20.5 | 9.5 | 34200 | 26000 | 76.02% | 2.06 | 0 | 12 |  |  |  | No | R-454B | 2.8667 | Residential & Commercial | Ducted CEE Tier 1
215940073 | Central HP <5.4 tons | TEMPSTAR | HRCU-A-CB (Split System: Heat Pump with Remote Outdoor Unit-Air-Source) | T5H3V36*K*AAA* |  |  | ESH5X42M12A*+WALLCON | *97CTN0802120A* | 33600 | 19 | 9 | 34800 | 26600 | 76.44% | 1.92 | 0 | 11.5 |  |  |  | No | R-454B | 2.8 | Residential & Commercial | Ducted CEE Tier 1
215940273 | Central HP <5.4 tons | TEMPSTAR | HRCU-A-CB (Split System: Heat Pump with Remote Outdoor Unit-Air-Source) | T5H3V36*K*AAA* |  |  | EVM5X44M21A*+WALLCON | *80CSU0401712B* | 35600 | 22 | 8.5 | 38000 | 28600 | 75.26% | 2.02 | 0 | 12.5 |  |  |  | No | R-454B | 2.9667 | Residential & Commercial | Ducted CEE Tier 1
215940523 | Central HP <5.4 tons | TEMPSTAR | HRCU-A-CB (Split System: Heat Pump with Remote Outdoor Unit-Air-Source) | T5H3V36*K*AAA* |  |  | EVD5X36M21A*+WALLCON | *80CSU0401712B* | 34600 | 21 | 8.5 | 38500 | 28000 | 72.73% | 2.06 | 0 | 12 |  |  |  | No | R-454B | 2.8833 | Residential & Commercial | Ducted CEE Tier 1
215682458 | Central HP <5.4 tons | COMFORTMAKER | HRCU-A-CB (Split System: Heat Pump with Remote Outdoor Unit-Air-Source) | C5H0V48*K*AAA* |  |  | EVD5X61M21A*+WALLCON | *80CSU0601716B* | 48500 | 19 | 9 | 50000 | 36800 | 73.6% | 2.1 | 0 | 10 |  |  |  | No | R-454B | 4.0417 | Residential & Commercial | Ducted CEE Tier 1
215938403 | Central HP <5.4 tons | TEMPSTAR | HRCU-A-CB (Split System: Heat Pump with Remote Outdoor Unit-Air-Source) | T5H3V48*K*AAA* |  |  | EVD5X60M24A*+WALLCON | *96CTN1202422B* | 45500 | 20.5 | 8.1 | 52500 | 38000 | 72.38% | 1.95 | 0 | 11.5 |  |  |  | No | R-454B | 3.7917 | Residential & Commercial | Ducted CEE Tier 1
215941133 | Central HP <5.4 tons | TEMPSTAR | HRCU-A-CB (Split System: Heat Pump with Remote Outdoor Unit-Air-Source) | T5H3V48*K*AAA* |  |  | EA*5X61M24A*+WALLCON | *97CTN1202422A* | 45500 | 21.5 | 9.5 | 48500 | 36600 | 75.46% | 2 | 0 | 11.5 |  |  |  | No | R-454B | 3.7917 | Residential & Commercial | Ducted CEE Tier 1
215941753 | Central HP <5.4 tons | TEMPSTAR | HRCU-A-CB (Split System: Heat Pump with Remote Outdoor Unit-Air-Source) | T5H3V48*K*AAA* |  |  | EVD5X60M24A*+WALLCON | *97CTN1002122A* | 45500 | 20.5 | 8.1 | 52500 | 38000 | 72.38% | 1.9 | 0 | 11.5 |  |  |  | No | R-454B | 3.7917 | Residential & Commercial | Ducted CEE Tier 1
215941153 | Central HP <5.4 tons | TEMPSTAR | HRCU-A-CB (Split System: Heat Pump with Remote Outdoor Unit-Air-Source) | T5H3V48*K*AAA* |  |  | ESH5X48M12A*+WALLCON | *80CSU0401712B* | 44000 | 20 | 9 | 48500 | 36600 | 75.46% | 1.82 | 0 | 11 |  |  |  | No | R-454B | 3.6667 | Residential & Commercial | Ducted CEE Tier 1
215941203 | Central HP <5.4 tons | TEMPSTAR | HRCU-A-CB (Split System: Heat Pump with Remote Outdoor Unit-Air-Source) | T5H3V48*K*AAA* |  |  | ESH5X48M12A*+WALLCON | *97CTN1202422A* | 44500 | 20 | 9 | 48500 | 36400 | 75.05% | 1.82 | 0 | 10.5 |  |  |  | No | R-454B | 3.7083 | Residential & Commercial | Ducted CEE Tier 1
215931709 | Central HP <5.4 tons | COMFORTMAKER | HRCU-A-CB (Split System: Heat Pump with Remote Outdoor Unit-Air-Source) | C5H3V60*K*AAA* |  |  | EA*5X61M24A*+WALLCON | *80CTL1102120B* | 57000 | 19 | 8.5 | 60500 | 46500 | 76.86% | 2.02 | 0 | 11.5 |  |  |  | No | R-454B | 4.75 | Residential & Commercial | Ducted CEE Tier 1
216571329 | Central HP <5.4 tons | AMERICAN STANDARD | HRCU-A-CB (Split System: Heat Pump with Remote Outdoor Unit-Air-Source) | 5A6V8X60A1 |  |  | 5PX*D008AS3 | S8V2C080M5PCB | 53000 | 18.1 | 8.5 | 55500 | 40000 | 72.07% | 2 | 0 | 10 |  |  |  | No | R-454B | 4.4167 | Residential & Commercial | Ducted CEE Tier 1
206765143 | Central HP <5.4 tons | CARRIER | HRCU-A-CB (Split System: Heat Pump with Remote Outdoor Unit-Air-Source) | 25VNA837A*031* |  |  | CAP**4224AL*+UI | 59CU5A080C21**20 | 31800 | 17.5 | 8.1 | 33000 | 24400 | 73.94% | 1.9 | 11.5 | 11 |  |  |  | No | R-410A | 2.65 | Residential & Commercial | Ducted CEE Tier 1
206765159 | Central HP <5.4 tons | CARRIER | HRCU-A-CB (Split System: Heat Pump with Remote Outdoor Unit-Air-Source) | 25VNA837A*031* |  |  | CNPV*4821AL*+UI | 59CU5A080C21**20 | 32400 | 17.5 | 8.1 | 32800 | 24800 | 75.61% | 1.96 | 12 | 11.7 |  |  |  | No | R-410A | 2.7 | Residential & Commercial | Ducted CEE Tier 1
214097738 | Central HP <5.4 tons | FRIEDRICH | HRCU-A-CB (Split System: Heat Pump with Remote Outdoor Unit-Air-Source) | RD17AZ48AJ3N |  |  | TCFZ6024SEANM | FR801V1255A24DZ | 45500 | 17 | 8.1 | 45500 | 40000 | 87.91% | 2.1 | 0 | 10 |  |  |  | No | R-410A | 3.7917 | Residential & Commercial | Ducted CEE Tier 1
214650369 | Central HP <5.4 tons | YORK | HRCU-A-CB (Split System: Heat Pump with Remote Outdoor Unit-Air-Source) | HH824E2S11 |  |  | CTU36B5XDS1+TXV | YP9C080B12MP13 | 23000 | 18 | 9.5 | 23000 | 18400 | 80% | 2 | 0 | 12 |  |  |  | No | R-454B | 1.9167 | Residential & Commercial | Ducted CEE Tier 1
214242718 | Central HP <5.4 tons | AIRQUEST | HRCU-A-CB (Split System: Heat Pump with Remote Outdoor Unit-Air-Source) | HVH825GKA2* |  |  | EN(A,D,W)4X36L17**+WALLCON | *96CTN0601714B* | 23400 | 16 | 8.1 | 21600 | 16800 | 77.78% | 1.9 | 0 | 10.5 |  |  |  | No | R-410A | 1.95 | Residential & Commercial | Ducted CEE Tier 1
214242868 | Central HP <5.4 tons | AIRQUEST | HRCU-A-CB (Split System: Heat Pump with Remote Outdoor Unit-Air-Source) | HVH825GKA2* |  |  | END4X42L17**+WALLCON | *80CTL0701412B* | 24000 | 17 | 8.1 | 21400 | 16600 | 77.57% | 1.98 | 0 | 11 |  |  |  | No | R-410A | 2 | Residential & Commercial | Ducted CEE Tier 1
206764307 | Central HP <5.4 tons | CARRIER | HRCU-A-CB (Split System: Heat Pump with Remote Outdoor Unit-Air-Source) | 25VNA825A*032* |  |  | CAP**2517AL*+UI | 59TN6B060C17**14 | 24200 | 16.5 | 8.1 | 21400 | 16700 | 78.04% | 2 | 11 | 11 |  |  |  | No | R-410A | 2.0167 | Residential & Commercial | Ducted CEE Tier 1
214242957 | Central HP <5.4 tons | HEIL | HRCU-A-CB (Split System: Heat Pump with Remote Outdoor Unit-Air-Source) | HVH825GKA2* |  |  | EN(A,D,W)4X42L21**+WALLCON | *80CTL0451712B* | 23600 | 16 | 8.1 | 21600 | 16800 | 77.78% | 1.94 | 0 | 10.5 |  |  |  | No | R-410A | 1.9667 | Residential & Commercial | Ducted CEE Tier 1
211230861 | Central HP <5.4 tons | BRYANT HEATING AND COOLING SYSTEMS | HRCU-A-CB (Split System: Heat Pump with Remote Outdoor Unit-Air-Source) | 38MURAQ36AB3* |  |  | FM(C,U)4Z36**AL* |  | 36000 | 16.5 | 8.1 | 40000 | 35400 | 88.5% | 1.82 | 0 | 10 |  |  |  | No | R-410A | 3 | Residential & Commercial | Ducted CEE Tier 1
206764329 | Central HP <5.4 tons | CARRIER | HRCU-A-CB (Split System: Heat Pump with Remote Outdoor Unit-Air-Source) | 25VNA825A*032* |  |  | CAP**3617AL*+UI | 58TN*A090C17**16 | 23600 | 17 | 8.1 | 21400 | 16600 | 77.57% | 1.94 | 11.5 | 11 |  |  |  | No | R-410A | 1.9667 | Residential & Commercial | Ducted CEE Tier 1
206764479 | Central HP <5.4 tons | CARRIER | HRCU-A-CB (Split System: Heat Pump with Remote Outdoor Unit-Air-Source) | 25VNA825A*032* |  |  | CAP**3717AL*+UI | 58CU*A060C17**16 | 24200 | 16.5 | 8.1 | 21400 | 16700 | 78.04% | 1.98 | 11.5 | 10.5 |  |  |  | No | R-410A | 2.0167 | Residential & Commercial | Ducted CEE Tier 1
206764513 | Central HP <5.4 tons | CARRIER | HRCU-A-CB (Split System: Heat Pump with Remote Outdoor Unit-Air-Source) | 25VNA825A*032* |  |  | CAP**3717AL*+UI | 59CU5A060C17**16 | 24200 | 16.5 | 8.1 | 21400 | 16800 | 78.5% | 1.98 | 11 | 10.5 |  |  |  | No | R-410A | 2.0167 | Residential & Commercial | Ducted CEE Tier 1
207436279 | Central HP <5.4 tons | LENNOX | HRCU-A-CB (Split System: Heat Pump with Remote Outdoor Unit-Air-Source) | SL25XPV-036-230A** |  |  | C35-48C+TDR+TXV | SL280UH110V60C* | 34000 | 21 | 8.8 | 35400 | 27400 | 77.4% | 1.84 | 14 | 13.5 |  |  |  | No | R-410A | 2.8333 | Residential & Commercial | Ducted CEE Tier 1
207436302 | Central HP <5.4 tons | LENNOX | HRCU-A-CB (Split System: Heat Pump with Remote Outdoor Unit-Air-Source) | SL25XPV-036-230A** |  |  | C35-50/60C+TDR+TXV | SL297UH080NV48C* | 33600 | 22.2 | 8.7 | 34200 | 26600 | 77.78% | 1.8 | 14 | 13.3 |  |  |  | No | R-410A | 2.8 | Residential & Commercial | Ducted CEE Tier 1
207436386 | Central HP <5.4 tons | LENNOX | HRCU-A-CB (Split System: Heat Pump with Remote Outdoor Unit-Air-Source) | SL25XPV-036-230A** |  |  | CHX35-42B-**-*+TDR | SL280UH090XV48B* | 34800 | 21.4 | 8.8 | 34200 | 26200 | 76.61% | 1.84 | 14 | 13.5 |  |  |  | No | R-410A | 2.9 | Residential & Commercial | Ducted CEE Tier 1
206764886 | Central HP <5.4 tons | CARRIER | HRCU-A-CB (Split System: Heat Pump with Remote Outdoor Unit-Air-Source) | 25VNA837A*031* |  |  | CAP**3621AL*+UI | 58TN*A070C17**16 | 31400 | 17 | 8.1 | 33400 | 24400 | 73.05% | 1.84 | 11.5 | 11 |  |  |  | No | R-410A | 2.6167 | Residential & Commercial | Ducted CEE Tier 1
215675608 | Central HP <5.4 tons | COMFORTMAKER | HRCU-A-CB (Split System: Heat Pump with Remote Outdoor Unit-Air-Source) | C5H0V48*K*AAA* |  |  | EVM5X49M21A*+WALLCON | *97CMN0602120B* | 47500 | 18.5 | 9 | 50000 | 37200 | 74.4% | 1.98 | 0 | 10 |  |  |  | No | R-454B | 3.9583 | Residential & Commercial | Ducted CEE Tier 1
215675808 | Central HP <5.4 tons | COMFORTMAKER | HRCU-A-CB (Split System: Heat Pump with Remote Outdoor Unit-Air-Source) | C5H0V48*K*AAA* |  |  | EVM5X60M21A*+WALLCON | *97CMN0802120B* | 48000 | 19 | 9 | 50000 | 36800 | 73.6% | 2 | 0 | 10 |  |  |  | No | R-454B | 4 | Residential & Commercial | Ducted CEE Tier 1
215939623 | Central HP <5.4 tons | TEMPSTAR | HRCU-A-CB (Split System: Heat Pump with Remote Outdoor Unit-Air-Source) | T5H3V36*K*AAA* |  |  | EA*5X36M17A*+WALLCON | *80CSU0601716B* | 32400 | 19.5 | 9.5 | 35000 | 27000 | 77.14% | 2 | 0 | 11 |  |  |  | No | R-454B | 2.7 | Residential & Commercial | Ducted CEE Tier 1
215939673 | Central HP <5.4 tons | TEMPSTAR | HRCU-A-CB (Split System: Heat Pump with Remote Outdoor Unit-Air-Source) | T5H3V36*K*AAA* |  |  | EA*5X42M21A*+WALLCON | *80CSU0601716B* | 32800 | 20 | 9.5 | 34800 | 26600 | 76.44% | 2 | 0 | 11.5 |  |  |  | No | R-454B | 2.7333 | Residential & Commercial | Ducted CEE Tier 1
215939723 | Central HP <5.4 tons | TEMPSTAR | HRCU-A-CB (Split System: Heat Pump with Remote Outdoor Unit-Air-Source) | T5H3V36*K*AAA* |  |  | EA*5X48M21A*+WALLCON | *96CTN0802120B* | 33400 | 20 | 9.5 | 34600 | 26400 | 76.3% | 2.04 | 0 | 11.5 |  |  |  | No | R-454B | 2.7833 | Residential & Commercial | Ducted CEE Tier 1
215939773 | Central HP <5.4 tons | TEMPSTAR | HRCU-A-CB (Split System: Heat Pump with Remote Outdoor Unit-Air-Source) | T5H3V36*K*AAA* |  |  | EA*5X48M21A*+WALLCON | *97CTN0802120A* | 33400 | 20 | 9.5 | 34600 | 26400 | 76.3% | 2.04 | 0 | 11.5 |  |  |  | No | R-454B | 2.7833 | Residential & Commercial | Ducted CEE Tier 1
215939873 | Central HP <5.4 tons | TEMPSTAR | HRCU-A-CB (Split System: Heat Pump with Remote Outdoor Unit-Air-Source) | T5H3V36*K*AAA* |  |  | EA*5X61M21A*+WALLCON | *97CTN0801716A* | 34200 | 20 | 9 | 34800 | 26600 | 76.44% | 1.92 | 0 | 11.5 |  |  |  | No | R-454B | 2.85 | Residential & Commercial | Ducted CEE Tier 1
206764330 | Central HP <5.4 tons | CARRIER | HRCU-A-CB (Split System: Heat Pump with Remote Outdoor Unit-Air-Source) | 25VNA825A*032* |  |  | CAP**3621AL*+UI | 58TN*A045C17**12 | 23400 | 16 | 8.1 | 21600 | 16800 | 77.78% | 1.92 | 11 | 10.5 |  |  |  | No | R-410A | 1.95 | Residential & Commercial | Ducted CEE Tier 1
206764347 | Central HP <5.4 tons | CARRIER | HRCU-A-CB (Split System: Heat Pump with Remote Outdoor Unit-Air-Source) | 25VNA825A*032* |  |  | CAP**3717AL*+UI | 59TN6B060C17**14 | 24000 | 16 | 8.1 | 21400 | 16800 | 78.5% | 1.98 | 11 | 11 |  |  |  | No | R-410A | 2 | Residential & Commercial | Ducted CEE Tier 1
206764350 | Central HP <5.4 tons | CARRIER | HRCU-A-CB (Split System: Heat Pump with Remote Outdoor Unit-Air-Source) | 25VNA825A*032* |  |  | CAP**3717AL*+UI | 59MN7B080C17**14 | 24200 | 16 | 8.1 | 21400 | 16800 | 78.5% | 1.98 | 11 | 11 |  |  |  | No | R-410A | 2.0167 | Residential & Commercial | Ducted CEE Tier 1
206764466 | Central HP <5.4 tons | CARRIER | HRCU-A-CB (Split System: Heat Pump with Remote Outdoor Unit-Air-Source) | 25VNA825A*032* |  |  | CAP**2417AL*+UI | 58CU*A040C17**12 | 23200 | 16.5 | 8.1 | 22000 | 16700 | 75.91% | 1.9 | 11 | 10.5 |  |  |  | No | R-410A | 1.9333 | Residential & Commercial | Ducted CEE Tier 1
214097726 | Central HP <5.4 tons | FRIEDRICH | HRCU-A-CB (Split System: Heat Pump with Remote Outdoor Unit-Air-Source) | RD17AZ48AJ3N |  |  | TCFZ6024SEANM | FR921V1005A21M4 | 45500 | 16 | 8.1 | 45500 | 40500 | 89.01% | 2.1 | 0 | 10 |  |  |  | No | R-410A | 3.7917 | Residential & Commercial | Ducted CEE Tier 1
214097742 | Central HP <5.4 tons | FRIEDRICH | HRCU-A-CB (Split System: Heat Pump with Remote Outdoor Unit-Air-Source) | RD17AZ48AJ3N |  |  | TCFZ6024SEANM | FR801V1005A21DZ | 45500 | 17 | 8.1 | 45500 | 40000 | 87.91% | 2.1 | 0 | 10 |  |  |  | No | R-410A | 3.7917 | Residential & Commercial | Ducted CEE Tier 1
213076292 | Central HP <5.4 tons | COMFORTMAKER | HRCU-A-CB (Split System: Heat Pump with Remote Outdoor Unit-Air-Source) | DLCURAH36ABK |  |  | EA*4X48L21A* | *95MSU1002122A* | 36000 | 16.5 | 8.5 | 38000 | 34800 | 91.58% | 2.04 | 0 | 10 |  |  |  | No | R-410A | 3 | Residential & Commercial | Ducted CEE Tier 1
215679588 | Central HP <5.4 tons | COMFORTMAKER | HRCU-A-CB (Split System: Heat Pump with Remote Outdoor Unit-Air-Source) | C5H0V36*K*AAA* |  |  | EA*5X60M24A*+WALLCON | *97CTN1202422A* | 34400 | 18.5 | 9 | 34200 | 24800 | 72.51% | 1.9 | 0 | 10.5 |  |  |  | No | R-454B | 2.8667 | Residential & Commercial | Ducted CEE Tier 1
216440482 | Central HP <5.4 tons | TRANE | HRCU-A-CB (Split System: Heat Pump with Remote Outdoor Unit-Air-Source) | 5TWV0X60A1 |  |  | 5PX*DD10AS3 | S9V2C100D5PSC+LRP | 51500 | 18.4 | 9 | 54000 | 38000 | 70.37% | 2 | 0 | 10 |  |  |  | No | R-454B | 4.2917 | Residential & Commercial | Ducted CEE Tier 1
216440484 | Central HP <5.4 tons | TRANE | HRCU-A-CB (Split System: Heat Pump with Remote Outdoor Unit-Air-Source) | 5TWV0X60A1 |  |  | 5PX*DD10AS3+P0V0D000M50SD+LRP |  | 52000 | 18.6 | 9 | 53500 | 37600 | 70.28% | 2 | 0 | 10.5 |  |  |  | No | R-454B | 4.3333 | Residential & Commercial | Ducted CEE Tier 1
206764917 | Central HP <5.4 tons | CARRIER | HRCU-A-CB (Split System: Heat Pump with Remote Outdoor Unit-Air-Source) | 25VNA837A*031* |  |  | CAP**3721AL*+UI | 59MN7B100C21**22 | 33000 | 17.5 | 8.5 | 33000 | 25200 | 76.36% | 2 | 12 | 11.7 |  |  |  | No | R-410A | 2.75 | Residential & Commercial | Ducted CEE Tier 1
206764935 | Central HP <5.4 tons | CARRIER | HRCU-A-CB (Split System: Heat Pump with Remote Outdoor Unit-Air-Source) | 25VNA837A*031* |  |  | CAP**4221AL*+UI | 58TN*A090C17**16 | 31800 | 17.5 | 8.5 | 33000 | 24400 | 73.94% | 1.9 | 12 | 11.7 |  |  |  | No | R-410A | 2.65 | Residential & Commercial | Ducted CEE Tier 1
206764897 | Central HP <5.4 tons | CARRIER | HRCU-A-CB (Split System: Heat Pump with Remote Outdoor Unit-Air-Source) | 25VNA837A*031* |  |  | CAP**3621AL*+UI | 58TN*A090C17**16 | 31600 | 17.5 | 8.1 | 33000 | 24200 | 73.33% | 1.86 | 11.5 | 11.5 |  |  |  | No | R-410A | 2.6333 | Residential & Commercial | Ducted CEE Tier 1
211243667 | Central HP <5.4 tons | DAY & NIGHT | HRCU-A-CB (Split System: Heat Pump with Remote Outdoor Unit-Air-Source) | DLCURAH24ABK |  |  | EA*4X37L21A* | OMV098J12* | 24400 | 17 | 8.5 | 25200 | 21200 | 84.13% | 1.78 | 0 | 10 |  |  |  | No | R-410A | 2.0333 | Residential & Commercial | Ducted CEE Tier 1
211241512 | Central HP <5.4 tons | DAY & NIGHT | HRCU-A-CB (Split System: Heat Pump with Remote Outdoor Unit-Air-Source) | DLCURAH24ABK |  |  | EA*4X30L17A* | *80ESU0401712A* | 24000 | 17 | 8.5 | 26000 | 23200 | 89.23% | 1.94 | 0 | 10 |  |  |  | No | R-410A | 2 | Residential & Commercial | Ducted CEE Tier 1
211244577 | Central HP <5.4 tons | TEMPSTAR | HRCU-A-CB (Split System: Heat Pump with Remote Outdoor Unit-Air-Source) | DLCURAH24ABK |  |  | EN(A,D)4X30L17** | *96VTN0401712A* | 23400 | 16 | 8.1 | 25800 | 24000 | 93.02% | 1.98 | 0 | 10 |  |  |  | No | R-410A | 1.95 | Residential & Commercial | Ducted CEE Tier 1
211244660 | Central HP <5.4 tons | TEMPSTAR | HRCU-A-CB (Split System: Heat Pump with Remote Outdoor Unit-Air-Source) | DLCURAH24ABK |  |  | EN(A,D)4X30L17** | *95ESN0261410A* | 23400 | 16 | 8.1 | 25800 | 24200 | 93.8% | 2 | 0 | 10 |  |  |  | No | R-410A | 1.95 | Residential & Commercial | Ducted CEE Tier 1
211245013 | Central HP <5.4 tons | TEMPSTAR | HRCU-A-CB (Split System: Heat Pump with Remote Outdoor Unit-Air-Source) | DLCURAH24ABK |  |  | EN(A,D,W)4X36L17** | *96VTN0401712A* | 23400 | 16 | 8.1 | 25800 | 24000 | 93.02% | 1.98 | 0 | 10 |  |  |  | No | R-410A | 1.95 | Residential & Commercial | Ducted CEE Tier 1
216453132 | Central HP <5.4 tons | AMERICAN STANDARD | HRCU-A-CB (Split System: Heat Pump with Remote Outdoor Unit-Air-Source) | 5A6V0X36A1 |  |  | 5TXCB006AS3 | S8V2B080M4PDB | 35400 | 20 | 9.7 | 32600 | 25200 | 77.3% | 2.1 | 0 | 12.5 |  |  |  | No | R-454B | 2.95 | Residential & Commercial | Ducted CEE Tier 1
215940173 | Central HP <5.4 tons | TEMPSTAR | HRCU-A-CB (Split System: Heat Pump with Remote Outdoor Unit-Air-Source) | T5H3V36*K*AAA* |  |  | ESH5X48M12A*+WALLCON | *97CTN1202422A* | 33800 | 19.5 | 9 | 34600 | 26400 | 76.3% | 1.92 | 0 | 11.7 |  |  |  | No | R-454B | 2.8167 | Residential & Commercial | Ducted CEE Tier 1
215940393 | Central HP <5.4 tons | TEMPSTAR | HRCU-A-CB (Split System: Heat Pump with Remote Outdoor Unit-Air-Source) | T5H3V36*K*AAA* |  |  | EVM5X49M21A*+WALLCON | *97CTN1002122A* | 35600 | 22 | 8.5 | 38000 | 28600 | 75.26% | 2.02 | 0 | 12.5 |  |  |  | No | R-454B | 2.9667 | Residential & Commercial | Ducted CEE Tier 1
215940473 | Central HP <5.4 tons | TEMPSTAR | HRCU-A-CB (Split System: Heat Pump with Remote Outdoor Unit-Air-Source) | T5H3V36*K*AAA* |  |  | EVM5X60M24A*+WALLCON | *96CTN0802120B* | 35400 | 21.5 | 8.5 | 38000 | 28600 | 75.26% | 2.04 | 0 | 12 |  |  |  | No | R-454B | 2.95 | Residential & Commercial | Ducted CEE Tier 1
215676008 | Central HP <5.4 tons | COMFORTMAKER | HRCU-A-CB (Split System: Heat Pump with Remote Outdoor Unit-Air-Source) | C5H0V48*K*AAA* |  |  | EVM5X61M24A*+WALLCON | *80CTL1352422B* | 48500 | 19.5 | 9.5 | 50000 | 36600 | 73.2% | 2.1 | 0 | 10.5 |  |  |  | No | R-454B | 4.0417 | Residential & Commercial | Ducted CEE Tier 1
215676108 | Central HP <5.4 tons | COMFORTMAKER | HRCU-A-CB (Split System: Heat Pump with Remote Outdoor Unit-Air-Source) | C5H0V48*K*AAA* |  |  | EVD5X48M21A*+WALLCON | *80CSU0802120A* | 47000 | 18.5 | 9 | 50000 | 36400 | 72.8% | 2 | 0 | 10 |  |  |  | No | R-454B | 3.9167 | Residential & Commercial | Ducted CEE Tier 1
206764303 | Central HP <5.4 tons | CARRIER | HRCU-A-CB (Split System: Heat Pump with Remote Outdoor Unit-Air-Source) | 25VNA825A*032* |  |  | CAP**2417AL*+UI | 58TN*A070C14**12 | 23400 | 17 | 8.1 | 22000 | 16700 | 75.91% | 1.9 | 11 | 11 |  |  |  | No | R-410A | 1.95 | Residential & Commercial | Ducted CEE Tier 1
206764310 | Central HP <5.4 tons | CARRIER | HRCU-A-CB (Split System: Heat Pump with Remote Outdoor Unit-Air-Source) | 25VNA825A*032* |  |  | CAP**2517AL*+UI | 59MN7B080C17**14 | 24200 | 16.5 | 8.1 | 21400 | 16700 | 78.04% | 2 | 11 | 11 |  |  |  | No | R-410A | 2.0167 | Residential & Commercial | Ducted CEE Tier 1
206764312 | Central HP <5.4 tons | CARRIER | HRCU-A-CB (Split System: Heat Pump with Remote Outdoor Unit-Air-Source) | 25VNA825A*032* |  |  | CAP**2517AL*+UI | 58TN*A090C17**16 | 24400 | 17.5 | 8.5 | 21200 | 16600 | 78.3% | 2.04 | 12 | 11.5 |  |  |  | No | R-410A | 2.0333 | Residential & Commercial | Ducted CEE Tier 1
206764346 | Central HP <5.4 tons | CARRIER | HRCU-A-CB (Split System: Heat Pump with Remote Outdoor Unit-Air-Source) | 25VNA825A*032* |  |  | CAP**3717AL*+UI | 58TN*A070C17**16 | 24200 | 16.5 | 8.1 | 21400 | 16700 | 78.04% | 2 | 11 | 11 |  |  |  | No | R-410A | 2.0167 | Residential & Commercial | Ducted CEE Tier 1
206764351 | Central HP <5.4 tons | CARRIER | HRCU-A-CB (Split System: Heat Pump with Remote Outdoor Unit-Air-Source) | 25VNA825A*032* |  |  | CAP**3717AL*+UI | 58TN*A070C14**12 | 24200 | 17 | 8.1 | 21400 | 16600 | 77.57% | 2 | 11 | 11 |  |  |  | No | R-410A | 2.0167 | Residential & Commercial | Ducted CEE Tier 1
214097731 | Central HP <5.4 tons | FRIEDRICH | HRCU-A-CB (Split System: Heat Pump with Remote Outdoor Unit-Air-Source) | RD17AZ48AJ3N |  |  | TCFZ6024SEANM | FR802V1255A24DZ | 45500 | 17 | 8.1 | 45500 | 40000 | 87.91% | 2.1 | 0 | 10 |  |  |  | No | R-410A | 3.7917 | Residential & Commercial | Ducted CEE Tier 1
206764967 | Central HP <5.4 tons | CARRIER | HRCU-A-CB (Split System: Heat Pump with Remote Outdoor Unit-Air-Source) | 25VNA837A*031* |  |  | CAP**4821AL*+UI | 58TN*A090C21**20 | 32200 | 17.5 | 8.5 | 32600 | 25000 | 76.69% | 1.98 | 12 | 11.7 |  |  |  | No | R-410A | 2.6833 | Residential & Commercial | Ducted CEE Tier 1
206764298 | Central HP <5.4 tons | CARRIER | HRCU-A-CB (Split System: Heat Pump with Remote Outdoor Unit-Air-Source) | 25VNA825A*032* |  |  | CAP**2417AL*+UI | 58TN*A070C17**16 | 23200 | 16.5 | 8.1 | 22000 | 16800 | 76.36% | 1.9 | 11 | 10.5 |  |  |  | No | R-410A | 1.9333 | Residential & Commercial | Ducted CEE Tier 1
206764314 | Central HP <5.4 tons | CARRIER | HRCU-A-CB (Split System: Heat Pump with Remote Outdoor Unit-Air-Source) | 25VNA825A*032* |  |  | CAP**3017AL*+UI | 58TN*A045C17**12 | 23400 | 16 | 8.1 | 21600 | 16800 | 77.78% | 1.9 | 11 | 10.5 |  |  |  | No | R-410A | 1.95 | Residential & Commercial | Ducted CEE Tier 1
206764316 | Central HP <5.4 tons | CARRIER | HRCU-A-CB (Split System: Heat Pump with Remote Outdoor Unit-Air-Source) | 25VNA825A*032* |  |  | CAP**3017AL*+UI | 59TN6B060C17**14 | 23400 | 16 | 8.1 | 21600 | 16800 | 77.78% | 1.9 | 11 | 10.5 |  |  |  | No | R-410A | 1.95 | Residential & Commercial | Ducted CEE Tier 1
206764331 | Central HP <5.4 tons | CARRIER | HRCU-A-CB (Split System: Heat Pump with Remote Outdoor Unit-Air-Source) | 25VNA825A*032* |  |  | CAP**3621AL*+UI | 58TN*A070C17**16 | 23600 | 16.5 | 8.1 | 21400 | 16600 | 77.57% | 1.94 | 11 | 11 |  |  |  | No | R-410A | 1.9667 | Residential & Commercial | Ducted CEE Tier 1
206764367 | Central HP <5.4 tons | CARRIER | HRCU-A-CB (Split System: Heat Pump with Remote Outdoor Unit-Air-Source) | 25VNA825A*032* |  |  | CAP**3721AL*+UI | 59MN7B060C21**20 | 24400 | 16.5 | 8.1 | 21200 | 16700 | 78.77% | 2.02 | 11 | 11 |  |  |  | No | R-410A | 2.0333 | Residential & Commercial | Ducted CEE Tier 1
206764323 | Central HP <5.4 tons | CARRIER | HRCU-A-CB (Split System: Heat Pump with Remote Outdoor Unit-Air-Source) | 25VNA825A*032* |  |  | CAP**3617AL*+UI | 58TN*A070C17**16 | 23600 | 16.5 | 8.1 | 21400 | 16700 | 78.04% | 1.94 | 11.5 | 11 |  |  |  | No | R-410A | 1.9667 | Residential & Commercial | Ducted CEE Tier 1
214097885 | Central HP <5.4 tons | FRIEDRICH | HRCU-A-CB (Split System: Heat Pump with Remote Outdoor Unit-Air-Source) | RD17AZ60AJ3N |  |  | FRH3VZ6024STACN |  | 55500 | 19 | 8.1 | 53500 | 48500 | 90.65% | 1.75 | 0 | 10 |  |  |  | No | R-410A | 4.625 | Residential & Commercial | Ducted CEE Tier 1
215940413 | Central HP <5.4 tons | TEMPSTAR | HRCU-A-CB (Split System: Heat Pump with Remote Outdoor Unit-Air-Source) | T5H3V36*K*AAA* |  |  | EVM5X60M21A*+WALLCON | *80CSU0401712B* | 35600 | 22 | 8.5 | 38000 | 28600 | 75.26% | 2.02 | 0 | 12.5 |  |  |  | No | R-454B | 2.9667 | Residential & Commercial | Ducted CEE Tier 1
215940513 | Central HP <5.4 tons | TEMPSTAR | HRCU-A-CB (Split System: Heat Pump with Remote Outdoor Unit-Air-Source) | T5H3V36*K*AAA* |  |  | EVD5X36M21A*+WALLCON | *96CTN0802120B* | 34400 | 20.5 | 8.5 | 38500 | 28200 | 73.25% | 2.04 | 0 | 11.7 |  |  |  | No | R-454B | 2.8667 | Residential & Commercial | Ducted CEE Tier 1
215940763 | Central HP <5.4 tons | TEMPSTAR | HRCU-A-CB (Split System: Heat Pump with Remote Outdoor Unit-Air-Source) | T5H3V36*K*AAA* |  |  | EVD5X48M24A*+WALLCON | *97CTN1202422A* | 35000 | 21.5 | 8.5 | 38000 | 28200 | 74.21% | 2.02 | 0 | 12 |  |  |  | No | R-454B | 2.9167 | Residential & Commercial | Ducted CEE Tier 1
215940593 | Central HP <5.4 tons | TEMPSTAR | HRCU-A-CB (Split System: Heat Pump with Remote Outdoor Unit-Air-Source) | T5H3V36*K*AAA* |  |  | EVD5X38M17A*+WALLCON | *80CSU0601716B* | 35600 | 22 | 8.5 | 38000 | 28600 | 75.26% | 2.02 | 0 | 12 |  |  |  | No | R-454B | 2.9667 | Residential & Commercial | Ducted CEE Tier 1
215940893 | Central HP <5.4 tons | TEMPSTAR | HRCU-A-CB (Split System: Heat Pump with Remote Outdoor Unit-Air-Source) | T5H3V36*K*AAA* |  |  | EVD5X60M24A*+WALLCON | *97CTN0802120A* | 35400 | 21.5 | 8.5 | 38000 | 28600 | 75.26% | 2.04 | 0 | 12 |  |  |  | No | R-454B | 2.95 | Residential & Commercial | Ducted CEE Tier 1
206764883 | Central HP <5.4 tons | CARRIER | HRCU-A-CB (Split System: Heat Pump with Remote Outdoor Unit-Air-Source) | 25VNA837A*031* |  |  | CAP**3617AL*+UI | 58TN*A070C14**12 | 31400 | 17.5 | 8.1 | 33400 | 24400 | 73.05% | 1.84 | 11.5 | 11 |  |  |  | No | R-410A | 2.6167 | Residential & Commercial | Ducted CEE Tier 1
206764884 | Central HP <5.4 tons | CARRIER | HRCU-A-CB (Split System: Heat Pump with Remote Outdoor Unit-Air-Source) | 25VNA837A*031* |  |  | CAP**3617AL*+UI | 58TN*A090C17**16 | 31600 | 17.5 | 8.1 | 33200 | 24200 | 72.89% | 1.86 | 11 | 11 |  |  |  | No | R-410A | 2.6333 | Residential & Commercial | Ducted CEE Tier 1
206764919 | Central HP <5.4 tons | CARRIER | HRCU-A-CB (Split System: Heat Pump with Remote Outdoor Unit-Air-Source) | 25VNA837A*031* |  |  | CAP**3721AL*+UI | 59TN6B100C21**22 | 33000 | 17.5 | 8.5 | 33000 | 25200 | 76.36% | 2 | 12 | 11.7 |  |  |  | No | R-410A | 2.75 | Residential & Commercial | Ducted CEE Tier 1
206764932 | Central HP <5.4 tons | CARRIER | HRCU-A-CB (Split System: Heat Pump with Remote Outdoor Unit-Air-Source) | 25VNA837A*031* |  |  | CAP**4221AL*+UI | 59MN7B100C21**22 | 31800 | 17 | 8.1 | 33000 | 24400 | 73.94% | 1.9 | 11.5 | 11.5 |  |  |  | No | R-410A | 2.65 | Residential & Commercial | Ducted CEE Tier 1
214779585 | Central HP <5.4 tons | YORK | HRCU-A-CB (Split System: Heat Pump with Remote Outdoor Unit-Air-Source) | HMH72B341 |  |  | XAHC36DBCN1 | Y91E080C16SMPS1 | 33200 | 17 | 8.5 | 32000 | 22400 | 70% | 1.8 | 0 | 10 |  |  |  | No | R-410A | 2.7667 | Residential & Commercial | Ducted CEE Tier 1
206764509 | Central HP <5.4 tons | CARRIER | HRCU-A-CB (Split System: Heat Pump with Remote Outdoor Unit-Air-Source) | 25VNA825A*032* |  |  | CAP**3617AL*+UI | 59CU5A060C17**16 | 23400 | 16.5 | 8.1 | 21600 | 16800 | 77.78% | 1.92 | 11 | 10.5 |  |  |  | No | R-410A | 1.95 | Residential & Commercial | Ducted CEE Tier 1
214243068 | Central HP <5.4 tons | AIRQUEST | HRCU-A-CB (Split System: Heat Pump with Remote Outdoor Unit-Air-Source) | HVH825GKA2* |  |  | EN(A,D,W)4X42L21**+WALLCON | *96CTN1002122B* | 23800 | 16.5 | 8.1 | 21400 | 16600 | 77.57% | 1.96 | 0 | 11 |  |  |  | No | R-410A | 1.9833 | Residential & Commercial | Ducted CEE Tier 1
214243168 | Central HP <5.4 tons | AIRQUEST | HRCU-A-CB (Split System: Heat Pump with Remote Outdoor Unit-Air-Source) | HVH825GKA2* |  |  | EN(A,D,W)4X48L21**+WALLCON | *96CTN0601714B* | 24000 | 16.5 | 8.1 | 21400 | 16700 | 78.04% | 2 | 0 | 11 |  |  |  | No | R-410A | 2 | Residential & Commercial | Ducted CEE Tier 1
207436407 | Central HP <5.4 tons | LENNOX | HRCU-A-CB (Split System: Heat Pump with Remote Outdoor Unit-Air-Source) | SL25XPV-036-230A** |  |  | CHX35-48B-**-*+TDR | EL296UH045XV36B* | 33600 | 21.6 | 8.8 | 34800 | 26200 | 75.29% | 1.82 | 13.5 | 13 |  |  |  | No | R-410A | 2.8 | Residential & Commercial | Ducted CEE Tier 1
207436408 | Central HP <5.4 tons | LENNOX | HRCU-A-CB (Split System: Heat Pump with Remote Outdoor Unit-Air-Source) | SL25XPV-036-230A** |  |  | CHX35-48B-**-*+TDR | EL296UH070XV36B* | 33800 | 21.8 | 8.8 | 34600 | 26200 | 75.72% | 1.82 | 13.5 | 13.3 |  |  |  | No | R-410A | 2.8167 | Residential & Commercial | Ducted CEE Tier 1
206764297 | Central HP <5.4 tons | CARRIER | HRCU-A-CB (Split System: Heat Pump with Remote Outdoor Unit-Air-Source) | 25VNA825A*032* |  |  | CAP**2417AL*+UI | 58TN*A045C17**12 | 23200 | 16 | 8.1 | 22000 | 16900 | 76.82% | 1.88 | 11 | 10.5 |  |  |  | No | R-410A | 1.9333 | Residential & Commercial | Ducted CEE Tier 1
206764299 | Central HP <5.4 tons | CARRIER | HRCU-A-CB (Split System: Heat Pump with Remote Outdoor Unit-Air-Source) | 25VNA825A*032* |  |  | CAP**2417AL*+UI | 59TN6B060C17**14 | 23200 | 16 | 8.1 | 22000 | 16900 | 76.82% | 1.88 | 11 | 10.5 |  |  |  | No | R-410A | 1.9333 | Residential & Commercial | Ducted CEE Tier 1
211240355 | Central HP <5.4 tons | AIRQUEST | HRCU-A-CB (Split System: Heat Pump with Remote Outdoor Unit-Air-Source) | DLCURAH24ABK |  |  | EA*4X24L14A* | *80ES(N,L)0701412A* | 24000 | 16.5 | 8.5 | 26800 | 24000 | 89.55% | 1.98 | 0 | 10 |  |  |  | No | R-410A | 2 | Residential & Commercial | Ducted CEE Tier 1
211240576 | Central HP <5.4 tons | AIRQUEST | HRCU-A-CB (Split System: Heat Pump with Remote Outdoor Unit-Air-Source) | DLCURAH24ABK |  |  | EA*4X24L17A* | *95ESN0601412A* | 24000 | 15.5 | 8.5 | 27200 | 23600 | 86.76% | 1.92 | 0 | 10 |  |  |  | No | R-410A | 2 | Residential & Commercial | Ducted CEE Tier 1
211240640 | Central HP <5.4 tons | AIRQUEST | HRCU-A-CB (Split System: Heat Pump with Remote Outdoor Unit-Air-Source) | DLCURAH24ABK |  |  | EA*4X24L17A* | *80ES(N,L)0451712A* | 23800 | 16.5 | 8.5 | 26800 | 24200 | 90.3% | 2 | 0 | 10 |  |  |  | No | R-410A | 1.9833 | Residential & Commercial | Ducted CEE Tier 1
211241343 | Central HP <5.4 tons | AIRQUEST | HRCU-A-CB (Split System: Heat Pump with Remote Outdoor Unit-Air-Source) | DLCURAH24ABK |  |  | EA*4X30L14A* | *92ESN0601412A* | 23400 | 16.5 | 8.5 | 25800 | 24400 | 94.57% | 2.02 | 0 | 10 |  |  |  | No | R-410A | 1.95 | Residential & Commercial | Ducted CEE Tier 1
213080452 | Central HP <5.4 tons | DAY & NIGHT | HRCU-A-CB (Split System: Heat Pump with Remote Outdoor Unit-Air-Source) | DLCURAH36ABK |  |  | EN(A,D)4X48L24** | *96MSN1002122A* | 36000 | 16.5 | 8.1 | 38500 | 34800 | 90.39% | 2.02 | 0 | 10 |  |  |  | No | R-410A | 3 | Residential & Commercial | Ducted CEE Tier 1
213078657 | Central HP <5.4 tons | DAY & NIGHT | HRCU-A-CB (Split System: Heat Pump with Remote Outdoor Unit-Air-Source) | DLCURAH36ABK |  |  | EA*4X43L21A* | *80MS(N,L)1102120A* | 36600 | 16.5 | 8.5 | 38000 | 34800 | 91.58% | 2.06 | 0 | 10 |  |  |  | No | R-410A | 3.05 | Residential & Commercial | Ducted CEE Tier 1
213079075 | Central HP <5.4 tons | DAY & NIGHT | HRCU-A-CB (Split System: Heat Pump with Remote Outdoor Unit-Air-Source) | DLCURAH36ABK |  |  | EN(A,D,W)4X48L21** | *80MSU0401712A* | 35800 | 16.5 | 8.1 | 38500 | 34800 | 90.39% | 2 | 0 | 10 |  |  |  | No | R-410A | 2.9833 | Residential & Commercial | Ducted CEE Tier 1
213079441 | Central HP <5.4 tons | DAY & NIGHT | HRCU-A-CB (Split System: Heat Pump with Remote Outdoor Unit-Air-Source) | DLCURAH36ABK |  |  | EA*4X43L21A* | *92MSN0601714A* | 36600 | 16 | 8.5 | 38500 | 35000 | 90.91% | 2.06 | 0 | 10 |  |  |  | No | R-410A | 3.05 | Residential & Commercial | Ducted CEE Tier 1
213079609 | Central HP <5.4 tons | DAY & NIGHT | HRCU-A-CB (Split System: Heat Pump with Remote Outdoor Unit-Air-Source) | DLCURAH36ABK |  |  | END4X42L17** | *92MSN0801716A* | 35600 | 16 | 8.1 | 38500 | 35000 | 90.91% | 1.94 | 0 | 10 |  |  |  | No | R-410A | 2.9667 | Residential & Commercial | Ducted CEE Tier 1
215676328 | Central HP <5.4 tons | COMFORTMAKER | HRCU-A-CB (Split System: Heat Pump with Remote Outdoor Unit-Air-Source) | C5H0V48*K*AAA* |  |  | EVD5X49M24A*+WALLCON | *80CTL1352422B* | 48000 | 19 | 9 | 50000 | 36400 | 72.8% | 2 | 0 | 10.5 |  |  |  | No | R-454B | 4 | Residential & Commercial | Ducted CEE Tier 1
215676358 | Central HP <5.4 tons | COMFORTMAKER | HRCU-A-CB (Split System: Heat Pump with Remote Outdoor Unit-Air-Source) | C5H0V48*K*AAA* |  |  | EVD5X49M24A*+WALLCON | *97CMN0802120B* | 48000 | 19 | 9 | 50000 | 36600 | 73.2% | 2 | 0 | 10 |  |  |  | No | R-454B | 4 | Residential & Commercial | Ducted CEE Tier 1
215681948 | Central HP <5.4 tons | COMFORTMAKER | HRCU-A-CB (Split System: Heat Pump with Remote Outdoor Unit-Air-Source) | C5H0V48*K*AAA* |  |  | EVM5X60M21A*+WALLCON | *97CTN0801716A* | 47500 | 18.5 | 9 | 50000 | 37200 | 74.4% | 1.98 | 0 | 10 |  |  |  | No | R-454B | 3.9583 | Residential & Commercial | Ducted CEE Tier 1
211241376 | Central HP <5.4 tons | AIRQUEST | HRCU-A-CB (Split System: Heat Pump with Remote Outdoor Unit-Air-Source) | DLCURAH24ABK |  |  | EA*4X30L17A* | *80VSL0451412A* | 23400 | 16.5 | 8.5 | 25800 | 24400 | 94.57% | 2.02 | 0 | 10 |  |  |  | No | R-410A | 1.95 | Residential & Commercial | Ducted CEE Tier 1
211241628 | Central HP <5.4 tons | AIRQUEST | HRCU-A-CB (Split System: Heat Pump with Remote Outdoor Unit-Air-Source) | DLCURAH24ABK |  |  | EA*4X30L17A* | *96VTN0601714A* | 23800 | 16.5 | 8.5 | 26200 | 23400 | 89.31% | 1.92 | 0 | 10 |  |  |  | No | R-410A | 1.9833 | Residential & Commercial | Ducted CEE Tier 1
216440015 | Central HP <5.4 tons | AMERICAN STANDARD | HRCU-A-CB (Split System: Heat Pump with Remote Outdoor Unit-Air-Source) | 5A6V0X36A1 |  |  | 5PX*B004AS3 | L8V1B080U4VSB+LRP | 34000 | 18.8 | 9.7 | 31600 | 25000 | 79.11% | 2.1 | 0 | 12 |  |  |  | No | R-454B | 2.8333 | Residential & Commercial | Ducted CEE Tier 1
216440033 | Central HP <5.4 tons | AMERICAN STANDARD | HRCU-A-CB (Split System: Heat Pump with Remote Outdoor Unit-Air-Source) | 5A6V0X36A1 |  |  | 5PX*B006AS3 | S9V2B060U4PSC+LRP | 34400 | 19.2 | 9.4 | 32600 | 24200 | 74.23% | 2.1 | 0 | 12.5 |  |  |  | No | R-454B | 2.8667 | Residential & Commercial | Ducted CEE Tier 1
216440065 | Central HP <5.4 tons | AMERICAN STANDARD | HRCU-A-CB (Split System: Heat Pump with Remote Outdoor Unit-Air-Source) | 5A6V0X36A1 |  |  | 5PX*C005AS3 | S9V2C100U5VSB+LRP | 33200 | 18.8 | 9.4 | 32000 | 24000 | 75% | 2.1 | 0 | 12 |  |  |  | No | R-454B | 2.7667 | Residential & Commercial | Ducted CEE Tier 1
216440099 | Central HP <5.4 tons | AMERICAN STANDARD | HRCU-A-CB (Split System: Heat Pump with Remote Outdoor Unit-Air-Source) | 5A6V0X36A1 |  |  | 5PX*C009AS3 | S9V2C100U4VSB+LRP | 34800 | 20 | 9.4 | 32400 | 23800 | 73.46% | 2.1 | 0 | 12.7 |  |  |  | No | R-454B | 2.9 | Residential & Commercial | Ducted CEE Tier 1
216440115 | Central HP <5.4 tons | AMERICAN STANDARD | HRCU-A-CB (Split System: Heat Pump with Remote Outdoor Unit-Air-Source) | 5A6V0X36A1 |  |  | 5TAMXD06AV41 |  | 35400 | 21 | 9.7 | 32800 | 24800 | 75.61% | 2.1 | 0 | 12.7 |  |  |  | No | R-454B | 2.95 | Residential & Commercial | Ducted CEE Tier 1
207436243 | Central HP <5.4 tons | LENNOX | HRCU-A-CB (Split System: Heat Pump with Remote Outdoor Unit-Air-Source) | SL25XPV-024-230A** |  |  | CX35-48B+TDR | SL280UH090V36B* | 22200 | 21.8 | 9.5 | 21400 | 20400 | 95.33% | 1.86 | 14.5 | 14.3 |  |  |  | No | R-410A | 1.85 | Residential & Commercial | Ducted CEE Tier 1
211207020 | Central HP <5.4 tons | YORK | HRCU-A-CB (Split System: Heat Pump with Remote Outdoor Unit-Air-Source) | YZV36B21 |  |  | XAMB36DE2N1+CC | TP9C080B12MP13 | 32200 | 18 | 8.5 | 34000 | 29400 | 86.47% | 1.92 | 0 | 11.7 |  |  |  | No | R-410A | 2.6833 | Residential & Commercial | Ducted CEE Tier 1
211264726 | Central HP <5.4 tons | CARRIER | HRCU-A-CB (Split System: Heat Pump with Remote Outdoor Unit-Air-Source) | 38MURAQ18AB3* |  |  | PF4MN*A18L* |  | 18000 | 15.5 | 8.5 | 19000 | 19100 | 100.5% | 2.28 | 0 | 10.5 |  |  |  | No | R-410A | 1.5 | Residential & Commercial | Ducted CEE Tier 1
215682238 | Central HP <5.4 tons | COMFORTMAKER | HRCU-A-CB (Split System: Heat Pump with Remote Outdoor Unit-Air-Source) | C5H0V48*K*AAA* |  |  | EVD5X49M24A*+WALLCON | *96CTN0802120B* | 48000 | 19 | 9 | 50000 | 36600 | 73.2% | 2 | 0 | 10 |  |  |  | No | R-454B | 4 | Residential & Commercial | Ducted CEE Tier 1
215682338 | Central HP <5.4 tons | COMFORTMAKER | HRCU-A-CB (Split System: Heat Pump with Remote Outdoor Unit-Air-Source) | C5H0V48*K*AAA* |  |  | EVD5X60M21A*+WALLCON | *80CSU1002120B* | 48000 | 18.5 | 9 | 50000 | 36600 | 73.2% | 2 | 0 | 10 |  |  |  | No | R-454B | 4 | Residential & Commercial | Ducted CEE Tier 1
215682538 | Central HP <5.4 tons | COMFORTMAKER | HRCU-A-CB (Split System: Heat Pump with Remote Outdoor Unit-Air-Source) | C5H0V48*K*AAA* |  |  | EVD5X61M24A*+WALLCON | *80CSU1002120B* | 48500 | 19 | 9 | 50000 | 36600 | 73.2% | 2.12 | 0 | 10 |  |  |  | No | R-454B | 4.0417 | Residential & Commercial | Ducted CEE Tier 1
215939943 | Central HP <5.4 tons | TEMPSTAR | HRCU-A-CB (Split System: Heat Pump with Remote Outdoor Unit-Air-Source) | T5H3V36*K*AAA* |  |  | ESH5X36M12A*+WALLCON | *96CTN0802120B* | 33200 | 19 | 9 | 35000 | 26800 | 76.57% | 1.92 | 0 | 11 |  |  |  | No | R-454B | 2.7667 | Residential & Commercial | Ducted CEE Tier 1
216440149 | Central HP <5.4 tons | AMERICAN STANDARD | HRCU-A-CB (Split System: Heat Pump with Remote Outdoor Unit-Air-Source) | 5A6V0X36A1 |  |  | 5TXCB006AS3 | S9V2B080U4VSB+LRP | 34200 | 19.2 | 9.4 | 32800 | 24200 | 73.78% | 2.1 | 0 | 12 |  |  |  | No | R-454B | 2.85 | Residential & Commercial | Ducted CEE Tier 1
216440217 | Central HP <5.4 tons | AMERICAN STANDARD | HRCU-A-CB (Split System: Heat Pump with Remote Outdoor Unit-Air-Source) | 5A6V0X36A1 |  |  | 5TXCC009AS3 | S9V2C100U5VSB+LRP | 34800 | 20 | 9.4 | 32400 | 23800 | 73.46% | 2.1 | 0 | 12.7 |  |  |  | No | R-454B | 2.9 | Residential & Commercial | Ducted CEE Tier 1
212975642 | Central HP <5.4 tons | AIRQUEST | HRCU-A-CB (Split System: Heat Pump with Remote Outdoor Unit-Air-Source) | DLCURAH24ABK |  |  | EA*4X24L17A* | *96VTN0601412B* | 23200 | 16.5 | 8.5 | 26800 | 26800 | 100% | 2.28 | 0 | 10 |  |  |  | No | R-410A | 1.9333 | Residential & Commercial | Ducted CEE Tier 1
212973577 | Central HP <5.4 tons | DAY & NIGHT | HRCU-A-CB (Split System: Heat Pump with Remote Outdoor Unit-Air-Source) | DLCURAH24ABK |  |  | EA*4X36L17A* | *96VSN0601412B* | 23600 | 17 | 8.5 | 26200 | 24000 | 91.6% | 2 | 0 | 10 |  |  |  | No | R-410A | 1.9667 | Residential & Commercial | Ducted CEE Tier 1
212973927 | Central HP <5.4 tons | DAY & NIGHT | HRCU-A-CB (Split System: Heat Pump with Remote Outdoor Unit-Air-Source) | DLCURAH24ABK |  |  | EN(A,D)4X36L21** | *96VSN0801716B* | 23400 | 16.5 | 8.1 | 25800 | 24200 | 93.8% | 2 | 0 | 10 |  |  |  | No | R-410A | 1.95 | Residential & Commercial | Ducted CEE Tier 1
212971726 | Central HP <5.4 tons | DAY & NIGHT | HRCU-A-CB (Split System: Heat Pump with Remote Outdoor Unit-Air-Source) | DLCURAH24ABK |  |  | EN(A,D,W)4X36L17** | *80VTL0701716B* | 23600 | 17 | 8.5 | 26400 | 24200 | 91.67% | 2.02 | 0 | 10.5 |  |  |  | No | R-410A | 1.9667 | Residential & Commercial | Ducted CEE Tier 1
212973214 | Central HP <5.4 tons | AIRQUEST | HRCU-A-CB (Split System: Heat Pump with Remote Outdoor Unit-Air-Source) | DLCURAH24ABK |  |  | EA*4X36L17A* | *96VSN0401712B* | 23400 | 16.5 | 8.5 | 26200 | 24400 | 93.13% | 2.02 | 0 | 10 |  |  |  | No | R-410A | 1.95 | Residential & Commercial | Ducted CEE Tier 1
215676728 | Central HP <5.4 tons | COMFORTMAKER | HRCU-A-CB (Split System: Heat Pump with Remote Outdoor Unit-Air-Source) | C5H0V48*K*AAA* |  |  | EVD5X61M21A*+WALLCON | *80CTL0702120B* | 48500 | 19 | 9 | 50000 | 37000 | 74% | 2 | 0 | 10.5 |  |  |  | No | R-454B | 4.0417 | Residential & Commercial | Ducted CEE Tier 1
215676878 | Central HP <5.4 tons | COMFORTMAKER | HRCU-A-CB (Split System: Heat Pump with Remote Outdoor Unit-Air-Source) | C5H0V48*K*AAA* |  |  | EVD5X61M24A*+WALLCON | *80CTL0902120B* | 48500 | 19.5 | 9.5 | 50000 | 36600 | 73.2% | 2.1 | 0 | 10.5 |  |  |  | No | R-454B | 4.0417 | Residential & Commercial | Ducted CEE Tier 1
215681518 | Central HP <5.4 tons | COMFORTMAKER | HRCU-A-CB (Split System: Heat Pump with Remote Outdoor Unit-Air-Source) | C5H0V48*K*AAA* |  |  | EA*5X61M24A*+WALLCON | *96CTN0802120B* | 46000 | 18 | 9 | 48000 | 33800 | 70.42% | 2.08 | 0 | 10 |  |  |  | No | R-454B | 3.8333 | Residential & Commercial | Ducted CEE Tier 1
214242347 | Central HP <5.4 tons | HEIL | HRCU-A-CB (Split System: Heat Pump with Remote Outdoor Unit-Air-Source) | HVH825GKA3* |  |  | EN(A,D)4X48L24**+WALLCON | *80CTL1352422B* | 24200 | 17 | 8.1 | 21200 | 16600 | 78.3% | 2 | 0 | 11 |  |  |  | No | R-410A | 2.0167 | Residential & Commercial | Ducted CEE Tier 1
212970861 | Central HP <5.4 tons | AIRQUEST | HRCU-A-CB (Split System: Heat Pump with Remote Outdoor Unit-Air-Source) | DLCURAH18ABK |  |  | EA*4X24L14A* | *80VTL0451412B* | 17700 | 16.5 | 8.5 | 18600 | 19400 | 104.3% | 2.32 | 0 | 10.5 |  |  |  | No | R-410A | 1.475 | Residential & Commercial | Ducted CEE Tier 1
212971470 | Central HP <5.4 tons | AIRQUEST | HRCU-A-CB (Split System: Heat Pump with Remote Outdoor Unit-Air-Source) | DLCURAH18ABK |  |  | EA*4X30L17A* | *80VTL0701716B* | 17700 | 16.5 | 8.5 | 18200 | 18700 | 102.7% | 2.24 | 0 | 10.5 |  |  |  | No | R-410A | 1.475 | Residential & Commercial | Ducted CEE Tier 1
212971481 | Central HP <5.4 tons | AIRQUEST | HRCU-A-CB (Split System: Heat Pump with Remote Outdoor Unit-Air-Source) | DLCURAH18ABK |  |  | EN(A,D)4X24L17** | *80VTL0701716B* | 17500 | 16 | 8.5 | 18500 | 19200 | 103.8% | 2.3 | 0 | 10.5 |  |  |  | No | R-410A | 1.4583 | Residential & Commercial | Ducted CEE Tier 1
212971459 | Central HP <5.4 tons | AIRQUEST | HRCU-A-CB (Split System: Heat Pump with Remote Outdoor Unit-Air-Source) | DLCURAH18ABK |  |  | EA*4X25L17A* | *80VTL0701716B* | 18000 | 16.5 | 8.5 | 17900 | 17700 | 98.88% | 2.14 | 0 | 11 |  |  |  | No | R-410A | 1.5 | Residential & Commercial | Ducted CEE Tier 1
212973684 | Central HP <5.4 tons | AIRQUEST | HRCU-A-CB (Split System: Heat Pump with Remote Outdoor Unit-Air-Source) | DLCURAH18ABK |  |  | EA*4X30L17A* | *96VSN0801716B* | 17400 | 16 | 8.5 | 18000 | 18700 | 103.9% | 2.26 | 0 | 10.5 |  |  |  | No | R-410A | 1.45 | Residential & Commercial | Ducted CEE Tier 1
212975455 | Central HP <5.4 tons | AIRQUEST | HRCU-A-CB (Split System: Heat Pump with Remote Outdoor Unit-Air-Source) | DLCURAH18ABK |  |  | EN(A,D)4X24L14** | *96VTN0601412B* | 17500 | 16 | 8.5 | 18500 | 19200 | 103.8% | 2.3 | 0 | 10.5 |  |  |  | No | R-410A | 1.4583 | Residential & Commercial | Ducted CEE Tier 1
214097724 | Central HP <5.4 tons | FRIEDRICH | HRCU-A-CB (Split System: Heat Pump with Remote Outdoor Unit-Air-Source) | RD17AZ48AJ3N |  |  | TCFZ6024SEANM | FR951V0705A21M4 | 45500 | 16 | 8.1 | 45500 | 40500 | 89.01% | 2.1 | 0 | 10 |  |  |  | No | R-410A | 3.7917 | Residential & Commercial | Ducted CEE Tier 1
214097740 | Central HP <5.4 tons | FRIEDRICH | HRCU-A-CB (Split System: Heat Pump with Remote Outdoor Unit-Air-Source) | RD17AZ48AJ3N |  |  | TCFZ6024SEANM | FR801V1005A21UHS | 45500 | 17 | 8.1 | 45500 | 40000 | 87.91% | 2.1 | 0 | 10 |  |  |  | No | R-410A | 3.7917 | Residential & Commercial | Ducted CEE Tier 1
206764326 | Central HP <5.4 tons | CARRIER | HRCU-A-CB (Split System: Heat Pump with Remote Outdoor Unit-Air-Source) | 25VNA825A*032* |  |  | CAP**3617AL*+UI | 59MN7B060C17**14 | 23400 | 16 | 8.1 | 21600 | 16800 | 77.78% | 1.92 | 11 | 10.5 |  |  |  | No | R-410A | 1.95 | Residential & Commercial | Ducted CEE Tier 1
206764337 | Central HP <5.4 tons | CARRIER | HRCU-A-CB (Split System: Heat Pump with Remote Outdoor Unit-Air-Source) | 25VNA825A*032* |  |  | CAP**3621AL*+UI | 59MN7B080C17**14 | 23600 | 16.5 | 8.1 | 21600 | 16700 | 77.31% | 1.92 | 11.5 | 11 |  |  |  | No | R-410A | 1.9667 | Residential & Commercial | Ducted CEE Tier 1
206764315 | Central HP <5.4 tons | CARRIER | HRCU-A-CB (Split System: Heat Pump with Remote Outdoor Unit-Air-Source) | 25VNA825A*032* |  |  | CAP**3017AL*+UI | 58TN*A070C17**16 | 23400 | 16.5 | 8.1 | 21600 | 16700 | 77.31% | 1.92 | 11 | 11 |  |  |  | No | R-410A | 1.95 | Residential & Commercial | Ducted CEE Tier 1
206764317 | Central HP <5.4 tons | CARRIER | HRCU-A-CB (Split System: Heat Pump with Remote Outdoor Unit-Air-Source) | 25VNA825A*032* |  |  | CAP**3017AL*+UI | 59TN6B080C17**14 | 23400 | 16.5 | 8.1 | 21600 | 16800 | 77.78% | 1.9 | 11 | 10.5 |  |  |  | No | R-410A | 1.95 | Residential & Commercial | Ducted CEE Tier 1
206764348 | Central HP <5.4 tons | CARRIER | HRCU-A-CB (Split System: Heat Pump with Remote Outdoor Unit-Air-Source) | 25VNA825A*032* |  |  | CAP**3717AL*+UI | 59TN6B080C17**14 | 24200 | 16.5 | 8.1 | 21400 | 16700 | 78.04% | 1.98 | 11.5 | 11 |  |  |  | No | R-410A | 2.0167 | Residential & Commercial | Ducted CEE Tier 1
206764934 | Central HP <5.4 tons | CARRIER | HRCU-A-CB (Split System: Heat Pump with Remote Outdoor Unit-Air-Source) | 25VNA837A*031* |  |  | CAP**4221AL*+UI | 59TN6B100C21**22 | 31800 | 17 | 8.1 | 33000 | 24400 | 73.94% | 1.9 | 11 | 11.5 |  |  |  | No | R-410A | 2.65 | Residential & Commercial | Ducted CEE Tier 1
212971224 | Central HP <5.4 tons | DAY & NIGHT | HRCU-A-CB (Split System: Heat Pump with Remote Outdoor Unit-Air-Source) | DLCURAH24ABK |  |  | EN(A,D)4X30L14** | *80VTL0451412B* | 23400 | 17 | 8.1 | 25800 | 24400 | 94.57% | 2.04 | 0 | 10 |  |  |  | No | R-410A | 1.95 | Residential & Commercial | Ducted CEE Tier 1
212975268 | Central HP <5.4 tons | AIRQUEST | HRCU-A-CB (Split System: Heat Pump with Remote Outdoor Unit-Air-Source) | DLCURAH24ABK |  |  | EA*4X25L17A* | *96VTN0401712B* | 24200 | 16 | 8.5 | 25400 | 21800 | 85.83% | 1.8 | 0 | 10 |  |  |  | No | R-410A | 2.0167 | Residential & Commercial | Ducted CEE Tier 1
212974104 | Central HP <5.4 tons | AIRQUEST | HRCU-A-CB (Split System: Heat Pump with Remote Outdoor Unit-Air-Source) | DLCURAH24ABK |  |  | EA*4X37L21A* | *96VSN0802120B* | 24400 | 17 | 8.5 | 25200 | 21400 | 84.92% | 1.8 | 0 | 10.5 |  |  |  | No | R-410A | 2.0333 | Residential & Commercial | Ducted CEE Tier 1
212971164 | Central HP <5.4 tons | DAY & NIGHT | HRCU-A-CB (Split System: Heat Pump with Remote Outdoor Unit-Air-Source) | DLCURAH24ABK |  |  | EA*4X30L17A* | *80VTL0451412B* | 23400 | 17 | 8.5 | 26200 | 24800 | 94.66% | 2.08 | 0 | 10 |  |  |  | No | R-410A | 1.95 | Residential & Commercial | Ducted CEE Tier 1
212975356 | Central HP <5.4 tons | AIRQUEST | HRCU-A-CB (Split System: Heat Pump with Remote Outdoor Unit-Air-Source) | DLCURAH24ABK |  |  | EN(A,D,W)4X36L17** | *96VTN0401712B* | 23200 | 16 | 8.1 | 26200 | 24800 | 94.66% | 2.06 | 0 | 10 |  |  |  | No | R-410A | 1.9333 | Residential & Commercial | Ducted CEE Tier 1
212969791 | Central HP <5.4 tons | DAY & NIGHT | HRCU-A-CB (Split System: Heat Pump with Remote Outdoor Unit-Air-Source) | DLCURAH24ABK |  |  | EA*4X37L17A* | *80VSL0451412B* | 24200 | 17 | 8.5 | 25200 | 22000 | 87.3% | 1.84 | 0 | 10 |  |  |  | No | R-410A | 2.0167 | Residential & Commercial | Ducted CEE Tier 1
212969841 | Central HP <5.4 tons | DAY & NIGHT | HRCU-A-CB (Split System: Heat Pump with Remote Outdoor Unit-Air-Source) | DLCURAH24ABK |  |  | EN(A,D,W)4X36L17** | *80VSL0451412B* | 23600 | 17 | 8.5 | 26200 | 24600 | 93.89% | 2.04 | 0 | 10.5 |  |  |  | No | R-410A | 1.9667 | Residential & Commercial | Ducted CEE Tier 1
216440314 | Central HP <5.4 tons | TRANE | HRCU-A-CB (Split System: Heat Pump with Remote Outdoor Unit-Air-Source) | 5TWV0X48A1 |  |  | 5PX*DD10AS3 | S9V2D120D5VSB+LRP | 43500 | 20 | 9.7 | 46000 | 32800 | 71.3% | 2.1 | 0 | 12 |  |  |  | No | R-454B | 3.625 | Residential & Commercial | Ducted CEE Tier 1
216440364 | Central HP <5.4 tons | TRANE | HRCU-A-CB (Split System: Heat Pump with Remote Outdoor Unit-Air-Source) | 5TWV0X48A1 |  |  | 5TXCC009AS3 | S9V2C080U5PSC+LRP | 44500 | 20 | 9.7 | 46000 | 33000 | 71.74% | 2.1 | 0 | 12 |  |  |  | No | R-454B | 3.7083 | Residential & Commercial | Ducted CEE Tier 1
216440247 | Central HP <5.4 tons | AMERICAN STANDARD | HRCU-A-CB (Split System: Heat Pump with Remote Outdoor Unit-Air-Source) | 5A6V0X48A1 |  |  | 5PX*C007AS3 | S9V2C100U5PSC+LRP | 44000 | 20 | 9.7 | 46500 | 33400 | 71.83% | 2.1 | 0 | 12 |  |  |  | No | R-454B | 3.6667 | Residential & Commercial | Ducted CEE Tier 1
212970418 | Central HP <5.4 tons | AIRQUEST | HRCU-A-CB (Split System: Heat Pump with Remote Outdoor Unit-Air-Source) | DLCURAH36ABK |  |  | EA*4X43L21A* | *80VSL0701716B* | 36400 | 16 | 8.5 | 38500 | 35000 | 90.91% | 2.06 | 0 | 10 |  |  |  | No | R-410A | 3.0333 | Residential & Commercial | Ducted CEE Tier 1
215667204 | Central HP <5.4 tons | COMFORTMAKER | HRCU-A-CB (Split System: Heat Pump with Remote Outdoor Unit-Air-Source) | C5H0V24*K*AAA* |  |  | EA*5X25M17A*+WALLCON | *80CTL0701716B* | 24000 | 17.5 | 9 | 23200 | 16400 | 70.69% | 2 | 0 | 10.5 |  |  |  | No | R-454B | 2 | Residential & Commercial | Ducted CEE Tier 1
215667455 | Central HP <5.4 tons | COMFORTMAKER | HRCU-A-CB (Split System: Heat Pump with Remote Outdoor Unit-Air-Source) | C5H0V24*K*AAA* |  |  | EA*5X30M17A*+WALLCON | *80CTL0901716B* | 23000 | 17 | 9 | 23800 | 16700 | 70.17% | 1.98 | 0 | 10 |  |  |  | No | R-454B | 1.9167 | Residential & Commercial | Ducted CEE Tier 1
215667775 | Central HP <5.4 tons | COMFORTMAKER | HRCU-A-CB (Split System: Heat Pump with Remote Outdoor Unit-Air-Source) | C5H0V24*K*AAA* |  |  | EA*5X37M17A*+WALLCON | *97CMN0601714B* | 23600 | 17 | 9 | 23600 | 16600 | 70.34% | 1.98 | 0 | 10 |  |  |  | No | R-454B | 1.9667 | Residential & Commercial | Ducted CEE Tier 1
214239355 | Central HP <5.4 tons | HEIL | HRCU-A-CB (Split System: Heat Pump with Remote Outdoor Unit-Air-Source) | HVH837GKA2* |  |  | EN(A,D,W)4X60L24**+WALLCON | *80CTL0902120B* | 32800 | 17.5 | 8.1 | 32200 | 24600 | 76.4% | 1.96 | 0 | 12 |  |  |  | No | R-410A | 2.7333 | Residential & Commercial | Ducted CEE Tier 1
212973194 | Central HP <5.4 tons | AIRQUEST | HRCU-A-CB (Split System: Heat Pump with Remote Outdoor Unit-Air-Source) | DLCURAH24ABK |  |  | EA*4X25L17A* | *96VSN0401712B* | 24200 | 16 | 8.5 | 25400 | 21800 | 85.83% | 1.8 | 0 | 10 |  |  |  | No | R-410A | 2.0167 | Residential & Commercial | Ducted CEE Tier 1
215931616 | Central HP <5.4 tons | HEIL | HRCU-A-CB (Split System: Heat Pump with Remote Outdoor Unit-Air-Source) | H5H3V60*K*AAA* |  |  | EA*5X60M24A*+WALLCON | *97CMN1002122B* | 55500 | 18.5 | 8.5 | 60500 | 46000 | 76.03% | 2.06 | 0 | 11 |  |  |  | No | R-454B | 4.625 | Residential & Commercial | Ducted CEE Tier 1
215931866 | Central HP <5.4 tons | HEIL | HRCU-A-CB (Split System: Heat Pump with Remote Outdoor Unit-Air-Source) | H5H3V60*K*AAA* |  |  | ESH5X60M12A*+WALLCON | *97CMN0602120B* | 55500 | 17 | 8.1 | 61500 | 47000 | 76.42% | 1.95 | 0 | 10.5 |  |  |  | No | R-454B | 4.625 | Residential & Commercial | Ducted CEE Tier 1
214239155 | Central HP <5.4 tons | HEIL | HRCU-A-CB (Split System: Heat Pump with Remote Outdoor Unit-Air-Source) | HVH837GKA2* |  |  | EN(A,D,W)4X42L21**+WALLCON | *96CTN1002122B* | 31800 | 16.5 | 8.1 | 33000 | 24400 | 73.94% | 1.88 | 0 | 11 |  |  |  | No | R-410A | 2.65 | Residential & Commercial | Ducted CEE Tier 1
211242077 | Central HP <5.4 tons | DAY & NIGHT | HRCU-A-CB (Split System: Heat Pump with Remote Outdoor Unit-Air-Source) | DLCURAH24ABK |  |  | EA*4X36L17A* | *80ES(N,L)0451412A* | 24600 | 16 | 8.5 | 26600 | 22200 | 83.46% | 1.82 | 0 | 10 |  |  |  | No | R-410A | 2.05 | Residential & Commercial | Ducted CEE Tier 1
214650038 | Central HP <5.4 tons | YORK | HRCU-A-CB (Split System: Heat Pump with Remote Outdoor Unit-Air-Source) | HH860E2S11 |  |  | CTU60D5XGS1+TXV | YP9C120D20MP13 | 44000 | 18 | 9 | 44500 | 33400 | 75.06% | 2 | 0 | 11.7 |  |  |  | No | R-454B | 3.6667 | Residential & Commercial | Ducted CEE Tier 1
214609023 | Central HP <5.4 tons | YORK | HRCU-A-CB (Split System: Heat Pump with Remote Outdoor Unit-Air-Source) | HH860E2S11 |  |  | CTM60C5CGS1 | Y91E100C16SMPS1 | 45500 | 18 | 9 | 46000 | 33800 | 73.48% | 2 | 0 | 11.7 |  |  |  | No | R-454B | 3.7917 | Residential & Commercial | Ducted CEE Tier 1
214395385 | Central HP <5.4 tons | YORK | HRCU-A-CB (Split System: Heat Pump with Remote Outdoor Unit-Air-Source) | HH860E2S11 |  |  | JHC60C5CH2SS1 |  | 54000 | 19 | 9 | 54000 | 38500 | 71.3% | 2 | 0 | 11.7 |  |  |  | No | R-454B | 4.5 | Residential & Commercial | Ducted CEE Tier 1
214395387 | Central HP <5.4 tons | YORK | HRCU-A-CB (Split System: Heat Pump with Remote Outdoor Unit-Air-Source) | HH860E2S11 |  |  | JHC48C5CG2SS1 |  | 46000 | 19 | 9 | 46000 | 34000 | 73.91% | 2.1 | 0 | 12 |  |  |  | No | R-454B | 3.8333 | Residential & Commercial | Ducted CEE Tier 1
213078678 | Central HP <5.4 tons | AIRQUEST | HRCU-A-CB (Split System: Heat Pump with Remote Outdoor Unit-Air-Source) | DLCURAH36ABK |  |  | EA*4X48L24A* | *80MS(N,L)1102120A* | 36200 | 16.5 | 8.5 | 38000 | 34800 | 91.58% | 2.06 | 0 | 10 |  |  |  | No | R-410A | 3.0167 | Residential & Commercial | Ducted CEE Tier 1
213079264 | Central HP <5.4 tons | AIRQUEST | HRCU-A-CB (Split System: Heat Pump with Remote Outdoor Unit-Air-Source) | DLCURAH36ABK |  |  | EA*4X48L21A* | *80MSU0802120A* | 36200 | 16.5 | 8.5 | 38000 | 34600 | 91.05% | 2.06 | 0 | 10 |  |  |  | No | R-410A | 3.0167 | Residential & Commercial | Ducted CEE Tier 1
213079346 | Central HP <5.4 tons | AIRQUEST | HRCU-A-CB (Split System: Heat Pump with Remote Outdoor Unit-Air-Source) | DLCURAH36ABK |  |  | EA*4X37L17A* | *92MSN0601412A* | 36200 | 15.2 | 8.5 | 38500 | 35200 | 91.43% | 2 | 0 | 10 |  |  |  | No | R-410A | 3.0167 | Residential & Commercial | Ducted CEE Tier 1
213079848 | Central HP <5.4 tons | AIRQUEST | HRCU-A-CB (Split System: Heat Pump with Remote Outdoor Unit-Air-Source) | DLCURAH36ABK |  |  | EA*4X37L21A* | *92MSN1002122A* | 36200 | 16.5 | 8.5 | 38000 | 34800 | 91.58% | 2.04 | 0 | 10 |  |  |  | No | R-410A | 3.0167 | Residential & Commercial | Ducted CEE Tier 1
211230206 | Central HP <5.4 tons | AIRQUEST | HRCU-A-CB (Split System: Heat Pump with Remote Outdoor Unit-Air-Source) | DLCURAH36ABK |  |  | EN(A,D,W)4X48L21** | *95ESN1002122A* | 37600 | 15.5 | 8.5 | 39500 | 35000 | 88.61% | 2.08 | 0 | 10.5 |  |  |  | No | R-410A | 3.1333 | Residential & Commercial | Ducted CEE Tier 1
216440451 | Central HP <5.4 tons | AMERICAN STANDARD | HRCU-A-CB (Split System: Heat Pump with Remote Outdoor Unit-Air-Source) | 5A6V0X60A1 |  |  | 5PX*D008AS3 | S9V2C080U5PSC+LRP | 52000 | 18.4 | 9 | 54500 | 38500 | 70.64% | 2 | 0 | 10 |  |  |  | No | R-454B | 4.3333 | Residential & Commercial | Ducted CEE Tier 1
216440465 | Central HP <5.4 tons | AMERICAN STANDARD | HRCU-A-CB (Split System: Heat Pump with Remote Outdoor Unit-Air-Source) | 5A6V0X60A1 |  |  | 5PX*D010AS3 | S9V2C100U5VSB+LRP | 53000 | 18.8 | 9 | 54000 | 38000 | 70.37% | 2 | 0 | 10.5 |  |  |  | No | R-454B | 4.4167 | Residential & Commercial | Ducted CEE Tier 1
213770961 | Central HP <5.4 tons | DAY & NIGHT | HRCU-A-CB (Split System: Heat Pump with Remote Outdoor Unit-Air-Source) | CVH825GKA2* |  |  | EA*4X36L21A*+WALLCON | *95CSU0601716B* | 23600 | 16.5 | 8.1 | 21600 | 16700 | 77.31% | 1.94 | 0 | 10.5 |  |  |  | No | R-410A | 1.9667 | Residential & Commercial | Ducted CEE Tier 1
213771011 | Central HP <5.4 tons | DAY & NIGHT | HRCU-A-CB (Split System: Heat Pump with Remote Outdoor Unit-Air-Source) | CVH825GKA2* |  |  | EA*4X36L21A*+WALLCON | *96CTN0801714B* | 23600 | 16.5 | 8.1 | 21400 | 16700 | 78.04% | 1.94 | 0 | 10.5 |  |  |  | No | R-410A | 1.9667 | Residential & Commercial | Ducted CEE Tier 1
213771031 | Central HP <5.4 tons | DAY & NIGHT | HRCU-A-CB (Split System: Heat Pump with Remote Outdoor Unit-Air-Source) | CVH825GKA2* |  |  | EA*4X37L17A*+WALLCON | *80CTL0451712B* | 24000 | 16 | 8.1 | 21600 | 16800 | 77.78% | 1.98 | 0 | 10.5 |  |  |  | No | R-410A | 2 | Residential & Commercial | Ducted CEE Tier 1
213771131 | Central HP <5.4 tons | DAY & NIGHT | HRCU-A-CB (Split System: Heat Pump with Remote Outdoor Unit-Air-Source) | CVH825GKA2* |  |  | EA*4X37L21A*+WALLCON | *80CTL0451712B* | 24200 | 16.5 | 8.1 | 21200 | 16700 | 78.77% | 2.02 | 0 | 10.5 |  |  |  | No | R-410A | 2.0167 | Residential & Commercial | Ducted CEE Tier 1
215682388 | Central HP <5.4 tons | COMFORTMAKER | HRCU-A-CB (Split System: Heat Pump with Remote Outdoor Unit-Air-Source) | C5H0V48*K*AAA* |  |  | EVD5X60M24A*+WALLCON | *80CSU0802120B* | 48000 | 19 | 9 | 50000 | 36200 | 72.4% | 2.12 | 0 | 10 |  |  |  | No | R-454B | 4 | Residential & Commercial | Ducted CEE Tier 1
215939993 | Central HP <5.4 tons | TEMPSTAR | HRCU-A-CB (Split System: Heat Pump with Remote Outdoor Unit-Air-Source) | T5H3V36*K*AAA* |  |  | ESH5X36M12A*+WALLCON | *97CTN0802120A* | 33200 | 19 | 9 | 35000 | 26800 | 76.57% | 1.92 | 0 | 11 |  |  |  | No | R-454B | 2.7667 | Residential & Commercial | Ducted CEE Tier 1
215940093 | Central HP <5.4 tons | TEMPSTAR | HRCU-A-CB (Split System: Heat Pump with Remote Outdoor Unit-Air-Source) | T5H3V36*K*AAA* |  |  | ESH5X42M12A*+WALLCON | *97CTN1202422A* | 33600 | 19 | 9 | 34600 | 26600 | 76.88% | 1.94 | 0 | 11.5 |  |  |  | No | R-454B | 2.8 | Residential & Commercial | Ducted CEE Tier 1
215940143 | Central HP <5.4 tons | TEMPSTAR | HRCU-A-CB (Split System: Heat Pump with Remote Outdoor Unit-Air-Source) | T5H3V36*K*AAA* |  |  | ESH5X48M12A*+WALLCON | *97CTN0801716A* | 33400 | 19 | 9 | 35200 | 27000 | 76.7% | 1.92 | 0 | 11 |  |  |  | No | R-454B | 2.7833 | Residential & Commercial | Ducted CEE Tier 1
215940313 | Central HP <5.4 tons | TEMPSTAR | HRCU-A-CB (Split System: Heat Pump with Remote Outdoor Unit-Air-Source) | T5H3V36*K*AAA* |  |  | EVM5X44M21A*+WALLCON | *97CTN0802120A* | 35600 | 21.5 | 8.5 | 38000 | 28600 | 75.26% | 2.04 | 0 | 12 |  |  |  | No | R-454B | 2.9667 | Residential & Commercial | Ducted CEE Tier 1
215939973 | Central HP <5.4 tons | TEMPSTAR | HRCU-A-CB (Split System: Heat Pump with Remote Outdoor Unit-Air-Source) | T5H3V36*K*AAA* |  |  | ESH5X36M12A*+WALLCON | *97CTN0601716A* | 33000 | 18 | 9 | 35600 | 27400 | 76.97% | 1.9 | 0 | 10.5 |  |  |  | No | R-454B | 2.75 | Residential & Commercial | Ducted CEE Tier 1
215940123 | Central HP <5.4 tons | TEMPSTAR | HRCU-A-CB (Split System: Heat Pump with Remote Outdoor Unit-Air-Source) | T5H3V36*K*AAA* |  |  | ESH5X48M12A*+WALLCON | *80CSU0601716B* | 33800 | 19.5 | 9 | 34600 | 26400 | 76.3% | 1.92 | 0 | 11.7 |  |  |  | No | R-454B | 2.8167 | Residential & Commercial | Ducted CEE Tier 1
206764952 | Central HP <5.4 tons | CARRIER | HRCU-A-CB (Split System: Heat Pump with Remote Outdoor Unit-Air-Source) | 25VNA837A*031* |  |  | CAP**4321AL*+UI | 58TN*A090C21**20 | 32800 | 17.5 | 8.5 | 33000 | 25200 | 76.36% | 2 | 12 | 11.7 |  |  |  | No | R-410A | 2.7333 | Residential & Commercial | Ducted CEE Tier 1
206764969 | Central HP <5.4 tons | CARRIER | HRCU-A-CB (Split System: Heat Pump with Remote Outdoor Unit-Air-Source) | 25VNA837A*031* |  |  | CAP**4821AL*+UI | 59TN6B080C17**14 | 32200 | 17 | 8.1 | 32800 | 25200 | 76.83% | 1.96 | 11.5 | 11 |  |  |  | No | R-410A | 2.6833 | Residential & Commercial | Ducted CEE Tier 1
206764982 | Central HP <5.4 tons | CARRIER | HRCU-A-CB (Split System: Heat Pump with Remote Outdoor Unit-Air-Source) | 25VNA837A*031* |  |  | CAP**4824AL*+UI | 59TN6B120C24**22 | 32400 | 17.5 | 8.5 | 32400 | 24800 | 76.54% | 2 | 12 | 11.7 |  |  |  | No | R-410A | 2.7 | Residential & Commercial | Ducted CEE Tier 1
206765017 | Central HP <5.4 tons | CARRIER | HRCU-A-CB (Split System: Heat Pump with Remote Outdoor Unit-Air-Source) | 25VNA837A*031* |  |  | CNPV*4821AL*+UI | 58TN*A070C17**16 | 32400 | 17.5 | 8.1 | 33000 | 25000 | 75.76% | 1.94 | 12 | 11.5 |  |  |  | No | R-410A | 2.7 | Residential & Commercial | Ducted CEE Tier 1
206765036 | Central HP <5.4 tons | CARRIER | HRCU-A-CB (Split System: Heat Pump with Remote Outdoor Unit-Air-Source) | 25VNA837A*031* |  |  | CNPV*4824AL*+UI | 59MN7B100C21**22 | 32400 | 17.5 | 8.1 | 33000 | 24800 | 75.15% | 1.96 | 12 | 11.7 |  |  |  | No | R-410A | 2.7 | Residential & Commercial | Ducted CEE Tier 1
206765068 | Central HP <5.4 tons | CARRIER | HRCU-A-CB (Split System: Heat Pump with Remote Outdoor Unit-Air-Source) | 25VNA837A*031* |  |  | CSPH*4212AL*+UI | 59TN6B120C24**22 | 32600 | 17 | 8.1 | 33000 | 24800 | 75.15% | 1.96 | 11 | 11 |  |  |  | No | R-410A | 2.7167 | Residential & Commercial | Ducted CEE Tier 1
206764878 | Central HP <5.4 tons | CARRIER | HRCU-A-CB (Split System: Heat Pump with Remote Outdoor Unit-Air-Source) | 25VNA837A*031* |  |  | CAP**3617AL*+UI | 58TN*A070C17**16 | 31400 | 17 | 8.1 | 33400 | 24400 | 73.05% | 1.84 | 11 | 11 |  |  |  | No | R-410A | 2.6167 | Residential & Commercial | Ducted CEE Tier 1
214327249 | Central HP <5.4 tons | FRIEDRICH | HRCU-A-CB (Split System: Heat Pump with Remote Outdoor Unit-Air-Source) | FRP18AZ36AJVC |  |  | RCFZ3621MEAAM | FR801V1005A21UHU | 34200 | 19 | 8.5 | 34200 | 43000 | 125.7% | 2.2 | 0 | 12.5 |  |  |  | No | R-410A | 2.85 | Residential & Commercial | Ducted CEE Tier 1
214731876 | Central HP <5.4 tons | FRIEDRICH | HRCU-A-CB (Split System: Heat Pump with Remote Outdoor Unit-Air-Source) | FRP18AZ36AJVC |  |  | TCFZ6021SEAAM | FR962V0705A21M4 | 34200 | 19 | 8.5 | 34200 | 43000 | 125.7% | 2.2 | 0 | 12.5 |  |  |  | No | R-410A | 2.85 | Residential & Commercial | Ducted CEE Tier 1
215678238 | Central HP <5.4 tons | COMFORTMAKER | HRCU-A-CB (Split System: Heat Pump with Remote Outdoor Unit-Air-Source) | C5H0V24*K*AAA* |  |  | EA*5X25M17A*+WALLCON | *80CSU0601716B* | 24000 | 17 | 9 | 23200 | 16300 | 70.26% | 2.02 | 0 | 10.5 |  |  |  | No | R-454B | 2 | Residential & Commercial | Ducted CEE Tier 1
215667839 | Central HP <5.4 tons | COMFORTMAKER | HRCU-A-CB (Split System: Heat Pump with Remote Outdoor Unit-Air-Source) | C5H0V24*K*AAA* |  |  | EA*5X37M21A*+WALLCON | *80CTL0701716B* | 24000 | 17.5 | 9 | 23400 | 16400 | 70.09% | 2.02 | 0 | 10.5 |  |  |  | No | R-454B | 2 | Residential & Commercial | Ducted CEE Tier 1
206765128 | Central HP <5.4 tons | CARRIER | HRCU-A-CB (Split System: Heat Pump with Remote Outdoor Unit-Air-Source) | 25VNA837A*031* |  |  | CSPH*4212AL*+UI | 58CU*A040C17**12 | 32400 | 16.5 | 8.1 | 33200 | 24800 | 74.7% | 1.94 | 11.5 | 11 |  |  |  | No | R-410A | 2.7 | Residential & Commercial | Ducted CEE Tier 1
206765164 | Central HP <5.4 tons | CARRIER | HRCU-A-CB (Split System: Heat Pump with Remote Outdoor Unit-Air-Source) | 25VNA837A*031* |  |  | CSPH*4212AL*+UI | 59CU5A100C21**22 | 32600 | 17 | 8.1 | 33000 | 24800 | 75.15% | 1.96 | 11.5 | 11 |  |  |  | No | R-410A | 2.7167 | Residential & Commercial | Ducted CEE Tier 1
206764890 | Central HP <5.4 tons | CARRIER | HRCU-A-CB (Split System: Heat Pump with Remote Outdoor Unit-Air-Source) | 25VNA837A*031* |  |  | CAP**3621AL*+UI | 59TN6B080C17**14 | 31400 | 17 | 8.1 | 33400 | 24400 | 73.05% | 1.84 | 11 | 11 |  |  |  | No | R-410A | 2.6167 | Residential & Commercial | Ducted CEE Tier 1
206764943 | Central HP <5.4 tons | CARRIER | HRCU-A-CB (Split System: Heat Pump with Remote Outdoor Unit-Air-Source) | 25VNA837A*031* |  |  | CAP**4224AL*+UI | 59MN7B100C21**22 | 31800 | 17.5 | 8.1 | 33000 | 24400 | 73.94% | 1.9 | 12 | 11.5 |  |  |  | No | R-410A | 2.65 | Residential & Commercial | Ducted CEE Tier 1
206764976 | Central HP <5.4 tons | CARRIER | HRCU-A-CB (Split System: Heat Pump with Remote Outdoor Unit-Air-Source) | 25VNA837A*031* |  |  | CAP**4821AL*+UI | 58TN*A090C17**16 | 32400 | 18 | 8.5 | 32600 | 24800 | 76.07% | 2 | 12 | 11.7 |  |  |  | No | R-410A | 2.7 | Residential & Commercial | Ducted CEE Tier 1
215940223 | Central HP <5.4 tons | TEMPSTAR | HRCU-A-CB (Split System: Heat Pump with Remote Outdoor Unit-Air-Source) | T5H3V36*K*AAA* |  |  | ESH5X60M12A*+WALLCON | *97CTN0801716A* | 34000 | 19 | 9 | 34800 | 26400 | 75.86% | 1.92 | 0 | 11 |  |  |  | No | R-454B | 2.8333 | Residential & Commercial | Ducted CEE Tier 1
215940293 | Central HP <5.4 tons | TEMPSTAR | HRCU-A-CB (Split System: Heat Pump with Remote Outdoor Unit-Air-Source) | T5H3V36*K*AAA* |  |  | EVM5X44M21A*+WALLCON | *97CTN0601716A* | 35200 | 21 | 8.5 | 38500 | 29400 | 76.36% | 2 | 0 | 11.7 |  |  |  | No | R-454B | 2.9333 | Residential & Commercial | Ducted CEE Tier 1
215940733 | Central HP <5.4 tons | TEMPSTAR | HRCU-A-CB (Split System: Heat Pump with Remote Outdoor Unit-Air-Source) | T5H3V36*K*AAA* |  |  | EVD5X48M24A*+WALLCON | *96CTN0802120B* | 35000 | 21 | 8.5 | 38500 | 28400 | 73.77% | 2.04 | 0 | 12 |  |  |  | No | R-454B | 2.9167 | Residential & Commercial | Ducted CEE Tier 1
215942389 | Central HP <5.4 tons | TEMPSTAR | HRCU-A-CB (Split System: Heat Pump with Remote Outdoor Unit-Air-Source) | T5H3V36*K*AAA* |  |  | EVM5X49M21A*+WALLCON | *97CMN0601714B* | 35200 | 21 | 8.5 | 37400 | 28000 | 74.87% | 2.06 | 0 | 11.7 |  |  |  | No | R-454B | 2.9333 | Residential & Commercial | Ducted CEE Tier 1
215942489 | Central HP <5.4 tons | TEMPSTAR | HRCU-A-CB (Split System: Heat Pump with Remote Outdoor Unit-Air-Source) | T5H3V36*K*AAA* |  |  | EVD5X61M21A*+WALLCON | *80CTL0702120B* | 35800 | 22 | 8.5 | 37400 | 28400 | 75.94% | 2.02 | 0 | 12.5 |  |  |  | No | R-454B | 2.9833 | Residential & Commercial | Ducted CEE Tier 1
215940443 | Central HP <5.4 tons | TEMPSTAR | HRCU-A-CB (Split System: Heat Pump with Remote Outdoor Unit-Air-Source) | T5H3V36*K*AAA* |  |  | EVM5X60M21A*+WALLCON | *97CTN0801716A* | 35400 | 21 | 8.5 | 38500 | 29000 | 75.32% | 2.02 | 0 | 12 |  |  |  | No | R-454B | 2.95 | Residential & Commercial | Ducted CEE Tier 1
214610111 | Central HP <5.4 tons | FRIEDRICH | HRCU-A-CB (Split System: Heat Pump with Remote Outdoor Unit-Air-Source) | FRP18AZ24AJVC |  |  | TCFZ2421HEAAM | FR98MV1005A21UP | 22800 | 20 | 8.5 | 22800 | 26000 | 114% | 2.1 | 0 | 12.5 |  |  |  | No | R-410A | 1.9 | Residential & Commercial | Ducted CEE Tier 1
215941393 | Central HP <5.4 tons | TEMPSTAR | HRCU-A-CB (Split System: Heat Pump with Remote Outdoor Unit-Air-Source) | T5H3V48*K*AAA* |  |  | EVM5X60M21A*+WALLCON | *96CTN0802120B* | 45500 | 20.5 | 8.1 | 53000 | 38500 | 72.64% | 1.95 | 0 | 11 |  |  |  | No | R-454B | 3.7917 | Residential & Commercial | Ducted CEE Tier 1
215941243 | Central HP <5.4 tons | TEMPSTAR | HRCU-A-CB (Split System: Heat Pump with Remote Outdoor Unit-Air-Source) | T5H3V48*K*AAA* |  |  | ESH5X60M12A*+WALLCON | *97CTN0802120A* | 45000 | 20 | 9 | 48500 | 36600 | 75.46% | 1.82 | 0 | 11 |  |  |  | No | R-454B | 3.75 | Residential & Commercial | Ducted CEE Tier 1
215940543 | Central HP <5.4 tons | TEMPSTAR | HRCU-A-CB (Split System: Heat Pump with Remote Outdoor Unit-Air-Source) | T5H3V36*K*AAA* |  |  | EVD5X36M21A*+WALLCON | *97CTN0601716A* | 34000 | 20 | 8.5 | 39500 | 28800 | 72.91% | 2.02 | 0 | 11 |  |  |  | No | R-454B | 2.8333 | Residential & Commercial | Ducted CEE Tier 1
215940743 | Central HP <5.4 tons | TEMPSTAR | HRCU-A-CB (Split System: Heat Pump with Remote Outdoor Unit-Air-Source) | T5H3V36*K*AAA* |  |  | EVD5X48M24A*+WALLCON | *97CTN0802120A* | 35000 | 21 | 8.5 | 38500 | 28400 | 73.77% | 2.04 | 0 | 12 |  |  |  | No | R-454B | 2.9167 | Residential & Commercial | Ducted CEE Tier 1
215940793 | Central HP <5.4 tons | TEMPSTAR | HRCU-A-CB (Split System: Heat Pump with Remote Outdoor Unit-Air-Source) | T5H3V36*K*AAA* |  |  | EVD5X49M24A*+WALLCON | *97CTN1002122A* | 35400 | 22 | 8.5 | 38000 | 28400 | 74.74% | 2.04 | 0 | 12.5 |  |  |  | No | R-454B | 2.95 | Residential & Commercial | Ducted CEE Tier 1
215681548 | Central HP <5.4 tons | COMFORTMAKER | HRCU-A-CB (Split System: Heat Pump with Remote Outdoor Unit-Air-Source) | C5H0V48*K*AAA* |  |  | EA*5X61M24A*+WALLCON | *97CTN0802120A* | 46000 | 18 | 9 | 48000 | 33800 | 70.42% | 2.08 | 0 | 10 |  |  |  | No | R-454B | 3.8333 | Residential & Commercial | Ducted CEE Tier 1
215681818 | Central HP <5.4 tons | COMFORTMAKER | HRCU-A-CB (Split System: Heat Pump with Remote Outdoor Unit-Air-Source) | C5H0V48*K*AAA* |  |  | EVM5X49M21A*+WALLCON | *96CTN0802120B* | 48000 | 19 | 9 | 50000 | 36800 | 73.6% | 2 | 0 | 10 |  |  |  | No | R-454B | 4 | Residential & Commercial | Ducted CEE Tier 1
215681968 | Central HP <5.4 tons | COMFORTMAKER | HRCU-A-CB (Split System: Heat Pump with Remote Outdoor Unit-Air-Source) | C5H0V48*K*AAA* |  |  | EVM5X60M21A*+WALLCON | *97CTN1002122A* | 48000 | 19 | 9 | 50000 | 36800 | 73.6% | 2 | 0 | 10.5 |  |  |  | No | R-454B | 4 | Residential & Commercial | Ducted CEE Tier 1
215936950 | Central HP <5.4 tons | DAY & NIGHT | HRCU-A-CB (Split System: Heat Pump with Remote Outdoor Unit-Air-Source) | C5H3V36*K*AAA* |  |  | EVD5X61M24A*+WALLCON | *95CSU1002122B* | 36000 | 22.5 | 8.5 | 37600 | 28200 | 75% | 2.06 | 0 | 12.5 |  |  |  | No | R-454B | 3 | Residential & Commercial | Ducted CEE Tier 1
215936130 | Central HP <5.4 tons | DAY & NIGHT | HRCU-A-CB (Split System: Heat Pump with Remote Outdoor Unit-Air-Source) | C5H3V36*K*AAA* |  |  | EVD5X42M21A*+WALLCON | *96CTN0801714B* | 34200 | 20.5 | 8.5 | 39000 | 28400 | 72.82% | 2.02 | 0 | 11.5 |  |  |  | No | R-454B | 2.85 | Residential & Commercial | Ducted CEE Tier 1
215936180 | Central HP <5.4 tons | DAY & NIGHT | HRCU-A-CB (Split System: Heat Pump with Remote Outdoor Unit-Air-Source) | C5H3V36*K*AAA* |  |  | EVD5X42M24A*+WALLCON | *80CTL1102120B* | 35600 | 22 | 8.5 | 38500 | 28400 | 73.77% | 2.04 | 0 | 12.5 |  |  |  | No | R-454B | 2.9667 | Residential & Commercial | Ducted CEE Tier 1
206765025 | Central HP <5.4 tons | CARRIER | HRCU-A-CB (Split System: Heat Pump with Remote Outdoor Unit-Air-Source) | 25VNA837A*031* |  |  | CNPV*4821AL*+UI | 59MN7B100C21**22 | 32400 | 17.5 | 8.1 | 33000 | 24800 | 75.15% | 1.96 | 12 | 11.7 |  |  |  | No | R-410A | 2.7 | Residential & Commercial | Ducted CEE Tier 1
206765092 | Central HP <5.4 tons | CARRIER | HRCU-A-CB (Split System: Heat Pump with Remote Outdoor Unit-Air-Source) | 25VNA837A*031* |  |  | CSPH*4812AL*+UI | 59MN7B120C24**22 | 32600 | 16.5 | 8.1 | 33000 | 25000 | 75.76% | 1.96 | 11.5 | 11 |  |  |  | No | R-410A | 2.7167 | Residential & Commercial | Ducted CEE Tier 1
206765110 | Central HP <5.4 tons | CARRIER | HRCU-A-CB (Split System: Heat Pump with Remote Outdoor Unit-Air-Source) | 25VNA837A*031* |  |  | CAP**4321AL*+UI | 58CU*A100C21**20 | 32800 | 17 | 8.5 | 33000 | 25200 | 76.36% | 1.98 | 12 | 11 |  |  |  | No | R-410A | 2.7333 | Residential & Commercial | Ducted CEE Tier 1
212975788 | Central HP <5.4 tons | AIRQUEST | HRCU-A-CB (Split System: Heat Pump with Remote Outdoor Unit-Air-Source) | DLCURAH18ABK |  |  | EA*4X24L17A* | *96VTN0801716B* | 17200 | 16 | 8.5 | 18200 | 19400 | 106.6% | 2.34 | 0 | 10.5 |  |  |  | No | R-410A | 1.4333 | Residential & Commercial | Ducted CEE Tier 1
211260955 | Central HP <5.4 tons | DAY & NIGHT | HRCU-A-CB (Split System: Heat Pump with Remote Outdoor Unit-Air-Source) | DLCURAH18ABK |  |  | EA*4X25L17A* | *95ESN0261410A* | 18600 | 16 | 8.5 | 18500 | 17400 | 94.05% | 2.12 | 0 | 11 |  |  |  | No | R-410A | 1.55 | Residential & Commercial | Ducted CEE Tier 1
211261707 | Central HP <5.4 tons | DAY & NIGHT | HRCU-A-CB (Split System: Heat Pump with Remote Outdoor Unit-Air-Source) | DLCURAH18ABK |  |  | EA*4X30L17A* | *80VSL0451716A* | 17800 | 16 | 8.5 | 18300 | 18600 | 101.6% | 2.22 | 0 | 10.5 |  |  |  | No | R-410A | 1.4833 | Residential & Commercial | Ducted CEE Tier 1
211259801 | Central HP <5.4 tons | DAY & NIGHT | HRCU-A-CB (Split System: Heat Pump with Remote Outdoor Unit-Air-Source) | DLCURAH18ABK |  |  | EA*4X19L17A* | *95ESN0401410A* | 18300 | 16 | 8.5 | 18300 | 17600 | 96.17% | 2.12 | 0 | 10.5 |  |  |  | No | R-410A | 1.525 | Residential & Commercial | Ducted CEE Tier 1
211260019 | Central HP <5.4 tons | DAY & NIGHT | HRCU-A-CB (Split System: Heat Pump with Remote Outdoor Unit-Air-Source) | DLCURAH18ABK |  |  | EA*4X19L17A* | *80ESU0601716A | 19100 | 16.5 | 9 | 19000 | 17400 | 91.58% | 2.14 | 0 | 11 |  |  |  | No | R-410A | 1.5917 | Residential & Commercial | Ducted CEE Tier 1
211263268 | Central HP <5.4 tons | CARRIER | HRCU-A-CB (Split System: Heat Pump with Remote Outdoor Unit-Air-Source) | 38MURAQ18AB3* |  |  | CNPV*2417AL* | GG96VTAA42060B | 17600 | 15.5 | 8.5 | 18600 | 18900 | 101.6% | 2.26 | 0 | 10.5 |  |  |  | No | R-410A | 1.4667 | Residential & Commercial | Ducted CEE Tier 1
215681378 | Central HP <5.4 tons | COMFORTMAKER | HRCU-A-CB (Split System: Heat Pump with Remote Outdoor Unit-Air-Source) | C5H0V48*K*AAA* |  |  | EA*5X60M24A*+WALLCON | *96CTN0802120B* | 45000 | 18 | 9 | 47500 | 33600 | 70.74% | 2.06 | 0 | 10 |  |  |  | No | R-454B | 3.75 | Residential & Commercial | Ducted CEE Tier 1
215681428 | Central HP <5.4 tons | COMFORTMAKER | HRCU-A-CB (Split System: Heat Pump with Remote Outdoor Unit-Air-Source) | C5H0V48*K*AAA* |  |  | EA*5X60M24A*+WALLCON | *97CTN1202422A* | 45000 | 18 | 9 | 47500 | 33600 | 70.74% | 2.06 | 0 | 10 |  |  |  | No | R-454B | 3.75 | Residential & Commercial | Ducted CEE Tier 1
215681998 | Central HP <5.4 tons | COMFORTMAKER | HRCU-A-CB (Split System: Heat Pump with Remote Outdoor Unit-Air-Source) | C5H0V48*K*AAA* |  |  | EVM5X60M24A*+WALLCON | *80CSU1002120B* | 48000 | 18.5 | 9 | 50000 | 36600 | 73.2% | 2 | 0 | 10 |  |  |  | No | R-454B | 4 | Residential & Commercial | Ducted CEE Tier 1
215682068 | Central HP <5.4 tons | COMFORTMAKER | HRCU-A-CB (Split System: Heat Pump with Remote Outdoor Unit-Air-Source) | C5H0V48*K*AAA* |  |  | EVM5X61M24A*+WALLCON | *97CTN0802120A* | 48500 | 19 | 9.5 | 50000 | 36800 | 73.6% | 2.1 | 0 | 10.5 |  |  |  | No | R-454B | 4.0417 | Residential & Commercial | Ducted CEE Tier 1
215682218 | Central HP <5.4 tons | COMFORTMAKER | HRCU-A-CB (Split System: Heat Pump with Remote Outdoor Unit-Air-Source) | C5H0V48*K*AAA* |  |  | EVD5X48M24A*+WALLCON | *97CTN1002122A* | 47000 | 19 | 9 | 50000 | 36400 | 72.8% | 1.98 | 0 | 10 |  |  |  | No | R-454B | 3.9167 | Residential & Commercial | Ducted CEE Tier 1
216051110 | Central HP <5.4 tons | FRIEDRICH | HRCU-A-CB (Split System: Heat Pump with Remote Outdoor Unit-Air-Source) | FRP19AY36AJVC |  |  | TCFY3621MEAAM | FR98MV0603A17UP | 34200 | 20 | 10 | 34200 | 29600 | 86.55% | 2 | 0 | 12 |  |  |  | No | R-454B | 2.85 | Residential & Commercial | Ducted CEE Tier 1
216439949 | Central HP <5.4 tons | AMERICAN STANDARD | HRCU-A-CB (Split System: Heat Pump with Remote Outdoor Unit-Air-Source) | 5A6V0X24A1 |  |  | 5PX*B003AS3 | S9V2B060U4PSC+LRP | 20400 | 18.8 | 9.4 | 23800 | 17600 | 73.95% | 2.1 | 0 | 11.7 |  |  |  | No | R-454B | 1.7 | Residential & Commercial | Ducted CEE Tier 1
213781494 | Central HP <5.4 tons | TEMPSTAR | HRCU-A-CB (Split System: Heat Pump with Remote Outdoor Unit-Air-Source) | TVH837GKA2* |  |  | EA*4X60L24A*+WALLCON | *80CTL1352422B* | 32800 | 17.5 | 8.1 | 31800 | 24600 | 77.36% | 1.98 | 0 | 11.5 |  |  |  | No | R-410A | 2.7333 | Residential & Commercial | Ducted CEE Tier 1
213782114 | Central HP <5.4 tons | TEMPSTAR | HRCU-A-CB (Split System: Heat Pump with Remote Outdoor Unit-Air-Source) | TVH837GKA2* |  |  | EHD4X48AAL+WALLCON | *80CTL1352422B* | 32600 | 16.5 | 8.1 | 32600 | 24800 | 76.07% | 1.96 | 0 | 11 |  |  |  | No | R-410A | 2.7167 | Residential & Commercial | Ducted CEE Tier 1
211227713 | Central HP <5.4 tons | COMFORTMAKER | HRCU-A-CB (Split System: Heat Pump with Remote Outdoor Unit-Air-Source) | DLCURAH36ABK |  |  | EA*4X42L21A* | *96VTN1002122A* | 35400 | 16.5 | 8.1 | 38500 | 35000 | 90.91% | 1.88 | 0 | 10 |  |  |  | No | R-410A | 2.95 | Residential & Commercial | Ducted CEE Tier 1
211230674 | Central HP <5.4 tons | DAY & NIGHT | HRCU-A-CB (Split System: Heat Pump with Remote Outdoor Unit-Air-Source) | DLCURAH36ABK |  |  | EN(A,D)4X48L24** | *95ESN1202422A* | 37400 | 15.5 | 8.1 | 39500 | 35000 | 88.61% | 2.08 | 0 | 10.5 |  |  |  | No | R-410A | 3.1167 | Residential & Commercial | Ducted CEE Tier 1
212974197 | Central HP <5.4 tons | DAY & NIGHT | HRCU-A-CB (Split System: Heat Pump with Remote Outdoor Unit-Air-Source) | DLCURAH36ABK |  |  | EA*4X48L24A* | *96VSN0802120B* | 35400 | 16.5 | 8.1 | 37800 | 34600 | 91.53% | 2 | 0 | 10 |  |  |  | No | R-410A | 2.95 | Residential & Commercial | Ducted CEE Tier 1
216440365 | Central HP <5.4 tons | AMERICAN STANDARD | HRCU-A-CB (Split System: Heat Pump with Remote Outdoor Unit-Air-Source) | 5A6V0X48A1 |  |  | 5TXCC009AS3 | S9V2C080U5PSC+LRP | 44500 | 20 | 9.7 | 46000 | 33000 | 71.74% | 2.1 | 0 | 12 |  |  |  | No | R-454B | 3.7083 | Residential & Commercial | Ducted CEE Tier 1
215679578 | Central HP <5.4 tons | COMFORTMAKER | HRCU-A-CB (Split System: Heat Pump with Remote Outdoor Unit-Air-Source) | C5H0V36*K*AAA* |  |  | EA*5X60M24A*+WALLCON | *97CTN1002122A* | 34400 | 18.5 | 9 | 34200 | 24800 | 72.51% | 1.9 | 0 | 10.5 |  |  |  | No | R-454B | 2.8667 | Residential & Commercial | Ducted CEE Tier 1
206765160 | Central HP <5.4 tons | CARRIER | HRCU-A-CB (Split System: Heat Pump with Remote Outdoor Unit-Air-Source) | 25VNA837A*031* |  |  | CNPV*4821AL*+UI | 59CU5A100C21**22 | 32400 | 17.5 | 8.1 | 32800 | 24600 | 75% | 1.98 | 12 | 11.7 |  |  |  | No | R-410A | 2.7 | Residential & Commercial | Ducted CEE Tier 1
206764899 | Central HP <5.4 tons | CARRIER | HRCU-A-CB (Split System: Heat Pump with Remote Outdoor Unit-Air-Source) | 25VNA837A*031* |  |  | CAP**3621AL*+UI | 59MN7B060C21**20 | 31400 | 17 | 8.1 | 33600 | 24600 | 73.21% | 1.84 | 11 | 11 |  |  |  | No | R-410A | 2.6167 | Residential & Commercial | Ducted CEE Tier 1
206764984 | Central HP <5.4 tons | CARRIER | HRCU-A-CB (Split System: Heat Pump with Remote Outdoor Unit-Air-Source) | 25VNA837A*031* |  |  | CAP**4824AL*+UI | 59MN7B100C21**22 | 32400 | 17.5 | 8.5 | 32600 | 24800 | 76.07% | 2 | 12 | 11.7 |  |  |  | No | R-410A | 2.7 | Residential & Commercial | Ducted CEE Tier 1
206765033 | Central HP <5.4 tons | CARRIER | HRCU-A-CB (Split System: Heat Pump with Remote Outdoor Unit-Air-Source) | 25VNA837A*031* |  |  | CNPV*4824AL*+UI | 58TN*A135C24**22 | 32400 | 17.5 | 8.1 | 32800 | 24800 | 75.61% | 1.98 | 12 | 11.7 |  |  |  | No | R-410A | 2.7 | Residential & Commercial | Ducted CEE Tier 1
206765101 | Central HP <5.4 tons | CARRIER | HRCU-A-CB (Split System: Heat Pump with Remote Outdoor Unit-Air-Source) | 25VNA837A*031* |  |  | CAP**3721AL*+UI | 58CU*A060C17**16 | 32800 | 17 | 8.5 | 33000 | 25200 | 76.36% | 1.96 | 12 | 11 |  |  |  | No | R-410A | 2.7333 | Residential & Commercial | Ducted CEE Tier 1
207436557 | Central HP <5.4 tons | LENNOX | HRCU-A-CB (Split System: Heat Pump with Remote Outdoor Unit-Air-Source) | SL25XPV-048-230A** |  |  | CH35-60D+TDR+TXV | EL296UH135XV60D* | 45500 | 21 | 9.1 | 43500 | 35800 | 82.3% | 1.86 | 12.5 | 12.4 |  |  |  | No | R-410A | 3.7917 | Residential & Commercial | Ducted CEE Tier 1
207436558 | Central HP <5.4 tons | LENNOX | HRCU-A-CB (Split System: Heat Pump with Remote Outdoor Unit-Air-Source) | SL25XPV-048-230A** |  |  | CH35-60D+TDR+TXV | SL280UH135V60D* | 45500 | 21 | 9.1 | 43500 | 35600 | 81.84% | 1.86 | 12.5 | 12.5 |  |  |  | No | R-410A | 3.7917 | Residential & Commercial | Ducted CEE Tier 1
210532904 | Central HP <5.4 tons | CARRIER | HRCU-A-CB (Split System: Heat Pump with Remote Outdoor Unit-Air-Source) | 25VNA448A*031* |  |  | CNPV*4824AL*+UI | 58TN*A135C24**22 | 44000 | 21 | 9 | 46500 | 36200 | 77.85% | 2.18 | 0 | 12 |  |  |  | No | R-410A | 3.6667 | Residential & Commercial | Ducted CEE Tier 1
207436527 | Central HP <5.4 tons | LENNOX | HRCU-A-CB (Split System: Heat Pump with Remote Outdoor Unit-Air-Source) | SL25XPV-048-230A** |  |  | C35-60C+TDR+TXV | EL296UH090XV60C* | 45500 | 20 | 9.5 | 44000 | 36200 | 82.27% | 1.9 | 12.5 | 12.2 |  |  |  | No | R-410A | 3.7917 | Residential & Commercial | Ducted CEE Tier 1
207436529 | Central HP <5.4 tons | LENNOX | HRCU-A-CB (Split System: Heat Pump with Remote Outdoor Unit-Air-Source) | SL25XPV-048-230A** |  |  | C35-60C+TDR+TXV | EL296UH110XV60C* | 46000 | 20 | 9.5 | 44000 | 36200 | 82.27% | 1.92 | 12.5 | 12.5 |  |  |  | No | R-410A | 3.8333 | Residential & Commercial | Ducted CEE Tier 1
207436543 | Central HP <5.4 tons | LENNOX | HRCU-A-CB (Split System: Heat Pump with Remote Outdoor Unit-Air-Source) | SL25XPV-048-230A** |  |  | CH35-51C+TDR+TXV | EL296UH090XV60C* | 44500 | 20 | 9.2 | 45500 | 37600 | 82.64% | 1.82 | 12 | 12 |  |  |  | No | R-410A | 3.7083 | Residential & Commercial | Ducted CEE Tier 1
215933416 | Central HP <5.4 tons | HEIL | HRCU-A-CB (Split System: Heat Pump with Remote Outdoor Unit-Air-Source) | H5H3V36*K*AAA* |  |  | ESH5X42M12A*+WALLCON | *97CMN0801714B* | 33400 | 18.5 | 9 | 35400 | 27000 | 76.27% | 1.92 | 0 | 11 |  |  |  | No | R-454B | 2.7833 | Residential & Commercial | Ducted CEE Tier 1
215933486 | Central HP <5.4 tons | HEIL | HRCU-A-CB (Split System: Heat Pump with Remote Outdoor Unit-Air-Source) | H5H3V36*K*AAA* |  |  | ESH5X42M12A*+WALLCON | *96CTN1002122B* | 33600 | 19 | 9 | 34600 | 26600 | 76.88% | 1.94 | 0 | 11.5 |  |  |  | No | R-454B | 2.8 | Residential & Commercial | Ducted CEE Tier 1
215933536 | Central HP <5.4 tons | HEIL | HRCU-A-CB (Split System: Heat Pump with Remote Outdoor Unit-Air-Source) | H5H3V36*K*AAA* |  |  | ESH5X48M12A*+WALLCON | *80CTL0451712B* | 33400 | 18.5 | 9 | 35600 | 27400 | 76.97% | 1.9 | 0 | 10.5 |  |  |  | No | R-454B | 2.7833 | Residential & Commercial | Ducted CEE Tier 1
215934756 | Central HP <5.4 tons | HEIL | HRCU-A-CB (Split System: Heat Pump with Remote Outdoor Unit-Air-Source) | H5H3V36*K*AAA* |  |  | EVM5X43M21A*+WALLCON | *97CMN0601714B* | 34400 | 20.5 | 8.5 | 38000 | 27600 | 72.63% | 2.08 | 0 | 11 |  |  |  | No | R-454B | 2.8667 | Residential & Commercial | Ducted CEE Tier 1
215934856 | Central HP <5.4 tons | HEIL | HRCU-A-CB (Split System: Heat Pump with Remote Outdoor Unit-Air-Source) | H5H3V36*K*AAA* |  |  | EVM5X44M21A*+WALLCON | *80CTL1102120B* | 35600 | 22 | 8.5 | 38000 | 28400 | 74.74% | 2.02 | 0 | 12.5 |  |  |  | No | R-454B | 2.9667 | Residential & Commercial | Ducted CEE Tier 1
215934906 | Central HP <5.4 tons | HEIL | HRCU-A-CB (Split System: Heat Pump with Remote Outdoor Unit-Air-Source) | H5H3V36*K*AAA* |  |  | EVM5X44M21A*+WALLCON | *97CMN0801714B* | 35400 | 21.5 | 8.5 | 38500 | 29000 | 75.32% | 2.02 | 0 | 12 |  |  |  | No | R-454B | 2.95 | Residential & Commercial | Ducted CEE Tier 1
206764365 | Central HP <5.4 tons | CARRIER | HRCU-A-CB (Split System: Heat Pump with Remote Outdoor Unit-Air-Source) | 25VNA825A*032* |  |  | CAP**3721AL*+UI | 58TN*A090C17**16 | 24600 | 17.5 | 8.5 | 21000 | 16500 | 78.57% | 2.04 | 12 | 11.7 |  |  |  | No | R-410A | 2.05 | Residential & Commercial | Ducted CEE Tier 1
206764349 | Central HP <5.4 tons | CARRIER | HRCU-A-CB (Split System: Heat Pump with Remote Outdoor Unit-Air-Source) | 25VNA825A*032* |  |  | CAP**3717AL*+UI | 59MN7B060C17**14 | 24000 | 16 | 8.1 | 21600 | 16900 | 78.24% | 1.98 | 11 | 10.5 |  |  |  | No | R-410A | 2 | Residential & Commercial | Ducted CEE Tier 1
206764364 | Central HP <5.4 tons | CARRIER | HRCU-A-CB (Split System: Heat Pump with Remote Outdoor Unit-Air-Source) | 25VNA825A*032* |  |  | CAP**3721AL*+UI | 59TN6B100C21**22 | 24400 | 16.5 | 8.5 | 21200 | 16600 | 78.3% | 2.04 | 11 | 11 |  |  |  | No | R-410A | 2.0333 | Residential & Commercial | Ducted CEE Tier 1
206764514 | Central HP <5.4 tons | CARRIER | HRCU-A-CB (Split System: Heat Pump with Remote Outdoor Unit-Air-Source) | 25VNA825A*032* |  |  | CAP**3721AL*+UI | 59CU5A060C17**16 | 24400 | 16.5 | 8.1 | 21400 | 16700 | 78.04% | 2.02 | 11.5 | 10.5 |  |  |  | No | R-410A | 2.0333 | Residential & Commercial | Ducted CEE Tier 1
214650563 | Central HP <5.4 tons | YORK | HRCU-A-CB (Split System: Heat Pump with Remote Outdoor Unit-Air-Source) | HH824E2S11 |  |  | CTU30B5XCS1+TXV | TM9Y080B12MP11 | 23000 | 17 | 9.5 | 23000 | 18500 | 80.43% | 2 | 0 | 11.7 |  |  |  | No | R-454B | 1.9167 | Residential & Commercial | Ducted CEE Tier 1
214650063 | Central HP <5.4 tons | YORK | HRCU-A-CB (Split System: Heat Pump with Remote Outdoor Unit-Air-Source) | HH824E2S11 |  |  | CTU30B5XCS1+TXV | TM8E080B12MP11 | 23000 | 17 | 9.5 | 23000 | 18400 | 80% | 2 | 0 | 12 |  |  |  | No | R-454B | 1.9167 | Residential & Commercial | Ducted CEE Tier 1
215682318 | Central HP <5.4 tons | COMFORTMAKER | HRCU-A-CB (Split System: Heat Pump with Remote Outdoor Unit-Air-Source) | C5H0V48*K*AAA* |  |  | EVD5X60M21A*+WALLCON | *80CSU0601716B* | 48000 | 18.5 | 9 | 50000 | 36800 | 73.6% | 2 | 0 | 10 |  |  |  | No | R-454B | 4 | Residential & Commercial | Ducted CEE Tier 1
215942369 | Central HP <5.4 tons | TEMPSTAR | HRCU-A-CB (Split System: Heat Pump with Remote Outdoor Unit-Air-Source) | T5H3V36*K*AAA* |  |  | EVM5X44M21A*+WALLCON | *97CMN0601714B* | 35200 | 21 | 8.5 | 37400 | 28000 | 74.87% | 2.06 | 0 | 11.7 |  |  |  | No | R-454B | 2.9333 | Residential & Commercial | Ducted CEE Tier 1
214075210 | Central HP <5.4 tons | FRIEDRICH | HRCU-A-CB (Split System: Heat Pump with Remote Outdoor Unit-Air-Source) | RD17AZ60AJ3N |  |  | TCFZ6024STANM | FR802V0755A21DZ | 55500 | 18 | 8.1 | 54000 | 49000 | 90.74% | 1.75 | 0 | 10 |  |  |  | No | R-410A | 4.625 | Residential & Commercial | Ducted CEE Tier 1
216051098 | Central HP <5.4 tons | FRIEDRICH | HRCU-A-CB (Split System: Heat Pump with Remote Outdoor Unit-Air-Source) | FRP19AY36AJVC |  |  | TCFY3621MEAAM | FR97MV0603A17DH | 34200 | 21 | 10 | 34200 | 29600 | 86.55% | 2 | 0 | 12 |  |  |  | No | R-454B | 2.85 | Residential & Commercial | Ducted CEE Tier 1
204456598 | Central HP <5.4 tons | BRYANT HEATING AND COOLING SYSTEMS | HRCU-A-CB (Split System: Heat Pump with Remote Outdoor Unit-Air-Source) | 288BNV025*0**B* |  |  | CAP**3617AL*+UI | 88*TA48070C17*** | 23600 | 16.5 | 8.1 | 21400 | 16700 | 78.04% | 1.94 | 11.5 | 11 |  |  |  | No | R-410A | 1.9667 | Residential & Commercial | Ducted CEE Tier 1
214243097 | Central HP <5.4 tons | HEIL | HRCU-A-CB (Split System: Heat Pump with Remote Outdoor Unit-Air-Source) | HVH825GKA2* |  |  | EN(A,D,W)4X48L21**+WALLCON | *80CTL0901716B* | 24200 | 17 | 8.1 | 21200 | 16600 | 78.3% | 2.02 | 0 | 11 |  |  |  | No | R-410A | 2.0167 | Residential & Commercial | Ducted CEE Tier 1
214243197 | Central HP <5.4 tons | HEIL | HRCU-A-CB (Split System: Heat Pump with Remote Outdoor Unit-Air-Source) | HVH825GKA2* |  |  | EN(A,D)4X48L24**+WALLCON | *80CTL0902120B* | 24200 | 17 | 8.1 | 21200 | 16600 | 78.3% | 2.02 | 0 | 11.5 |  |  |  | No | R-410A | 2.0167 | Residential & Commercial | Ducted CEE Tier 1
214097720 | Central HP <5.4 tons | FRIEDRICH | HRCU-A-CB (Split System: Heat Pump with Remote Outdoor Unit-Air-Source) | RD17AZ48AJ3N |  |  | TCFZ6024SEANM | FR951V1155A24M4 | 45500 | 17 | 8.1 | 45500 | 40000 | 87.91% | 2.1 | 0 | 10 |  |  |  | No | R-410A | 3.7917 | Residential & Commercial | Ducted CEE Tier 1
214097721 | Central HP <5.4 tons | FRIEDRICH | HRCU-A-CB (Split System: Heat Pump with Remote Outdoor Unit-Air-Source) | RD17AZ48AJ3N |  |  | TCFZ6024SEANM | FR951V1005A21UHU | 45500 | 16 | 8.1 | 45500 | 40500 | 89.01% | 2.1 | 0 | 10 |  |  |  | No | R-410A | 3.7917 | Residential & Commercial | Ducted CEE Tier 1
214243237 | Central HP <5.4 tons | HEIL | HRCU-A-CB (Split System: Heat Pump with Remote Outdoor Unit-Air-Source) | HVH825GKA2* |  |  | EN(A,D)4X48L24**+WALLCON | *97CMN1202422B* | 24200 | 17 | 8.1 | 21200 | 16600 | 78.3% | 2 | 0 | 11 |  |  |  | No | R-410A | 2.0167 | Residential & Commercial | Ducted CEE Tier 1
206764325 | Central HP <5.4 tons | CARRIER | HRCU-A-CB (Split System: Heat Pump with Remote Outdoor Unit-Air-Source) | 25VNA825A*032* |  |  | CAP**3617AL*+UI | 59TN6B080C17**14 | 23600 | 16.5 | 8.1 | 21600 | 16700 | 77.31% | 1.92 | 11.5 | 10.5 |  |  |  | No | R-410A | 1.9667 | Residential & Commercial | Ducted CEE Tier 1
214242967 | Central HP <5.4 tons | HEIL | HRCU-A-CB (Split System: Heat Pump with Remote Outdoor Unit-Air-Source) | HVH825GKA2* |  |  | EN(A,D,W)4X42L21**+WALLCON | *80CTL0701716B* | 23600 | 16.5 | 8.1 | 21400 | 16700 | 78.04% | 1.96 | 0 | 11 |  |  |  | No | R-410A | 1.9667 | Residential & Commercial | Ducted CEE Tier 1
211242113 | Central HP <5.4 tons | DAY & NIGHT | HRCU-A-CB (Split System: Heat Pump with Remote Outdoor Unit-Air-Source) | DLCURAH24ABK |  |  | EA*4X36L17A* | *80ES(N,L)0901714A* | 24600 | 17 | 8.5 | 26400 | 22200 | 84.09% | 1.84 | 0 | 10 |  |  |  | No | R-410A | 2.05 | Residential & Commercial | Ducted CEE Tier 1
211242278 | Central HP <5.4 tons | DAY & NIGHT | HRCU-A-CB (Split System: Heat Pump with Remote Outdoor Unit-Air-Source) | DLCURAH24ABK |  |  | EA*4X36L21A* | *96VSN0601714A* | 23600 | 16.5 | 8.5 | 25600 | 23600 | 92.19% | 1.96 | 0 | 10 |  |  |  | No | R-410A | 1.9667 | Residential & Commercial | Ducted CEE Tier 1
211242296 | Central HP <5.4 tons | DAY & NIGHT | HRCU-A-CB (Split System: Heat Pump with Remote Outdoor Unit-Air-Source) | DLCURAH24ABK |  |  | EA*4X36L21A* | *96VSN1002120A* | 24000 | 17 | 8.5 | 26000 | 22800 | 87.69% | 1.9 | 0 | 10 |  |  |  | No | R-410A | 2 | Residential & Commercial | Ducted CEE Tier 1
212984606 | Central HP <5.4 tons | COMFORTMAKER | HRCU-A-CB (Split System: Heat Pump with Remote Outdoor Unit-Air-Source) | DLCURAH24ABK |  |  | EA*4X36L17A* | *92MSN0801716A* | 23600 | 17.5 | 8.5 | 26200 | 24000 | 91.6% | 2 | 0 | 10 |  |  |  | No | R-410A | 1.9667 | Residential & Commercial | Ducted CEE Tier 1
215931716 | Central HP <5.4 tons | HEIL | HRCU-A-CB (Split System: Heat Pump with Remote Outdoor Unit-Air-Source) | H5H3V60*K*AAA* |  |  | EA*5X61M24A*+WALLCON | *80CTL1352422B* | 57000 | 19 | 8.5 | 60500 | 46000 | 76.03% | 2.04 | 0 | 11.7 |  |  |  | No | R-454B | 4.75 | Residential & Commercial | Ducted CEE Tier 1
215931736 | Central HP <5.4 tons | HEIL | HRCU-A-CB (Split System: Heat Pump with Remote Outdoor Unit-Air-Source) | H5H3V60*K*AAA* |  |  | EA*5X61M24A*+WALLCON | *97CMN0602120B* | 56000 | 18 | 8.5 | 61000 | 47500 | 77.87% | 2 | 0 | 10.5 |  |  |  | No | R-454B | 4.6667 | Residential & Commercial | Ducted CEE Tier 1
215931816 | Central HP <5.4 tons | HEIL | HRCU-A-CB (Split System: Heat Pump with Remote Outdoor Unit-Air-Source) | H5H3V60*K*AAA* |  |  | ESH5X60M12A*+WALLCON | *80CTL0702120B* | 56000 | 17.5 | 8.1 | 61000 | 46500 | 76.23% | 1.95 | 0 | 11 |  |  |  | No | R-454B | 4.6667 | Residential & Commercial | Ducted CEE Tier 1
204456899 | Central HP <5.4 tons | BRYANT HEATING AND COOLING SYSTEMS | HRCU-A-CB (Split System: Heat Pump with Remote Outdoor Unit-Air-Source) | 288BNV025*0**B* |  |  | CAP**3721AL*+UI | 986TC66100C21*** | 24400 | 16.5 | 8.5 | 21200 | 16600 | 78.3% | 2.04 | 11 | 11 |  |  |  | No | R-410A | 2.0333 | Residential & Commercial | Ducted CEE Tier 1
216051089 | Central HP <5.4 tons | FRIEDRICH | HRCU-A-CB (Split System: Heat Pump with Remote Outdoor Unit-Air-Source) | FRP19AY36AJVC |  |  | RCFY3621MEAAM | FR97MV1005A21DH | 34200 | 21 | 10 | 34200 | 29400 | 85.96% | 2 | 0 | 12 |  |  |  | No | R-454B | 2.85 | Residential & Commercial | Ducted CEE Tier 1
210470143 | Central HP <5.4 tons | TEMPSTAR | HRCU-A-CB (Split System: Heat Pump with Remote Outdoor Unit-Air-Source) | TVH837GKA2* |  |  | EA*4X42L21A*+WALLCON | *95CSU0802120A* | 31800 | 17.5 | 8.1 | 33000 | 24400 | 73.94% | 1.9 | 0 | 11 |  |  |  | No | R-410A | 2.65 | Residential & Commercial | Ducted CEE Tier 1
212970945 | Central HP <5.4 tons | AIRQUEST | HRCU-A-CB (Split System: Heat Pump with Remote Outdoor Unit-Air-Source) | DLCURAH18ABK |  |  | EN(A,D)4X30L14** | *80VTL0451412B* | 17400 | 16.5 | 8.1 | 17900 | 18600 | 103.9% | 2.24 | 0 | 11 |  |  |  | No | R-410A | 1.45 | Residential & Commercial | Ducted CEE Tier 1
212973044 | Central HP <5.4 tons | AIRQUEST | HRCU-A-CB (Split System: Heat Pump with Remote Outdoor Unit-Air-Source) | DLCURAH18ABK |  |  | EA*4X30L17A* | *96VSN0401712B* | 17400 | 16 | 8.5 | 18000 | 18800 | 104.4% | 2.24 | 0 | 10.5 |  |  |  | No | R-410A | 1.45 | Residential & Commercial | Ducted CEE Tier 1
214097737 | Central HP <5.4 tons | FRIEDRICH | HRCU-A-CB (Split System: Heat Pump with Remote Outdoor Unit-Air-Source) | RD17AZ48AJ3N |  |  | TCFZ6024SEANM | FR801V1255A24UH | 45500 | 17 | 8.1 | 45500 | 40000 | 87.91% | 2.1 | 0 | 10 |  |  |  | No | R-410A | 3.7917 | Residential & Commercial | Ducted CEE Tier 1
214097739 | Central HP <5.4 tons | FRIEDRICH | HRCU-A-CB (Split System: Heat Pump with Remote Outdoor Unit-Air-Source) | RD17AZ48AJ3N |  |  | TCFZ6024SEANM | FR801V1005A21UHU | 45500 | 17 | 8.1 | 45500 | 40000 | 87.91% | 2.1 | 0 | 10 |  |  |  | No | R-410A | 3.7917 | Residential & Commercial | Ducted CEE Tier 1
214242397 | Central HP <5.4 tons | HEIL | HRCU-A-CB (Split System: Heat Pump with Remote Outdoor Unit-Air-Source) | HVH825GKA2* |  |  | EN(A,D)4X24L14**+WALLCON | *80CTL0701412B* | 23200 | 16 | 8.1 | 22000 | 16800 | 76.36% | 1.94 | 0 | 10.5 |  |  |  | No | R-410A | 1.9333 | Residential & Commercial | Ducted CEE Tier 1
214242697 | Central HP <5.4 tons | HEIL | HRCU-A-CB (Split System: Heat Pump with Remote Outdoor Unit-Air-Source) | HVH825GKA2* |  |  | EN(A,D,W)4X36L17**+WALLCON | *97CMN0801714B* | 23400 | 16.5 | 8.1 | 21600 | 16700 | 77.31% | 1.92 | 0 | 10.5 |  |  |  | No | R-410A | 1.95 | Residential & Commercial | Ducted CEE Tier 1
206764328 | Central HP <5.4 tons | CARRIER | HRCU-A-CB (Split System: Heat Pump with Remote Outdoor Unit-Air-Source) | 25VNA825A*032* |  |  | CAP**3617AL*+UI | 58TN*A070C14**12 | 23600 | 17 | 8.1 | 21400 | 16600 | 77.57% | 1.94 | 11 | 11 |  |  |  | No | R-410A | 1.9667 | Residential & Commercial | Ducted CEE Tier 1
206764335 | Central HP <5.4 tons | CARRIER | HRCU-A-CB (Split System: Heat Pump with Remote Outdoor Unit-Air-Source) | 25VNA825A*032* |  |  | CAP**3621AL*+UI | 59TN6B080C17**14 | 23600 | 16.5 | 8.1 | 21400 | 16700 | 78.04% | 1.94 | 11 | 11 |  |  |  | No | R-410A | 1.9667 | Residential & Commercial | Ducted CEE Tier 1
207436545 | Central HP <5.4 tons | LENNOX | HRCU-A-CB (Split System: Heat Pump with Remote Outdoor Unit-Air-Source) | SL25XPV-048-230A** |  |  | CH35-51C+TDR+TXV | EL296UH110XV60C* | 45000 | 20 | 9.2 | 45500 | 37400 | 82.2% | 1.82 | 12 | 12 |  |  |  | No | R-410A | 3.75 | Residential & Commercial | Ducted CEE Tier 1
207436554 | Central HP <5.4 tons | LENNOX | HRCU-A-CB (Split System: Heat Pump with Remote Outdoor Unit-Air-Source) | SL25XPV-048-230A** |  |  | CH35-51C+TDR+TXV | SLP99UH090XV48C* | 44500 | 20.6 | 9.2 | 45500 | 37600 | 82.64% | 1.8 | 12 | 12 |  |  |  | No | R-410A | 3.7083 | Residential & Commercial | Ducted CEE Tier 1
207436579 | Central HP <5.4 tons | LENNOX | HRCU-A-CB (Split System: Heat Pump with Remote Outdoor Unit-Air-Source) | SL25XPV-048-230A** |  |  | CR33-50/60+TDR+TXV | EL296DF110XV60C* | 45500 | 20.6 | 9 | 44000 | 35400 | 80.45% | 1.84 | 12 | 12 |  |  |  | No | R-410A | 3.7917 | Residential & Commercial | Ducted CEE Tier 1
214066764 | Central HP <5.4 tons | FRIEDRICH | HRCU-A-CB (Split System: Heat Pump with Remote Outdoor Unit-Air-Source) | RD17AZ36AJ3N |  |  | TCFZ3621MTANM | FR801V0754A17DZ | 34200 | 18 | 8.1 | 34200 | 29600 | 86.55% | 1.9 | 0 | 10 |  |  |  | No | R-410A | 2.85 | Residential & Commercial | Ducted CEE Tier 1
214066873 | Central HP <5.4 tons | FRIEDRICH | HRCU-A-CB (Split System: Heat Pump with Remote Outdoor Unit-Air-Source) | RD17AZ36AJ3N |  |  | TCFZ3621MTANM | FR97MV0703A17DH | 34200 | 18 | 8.1 | 34200 | 29800 | 87.13% | 1.9 | 0 | 10 |  |  |  | No | R-410A | 2.85 | Residential & Commercial | Ducted CEE Tier 1
214066596 | Central HP <5.4 tons | FRIEDRICH | HRCU-A-CB (Split System: Heat Pump with Remote Outdoor Unit-Air-Source) | RD17AZ36AJ3N |  |  | TCFZ3621MTANM | FR951V0603A17UHU | 34200 | 18 | 8.1 | 34200 | 29800 | 87.13% | 1.9 | 0 | 10 |  |  |  | No | R-410A | 2.85 | Residential & Commercial | Ducted CEE Tier 1
206765102 | Central HP <5.4 tons | CARRIER | HRCU-A-CB (Split System: Heat Pump with Remote Outdoor Unit-Air-Source) | 25VNA837A*031* |  |  | CAP**3721AL*+UI | 58CU*A100C21**20 | 32800 | 17 | 8.5 | 33000 | 25200 | 76.36% | 1.96 | 12 | 11 |  |  |  | No | R-410A | 2.7333 | Residential & Commercial | Ducted CEE Tier 1
206765135 | Central HP <5.4 tons | CARRIER | HRCU-A-CB (Split System: Heat Pump with Remote Outdoor Unit-Air-Source) | 25VNA837A*031* |  |  | CSPH*4812AL*+UI | 58CU*A100C21**20 | 32600 | 16.5 | 8.1 | 33000 | 25000 | 75.76% | 1.96 | 11.5 | 11 |  |  |  | No | R-410A | 2.7167 | Residential & Commercial | Ducted CEE Tier 1
206764911 | Central HP <5.4 tons | CARRIER | HRCU-A-CB (Split System: Heat Pump with Remote Outdoor Unit-Air-Source) | 25VNA837A*031* |  |  | CAP**3721AL*+UI | 58TN*A090C21**20 | 32800 | 17.5 | 8.5 | 33000 | 25200 | 76.36% | 1.98 | 12 | 11.7 |  |  |  | No | R-410A | 2.7333 | Residential & Commercial | Ducted CEE Tier 1
206764920 | Central HP <5.4 tons | CARRIER | HRCU-A-CB (Split System: Heat Pump with Remote Outdoor Unit-Air-Source) | 25VNA837A*031* |  |  | CAP**3721AL*+UI | 58TN*A090C17**16 | 33000 | 18 | 8.5 | 32800 | 25000 | 76.22% | 2 | 12 | 11.7 |  |  |  | No | R-410A | 2.75 | Residential & Commercial | Ducted CEE Tier 1
206764930 | Central HP <5.4 tons | CARRIER | HRCU-A-CB (Split System: Heat Pump with Remote Outdoor Unit-Air-Source) | 25VNA837A*031* |  |  | CAP**4221AL*+UI | 59MN7B080C17**14 | 31600 | 17 | 8.1 | 33400 | 24800 | 74.25% | 1.86 | 11.5 | 11 |  |  |  | No | R-410A | 2.6333 | Residential & Commercial | Ducted CEE Tier 1
206764946 | Central HP <5.4 tons | CARRIER | HRCU-A-CB (Split System: Heat Pump with Remote Outdoor Unit-Air-Source) | 25VNA837A*031* |  |  | CAP**4224AL*+UI | 59TN6B100C21**22 | 31800 | 17.5 | 8.1 | 33000 | 24400 | 73.94% | 1.9 | 12 | 11.5 |  |  |  | No | R-410A | 2.65 | Residential & Commercial | Ducted CEE Tier 1
211240410 | Central HP <5.4 tons | BRYANT HEATING AND COOLING SYSTEMS | HRCU-A-CB (Split System: Heat Pump with Remote Outdoor Unit-Air-Source) | 38MURAQ24AB3* |  |  | CAP**2417AL* | 926SA36060V14*** | 23200 | 16.5 | 8.5 | 26400 | 25600 | 96.97% | 2.14 | 0 | 10 |  |  |  | No | R-410A | 1.9333 | Residential & Commercial | Ducted CEE Tier 1
216440367 | Central HP <5.4 tons | AMERICAN STANDARD | HRCU-A-CB (Split System: Heat Pump with Remote Outdoor Unit-Air-Source) | 5A6V0X48A1 |  |  | 5TXCC009AS3 | S9V2C100U5PSC+LRP | 44500 | 20 | 9.7 | 46000 | 33000 | 71.74% | 2.1 | 0 | 12 |  |  |  | No | R-454B | 3.7083 | Residential & Commercial | Ducted CEE Tier 1
216440383 | Central HP <5.4 tons | AMERICAN STANDARD | HRCU-A-CB (Split System: Heat Pump with Remote Outdoor Unit-Air-Source) | 5A6V0X48A1 |  |  | 5TXCD008AS3 | S9V2C080U5PSC+LRP | 44000 | 20 | 9.7 | 46500 | 33400 | 71.83% | 2.1 | 0 | 12 |  |  |  | No | R-454B | 3.6667 | Residential & Commercial | Ducted CEE Tier 1
212972233 | Central HP <5.4 tons | AIRQUEST | HRCU-A-CB (Split System: Heat Pump with Remote Outdoor Unit-Air-Source) | DLCURAH36ABK |  |  | EA*4X48L21A* | *80VTL0902120B* | 35600 | 16.5 | 8.5 | 37800 | 34600 | 91.53% | 2.02 | 0 | 10 |  |  |  | No | R-410A | 2.9667 | Residential & Commercial | Ducted CEE Tier 1
214097743 | Central HP <5.4 tons | FRIEDRICH | HRCU-A-CB (Split System: Heat Pump with Remote Outdoor Unit-Air-Source) | RD17AZ48AJ3N |  |  | TCFZ6024SEANM | FR801V0755A21UH | 45500 | 17 | 8.1 | 45500 | 40000 | 87.91% | 2.1 | 0 | 10 |  |  |  | No | R-410A | 3.7917 | Residential & Commercial | Ducted CEE Tier 1
206764318 | Central HP <5.4 tons | CARRIER | HRCU-A-CB (Split System: Heat Pump with Remote Outdoor Unit-Air-Source) | 25VNA825A*032* |  |  | CAP**3017AL*+UI | 59MN7B060C17**14 | 23200 | 16 | 8.1 | 21600 | 16900 | 78.24% | 1.9 | 11 | 10.5 |  |  |  | No | R-410A | 1.9333 | Residential & Commercial | Ducted CEE Tier 1
206764354 | Central HP <5.4 tons | CARRIER | HRCU-A-CB (Split System: Heat Pump with Remote Outdoor Unit-Air-Source) | 25VNA825A*032* |  |  | CAP**3721AL*+UI | 58TN*A070C17**16 | 24400 | 17 | 8.5 | 21200 | 16600 | 78.3% | 2.02 | 11 | 11 |  |  |  | No | R-410A | 2.0333 | Residential & Commercial | Ducted CEE Tier 1
206764467 | Central HP <5.4 tons | CARRIER | HRCU-A-CB (Split System: Heat Pump with Remote Outdoor Unit-Air-Source) | 25VNA825A*032* |  |  | CAP**2417AL*+UI | 58CU*A060C17**16 | 23200 | 16.5 | 8.1 | 22000 | 16800 | 76.36% | 1.88 | 11 | 10.5 |  |  |  | No | R-410A | 1.9333 | Residential & Commercial | Ducted CEE Tier 1
213867330 | Central HP <5.4 tons | AMERICAN STANDARD | HRCU-A-CB (Split System: Heat Pump with Remote Outdoor Unit-Air-Source) | 4A6C7048A4 |  |  | 4PX*CU60BS3+P0V0C000M50SC |  | 48000 | 17 | 8.1 | 48000 | 48500 | 101% | 3.6 | 0 | 12.5 |  |  |  | No | R-410A | 4 | Residential & Commercial | Ducted CEE Tier 1
216440130 | Central HP <5.4 tons | TRANE | HRCU-A-CB (Split System: Heat Pump with Remote Outdoor Unit-Air-Source) | 5TWV0X36A1 |  |  | 5TXCB004AS3 | S9V2B060U3VSB+LRP | 33400 | 18.2 | 9.4 | 32000 | 24200 | 75.62% | 2.1 | 0 | 12 |  |  |  | No | R-454B | 2.7833 | Residential & Commercial | Ducted CEE Tier 1
216440180 | Central HP <5.4 tons | TRANE | HRCU-A-CB (Split System: Heat Pump with Remote Outdoor Unit-Air-Source) | 5TWV0X36A1 |  |  | 5TXCC005AS3 | S9V2C080U5PSC+LRP | 33200 | 18.6 | 9.4 | 31800 | 24000 | 75.47% | 2.1 | 0 | 12 |  |  |  | No | R-454B | 2.7667 | Residential & Commercial | Ducted CEE Tier 1
215931986 | Central HP <5.4 tons | HEIL | HRCU-A-CB (Split System: Heat Pump with Remote Outdoor Unit-Air-Source) | H5H3V36*K*AAA* |  |  | EA*5X25M17A*+WALLCON | *96CTN0601714B* | 33600 | 19.5 | 9.5 | 34400 | 26200 | 76.16% | 2.05 | 0 | 11 |  |  |  | No | R-454B | 2.8 | Residential & Commercial | Ducted CEE Tier 1
215932086 | Central HP <5.4 tons | HEIL | HRCU-A-CB (Split System: Heat Pump with Remote Outdoor Unit-Air-Source) | H5H3V36*K*AAA* |  |  | EA*5X36M17A*+WALLCON | *97CMN0601714B* | 32000 | 19 | 9.5 | 34600 | 26600 | 76.88% | 2 | 0 | 10.5 |  |  |  | No | R-454B | 2.6667 | Residential & Commercial | Ducted CEE Tier 1
215932336 | Central HP <5.4 tons | HEIL | HRCU-A-CB (Split System: Heat Pump with Remote Outdoor Unit-Air-Source) | H5H3V36*K*AAA* |  |  | EA*5X42M21A*+WALLCON | *96CTN0601714B* | 32400 | 19.5 | 9.5 | 34200 | 26400 | 77.19% | 2.02 | 0 | 10.5 |  |  |  | No | R-454B | 2.7 | Residential & Commercial | Ducted CEE Tier 1
215931946 | Central HP <5.4 tons | HEIL | HRCU-A-CB (Split System: Heat Pump with Remote Outdoor Unit-Air-Source) | H5H3V36*K*AAA* |  |  | EA*5X24M17A*+WALLCON | *96CTN0401410B* | 30600 | 17 | 9 | 34800 | 26800 | 77.01% | 1.9 | 0 | 10 |  |  |  | No | R-454B | 2.55 | Residential & Commercial | Ducted CEE Tier 1
215931996 | Central HP <5.4 tons | HEIL | HRCU-A-CB (Split System: Heat Pump with Remote Outdoor Unit-Air-Source) | H5H3V36*K*AAA* |  |  | EA*5X30M14A*+WALLCON | *96CTN0401410B* | 30800 | 17 | 9 | 34400 | 26600 | 77.33% | 1.9 | 0 | 10 |  |  |  | No | R-454B | 2.5667 | Residential & Commercial | Ducted CEE Tier 1
215932046 | Central HP <5.4 tons | HEIL | HRCU-A-CB (Split System: Heat Pump with Remote Outdoor Unit-Air-Source) | H5H3V36*K*AAA* |  |  | EA*5X36M17A*+WALLCON | *80CSU0601716A* | 32200 | 19.5 | 9.5 | 35000 | 27000 | 77.14% | 2 | 0 | 11 |  |  |  | No | R-454B | 2.6833 | Residential & Commercial | Ducted CEE Tier 1
215674542 | Central HP <5.4 tons | COMFORTMAKER | HRCU-A-CB (Split System: Heat Pump with Remote Outdoor Unit-Air-Source) | C5H0V48*K*AAA* |  |  | EA*5X61M24A*+WALLCON | *95CSU1002122B* | 46000 | 18 | 9 | 47500 | 33600 | 70.74% | 2.08 | 0 | 10 |  |  |  | No | R-454B | 3.8333 | Residential & Commercial | Ducted CEE Tier 1
215675428 | Central HP <5.4 tons | COMFORTMAKER | HRCU-A-CB (Split System: Heat Pump with Remote Outdoor Unit-Air-Source) | C5H0V48*K*AAA* |  |  | EVM5X48M21A*+WALLCON | *95CSU1002122B* | 47000 | 18 | 9 | 50000 | 36400 | 72.8% | 2.02 | 0 | 10 |  |  |  | No | R-454B | 3.9167 | Residential & Commercial | Ducted CEE Tier 1
215675578 | Central HP <5.4 tons | COMFORTMAKER | HRCU-A-CB (Split System: Heat Pump with Remote Outdoor Unit-Air-Source) | C5H0V48*K*AAA* |  |  | EVM5X49M21A*+WALLCON | *80CTL1102120B* | 48000 | 19 | 9 | 50000 | 36600 | 73.2% | 2 | 0 | 10.5 |  |  |  | No | R-454B | 4 | Residential & Commercial | Ducted CEE Tier 1
215675628 | Central HP <5.4 tons | COMFORTMAKER | HRCU-A-CB (Split System: Heat Pump with Remote Outdoor Unit-Air-Source) | C5H0V48*K*AAA* |  |  | EVM5X49M21A*+WALLCON | *97CMN0802120B* | 48000 | 19 | 9 | 50000 | 36800 | 73.6% | 2 | 0 | 10 |  |  |  | No | R-454B | 4 | Residential & Commercial | Ducted CEE Tier 1
215676028 | Central HP <5.4 tons | COMFORTMAKER | HRCU-A-CB (Split System: Heat Pump with Remote Outdoor Unit-Air-Source) | C5H0V48*K*AAA* |  |  | EVM5X61M24A*+WALLCON | *95CSU1002122B* | 48500 | 19 | 9 | 50000 | 36600 | 73.2% | 2.1 | 0 | 10.5 |  |  |  | No | R-454B | 4.0417 | Residential & Commercial | Ducted CEE Tier 1
215676148 | Central HP <5.4 tons | COMFORTMAKER | HRCU-A-CB (Split System: Heat Pump with Remote Outdoor Unit-Air-Source) | C5H0V48*K*AAA* |  |  | EVD5X48M21A*+WALLCON | *97CMN1002122B* | 47000 | 18.5 | 9 | 50000 | 36400 | 72.8% | 2 | 0 | 10 |  |  |  | No | R-454B | 3.9167 | Residential & Commercial | Ducted CEE Tier 1
215942499 | Central HP <5.4 tons | TEMPSTAR | HRCU-A-CB (Split System: Heat Pump with Remote Outdoor Unit-Air-Source) | T5H3V36*K*AAA* |  |  | EVD5X61M21A*+WALLCON | *80CTL0901716B* | 35800 | 22 | 8.5 | 37400 | 28400 | 75.94% | 2.02 | 0 | 12.5 |  |  |  | No | R-454B | 2.9833 | Residential & Commercial | Ducted CEE Tier 1
215936065 | Central HP <5.4 tons | BRYANT HEATING AND COOLING SYSTEMS | HRCU-A-CB (Split System: Heat Pump with Remote Outdoor Unit-Air-Source) | 293VAN036**AA* |  |  | CVAVA4221XMA*+UI | 987MC42060C17*** | 34000 | 20 | 8.1 | 38000 | 27000 | 71.05% | 2 | 0 | 11 |  |  |  | No | R-454B | 2.8333 | Residential & Commercial | Ducted CEE Tier 1
215936085 | Central HP <5.4 tons | BRYANT HEATING AND COOLING SYSTEMS | HRCU-A-CB (Split System: Heat Pump with Remote Outdoor Unit-Air-Source) | 293VAN036**AA* |  |  | CVAVA4221XMA*+UI | 987MC42080C17*** | 34200 | 20.5 | 8.5 | 39000 | 28600 | 73.33% | 2.02 | 0 | 11.5 |  |  |  | No | R-454B | 2.85 | Residential & Commercial | Ducted CEE Tier 1
214610142 | Central HP <5.4 tons | FRIEDRICH | HRCU-A-CB (Split System: Heat Pump with Remote Outdoor Unit-Air-Source) | FRP18AZ48AJVC |  |  | TCFZ6021SEAAM | FR97MV1005A21DH | 44500 | 19 | 8.1 | 43500 | 45000 | 103.4% | 2 | 0 | 10 |  |  |  | No | R-410A | 3.7083 | Residential & Commercial | Ducted CEE Tier 1
214731877 | Central HP <5.4 tons | FRIEDRICH | HRCU-A-CB (Split System: Heat Pump with Remote Outdoor Unit-Air-Source) | FRP18AZ48AJVC |  |  | TCFZ6021SEAAM | FR962V0705A21M4 | 44000 | 18 | 8.1 | 43500 | 45000 | 103.4% | 2 | 0 | 10 |  |  |  | No | R-410A | 3.6667 | Residential & Commercial | Ducted CEE Tier 1
214242167 | Central HP <5.4 tons | HEIL | HRCU-A-CB (Split System: Heat Pump with Remote Outdoor Unit-Air-Source) | HVH825GKA3* |  |  | EN(A,D,W)4X42L21**+WALLCON | *97CMN1002122B* | 23800 | 16.5 | 8.1 | 21400 | 16600 | 77.57% | 1.96 | 0 | 11 |  |  |  | No | R-410A | 1.9833 | Residential & Commercial | Ducted CEE Tier 1
211240419 | Central HP <5.4 tons | BRYANT HEATING AND COOLING SYSTEMS | HRCU-A-CB (Split System: Heat Pump with Remote Outdoor Unit-Air-Source) | 38MURAQ24AB3* |  |  | CAP**2417AL* | 926SA48080V17*** | 23800 | 16.5 | 8.5 | 26800 | 24000 | 89.55% | 1.98 | 0 | 10 |  |  |  | No | R-410A | 1.9833 | Residential & Commercial | Ducted CEE Tier 1
211240662 | Central HP <5.4 tons | BRYANT HEATING AND COOLING SYSTEMS | HRCU-A-CB (Split System: Heat Pump with Remote Outdoor Unit-Air-Source) | 38MURAQ24AB3* |  |  | CAP**2417AL* | 8(0,1)*SA42090E17*** | 24200 | 16.5 | 8.5 | 27000 | 23400 | 86.67% | 1.94 | 0 | 10 |  |  |  | No | R-410A | 2.0167 | Residential & Commercial | Ducted CEE Tier 1
216571043 | Central HP <5.4 tons | AMERICAN STANDARD | HRCU-A-CB (Split System: Heat Pump with Remote Outdoor Unit-Air-Source) | 5A6V0X36A1 |  |  | 5TXCB006AS3 | S8V2A040M3PCB | 34800 | 20 | 9.4 | 32400 | 25000 | 77.16% | 2.1 | 0 | 12 |  |  |  | No | R-454B | 2.9 | Residential & Commercial | Ducted CEE Tier 1
215931686 | Central HP <5.4 tons | HEIL | HRCU-A-CB (Split System: Heat Pump with Remote Outdoor Unit-Air-Source) | H5H3V60*K*AAA* |  |  | EA*5X61M24A*+WALLCON | *80CTL0702120B* | 56500 | 18.5 | 8.5 | 60500 | 47000 | 77.69% | 2.02 | 0 | 11 |  |  |  | No | R-454B | 4.7083 | Residential & Commercial | Ducted CEE Tier 1
211245671 | Central HP <5.4 tons | COMFORTMAKER | HRCU-A-CB (Split System: Heat Pump with Remote Outdoor Unit-Air-Source) | DLCURAH24ABK |  |  | EN(A,D)4X36L21** | *92ESN0801716A* | 24200 | 17 | 8.1 | 26200 | 22800 | 87.02% | 1.88 | 0 | 10.5 |  |  |  | No | R-410A | 2.0167 | Residential & Commercial | Ducted CEE Tier 1
212977616 | Central HP <5.4 tons | DAY & NIGHT | HRCU-A-CB (Split System: Heat Pump with Remote Outdoor Unit-Air-Source) | DLCURAH24ABK |  |  | EA*4X30L17A* | *80MS(N,L)0451412A* | 23600 | 17 | 8.5 | 26000 | 24000 | 92.31% | 2 | 0 | 10 |  |  |  | No | R-410A | 1.9667 | Residential & Commercial | Ducted CEE Tier 1
212977652 | Central HP <5.4 tons | DAY & NIGHT | HRCU-A-CB (Split System: Heat Pump with Remote Outdoor Unit-Air-Source) | DLCURAH24ABK |  |  | EN(A,D)4X24L14** | *80MS(N,L)0451412A* | 23200 | 16.5 | 8.5 | 26800 | 25000 | 93.28% | 2.08 | 0 | 10 |  |  |  | No | R-410A | 1.9333 | Residential & Commercial | Ducted CEE Tier 1
213080315 | Central HP <5.4 tons | CARRIER | HRCU-A-CB (Split System: Heat Pump with Remote Outdoor Unit-Air-Source) | 38MURAQ36AB3* |  |  | CAP**4321AL* | 59SC6A100M21**20 | 36600 | 16 | 8.5 | 38500 | 34800 | 90.39% | 2.1 | 0 | 10 |  |  |  | No | R-410A | 3.05 | Residential & Commercial | Ducted CEE Tier 1
215679618 | Central HP <5.4 tons | COMFORTMAKER | HRCU-A-CB (Split System: Heat Pump with Remote Outdoor Unit-Air-Source) | C5H0V36*K*AAA* |  |  | EA*5X61M21A*+WALLCON | *80CSU0601716B* | 35000 | 18 | 9 | 34400 | 24800 | 72.09% | 1.92 | 0 | 10 |  |  |  | No | R-454B | 2.9167 | Residential & Commercial | Ducted CEE Tier 1
215676248 | Central HP <5.4 tons | COMFORTMAKER | HRCU-A-CB (Split System: Heat Pump with Remote Outdoor Unit-Air-Source) | C5H0V48*K*AAA* |  |  | EVD5X48M24A*+WALLCON | *95CSU1002122B* | 47000 | 18.5 | 9 | 50000 | 36200 | 72.4% | 2.02 | 0 | 10 |  |  |  | No | R-454B | 3.9167 | Residential & Commercial | Ducted CEE Tier 1
215676448 | Central HP <5.4 tons | COMFORTMAKER | HRCU-A-CB (Split System: Heat Pump with Remote Outdoor Unit-Air-Source) | C5H0V48*K*AAA* |  |  | EVD5X60M21A*+WALLCON | *80CTL0701716B* | 48000 | 18.5 | 9 | 50000 | 37200 | 74.4% | 2 | 0 | 10 |  |  |  | No | R-454B | 4 | Residential & Commercial | Ducted CEE Tier 1
215676548 | Central HP <5.4 tons | COMFORTMAKER | HRCU-A-CB (Split System: Heat Pump with Remote Outdoor Unit-Air-Source) | C5H0V48*K*AAA* |  |  | EVD5X60M21A*+WALLCON | *97CMN0802120B* | 48000 | 19 | 9 | 50000 | 36800 | 73.6% | 2 | 0 | 10 |  |  |  | No | R-454B | 4 | Residential & Commercial | Ducted CEE Tier 1
215676898 | Central HP <5.4 tons | COMFORTMAKER | HRCU-A-CB (Split System: Heat Pump with Remote Outdoor Unit-Air-Source) | C5H0V48*K*AAA* |  |  | EVD5X61M24A*+WALLCON | *95CSU1002122B* | 48500 | 19 | 9 | 50000 | 36600 | 73.2% | 2.1 | 0 | 10.5 |  |  |  | No | R-454B | 4.0417 | Residential & Commercial | Ducted CEE Tier 1
215681978 | Central HP <5.4 tons | COMFORTMAKER | HRCU-A-CB (Split System: Heat Pump with Remote Outdoor Unit-Air-Source) | C5H0V48*K*AAA* |  |  | EVM5X60M24A*+WALLCON | *96CTN0802120B* | 48000 | 19 | 9 | 50000 | 36600 | 73.2% | 2 | 0 | 10 |  |  |  | No | R-454B | 4 | Residential & Commercial | Ducted CEE Tier 1
215682278 | Central HP <5.4 tons | COMFORTMAKER | HRCU-A-CB (Split System: Heat Pump with Remote Outdoor Unit-Air-Source) | C5H0V48*K*AAA* |  |  | EVD5X49M24A*+WALLCON | *97CTN1002122A* | 48000 | 19 | 9 | 50000 | 36600 | 73.2% | 2 | 0 | 10.5 |  |  |  | No | R-454B | 4 | Residential & Commercial | Ducted CEE Tier 1
211240685 | Central HP <5.4 tons | BRYANT HEATING AND COOLING SYSTEMS | HRCU-A-CB (Split System: Heat Pump with Remote Outdoor Unit-Air-Source) | 38MURAQ24AB3* |  |  | CAP**2417AL* | 912SD42060E17*** | 24000 | 16.5 | 8.5 | 26800 | 23800 | 88.81% | 1.96 | 0 | 10 |  |  |  | No | R-410A | 2 | Residential & Commercial | Ducted CEE Tier 1
211240828 | Central HP <5.4 tons | BRYANT HEATING AND COOLING SYSTEMS | HRCU-A-CB (Split System: Heat Pump with Remote Outdoor Unit-Air-Source) | 38MURAQ24AB3* |  |  | CAP**2517AL* | 926SA30040V14*** | 24400 | 16 | 8.5 | 25600 | 21400 | 83.59% | 1.78 | 0 | 10 |  |  |  | No | R-410A | 2.0333 | Residential & Commercial | Ducted CEE Tier 1
211240855 | Central HP <5.4 tons | BRYANT HEATING AND COOLING SYSTEMS | HRCU-A-CB (Split System: Heat Pump with Remote Outdoor Unit-Air-Source) | 38MURAQ24AB3* |  |  | CAP**2517AL* | 926SA48080V17*** | 24800 | 17 | 8.5 | 25600 | 21200 | 82.81% | 1.78 | 0 | 10.5 |  |  |  | No | R-410A | 2.0667 | Residential & Commercial | Ducted CEE Tier 1
211240978 | Central HP <5.4 tons | BRYANT HEATING AND COOLING SYSTEMS | HRCU-A-CB (Split System: Heat Pump with Remote Outdoor Unit-Air-Source) | 38MURAQ24AB3* |  |  | CAP**2517AL* | 82*TA48070V17*** | 24800 | 17 | 8.5 | 25400 | 21200 | 83.46% | 1.78 | 0 | 10.5 |  |  |  | No | R-410A | 2.0667 | Residential & Commercial | Ducted CEE Tier 1
211241264 | Central HP <5.4 tons | BRYANT HEATING AND COOLING SYSTEMS | HRCU-A-CB (Split System: Heat Pump with Remote Outdoor Unit-Air-Source) | 38MURAQ24AB3* |  |  | CAP**3014AL* | 82*TA36045V14*** | 24000 | 16.5 | 8.5 | 26200 | 23000 | 87.79% | 1.9 | 0 | 10 |  |  |  | No | R-410A | 2 | Residential & Commercial | Ducted CEE Tier 1
211241298 | Central HP <5.4 tons | BRYANT HEATING AND COOLING SYSTEMS | HRCU-A-CB (Split System: Heat Pump with Remote Outdoor Unit-Air-Source) | 38MURAQ24AB3* |  |  | CAP**3014AL* | 926TB30040V14*** | 23600 | 15.5 | 8.5 | 26200 | 23600 | 90.08% | 1.94 | 0 | 10 |  |  |  | No | R-410A | 1.9667 | Residential & Commercial | Ducted CEE Tier 1
214242218 | Central HP <5.4 tons | AIRQUEST | HRCU-A-CB (Split System: Heat Pump with Remote Outdoor Unit-Air-Source) | HVH825GKA3* |  |  | EN(A,D,W)4X48L21**+WALLCON | *80CTL0701716B* | 24000 | 17 | 8.1 | 21400 | 16600 | 77.57% | 2 | 0 | 11 |  |  |  | No | R-410A | 2 | Residential & Commercial | Ducted CEE Tier 1
215865106 | Central HP <5.4 tons | AMERICAN STANDARD | HRCU-A-CB (Split System: Heat Pump with Remote Outdoor Unit-Air-Source) | 5A6V8X48A1 |  |  | 5TXCC009AS3+P0V0C000M50SD+LRP |  | 46500 | 18.1 | 8.5 | 45000 | 34600 | 76.89% | 2.2 | 0 | 10.5 |  |  |  | No | R-454B | 3.875 | Residential & Commercial | Ducted CEE Tier 1
216057015 | Central HP <5.4 tons | AMERICAN STANDARD | HRCU-A-CB (Split System: Heat Pump with Remote Outdoor Unit-Air-Source) | 5A6V8X48A1 |  |  | 5TAMXD07AV51 |  | 45500 | 18.1 | 8.5 | 44500 | 34400 | 77.3% | 2.1 | 0 | 10.5 |  |  |  | No | R-454B | 3.7917 | Residential & Commercial | Ducted CEE Tier 1
216551903 | Central HP <5.4 tons | FRIEDRICH | HRCU-A-CB (Split System: Heat Pump with Remote Outdoor Unit-Air-Source) | FRP19AY48AJVC |  |  | RCFY4821SEAAM | FR97MV0855A21DH | 45500 | 19 | 10 | 45500 | 42000 | 92.31% | 2.1 | 0 | 12 |  |  |  | No | R-454B | 3.7917 | Residential & Commercial | Ducted CEE Tier 1
215939903 | Central HP <5.4 tons | TEMPSTAR | HRCU-A-CB (Split System: Heat Pump with Remote Outdoor Unit-Air-Source) | T5H3V36*K*AAA* |  |  | EA*5X61M24A*+WALLCON | *96CTN0802120B* | 34400 | 20.5 | 9.5 | 34400 | 26000 | 75.58% | 2.06 | 0 | 12 |  |  |  | No | R-454B | 2.8667 | Residential & Commercial | Ducted CEE Tier 1
215940153 | Central HP <5.4 tons | TEMPSTAR | HRCU-A-CB (Split System: Heat Pump with Remote Outdoor Unit-Air-Source) | T5H3V36*K*AAA* |  |  | ESH5X48M12A*+WALLCON | *97CTN0802120A* | 33800 | 19.5 | 9 | 34800 | 26600 | 76.44% | 1.94 | 0 | 11.5 |  |  |  | No | R-454B | 2.8167 | Residential & Commercial | Ducted CEE Tier 1
215940203 | Central HP <5.4 tons | TEMPSTAR | HRCU-A-CB (Split System: Heat Pump with Remote Outdoor Unit-Air-Source) | T5H3V36*K*AAA* |  |  | ESH5X60M12A*+WALLCON | *80CSU0601716B* | 34200 | 19.5 | 9 | 34200 | 26000 | 76.02% | 1.94 | 0 | 11.7 |  |  |  | No | R-454B | 2.85 | Residential & Commercial | Ducted CEE Tier 1
215940303 | Central HP <5.4 tons | TEMPSTAR | HRCU-A-CB (Split System: Heat Pump with Remote Outdoor Unit-Air-Source) | T5H3V36*K*AAA* |  |  | EVM5X44M21A*+WALLCON | *97CTN0801716A* | 35400 | 21 | 8.5 | 38500 | 29000 | 75.32% | 2.02 | 0 | 12 |  |  |  | No | R-454B | 2.95 | Residential & Commercial | Ducted CEE Tier 1
215940353 | Central HP <5.4 tons | TEMPSTAR | HRCU-A-CB (Split System: Heat Pump with Remote Outdoor Unit-Air-Source) | T5H3V36*K*AAA* |  |  | EVM5X49M21A*+WALLCON | *80CSU0601716B* | 35600 | 22 | 8.5 | 38000 | 28600 | 75.26% | 2.02 | 0 | 12.5 |  |  |  | No | R-454B | 2.9667 | Residential & Commercial | Ducted CEE Tier 1
215940553 | Central HP <5.4 tons | TEMPSTAR | HRCU-A-CB (Split System: Heat Pump with Remote Outdoor Unit-Air-Source) | T5H3V36*K*AAA* |  |  | EVD5X36M21A*+WALLCON | *97CTN0801716A* | 34200 | 20.5 | 8.5 | 39000 | 28600 | 73.33% | 2.04 | 0 | 11.5 |  |  |  | No | R-454B | 2.85 | Residential & Commercial | Ducted CEE Tier 1
215940603 | Central HP <5.4 tons | TEMPSTAR | HRCU-A-CB (Split System: Heat Pump with Remote Outdoor Unit-Air-Source) | T5H3V36*K*AAA* |  |  | EVD5X38M17A*+WALLCON | *97CTN0601716A* | 35200 | 20.5 | 8.5 | 39000 | 29400 | 75.38% | 2 | 0 | 11.5 |  |  |  | No | R-454B | 2.9333 | Residential & Commercial | Ducted CEE Tier 1
206764950 | Central HP <5.4 tons | CARRIER | HRCU-A-CB (Split System: Heat Pump with Remote Outdoor Unit-Air-Source) | 25VNA837A*031* |  |  | CAP**4321AL*+UI | 58TN*A070C17**16 | 32800 | 17.5 | 8.5 | 33000 | 25200 | 76.36% | 1.98 | 11 | 11.7 |  |  |  | No | R-410A | 2.7333 | Residential & Commercial | Ducted CEE Tier 1
212985030 | Central HP <5.4 tons | BRYANT HEATING AND COOLING SYSTEMS | HRCU-A-CB (Split System: Heat Pump with Remote Outdoor Unit-Air-Source) | 38MURAQ24AB3* |  |  | CAP**3621AL* | 912SE60080M21*** | 23600 | 17.5 | 8.5 | 26000 | 24000 | 92.31% | 2.02 | 0 | 10 |  |  |  | No | R-410A | 1.9667 | Residential & Commercial | Ducted CEE Tier 1
212985764 | Central HP <5.4 tons | BRYANT HEATING AND COOLING SYSTEMS | HRCU-A-CB (Split System: Heat Pump with Remote Outdoor Unit-Air-Source) | 38MURAQ24AB3* |  |  | CAP**2417AL* | 916SA30026M14*** | 23400 | 16.5 | 8.5 | 27000 | 26200 | 97.04% | 2.2 | 0 | 10 |  |  |  | No | R-410A | 1.95 | Residential & Commercial | Ducted CEE Tier 1
211261454 | Central HP <5.4 tons | AIRQUEST | HRCU-A-CB (Split System: Heat Pump with Remote Outdoor Unit-Air-Source) | DLCURAH18ABK |  |  | EA*4X30L14A* | *92ESN0601412A* | 18200 | 16 | 8.5 | 18700 | 18400 | 98.4% | 2.22 | 0 | 10.5 |  |  |  | No | R-410A | 1.5167 | Residential & Commercial | Ducted CEE Tier 1
215938453 | Central HP <5.4 tons | TEMPSTAR | HRCU-A-CB (Split System: Heat Pump with Remote Outdoor Unit-Air-Source) | T5H3V48*K*AAA* |  |  | EVD5X61M21A*+WALLCON | *80CTL0901716B* | 45000 | 21 | 8.1 | 53500 | 37600 | 70.28% | 1.95 | 0 | 12 |  |  |  | No | R-454B | 3.75 | Residential & Commercial | Ducted CEE Tier 1
215940993 | Central HP <5.4 tons | TEMPSTAR | HRCU-A-CB (Split System: Heat Pump with Remote Outdoor Unit-Air-Source) | T5H3V48*K*AAA* |  |  | EA*5X48M21A*+WALLCON | *97CTN1002122A* | 43500 | 21 | 9.5 | 48000 | 36400 | 75.83% | 2 | 0 | 10.5 |  |  |  | No | R-454B | 3.625 | Residential & Commercial | Ducted CEE Tier 1
215941043 | Central HP <5.4 tons | TEMPSTAR | HRCU-A-CB (Split System: Heat Pump with Remote Outdoor Unit-Air-Source) | T5H3V48*K*AAA* |  |  | EA*5X61M21A*+WALLCON | *96CTN0802120B* | 45000 | 21 | 9.5 | 48500 | 37000 | 76.29% | 2 | 0 | 11 |  |  |  | No | R-454B | 3.75 | Residential & Commercial | Ducted CEE Tier 1
214610118 | Central HP <5.4 tons | FRIEDRICH | HRCU-A-CB (Split System: Heat Pump with Remote Outdoor Unit-Air-Source) | FRP18AZ24AJVC |  |  | TCFZ2421HEAAM | FR98MV0603A17UP | 22800 | 20 | 8.5 | 22800 | 26000 | 114% | 2.1 | 0 | 12.5 |  |  |  | No | R-410A | 1.9 | Residential & Commercial | Ducted CEE Tier 1
215940963 | Central HP <5.4 tons | TEMPSTAR | HRCU-A-CB (Split System: Heat Pump with Remote Outdoor Unit-Air-Source) | T5H3V48*K*AAA* |  |  | EA*5X48M21A*+WALLCON | *80CSU0601716B* | 43500 | 21 | 9.5 | 48000 | 36600 | 76.25% | 1.9 | 0 | 11 |  |  |  | No | R-454B | 3.625 | Residential & Commercial | Ducted CEE Tier 1
215679288 | Central HP <5.4 tons | COMFORTMAKER | HRCU-A-CB (Split System: Heat Pump with Remote Outdoor Unit-Air-Source) | C5H0V36*K*AAA* |  |  | EA*5X37M21A*+WALLCON | *80CSU0401712B* | 34600 | 17.5 | 9 | 35200 | 25000 | 71.02% | 1.9 | 0 | 10 |  |  |  | No | R-454B | 2.8833 | Residential & Commercial | Ducted CEE Tier 1
215679488 | Central HP <5.4 tons | COMFORTMAKER | HRCU-A-CB (Split System: Heat Pump with Remote Outdoor Unit-Air-Source) | C5H0V36*K*AAA* |  |  | EA*5X48M21A*+WALLCON | *96CTN0802120B* | 33800 | 18 | 9 | 35000 | 25000 | 71.43% | 1.88 | 0 | 10 |  |  |  | No | R-454B | 2.8167 | Residential & Commercial | Ducted CEE Tier 1
215933936 | Central HP <5.4 tons | HEIL | HRCU-A-CB (Split System: Heat Pump with Remote Outdoor Unit-Air-Source) | H5H3V36*K*AAA* |  |  | ESH5X60M12A*+WALLCON | *96CTN1002122B* | 34200 | 19.5 | 9 | 34200 | 26000 | 76.02% | 1.94 | 0 | 11.7 |  |  |  | No | R-454B | 2.85 | Residential & Commercial | Ducted CEE Tier 1
215934706 | Central HP <5.4 tons | HEIL | HRCU-A-CB (Split System: Heat Pump with Remote Outdoor Unit-Air-Source) | H5H3V36*K*AAA* |  |  | EVM5X32M17A*+WALLCON | *96CTN0601714B* | 35200 | 21 | 8.5 | 38000 | 28000 | 73.68% | 2.06 | 0 | 11.7 |  |  |  | No | R-454B | 2.9333 | Residential & Commercial | Ducted CEE Tier 1
215931497 | Central HP <5.4 tons | HEIL | HRCU-A-CB (Split System: Heat Pump with Remote Outdoor Unit-Air-Source) | H5H3V36*K*AAA* |  |  | FCMA5B48L0C*+WALLCON |  | 34400 | 21.5 | 9.5 | 34200 | 25800 | 75.44% | 2.06 | 0 | 12.5 |  |  |  | No | R-454B | 2.8667 | Residential & Commercial | Ducted CEE Tier 1
206764353 | Central HP <5.4 tons | CARRIER | HRCU-A-CB (Split System: Heat Pump with Remote Outdoor Unit-Air-Source) | 25VNA825A*032* |  |  | CAP**3721AL*+UI | 58TN*A045C17**12 | 24200 | 16.5 | 8.1 | 21200 | 16700 | 78.77% | 2 | 11 | 11 |  |  |  | No | R-410A | 2.0167 | Residential & Commercial | Ducted CEE Tier 1
206764469 | Central HP <5.4 tons | CARRIER | HRCU-A-CB (Split System: Heat Pump with Remote Outdoor Unit-Air-Source) | 25VNA825A*032* |  |  | CAP**2517AL*+UI | 58CU*A060C17**16 | 24400 | 16.5 | 8.1 | 21200 | 16600 | 78.3% | 2 | 11.5 | 11 |  |  |  | No | R-410A | 2.0333 | Residential & Commercial | Ducted CEE Tier 1
216013290 | Central HP <5.4 tons | YORK | HRCU-A-CB (Split System: Heat Pump with Remote Outdoor Unit-Air-Source) | HH824E2S11 |  |  | CTM36B5ADS1+JMET12BS2N1 |  | 23000 | 18 | 9.5 | 23000 | 18000 | 78.26% | 2 | 0 | 12 |  |  |  | No | R-454B | 1.9167 | Residential & Commercial | Ducted CEE Tier 1
206764515 | Central HP <5.4 tons | CARRIER | HRCU-A-CB (Split System: Heat Pump with Remote Outdoor Unit-Air-Source) | 25VNA825A*032* |  |  | CAP**3721AL*+UI | 59CU5A080C21**20 | 24400 | 17 | 8.5 | 21200 | 16600 | 78.3% | 2.04 | 11.5 | 11 |  |  |  | No | R-410A | 2.0333 | Residential & Commercial | Ducted CEE Tier 1
211240944 | Central HP <5.4 tons | BRYANT HEATING AND COOLING SYSTEMS | HRCU-A-CB (Split System: Heat Pump with Remote Outdoor Unit-Air-Source) | 38MURAQ24AB3* |  |  | CAP**2517AL* | 82*TA36045V14*** | 24800 | 17 | 8.5 | 25600 | 21200 | 82.81% | 1.78 | 0 | 10.5 |  |  |  | No | R-410A | 2.0667 | Residential & Commercial | Ducted CEE Tier 1
211241062 | Central HP <5.4 tons | BRYANT HEATING AND COOLING SYSTEMS | HRCU-A-CB (Split System: Heat Pump with Remote Outdoor Unit-Air-Source) | 38MURAQ24AB3* |  |  | CAP**2517AL* | 8(0,1)*SA36045E14*** | 25400 | 16.5 | 8.5 | 26000 | 20800 | 80% | 1.76 | 0 | 10.5 |  |  |  | No | R-410A | 2.1167 | Residential & Commercial | Ducted CEE Tier 1
211241098 | Central HP <5.4 tons | BRYANT HEATING AND COOLING SYSTEMS | HRCU-A-CB (Split System: Heat Pump with Remote Outdoor Unit-Air-Source) | 38MURAQ24AB3* |  |  | CAP**2517AL* | 8(0,1)*SA42090E17*** | 25200 | 17 | 8.5 | 25800 | 20800 | 80.62% | 1.76 | 0 | 10.5 |  |  |  | No | R-410A | 2.1 | Residential & Commercial | Ducted CEE Tier 1
211240626 | Central HP <5.4 tons | BRYANT HEATING AND COOLING SYSTEMS | HRCU-A-CB (Split System: Heat Pump with Remote Outdoor Unit-Air-Source) | 38MURAQ24AB3* |  |  | CAP**2417AL* | 8(0,1)*SA36045E14*** | 24400 | 16 | 8.5 | 27200 | 23200 | 85.29% | 1.9 | 0 | 10 |  |  |  | No | R-410A | 2.0333 | Residential & Commercial | Ducted CEE Tier 1
211241528 | Central HP <5.4 tons | BRYANT HEATING AND COOLING SYSTEMS | HRCU-A-CB (Split System: Heat Pump with Remote Outdoor Unit-Air-Source) | 38MURAQ24AB3* |  |  | CAP**3017AL* | 82*TA36070V14*** | 24200 | 16.5 | 8.5 | 26400 | 22800 | 86.36% | 1.88 | 0 | 10 |  |  |  | No | R-410A | 2.0167 | Residential & Commercial | Ducted CEE Tier 1
215940873 | Central HP <5.4 tons | TEMPSTAR | HRCU-A-CB (Split System: Heat Pump with Remote Outdoor Unit-Air-Source) | T5H3V36*K*AAA* |  |  | EVD5X60M21A*+WALLCON | *97CTN1002122A* | 35600 | 22 | 8.5 | 38000 | 28600 | 75.26% | 2.02 | 0 | 12.5 |  |  |  | No | R-454B | 2.9667 | Residential & Commercial | Ducted CEE Tier 1
215939633 | Central HP <5.4 tons | TEMPSTAR | HRCU-A-CB (Split System: Heat Pump with Remote Outdoor Unit-Air-Source) | T5H3V36*K*AAA* |  |  | EA*5X36M17A*+WALLCON | *97CTN0601716A* | 32000 | 18.5 | 9 | 35800 | 27600 | 77.09% | 1.88 | 0 | 10.5 |  |  |  | No | R-454B | 2.6667 | Residential & Commercial | Ducted CEE Tier 1
215682168 | Central HP <5.4 tons | COMFORTMAKER | HRCU-A-CB (Split System: Heat Pump with Remote Outdoor Unit-Air-Source) | C5H0V48*K*AAA* |  |  | EVD5X48M21A*+WALLCON | *97CTN1002122A* | 47000 | 18.5 | 9 | 50000 | 36400 | 72.8% | 2 | 0 | 10 |  |  |  | No | R-454B | 3.9167 | Residential & Commercial | Ducted CEE Tier 1
215682418 | Central HP <5.4 tons | COMFORTMAKER | HRCU-A-CB (Split System: Heat Pump with Remote Outdoor Unit-Air-Source) | C5H0V48*K*AAA* |  |  | EVD5X60M24A*+WALLCON | *97CTN1002122A* | 48000 | 19 | 9 | 50000 | 36600 | 73.2% | 2 | 0 | 10 |  |  |  | No | R-454B | 4 | Residential & Commercial | Ducted CEE Tier 1
215939663 | Central HP <5.4 tons | TEMPSTAR | HRCU-A-CB (Split System: Heat Pump with Remote Outdoor Unit-Air-Source) | T5H3V36*K*AAA* |  |  | EA*5X42M21A*+WALLCON | *80CSU0401712B* | 32800 | 20 | 9.5 | 34800 | 26600 | 76.44% | 2.02 | 0 | 11.5 |  |  |  | No | R-454B | 2.7333 | Residential & Commercial | Ducted CEE Tier 1
215939763 | Central HP <5.4 tons | TEMPSTAR | HRCU-A-CB (Split System: Heat Pump with Remote Outdoor Unit-Air-Source) | T5H3V36*K*AAA* |  |  | EA*5X48M21A*+WALLCON | *97CTN0801716A* | 33200 | 19.5 | 9.5 | 35000 | 26800 | 76.57% | 2.02 | 0 | 11 |  |  |  | No | R-454B | 2.7667 | Residential & Commercial | Ducted CEE Tier 1
215676948 | Central HP <5.4 tons | COMFORTMAKER | HRCU-A-CB (Split System: Heat Pump with Remote Outdoor Unit-Air-Source) | C5H0V48*K*AAA* |  |  | EVD5X61M24A*+WALLCON | *96CTN1002122B* | 48500 | 19.5 | 9.5 | 50000 | 36800 | 73.6% | 2.12 | 0 | 10.5 |  |  |  | No | R-454B | 4.0417 | Residential & Commercial | Ducted CEE Tier 1
215681928 | Central HP <5.4 tons | COMFORTMAKER | HRCU-A-CB (Split System: Heat Pump with Remote Outdoor Unit-Air-Source) | C5H0V48*K*AAA* |  |  | EVM5X60M21A*+WALLCON | *80CSU0802120B* | 48500 | 19 | 9 | 50000 | 36400 | 72.8% | 2.12 | 0 | 10 |  |  |  | No | R-454B | 4.0417 | Residential & Commercial | Ducted CEE Tier 1
215682078 | Central HP <5.4 tons | COMFORTMAKER | HRCU-A-CB (Split System: Heat Pump with Remote Outdoor Unit-Air-Source) | C5H0V48*K*AAA* |  |  | EVM5X61M24A*+WALLCON | *97CTN1002122A* | 48500 | 19.5 | 9.5 | 50000 | 36600 | 73.2% | 2.12 | 0 | 10.5 |  |  |  | No | R-454B | 4.0417 | Residential & Commercial | Ducted CEE Tier 1
215932473 | Central HP <5.4 tons | TEMPSTAR | HRCU-A-CB (Split System: Heat Pump with Remote Outdoor Unit-Air-Source) | T5H3V36*K*AAA* |  |  | EA*5X48M21A*+WALLCON | *97CMN0601714B* | 33000 | 19.5 | 9.5 | 34000 | 26000 | 76.47% | 2.04 | 0 | 11 |  |  |  | No | R-454B | 2.75 | Residential & Commercial | Ducted CEE Tier 1
215932523 | Central HP <5.4 tons | TEMPSTAR | HRCU-A-CB (Split System: Heat Pump with Remote Outdoor Unit-Air-Source) | T5H3V36*K*AAA* |  |  | EA*5X48M21A*+WALLCON | *96CTN0801714B* | 33200 | 20 | 9.5 | 34800 | 26600 | 76.44% | 2.02 | 0 | 11 |  |  |  | No | R-454B | 2.7667 | Residential & Commercial | Ducted CEE Tier 1
215932693 | Central HP <5.4 tons | TEMPSTAR | HRCU-A-CB (Split System: Heat Pump with Remote Outdoor Unit-Air-Source) | T5H3V36*K*AAA* |  |  | EA*5X61M21A*+WALLCON | *80CTL0451712B* | 34000 | 19.5 | 9 | 35200 | 26800 | 76.14% | 1.92 | 0 | 11 |  |  |  | No | R-454B | 2.8333 | Residential & Commercial | Ducted CEE Tier 1
215932793 | Central HP <5.4 tons | TEMPSTAR | HRCU-A-CB (Split System: Heat Pump with Remote Outdoor Unit-Air-Source) | T5H3V36*K*AAA* |  |  | EA*5X61M21A*+WALLCON | *97CMN0602120B* | 34200 | 20 | 9 | 34800 | 26600 | 76.44% | 1.92 | 0 | 11.5 |  |  |  | No | R-454B | 2.85 | Residential & Commercial | Ducted CEE Tier 1
215932873 | Central HP <5.4 tons | TEMPSTAR | HRCU-A-CB (Split System: Heat Pump with Remote Outdoor Unit-Air-Source) | T5H3V36*K*AAA* |  |  | EA*5X61M24A*+WALLCON | *80CTL0902120B* | 34600 | 20.5 | 9.5 | 34200 | 25800 | 75.44% | 2.06 | 0 | 12 |  |  |  | No | R-454B | 2.8833 | Residential & Commercial | Ducted CEE Tier 1
215933643 | Central HP <5.4 tons | TEMPSTAR | HRCU-A-CB (Split System: Heat Pump with Remote Outdoor Unit-Air-Source) | T5H3V36*K*AAA* |  |  | ESH5X48M12A*+WALLCON | *97CMN0601714B* | 33400 | 19 | 9 | 34200 | 26200 | 76.61% | 1.96 | 0 | 10.5 |  |  |  | No | R-454B | 2.7833 | Residential & Commercial | Ducted CEE Tier 1
215933743 | Central HP <5.4 tons | TEMPSTAR | HRCU-A-CB (Split System: Heat Pump with Remote Outdoor Unit-Air-Source) | T5H3V36*K*AAA* |  |  | ESH5X60M12A*+WALLCON | *80CSU1002120A* | 34200 | 19.5 | 9 | 34400 | 26200 | 76.16% | 1.96 | 0 | 11.7 |  |  |  | No | R-454B | 2.85 | Residential & Commercial | Ducted CEE Tier 1
215933863 | Central HP <5.4 tons | TEMPSTAR | HRCU-A-CB (Split System: Heat Pump with Remote Outdoor Unit-Air-Source) | T5H3V36*K*AAA* |  |  | ESH5X60M12A*+WALLCON | *97CMN0601714B* | 33800 | 19 | 9 | 33800 | 25800 | 76.33% | 1.96 | 0 | 11 |  |  |  | No | R-454B | 2.8167 | Residential & Commercial | Ducted CEE Tier 1
212985884 | Central HP <5.4 tons | BRYANT HEATING AND COOLING SYSTEMS | HRCU-A-CB (Split System: Heat Pump with Remote Outdoor Unit-Air-Source) | 38MURAQ18AB3* |  |  | CAP**2414AL* | 916SA30026M14*** | 17300 | 16 | 8.5 | 18200 | 19400 | 106.6% | 2.34 | 0 | 10.5 |  |  |  | No | R-410A | 1.4417 | Residential & Commercial | Ducted CEE Tier 1
206764973 | Central HP <5.4 tons | CARRIER | HRCU-A-CB (Split System: Heat Pump with Remote Outdoor Unit-Air-Source) | 25VNA837A*031* |  |  | CAP**4821AL*+UI | 59MN7B100C21**22 | 32400 | 17.5 | 8.5 | 32600 | 25000 | 76.69% | 1.98 | 12 | 11.7 |  |  |  | No | R-410A | 2.7 | Residential & Commercial | Ducted CEE Tier 1
206764978 | Central HP <5.4 tons | CARRIER | HRCU-A-CB (Split System: Heat Pump with Remote Outdoor Unit-Air-Source) | 25VNA837A*031* |  |  | CAP**4821AL*+UI | 59MN7B060C21**20 | 32200 | 17 | 8.1 | 32800 | 25200 | 76.83% | 1.96 | 11.5 | 11 |  |  |  | No | R-410A | 2.6833 | Residential & Commercial | Ducted CEE Tier 1
206764987 | Central HP <5.4 tons | CARRIER | HRCU-A-CB (Split System: Heat Pump with Remote Outdoor Unit-Air-Source) | 25VNA837A*031* |  |  | CAP**4824AL*+UI | 59TN6B100C21**22 | 32400 | 17.5 | 8.5 | 32600 | 24800 | 76.07% | 2 | 12 | 11.7 |  |  |  | No | R-410A | 2.7 | Residential & Commercial | Ducted CEE Tier 1
206765028 | Central HP <5.4 tons | CARRIER | HRCU-A-CB (Split System: Heat Pump with Remote Outdoor Unit-Air-Source) | 25VNA837A*031* |  |  | CNPV*4821AL*+UI | 58TN*A090C17**16 | 32400 | 18 | 8.1 | 32800 | 24800 | 75.61% | 1.98 | 12.5 | 11.7 |  |  |  | No | R-410A | 2.7 | Residential & Commercial | Ducted CEE Tier 1
206765046 | Central HP <5.4 tons | CARRIER | HRCU-A-CB (Split System: Heat Pump with Remote Outdoor Unit-Air-Source) | 25VNA837A*031* |  |  | CSPH*3612AL*+UI | 58TN*A135C24**22 | 32200 | 16.5 | 8.1 | 33200 | 24600 | 74.1% | 1.94 | 11 | 11 |  |  |  | No | R-410A | 2.6833 | Residential & Commercial | Ducted CEE Tier 1
206765064 | Central HP <5.4 tons | CARRIER | HRCU-A-CB (Split System: Heat Pump with Remote Outdoor Unit-Air-Source) | 25VNA837A*031* |  |  | CSPH*4212AL*+UI | 58TN*A090C21**20 | 32400 | 16.5 | 8.1 | 33200 | 24800 | 74.7% | 1.96 | 12 | 11 |  |  |  | No | R-410A | 2.7 | Residential & Commercial | Ducted CEE Tier 1
215931546 | Central HP <5.4 tons | HEIL | HRCU-A-CB (Split System: Heat Pump with Remote Outdoor Unit-Air-Source) | H5H3V60*K*AAA* |  |  | EA*5X60M24A*+WALLCON | *80CTL0902120B* | 56000 | 18.5 | 8.5 | 60500 | 45500 | 75.21% | 2.06 | 0 | 11.5 |  |  |  | No | R-454B | 4.6667 | Residential & Commercial | Ducted CEE Tier 1
210474245 | Central HP <5.4 tons | COMFORTMAKER | HRCU-A-CB (Split System: Heat Pump with Remote Outdoor Unit-Air-Source) | CVH825GKA3* |  |  | EHD4X42AAL+WALLCON | *95CSU1002122A* | 24200 | 16 | 8.1 | 21400 | 16600 | 77.57% | 2 | 0 | 11 |  |  |  | No | R-410A | 2.0167 | Residential & Commercial | Ducted CEE Tier 1
210474311 | Central HP <5.4 tons | COMFORTMAKER | HRCU-A-CB (Split System: Heat Pump with Remote Outdoor Unit-Air-Source) | CVH825GKA3* |  |  | EHD4X42AAL+WALLCON | *80CTL1352422A* | 24200 | 16 | 8.1 | 21400 | 16600 | 77.57% | 2 | 0 | 10.5 |  |  |  | No | R-410A | 2.0167 | Residential & Commercial | Ducted CEE Tier 1
210474586 | Central HP <5.4 tons | COMFORTMAKER | HRCU-A-CB (Split System: Heat Pump with Remote Outdoor Unit-Air-Source) | CVH825GKA3* |  |  | EHD4X48AAL+WALLCON | *97CMN0801714A* | 24200 | 16 | 8.1 | 21400 | 16700 | 78.04% | 2 | 0 | 10.5 |  |  |  | No | R-410A | 2.0167 | Residential & Commercial | Ducted CEE Tier 1
216440481 | Central HP <5.4 tons | AMERICAN STANDARD | HRCU-A-CB (Split System: Heat Pump with Remote Outdoor Unit-Air-Source) | 5A6V0X60A1 |  |  | 5PX*DD10AS3+P0V0C000M50SD+LRP |  | 52000 | 18.6 | 9 | 53500 | 37600 | 70.28% | 2 | 0 | 10.5 |  |  |  | No | R-454B | 4.3333 | Residential & Commercial | Ducted CEE Tier 1
216440517 | Central HP <5.4 tons | AMERICAN STANDARD | HRCU-A-CB (Split System: Heat Pump with Remote Outdoor Unit-Air-Source) | 5A6V0X60A1 |  |  | 5TXCC009AS3 | L8V1C100U5VSB+LRP | 53000 | 18.6 | 9 | 53500 | 38000 | 71.03% | 2 | 0 | 10.5 |  |  |  | No | R-454B | 4.4167 | Residential & Commercial | Ducted CEE Tier 1
211081498 | Central HP <5.4 tons | AMERICAN STANDARD | HRCU-A-CB (Split System: Heat Pump with Remote Outdoor Unit-Air-Source) | 4A6V8X60A1 |  |  | 4PX*CU60BS3 | S8V2C100M5PDA | 54000 | 18 | 8.2 | 52000 | 40000 | 76.92% | 1.78 | 11.7 | 11.7 |  |  |  | No | R-410A | 4.5 | Residential & Commercial | Ducted CEE Tier 1
210472859 | Central HP <5.4 tons | DAY & NIGHT | HRCU-A-CB (Split System: Heat Pump with Remote Outdoor Unit-Air-Source) | CVH825GKA3* |  |  | EA*4X42L21A*+WALLCON | *80CSU0601716A* | 23800 | 16.5 | 8.1 | 21400 | 16600 | 77.57% | 1.96 | 0 | 10.5 |  |  |  | No | R-410A | 1.9833 | Residential & Commercial | Ducted CEE Tier 1
210472991 | Central HP <5.4 tons | DAY & NIGHT | HRCU-A-CB (Split System: Heat Pump with Remote Outdoor Unit-Air-Source) | CVH825GKA3* |  |  | EA*4X42L24A*+WALLCON | *95CSU0802120A* | 23800 | 17 | 8.1 | 21400 | 16600 | 77.57% | 1.96 | 0 | 11 |  |  |  | No | R-410A | 1.9833 | Residential & Commercial | Ducted CEE Tier 1
215679638 | Central HP <5.4 tons | COMFORTMAKER | HRCU-A-CB (Split System: Heat Pump with Remote Outdoor Unit-Air-Source) | C5H0V36*K*AAA* |  |  | EA*5X61M21A*+WALLCON | *97CTN0801716A* | 34600 | 18 | 9 | 34600 | 25000 | 72.25% | 1.92 | 0 | 10 |  |  |  | No | R-454B | 2.8833 | Residential & Commercial | Ducted CEE Tier 1
215679688 | Central HP <5.4 tons | COMFORTMAKER | HRCU-A-CB (Split System: Heat Pump with Remote Outdoor Unit-Air-Source) | C5H0V36*K*AAA* |  |  | EA*5X61M24A*+WALLCON | *97CTN1002122A* | 35000 | 18.5 | 9 | 34400 | 24800 | 72.09% | 1.92 | 0 | 10.5 |  |  |  | No | R-454B | 2.9167 | Residential & Commercial | Ducted CEE Tier 1
212985516 | Central HP <5.4 tons | BRYANT HEATING AND COOLING SYSTEMS | HRCU-A-CB (Split System: Heat Pump with Remote Outdoor Unit-Air-Source) | 38MURAQ36AB3* |  |  | CAP**4824AL* | 912SE66100M21*** | 36000 | 16.5 | 8.5 | 37800 | 34600 | 91.53% | 2.04 | 0 | 10 |  |  |  | No | R-410A | 3 | Residential & Commercial | Ducted CEE Tier 1
216571299 | Central HP <5.4 tons | AMERICAN STANDARD | HRCU-A-CB (Split System: Heat Pump with Remote Outdoor Unit-Air-Source) | 5A6V8X36A1 |  |  | 5TXCC007AS3 | S8V2C100M5PCB | 33000 | 18.1 | 8.5 | 33400 | 25600 | 76.65% | 2.1 | 0 | 10 |  |  |  | No | R-454B | 2.75 | Residential & Commercial | Ducted CEE Tier 1
216571317 | Central HP <5.4 tons | AMERICAN STANDARD | HRCU-A-CB (Split System: Heat Pump with Remote Outdoor Unit-Air-Source) | 5A6V8X36A1 |  |  | 5TXCC009AS3 | *UHMC100CCV4+LRP | 33200 | 18.1 | 8.5 | 32800 | 25200 | 76.83% | 2.1 | 0 | 10.5 |  |  |  | No | R-454B | 2.7667 | Residential & Commercial | Ducted CEE Tier 1
215934636 | Central HP <5.4 tons | HEIL | HRCU-A-CB (Split System: Heat Pump with Remote Outdoor Unit-Air-Source) | H5H3V36*K*AAA* |  |  | EVM5X25M17A*+WALLCON | *96CTN0601714B* | 34000 | 20 | 8.1 | 38000 | 27200 | 71.58% | 2 | 0 | 11 |  |  |  | No | R-454B | 2.8333 | Residential & Commercial | Ducted CEE Tier 1
215934656 | Central HP <5.4 tons | HEIL | HRCU-A-CB (Split System: Heat Pump with Remote Outdoor Unit-Air-Source) | H5H3V36*K*AAA* |  |  | EVM5X30M17A*+WALLCON | *96CTN0601714B* | 34000 | 20 | 8.1 | 38000 | 27200 | 71.58% | 2 | 0 | 11 |  |  |  | No | R-454B | 2.8333 | Residential & Commercial | Ducted CEE Tier 1
215935056 | Central HP <5.4 tons | HEIL | HRCU-A-CB (Split System: Heat Pump with Remote Outdoor Unit-Air-Source) | H5H3V36*K*AAA* |  |  | EVM5X49M21A*+WALLCON | *95CSU0601716B* | 35400 | 21.5 | 8.5 | 38500 | 29000 | 75.32% | 2.02 | 0 | 12 |  |  |  | No | R-454B | 2.95 | Residential & Commercial | Ducted CEE Tier 1
215935106 | Central HP <5.4 tons | HEIL | HRCU-A-CB (Split System: Heat Pump with Remote Outdoor Unit-Air-Source) | H5H3V36*K*AAA* |  |  | EVM5X49M21A*+WALLCON | *97CMN0802120B* | 35600 | 21.5 | 8.5 | 38000 | 28600 | 75.26% | 2.04 | 0 | 12 |  |  |  | No | R-454B | 2.9667 | Residential & Commercial | Ducted CEE Tier 1
215935206 | Central HP <5.4 tons | HEIL | HRCU-A-CB (Split System: Heat Pump with Remote Outdoor Unit-Air-Source) | H5H3V36*K*AAA* |  |  | EVM5X60M21A*+WALLCON | *80CTL0901716B* | 35600 | 22 | 8.5 | 38000 | 28600 | 75.26% | 2.02 | 0 | 12 |  |  |  | No | R-454B | 2.9667 | Residential & Commercial | Ducted CEE Tier 1
215935256 | Central HP <5.4 tons | HEIL | HRCU-A-CB (Split System: Heat Pump with Remote Outdoor Unit-Air-Source) | H5H3V36*K*AAA* |  |  | EVM5X60M21A*+WALLCON | *95CSU1002122B* | 35600 | 22 | 8.5 | 38000 | 28400 | 74.74% | 2.02 | 0 | 12.5 |  |  |  | No | R-454B | 2.9667 | Residential & Commercial | Ducted CEE Tier 1
215935306 | Central HP <5.4 tons | HEIL | HRCU-A-CB (Split System: Heat Pump with Remote Outdoor Unit-Air-Source) | H5H3V36*K*AAA* |  |  | EVM5X60M21A*+WALLCON | *96CTN0801714B* | 35400 | 21.5 | 8.5 | 38000 | 28800 | 75.79% | 2.02 | 0 | 12 |  |  |  | No | R-454B | 2.95 | Residential & Commercial | Ducted CEE Tier 1
215937877 | Central HP <5.4 tons | AIRQUEST | HRCU-A-CB (Split System: Heat Pump with Remote Outdoor Unit-Air-Source) | H5H3V48*K*AAA* |  |  | EVD5X48M24A*+WALLCON | *80CTL0702120B* | 44500 | 20 | 8.1 | 52500 | 38500 | 73.33% | 1.9 | 0 | 11 |  |  |  | No | R-454B | 3.7083 | Residential & Commercial | Ducted CEE Tier 1
215937100 | Central HP <5.4 tons | DAY & NIGHT | HRCU-A-CB (Split System: Heat Pump with Remote Outdoor Unit-Air-Source) | C5H3V48*K*AAA* |  |  | EVM5X48M21A*+WALLCON | *97CMN1002122B* | 44500 | 20 | 8.1 | 52000 | 38500 | 74.04% | 2 | 0 | 11 |  |  |  | No | R-454B | 3.7083 | Residential & Commercial | Ducted CEE Tier 1
215937750 | Central HP <5.4 tons | DAY & NIGHT | HRCU-A-CB (Split System: Heat Pump with Remote Outdoor Unit-Air-Source) | C5H3V48*K*AAA* |  |  | EVD5X48M21A*+WALLCON | *80CTL0901716B* | 43500 | 20 | 8.1 | 52500 | 37600 | 71.62% | 2 | 0 | 11.5 |  |  |  | No | R-454B | 3.625 | Residential & Commercial | Ducted CEE Tier 1
212985914 | Central HP <5.4 tons | BRYANT HEATING AND COOLING SYSTEMS | HRCU-A-CB (Split System: Heat Pump with Remote Outdoor Unit-Air-Source) | 38MURAQ18AB3* |  |  | CAP**3014AL* | 916SA30026M14*** | 17400 | 16 | 8.5 | 18000 | 18800 | 104.4% | 2.26 | 0 | 10.5 |  |  |  | No | R-410A | 1.45 | Residential & Commercial | Ducted CEE Tier 1
215681828 | Central HP <5.4 tons | COMFORTMAKER | HRCU-A-CB (Split System: Heat Pump with Remote Outdoor Unit-Air-Source) | C5H0V48*K*AAA* |  |  | EVM5X49M21A*+WALLCON | *80CSU0401712B* | 48000 | 18.5 | 9 | 50000 | 36600 | 73.2% | 2 | 0 | 10 |  |  |  | No | R-454B | 4 | Residential & Commercial | Ducted CEE Tier 1
215682128 | Central HP <5.4 tons | COMFORTMAKER | HRCU-A-CB (Split System: Heat Pump with Remote Outdoor Unit-Air-Source) | C5H0V48*K*AAA* |  |  | EVD5X48M21A*+WALLCON | *80CSU0802120B* | 47000 | 18.5 | 9 | 50000 | 36200 | 72.4% | 2.02 | 0 | 10 |  |  |  | No | R-454B | 3.9167 | Residential & Commercial | Ducted CEE Tier 1
215682248 | Central HP <5.4 tons | COMFORTMAKER | HRCU-A-CB (Split System: Heat Pump with Remote Outdoor Unit-Air-Source) | C5H0V48*K*AAA* |  |  | EVD5X49M24A*+WALLCON | *80CSU0802120B* | 48000 | 19 | 9 | 50000 | 36200 | 72.4% | 2.12 | 0 | 10 |  |  |  | No | R-454B | 4 | Residential & Commercial | Ducted CEE Tier 1
215940563 | Central HP <5.4 tons | TEMPSTAR | HRCU-A-CB (Split System: Heat Pump with Remote Outdoor Unit-Air-Source) | T5H3V36*K*AAA* |  |  | EVD5X36M21A*+WALLCON | *97CTN0802120A* | 34400 | 20.5 | 8.5 | 38500 | 28200 | 73.25% | 2.04 | 0 | 11.7 |  |  |  | No | R-454B | 2.8667 | Residential & Commercial | Ducted CEE Tier 1
215940863 | Central HP <5.4 tons | TEMPSTAR | HRCU-A-CB (Split System: Heat Pump with Remote Outdoor Unit-Air-Source) | T5H3V36*K*AAA* |  |  | EVD5X60M21A*+WALLCON | *97CTN0802120A* | 35600 | 21.5 | 8.5 | 38000 | 28600 | 75.26% | 2.02 | 0 | 12 |  |  |  | No | R-454B | 2.9667 | Residential & Commercial | Ducted CEE Tier 1
213079498 | Central HP <5.4 tons | AIRQUEST | HRCU-A-CB (Split System: Heat Pump with Remote Outdoor Unit-Air-Source) | DLCURAH36ABK |  |  | EN(A,D,W)4X48L21** | *92MSN0601714A* | 35800 | 16 | 8.1 | 38500 | 35000 | 90.91% | 2 | 0 | 10 |  |  |  | No | R-410A | 2.9833 | Residential & Commercial | Ducted CEE Tier 1
213079630 | Central HP <5.4 tons | AIRQUEST | HRCU-A-CB (Split System: Heat Pump with Remote Outdoor Unit-Air-Source) | DLCURAH36ABK |  |  | EN(A,D,W)4X48L21** | *92MSN0801716A* | 36000 | 16.5 | 8.1 | 38500 | 35000 | 90.91% | 2 | 0 | 10 |  |  |  | No | R-410A | 3 | Residential & Commercial | Ducted CEE Tier 1
216439314 | Central HP <5.4 tons | TRANE | HRCU-A-CB (Split System: Heat Pump with Remote Outdoor Unit-Air-Source) | 5TWV0X24A1 |  |  | 5TEMCB02AV21+TDR |  | 22000 | 20 | 9 | 23200 | 17000 | 73.28% | 2.09 | 0 | 11.7 |  |  |  | No | R-454B | 1.8333 | Residential & Commercial | Ducted CEE Tier 1
216439980 | Central HP <5.4 tons | TRANE | HRCU-A-CB (Split System: Heat Pump with Remote Outdoor Unit-Air-Source) | 5TWV0X24A1 |  |  | 5TXCB003AS3 | S9V2B060U3VSB+LRP | 20400 | 18.8 | 9.4 | 23800 | 17600 | 73.95% | 2.1 | 0 | 11.7 |  |  |  | No | R-454B | 1.7 | Residential & Commercial | Ducted CEE Tier 1
216599669 | Central HP <5.4 tons | TRANE | HRCU-A-CB (Split System: Heat Pump with Remote Outdoor Unit-Air-Source) | 5TWV0X24A1 |  |  | 5PX*B003AS3 | S9V2B080U4PSC+LRP | 21600 | 20.2 | 10 | 24000 | 18400 | 76.67% | 2.2 | 0 | 11.5 |  |  |  | No | R-454B | 1.8 | Residential & Commercial | Ducted CEE Tier 1
216056998 | Central HP <5.4 tons | TRANE | HRCU-A-CB (Split System: Heat Pump with Remote Outdoor Unit-Air-Source) | 5TWV8X24A1 |  |  | 5TAMXD04AV31 |  | 21800 | 18.1 | 8.5 | 23000 | 18300 | 79.57% | 2.2 | 0 | 11.5 |  |  |  | No | R-454B | 1.8167 | Residential & Commercial | Ducted CEE Tier 1
207436420 | Central HP <5.4 tons | LENNOX | HRCU-A-CB (Split System: Heat Pump with Remote Outdoor Unit-Air-Source) | SL25XPV-036-230A** |  |  | CHX35-48C-**-*+TDR | EL296UH110XV60C* | 34000 | 21.2 | 8.5 | 33800 | 26000 | 76.92% | 1.76 | 14 | 13.5 |  |  |  | No | R-410A | 2.8333 | Residential & Commercial | Ducted CEE Tier 1
207436468 | Central HP <5.4 tons | LENNOX | HRCU-A-CB (Split System: Heat Pump with Remote Outdoor Unit-Air-Source) | SL25XPV-036-230A** |  |  | CX35-48B+TDR | EL296UH045XV36B* | 33800 | 21.4 | 8.8 | 35800 | 27800 | 77.65% | 1.8 | 13.5 | 12.5 |  |  |  | No | R-410A | 2.8167 | Residential & Commercial | Ducted CEE Tier 1
207436495 | Central HP <5.4 tons | LENNOX | HRCU-A-CB (Split System: Heat Pump with Remote Outdoor Unit-Air-Source) | SL25XPV-036-230A** |  |  | CX35-50/60C+TDR | EL296UH090XV48C* | 33600 | 22.2 | 8.7 | 34400 | 26800 | 77.91% | 1.82 | 14 | 13.3 |  |  |  | No | R-410A | 2.8 | Residential & Commercial | Ducted CEE Tier 1
214243217 | Central HP <5.4 tons | HEIL | HRCU-A-CB (Split System: Heat Pump with Remote Outdoor Unit-Air-Source) | HVH825GKA2* |  |  | EN(A,D)4X48L24**+WALLCON | *80CTL1352422B* | 24200 | 17 | 8.1 | 21200 | 16600 | 78.3% | 2.02 | 0 | 11.5 |  |  |  | No | R-410A | 2.0167 | Residential & Commercial | Ducted CEE Tier 1
211241626 | Central HP <5.4 tons | BRYANT HEATING AND COOLING SYSTEMS | HRCU-A-CB (Split System: Heat Pump with Remote Outdoor Unit-Air-Source) | 38MURAQ24AB3* |  |  | CAP**3017AL* | 926TB42060V17*** | 23800 | 16.5 | 8.5 | 26200 | 23400 | 89.31% | 1.92 | 0 | 10 |  |  |  | No | R-410A | 1.9833 | Residential & Commercial | Ducted CEE Tier 1
211241660 | Central HP <5.4 tons | BRYANT HEATING AND COOLING SYSTEMS | HRCU-A-CB (Split System: Heat Pump with Remote Outdoor Unit-Air-Source) | 38MURAQ24AB3* |  |  | CAP**3017AL* | 8(0,1)*SA36070E17*** | 24400 | 16.5 | 8.5 | 26400 | 22800 | 86.36% | 1.88 | 0 | 10 |  |  |  | No | R-410A | 2.0333 | Residential & Commercial | Ducted CEE Tier 1
215942399 | Central HP <5.4 tons | TEMPSTAR | HRCU-A-CB (Split System: Heat Pump with Remote Outdoor Unit-Air-Source) | T5H3V36*K*AAA* |  |  | EVM5X49M21A*+WALLCON | *96CTN0601714B* | 35200 | 21 | 8.5 | 37400 | 28000 | 74.87% | 2.06 | 0 | 11.7 |  |  |  | No | R-454B | 2.9333 | Residential & Commercial | Ducted CEE Tier 1
215942419 | Central HP <5.4 tons | TEMPSTAR | HRCU-A-CB (Split System: Heat Pump with Remote Outdoor Unit-Air-Source) | T5H3V36*K*AAA* |  |  | EVM5X60M21A*+WALLCON | *96CTN0601714B* | 35200 | 21 | 8.5 | 37400 | 28000 | 74.87% | 2.06 | 0 | 11.7 |  |  |  | No | R-454B | 2.9333 | Residential & Commercial | Ducted CEE Tier 1
215682228 | Central HP <5.4 tons | COMFORTMAKER | HRCU-A-CB (Split System: Heat Pump with Remote Outdoor Unit-Air-Source) | C5H0V48*K*AAA* |  |  | EVD5X48M24A*+WALLCON | *97CTN1202422A* | 47000 | 18.5 | 9 | 50000 | 36400 | 72.8% | 2 | 0 | 10 |  |  |  | No | R-454B | 3.9167 | Residential & Commercial | Ducted CEE Tier 1
215682298 | Central HP <5.4 tons | COMFORTMAKER | HRCU-A-CB (Split System: Heat Pump with Remote Outdoor Unit-Air-Source) | C5H0V48*K*AAA* |  |  | EVD5X60M21A*+WALLCON | *96CTN0802120B* | 48000 | 19 | 9 | 50000 | 36800 | 73.6% | 2 | 0 | 10 |  |  |  | No | R-454B | 4 | Residential & Commercial | Ducted CEE Tier 1
215682328 | Central HP <5.4 tons | COMFORTMAKER | HRCU-A-CB (Split System: Heat Pump with Remote Outdoor Unit-Air-Source) | C5H0V48*K*AAA* |  |  | EVD5X60M21A*+WALLCON | *80CSU0802120B* | 48500 | 19 | 9 | 50000 | 36400 | 72.8% | 2.12 | 0 | 10 |  |  |  | No | R-454B | 4.0417 | Residential & Commercial | Ducted CEE Tier 1
215682528 | Central HP <5.4 tons | COMFORTMAKER | HRCU-A-CB (Split System: Heat Pump with Remote Outdoor Unit-Air-Source) | C5H0V48*K*AAA* |  |  | EVD5X61M24A*+WALLCON | *80CSU0802120B* | 49000 | 19 | 9 | 50000 | 36400 | 72.8% | 2.12 | 0 | 10.5 |  |  |  | No | R-454B | 4.0833 | Residential & Commercial | Ducted CEE Tier 1
215935356 | Central HP <5.4 tons | HEIL | HRCU-A-CB (Split System: Heat Pump with Remote Outdoor Unit-Air-Source) | H5H3V36*K*AAA* |  |  | EVM5X60M24A*+WALLCON | *80CTL1102120B* | 35600 | 22 | 8.5 | 38000 | 28400 | 74.74% | 2.04 | 0 | 12.5 |  |  |  | No | R-454B | 2.9667 | Residential & Commercial | Ducted CEE Tier 1
211207040 | Central HP <5.4 tons | YORK | HRCU-A-CB (Split System: Heat Pump with Remote Outdoor Unit-Air-Source) | YZV48B21 |  |  | XAMC48HE3N1+CC | TPLC100C20MP13 | 43500 | 19 | 9 | 44500 | 36200 | 81.35% | 2.14 | 0 | 12 |  |  |  | No | R-410A | 3.625 | Residential & Commercial | Ducted CEE Tier 1
211207039 | Central HP <5.4 tons | YORK | HRCU-A-CB (Split System: Heat Pump with Remote Outdoor Unit-Air-Source) | YZV48B21 |  |  | XAMC48HE3N1+CC | TMLV120C20MP12 | 43500 | 19 | 9 | 44500 | 36200 | 81.35% | 2.14 | 0 | 12 |  |  |  | No | R-410A | 3.625 | Residential & Commercial | Ducted CEE Tier 1
215932426 | Central HP <5.4 tons | HEIL | HRCU-A-CB (Split System: Heat Pump with Remote Outdoor Unit-Air-Source) | H5H3V36*K*AAA* |  |  | EA*5X48M21A*+WALLCON | *80CTL0901716B* | 33400 | 20 | 9.5 | 34600 | 26400 | 76.3% | 2.04 | 0 | 11.5 |  |  |  | No | R-454B | 2.7833 | Residential & Commercial | Ducted CEE Tier 1
215682558 | Central HP <5.4 tons | COMFORTMAKER | HRCU-A-CB (Split System: Heat Pump with Remote Outdoor Unit-Air-Source) | C5H0V48*K*AAA* |  |  | EVD5X61M24A*+WALLCON | *97CTN1002122A* | 48500 | 19.5 | 9.5 | 50000 | 36600 | 73.2% | 2.12 | 0 | 10.5 |  |  |  | No | R-454B | 4.0417 | Residential & Commercial | Ducted CEE Tier 1
215942429 | Central HP <5.4 tons | TEMPSTAR | HRCU-A-CB (Split System: Heat Pump with Remote Outdoor Unit-Air-Source) | T5H3V36*K*AAA* |  |  | EVM5X61M24A*+WALLCON | *80CSU1002120A* | 36000 | 22 | 8.5 | 37400 | 28200 | 75.4% | 2.04 | 0 | 12.5 |  |  |  | No | R-454B | 3 | Residential & Commercial | Ducted CEE Tier 1
213076384 | Central HP <5.4 tons | BRYANT HEATING AND COOLING SYSTEMS | HRCU-A-CB (Split System: Heat Pump with Remote Outdoor Unit-Air-Source) | 38MURAQ18AB3* |  |  | CAP**2417AL* | 926TC48060V17*** | 17400 | 16 | 8.5 | 18400 | 19500 | 106% | 2.34 | 0 | 10.5 |  |  |  | No | R-410A | 1.45 | Residential & Commercial | Ducted CEE Tier 1
215933943 | Central HP <5.4 tons | TEMPSTAR | HRCU-A-CB (Split System: Heat Pump with Remote Outdoor Unit-Air-Source) | T5H3V36*K*AAA* |  |  | ESH5X60M12A*+WALLCON | *96CTN1002122B* | 34200 | 19.5 | 9 | 34200 | 26000 | 76.02% | 1.94 | 0 | 11.7 |  |  |  | No | R-454B | 2.85 | Residential & Commercial | Ducted CEE Tier 1
215934863 | Central HP <5.4 tons | TEMPSTAR | HRCU-A-CB (Split System: Heat Pump with Remote Outdoor Unit-Air-Source) | T5H3V36*K*AAA* |  |  | EVM5X44M21A*+WALLCON | *80CTL1102120B* | 35600 | 22 | 8.5 | 38000 | 28400 | 74.74% | 2.02 | 0 | 12.5 |  |  |  | No | R-454B | 2.9667 | Residential & Commercial | Ducted CEE Tier 1
215934913 | Central HP <5.4 tons | TEMPSTAR | HRCU-A-CB (Split System: Heat Pump with Remote Outdoor Unit-Air-Source) | T5H3V36*K*AAA* |  |  | EVM5X44M21A*+WALLCON | *97CMN0801714B* | 35400 | 21.5 | 8.5 | 38500 | 29000 | 75.32% | 2.02 | 0 | 12 |  |  |  | No | R-454B | 2.95 | Residential & Commercial | Ducted CEE Tier 1
215935063 | Central HP <5.4 tons | TEMPSTAR | HRCU-A-CB (Split System: Heat Pump with Remote Outdoor Unit-Air-Source) | T5H3V36*K*AAA* |  |  | EVM5X49M21A*+WALLCON | *95CSU0601716B* | 35400 | 21.5 | 8.5 | 38500 | 29000 | 75.32% | 2.02 | 0 | 12 |  |  |  | No | R-454B | 2.95 | Residential & Commercial | Ducted CEE Tier 1
214243167 | Central HP <5.4 tons | HEIL | HRCU-A-CB (Split System: Heat Pump with Remote Outdoor Unit-Air-Source) | HVH825GKA2* |  |  | EN(A,D,W)4X48L21**+WALLCON | *96CTN0601714B* | 24000 | 16.5 | 8.1 | 21400 | 16700 | 78.04% | 2 | 0 | 11 |  |  |  | No | R-410A | 2 | Residential & Commercial | Ducted CEE Tier 1
216571341 | Central HP <5.4 tons | AMERICAN STANDARD | HRCU-A-CB (Split System: Heat Pump with Remote Outdoor Unit-Air-Source) | 5A6V8X60A1 |  |  | 5PX*DD10AS3 | S8V2C080M5PCB | 52500 | 18.1 | 8.5 | 55000 | 39500 | 71.82% | 1.9 | 0 | 10 |  |  |  | No | R-454B | 4.375 | Residential & Commercial | Ducted CEE Tier 1
214610132 | Central HP <5.4 tons | FRIEDRICH | HRCU-A-CB (Split System: Heat Pump with Remote Outdoor Unit-Air-Source) | FRP18AZ36AJVC |  |  | TCFZ6021SEAAM | FR97MV0855A21DH | 34200 | 19 | 8.5 | 34200 | 43000 | 125.7% | 2.2 | 0 | 12.5 |  |  |  | No | R-410A | 2.85 | Residential & Commercial | Ducted CEE Tier 1
212970690 | Central HP <5.4 tons | COMFORTMAKER | HRCU-A-CB (Split System: Heat Pump with Remote Outdoor Unit-Air-Source) | DLCURAH36ABK |  |  | EA*4X48L21A* | *80VSL0902120B* | 35600 | 16.5 | 8.5 | 38500 | 34600 | 89.87% | 2.02 | 0 | 10 |  |  |  | No | R-410A | 2.9667 | Residential & Commercial | Ducted CEE Tier 1
212971879 | Central HP <5.4 tons | COMFORTMAKER | HRCU-A-CB (Split System: Heat Pump with Remote Outdoor Unit-Air-Source) | DLCURAH36ABK |  |  | EA*4X48L21A* | *80VTL0701716B* | 35600 | 16 | 8.5 | 37800 | 34800 | 92.06% | 2.02 | 0 | 10 |  |  |  | No | R-410A | 2.9667 | Residential & Commercial | Ducted CEE Tier 1
214238918 | Central HP <5.4 tons | COMFORTMAKER | HRCU-A-CB (Split System: Heat Pump with Remote Outdoor Unit-Air-Source) | CVH837GKA2* |  |  | EN(A,D)4X36L21**+WALLCON | *97CMN1002122B* | 31400 | 16.5 | 8.1 | 33000 | 24000 | 72.73% | 1.82 | 0 | 11 |  |  |  | No | R-410A | 2.6167 | Residential & Commercial | Ducted CEE Tier 1
215941213 | Central HP <5.4 tons | TEMPSTAR | HRCU-A-CB (Split System: Heat Pump with Remote Outdoor Unit-Air-Source) | T5H3V48*K*AAA* |  |  | ESH5X60M12A*+WALLCON | *96CTN0802120B* | 45000 | 20 | 9 | 48500 | 36600 | 75.46% | 1.82 | 0 | 11 |  |  |  | No | R-454B | 3.75 | Residential & Commercial | Ducted CEE Tier 1
215941483 | Central HP <5.4 tons | TEMPSTAR | HRCU-A-CB (Split System: Heat Pump with Remote Outdoor Unit-Air-Source) | T5H3V48*K*AAA* |  |  | EVM5X60M24A*+WALLCON | *97CTN1202422A* | 45500 | 20.5 | 8.1 | 52500 | 38000 | 72.38% | 1.95 | 0 | 11.5 |  |  |  | No | R-454B | 3.7917 | Residential & Commercial | Ducted CEE Tier 1
215934213 | Central HP <5.4 tons | TEMPSTAR | HRCU-A-CB (Split System: Heat Pump with Remote Outdoor Unit-Air-Source) | T5H3V48*K*AAA* |  |  | EA*5X61M21A*+WALLCON | *95CSU0601716B* | 44500 | 20.5 | 9.5 | 49000 | 36600 | 74.69% | 2 | 0 | 11 |  |  |  | No | R-454B | 3.7083 | Residential & Commercial | Ducted CEE Tier 1
215934613 | Central HP <5.4 tons | TEMPSTAR | HRCU-A-CB (Split System: Heat Pump with Remote Outdoor Unit-Air-Source) | T5H3V48*K*AAA* |  |  | ESH5X60M12A*+WALLCON | *96CTN0801714B* | 43500 | 19.5 | 9 | 49000 | 35600 | 72.65% | 1.92 | 0 | 11.5 |  |  |  | No | R-454B | 3.625 | Residential & Commercial | Ducted CEE Tier 1
211239221 | Central HP <5.4 tons | BRYANT HEATING AND COOLING SYSTEMS | HRCU-A-CB (Split System: Heat Pump with Remote Outdoor Unit-Air-Source) | 38MURAQ24AB3* |  |  | FJ4DN*B24L* |  | 24000 | 16 | 9 | 26400 | 23400 | 88.64% | 1.92 | 0 | 10 |  |  |  | No | R-410A | 2 | Residential & Commercial | Ducted CEE Tier 1
211242466 | Central HP <5.4 tons | BRYANT HEATING AND COOLING SYSTEMS | HRCU-A-CB (Split System: Heat Pump with Remote Outdoor Unit-Air-Source) | 38MURAQ24AB3* |  |  | CAP**3621AL* | 915SB60080E21*** | 24800 | 16.5 | 8.5 | 26600 | 22000 | 82.71% | 1.82 | 0 | 10 |  |  |  | No | R-410A | 2.0667 | Residential & Commercial | Ducted CEE Tier 1
211242675 | Central HP <5.4 tons | BRYANT HEATING AND COOLING SYSTEMS | HRCU-A-CB (Split System: Heat Pump with Remote Outdoor Unit-Air-Source) | 38MURAQ24AB3* |  |  | CAP**3621AL* | 915SB48080E17*** | 24800 | 15.5 | 8.5 | 26800 | 22000 | 82.09% | 1.8 | 0 | 10 |  |  |  | No | R-410A | 2.0667 | Residential & Commercial | Ducted CEE Tier 1
211242686 | Central HP <5.4 tons | BRYANT HEATING AND COOLING SYSTEMS | HRCU-A-CB (Split System: Heat Pump with Remote Outdoor Unit-Air-Source) | 38MURAQ24AB3* |  |  | CAP**3621AL* | 912SD36040E17*** | 23800 | 16 | 8.5 | 26000 | 23000 | 88.46% | 1.88 | 0 | 10 |  |  |  | No | R-410A | 1.9833 | Residential & Commercial | Ducted CEE Tier 1
213076262 | Central HP <5.4 tons | BRYANT HEATING AND COOLING SYSTEMS | HRCU-A-CB (Split System: Heat Pump with Remote Outdoor Unit-Air-Source) | 38MURAQ36AB3* |  |  | CAP**4221AL* | 935SB66100M21*** | 35600 | 16.5 | 8.1 | 38500 | 35000 | 90.91% | 1.9 | 0 | 10 |  |  |  | No | R-410A | 2.9667 | Residential & Commercial | Ducted CEE Tier 1
215936585 | Central HP <5.4 tons | BRYANT HEATING AND COOLING SYSTEMS | HRCU-A-CB (Split System: Heat Pump with Remote Outdoor Unit-Air-Source) | 293VAN036**AA* |  |  | CVAVA6021XMA*+UI | 88*TB36045C17*** | 35200 | 21 | 8.5 | 39000 | 29400 | 75.38% | 2 | 0 | 11.7 |  |  |  | No | R-454B | 2.9333 | Residential & Commercial | Ducted CEE Tier 1
206765107 | Central HP <5.4 tons | CARRIER | HRCU-A-CB (Split System: Heat Pump with Remote Outdoor Unit-Air-Source) | 25VNA837A*031* |  |  | CAP**4321AL*+UI | 58CU*A040C17**12 | 33000 | 17.5 | 8.5 | 33000 | 25000 | 75.76% | 1.98 | 12 | 11 |  |  |  | No | R-410A | 2.75 | Residential & Commercial | Ducted CEE Tier 1
206765139 | Central HP <5.4 tons | CARRIER | HRCU-A-CB (Split System: Heat Pump with Remote Outdoor Unit-Air-Source) | 25VNA837A*031* |  |  | CAP**3721AL*+UI | 59CU5A080C21**20 | 33000 | 17.5 | 8.5 | 32800 | 25000 | 76.22% | 2 | 12 | 11.5 |  |  |  | No | R-410A | 2.75 | Residential & Commercial | Ducted CEE Tier 1
206764909 | Central HP <5.4 tons | CARRIER | HRCU-A-CB (Split System: Heat Pump with Remote Outdoor Unit-Air-Source) | 25VNA837A*031* |  |  | CAP**3721AL*+UI | 58TN*A070C17**16 | 32800 | 17.5 | 8.5 | 33000 | 25200 | 76.36% | 1.98 | 11 | 11.5 |  |  |  | No | R-410A | 2.7333 | Residential & Commercial | Ducted CEE Tier 1
212984662 | Central HP <5.4 tons | BRYANT HEATING AND COOLING SYSTEMS | HRCU-A-CB (Split System: Heat Pump with Remote Outdoor Unit-Air-Source) | 38MURAQ24AB3* |  |  | CNPV*3017AL* | 912SE48080M17*** | 23600 | 17.5 | 8.5 | 26200 | 24600 | 93.89% | 2.04 | 0 | 10.5 |  |  |  | No | R-410A | 1.9667 | Residential & Commercial | Ducted CEE Tier 1
212986918 | Central HP <5.4 tons | BRYANT HEATING AND COOLING SYSTEMS | HRCU-A-CB (Split System: Heat Pump with Remote Outdoor Unit-Air-Source) | 38MURAQ24AB3* |  |  | CAP**3717AL* | 916SA36060M14*** | 24000 | 16.5 | 8.5 | 25200 | 22200 | 88.1% | 1.84 | 0 | 10 |  |  |  | No | R-410A | 2 | Residential & Commercial | Ducted CEE Tier 1
211241728 | Central HP <5.4 tons | BRYANT HEATING AND COOLING SYSTEMS | HRCU-A-CB (Split System: Heat Pump with Remote Outdoor Unit-Air-Source) | 38MURAQ24AB3* |  |  | CAP**3017AL* | 915SB48080E17*** | 24600 | 15.5 | 8.5 | 27000 | 22400 | 82.96% | 1.82 | 0 | 10 |  |  |  | No | R-410A | 2.05 | Residential & Commercial | Ducted CEE Tier 1
213076497 | Central HP <5.4 tons | BRYANT HEATING AND COOLING SYSTEMS | HRCU-A-CB (Split System: Heat Pump with Remote Outdoor Unit-Air-Source) | 38MURAQ36AB3* |  |  | CAP**3721AL* | 82*TB48070V17*** | 36200 | 16 | 8.5 | 38000 | 34800 | 91.58% | 2.04 | 0 | 10 |  |  |  | No | R-410A | 3.0167 | Residential & Commercial | Ducted CEE Tier 1
213076764 | Central HP <5.4 tons | BRYANT HEATING AND COOLING SYSTEMS | HRCU-A-CB (Split System: Heat Pump with Remote Outdoor Unit-Air-Source) | 38MURAQ36AB3* |  |  | CAP**4224AL* | 82*TB66110V21*** | 35800 | 16 | 8.1 | 38500 | 35200 | 91.43% | 1.9 | 0 | 10 |  |  |  | No | R-410A | 2.9833 | Residential & Commercial | Ducted CEE Tier 1
206764352 | Central HP <5.4 tons | CARRIER | HRCU-A-CB (Split System: Heat Pump with Remote Outdoor Unit-Air-Source) | 25VNA825A*032* |  |  | CAP**3717AL*+UI | 58TN*A090C17**16 | 24200 | 17 | 8.1 | 21400 | 16600 | 77.57% | 2.02 | 11 | 11 |  |  |  | No | R-410A | 2.0167 | Residential & Commercial | Ducted CEE Tier 1
206764443 | Central HP <5.4 tons | CARRIER | HRCU-A-CB (Split System: Heat Pump with Remote Outdoor Unit-Air-Source) | 25VNA825A*032* |  |  | CSPH*3012AL*+UI | 58TN*A070C14**12 | 23800 | 16 | 8.1 | 21800 | 16700 | 76.61% | 1.98 | 11 | 10.5 |  |  |  | No | R-410A | 1.9833 | Residential & Commercial | Ducted CEE Tier 1
206764481 | Central HP <5.4 tons | CARRIER | HRCU-A-CB (Split System: Heat Pump with Remote Outdoor Unit-Air-Source) | 25VNA825A*032* |  |  | CAP**3721AL*+UI | 58CU*A060C17**16 | 24400 | 17 | 8.1 | 21200 | 16600 | 78.3% | 2.02 | 11.5 | 11 |  |  |  | No | R-410A | 2.0333 | Residential & Commercial | Ducted CEE Tier 1
206764483 | Central HP <5.4 tons | CARRIER | HRCU-A-CB (Split System: Heat Pump with Remote Outdoor Unit-Air-Source) | 25VNA825A*032* |  |  | CAP**3721AL*+UI | 58CU*A100C21**20 | 24400 | 16.5 | 8.1 | 21200 | 16700 | 78.77% | 2.02 | 11.5 | 10.5 |  |  |  | No | R-410A | 2.0333 | Residential & Commercial | Ducted CEE Tier 1
212969840 | Central HP <5.4 tons | COMFORTMAKER | HRCU-A-CB (Split System: Heat Pump with Remote Outdoor Unit-Air-Source) | DLCURAH24ABK |  |  | EN(A,D,W)4X36L17** | *80VSL0451412B* | 23600 | 17 | 8.5 | 26200 | 24600 | 93.89% | 2.04 | 0 | 10.5 |  |  |  | No | R-410A | 1.9667 | Residential & Commercial | Ducted CEE Tier 1
215931646 | Central HP <5.4 tons | HEIL | HRCU-A-CB (Split System: Heat Pump with Remote Outdoor Unit-Air-Source) | H5H3V60*K*AAA* |  |  | EA*5X60M24A*+WALLCON | *96CTN1202422B* | 56000 | 18.5 | 8.5 | 60500 | 46000 | 76.03% | 2.06 | 0 | 11 |  |  |  | No | R-454B | 4.6667 | Residential & Commercial | Ducted CEE Tier 1
211242314 | Central HP <5.4 tons | DAY & NIGHT | HRCU-A-CB (Split System: Heat Pump with Remote Outdoor Unit-Air-Source) | DLCURAH24ABK |  |  | EA*4X36L21A* | *96VSN0801716A* | 24400 | 16.5 | 8.5 | 26200 | 22400 | 85.5% | 1.86 | 0 | 10 |  |  |  | No | R-410A | 2.0333 | Residential & Commercial | Ducted CEE Tier 1
211242461 | Central HP <5.4 tons | DAY & NIGHT | HRCU-A-CB (Split System: Heat Pump with Remote Outdoor Unit-Air-Source) | DLCURAH24ABK |  |  | EA*4X36L21A* | *96VTN0401712A* | 23400 | 16 | 8.5 | 25800 | 23600 | 91.47% | 1.94 | 0 | 10 |  |  |  | No | R-410A | 1.95 | Residential & Commercial | Ducted CEE Tier 1
211242613 | Central HP <5.4 tons | DAY & NIGHT | HRCU-A-CB (Split System: Heat Pump with Remote Outdoor Unit-Air-Source) | DLCURAH24ABK |  |  | EA*4X36L21A* | *80ES(N,L)1102120A* | 25200 | 16.5 | 8.5 | 26800 | 21800 | 81.34% | 1.8 | 0 | 10 |  |  |  | No | R-410A | 2.1 | Residential & Commercial | Ducted CEE Tier 1
215669301 | Central HP <5.4 tons | TEMPSTAR | HRCU-A-CB (Split System: Heat Pump with Remote Outdoor Unit-Air-Source) | T5H0V36*K*AAA* |  |  | EA*5X60M24A*+WALLCON | *80CSU1002120A* | 34400 | 18 | 9 | 34200 | 24800 | 72.51% | 1.9 | 0 | 10 |  |  |  | No | R-454B | 2.8667 | Residential & Commercial | Ducted CEE Tier 1
213076848 | Central HP <5.4 tons | BRYANT HEATING AND COOLING SYSTEMS | HRCU-A-CB (Split System: Heat Pump with Remote Outdoor Unit-Air-Source) | 38MURAQ36AB3* |  |  | CNPV*4824AL* | 82*TB66110V21*** | 36400 | 16.5 | 8.1 | 38500 | 35000 | 90.91% | 2.02 | 0 | 10.5 |  |  |  | No | R-410A | 3.0333 | Residential & Commercial | Ducted CEE Tier 1
213077116 | Central HP <5.4 tons | BRYANT HEATING AND COOLING SYSTEMS | HRCU-A-CB (Split System: Heat Pump with Remote Outdoor Unit-Air-Source) | 38MURAQ36AB3* |  |  | CNPV*4821AL* | 926SB60080V21*** | 35600 | 16.5 | 8.1 | 38500 | 34800 | 90.39% | 1.98 | 0 | 10 |  |  |  | No | R-410A | 2.9667 | Residential & Commercial | Ducted CEE Tier 1
211241811 | Central HP <5.4 tons | BRYANT HEATING AND COOLING SYSTEMS | HRCU-A-CB (Split System: Heat Pump with Remote Outdoor Unit-Air-Source) | 38MURAQ24AB3* |  |  | CAP**3617AL* | 82*SA36045V14*** | 23400 | 16.5 | 8.5 | 25600 | 23600 | 92.19% | 1.96 | 0 | 10 |  |  |  | No | R-410A | 1.95 | Residential & Commercial | Ducted CEE Tier 1
211241943 | Central HP <5.4 tons | BRYANT HEATING AND COOLING SYSTEMS | HRCU-A-CB (Split System: Heat Pump with Remote Outdoor Unit-Air-Source) | 38MURAQ24AB3* |  |  | CAP**3617AL* | 83*SA36040E17*** | 24000 | 17.5 | 8.5 | 26000 | 22800 | 87.69% | 1.9 | 0 | 10 |  |  |  | No | R-410A | 2 | Residential & Commercial | Ducted CEE Tier 1
211241228 | Central HP <5.4 tons | BRYANT HEATING AND COOLING SYSTEMS | HRCU-A-CB (Split System: Heat Pump with Remote Outdoor Unit-Air-Source) | 38MURAQ24AB3* |  |  | CAP**2517AL* | OVMAAB042112 | 24800 | 16 | 8.5 | 25800 | 21200 | 82.17% | 1.76 | 0 | 10 |  |  |  | No | R-410A | 2.0667 | Residential & Commercial | Ducted CEE Tier 1
211241287 | Central HP <5.4 tons | BRYANT HEATING AND COOLING SYSTEMS | HRCU-A-CB (Split System: Heat Pump with Remote Outdoor Unit-Air-Source) | 38MURAQ24AB3* |  |  | CAP**3014AL* | 915SB36060E14*** | 24200 | 15.5 | 8.5 | 26600 | 22800 | 85.71% | 1.86 | 0 | 10 |  |  |  | No | R-410A | 2.0167 | Residential & Commercial | Ducted CEE Tier 1
211241932 | Central HP <5.4 tons | BRYANT HEATING AND COOLING SYSTEMS | HRCU-A-CB (Split System: Heat Pump with Remote Outdoor Unit-Air-Source) | 38MURAQ24AB3* |  |  | CAP**3617AL* | 935SA48060E17*** | 24400 | 17 | 8.5 | 26200 | 22400 | 85.5% | 1.86 | 0 | 10 |  |  |  | No | R-410A | 2.0333 | Residential & Commercial | Ducted CEE Tier 1
211241964 | Central HP <5.4 tons | BRYANT HEATING AND COOLING SYSTEMS | HRCU-A-CB (Split System: Heat Pump with Remote Outdoor Unit-Air-Source) | 38MURAQ24AB3* |  |  | CAP**3617AL* | 82*TA36070V14*** | 24400 | 17 | 8.5 | 26200 | 22400 | 85.5% | 1.86 | 0 | 10 |  |  |  | No | R-410A | 2.0333 | Residential & Commercial | Ducted CEE Tier 1
211242062 | Central HP <5.4 tons | BRYANT HEATING AND COOLING SYSTEMS | HRCU-A-CB (Split System: Heat Pump with Remote Outdoor Unit-Air-Source) | 38MURAQ24AB3* |  |  | CAP**3617AL* | 926TB42060V17*** | 24000 | 16.5 | 8.5 | 26000 | 22800 | 87.69% | 1.88 | 0 | 10 |  |  |  | No | R-410A | 2 | Residential & Commercial | Ducted CEE Tier 1
211392869 | Central HP <5.4 tons | JOHNSON CONTROLS | HRCU-A-CB (Split System: Heat Pump with Remote Outdoor Unit-Air-Source) | HMH72B341 |  |  | XAFB36DBCN1 | TM8E040A12MP11 | 34000 | 18 | 8.1 | 33600 | 23800 | 70.83% | 2.06 | 0 | 10 |  |  |  | No | R-410A | 2.8333 | Residential & Commercial | Ducted CEE Tier 1
206764958 | Central HP <5.4 tons | CARRIER | HRCU-A-CB (Split System: Heat Pump with Remote Outdoor Unit-Air-Source) | 25VNA837A*031* |  |  | CAP**4321AL*+UI | 59MN7B100C21**22 | 33000 | 17.5 | 8.5 | 33000 | 25200 | 76.36% | 2 | 12 | 11.7 |  |  |  | No | R-410A | 2.75 | Residential & Commercial | Ducted CEE Tier 1
206765027 | Central HP <5.4 tons | CARRIER | HRCU-A-CB (Split System: Heat Pump with Remote Outdoor Unit-Air-Source) | 25VNA837A*031* |  |  | CNPV*4821AL*+UI | 59TN6B100C21**22 | 32400 | 17.5 | 8.1 | 33000 | 24800 | 75.15% | 1.96 | 11.5 | 11.7 |  |  |  | No | R-410A | 2.7 | Residential & Commercial | Ducted CEE Tier 1
206765058 | Central HP <5.4 tons | CARRIER | HRCU-A-CB (Split System: Heat Pump with Remote Outdoor Unit-Air-Source) | 25VNA837A*031* |  |  | CSPH*3612AL*+UI | 58TN*A090C17**16 | 32400 | 17 | 8.1 | 33200 | 24600 | 74.1% | 1.94 | 12 | 11 |  |  |  | No | R-410A | 2.7 | Residential & Commercial | Ducted CEE Tier 1
211242229 | Central HP <5.4 tons | BRYANT HEATING AND COOLING SYSTEMS | HRCU-A-CB (Split System: Heat Pump with Remote Outdoor Unit-Air-Source) | 38MURAQ24AB3* |  |  | CAP**3617AL* | OVLAAB036098 | 23400 | 16.5 | 8.5 | 25600 | 23800 | 92.97% | 1.98 | 0 | 10 |  |  |  | No | R-410A | 1.95 | Residential & Commercial | Ducted CEE Tier 1
212984050 | Central HP <5.4 tons | BRYANT HEATING AND COOLING SYSTEMS | HRCU-A-CB (Split System: Heat Pump with Remote Outdoor Unit-Air-Source) | 38MURAQ24AB3* |  |  | CAP**3017AL* | 912SE42060M17*** | 23600 | 17 | 8.5 | 26400 | 24600 | 93.18% | 2.04 | 0 | 10 |  |  |  | No | R-410A | 1.9667 | Residential & Commercial | Ducted CEE Tier 1
212984086 | Central HP <5.4 tons | BRYANT HEATING AND COOLING SYSTEMS | HRCU-A-CB (Split System: Heat Pump with Remote Outdoor Unit-Air-Source) | 38MURAQ24AB3* |  |  | CAP**3717AL* | 912SE42060M17*** | 24000 | 17 | 8.5 | 25600 | 22400 | 87.5% | 1.88 | 0 | 10 |  |  |  | No | R-410A | 2 | Residential & Commercial | Ducted CEE Tier 1
212986857 | Central HP <5.4 tons | CARRIER | HRCU-A-CB (Split System: Heat Pump with Remote Outdoor Unit-Air-Source) | 38MURAQ24AB3* |  |  | CAP**2414AL* | 59SC6A060M14**12 | 23200 | 16.5 | 8.5 | 27000 | 26400 | 97.78% | 2.22 | 0 | 10 |  |  |  | No | R-410A | 1.9333 | Residential & Commercial | Ducted CEE Tier 1
214240005 | Central HP <5.4 tons | HEIL | HRCU-A-CB (Split System: Heat Pump with Remote Outdoor Unit-Air-Source) | HVH837GKA** |  |  | EN(A,D)4X48L24**+WALLCON | *97CMN1202422B* | 32400 | 17 | 8.1 | 32800 | 24600 | 75% | 1.94 | 0 | 11.5 |  |  |  | No | R-410A | 2.7 | Residential & Commercial | Ducted CEE Tier 1
214242247 | Central HP <5.4 tons | HEIL | HRCU-A-CB (Split System: Heat Pump with Remote Outdoor Unit-Air-Source) | HVH825GKA3* |  |  | EN(A,D,W)4X48L21**+WALLCON | *80CTL1102120B* | 24200 | 17 | 8.1 | 21200 | 16500 | 77.83% | 2 | 0 | 11 |  |  |  | No | R-410A | 2.0167 | Residential & Commercial | Ducted CEE Tier 1
212988638 | Central HP <5.4 tons | BRYANT HEATING AND COOLING SYSTEMS | HRCU-A-CB (Split System: Heat Pump with Remote Outdoor Unit-Air-Source) | 38MURAQ24AB3* |  |  | CAP**2417AL* | 935SB36040M17*** | 23400 | 16.5 | 8.5 | 27000 | 26200 | 97.04% | 2.2 | 0 | 10 |  |  |  | No | R-410A | 1.95 | Residential & Commercial | Ducted CEE Tier 1
212988674 | Central HP <5.4 tons | BRYANT HEATING AND COOLING SYSTEMS | HRCU-A-CB (Split System: Heat Pump with Remote Outdoor Unit-Air-Source) | 38MURAQ24AB3* |  |  | CAP**3617AL* | 935SB36040M17*** | 23600 | 16.5 | 8.5 | 26200 | 23800 | 90.84% | 1.96 | 0 | 10 |  |  |  | No | R-410A | 1.9667 | Residential & Commercial | Ducted CEE Tier 1
207436245 | Central HP <5.4 tons | LENNOX | HRCU-A-CB (Split System: Heat Pump with Remote Outdoor Unit-Air-Source) | SL25XPV-024-230A** |  |  | CX35-48B+TDR | SL280UH090XV48B* | 22200 | 21 | 9.4 | 21600 | 20400 | 94.44% | 1.86 | 14.5 | 14.3 |  |  |  | No | R-410A | 1.85 | Residential & Commercial | Ducted CEE Tier 1
207436229 | Central HP <5.4 tons | LENNOX | HRCU-A-CB (Split System: Heat Pump with Remote Outdoor Unit-Air-Source) | SL25XPV-024-230A** |  |  | CX35-36A+TDR | SL280UH060NV36A* | 22400 | 22.2 | 9.2 | 21400 | 20400 | 95.33% | 1.84 | 15.5 | 14.5 |  |  |  | No | R-410A | 1.8667 | Residential & Commercial | Ducted CEE Tier 1
207436170 | Central HP <5.4 tons | LENNOX | HRCU-A-CB (Split System: Heat Pump with Remote Outdoor Unit-Air-Source) | SL25XPV-024-230A** |  |  | CH35-42B+TDR+TXV | SL280UH080NV48B* | 22600 | 21.8 | 9.4 | 21400 | 20000 | 93.46% | 1.94 | 15.5 | 14.4 |  |  |  | No | R-410A | 1.8833 | Residential & Commercial | Ducted CEE Tier 1
206788607 | Central HP <5.4 tons | CARRIER | HRCU-A-CB (Split System: Heat Pump with Remote Outdoor Unit-Air-Source) | 25VNA436A*031* |  |  | CAP**4224AL*+UI | 59TN6B120C24**22 | 33200 | 19.5 | 9.5 | 35400 | 26600 | 75.14% | 2 | 12 | 12 |  |  |  | No | R-410A | 2.7667 | Residential & Commercial | Ducted CEE Tier 1
206788640 | Central HP <5.4 tons | CARRIER | HRCU-A-CB (Split System: Heat Pump with Remote Outdoor Unit-Air-Source) | 25VNA436A*031* |  |  | CAP**4821AL*+UI | 59MN7B060C21**20 | 33600 | 19 | 9 | 35000 | 26000 | 74.29% | 2.02 | 12 | 12 |  |  |  | No | R-410A | 2.8 | Residential & Commercial | Ducted CEE Tier 1
206788658 | Central HP <5.4 tons | CARRIER | HRCU-A-CB (Split System: Heat Pump with Remote Outdoor Unit-Air-Source) | 25VNA436A*031* |  |  | CAP**6024AL*+UI | 59MN7B120C24**22 | 34200 | 19.5 | 9 | 34400 | 25200 | 73.26% | 2 | 13 | 12.5 |  |  |  | No | R-410A | 2.85 | Residential & Commercial | Ducted CEE Tier 1
206788675 | Central HP <5.4 tons | CARRIER | HRCU-A-CB (Split System: Heat Pump with Remote Outdoor Unit-Air-Source) | 25VNA436A*031* |  |  | CAP**6121AL*+UI | 59MN7B060C21**20 | 34600 | 19 | 9 | 34800 | 25200 | 72.41% | 2 | 12.5 | 12 |  |  |  | No | R-410A | 2.8833 | Residential & Commercial | Ducted CEE Tier 1
206788739 | Central HP <5.4 tons | CARRIER | HRCU-A-CB (Split System: Heat Pump with Remote Outdoor Unit-Air-Source) | 25VNA436A*031* |  |  | CNPV*6024AL*+UI | 59MN7B060C21**20 | 34000 | 19.5 | 9 | 35000 | 25600 | 73.14% | 2 | 13 | 12 |  |  |  | No | R-410A | 2.8333 | Residential & Commercial | Ducted CEE Tier 1
206765108 | Central HP <5.4 tons | CARRIER | HRCU-A-CB (Split System: Heat Pump with Remote Outdoor Unit-Air-Source) | 25VNA837A*031* |  |  | CAP**4321AL*+UI | 58CU*A060C17**16 | 32800 | 17 | 8.5 | 33000 | 25200 | 76.36% | 1.96 | 12 | 11 |  |  |  | No | R-410A | 2.7333 | Residential & Commercial | Ducted CEE Tier 1
206765111 | Central HP <5.4 tons | CARRIER | HRCU-A-CB (Split System: Heat Pump with Remote Outdoor Unit-Air-Source) | 25VNA837A*031* |  |  | CAP**4821AL*+UI | 58CU*A040C17**12 | 32400 | 17.5 | 8.1 | 32600 | 25000 | 76.69% | 1.96 | 12 | 11 |  |  |  | No | R-410A | 2.7 | Residential & Commercial | Ducted CEE Tier 1
215940003 | Central HP <5.4 tons | TEMPSTAR | HRCU-A-CB (Split System: Heat Pump with Remote Outdoor Unit-Air-Source) | T5H3V36*K*AAA* |  |  | ESH5X36M12A*+WALLCON | *97CTN1002122A* | 33400 | 19 | 9 | 34800 | 26600 | 76.44% | 1.92 | 0 | 11 |  |  |  | No | R-454B | 2.7833 | Residential & Commercial | Ducted CEE Tier 1
215940703 | Central HP <5.4 tons | TEMPSTAR | HRCU-A-CB (Split System: Heat Pump with Remote Outdoor Unit-Air-Source) | T5H3V36*K*AAA* |  |  | EVD5X42M24A*+WALLCON | *97CTN0802120A* | 35400 | 21.5 | 8.5 | 38000 | 28600 | 75.26% | 2.04 | 0 | 12 |  |  |  | No | R-454B | 2.95 | Residential & Commercial | Ducted CEE Tier 1
215942409 | Central HP <5.4 tons | TEMPSTAR | HRCU-A-CB (Split System: Heat Pump with Remote Outdoor Unit-Air-Source) | T5H3V36*K*AAA* |  |  | EVM5X60M21A*+WALLCON | *97CMN0601714B* | 35200 | 21 | 8.5 | 37400 | 28000 | 74.87% | 2.06 | 0 | 11.7 |  |  |  | No | R-454B | 2.9333 | Residential & Commercial | Ducted CEE Tier 1
214243238 | Central HP <5.4 tons | AIRQUEST | HRCU-A-CB (Split System: Heat Pump with Remote Outdoor Unit-Air-Source) | HVH825GKA2* |  |  | EN(A,D)4X48L24**+WALLCON | *97CMN1202422B* | 24200 | 17 | 8.1 | 21200 | 16600 | 78.3% | 2 | 0 | 11 |  |  |  | No | R-410A | 2.0167 | Residential & Commercial | Ducted CEE Tier 1
212984134 | Central HP <5.4 tons | BRYANT HEATING AND COOLING SYSTEMS | HRCU-A-CB (Split System: Heat Pump with Remote Outdoor Unit-Air-Source) | 38MURAQ24AB3* |  |  | CNPV*3617AL* | 912SE42060M17*** | 23600 | 17 | 8.5 | 26400 | 24400 | 92.42% | 2.02 | 0 | 10.5 |  |  |  | No | R-410A | 1.9667 | Residential & Commercial | Ducted CEE Tier 1
212973654 | Central HP <5.4 tons | AIRQUEST | HRCU-A-CB (Split System: Heat Pump with Remote Outdoor Unit-Air-Source) | DLCURAH18ABK |  |  | EA*4X19L17A* | *96VSN0801716B* | 17700 | 16.5 | 8.1 | 17700 | 17900 | 101.1% | 2.16 | 0 | 10.5 |  |  |  | No | R-410A | 1.475 | Residential & Commercial | Ducted CEE Tier 1
214242237 | Central HP <5.4 tons | HEIL | HRCU-A-CB (Split System: Heat Pump with Remote Outdoor Unit-Air-Source) | HVH825GKA3* |  |  | EN(A,D,W)4X48L21**+WALLCON | *80CTL0902120B* | 24200 | 17 | 8.1 | 21200 | 16600 | 78.3% | 2 | 0 | 11 |  |  |  | No | R-410A | 2.0167 | Residential & Commercial | Ducted CEE Tier 1
212973677 | Central HP <5.4 tons | DAY & NIGHT | HRCU-A-CB (Split System: Heat Pump with Remote Outdoor Unit-Air-Source) | DLCURAH18ABK |  |  | EA*4X25L17A* | *96VSN0801716B* | 17800 | 16.5 | 8.1 | 17600 | 17800 | 101.1% | 2.14 | 0 | 10.5 |  |  |  | No | R-410A | 1.4833 | Residential & Commercial | Ducted CEE Tier 1
215937964 | Central HP <5.4 tons | CARRIER | HRCU-A-CB (Split System: Heat Pump with Remote Outdoor Unit-Air-Source) | 27VNA348A*030* |  |  | CVAVA4824XMA*+UI | 59MN7C120C24**22 | 44500 | 20 | 8.1 | 52000 | 38000 | 73.08% | 1.9 | 0 | 11 |  |  |  | No | R-454B | 3.7083 | Residential & Commercial | Ducted CEE Tier 1
214239209 | Central HP <5.4 tons | DAY & NIGHT | HRCU-A-CB (Split System: Heat Pump with Remote Outdoor Unit-Air-Source) | CVH837GKA2* |  |  | EN(A,D,W)4X48L21**+WALLCON | *80CTL1102120B* | 32400 | 17 | 8.1 | 32600 | 24600 | 75.46% | 1.96 | 0 | 11.5 |  |  |  | No | R-410A | 2.7 | Residential & Commercial | Ducted CEE Tier 1
211227156 | Central HP <5.4 tons | COMFORTMAKER | HRCU-A-CB (Split System: Heat Pump with Remote Outdoor Unit-Air-Source) | DLCURAH36ABK |  |  | EA*4X37L21A* | *95ESU1002122A* | 37600 | 15.5 | 8.5 | 39500 | 35000 | 88.61% | 2.14 | 0 | 10 |  |  |  | No | R-410A | 3.1333 | Residential & Commercial | Ducted CEE Tier 1
206788740 | Central HP <5.4 tons | CARRIER | HRCU-A-CB (Split System: Heat Pump with Remote Outdoor Unit-Air-Source) | 25VNA436A*031* |  |  | CSPH*3612AL*+UI | 58TN*A070C17**16 | 33600 | 18 | 9 | 35400 | 26200 | 74.01% | 2.02 | 12 | 11.7 |  |  |  | No | R-410A | 2.8 | Residential & Commercial | Ducted CEE Tier 1
206788759 | Central HP <5.4 tons | CARRIER | HRCU-A-CB (Split System: Heat Pump with Remote Outdoor Unit-Air-Source) | 25VNA436A*031* |  |  | CSPH*4212AL*+UI | 58TN*A135C24**22 | 34000 | 18.5 | 9 | 35000 | 26000 | 74.29% | 2.04 | 12.5 | 12 |  |  |  | No | R-410A | 2.8333 | Residential & Commercial | Ducted CEE Tier 1
206788874 | Central HP <5.4 tons | CARRIER | HRCU-A-CB (Split System: Heat Pump with Remote Outdoor Unit-Air-Source) | 25VNA436A*031* |  |  | CAP**4821AL*+UI | 58TN*A045C17**12 | 33400 | 19 | 9 | 35200 | 26000 | 73.86% | 2 | 12 | 11 |  |  |  | No | R-410A | 2.7833 | Residential & Commercial | Ducted CEE Tier 1
206788875 | Central HP <5.4 tons | CARRIER | HRCU-A-CB (Split System: Heat Pump with Remote Outdoor Unit-Air-Source) | 25VNA436A*031* |  |  | CAP**6121AL*+UI | 58TN*A045C17**12 | 34400 | 19 | 9 | 35000 | 25400 | 72.57% | 1.98 | 12.5 | 11.7 |  |  |  | No | R-410A | 2.8667 | Residential & Commercial | Ducted CEE Tier 1
206788876 | Central HP <5.4 tons | CARRIER | HRCU-A-CB (Split System: Heat Pump with Remote Outdoor Unit-Air-Source) | 25VNA436A*031* |  |  | CNPV*4217AL*+UI | 58TN*A045C17**12 | 33000 | 18.5 | 9 | 35600 | 26600 | 74.72% | 1.98 | 12 | 11.7 |  |  |  | No | R-410A | 2.75 | Residential & Commercial | Ducted CEE Tier 1
213077166 | Central HP <5.4 tons | BRYANT HEATING AND COOLING SYSTEMS | HRCU-A-CB (Split System: Heat Pump with Remote Outdoor Unit-Air-Source) | 38MURAQ36AB3* |  |  | CAP**4224AL* | 926SB60100V21*** | 35400 | 16 | 8.1 | 38500 | 35200 | 91.43% | 1.88 | 0 | 10 |  |  |  | No | R-410A | 2.95 | Residential & Commercial | Ducted CEE Tier 1
213077216 | Central HP <5.4 tons | BRYANT HEATING AND COOLING SYSTEMS | HRCU-A-CB (Split System: Heat Pump with Remote Outdoor Unit-Air-Source) | 38MURAQ36AB3* |  |  | CNPV*4821AL* | 926SB60100V21*** | 36000 | 16.5 | 8.1 | 38500 | 35000 | 90.91% | 2 | 0 | 10 |  |  |  | No | R-410A | 3 | Residential & Commercial | Ducted CEE Tier 1
213077782 | Central HP <5.4 tons | BRYANT HEATING AND COOLING SYSTEMS | HRCU-A-CB (Split System: Heat Pump with Remote Outdoor Unit-Air-Source) | 38MURAQ36AB3* |  |  | CNPV*4824AL* | 926TC66100V21*** | 36000 | 17 | 8.1 | 38500 | 34800 | 90.39% | 2 | 0 | 10.5 |  |  |  | No | R-410A | 3 | Residential & Commercial | Ducted CEE Tier 1
213079556 | Central HP <5.4 tons | BRYANT HEATING AND COOLING SYSTEMS | HRCU-A-CB (Split System: Heat Pump with Remote Outdoor Unit-Air-Source) | 38MURAQ36AB3* |  |  | CAP**4221AL* | 912SE48080M17*** | 35400 | 16 | 8.1 | 38500 | 35000 | 90.91% | 1.88 | 0 | 10 |  |  |  | No | R-410A | 2.95 | Residential & Commercial | Ducted CEE Tier 1
213079874 | Central HP <5.4 tons | BRYANT HEATING AND COOLING SYSTEMS | HRCU-A-CB (Split System: Heat Pump with Remote Outdoor Unit-Air-Source) | 38MURAQ36AB3* |  |  | CAP**4321AL* | 912SE66100M21*** | 36200 | 16.5 | 8.5 | 38000 | 34800 | 91.58% | 2.04 | 0 | 10 |  |  |  | No | R-410A | 3.0167 | Residential & Commercial | Ducted CEE Tier 1
213079941 | Central HP <5.4 tons | BRYANT HEATING AND COOLING SYSTEMS | HRCU-A-CB (Split System: Heat Pump with Remote Outdoor Unit-Air-Source) | 38MURAQ36AB3* |  |  | CNPV*4824AL* | 912SE60120M24*** | 36400 | 16 | 8.1 | 38500 | 35000 | 90.91% | 2.02 | 0 | 10.5 |  |  |  | No | R-410A | 3.0333 | Residential & Commercial | Ducted CEE Tier 1
211388891 | Central HP <5.4 tons | JOHNSON CONTROLS | HRCU-A-CB (Split System: Heat Pump with Remote Outdoor Unit-Air-Source) | HMH72B341 |  |  | XAFB36DBCN1 | TM9E080B12MP12 | 34000 | 17.5 | 8.1 | 33800 | 24000 | 71.01% | 2.06 | 0 | 10 |  |  |  | No | R-410A | 2.8333 | Residential & Commercial | Ducted CEE Tier 1
206764305 | Central HP <5.4 tons | CARRIER | HRCU-A-CB (Split System: Heat Pump with Remote Outdoor Unit-Air-Source) | 25VNA825A*032* |  |  | CAP**2517AL*+UI | 58TN*A045C17**12 | 24200 | 16.5 | 8.1 | 21400 | 16800 | 78.5% | 2 | 11 | 11 |  |  |  | No | R-410A | 2.0167 | Residential & Commercial | Ducted CEE Tier 1
206764306 | Central HP <5.4 tons | CARRIER | HRCU-A-CB (Split System: Heat Pump with Remote Outdoor Unit-Air-Source) | 25VNA825A*032* |  |  | CAP**2517AL*+UI | 58TN*A070C17**16 | 24400 | 16.5 | 8.1 | 21200 | 16600 | 78.3% | 2.02 | 11 | 11 |  |  |  | No | R-410A | 2.0333 | Residential & Commercial | Ducted CEE Tier 1
206764308 | Central HP <5.4 tons | CARRIER | HRCU-A-CB (Split System: Heat Pump with Remote Outdoor Unit-Air-Source) | 25VNA825A*032* |  |  | CAP**2517AL*+UI | 59TN6B080C17**14 | 24200 | 16.5 | 8.1 | 21400 | 16700 | 78.04% | 2 | 11 | 11 |  |  |  | No | R-410A | 2.0167 | Residential & Commercial | Ducted CEE Tier 1
211389738 | Central HP <5.4 tons | JOHNSON CONTROLS | HRCU-A-CB (Split System: Heat Pump with Remote Outdoor Unit-Air-Source) | HMH72B341 |  |  | XAFB36DXXN1+TXV | TM8Y080B12MP11 | 34000 | 18 | 8.1 | 33400 | 23600 | 70.66% | 2.04 | 0 | 10 |  |  |  | No | R-410A | 2.8333 | Residential & Commercial | Ducted CEE Tier 1
213076352 | Central HP <5.4 tons | BRYANT HEATING AND COOLING SYSTEMS | HRCU-A-CB (Split System: Heat Pump with Remote Outdoor Unit-Air-Source) | 38MURAQ24AB3* |  |  | CAP**3721AL* | 935SB66100M21*** | 25000 | 17.5 | 8.5 | 25400 | 21000 | 82.68% | 1.78 | 0 | 10.5 |  |  |  | No | R-410A | 2.0833 | Residential & Commercial | Ducted CEE Tier 1
211261921 | Central HP <5.4 tons | DAY & NIGHT | HRCU-A-CB (Split System: Heat Pump with Remote Outdoor Unit-Air-Source) | DLCURAH18ABK |  |  | EA*4X30L17A* | *96VTN0401410A* | 17500 | 16 | 8.5 | 18100 | 18600 | 102.8% | 2.24 | 0 | 10.5 |  |  |  | No | R-410A | 1.4583 | Residential & Commercial | Ducted CEE Tier 1
211241966 | Central HP <5.4 tons | BRYANT HEATING AND COOLING SYSTEMS | HRCU-A-CB (Split System: Heat Pump with Remote Outdoor Unit-Air-Source) | 38MURAQ24AB3* |  |  | CAP**3617AL* | 82*TA48090V17*** | 23800 | 17 | 8.5 | 25800 | 23000 | 89.15% | 1.92 | 0 | 10 |  |  |  | No | R-410A | 1.9833 | Residential & Commercial | Ducted CEE Tier 1
211241914 | Central HP <5.4 tons | BRYANT HEATING AND COOLING SYSTEMS | HRCU-A-CB (Split System: Heat Pump with Remote Outdoor Unit-Air-Source) | 38MURAQ24AB3* |  |  | CAP**3617AL* | 82*SA48045V17*** | 24200 | 16.5 | 8.5 | 26200 | 22600 | 86.26% | 1.86 | 0 | 10 |  |  |  | No | R-410A | 2.0167 | Residential & Commercial | Ducted CEE Tier 1
215934016 | Central HP <5.4 tons | HEIL | HRCU-A-CB (Split System: Heat Pump with Remote Outdoor Unit-Air-Source) | H5H3V48*K*AAA* |  |  | EA*5X48M21A*+WALLCON | *80CTL1102120B* | 44000 | 21 | 9.5 | 48000 | 36400 | 75.83% | 1.92 | 0 | 11 |  |  |  | No | R-454B | 3.6667 | Residential & Commercial | Ducted CEE Tier 1
215934066 | Central HP <5.4 tons | HEIL | HRCU-A-CB (Split System: Heat Pump with Remote Outdoor Unit-Air-Source) | H5H3V48*K*AAA* |  |  | EA*5X48M21A*+WALLCON | *97CMN0802120B* | 43500 | 20.5 | 9.5 | 48000 | 36600 | 76.25% | 2 | 0 | 10.5 |  |  |  | No | R-454B | 3.625 | Residential & Commercial | Ducted CEE Tier 1
211389870 | Central HP <5.4 tons | JOHNSON CONTROLS | HRCU-A-CB (Split System: Heat Pump with Remote Outdoor Unit-Air-Source) | HMH72B341 |  |  | XAFB36DBCN1 | TM8Y060A12MP11 | 33800 | 18 | 8.1 | 33400 | 23400 | 70.06% | 2.04 | 0 | 10 |  |  |  | No | R-410A | 2.8167 | Residential & Commercial | Ducted CEE Tier 1
211392069 | Central HP <5.4 tons | JOHNSON CONTROLS | HRCU-A-CB (Split System: Heat Pump with Remote Outdoor Unit-Air-Source) | HMH72B341 |  |  | XAFC36DXXN1+TXV | TMLE080C16MP11 | 34000 | 17 | 8.5 | 33600 | 23600 | 70.24% | 2.08 | 0 | 10 |  |  |  | No | R-410A | 2.8333 | Residential & Commercial | Ducted CEE Tier 1
211388652 | Central HP <5.4 tons | JOHNSON CONTROLS | HRCU-A-CB (Split System: Heat Pump with Remote Outdoor Unit-Air-Source) | HMH72B341 |  |  | XAFC30CXXN1+TXV | TM9E100C16MP12 | 33000 | 17.5 | 8.5 | 33000 | 23200 | 70.3% | 2.04 | 0 | 10 |  |  |  | No | R-410A | 2.75 | Residential & Commercial | Ducted CEE Tier 1
216551869 | Central HP <5.4 tons | FRIEDRICH | HRCU-A-CB (Split System: Heat Pump with Remote Outdoor Unit-Air-Source) | FRP19AY48AJVC |  |  | RCFY4821SEAAM | FR802V0755A21UH | 45500 | 19 | 10 | 45500 | 42000 | 92.31% | 2.1 | 0 | 12 |  |  |  | No | R-454B | 3.7917 | Residential & Commercial | Ducted CEE Tier 1
214610138 | Central HP <5.4 tons | FRIEDRICH | HRCU-A-CB (Split System: Heat Pump with Remote Outdoor Unit-Air-Source) | FRP18AZ36AJVC |  |  | TCFZ6021SEAAM | FR802V1005A21UH | 34200 | 19 | 8.5 | 34200 | 43000 | 125.7% | 2.2 | 0 | 12.5 |  |  |  | No | R-410A | 2.85 | Residential & Commercial | Ducted CEE Tier 1
206764944 | Central HP <5.4 tons | CARRIER | HRCU-A-CB (Split System: Heat Pump with Remote Outdoor Unit-Air-Source) | 25VNA837A*031* |  |  | CAP**4224AL*+UI | 59MN7B120C24**22 | 31800 | 17 | 8.1 | 33200 | 24400 | 73.49% | 1.88 | 11.5 | 11 |  |  |  | No | R-410A | 2.65 | Residential & Commercial | Ducted CEE Tier 1
206764960 | Central HP <5.4 tons | CARRIER | HRCU-A-CB (Split System: Heat Pump with Remote Outdoor Unit-Air-Source) | 25VNA837A*031* |  |  | CAP**4321AL*+UI | 59TN6B100C21**22 | 33000 | 17.5 | 8.5 | 33000 | 25200 | 76.36% | 2 | 12 | 11.7 |  |  |  | No | R-410A | 2.75 | Residential & Commercial | Ducted CEE Tier 1
215935560 | Central HP <5.4 tons | DAY & NIGHT | HRCU-A-CB (Split System: Heat Pump with Remote Outdoor Unit-Air-Source) | C5H3V36*K*AAA* |  |  | EVD5X31M17A*+WALLCON | *96CTN0601714B* | 34800 | 21 | 8.5 | 38000 | 27800 | 73.16% | 2.06 | 0 | 11 |  |  |  | No | R-454B | 2.9 | Residential & Commercial | Ducted CEE Tier 1
215935580 | Central HP <5.4 tons | DAY & NIGHT | HRCU-A-CB (Split System: Heat Pump with Remote Outdoor Unit-Air-Source) | C5H3V36*K*AAA* |  |  | EVD5X36M17A*+WALLCON | *96CTN0601714B* | 34000 | 20 | 8.1 | 38000 | 27200 | 71.58% | 2 | 0 | 11 |  |  |  | No | R-454B | 2.8333 | Residential & Commercial | Ducted CEE Tier 1
215935610 | Central HP <5.4 tons | DAY & NIGHT | HRCU-A-CB (Split System: Heat Pump with Remote Outdoor Unit-Air-Source) | C5H3V36*K*AAA* |  |  | EVD5X36M21A*+WALLCON | *80CSU1002120A* | 34400 | 20.5 | 8.5 | 38500 | 28200 | 73.25% | 2.04 | 0 | 11.7 |  |  |  | No | R-454B | 2.8667 | Residential & Commercial | Ducted CEE Tier 1
206764322 | Central HP <5.4 tons | CARRIER | HRCU-A-CB (Split System: Heat Pump with Remote Outdoor Unit-Air-Source) | 25VNA825A*032* |  |  | CAP**3617AL*+UI | 58TN*A045C17**12 | 23400 | 16 | 8.1 | 21600 | 16800 | 77.78% | 1.92 | 11 | 10.5 |  |  |  | No | R-410A | 1.95 | Residential & Commercial | Ducted CEE Tier 1
206764341 | Central HP <5.4 tons | CARRIER | HRCU-A-CB (Split System: Heat Pump with Remote Outdoor Unit-Air-Source) | 25VNA825A*032* |  |  | CAP**3621AL*+UI | 59TN6B100C21**22 | 23600 | 16.5 | 8.1 | 21400 | 16600 | 77.57% | 1.94 | 11 | 11 |  |  |  | No | R-410A | 1.9667 | Residential & Commercial | Ducted CEE Tier 1
206764342 | Central HP <5.4 tons | CARRIER | HRCU-A-CB (Split System: Heat Pump with Remote Outdoor Unit-Air-Source) | 25VNA825A*032* |  |  | CAP**3621AL*+UI | 58TN*A090C17**16 | 23600 | 17.5 | 8.1 | 21400 | 16600 | 77.57% | 1.96 | 11 | 11 |  |  |  | No | R-410A | 1.9667 | Residential & Commercial | Ducted CEE Tier 1
206764474 | Central HP <5.4 tons | CARRIER | HRCU-A-CB (Split System: Heat Pump with Remote Outdoor Unit-Air-Source) | 25VNA825A*032* |  |  | CAP**3621AL*+UI | 58CU*A040C17**12 | 23600 | 17 | 8.1 | 21400 | 16600 | 77.57% | 1.94 | 11.5 | 10.5 |  |  |  | No | R-410A | 1.9667 | Residential & Commercial | Ducted CEE Tier 1
212976799 | Central HP <5.4 tons | DAY & NIGHT | HRCU-A-CB (Split System: Heat Pump with Remote Outdoor Unit-Air-Source) | DLCURAH36ABK |  |  | EA*4X48L21A* | *96VTN1002120B* | 35800 | 16.5 | 8.5 | 37800 | 34600 | 91.53% | 2.02 | 0 | 10 |  |  |  | No | R-410A | 2.9833 | Residential & Commercial | Ducted CEE Tier 1
211230188 | Central HP <5.4 tons | DAY & NIGHT | HRCU-A-CB (Split System: Heat Pump with Remote Outdoor Unit-Air-Source) | DLCURAH36ABK |  |  | EN(A,D,W)4X48L21** | *95ESN0802120A* | 36800 | 15.5 | 8.1 | 39500 | 35000 | 88.61% | 2.06 | 0 | 10.5 |  |  |  | No | R-410A | 3.0667 | Residential & Commercial | Ducted CEE Tier 1
211230539 | Central HP <5.4 tons | DAY & NIGHT | HRCU-A-CB (Split System: Heat Pump with Remote Outdoor Unit-Air-Source) | DLCURAH36ABK |  |  | EN(A,D)4X48L24** | *80ESU0802120A | 37400 | 15.5 | 8.5 | 39500 | 35000 | 88.61% | 2.1 | 0 | 10.5 |  |  |  | No | R-410A | 3.1167 | Residential & Commercial | Ducted CEE Tier 1
212985244 | Central HP <5.4 tons | COMFORTMAKER | HRCU-A-CB (Split System: Heat Pump with Remote Outdoor Unit-Air-Source) | DLCURAH36ABK |  |  | EA*4X48L24A* | *92MSN1002120A* | 35800 | 16.5 | 8.5 | 37800 | 34600 | 91.53% | 2.02 | 0 | 10 |  |  |  | No | R-410A | 2.9833 | Residential & Commercial | Ducted CEE Tier 1
206764309 | Central HP <5.4 tons | CARRIER | HRCU-A-CB (Split System: Heat Pump with Remote Outdoor Unit-Air-Source) | 25VNA825A*032* |  |  | CAP**2517AL*+UI | 59MN7B060C17**14 | 24200 | 15.5 | 8.1 | 20000 | 16000 | 80% | 1.94 | 11.5 | 10.5 |  |  |  | No | R-410A | 2.0167 | Residential & Commercial | Ducted CEE Tier 1
206764358 | Central HP <5.4 tons | CARRIER | HRCU-A-CB (Split System: Heat Pump with Remote Outdoor Unit-Air-Source) | 25VNA825A*032* |  |  | CAP**3721AL*+UI | 59TN6B080C17**14 | 24400 | 16.5 | 8.1 | 21200 | 16700 | 78.77% | 2.02 | 11 | 11 |  |  |  | No | R-410A | 2.0333 | Residential & Commercial | Ducted CEE Tier 1
215669621 | Central HP <5.4 tons | TEMPSTAR | HRCU-A-CB (Split System: Heat Pump with Remote Outdoor Unit-Air-Source) | T5H0V36*K*AAA* |  |  | EA*5X61M24A*+WALLCON | *80CSU1002120A* | 34800 | 18 | 9 | 34400 | 24800 | 72.09% | 1.92 | 0 | 10 |  |  |  | No | R-454B | 2.9 | Residential & Commercial | Ducted CEE Tier 1
215670605 | Central HP <5.4 tons | TEMPSTAR | HRCU-A-CB (Split System: Heat Pump with Remote Outdoor Unit-Air-Source) | T5H0V36*K*AAA* |  |  | ESH5X60M12A*+WALLCON | *96CTN1202422B* | 34600 | 17 | 8.5 | 34600 | 24800 | 71.68% | 1.92 | 0 | 10 |  |  |  | No | R-454B | 2.8833 | Residential & Commercial | Ducted CEE Tier 1
207436195 | Central HP <5.4 tons | LENNOX | HRCU-A-CB (Split System: Heat Pump with Remote Outdoor Unit-Air-Source) | SL25XPV-024-230A** |  |  | CHX35-42B-**-*+TDR | EL296UH070XV36B* | 22800 | 23.2 | 9.5 | 21200 | 20000 | 94.34% | 1.96 | 15.5 | 14.5 |  |  |  | No | R-410A | 1.9 | Residential & Commercial | Ducted CEE Tier 1
213076976 | Central HP <5.4 tons | BRYANT HEATING AND COOLING SYSTEMS | HRCU-A-CB (Split System: Heat Pump with Remote Outdoor Unit-Air-Source) | 38MURAQ36AB3* |  |  | CAP**4321AL* | 926SB48080V17*** | 36600 | 15.5 | 8.5 | 38500 | 35000 | 90.91% | 2.06 | 0 | 10 |  |  |  | No | R-410A | 3.05 | Residential & Commercial | Ducted CEE Tier 1
213077712 | Central HP <5.4 tons | BRYANT HEATING AND COOLING SYSTEMS | HRCU-A-CB (Split System: Heat Pump with Remote Outdoor Unit-Air-Source) | 38MURAQ36AB3* |  |  | CAP**3721AL* | 926TC66100V21*** | 36600 | 16.5 | 8.5 | 38000 | 34800 | 91.58% | 2.08 | 0 | 10 |  |  |  | No | R-410A | 3.05 | Residential & Commercial | Ducted CEE Tier 1
213078130 | Central HP <5.4 tons | BRYANT HEATING AND COOLING SYSTEMS | HRCU-A-CB (Split System: Heat Pump with Remote Outdoor Unit-Air-Source) | 38MURAQ36AB3* |  |  | CNPV*4217AL* | 8(0,1)*SB48070M17*** | 35800 | 15.5 | 8.1 | 38500 | 35200 | 91.43% | 1.96 | 0 | 10 |  |  |  | No | R-410A | 2.9833 | Residential & Commercial | Ducted CEE Tier 1
204298625 | Central HP <5.4 tons | CARRIER | HRCU-A-CB (Split System: Heat Pump with Remote Outdoor Unit-Air-Source) | 25VNA837A*030* |  |  | CAP**3617AL*+UI | 58TN*A070C14**12 | 31400 | 17.5 | 8.1 | 33400 | 24400 | 73.05% | 1.84 | 11.5 | 11 |  |  |  | No | R-410A | 2.6167 | Residential & Commercial | Ducted CEE Tier 1
204299225 | Central HP <5.4 tons | CARRIER | HRCU-A-CB (Split System: Heat Pump with Remote Outdoor Unit-Air-Source) | 25VNA837A*030* |  |  | CAP**4821AL*+UI | 58TN*A090C21**20 | 32200 | 17.5 | 8.5 | 32600 | 25000 | 76.69% | 1.98 | 12 | 11.7 |  |  |  | No | R-410A | 2.6833 | Residential & Commercial | Ducted CEE Tier 1
214719821 | Central HP <5.4 tons | YORK | HRCU-A-CB (Split System: Heat Pump with Remote Outdoor Unit-Air-Source) | HH860E2S11 |  |  | CTU60C5XGS1+TXV | YP9C100C20MP13 | 44000 | 18 | 9 | 45000 | 33800 | 75.11% | 2 | 0 | 11 |  |  |  | No | R-454B | 3.6667 | Residential & Commercial | Ducted CEE Tier 1
216551882 | Central HP <5.4 tons | FRIEDRICH | HRCU-A-CB (Split System: Heat Pump with Remote Outdoor Unit-Air-Source) | FRP19AY60AJVC |  |  | RCFY6021SEAAM | FR802V1005A21DZ | 54000 | 17 | 10 | 54000 | 48000 | 88.89% | 2 | 0 | 10 |  |  |  | No | R-454B | 4.5 | Residential & Commercial | Ducted CEE Tier 1
215853261 | Central HP <5.4 tons | YORK | HRCU-A-CB (Split System: Heat Pump with Remote Outdoor Unit-Air-Source) | HH860E2S11 |  |  | CTM60D5CJS1 | TM8E130D20MP11 | 53500 | 18 | 9 | 55500 | 39500 | 71.17% | 2 | 0 | 11 |  |  |  | No | R-454B | 4.4583 | Residential & Commercial | Ducted CEE Tier 1
206788344 | Central HP <5.4 tons | CARRIER | HRCU-A-CB (Split System: Heat Pump with Remote Outdoor Unit-Air-Source) | 25VNA424A*031* |  |  | CAP**4221AL*+UI | 59MN7B080C17**14 | 23400 | 20 | 10.5 | 26600 | 19900 | 74.81% | 2.44 | 13 | 13 |  |  |  | No | R-410A | 1.95 | Residential & Commercial | Ducted CEE Tier 1
206788378 | Central HP <5.4 tons | CARRIER | HRCU-A-CB (Split System: Heat Pump with Remote Outdoor Unit-Air-Source) | 25VNA424A*031* |  |  | CNPV*3621AL*+UI | 59MN7B060C21**20 | 23200 | 19.5 | 9.5 | 26800 | 20000 | 74.63% | 2.36 | 13 | 13 |  |  |  | No | R-410A | 1.9333 | Residential & Commercial | Ducted CEE Tier 1
216570915 | Central HP <5.4 tons | AMERICAN STANDARD | HRCU-A-CB (Split System: Heat Pump with Remote Outdoor Unit-Air-Source) | 5A6V0X24A1 |  |  | 5TXCB003AS3 | L8V1B080U4VSB+LRP | 21400 | 20 | 10 | 24000 | 18300 | 76.25% | 2.1 | 0 | 11.5 |  |  |  | No | R-454B | 1.7833 | Residential & Commercial | Ducted CEE Tier 1
216051091 | Central HP <5.4 tons | FRIEDRICH | HRCU-A-CB (Split System: Heat Pump with Remote Outdoor Unit-Air-Source) | FRP19AY36AJVC |  |  | TCFY3621MEAAM | FR962V0603A17M4 | 34200 | 20 | 10 | 34200 | 29600 | 86.55% | 2 | 0 | 12 |  |  |  | No | R-454B | 2.85 | Residential & Commercial | Ducted CEE Tier 1
216051106 | Central HP <5.4 tons | FRIEDRICH | HRCU-A-CB (Split System: Heat Pump with Remote Outdoor Unit-Air-Source) | FRP19AY36AJVC |  |  | RCFY3621MEAAM | FR98MV0855A21UP | 34200 | 21 | 10 | 34200 | 29400 | 85.96% | 2 | 0 | 12 |  |  |  | No | R-454B | 2.85 | Residential & Commercial | Ducted CEE Tier 1
216051111 | Central HP <5.4 tons | FRIEDRICH | HRCU-A-CB (Split System: Heat Pump with Remote Outdoor Unit-Air-Source) | FRP19AY36AJVC |  |  | TCFY3621MEAAM | FR97MV1005A21DH | 34200 | 21 | 10 | 34200 | 29400 | 85.96% | 2 | 0 | 12 |  |  |  | No | R-454B | 2.85 | Residential & Commercial | Ducted CEE Tier 1
215584440 | Central HP <5.4 tons | FRIEDRICH | HRCU-A-CB (Split System: Heat Pump with Remote Outdoor Unit-Air-Source) | FRP19AY36AJVC |  |  | FRHMVY3621MEACA |  | 34200 | 19 | 8.5 | 34200 | 29400 | 85.96% | 2.1 | 0 | 12 |  |  |  | No | R-454B | 2.85 | Residential & Commercial | Ducted CEE Tier 1
211388593 | Central HP <5.4 tons | JOHNSON CONTROLS | HRCU-A-CB (Split System: Heat Pump with Remote Outdoor Unit-Air-Source) | HMH72B341 |  |  | XAHC36DBCN1 | TM9E100C16MP12 | 33600 | 17.5 | 8.1 | 33000 | 23200 | 70.3% | 2.04 | 0 | 10 |  |  |  | No | R-410A | 2.8 | Residential & Commercial | Ducted CEE Tier 1
206788596 | Central HP <5.4 tons | CARRIER | HRCU-A-CB (Split System: Heat Pump with Remote Outdoor Unit-Air-Source) | 25VNA436A*031* |  |  | CAP**4221AL*+UI | 59MN7B080C17**14 | 32800 | 19 | 9 | 35800 | 26800 | 74.86% | 1.96 | 12 | 11 |  |  |  | No | R-410A | 2.7333 | Residential & Commercial | Ducted CEE Tier 1
206788603 | Central HP <5.4 tons | CARRIER | HRCU-A-CB (Split System: Heat Pump with Remote Outdoor Unit-Air-Source) | 25VNA436A*031* |  |  | CAP**4221AL*+UI | 59MN7B060C21**20 | 32800 | 18.5 | 9 | 35600 | 26800 | 75.28% | 1.98 | 12 | 11.7 |  |  |  | No | R-410A | 2.7333 | Residential & Commercial | Ducted CEE Tier 1
206788721 | Central HP <5.4 tons | CARRIER | HRCU-A-CB (Split System: Heat Pump with Remote Outdoor Unit-Air-Source) | 25VNA436A*031* |  |  | CNPV*4824AL*+UI | 59TN6B120C24**22 | 33800 | 19.5 | 9 | 35000 | 26000 | 74.29% | 2.04 | 13 | 12.5 |  |  |  | No | R-410A | 2.8167 | Residential & Commercial | Ducted CEE Tier 1
206788728 | Central HP <5.4 tons | CARRIER | HRCU-A-CB (Split System: Heat Pump with Remote Outdoor Unit-Air-Source) | 25VNA436A*031* |  |  | CNPV*4824AL*+UI | 59MN7B060C21**20 | 33600 | 19 | 9 | 35400 | 26200 | 74.01% | 2.02 | 12.5 | 12 |  |  |  | No | R-410A | 2.8 | Residential & Commercial | Ducted CEE Tier 1
206788735 | Central HP <5.4 tons | CARRIER | HRCU-A-CB (Split System: Heat Pump with Remote Outdoor Unit-Air-Source) | 25VNA436A*031* |  |  | CNPV*6024AL*+UI | 59MN7B120C24**22 | 34200 | 20 | 9 | 34800 | 25600 | 73.56% | 2.02 | 13 | 12.5 |  |  |  | No | R-410A | 2.85 | Residential & Commercial | Ducted CEE Tier 1
215935680 | Central HP <5.4 tons | DAY & NIGHT | HRCU-A-CB (Split System: Heat Pump with Remote Outdoor Unit-Air-Source) | C5H3V36*K*AAA* |  |  | EVD5X36M21A*+WALLCON | *95CSU0601716B* | 34200 | 20.5 | 8.5 | 39000 | 28600 | 73.33% | 2.04 | 0 | 11.5 |  |  |  | No | R-454B | 2.85 | Residential & Commercial | Ducted CEE Tier 1
206764975 | Central HP <5.4 tons | CARRIER | HRCU-A-CB (Split System: Heat Pump with Remote Outdoor Unit-Air-Source) | 25VNA837A*031* |  |  | CAP**4821AL*+UI | 59TN6B100C21**22 | 32400 | 17.5 | 8.5 | 32600 | 25000 | 76.69% | 1.98 | 12 | 11.7 |  |  |  | No | R-410A | 2.7 | Residential & Commercial | Ducted CEE Tier 1
206765091 | Central HP <5.4 tons | CARRIER | HRCU-A-CB (Split System: Heat Pump with Remote Outdoor Unit-Air-Source) | 25VNA837A*031* |  |  | CSPH*4812AL*+UI | 59MN7B100C21**22 | 32600 | 17 | 8.1 | 33000 | 24800 | 75.15% | 1.98 | 12 | 11 |  |  |  | No | R-410A | 2.7167 | Residential & Commercial | Ducted CEE Tier 1
206765127 | Central HP <5.4 tons | CARRIER | HRCU-A-CB (Split System: Heat Pump with Remote Outdoor Unit-Air-Source) | 25VNA837A*031* |  |  | CNPV*4821AL*+UI | 58CU*A100C21**20 | 32400 | 17 | 8.1 | 33000 | 24800 | 75.15% | 1.94 | 12.2 | 11.5 |  |  |  | No | R-410A | 2.7 | Residential & Commercial | Ducted CEE Tier 1
206788744 | Central HP <5.4 tons | CARRIER | HRCU-A-CB (Split System: Heat Pump with Remote Outdoor Unit-Air-Source) | 25VNA436A*031* |  |  | CSPH*3612AL*+UI | 59TN6B060C17**14 | 33400 | 17.5 | 9 | 35600 | 26400 | 74.16% | 2 | 12 | 11 |  |  |  | No | R-410A | 2.7833 | Residential & Commercial | Ducted CEE Tier 1
206788762 | Central HP <5.4 tons | CARRIER | HRCU-A-CB (Split System: Heat Pump with Remote Outdoor Unit-Air-Source) | 25VNA436A*031* |  |  | CSPH*4212AL*+UI | 59TN6B120C24**22 | 34000 | 18.5 | 9 | 35200 | 26000 | 73.86% | 2.04 | 12.5 | 12 |  |  |  | No | R-410A | 2.8333 | Residential & Commercial | Ducted CEE Tier 1
206788771 | Central HP <5.4 tons | CARRIER | HRCU-A-CB (Split System: Heat Pump with Remote Outdoor Unit-Air-Source) | 25VNA436A*031* |  |  | CSPH*4212AL*+UI | 59MN7B060C21**20 | 33800 | 18 | 9 | 35400 | 26200 | 74.01% | 2.02 | 12 | 11.5 |  |  |  | No | R-410A | 2.8167 | Residential & Commercial | Ducted CEE Tier 1
206788778 | Central HP <5.4 tons | CARRIER | HRCU-A-CB (Split System: Heat Pump with Remote Outdoor Unit-Air-Source) | 25VNA436A*031* |  |  | CSPH*4812AL*+UI | 59TN6B120C24**22 | 34200 | 19 | 9 | 35000 | 25800 | 73.71% | 2.04 | 12.5 | 12 |  |  |  | No | R-410A | 2.85 | Residential & Commercial | Ducted CEE Tier 1
215667731 | Central HP <5.4 tons | TEMPSTAR | HRCU-A-CB (Split System: Heat Pump with Remote Outdoor Unit-Air-Source) | T5H0V24*K*AAA* |  |  | EA*5X37M17A*+WALLCON | *80CSU0401712A* | 23800 | 17 | 9 | 23400 | 16500 | 70.51% | 2 | 0 | 10.5 |  |  |  | No | R-454B | 1.9833 | Residential & Commercial | Ducted CEE Tier 1
215667915 | Central HP <5.4 tons | TEMPSTAR | HRCU-A-CB (Split System: Heat Pump with Remote Outdoor Unit-Air-Source) | T5H0V24*K*AAA* |  |  | EA*5X37M21A*+WALLCON | *97CMN1002122B* | 24000 | 17.5 | 9 | 23200 | 16300 | 70.26% | 2.02 | 0 | 10.5 |  |  |  | No | R-454B | 2 | Residential & Commercial | Ducted CEE Tier 1
215939783 | Central HP <5.4 tons | TEMPSTAR | HRCU-A-CB (Split System: Heat Pump with Remote Outdoor Unit-Air-Source) | T5H3V36*K*AAA* |  |  | EA*5X48M21A*+WALLCON | *97CTN1002122A* | 33400 | 20 | 9.5 | 34400 | 26200 | 76.16% | 2.04 | 0 | 11.7 |  |  |  | No | R-454B | 2.7833 | Residential & Commercial | Ducted CEE Tier 1
215942439 | Central HP <5.4 tons | TEMPSTAR | HRCU-A-CB (Split System: Heat Pump with Remote Outdoor Unit-Air-Source) | T5H3V36*K*AAA* |  |  | EVM5X61M24A*+WALLCON | *80CTL0702120B* | 35800 | 22 | 8.5 | 37400 | 28200 | 75.4% | 2.04 | 0 | 12.5 |  |  |  | No | R-454B | 2.9833 | Residential & Commercial | Ducted CEE Tier 1
215942589 | Central HP <5.4 tons | TEMPSTAR | HRCU-A-CB (Split System: Heat Pump with Remote Outdoor Unit-Air-Source) | T5H3V36*K*AAA* |  |  | EVD5X61M24A*+WALLCON | *97CMN0802120B* | 36000 | 22 | 8.5 | 37400 | 28200 | 75.4% | 2.04 | 0 | 12.5 |  |  |  | No | R-454B | 3 | Residential & Commercial | Ducted CEE Tier 1
215940783 | Central HP <5.4 tons | TEMPSTAR | HRCU-A-CB (Split System: Heat Pump with Remote Outdoor Unit-Air-Source) | T5H3V36*K*AAA* |  |  | EVD5X49M24A*+WALLCON | *97CTN0802120A* | 35400 | 21.5 | 8.5 | 38000 | 28600 | 75.26% | 2.04 | 0 | 12 |  |  |  | No | R-454B | 2.95 | Residential & Commercial | Ducted CEE Tier 1
215939753 | Central HP <5.4 tons | TEMPSTAR | HRCU-A-CB (Split System: Heat Pump with Remote Outdoor Unit-Air-Source) | T5H3V36*K*AAA* |  |  | EA*5X48M21A*+WALLCON | *97CTN0601716A* | 33000 | 19 | 9 | 35400 | 27000 | 76.27% | 1.9 | 0 | 11 |  |  |  | No | R-454B | 2.75 | Residential & Commercial | Ducted CEE Tier 1
215942559 | Central HP <5.4 tons | TEMPSTAR | HRCU-A-CB (Split System: Heat Pump with Remote Outdoor Unit-Air-Source) | T5H3V36*K*AAA* |  |  | EVD5X61M24A*+WALLCON | *80CSU1002120A* | 36000 | 22 | 8.5 | 37400 | 28400 | 75.94% | 2.04 | 0 | 12.5 |  |  |  | No | R-454B | 3 | Residential & Commercial | Ducted CEE Tier 1
211245682 | Central HP <5.4 tons | COMFORTMAKER | HRCU-A-CB (Split System: Heat Pump with Remote Outdoor Unit-Air-Source) | DLCURAH24ABK |  |  | EN(A,D)4X36L21** | *92ESN0802120A* | 24800 | 16.5 | 8.5 | 26800 | 22200 | 82.84% | 1.84 | 0 | 10.5 |  |  |  | No | R-410A | 2.0667 | Residential & Commercial | Ducted CEE Tier 1
215931526 | Central HP <5.4 tons | HEIL | HRCU-A-CB (Split System: Heat Pump with Remote Outdoor Unit-Air-Source) | H5H3V60*K*AAA* |  |  | EA*5X60M24A*+WALLCON | *80CSU1002120A* | 55500 | 18.5 | 8.5 | 60500 | 46000 | 76.03% | 2.04 | 0 | 11 |  |  |  | No | R-454B | 4.625 | Residential & Commercial | Ducted CEE Tier 1
215931576 | Central HP <5.4 tons | HEIL | HRCU-A-CB (Split System: Heat Pump with Remote Outdoor Unit-Air-Source) | H5H3V60*K*AAA* |  |  | EA*5X60M24A*+WALLCON | *95CSU0802120B* | 55500 | 18 | 8.1 | 60500 | 46000 | 76.03% | 1.95 | 0 | 11 |  |  |  | No | R-454B | 4.625 | Residential & Commercial | Ducted CEE Tier 1
211241443 | Central HP <5.4 tons | DAY & NIGHT | HRCU-A-CB (Split System: Heat Pump with Remote Outdoor Unit-Air-Source) | DLCURAH24ABK |  |  | EA*4X30L17A* | *95ESU0401712A* | 23600 | 16.5 | 8.5 | 26000 | 23800 | 91.54% | 1.98 | 0 | 10 |  |  |  | No | R-410A | 1.9667 | Residential & Commercial | Ducted CEE Tier 1
214728397 | Central HP <5.4 tons | JOHNSON CONTROLS | HRCU-A-CB (Split System: Heat Pump with Remote Outdoor Unit-Air-Source) | HH836E2S11 |  |  | CTU36B5XDS1+TXV | TP9C060B12MP13 | 33000 | 17 | 8.5 | 31000 | 25200 | 81.29% | 2 | 0 | 11 |  |  |  | No | R-454B | 2.75 | Residential & Commercial | Ducted CEE Tier 1
213076776 | Central HP <5.4 tons | BRYANT HEATING AND COOLING SYSTEMS | HRCU-A-CB (Split System: Heat Pump with Remote Outdoor Unit-Air-Source) | 38MURAQ36AB3* |  |  | CAP**4321AL* | 82*TB66110V21*** | 36600 | 16 | 8.5 | 38000 | 34800 | 91.58% | 2.06 | 0 | 10 |  |  |  | No | R-410A | 3.05 | Residential & Commercial | Ducted CEE Tier 1
213077026 | Central HP <5.4 tons | BRYANT HEATING AND COOLING SYSTEMS | HRCU-A-CB (Split System: Heat Pump with Remote Outdoor Unit-Air-Source) | 38MURAQ36AB3* |  |  | CNPV*4821AL* | 926SB48080V17*** | 35600 | 16 | 8.1 | 38500 | 35000 | 90.91% | 1.98 | 0 | 10 |  |  |  | No | R-410A | 2.9667 | Residential & Commercial | Ducted CEE Tier 1
213077519 | Central HP <5.4 tons | BRYANT HEATING AND COOLING SYSTEMS | HRCU-A-CB (Split System: Heat Pump with Remote Outdoor Unit-Air-Source) | 38MURAQ36AB3* |  |  | CAP**4321AL* | 926TC60080V21*** | 36600 | 16 | 8.5 | 38500 | 35000 | 90.91% | 2.06 | 0 | 10 |  |  |  | No | R-410A | 3.05 | Residential & Commercial | Ducted CEE Tier 1
213078196 | Central HP <5.4 tons | BRYANT HEATING AND COOLING SYSTEMS | HRCU-A-CB (Split System: Heat Pump with Remote Outdoor Unit-Air-Source) | 38MURAQ36AB3* |  |  | CAP**4224AL* | 8(0,1)*SB48070M21*** | 35200 | 16.5 | 8.1 | 38500 | 35000 | 90.91% | 1.88 | 0 | 10 |  |  |  | No | R-410A | 2.9333 | Residential & Commercial | Ducted CEE Tier 1
213078280 | Central HP <5.4 tons | BRYANT HEATING AND COOLING SYSTEMS | HRCU-A-CB (Split System: Heat Pump with Remote Outdoor Unit-Air-Source) | 38MURAQ36AB3* |  |  | CAP**3717AL* | 8(0,1)*SB42090M17*** | 36200 | 16 | 8.5 | 38500 | 35000 | 90.91% | 2.02 | 0 | 10 |  |  |  | No | R-410A | 3.0167 | Residential & Commercial | Ducted CEE Tier 1
213078316 | Central HP <5.4 tons | BRYANT HEATING AND COOLING SYSTEMS | HRCU-A-CB (Split System: Heat Pump with Remote Outdoor Unit-Air-Source) | 38MURAQ36AB3* |  |  | CAP**4321AL* | 8(0,1)*SB42090M17*** | 36200 | 16.5 | 8.5 | 38000 | 34800 | 91.58% | 2.04 | 0 | 10 |  |  |  | No | R-410A | 3.0167 | Residential & Commercial | Ducted CEE Tier 1
206764937 | Central HP <5.4 tons | CARRIER | HRCU-A-CB (Split System: Heat Pump with Remote Outdoor Unit-Air-Source) | 25VNA837A*031* |  |  | CAP**4221AL*+UI | 59MN7B060C21**20 | 31600 | 17 | 8.1 | 33400 | 24800 | 74.25% | 1.86 | 11 | 11 |  |  |  | No | R-410A | 2.6333 | Residential & Commercial | Ducted CEE Tier 1
206765039 | Central HP <5.4 tons | CARRIER | HRCU-A-CB (Split System: Heat Pump with Remote Outdoor Unit-Air-Source) | 25VNA837A*031* |  |  | CNPV*4824AL*+UI | 59TN6B100C21**22 | 32400 | 17.5 | 8.1 | 33000 | 24800 | 75.15% | 1.96 | 12 | 11.7 |  |  |  | No | R-410A | 2.7 | Residential & Commercial | Ducted CEE Tier 1
206765073 | Central HP <5.4 tons | CARRIER | HRCU-A-CB (Split System: Heat Pump with Remote Outdoor Unit-Air-Source) | 25VNA837A*031* |  |  | CSPH*4212AL*+UI | 59MN7B120C24**22 | 32400 | 16.5 | 8.1 | 33200 | 25000 | 75.3% | 1.96 | 11.5 | 11 |  |  |  | No | R-410A | 2.7 | Residential & Commercial | Ducted CEE Tier 1
206765103 | Central HP <5.4 tons | CARRIER | HRCU-A-CB (Split System: Heat Pump with Remote Outdoor Unit-Air-Source) | 25VNA837A*031* |  |  | CAP**4221AL*+UI | 58CU*A060C17**16 | 31800 | 17 | 8.1 | 33200 | 24400 | 73.49% | 1.86 | 11.5 | 11 |  |  |  | No | R-410A | 2.65 | Residential & Commercial | Ducted CEE Tier 1
211242084 | Central HP <5.4 tons | BRYANT HEATING AND COOLING SYSTEMS | HRCU-A-CB (Split System: Heat Pump with Remote Outdoor Unit-Air-Source) | 38MURAQ24AB3* |  |  | CAP**3617AL* | 8(0,1)*SA36045E17*** | 24200 | 16.5 | 8.5 | 26200 | 22600 | 86.26% | 1.88 | 0 | 10 |  |  |  | No | R-410A | 2.0167 | Residential & Commercial | Ducted CEE Tier 1
211242518 | Central HP <5.4 tons | BRYANT HEATING AND COOLING SYSTEMS | HRCU-A-CB (Split System: Heat Pump with Remote Outdoor Unit-Air-Source) | 38MURAQ24AB3* |  |  | CAP**3621AL* | 926TB60080V21*** | 23800 | 17 | 8.5 | 25800 | 23200 | 89.92% | 1.94 | 0 | 10 |  |  |  | No | R-410A | 1.9833 | Residential & Commercial | Ducted CEE Tier 1
212986224 | Central HP <5.4 tons | BRYANT HEATING AND COOLING SYSTEMS | HRCU-A-CB (Split System: Heat Pump with Remote Outdoor Unit-Air-Source) | 38MURAQ24AB3* |  |  | CNPV*2417AL* | 916SA30040M14*** | 23200 | 16 | 8.5 | 27000 | 25200 | 93.33% | 2.1 | 0 | 10 |  |  |  | No | R-410A | 1.9333 | Residential & Commercial | Ducted CEE Tier 1
212986260 | Central HP <5.4 tons | BRYANT HEATING AND COOLING SYSTEMS | HRCU-A-CB (Split System: Heat Pump with Remote Outdoor Unit-Air-Source) | 38MURAQ24AB3* |  |  | CNPV*3617AL* | 916SA30040M14*** | 23400 | 16 | 8.1 | 26400 | 24400 | 92.42% | 2.02 | 0 | 10 |  |  |  | No | R-410A | 1.95 | Residential & Commercial | Ducted CEE Tier 1
212986608 | Central HP <5.4 tons | BRYANT HEATING AND COOLING SYSTEMS | HRCU-A-CB (Split System: Heat Pump with Remote Outdoor Unit-Air-Source) | 38MURAQ24AB3* |  |  | CNPV*2417AL* | 916SA36040M17*** | 23200 | 15.2 | 8.5 | 27200 | 24800 | 91.18% | 2.04 | 0 | 10 |  |  |  | No | R-410A | 1.9333 | Residential & Commercial | Ducted CEE Tier 1
212973377 | Central HP <5.4 tons | DAY & NIGHT | HRCU-A-CB (Split System: Heat Pump with Remote Outdoor Unit-Air-Source) | DLCURAH18ABK |  |  | EN(A,D)4X24L17** | *96VSN0601412B* | 17500 | 16 | 8.5 | 18500 | 19200 | 103.8% | 2.3 | 0 | 10.5 |  |  |  | No | R-410A | 1.4583 | Residential & Commercial | Ducted CEE Tier 1
212972757 | Central HP <5.4 tons | DAY & NIGHT | HRCU-A-CB (Split System: Heat Pump with Remote Outdoor Unit-Air-Source) | DLCURAH18ABK |  |  | EN(A,D)4X30L14** | *96VSN0401410B* | 17400 | 16 | 8.1 | 18000 | 18700 | 103.9% | 2.24 | 0 | 10.5 |  |  |  | No | R-410A | 1.45 | Residential & Commercial | Ducted CEE Tier 1
206764344 | Central HP <5.4 tons | CARRIER | HRCU-A-CB (Split System: Heat Pump with Remote Outdoor Unit-Air-Source) | 25VNA825A*032* |  |  | CAP**3621AL*+UI | 59MN7B060C21**20 | 23600 | 16 | 8.1 | 21600 | 16700 | 77.31% | 1.92 | 11 | 10.5 |  |  |  | No | R-410A | 1.9667 | Residential & Commercial | Ducted CEE Tier 1
206764362 | Central HP <5.4 tons | CARRIER | HRCU-A-CB (Split System: Heat Pump with Remote Outdoor Unit-Air-Source) | 25VNA825A*032* |  |  | CAP**3721AL*+UI | 59MN7B100C21**22 | 24400 | 16.5 | 8.5 | 21200 | 16600 | 78.3% | 2.04 | 11 | 11 |  |  |  | No | R-410A | 2.0333 | Residential & Commercial | Ducted CEE Tier 1
206764530 | Central HP <5.4 tons | CARRIER | HRCU-A-CB (Split System: Heat Pump with Remote Outdoor Unit-Air-Source) | 25VNA825A*032* |  |  | CSPH*3612AL*+UI | 59CU5A080C21**20 | 24000 | 16 | 8.1 | 21400 | 16600 | 77.57% | 1.98 | 11 | 10.5 |  |  |  | No | R-410A | 2 | Residential & Commercial | Ducted CEE Tier 1
214650315 | Central HP <5.4 tons | YORK | HRCU-A-CB (Split System: Heat Pump with Remote Outdoor Unit-Air-Source) | HH824E2S11 |  |  | CTU30B5XCS1+TXV | YP9C060B12MP13 | 23000 | 17 | 9.5 | 23000 | 18300 | 79.57% | 2 | 0 | 12 |  |  |  | No | R-454B | 1.9167 | Residential & Commercial | Ducted CEE Tier 1
214650631 | Central HP <5.4 tons | YORK | HRCU-A-CB (Split System: Heat Pump with Remote Outdoor Unit-Air-Source) | HH824E2S11 |  |  | CTU30B5XCS1+TXV | Y82E080B12LMPS1 | 23000 | 18 | 9.5 | 23000 | 18400 | 80% | 2 | 0 | 12 |  |  |  | No | R-454B | 1.9167 | Residential & Commercial | Ducted CEE Tier 1
206764301 | Central HP <5.4 tons | CARRIER | HRCU-A-CB (Split System: Heat Pump with Remote Outdoor Unit-Air-Source) | 25VNA825A*032* |  |  | CAP**2417AL*+UI | 59MN7B060C17**14 | 23000 | 16 | 8.1 | 22000 | 17000 | 77.27% | 1.88 | 11 | 10.5 |  |  |  | No | R-410A | 1.9167 | Residential & Commercial | Ducted CEE Tier 1
206764319 | Central HP <5.4 tons | CARRIER | HRCU-A-CB (Split System: Heat Pump with Remote Outdoor Unit-Air-Source) | 25VNA825A*032* |  |  | CAP**3017AL*+UI | 59MN7B080C17**14 | 23400 | 16 | 8.1 | 21600 | 16800 | 77.78% | 1.9 | 11 | 10.5 |  |  |  | No | R-410A | 1.95 | Residential & Commercial | Ducted CEE Tier 1
213078432 | Central HP <5.4 tons | BRYANT HEATING AND COOLING SYSTEMS | HRCU-A-CB (Split System: Heat Pump with Remote Outdoor Unit-Air-Source) | 38MURAQ36AB3* |  |  | CAP**4321AL* | 8(0,1)*SB48090M21*** | 36400 | 16.5 | 8.5 | 38000 | 34800 | 91.58% | 2.06 | 0 | 10 |  |  |  | No | R-410A | 3.0333 | Residential & Commercial | Ducted CEE Tier 1
213078564 | Central HP <5.4 tons | BRYANT HEATING AND COOLING SYSTEMS | HRCU-A-CB (Split System: Heat Pump with Remote Outdoor Unit-Air-Source) | 38MURAQ36AB3* |  |  | CNPV*4821AL* | 8(0,1)*SB60090M21*** | 36000 | 16.5 | 8.1 | 38500 | 35000 | 90.91% | 2 | 0 | 10.5 |  |  |  | No | R-410A | 3 | Residential & Commercial | Ducted CEE Tier 1
213078575 | Central HP <5.4 tons | BRYANT HEATING AND COOLING SYSTEMS | HRCU-A-CB (Split System: Heat Pump with Remote Outdoor Unit-Air-Source) | 38MURAQ36AB3* |  |  | CNPV*4824AL* | 8(0,1)*SB60090M21*** | 36000 | 16.5 | 8.1 | 38500 | 35000 | 90.91% | 2 | 0 | 10.5 |  |  |  | No | R-410A | 3 | Residential & Commercial | Ducted CEE Tier 1
213078664 | Central HP <5.4 tons | BRYANT HEATING AND COOLING SYSTEMS | HRCU-A-CB (Split System: Heat Pump with Remote Outdoor Unit-Air-Source) | 38MURAQ36AB3* |  |  | CAP**4821AL* | 8(0,1)*SB60110M21*** | 36200 | 16.5 | 8.5 | 38000 | 34800 | 91.58% | 2.04 | 0 | 10 |  |  |  | No | R-410A | 3.0167 | Residential & Commercial | Ducted CEE Tier 1
215942609 | Central HP <5.4 tons | TEMPSTAR | HRCU-A-CB (Split System: Heat Pump with Remote Outdoor Unit-Air-Source) | T5H3V36*K*AAA* |  |  | EVM5X61M24A*+WALLCON | *96CTN0802120B* | 36000 | 22 | 8.5 | 37400 | 28200 | 75.4% | 2.04 | 0 | 12.5 |  |  |  | No | R-454B | 3 | Residential & Commercial | Ducted CEE Tier 1
215942659 | Central HP <5.4 tons | TEMPSTAR | HRCU-A-CB (Split System: Heat Pump with Remote Outdoor Unit-Air-Source) | T5H3V36*K*AAA* |  |  | EVD5X61M24A*+WALLCON | *96CTN0802120B* | 36000 | 22 | 8.5 | 37400 | 28200 | 75.4% | 2.04 | 0 | 12.5 |  |  |  | No | R-454B | 3 | Residential & Commercial | Ducted CEE Tier 1
215940753 | Central HP <5.4 tons | TEMPSTAR | HRCU-A-CB (Split System: Heat Pump with Remote Outdoor Unit-Air-Source) | T5H3V36*K*AAA* |  |  | EVD5X48M24A*+WALLCON | *97CTN1002122A* | 35000 | 21.5 | 8.5 | 38000 | 28200 | 74.21% | 2.02 | 0 | 12 |  |  |  | No | R-454B | 2.9167 | Residential & Commercial | Ducted CEE Tier 1
215940773 | Central HP <5.4 tons | TEMPSTAR | HRCU-A-CB (Split System: Heat Pump with Remote Outdoor Unit-Air-Source) | T5H3V36*K*AAA* |  |  | EVD5X49M24A*+WALLCON | *96CTN0802120B* | 35400 | 21.5 | 8.5 | 38000 | 28600 | 75.26% | 2.04 | 0 | 12 |  |  |  | No | R-454B | 2.95 | Residential & Commercial | Ducted CEE Tier 1
212984722 | Central HP <5.4 tons | BRYANT HEATING AND COOLING SYSTEMS | HRCU-A-CB (Split System: Heat Pump with Remote Outdoor Unit-Air-Source) | 38MURAQ18AB3* |  |  | CAP**2517AL* | 912SE48080M17*** | 18300 | 16.5 | 8.5 | 18100 | 17600 | 97.24% | 2.14 | 0 | 11 |  |  |  | No | R-410A | 1.525 | Residential & Commercial | Ducted CEE Tier 1
215935533 | Central HP <5.4 tons | TEMPSTAR | HRCU-A-CB (Split System: Heat Pump with Remote Outdoor Unit-Air-Source) | T5H3V36*K*AAA* |  |  | EVD5X30M17A*+WALLCON | *97CMN0601714B* | 34000 | 20 | 8.1 | 38000 | 27200 | 71.58% | 2 | 0 | 11 |  |  |  | No | R-454B | 2.8333 | Residential & Commercial | Ducted CEE Tier 1
206788417 | Central HP <5.4 tons | CARRIER | HRCU-A-CB (Split System: Heat Pump with Remote Outdoor Unit-Air-Source) | 25VNA424A*031* |  |  | CSPH*3612AL*+UI | 58TN*A070C14**12 | 23800 | 20.5 | 9.5 | 26600 | 19700 | 74.06% | 2.5 | 14 | 13 |  |  |  | No | R-410A | 1.9833 | Residential & Commercial | Ducted CEE Tier 1
206788485 | Central HP <5.4 tons | CARRIER | HRCU-A-CB (Split System: Heat Pump with Remote Outdoor Unit-Air-Source) | 25VNA424A*031* |  |  | CNPV*3621AL*+UI | 58TN*A045C17**12 | 23000 | 19.5 | 9.5 | 26800 | 20200 | 75.37% | 2.36 | 14 | 12.5 |  |  |  | No | R-410A | 1.9167 | Residential & Commercial | Ducted CEE Tier 1
206788494 | Central HP <5.4 tons | CARRIER | HRCU-A-CB (Split System: Heat Pump with Remote Outdoor Unit-Air-Source) | 25VNA424A*031* |  |  | CNPV*4217AL*+UI | 59TN6B080C17**14 | 23600 | 20 | 10 | 26600 | 19800 | 74.44% | 2.48 | 14 | 13 |  |  |  | No | R-410A | 1.9667 | Residential & Commercial | Ducted CEE Tier 1
216551877 | Central HP <5.4 tons | FRIEDRICH | HRCU-A-CB (Split System: Heat Pump with Remote Outdoor Unit-Air-Source) | FRP19AY60AJVC |  |  | RCFY6021SEAAM | FR802V0755A21UH | 53500 | 17 | 10 | 53500 | 48500 | 90.65% | 2 | 0 | 10 |  |  |  | No | R-454B | 4.4583 | Residential & Commercial | Ducted CEE Tier 1
216551900 | Central HP <5.4 tons | FRIEDRICH | HRCU-A-CB (Split System: Heat Pump with Remote Outdoor Unit-Air-Source) | FRP19AY60AJVC |  |  | RCFY6021SEAAM | FR962V0855A21M4 | 53500 | 16 | 10 | 53500 | 49000 | 91.59% | 2 | 0 | 10 |  |  |  | No | R-454B | 4.4583 | Residential & Commercial | Ducted CEE Tier 1
214833526 | Central HP <5.4 tons | JOHNSON CONTROLS | HRCU-A-CB (Split System: Heat Pump with Remote Outdoor Unit-Air-Source) | HH860E2S11 |  |  | JSE60D5CJ2SS1 |  | 54500 | 19 | 9 | 56500 | 40000 | 70.8% | 2 | 0 | 11 |  |  |  | No | R-454B | 4.5417 | Residential & Commercial | Ducted CEE Tier 1
206765112 | Central HP <5.4 tons | CARRIER | HRCU-A-CB (Split System: Heat Pump with Remote Outdoor Unit-Air-Source) | 25VNA837A*031* |  |  | CAP**4821AL*+UI | 58CU*A060C17**16 | 32200 | 17 | 8.1 | 32600 | 25000 | 76.69% | 1.96 | 12 | 11 |  |  |  | No | R-410A | 2.6833 | Residential & Commercial | Ducted CEE Tier 1
206765146 | Central HP <5.4 tons | CARRIER | HRCU-A-CB (Split System: Heat Pump with Remote Outdoor Unit-Air-Source) | 25VNA837A*031* |  |  | CAP**4321AL*+UI | 59CU5A100C21**22 | 33000 | 17.5 | 8.5 | 32800 | 25000 | 76.22% | 2 | 12 | 11.5 |  |  |  | No | R-410A | 2.75 | Residential & Commercial | Ducted CEE Tier 1
215935410 | Central HP <5.4 tons | DAY & NIGHT | HRCU-A-CB (Split System: Heat Pump with Remote Outdoor Unit-Air-Source) | C5H3V36*K*AAA* |  |  | EVM5X60M24A*+WALLCON | *97CMN0802120B* | 35400 | 21.5 | 8.5 | 38000 | 28400 | 74.74% | 2.04 | 0 | 12.5 |  |  |  | No | R-454B | 2.95 | Residential & Commercial | Ducted CEE Tier 1
206764894 | Central HP <5.4 tons | CARRIER | HRCU-A-CB (Split System: Heat Pump with Remote Outdoor Unit-Air-Source) | 25VNA837A*031* |  |  | CAP**3621AL*+UI | 59MN7B100C21**22 | 31600 | 17 | 8.1 | 33200 | 24200 | 72.89% | 1.86 | 11.5 | 11 |  |  |  | No | R-410A | 2.6333 | Residential & Commercial | Ducted CEE Tier 1
206764948 | Central HP <5.4 tons | CARRIER | HRCU-A-CB (Split System: Heat Pump with Remote Outdoor Unit-Air-Source) | 25VNA837A*031* |  |  | CAP**4224AL*+UI | 59MN7B060C21**20 | 31600 | 17 | 8.1 | 33400 | 24600 | 73.65% | 1.88 | 11.5 | 11 |  |  |  | No | R-410A | 2.6333 | Residential & Commercial | Ducted CEE Tier 1
206764989 | Central HP <5.4 tons | CARRIER | HRCU-A-CB (Split System: Heat Pump with Remote Outdoor Unit-Air-Source) | 25VNA837A*031* |  |  | CAP**4824AL*+UI | 59MN7B060C21**20 | 32200 | 17 | 8.1 | 32800 | 25200 | 76.83% | 1.96 | 11.5 | 11 |  |  |  | No | R-410A | 2.6833 | Residential & Commercial | Ducted CEE Tier 1
215678352 | Central HP <5.4 tons | TEMPSTAR | HRCU-A-CB (Split System: Heat Pump with Remote Outdoor Unit-Air-Source) | T5H0V24*K*AAA* |  |  | EA*5X37M17A*+WALLCON | *80CSU0401712B* | 23800 | 17 | 9 | 23400 | 16400 | 70.09% | 2 | 0 | 10 |  |  |  | No | R-454B | 1.9833 | Residential & Commercial | Ducted CEE Tier 1
215678402 | Central HP <5.4 tons | TEMPSTAR | HRCU-A-CB (Split System: Heat Pump with Remote Outdoor Unit-Air-Source) | T5H0V24*K*AAA* |  |  | EA*5X37M21A*+WALLCON | *80CSU0601716B* | 24200 | 17.5 | 9 | 23200 | 16300 | 70.26% | 2.02 | 0 | 10.5 |  |  |  | No | R-454B | 2.0167 | Residential & Commercial | Ducted CEE Tier 1
213077946 | Central HP <5.4 tons | BRYANT HEATING AND COOLING SYSTEMS | HRCU-A-CB (Split System: Heat Pump with Remote Outdoor Unit-Air-Source) | 38MURAQ36AB3* |  |  | CAP**3721AL* | 8(0,1)*SB36070M17*** | 36200 | 16 | 8.5 | 38000 | 34800 | 91.58% | 2.04 | 0 | 10 |  |  |  | No | R-410A | 3.0167 | Residential & Commercial | Ducted CEE Tier 1
213078023 | Central HP <5.4 tons | BRYANT HEATING AND COOLING SYSTEMS | HRCU-A-CB (Split System: Heat Pump with Remote Outdoor Unit-Air-Source) | 38MURAQ36AB3* |  |  | CNPV*4821AL* | 8(0,1)*SB36070M17*** | 35600 | 16.5 | 8.1 | 38500 | 34800 | 90.39% | 1.98 | 0 | 10 |  |  |  | No | R-410A | 2.9667 | Residential & Commercial | Ducted CEE Tier 1
206765037 | Central HP <5.4 tons | CARRIER | HRCU-A-CB (Split System: Heat Pump with Remote Outdoor Unit-Air-Source) | 25VNA837A*031* |  |  | CNPV*4824AL*+UI | 59MN7B120C24**22 | 32400 | 17.5 | 8.1 | 33000 | 24800 | 75.15% | 1.96 | 12 | 11.5 |  |  |  | No | R-410A | 2.7 | Residential & Commercial | Ducted CEE Tier 1
206765062 | Central HP <5.4 tons | CARRIER | HRCU-A-CB (Split System: Heat Pump with Remote Outdoor Unit-Air-Source) | 25VNA837A*031* |  |  | CSPH*4212AL*+UI | 58TN*A070C17**16 | 32400 | 16.5 | 8.1 | 33200 | 25000 | 75.3% | 1.94 | 11.5 | 11 |  |  |  | No | R-410A | 2.7 | Residential & Commercial | Ducted CEE Tier 1
206765098 | Central HP <5.4 tons | CARRIER | HRCU-A-CB (Split System: Heat Pump with Remote Outdoor Unit-Air-Source) | 25VNA837A*031* |  |  | CSPH*4812AL*+UI | 59MN7B060C21**20 | 32400 | 16.5 | 8.1 | 33200 | 25200 | 75.9% | 1.94 | 11.5 | 11 |  |  |  | No | R-410A | 2.7 | Residential & Commercial | Ducted CEE Tier 1
206765114 | Central HP <5.4 tons | CARRIER | HRCU-A-CB (Split System: Heat Pump with Remote Outdoor Unit-Air-Source) | 25VNA837A*031* |  |  | CAP**4821AL*+UI | 58CU*A100C21**20 | 32200 | 17 | 8.1 | 32600 | 25000 | 76.69% | 1.96 | 11.5 | 11 |  |  |  | No | R-410A | 2.6833 | Residential & Commercial | Ducted CEE Tier 1
214066886 | Central HP <5.4 tons | FRIEDRICH | HRCU-A-CB (Split System: Heat Pump with Remote Outdoor Unit-Air-Source) | RD17AZ36AJ3N |  |  | TCFZ3621MTANM | FR962V0855A21M4 | 34200 | 18 | 8.1 | 34200 | 29600 | 86.55% | 1.9 | 0 | 10 |  |  |  | No | R-410A | 2.85 | Residential & Commercial | Ducted CEE Tier 1
203118199 | Central HP <5.4 tons | TRANE | HRCU-A-CB (Split System: Heat Pump with Remote Outdoor Unit-Air-Source) | 4TWA7048A3 |  |  | 4TXCD010DS3 | S8X2D120M5PTA | 47500 | 16.5 | 8.1 | 48000 | 48000 | 100% | 3.6 | 13 | 12 |  |  |  | No | R-410A | 3.9583 | Residential & Commercial | Ducted CEE Tier 1
213077882 | Central HP <5.4 tons | DAY & NIGHT | HRCU-A-CB (Split System: Heat Pump with Remote Outdoor Unit-Air-Source) | DLCURAH36ABK |  |  | EA*4X37L17A* | *80MS(N,L)0701412A* | 36000 | 15.5 | 8.5 | 38500 | 35000 | 90.91% | 2 | 0 | 10 |  |  |  | No | R-410A | 3 | Residential & Commercial | Ducted CEE Tier 1
213077060 | Central HP <5.4 tons | DAY & NIGHT | HRCU-A-CB (Split System: Heat Pump with Remote Outdoor Unit-Air-Source) | DLCURAH36ABK |  |  | EA*4X42L21A* | *96VSN0802120B* | 35600 | 16 | 8.1 | 38500 | 35200 | 91.43% | 1.9 | 0 | 10 |  |  |  | No | R-410A | 2.9667 | Residential & Commercial | Ducted CEE Tier 1
212969958 | Central HP <5.4 tons | AIRQUEST | HRCU-A-CB (Split System: Heat Pump with Remote Outdoor Unit-Air-Source) | DLCURAH36ABK |  |  | END4X42L17** | *80VSL0451412B* | 35400 | 16 | 8.1 | 38500 | 35000 | 90.91% | 1.94 | 0 | 10 |  |  |  | No | R-410A | 2.95 | Residential & Commercial | Ducted CEE Tier 1
212970401 | Central HP <5.4 tons | DAY & NIGHT | HRCU-A-CB (Split System: Heat Pump with Remote Outdoor Unit-Air-Source) | DLCURAH36ABK |  |  | EA*4X37L21A* | *80VSL0701716B* | 36400 | 16 | 8.5 | 38000 | 35000 | 92.11% | 2.06 | 0 | 10 |  |  |  | No | R-410A | 3.0333 | Residential & Commercial | Ducted CEE Tier 1
213079935 | Central HP <5.4 tons | DAY & NIGHT | HRCU-A-CB (Split System: Heat Pump with Remote Outdoor Unit-Air-Source) | DLCURAH36ABK |  |  | EA*4X48L24A* | *92MSN1202420A* | 36200 | 16 | 8.5 | 38000 | 34800 | 91.58% | 2.04 | 0 | 10 |  |  |  | No | R-410A | 3.0167 | Residential & Commercial | Ducted CEE Tier 1
213080285 | Central HP <5.4 tons | DAY & NIGHT | HRCU-A-CB (Split System: Heat Pump with Remote Outdoor Unit-Air-Source) | DLCURAH36ABK |  |  | EA*4X37L21A* | *96MSN1002120A* | 36600 | 16 | 8.5 | 38500 | 34800 | 90.39% | 2.1 | 0 | 10 |  |  |  | No | R-410A | 3.05 | Residential & Commercial | Ducted CEE Tier 1
213080496 | Central HP <5.4 tons | DAY & NIGHT | HRCU-A-CB (Split System: Heat Pump with Remote Outdoor Unit-Air-Source) | DLCURAH36ABK |  |  | EN(A,D)4X48L24** | *96MSN1402422A* | 35800 | 16.5 | 8.1 | 38500 | 35000 | 90.91% | 2 | 0 | 10 |  |  |  | No | R-410A | 2.9833 | Residential & Commercial | Ducted CEE Tier 1
211240590 | Central HP <5.4 tons | DAY & NIGHT | HRCU-A-CB (Split System: Heat Pump with Remote Outdoor Unit-Air-Source) | DLCURAH24ABK |  |  | EA*4X24L17A* | *96VTN0401410A* | 23400 | 15.5 | 8.5 | 26800 | 24800 | 92.54% | 2.04 | 0 | 10 |  |  |  | No | R-410A | 1.95 | Residential & Commercial | Ducted CEE Tier 1
211240756 | Central HP <5.4 tons | DAY & NIGHT | HRCU-A-CB (Split System: Heat Pump with Remote Outdoor Unit-Air-Source) | DLCURAH24ABK |  |  | EA*4X24L17A* | *80ES(N,L)0701412A* | 24000 | 16.5 | 8.5 | 26800 | 23800 | 88.81% | 1.96 | 0 | 10 |  |  |  | No | R-410A | 2 | Residential & Commercial | Ducted CEE Tier 1
211240841 | Central HP <5.4 tons | DAY & NIGHT | HRCU-A-CB (Split System: Heat Pump with Remote Outdoor Unit-Air-Source) | DLCURAH24ABK |  |  | EA*4X25L17A* | *96VSN0401712A* | 23800 | 16 | 8.1 | 25200 | 21800 | 86.51% | 1.82 | 0 | 10 |  |  |  | No | R-410A | 1.9833 | Residential & Commercial | Ducted CEE Tier 1
211240859 | Central HP <5.4 tons | DAY & NIGHT | HRCU-A-CB (Split System: Heat Pump with Remote Outdoor Unit-Air-Source) | DLCURAH24ABK |  |  | EA*4X25L17A* | *96VSN0801716A* | 24800 | 17 | 8.5 | 25600 | 21200 | 82.81% | 1.78 | 0 | 10.5 |  |  |  | No | R-410A | 2.0667 | Residential & Commercial | Ducted CEE Tier 1
211240908 | Central HP <5.4 tons | DAY & NIGHT | HRCU-A-CB (Split System: Heat Pump with Remote Outdoor Unit-Air-Source) | DLCURAH24ABK |  |  | EA*4X25L17A* | *80VSL0451716A* | 24800 | 16.5 | 8.5 | 25600 | 21200 | 82.81% | 1.78 | 0 | 10 |  |  |  | No | R-410A | 2.0667 | Residential & Commercial | Ducted CEE Tier 1
212975678 | Central HP <5.4 tons | DAY & NIGHT | HRCU-A-CB (Split System: Heat Pump with Remote Outdoor Unit-Air-Source) | DLCURAH24ABK |  |  | EA*4X30L17A* | *96VTN0601412B* | 23400 | 16.5 | 8.5 | 26400 | 24800 | 93.94% | 2.06 | 0 | 10 |  |  |  | No | R-410A | 1.95 | Residential & Commercial | Ducted CEE Tier 1
212972957 | Central HP <5.4 tons | DAY & NIGHT | HRCU-A-CB (Split System: Heat Pump with Remote Outdoor Unit-Air-Source) | DLCURAH24ABK |  |  | EA*4X37L17A* | *96VSN0401410B* | 23800 | 16.5 | 8.5 | 25600 | 22600 | 88.28% | 1.86 | 0 | 10 |  |  |  | No | R-410A | 1.9833 | Residential & Commercial | Ducted CEE Tier 1
215935733 | Central HP <5.4 tons | TEMPSTAR | HRCU-A-CB (Split System: Heat Pump with Remote Outdoor Unit-Air-Source) | T5H3V36*K*AAA* |  |  | EVD5X36M21A*+WALLCON | *97CMN0801714B* | 34200 | 20.5 | 8.5 | 39000 | 28600 | 73.33% | 2.02 | 0 | 11.5 |  |  |  | No | R-454B | 2.85 | Residential & Commercial | Ducted CEE Tier 1
215936033 | Central HP <5.4 tons | TEMPSTAR | HRCU-A-CB (Split System: Heat Pump with Remote Outdoor Unit-Air-Source) | T5H3V36*K*AAA* |  |  | EVD5X42M21A*+WALLCON | *80CTL1102120B* | 34400 | 21 | 8.5 | 38500 | 28000 | 72.73% | 2.04 | 0 | 12 |  |  |  | No | R-454B | 2.8667 | Residential & Commercial | Ducted CEE Tier 1
215936333 | Central HP <5.4 tons | TEMPSTAR | HRCU-A-CB (Split System: Heat Pump with Remote Outdoor Unit-Air-Source) | T5H3V36*K*AAA* |  |  | EVD5X48M24A*+WALLCON | *80CTL1102120B* | 35200 | 21.5 | 8.5 | 38000 | 28200 | 74.21% | 2.04 | 0 | 12 |  |  |  | No | R-454B | 2.9333 | Residential & Commercial | Ducted CEE Tier 1
215935213 | Central HP <5.4 tons | TEMPSTAR | HRCU-A-CB (Split System: Heat Pump with Remote Outdoor Unit-Air-Source) | T5H3V36*K*AAA* |  |  | EVM5X60M21A*+WALLCON | *80CTL0901716B* | 35600 | 22 | 8.5 | 38000 | 28600 | 75.26% | 2.02 | 0 | 12 |  |  |  | No | R-454B | 2.9667 | Residential & Commercial | Ducted CEE Tier 1
215935313 | Central HP <5.4 tons | TEMPSTAR | HRCU-A-CB (Split System: Heat Pump with Remote Outdoor Unit-Air-Source) | T5H3V36*K*AAA* |  |  | EVM5X60M21A*+WALLCON | *96CTN0801714B* | 35400 | 21.5 | 8.5 | 38000 | 28800 | 75.79% | 2.02 | 0 | 12 |  |  |  | No | R-454B | 2.95 | Residential & Commercial | Ducted CEE Tier 1
215674383 | Central HP <5.4 tons | TEMPSTAR | HRCU-A-CB (Split System: Heat Pump with Remote Outdoor Unit-Air-Source) | T5H0V48*K*AAA* |  |  | EA*5X61M21A*+WALLCON | *80CTL1102120B* | 46000 | 18.5 | 9 | 47500 | 33600 | 70.74% | 2.06 | 0 | 10 |  |  |  | No | R-454B | 3.8333 | Residential & Commercial | Ducted CEE Tier 1
210596299 | Central HP <5.4 tons | BRYANT HEATING AND COOLING SYSTEMS | HRCU-A-CB (Split System: Heat Pump with Remote Outdoor Unit-Air-Source) | 288BNV025*0**B* |  |  | CAP**4221AL*+UI | 88*TA48090C17*** | 23800 | 17.5 | 8.1 | 21400 | 16500 | 77.1% | 1.98 | 0 | 11 |  |  |  | No | R-410A | 1.9833 | Residential & Commercial | Ducted CEE Tier 1
210596301 | Central HP <5.4 tons | BRYANT HEATING AND COOLING SYSTEMS | HRCU-A-CB (Split System: Heat Pump with Remote Outdoor Unit-Air-Source) | 288BNV025*0**B* |  |  | CAP**4221AL*+UI | 935CA60080C21*** | 23800 | 16.5 | 8.1 | 21400 | 16600 | 77.57% | 1.96 | 0 | 11 |  |  |  | No | R-410A | 1.9833 | Residential & Commercial | Ducted CEE Tier 1
210596316 | Central HP <5.4 tons | BRYANT HEATING AND COOLING SYSTEMS | HRCU-A-CB (Split System: Heat Pump with Remote Outdoor Unit-Air-Source) | 288BNV025*0**B* |  |  | CAP**4224AL*+UI | 987MB60060C21*** | 23600 | 16.5 | 8.1 | 21400 | 16700 | 78.04% | 1.96 | 0 | 11 |  |  |  | No | R-410A | 1.9667 | Residential & Commercial | Ducted CEE Tier 1
210596401 | Central HP <5.4 tons | BRYANT HEATING AND COOLING SYSTEMS | HRCU-A-CB (Split System: Heat Pump with Remote Outdoor Unit-Air-Source) | 288BNV025*0**B* |  |  | CNPV*4821AL*+UI | 987MB60060C21*** | 24000 | 16.5 | 8.1 | 21400 | 16700 | 78.04% | 2 | 0 | 11 |  |  |  | No | R-410A | 2 | Residential & Commercial | Ducted CEE Tier 1
214650178 | Central HP <5.4 tons | YORK | HRCU-A-CB (Split System: Heat Pump with Remote Outdoor Unit-Air-Source) | HH824E2S11 |  |  | CTU36B5XDS1+TXV | Y91E080B12SMPS1 | 23000 | 18 | 9.5 | 23000 | 18600 | 80.87% | 2 | 0 | 12 |  |  |  | No | R-454B | 1.9167 | Residential & Commercial | Ducted CEE Tier 1
214650360 | Central HP <5.4 tons | YORK | HRCU-A-CB (Split System: Heat Pump with Remote Outdoor Unit-Air-Source) | HH824E2S11 |  |  | CTU36B5XDS1+TXV | TM9V080B12MP12 | 23000 | 18 | 9.5 | 23000 | 18400 | 80% | 2 | 0 | 12 |  |  |  | No | R-454B | 1.9167 | Residential & Commercial | Ducted CEE Tier 1
214650477 | Central HP <5.4 tons | YORK | HRCU-A-CB (Split System: Heat Pump with Remote Outdoor Unit-Air-Source) | HH824E2S11 |  |  | CTU36B5XDS1+TXV | TM9Y080B12MP11 | 23000 | 18 | 9.5 | 23000 | 18600 | 80.87% | 2 | 0 | 12 |  |  |  | No | R-454B | 1.9167 | Residential & Commercial | Ducted CEE Tier 1
214650510 | Central HP <5.4 tons | YORK | HRCU-A-CB (Split System: Heat Pump with Remote Outdoor Unit-Air-Source) | HH824E2S11 |  |  | CTU36B5XDS1+TXV | Y81E100B12SMPS1 | 23000 | 19 | 9.5 | 23000 | 18800 | 81.74% | 2 | 0 | 12 |  |  |  | No | R-454B | 1.9167 | Residential & Commercial | Ducted CEE Tier 1
214650091 | Central HP <5.4 tons | YORK | HRCU-A-CB (Split System: Heat Pump with Remote Outdoor Unit-Air-Source) | HH824E2S11 |  |  | CTU30B5XCS1+TXV | TPLC080B12MP13 | 23000 | 17 | 9.5 | 23000 | 17900 | 77.83% | 2 | 0 | 12 |  |  |  | No | R-454B | 1.9167 | Residential & Commercial | Ducted CEE Tier 1
214650493 | Central HP <5.4 tons | YORK | HRCU-A-CB (Split System: Heat Pump with Remote Outdoor Unit-Air-Source) | HH824E2S11 |  |  | CTU36B5XDS1+TXV | TMLE100B12MP11 | 23000 | 18 | 9.5 | 23000 | 18900 | 82.17% | 2 | 0 | 12 |  |  |  | No | R-454B | 1.9167 | Residential & Commercial | Ducted CEE Tier 1
212986908 | Central HP <5.4 tons | BRYANT HEATING AND COOLING SYSTEMS | HRCU-A-CB (Split System: Heat Pump with Remote Outdoor Unit-Air-Source) | 38MURAQ24AB3* |  |  | CAP**3617AL* | 916SA36060M14*** | 23600 | 16.5 | 8.5 | 26200 | 23800 | 90.84% | 1.98 | 0 | 10 |  |  |  | No | R-410A | 1.9667 | Residential & Commercial | Ducted CEE Tier 1
212987376 | Central HP <5.4 tons | BRYANT HEATING AND COOLING SYSTEMS | HRCU-A-CB (Split System: Heat Pump with Remote Outdoor Unit-Air-Source) | 38MURAQ24AB3* |  |  | CAP**2517AL* | 916SA48080M17*** | 24400 | 17 | 8.5 | 25200 | 21600 | 85.71% | 1.8 | 0 | 10 |  |  |  | No | R-410A | 2.0333 | Residential & Commercial | Ducted CEE Tier 1
212987412 | Central HP <5.4 tons | BRYANT HEATING AND COOLING SYSTEMS | HRCU-A-CB (Split System: Heat Pump with Remote Outdoor Unit-Air-Source) | 38MURAQ24AB3* |  |  | CAP**3621AL* | 916SA48080M17*** | 23400 | 17 | 8.5 | 26000 | 24200 | 93.08% | 2.02 | 0 | 10 |  |  |  | No | R-410A | 1.95 | Residential & Commercial | Ducted CEE Tier 1
212989250 | Central HP <5.4 tons | BRYANT HEATING AND COOLING SYSTEMS | HRCU-A-CB (Split System: Heat Pump with Remote Outdoor Unit-Air-Source) | 38MURAQ24AB3* |  |  | CNPV*3621AL* | 935SB48060M17*** | 23600 | 17 | 8.5 | 26400 | 24400 | 92.42% | 2.02 | 0 | 10.5 |  |  |  | No | R-410A | 1.9667 | Residential & Commercial | Ducted CEE Tier 1
212984638 | Central HP <5.4 tons | BRYANT HEATING AND COOLING SYSTEMS | HRCU-A-CB (Split System: Heat Pump with Remote Outdoor Unit-Air-Source) | 38MURAQ24AB3* |  |  | CAP**3721AL* | 912SE48080M17*** | 24200 | 17.5 | 8.5 | 25000 | 21400 | 85.6% | 1.8 | 0 | 10.5 |  |  |  | No | R-410A | 2.0167 | Residential & Commercial | Ducted CEE Tier 1
215934606 | Central HP <5.4 tons | HEIL | HRCU-A-CB (Split System: Heat Pump with Remote Outdoor Unit-Air-Source) | H5H3V48*K*AAA* |  |  | ESH5X60M12A*+WALLCON | *96CTN0801714B* | 43500 | 19.5 | 9 | 49000 | 35600 | 72.65% | 1.92 | 0 | 11.5 |  |  |  | No | R-454B | 3.625 | Residential & Commercial | Ducted CEE Tier 1
214719807 | Central HP <5.4 tons | YORK | HRCU-A-CB (Split System: Heat Pump with Remote Outdoor Unit-Air-Source) | HH860E2S11 |  |  | CTU60C5XGS1+TXV | TM9E100C16MP12 | 44500 | 18 | 9 | 46000 | 34400 | 74.78% | 2 | 0 | 11 |  |  |  | No | R-454B | 3.7083 | Residential & Commercial | Ducted CEE Tier 1
214650100 | Central HP <5.4 tons | YORK | HRCU-A-CB (Split System: Heat Pump with Remote Outdoor Unit-Air-Source) | HH860E2S11 |  |  | CTU60D5XGS1+TXV | TM9E120D20MP12 | 45000 | 17 | 9 | 47000 | 35000 | 74.47% | 2 | 0 | 11 |  |  |  | No | R-454B | 3.75 | Residential & Commercial | Ducted CEE Tier 1
210533100 | Central HP <5.4 tons | CARRIER | HRCU-A-CB (Split System: Heat Pump with Remote Outdoor Unit-Air-Source) | 25VNA424A*031* |  |  | CSPH*3012AL*+UI | 58TN*A070C14**12 | 23400 | 20.5 | 9 | 27000 | 19900 | 73.7% | 2.46 | 0 | 12.5 |  |  |  | No | R-410A | 1.95 | Residential & Commercial | Ducted CEE Tier 1
214719742 | Central HP <5.4 tons | YORK | HRCU-A-CB (Split System: Heat Pump with Remote Outdoor Unit-Air-Source) | HH860E2S11 |  |  | CTU60C5XGS1+TXV | TM9E080C20MP12 | 44500 | 17 | 9 | 45000 | 33800 | 75.11% | 2 | 0 | 11.7 |  |  |  | No | R-454B | 3.7083 | Residential & Commercial | Ducted CEE Tier 1
214719743 | Central HP <5.4 tons | YORK | HRCU-A-CB (Split System: Heat Pump with Remote Outdoor Unit-Air-Source) | HH860E2S11 |  |  | CTU60C5XGS1+TXV | TL9E080C16UH11 | 44500 | 18 | 9 | 45500 | 33800 | 74.29% | 2 | 0 | 11 |  |  |  | No | R-454B | 3.7083 | Residential & Commercial | Ducted CEE Tier 1
206764324 | Central HP <5.4 tons | CARRIER | HRCU-A-CB (Split System: Heat Pump with Remote Outdoor Unit-Air-Source) | 25VNA825A*032* |  |  | CAP**3617AL*+UI | 59TN6B060C17**14 | 23400 | 16 | 8.1 | 21600 | 16800 | 77.78% | 1.92 | 11 | 10.5 |  |  |  | No | R-410A | 1.95 | Residential & Commercial | Ducted CEE Tier 1
206764359 | Central HP <5.4 tons | CARRIER | HRCU-A-CB (Split System: Heat Pump with Remote Outdoor Unit-Air-Source) | 25VNA825A*032* |  |  | CAP**3721AL*+UI | 59MN7B060C17**14 | 24200 | 16 | 8.1 | 21200 | 16800 | 79.25% | 2 | 11 | 11 |  |  |  | No | R-410A | 2.0167 | Residential & Commercial | Ducted CEE Tier 1
216013288 | Central HP <5.4 tons | YORK | HRCU-A-CB (Split System: Heat Pump with Remote Outdoor Unit-Air-Source) | HH824E2S11 |  |  | JHE36B5AD2SS1 |  | 23000 | 19 | 9.5 | 23000 | 18500 | 80.43% | 2 | 0 | 12 |  |  |  | No | R-454B | 1.9167 | Residential & Commercial | Ducted CEE Tier 1
203119152 | Central HP <5.4 tons | TRANE | HRCU-A-CB (Split System: Heat Pump with Remote Outdoor Unit-Air-Source) | 4TWA7048A3 |  |  | 4TXFH064AZ3 | S8X2D120M5PTA | 47500 | 16.5 | 8.1 | 48000 | 48000 | 100% | 3.6 | 13 | 12 |  |  |  | No | R-410A | 3.9583 | Residential & Commercial | Ducted CEE Tier 1
215935540 | Central HP <5.4 tons | DAY & NIGHT | HRCU-A-CB (Split System: Heat Pump with Remote Outdoor Unit-Air-Source) | C5H3V36*K*AAA* |  |  | EVD5X30M17A*+WALLCON | *96CTN0601714B* | 34000 | 20 | 8.1 | 38000 | 27200 | 71.58% | 2 | 0 | 11 |  |  |  | No | R-454B | 2.8333 | Residential & Commercial | Ducted CEE Tier 1
206764892 | Central HP <5.4 tons | CARRIER | HRCU-A-CB (Split System: Heat Pump with Remote Outdoor Unit-Air-Source) | 25VNA837A*031* |  |  | CAP**3621AL*+UI | 59MN7B080C17**14 | 31400 | 17 | 8.1 | 33400 | 24600 | 73.65% | 1.84 | 11 | 11 |  |  |  | No | R-410A | 2.6167 | Residential & Commercial | Ducted CEE Tier 1
213771511 | Central HP <5.4 tons | DAY & NIGHT | HRCU-A-CB (Split System: Heat Pump with Remote Outdoor Unit-Air-Source) | CVH825GKA2* |  |  | EA*4X43L21A*+WALLCON | *97CMN0801714B* | 24400 | 16.5 | 8.1 | 21200 | 16700 | 78.77% | 2.02 | 0 | 11 |  |  |  | No | R-410A | 2.0333 | Residential & Commercial | Ducted CEE Tier 1
215940843 | Central HP <5.4 tons | TEMPSTAR | HRCU-A-CB (Split System: Heat Pump with Remote Outdoor Unit-Air-Source) | T5H3V36*K*AAA* |  |  | EVD5X60M21A*+WALLCON | *97CTN0601716A* | 35200 | 21 | 8.5 | 38500 | 29200 | 75.84% | 2 | 0 | 11.7 |  |  |  | No | R-454B | 2.9333 | Residential & Commercial | Ducted CEE Tier 1
215942629 | Central HP <5.4 tons | TEMPSTAR | HRCU-A-CB (Split System: Heat Pump with Remote Outdoor Unit-Air-Source) | T5H3V36*K*AAA* |  |  | EVD5X61M21A*+WALLCON | *96CTN0802120B* | 35800 | 22 | 8.5 | 37400 | 28400 | 75.94% | 2.04 | 0 | 12.5 |  |  |  | No | R-454B | 2.9833 | Residential & Commercial | Ducted CEE Tier 1
211260399 | Central HP <5.4 tons | BRYANT HEATING AND COOLING SYSTEMS | HRCU-A-CB (Split System: Heat Pump with Remote Outdoor Unit-Air-Source) | 38MURAQ18AB3* |  |  | CAP**2417AL* | 82*TA36070V14*** | 17700 | 16.5 | 8.5 | 18500 | 19100 | 103.2% | 2.3 | 0 | 10.5 |  |  |  | No | R-410A | 1.475 | Residential & Commercial | Ducted CEE Tier 1
211260481 | Central HP <5.4 tons | BRYANT HEATING AND COOLING SYSTEMS | HRCU-A-CB (Split System: Heat Pump with Remote Outdoor Unit-Air-Source) | 38MURAQ18AB3* |  |  | CAP**2417AL* | 926TB30040V14*** | 17400 | 16 | 8.5 | 18300 | 19200 | 104.9% | 2.3 | 0 | 10.5 |  |  |  | No | R-410A | 1.45 | Residential & Commercial | Ducted CEE Tier 1
215681468 | Central HP <5.4 tons | COMFORTMAKER | HRCU-A-CB (Split System: Heat Pump with Remote Outdoor Unit-Air-Source) | C5H0V48*K*AAA* |  |  | EA*5X61M21A*+WALLCON | *80CSU0802120B* | 46000 | 18 | 9 | 47500 | 33400 | 70.32% | 2.08 | 0 | 10 |  |  |  | No | R-454B | 3.8333 | Residential & Commercial | Ducted CEE Tier 1
214075579 | Central HP <5.4 tons | FRIEDRICH | HRCU-A-CB (Split System: Heat Pump with Remote Outdoor Unit-Air-Source) | RD17AZ24AJ3N |  |  | TCFZ2417MTANM | FR921V0603A17M4 | 22600 | 17 | 9.5 | 22600 | 17000 | 75.22% | 2 | 0 | 10 |  |  |  | No | R-410A | 1.8833 | Residential & Commercial | Ducted CEE Tier 1
216551730 | Central HP <5.4 tons | FRIEDRICH | HRCU-A-CB (Split System: Heat Pump with Remote Outdoor Unit-Air-Source) | FRP19AY24AJVC |  |  | RCFY2421HEAAM | FR962V0703A17M4 | 22800 | 20 | 10 | 22800 | 18600 | 81.58% | 1.8 | 0 | 12 |  |  |  | No | R-454B | 1.9 | Residential & Commercial | Ducted CEE Tier 1
214075443 | Central HP <5.4 tons | FRIEDRICH | HRCU-A-CB (Split System: Heat Pump with Remote Outdoor Unit-Air-Source) | RD17AZ24AJ3N |  |  | TCFZ2417MTANM | FR802V0504A17UHS | 22600 | 17 | 9.5 | 22600 | 16900 | 74.78% | 2 | 0 | 11.2 |  |  |  | No | R-410A | 1.8833 | Residential & Commercial | Ducted CEE Tier 1
215932146 | Central HP <5.4 tons | HEIL | HRCU-A-CB (Split System: Heat Pump with Remote Outdoor Unit-Air-Source) | H5H3V36*K*AAA* |  |  | EA*5X37M17A*+WALLCON | *96CTN0401410B* | 32200 | 17.5 | 9 | 34000 | 26200 | 77.06% | 1.96 | 0 | 10.5 |  |  |  | No | R-454B | 2.6833 | Residential & Commercial | Ducted CEE Tier 1
215678228 | Central HP <5.4 tons | COMFORTMAKER | HRCU-A-CB (Split System: Heat Pump with Remote Outdoor Unit-Air-Source) | C5H0V24*K*AAA* |  |  | EA*5X25M17A*+WALLCON | *80CSU0401712B* | 24000 | 17 | 9 | 23200 | 16300 | 70.26% | 2.02 | 0 | 10.5 |  |  |  | No | R-454B | 2 | Residential & Commercial | Ducted CEE Tier 1
215678378 | Central HP <5.4 tons | COMFORTMAKER | HRCU-A-CB (Split System: Heat Pump with Remote Outdoor Unit-Air-Source) | C5H0V24*K*AAA* |  |  | EA*5X37M17A*+WALLCON | *97CTN0801716A* | 23800 | 17 | 9 | 23400 | 16500 | 70.51% | 2 | 0 | 10 |  |  |  | No | R-454B | 1.9833 | Residential & Commercial | Ducted CEE Tier 1
213080746 | Central HP <5.4 tons | DAY & NIGHT | HRCU-A-CB (Split System: Heat Pump with Remote Outdoor Unit-Air-Source) | DLCURAH36ABK |  |  | END4X42L17** | *95MSU0601716A* | 35800 | 15.5 | 8.1 | 38500 | 35200 | 91.43% | 1.96 | 0 | 10 |  |  |  | No | R-410A | 2.9833 | Residential & Commercial | Ducted CEE Tier 1
213079349 | Central HP <5.4 tons | DAY & NIGHT | HRCU-A-CB (Split System: Heat Pump with Remote Outdoor Unit-Air-Source) | DLCURAH36ABK |  |  | EA*4X37L17A* | *92MSN0601412A* | 36200 | 15.2 | 8.5 | 38500 | 35200 | 91.43% | 2 | 0 | 10 |  |  |  | No | R-410A | 3.0167 | Residential & Commercial | Ducted CEE Tier 1
213078859 | Central HP <5.4 tons | DAY & NIGHT | HRCU-A-CB (Split System: Heat Pump with Remote Outdoor Unit-Air-Source) | DLCURAH36ABK |  |  | EA*4X37L21A* | *80MSU1002120A* | 36400 | 16 | 8.5 | 38000 | 34800 | 91.58% | 2.1 | 0 | 10 |  |  |  | No | R-410A | 3.0333 | Residential & Commercial | Ducted CEE Tier 1
216013289 | Central HP <5.4 tons | YORK | HRCU-A-CB (Split System: Heat Pump with Remote Outdoor Unit-Air-Source) | HH824E2S11 |  |  | CTM36B5ADS1+JMET08BS2N1 |  | 23000 | 18 | 9 | 23000 | 17800 | 77.39% | 2 | 0 | 12 |  |  |  | No | R-454B | 1.9167 | Residential & Commercial | Ducted CEE Tier 1
214650435 | Central HP <5.4 tons | YORK | HRCU-A-CB (Split System: Heat Pump with Remote Outdoor Unit-Air-Source) | HH824E2S11 |  |  | CTU36B5XDS1+TXV | TM9V060B12MP12 | 23000 | 18 | 9.5 | 23000 | 18800 | 81.74% | 2 | 0 | 12 |  |  |  | No | R-454B | 1.9167 | Residential & Commercial | Ducted CEE Tier 1
214650587 | Central HP <5.4 tons | YORK | HRCU-A-CB (Split System: Heat Pump with Remote Outdoor Unit-Air-Source) | HH824E2S11 |  |  | CTU30B5XCS1+TXV | TM9E080B12MP12 | 23000 | 17 | 9.5 | 23000 | 19400 | 84.35% | 2 | 0 | 11.7 |  |  |  | No | R-454B | 1.9167 | Residential & Commercial | Ducted CEE Tier 1
214650652 | Central HP <5.4 tons | YORK | HRCU-A-CB (Split System: Heat Pump with Remote Outdoor Unit-Air-Source) | HH824E2S11 |  |  | CTU30B5XCS1+TXV | TP9C080B12MP13 | 23000 | 17 | 9.5 | 23000 | 18200 | 79.13% | 2 | 0 | 12 |  |  |  | No | R-454B | 1.9167 | Residential & Commercial | Ducted CEE Tier 1
214650656 | Central HP <5.4 tons | YORK | HRCU-A-CB (Split System: Heat Pump with Remote Outdoor Unit-Air-Source) | HH824E2S11 |  |  | CTU30B5XCS1+TXV | YP9C080B12MP13 | 23000 | 17 | 9.5 | 23000 | 18200 | 79.13% | 2 | 0 | 12 |  |  |  | No | R-454B | 1.9167 | Residential & Commercial | Ducted CEE Tier 1
214650174 | Central HP <5.4 tons | YORK | HRCU-A-CB (Split System: Heat Pump with Remote Outdoor Unit-Air-Source) | HH824E2S11 |  |  | CTU36B5XDS1+TXV | YPLC080B12MP13 | 23000 | 18 | 9 | 23000 | 18500 | 80.43% | 2 | 0 | 12 |  |  |  | No | R-454B | 1.9167 | Residential & Commercial | Ducted CEE Tier 1
214243147 | Central HP <5.4 tons | HEIL | HRCU-A-CB (Split System: Heat Pump with Remote Outdoor Unit-Air-Source) | HVH825GKA2* |  |  | EN(A,D,W)4X48L21**+WALLCON | *97CMN0801714B* | 24000 | 16.5 | 8.1 | 21400 | 16600 | 77.57% | 2 | 0 | 11 |  |  |  | No | R-410A | 2 | Residential & Commercial | Ducted CEE Tier 1
213077486 | Central HP <5.4 tons | BRYANT HEATING AND COOLING SYSTEMS | HRCU-A-CB (Split System: Heat Pump with Remote Outdoor Unit-Air-Source) | 38MURAQ36AB3* |  |  | CAP**3721AL* | 926TC60080V21*** | 36600 | 16 | 8.5 | 38000 | 34800 | 91.58% | 2.06 | 0 | 10 |  |  |  | No | R-410A | 3.05 | Residential & Commercial | Ducted CEE Tier 1
213077563 | Central HP <5.4 tons | BRYANT HEATING AND COOLING SYSTEMS | HRCU-A-CB (Split System: Heat Pump with Remote Outdoor Unit-Air-Source) | 38MURAQ36AB3* |  |  | CNPV*4821AL* | 926TC60080V21*** | 35600 | 16.5 | 8.1 | 38500 | 34800 | 90.39% | 1.98 | 0 | 10 |  |  |  | No | R-410A | 2.9667 | Residential & Commercial | Ducted CEE Tier 1
213077722 | Central HP <5.4 tons | BRYANT HEATING AND COOLING SYSTEMS | HRCU-A-CB (Split System: Heat Pump with Remote Outdoor Unit-Air-Source) | 38MURAQ36AB3* |  |  | CAP**4221AL* | 926TC66100V21*** | 35400 | 16.5 | 8.1 | 38500 | 35000 | 90.91% | 1.88 | 0 | 10 |  |  |  | No | R-410A | 2.95 | Residential & Commercial | Ducted CEE Tier 1
213078206 | Central HP <5.4 tons | BRYANT HEATING AND COOLING SYSTEMS | HRCU-A-CB (Split System: Heat Pump with Remote Outdoor Unit-Air-Source) | 38MURAQ36AB3* |  |  | CAP**4321AL* | 8(0,1)*SB48070M21*** | 36400 | 16 | 8.5 | 38000 | 34800 | 91.58% | 2.06 | 0 | 10 |  |  |  | No | R-410A | 3.0333 | Residential & Commercial | Ducted CEE Tier 1
212973857 | Central HP <5.4 tons | DAY & NIGHT | HRCU-A-CB (Split System: Heat Pump with Remote Outdoor Unit-Air-Source) | DLCURAH24ABK |  |  | EA*4X36L17A* | *96VSN0801716B* | 23600 | 17 | 8.5 | 26000 | 24200 | 93.08% | 2.02 | 0 | 10 |  |  |  | No | R-410A | 1.9667 | Residential & Commercial | Ducted CEE Tier 1
212974327 | Central HP <5.4 tons | DAY & NIGHT | HRCU-A-CB (Split System: Heat Pump with Remote Outdoor Unit-Air-Source) | DLCURAH24ABK |  |  | EA*4X37L21A* | *96VSN1002120B* | 24800 | 17.5 | 8.5 | 25600 | 21200 | 82.81% | 1.8 | 0 | 10.5 |  |  |  | No | R-410A | 2.0667 | Residential & Commercial | Ducted CEE Tier 1
212976087 | Central HP <5.4 tons | AIRQUEST | HRCU-A-CB (Split System: Heat Pump with Remote Outdoor Unit-Air-Source) | DLCURAH24ABK |  |  | EN(A,D)4X24L17** | *96VTN0801716B* | 23400 | 16.5 | 8.5 | 27000 | 24800 | 91.85% | 2.04 | 0 | 10 |  |  |  | No | R-410A | 1.95 | Residential & Commercial | Ducted CEE Tier 1
212969771 | Central HP <5.4 tons | DAY & NIGHT | HRCU-A-CB (Split System: Heat Pump with Remote Outdoor Unit-Air-Source) | DLCURAH24ABK |  |  | EA*4X30L17A* | *80VSL0451412B* | 23400 | 17 | 8.5 | 26200 | 24800 | 94.66% | 2.08 | 0 | 10 |  |  |  | No | R-410A | 1.95 | Residential & Commercial | Ducted CEE Tier 1
212986862 | Central HP <5.4 tons | COMFORTMAKER | HRCU-A-CB (Split System: Heat Pump with Remote Outdoor Unit-Air-Source) | DLCURAH24ABK |  |  | EA*4X24L14A* | *96MSN0601412A* | 23200 | 16.5 | 8.5 | 27000 | 26400 | 97.78% | 2.22 | 0 | 10 |  |  |  | No | R-410A | 1.9333 | Residential & Commercial | Ducted CEE Tier 1
213079118 | Central HP <5.4 tons | BRYANT HEATING AND COOLING SYSTEMS | HRCU-A-CB (Split System: Heat Pump with Remote Outdoor Unit-Air-Source) | 38MURAQ36AB3* |  |  | CAP**4224AL* | 83*SB48060M17*** | 35200 | 16.5 | 8.1 | 38500 | 35000 | 90.91% | 1.88 | 0 | 10 |  |  |  | No | R-410A | 2.9333 | Residential & Commercial | Ducted CEE Tier 1
210596418 | Central HP <5.4 tons | BRYANT HEATING AND COOLING SYSTEMS | HRCU-A-CB (Split System: Heat Pump with Remote Outdoor Unit-Air-Source) | 288BNV025*0**B* |  |  | CSPH*4212AL*+UI | 88*TA48090C17*** | 24200 | 16.5 | 8.1 | 21200 | 16500 | 77.83% | 2.02 | 0 | 11 |  |  |  | No | R-410A | 2.0167 | Residential & Commercial | Ducted CEE Tier 1
210596419 | Central HP <5.4 tons | BRYANT HEATING AND COOLING SYSTEMS | HRCU-A-CB (Split System: Heat Pump with Remote Outdoor Unit-Air-Source) | 288BNV025*0**B* |  |  | CSPH*4212AL*+UI | 88*TA66135C24*** | 24200 | 16 | 8.1 | 21400 | 16600 | 77.57% | 2 | 0 | 10.5 |  |  |  | No | R-410A | 2.0167 | Residential & Commercial | Ducted CEE Tier 1
212984686 | Central HP <5.4 tons | BRYANT HEATING AND COOLING SYSTEMS | HRCU-A-CB (Split System: Heat Pump with Remote Outdoor Unit-Air-Source) | 38MURAQ24AB3* |  |  | CNPV*3621AL* | 912SE48080M17*** | 23600 | 17.5 | 8.5 | 26200 | 24600 | 93.89% | 2.04 | 0 | 10.5 |  |  |  | No | R-410A | 1.9667 | Residential & Commercial | Ducted CEE Tier 1
212985359 | Central HP <5.4 tons | CARRIER | HRCU-A-CB (Split System: Heat Pump with Remote Outdoor Unit-Air-Source) | 38MURAQ24AB3* |  |  | CNPV*3621AL* | 59SC2E100M21**20 | 23600 | 17.5 | 8.5 | 26400 | 24200 | 91.67% | 2.02 | 0 | 10.5 |  |  |  | No | R-410A | 1.9667 | Residential & Commercial | Ducted CEE Tier 1
212970912 | Central HP <5.4 tons | DAY & NIGHT | HRCU-A-CB (Split System: Heat Pump with Remote Outdoor Unit-Air-Source) | DLCURAH18ABK |  |  | EN(A,D)4X18L14** | *80VTL0451412B* | 17400 | 16 | 8.5 | 18600 | 19700 | 105.9% | 2.38 | 0 | 10.5 |  |  |  | No | R-410A | 1.45 | Residential & Commercial | Ducted CEE Tier 1
212969531 | Central HP <5.4 tons | DAY & NIGHT | HRCU-A-CB (Split System: Heat Pump with Remote Outdoor Unit-Air-Source) | DLCURAH18ABK |  |  | EA*4X24L17A* | *80VSL0451412B* | 17700 | 16.5 | 8.5 | 18600 | 19300 | 103.8% | 2.32 | 0 | 10.5 |  |  |  | No | R-410A | 1.475 | Residential & Commercial | Ducted CEE Tier 1
204299445 | Central HP <5.4 tons | CARRIER | HRCU-A-CB (Split System: Heat Pump with Remote Outdoor Unit-Air-Source) | 25VNA837A*030* |  |  | CAP**4824AL*+UI | 59MN7B060C21**20 | 32200 | 17 | 8.1 | 32800 | 25200 | 76.83% | 1.96 | 11.5 | 11 |  |  |  | No | R-410A | 2.6833 | Residential & Commercial | Ducted CEE Tier 1
213078991 | Central HP <5.4 tons | DAY & NIGHT | HRCU-A-CB (Split System: Heat Pump with Remote Outdoor Unit-Air-Source) | DLCURAH36ABK |  |  | EA*4X37L21A* | *80MSU0401712A* | 36600 | 16 | 8.5 | 38500 | 34800 | 90.39% | 2.08 | 0 | 10 |  |  |  | No | R-410A | 3.05 | Residential & Commercial | Ducted CEE Tier 1
213079123 | Central HP <5.4 tons | DAY & NIGHT | HRCU-A-CB (Split System: Heat Pump with Remote Outdoor Unit-Air-Source) | DLCURAH36ABK |  |  | EA*4X42L24A* | *80MSU0601716A* | 35200 | 16.5 | 8.1 | 38500 | 35000 | 90.91% | 1.88 | 0 | 10 |  |  |  | No | R-410A | 2.9333 | Residential & Commercial | Ducted CEE Tier 1
213079759 | Central HP <5.4 tons | DAY & NIGHT | HRCU-A-CB (Split System: Heat Pump with Remote Outdoor Unit-Air-Source) | DLCURAH36ABK |  |  | EA*4X42L21A* | *92MSN1002120A* | 35200 | 16.5 | 8.1 | 38500 | 35000 | 90.91% | 1.88 | 0 | 10 |  |  |  | No | R-410A | 2.9333 | Residential & Commercial | Ducted CEE Tier 1
213077230 | Central HP <5.4 tons | DAY & NIGHT | HRCU-A-CB (Split System: Heat Pump with Remote Outdoor Unit-Air-Source) | DLCURAH36ABK |  |  | EN(A,D)4X48L24** | *96VSN1002120B* | 36000 | 16.5 | 8.1 | 38500 | 35000 | 90.91% | 2 | 0 | 10 |  |  |  | No | R-410A | 3 | Residential & Commercial | Ducted CEE Tier 1
213077630 | Central HP <5.4 tons | DAY & NIGHT | HRCU-A-CB (Split System: Heat Pump with Remote Outdoor Unit-Air-Source) | DLCURAH36ABK |  |  | EA*4X42L24A* | *96VTN1002120B* | 35400 | 16.5 | 8.1 | 38500 | 35000 | 90.91% | 1.88 | 0 | 10 |  |  |  | No | R-410A | 2.95 | Residential & Commercial | Ducted CEE Tier 1
214243247 | Central HP <5.4 tons | HEIL | HRCU-A-CB (Split System: Heat Pump with Remote Outdoor Unit-Air-Source) | HVH825GKA2* |  |  | EN(A,D)4X48L24**+WALLCON | *96CTN1002122B* | 24200 | 17 | 8.1 | 21200 | 16600 | 78.3% | 2.02 | 0 | 11.5 |  |  |  | No | R-410A | 2.0167 | Residential & Commercial | Ducted CEE Tier 1
206764321 | Central HP <5.4 tons | CARRIER | HRCU-A-CB (Split System: Heat Pump with Remote Outdoor Unit-Air-Source) | 25VNA825A*032* |  |  | CAP**3017AL*+UI | 58TN*A090C17**16 | 23600 | 17 | 8.1 | 21400 | 16600 | 77.57% | 1.92 | 11 | 11 |  |  |  | No | R-410A | 1.9667 | Residential & Commercial | Ducted CEE Tier 1
206764478 | Central HP <5.4 tons | CARRIER | HRCU-A-CB (Split System: Heat Pump with Remote Outdoor Unit-Air-Source) | 25VNA825A*032* |  |  | CAP**3717AL*+UI | 58CU*A040C17**12 | 24200 | 17 | 8.1 | 21400 | 16600 | 77.57% | 2 | 11.5 | 11 |  |  |  | No | R-410A | 2.0167 | Residential & Commercial | Ducted CEE Tier 1
206764480 | Central HP <5.4 tons | CARRIER | HRCU-A-CB (Split System: Heat Pump with Remote Outdoor Unit-Air-Source) | 25VNA825A*032* |  |  | CAP**3721AL*+UI | 58CU*A040C17**12 | 24400 | 17 | 8.5 | 21200 | 16600 | 78.3% | 2.02 | 11.5 | 11 |  |  |  | No | R-410A | 2.0333 | Residential & Commercial | Ducted CEE Tier 1
215853297 | Central HP <5.4 tons | YORK | HRCU-A-CB (Split System: Heat Pump with Remote Outdoor Unit-Air-Source) | HH836E2S11 |  |  | CTM36C5CDS1 | Y91E100C16SMPS1 | 34400 | 17 | 8.5 | 32600 | 26800 | 82.21% | 2 | 0 | 11 |  |  |  | No | R-454B | 2.8667 | Residential & Commercial | Ducted CEE Tier 1
215679472 | Central HP <5.4 tons | TEMPSTAR | HRCU-A-CB (Split System: Heat Pump with Remote Outdoor Unit-Air-Source) | T5H0V36*K*AAA* |  |  | EA*5X43M21A*+WALLCON | *97CTN0802120A* | 34400 | 18 | 9 | 35400 | 25200 | 71.19% | 1.88 | 0 | 10 |  |  |  | No | R-454B | 2.8667 | Residential & Commercial | Ducted CEE Tier 1
215679572 | Central HP <5.4 tons | TEMPSTAR | HRCU-A-CB (Split System: Heat Pump with Remote Outdoor Unit-Air-Source) | T5H0V36*K*AAA* |  |  | EA*5X60M24A*+WALLCON | *97CTN0802120A* | 34400 | 18 | 9 | 34200 | 24800 | 72.51% | 1.9 | 0 | 10 |  |  |  | No | R-454B | 2.8667 | Residential & Commercial | Ducted CEE Tier 1
213249273 | Central HP <5.4 tons | COMFORTMAKER | HRCU-A-CB (Split System: Heat Pump with Remote Outdoor Unit-Air-Source) | DLCURAH24ABK |  |  | FEVA0024**+NAVA43601CK |  | 24200 | 17 | 9 | 25800 | 22200 | 86.05% | 1.84 | 0 | 10 |  |  |  | No | R-410A | 2.0167 | Residential & Commercial | Ducted CEE Tier 1
215931636 | Central HP <5.4 tons | HEIL | HRCU-A-CB (Split System: Heat Pump with Remote Outdoor Unit-Air-Source) | H5H3V60*K*AAA* |  |  | EA*5X60M24A*+WALLCON | *96CTN1002122B* | 55500 | 18.5 | 8.5 | 60500 | 46000 | 76.03% | 2.06 | 0 | 11 |  |  |  | No | R-454B | 4.625 | Residential & Commercial | Ducted CEE Tier 1
215931566 | Central HP <5.4 tons | HEIL | HRCU-A-CB (Split System: Heat Pump with Remote Outdoor Unit-Air-Source) | H5H3V60*K*AAA* |  |  | EA*5X60M24A*+WALLCON | *80CTL1352422B* | 56000 | 18.5 | 8.5 | 60500 | 45500 | 75.21% | 2.08 | 0 | 11.5 |  |  |  | No | R-454B | 4.6667 | Residential & Commercial | Ducted CEE Tier 1
214572483 | Central HP <5.4 tons | COMFORTMAKER | HRCU-A-CB (Split System: Heat Pump with Remote Outdoor Unit-Air-Source) | CVH837GKA** |  |  | EA*4X36L21A*+WALLCON | *95CSU0802120B* | 31400 | 17 | 8.1 | 33000 | 24200 | 73.33% | 1.86 | 0 | 11 |  |  |  | No | R-410A | 2.6167 | Residential & Commercial | Ducted CEE Tier 1
214572553 | Central HP <5.4 tons | COMFORTMAKER | HRCU-A-CB (Split System: Heat Pump with Remote Outdoor Unit-Air-Source) | CVH837GKA** |  |  | EA*4X37L21A*+WALLCON | *95CSU1002122B* | 33000 | 17.5 | 8.5 | 32600 | 25000 | 76.69% | 2 | 0 | 11.5 |  |  |  | No | R-410A | 2.75 | Residential & Commercial | Ducted CEE Tier 1
214572703 | Central HP <5.4 tons | COMFORTMAKER | HRCU-A-CB (Split System: Heat Pump with Remote Outdoor Unit-Air-Source) | CVH837GKA** |  |  | EA*4X42L24A*+WALLCON | *96CTN0802120B* | 31800 | 17.5 | 8.5 | 32800 | 24400 | 74.39% | 1.9 | 0 | 11 |  |  |  | No | R-410A | 2.65 | Residential & Commercial | Ducted CEE Tier 1
215679342 | Central HP <5.4 tons | TEMPSTAR | HRCU-A-CB (Split System: Heat Pump with Remote Outdoor Unit-Air-Source) | T5H0V36*K*AAA* |  |  | EA*5X37M21A*+WALLCON | *97CTN1002122A* | 34600 | 18 | 9 | 35200 | 25000 | 71.02% | 1.9 | 0 | 10 |  |  |  | No | R-454B | 2.8833 | Residential & Commercial | Ducted CEE Tier 1
215679492 | Central HP <5.4 tons | TEMPSTAR | HRCU-A-CB (Split System: Heat Pump with Remote Outdoor Unit-Air-Source) | T5H0V36*K*AAA* |  |  | EA*5X48M21A*+WALLCON | *96CTN0802120B* | 33800 | 18 | 9 | 35000 | 25000 | 71.43% | 1.88 | 0 | 10 |  |  |  | No | R-454B | 2.8167 | Residential & Commercial | Ducted CEE Tier 1
215853299 | Central HP <5.4 tons | YORK | HRCU-A-CB (Split System: Heat Pump with Remote Outdoor Unit-Air-Source) | HH836E2S11 |  |  | CTF36B5CDS1 | Y91E060B12SMPS1 | 33200 | 17 | 8.5 | 31000 | 25400 | 81.94% | 2 | 0 | 11 |  |  |  | No | R-454B | 2.7667 | Residential & Commercial | Ducted CEE Tier 1
215853300 | Central HP <5.4 tons | YORK | HRCU-A-CB (Split System: Heat Pump with Remote Outdoor Unit-Air-Source) | HH836E2S11 |  |  | CTU36B5XDS1+TXV | Y91E060B12SMPS1 | 33200 | 17 | 8.5 | 31000 | 25400 | 81.94% | 2 | 0 | 11 |  |  |  | No | R-454B | 2.7667 | Residential & Commercial | Ducted CEE Tier 1
214572803 | Central HP <5.4 tons | COMFORTMAKER | HRCU-A-CB (Split System: Heat Pump with Remote Outdoor Unit-Air-Source) | CVH837GKA** |  |  | EA*4X48L21A*+WALLCON | *97CMN0602120B* | 32200 | 17 | 8.5 | 32600 | 25200 | 77.3% | 1.96 | 0 | 11 |  |  |  | No | R-410A | 2.6833 | Residential & Commercial | Ducted CEE Tier 1
214572903 | Central HP <5.4 tons | COMFORTMAKER | HRCU-A-CB (Split System: Heat Pump with Remote Outdoor Unit-Air-Source) | CVH837GKA** |  |  | EA*4X60L24A*+WALLCON | *95CSU0802120B* | 32800 | 17.5 | 8.5 | 31600 | 24800 | 78.48% | 1.98 | 0 | 11.5 |  |  |  | No | R-410A | 2.7333 | Residential & Commercial | Ducted CEE Tier 1
214573353 | Central HP <5.4 tons | COMFORTMAKER | HRCU-A-CB (Split System: Heat Pump with Remote Outdoor Unit-Air-Source) | CVH837GKA** |  |  | EN(A,D)4X36L21**+WALLCON | *97CMN0802120B* | 31400 | 17 | 8.1 | 33200 | 24200 | 72.89% | 1.82 | 0 | 11 |  |  |  | No | R-410A | 2.6167 | Residential & Commercial | Ducted CEE Tier 1
214573453 | Central HP <5.4 tons | COMFORTMAKER | HRCU-A-CB (Split System: Heat Pump with Remote Outdoor Unit-Air-Source) | CVH837GKA** |  |  | EN(A,D,W)4X48L21**+WALLCON | *95CSU1002122B* | 32400 | 17.5 | 8.5 | 32600 | 24800 | 76.07% | 1.98 | 0 | 11.5 |  |  |  | No | R-410A | 2.7 | Residential & Commercial | Ducted CEE Tier 1
210597635 | Central HP <5.4 tons | COMFORTMAKER | HRCU-A-CB (Split System: Heat Pump with Remote Outdoor Unit-Air-Source) | CVH837GKA** |  |  | EN(A,D,W)4X60L24**+WALLCON | *97CMN1202422A* | 32800 | 17.5 | 8.1 | 32200 | 24800 | 77.02% | 1.96 | 0 | 11.7 |  |  |  | No | R-410A | 2.7333 | Residential & Commercial | Ducted CEE Tier 1
214229126 | Central HP <5.4 tons | AIRQUEST | HRCU-A-CB (Split System: Heat Pump with Remote Outdoor Unit-Air-Source) | DLCURAH24ABK |  |  | EA*4X24L17A* | *80MSU0601716A* | 23400 | 17 | 9 | 26200 | 26000 | 99.24% | 2.2 | 0 | 10 |  |  |  | No | R-410A | 1.95 | Residential & Commercial | Ducted CEE Tier 1
215931726 | Central HP <5.4 tons | HEIL | HRCU-A-CB (Split System: Heat Pump with Remote Outdoor Unit-Air-Source) | H5H3V60*K*AAA* |  |  | EA*5X61M24A*+WALLCON | *95CSU0802120B* | 56500 | 18.5 | 8.5 | 60500 | 46500 | 76.86% | 2.02 | 0 | 11 |  |  |  | No | R-454B | 4.7083 | Residential & Commercial | Ducted CEE Tier 1
206764924 | Central HP <5.4 tons | CARRIER | HRCU-A-CB (Split System: Heat Pump with Remote Outdoor Unit-Air-Source) | 25VNA837A*031* |  |  | CAP**4221AL*+UI | 58TN*A070C17**16 | 31800 | 17 | 8.1 | 33200 | 24600 | 74.1% | 1.88 | 11 | 11 |  |  |  | No | R-410A | 2.65 | Residential & Commercial | Ducted CEE Tier 1
206765132 | Central HP <5.4 tons | CARRIER | HRCU-A-CB (Split System: Heat Pump with Remote Outdoor Unit-Air-Source) | 25VNA837A*031* |  |  | CSPH*4812AL*+UI | 58CU*A040C17**12 | 32600 | 16.5 | 8.1 | 33000 | 24800 | 75.15% | 1.96 | 11.5 | 11 |  |  |  | No | R-410A | 2.7167 | Residential & Commercial | Ducted CEE Tier 1
215936630 | Central HP <5.4 tons | DAY & NIGHT | HRCU-A-CB (Split System: Heat Pump with Remote Outdoor Unit-Air-Source) | C5H3V36*K*AAA* |  |  | EVD5X60M21A*+WALLCON | *80CTL0902120B* | 35600 | 22 | 8.5 | 38000 | 28400 | 74.74% | 2.02 | 0 | 12.5 |  |  |  | No | R-454B | 2.9667 | Residential & Commercial | Ducted CEE Tier 1
215936680 | Central HP <5.4 tons | DAY & NIGHT | HRCU-A-CB (Split System: Heat Pump with Remote Outdoor Unit-Air-Source) | C5H3V36*K*AAA* |  |  | EVD5X60M21A*+WALLCON | *97CMN0602120B* | 35400 | 21 | 8.5 | 38500 | 29000 | 75.32% | 2 | 0 | 12 |  |  |  | No | R-454B | 2.95 | Residential & Commercial | Ducted CEE Tier 1
215936880 | Central HP <5.4 tons | DAY & NIGHT | HRCU-A-CB (Split System: Heat Pump with Remote Outdoor Unit-Air-Source) | C5H3V36*K*AAA* |  |  | EVD5X61M21A*+WALLCON | *80CTL0701716B* | 35800 | 22 | 9 | 38000 | 28600 | 75.26% | 2.06 | 0 | 12 |  |  |  | No | R-454B | 2.9833 | Residential & Commercial | Ducted CEE Tier 1
206764896 | Central HP <5.4 tons | CARRIER | HRCU-A-CB (Split System: Heat Pump with Remote Outdoor Unit-Air-Source) | 25VNA837A*031* |  |  | CAP**3621AL*+UI | 59TN6B100C21**22 | 31600 | 17 | 8.1 | 33200 | 24200 | 72.89% | 1.86 | 11 | 11 |  |  |  | No | R-410A | 2.6333 | Residential & Commercial | Ducted CEE Tier 1
213080352 | Central HP <5.4 tons | BRYANT HEATING AND COOLING SYSTEMS | HRCU-A-CB (Split System: Heat Pump with Remote Outdoor Unit-Air-Source) | 38MURAQ36AB3* |  |  | CNPV*4821AL* | 916SA60100M21*** | 36000 | 16.5 | 8.1 | 38500 | 34800 | 90.39% | 2.02 | 0 | 10 |  |  |  | No | R-410A | 3 | Residential & Commercial | Ducted CEE Tier 1
213078724 | Central HP <5.4 tons | BRYANT HEATING AND COOLING SYSTEMS | HRCU-A-CB (Split System: Heat Pump with Remote Outdoor Unit-Air-Source) | 38MURAQ36AB3* |  |  | CNPV*4824AL* | 8(0,1)*SB60110M21*** | 36400 | 16.5 | 8.1 | 38500 | 35000 | 90.91% | 2.02 | 0 | 10.5 |  |  |  | No | R-410A | 3.0333 | Residential & Commercial | Ducted CEE Tier 1
213078842 | Central HP <5.4 tons | BRYANT HEATING AND COOLING SYSTEMS | HRCU-A-CB (Split System: Heat Pump with Remote Outdoor Unit-Air-Source) | 38MURAQ36AB3* |  |  | CAP**3717AL* | 83*SB60100M21*** | 36000 | 15.5 | 8.5 | 38500 | 35000 | 90.91% | 2 | 0 | 10 |  |  |  | No | R-410A | 3 | Residential & Commercial | Ducted CEE Tier 1
213078974 | Central HP <5.4 tons | BRYANT HEATING AND COOLING SYSTEMS | HRCU-A-CB (Split System: Heat Pump with Remote Outdoor Unit-Air-Source) | 38MURAQ36AB3* |  |  | CAP**3717AL* | 83*SB36040M17*** | 36000 | 15.5 | 8.5 | 38500 | 34800 | 90.39% | 2.02 | 0 | 10 |  |  |  | No | R-410A | 3 | Residential & Commercial | Ducted CEE Tier 1
213079274 | Central HP <5.4 tons | BRYANT HEATING AND COOLING SYSTEMS | HRCU-A-CB (Split System: Heat Pump with Remote Outdoor Unit-Air-Source) | 38MURAQ36AB3* |  |  | CAP**4824AL* | 83*SB60080M21*** | 35600 | 16.5 | 8.5 | 37800 | 34600 | 91.53% | 2.06 | 0 | 10 |  |  |  | No | R-410A | 2.9667 | Residential & Commercial | Ducted CEE Tier 1
214728370 | Central HP <5.4 tons | JOHNSON CONTROLS | HRCU-A-CB (Split System: Heat Pump with Remote Outdoor Unit-Air-Source) | HH836E2S11 |  |  | CTU36B5XDS1+TXV | TM9Y060B12MP11 | 33200 | 18 | 8.5 | 31200 | 25600 | 82.05% | 2 | 0 | 11 |  |  |  | No | R-454B | 2.7667 | Residential & Commercial | Ducted CEE Tier 1
213078766 | Central HP <5.4 tons | BRYANT HEATING AND COOLING SYSTEMS | HRCU-A-CB (Split System: Heat Pump with Remote Outdoor Unit-Air-Source) | 38MURAQ36AB3* |  |  | CAP**4224AL* | 8(0,1)*SB60135M24*** | 35400 | 16.5 | 8.1 | 38500 | 35000 | 90.91% | 1.88 | 0 | 10 |  |  |  | No | R-410A | 2.95 | Residential & Commercial | Ducted CEE Tier 1
211230660 | Central HP <5.4 tons | BRYANT HEATING AND COOLING SYSTEMS | HRCU-A-CB (Split System: Heat Pump with Remote Outdoor Unit-Air-Source) | 38MURAQ36AB3* |  |  | CNPV*4824AL* | 915SB66100E21*** | 37600 | 15.5 | 8.5 | 39500 | 35000 | 88.61% | 2.08 | 0 | 10.5 |  |  |  | No | R-410A | 3.1333 | Residential & Commercial | Ducted CEE Tier 1
211230894 | Central HP <5.4 tons | BRYANT HEATING AND COOLING SYSTEMS | HRCU-A-CB (Split System: Heat Pump with Remote Outdoor Unit-Air-Source) | 38MURAQ36AB3* |  |  | FV4CN(B,F)005L |  | 36200 | 17 | 8.5 | 37600 | 34400 | 91.49% | 2.06 | 0 | 10 |  |  |  | No | R-410A | 3.0167 | Residential & Commercial | Ducted CEE Tier 1
215932016 | Central HP <5.4 tons | HEIL | HRCU-A-CB (Split System: Heat Pump with Remote Outdoor Unit-Air-Source) | H5H3V36*K*AAA* |  |  | EA*5X30M17A*+WALLCON | *96CTN0401410B* | 30800 | 17.5 | 9 | 34400 | 26600 | 77.33% | 1.9 | 0 | 10 |  |  |  | No | R-454B | 2.5667 | Residential & Commercial | Ducted CEE Tier 1
215935944 | Central HP <5.4 tons | CARRIER | HRCU-A-CB (Split System: Heat Pump with Remote Outdoor Unit-Air-Source) | 27VNA336A*030* |  |  | CVAVA4221XMA*+UI | 58CU*A040C17**12 | 34400 | 21 | 8.5 | 38500 | 28400 | 73.77% | 2.04 | 0 | 11.7 |  |  |  | No | R-454B | 2.8667 | Residential & Commercial | Ducted CEE Tier 1
215935964 | Central HP <5.4 tons | CARRIER | HRCU-A-CB (Split System: Heat Pump with Remote Outdoor Unit-Air-Source) | 27VNA336A*030* |  |  | CVAVA4221XMA*+UI | 58CU*A100C21**20 | 34400 | 20.5 | 8.5 | 38500 | 28200 | 73.25% | 2.04 | 0 | 11.7 |  |  |  | No | R-454B | 2.8667 | Residential & Commercial | Ducted CEE Tier 1
215936414 | Central HP <5.4 tons | CARRIER | HRCU-A-CB (Split System: Heat Pump with Remote Outdoor Unit-Air-Source) | 27VNA336A*030* |  |  | CVAVA4824XMA*+UI | 59TN6C120C24**22 | 35000 | 21.5 | 8.5 | 38000 | 28200 | 74.21% | 2.02 | 0 | 12 |  |  |  | No | R-454B | 2.9167 | Residential & Commercial | Ducted CEE Tier 1
215932036 | Central HP <5.4 tons | HEIL | HRCU-A-CB (Split System: Heat Pump with Remote Outdoor Unit-Air-Source) | H5H3V36*K*AAA* |  |  | EA*5X36M17A*+WALLCON | *80CSU0401712A* | 32200 | 19.5 | 9.5 | 35200 | 27200 | 77.27% | 1.98 | 0 | 11 |  |  |  | No | R-454B | 2.6833 | Residential & Commercial | Ducted CEE Tier 1
216570897 | Central HP <5.4 tons | AMERICAN STANDARD | HRCU-A-CB (Split System: Heat Pump with Remote Outdoor Unit-Air-Source) | 5A6V0X24A1 |  |  | 5PX*BD06AS3 | *DHMB060CCV3+LRP | 22000 | 21 | 10 | 23400 | 18000 | 76.92% | 2.2 | 0 | 11.7 |  |  |  | No | R-454B | 1.8333 | Residential & Commercial | Ducted CEE Tier 1
216570917 | Central HP <5.4 tons | AMERICAN STANDARD | HRCU-A-CB (Split System: Heat Pump with Remote Outdoor Unit-Air-Source) | 5A6V0X24A1 |  |  | 5TXCB003AS3 | L8V1A060U3VSB+LRP | 21400 | 20.4 | 10 | 24200 | 18400 | 76.03% | 2.1 | 0 | 11.2 |  |  |  | No | R-454B | 1.7833 | Residential & Commercial | Ducted CEE Tier 1
211207017 | Central HP <5.4 tons | YORK | HRCU-A-CB (Split System: Heat Pump with Remote Outdoor Unit-Air-Source) | YZV36B21 |  |  | XAMC36DE2N1+CC | TP9C080C16MP13 | 33000 | 18 | 8.5 | 34200 | 29200 | 85.38% | 1.96 | 0 | 12 |  |  |  | No | R-410A | 2.75 | Residential & Commercial | Ducted CEE Tier 1
204456894 | Central HP <5.4 tons | BRYANT HEATING AND COOLING SYSTEMS | HRCU-A-CB (Split System: Heat Pump with Remote Outdoor Unit-Air-Source) | 288BNV025*0**B* |  |  | CAP**3721AL*+UI | 987MB42060C17*** | 24200 | 16 | 8.1 | 21200 | 16800 | 79.25% | 2 | 11 | 11 |  |  |  | No | R-410A | 2.0167 | Residential & Commercial | Ducted CEE Tier 1
215942639 | Central HP <5.4 tons | TEMPSTAR | HRCU-A-CB (Split System: Heat Pump with Remote Outdoor Unit-Air-Source) | T5H3V36*K*AAA* |  |  | EVD5X61M21A*+WALLCON | *97CTN0802120A* | 35800 | 22 | 8.5 | 37400 | 28400 | 75.94% | 2.04 | 0 | 12.5 |  |  |  | No | R-454B | 2.9833 | Residential & Commercial | Ducted CEE Tier 1
215942569 | Central HP <5.4 tons | TEMPSTAR | HRCU-A-CB (Split System: Heat Pump with Remote Outdoor Unit-Air-Source) | T5H3V36*K*AAA* |  |  | EVD5X61M24A*+WALLCON | *80CTL0702120B* | 35800 | 22 | 8.5 | 37400 | 28200 | 75.4% | 2.04 | 0 | 12.5 |  |  |  | No | R-454B | 2.9833 | Residential & Commercial | Ducted CEE Tier 1
215675852 | Central HP <5.4 tons | TEMPSTAR | HRCU-A-CB (Split System: Heat Pump with Remote Outdoor Unit-Air-Source) | T5H0V48*K*AAA* |  |  | EVM5X60M24A*+WALLCON | *80CSU0802120A* | 48000 | 19 | 9 | 50000 | 36400 | 72.8% | 2.12 | 0 | 10 |  |  |  | No | R-454B | 4 | Residential & Commercial | Ducted CEE Tier 1
215676022 | Central HP <5.4 tons | TEMPSTAR | HRCU-A-CB (Split System: Heat Pump with Remote Outdoor Unit-Air-Source) | T5H0V48*K*AAA* |  |  | EVM5X61M24A*+WALLCON | *95CSU0802120B* | 48500 | 19 | 9 | 50000 | 36800 | 73.6% | 2 | 0 | 10 |  |  |  | No | R-454B | 4.0417 | Residential & Commercial | Ducted CEE Tier 1
215681408 | Central HP <5.4 tons | COMFORTMAKER | HRCU-A-CB (Split System: Heat Pump with Remote Outdoor Unit-Air-Source) | C5H0V48*K*AAA* |  |  | EA*5X60M24A*+WALLCON | *97CTN0802120A* | 45000 | 18 | 9 | 47500 | 33600 | 70.74% | 2.06 | 0 | 10 |  |  |  | No | R-454B | 3.75 | Residential & Commercial | Ducted CEE Tier 1
215681438 | Central HP <5.4 tons | COMFORTMAKER | HRCU-A-CB (Split System: Heat Pump with Remote Outdoor Unit-Air-Source) | C5H0V48*K*AAA* |  |  | EA*5X61M21A*+WALLCON | *96CTN0802120B* | 46000 | 18 | 9 | 48000 | 33800 | 70.42% | 2.08 | 0 | 10 |  |  |  | No | R-454B | 3.8333 | Residential & Commercial | Ducted CEE Tier 1
215682408 | Central HP <5.4 tons | COMFORTMAKER | HRCU-A-CB (Split System: Heat Pump with Remote Outdoor Unit-Air-Source) | C5H0V48*K*AAA* |  |  | EVD5X60M24A*+WALLCON | *97CTN0802120A* | 48000 | 19 | 9 | 50000 | 36600 | 73.2% | 2 | 0 | 10 |  |  |  | No | R-454B | 4 | Residential & Commercial | Ducted CEE Tier 1
213771611 | Central HP <5.4 tons | DAY & NIGHT | HRCU-A-CB (Split System: Heat Pump with Remote Outdoor Unit-Air-Source) | CVH825GKA2* |  |  | EA*4X48L21A*+WALLCON | *95CSU0601716B* | 24000 | 16.5 | 8.1 | 21000 | 16500 | 78.57% | 2 | 0 | 10.5 |  |  |  | No | R-410A | 2 | Residential & Commercial | Ducted CEE Tier 1
213771141 | Central HP <5.4 tons | DAY & NIGHT | HRCU-A-CB (Split System: Heat Pump with Remote Outdoor Unit-Air-Source) | CVH825GKA2* |  |  | EA*4X37L21A*+WALLCON | *80CTL0701716B* | 24400 | 17 | 8.5 | 21200 | 16600 | 78.3% | 2.02 | 0 | 11 |  |  |  | No | R-410A | 2.0333 | Residential & Commercial | Ducted CEE Tier 1
213771311 | Central HP <5.4 tons | DAY & NIGHT | HRCU-A-CB (Split System: Heat Pump with Remote Outdoor Unit-Air-Source) | CVH825GKA2* |  |  | EA*4X42L21A*+WALLCON | *97CMN0601714B* | 23600 | 16 | 8.1 | 21600 | 16700 | 77.31% | 1.94 | 0 | 10.5 |  |  |  | No | R-410A | 1.9667 | Residential & Commercial | Ducted CEE Tier 1
213771411 | Central HP <5.4 tons | DAY & NIGHT | HRCU-A-CB (Split System: Heat Pump with Remote Outdoor Unit-Air-Source) | CVH825GKA2* |  |  | EA*4X42L24A*+WALLCON | *97CMN1202422B* | 23800 | 16.5 | 8.1 | 21400 | 16600 | 77.57% | 1.96 | 0 | 11 |  |  |  | No | R-410A | 1.9833 | Residential & Commercial | Ducted CEE Tier 1
206764296 | Central HP <5.4 tons | CARRIER | HRCU-A-CB (Split System: Heat Pump with Remote Outdoor Unit-Air-Source) | 25VNA825A*032* |  |  | CAP**2414AL*+UI | 58TN*A070C14**12 | 23400 | 17 | 8.1 | 22000 | 16800 | 76.36% | 1.9 | 11 | 10.5 |  |  |  | No | R-410A | 1.95 | Residential & Commercial | Ducted CEE Tier 1
206764360 | Central HP <5.4 tons | CARRIER | HRCU-A-CB (Split System: Heat Pump with Remote Outdoor Unit-Air-Source) | 25VNA825A*032* |  |  | CAP**3721AL*+UI | 59MN7B080C17**14 | 24400 | 16.5 | 8.1 | 21200 | 16700 | 78.77% | 2.02 | 11 | 11 |  |  |  | No | R-410A | 2.0333 | Residential & Commercial | Ducted CEE Tier 1
206764339 | Central HP <5.4 tons | CARRIER | HRCU-A-CB (Split System: Heat Pump with Remote Outdoor Unit-Air-Source) | 25VNA825A*032* |  |  | CAP**3621AL*+UI | 59MN7B100C21**22 | 23600 | 16.5 | 8.1 | 21400 | 16600 | 77.57% | 1.94 | 11 | 11 |  |  |  | No | R-410A | 1.9667 | Residential & Commercial | Ducted CEE Tier 1
206764357 | Central HP <5.4 tons | CARRIER | HRCU-A-CB (Split System: Heat Pump with Remote Outdoor Unit-Air-Source) | 25VNA825A*032* |  |  | CAP**3721AL*+UI | 59TN6B060C17**14 | 24400 | 16.5 | 8.1 | 21200 | 16700 | 78.77% | 2.02 | 11 | 11 |  |  |  | No | R-410A | 2.0333 | Residential & Commercial | Ducted CEE Tier 1
206764475 | Central HP <5.4 tons | CARRIER | HRCU-A-CB (Split System: Heat Pump with Remote Outdoor Unit-Air-Source) | 25VNA825A*032* |  |  | CAP**3621AL*+UI | 58CU*A060C17**16 | 23600 | 16.5 | 8.1 | 21400 | 16600 | 77.57% | 1.94 | 11.5 | 10.5 |  |  |  | No | R-410A | 1.9667 | Residential & Commercial | Ducted CEE Tier 1
215853263 | Central HP <5.4 tons | YORK | HRCU-A-CB (Split System: Heat Pump with Remote Outdoor Unit-Air-Source) | HH860E2S11 |  |  | CTM60D5CJS1 | TM9V120D20MP12 | 53500 | 19 | 9 | 55500 | 40000 | 72.07% | 2 | 0 | 11 |  |  |  | No | R-454B | 4.4583 | Residential & Commercial | Ducted CEE Tier 1
215853264 | Central HP <5.4 tons | YORK | HRCU-A-CB (Split System: Heat Pump with Remote Outdoor Unit-Air-Source) | HH860E2S11 |  |  | CTM60D5CJS1 | TP9C120D20MP13 | 53500 | 19 | 9 | 55500 | 40000 | 72.07% | 2 | 0 | 11 |  |  |  | No | R-454B | 4.4583 | Residential & Commercial | Ducted CEE Tier 1
214807666 | Central HP <5.4 tons | YORK | HRCU-A-CB (Split System: Heat Pump with Remote Outdoor Unit-Air-Source) | HH860E2S11 |  |  | CTU60C5XGS1+TXV | Y91E100C20SMPS1 | 45500 | 18 | 9 | 46500 | 34000 | 73.12% | 2 | 0 | 11.7 |  |  |  | No | R-454B | 3.7917 | Residential & Commercial | Ducted CEE Tier 1
214807667 | Central HP <5.4 tons | YORK | HRCU-A-CB (Split System: Heat Pump with Remote Outdoor Unit-Air-Source) | HH860E2S11 |  |  | CTU60C5XGS1+TXV | Y91E080C20SMPS1 | 44500 | 18 | 9 | 45500 | 33400 | 73.41% | 2 | 0 | 11.7 |  |  |  | No | R-454B | 3.7083 | Residential & Commercial | Ducted CEE Tier 1
214809171 | Central HP <5.4 tons | JOHNSON CONTROLS | HRCU-A-CB (Split System: Heat Pump with Remote Outdoor Unit-Air-Source) | HH860E2S11 |  |  | CTU60C5XGS1+TXV | TM8Y120C20MP11 | 44500 | 18 | 9 | 45000 | 33800 | 75.11% | 2 | 0 | 11.7 |  |  |  | No | R-454B | 3.7083 | Residential & Commercial | Ducted CEE Tier 1
215668723 | Central HP <5.4 tons | TEMPSTAR | HRCU-A-CB (Split System: Heat Pump with Remote Outdoor Unit-Air-Source) | T5H0V36*K*AAA* |  |  | EA*5X37M21A*+WALLCON | *95CSU1002122B* | 34600 | 18 | 9 | 35200 | 25000 | 71.02% | 1.9 | 0 | 10 |  |  |  | No | R-454B | 2.8833 | Residential & Commercial | Ducted CEE Tier 1
215679602 | Central HP <5.4 tons | TEMPSTAR | HRCU-A-CB (Split System: Heat Pump with Remote Outdoor Unit-Air-Source) | T5H0V36*K*AAA* |  |  | EA*5X61M21A*+WALLCON | *96CTN0802120B* | 34800 | 18 | 9 | 34400 | 24800 | 72.09% | 1.92 | 0 | 10.5 |  |  |  | No | R-454B | 2.9 | Residential & Commercial | Ducted CEE Tier 1
213770550 | Central HP <5.4 tons | COMFORTMAKER | HRCU-A-CB (Split System: Heat Pump with Remote Outdoor Unit-Air-Source) | CVH825GKA2* |  |  | EA*4X24L17A*+WALLCON | *97CMN0801714B* | 23200 | 16 | 8.1 | 22000 | 16800 | 76.36% | 1.9 | 0 | 10.5 |  |  |  | No | R-410A | 1.9333 | Residential & Commercial | Ducted CEE Tier 1
213770850 | Central HP <5.4 tons | COMFORTMAKER | HRCU-A-CB (Split System: Heat Pump with Remote Outdoor Unit-Air-Source) | CVH825GKA2* |  |  | EA*4X36L17A*+WALLCON | *95CSU0601716B* | 23400 | 16.5 | 8.1 | 21600 | 16700 | 77.31% | 1.94 | 0 | 10.5 |  |  |  | No | R-410A | 1.95 | Residential & Commercial | Ducted CEE Tier 1
213771150 | Central HP <5.4 tons | COMFORTMAKER | HRCU-A-CB (Split System: Heat Pump with Remote Outdoor Unit-Air-Source) | CVH825GKA2* |  |  | EA*4X37L21A*+WALLCON | *80CTL0901716B* | 24600 | 17 | 8.5 | 21000 | 16600 | 79.05% | 2.02 | 0 | 11 |  |  |  | No | R-410A | 2.05 | Residential & Commercial | Ducted CEE Tier 1
215942469 | Central HP <5.4 tons | TEMPSTAR | HRCU-A-CB (Split System: Heat Pump with Remote Outdoor Unit-Air-Source) | T5H3V36*K*AAA* |  |  | EVD5X60M21A*+WALLCON | *96CTN0601714B* | 35200 | 21 | 8.5 | 37400 | 28000 | 74.87% | 2 | 0 | 11.7 |  |  |  | No | R-454B | 2.9333 | Residential & Commercial | Ducted CEE Tier 1
215942619 | Central HP <5.4 tons | TEMPSTAR | HRCU-A-CB (Split System: Heat Pump with Remote Outdoor Unit-Air-Source) | T5H3V36*K*AAA* |  |  | EVM5X61M24A*+WALLCON | *97CTN0802120A* | 36000 | 22 | 8.5 | 37400 | 28200 | 75.4% | 2.04 | 0 | 12.5 |  |  |  | No | R-454B | 3 | Residential & Commercial | Ducted CEE Tier 1
215675452 | Central HP <5.4 tons | TEMPSTAR | HRCU-A-CB (Split System: Heat Pump with Remote Outdoor Unit-Air-Source) | T5H0V48*K*AAA* |  |  | EVM5X48M21A*+WALLCON | *97CMN0802120B* | 47000 | 18.5 | 9 | 50000 | 36600 | 73.2% | 2 | 0 | 10 |  |  |  | No | R-454B | 3.9167 | Residential & Commercial | Ducted CEE Tier 1
215931926 | Central HP <5.4 tons | HEIL | HRCU-A-CB (Split System: Heat Pump with Remote Outdoor Unit-Air-Source) | H5H3V36*K*AAA* |  |  | EA*5X24M14A*+WALLCON | *96CTN0401410B* | 30400 | 17 | 9 | 35000 | 26800 | 76.57% | 1.9 | 0 | 10 |  |  |  | No | R-454B | 2.5333 | Residential & Commercial | Ducted CEE Tier 1
215932176 | Central HP <5.4 tons | HEIL | HRCU-A-CB (Split System: Heat Pump with Remote Outdoor Unit-Air-Source) | H5H3V36*K*AAA* |  |  | EA*5X37M21A*+WALLCON | *96CTN0601714B* | 33800 | 19.5 | 9.5 | 34200 | 26000 | 76.02% | 2.06 | 0 | 11 |  |  |  | No | R-454B | 2.8167 | Residential & Commercial | Ducted CEE Tier 1
215932096 | Central HP <5.4 tons | HEIL | HRCU-A-CB (Split System: Heat Pump with Remote Outdoor Unit-Air-Source) | H5H3V36*K*AAA* |  |  | EA*5X36M17A*+WALLCON | *97CMN0801714B* | 32000 | 19 | 9.5 | 35600 | 27400 | 76.97% | 1.98 | 0 | 10.5 |  |  |  | No | R-454B | 2.6667 | Residential & Commercial | Ducted CEE Tier 1
215932316 | Central HP <5.4 tons | HEIL | HRCU-A-CB (Split System: Heat Pump with Remote Outdoor Unit-Air-Source) | H5H3V36*K*AAA* |  |  | EA*5X42M21A*+WALLCON | *97CMN0802120B* | 32800 | 19.5 | 9.5 | 34800 | 26800 | 77.01% | 2.02 | 0 | 11 |  |  |  | No | R-454B | 2.7333 | Residential & Commercial | Ducted CEE Tier 1
214075497 | Central HP <5.4 tons | FRIEDRICH | HRCU-A-CB (Split System: Heat Pump with Remote Outdoor Unit-Air-Source) | RD17AZ24AJ3N |  |  | TCFZ2417MTANM | FR951V0603A17M4 | 22600 | 17 | 9.5 | 22600 | 17000 | 75.22% | 2 | 0 | 10 |  |  |  | No | R-410A | 1.8833 | Residential & Commercial | Ducted CEE Tier 1
214075222 | Central HP <5.4 tons | FRIEDRICH | HRCU-A-CB (Split System: Heat Pump with Remote Outdoor Unit-Air-Source) | RD17AZ60AJ3N |  |  | TCFZ6024STANM | FR802V1505A24UH | 55500 | 18 | 8.1 | 53500 | 49000 | 91.59% | 1.75 | 0 | 10 |  |  |  | No | R-410A | 4.625 | Residential & Commercial | Ducted CEE Tier 1
215674513 | Central HP <5.4 tons | TEMPSTAR | HRCU-A-CB (Split System: Heat Pump with Remote Outdoor Unit-Air-Source) | T5H0V48*K*AAA* |  |  | EA*5X61M24A*+WALLCON | *80CTL1352422B* | 46000 | 18.5 | 9 | 47500 | 33600 | 70.74% | 2.08 | 0 | 10 |  |  |  | No | R-454B | 3.8333 | Residential & Commercial | Ducted CEE Tier 1
215679502 | Central HP <5.4 tons | TEMPSTAR | HRCU-A-CB (Split System: Heat Pump with Remote Outdoor Unit-Air-Source) | T5H0V36*K*AAA* |  |  | EA*5X48M21A*+WALLCON | *80CSU0401712B* | 34000 | 18 | 9 | 35000 | 25000 | 71.43% | 1.9 | 0 | 10 |  |  |  | No | R-454B | 2.8333 | Residential & Commercial | Ducted CEE Tier 1
215679552 | Central HP <5.4 tons | TEMPSTAR | HRCU-A-CB (Split System: Heat Pump with Remote Outdoor Unit-Air-Source) | T5H0V36*K*AAA* |  |  | EA*5X48M21A*+WALLCON | *97CTN1002122A* | 33800 | 18 | 9 | 35000 | 25000 | 71.43% | 1.9 | 0 | 10 |  |  |  | No | R-454B | 2.8167 | Residential & Commercial | Ducted CEE Tier 1
215931876 | Central HP <5.4 tons | HEIL | HRCU-A-CB (Split System: Heat Pump with Remote Outdoor Unit-Air-Source) | H5H3V60*K*AAA* |  |  | ESH5X60M12A*+WALLCON | *97CMN0802120B* | 56000 | 17.5 | 8.1 | 61000 | 46000 | 75.41% | 1.95 | 0 | 11 |  |  |  | No | R-454B | 4.6667 | Residential & Commercial | Ducted CEE Tier 1
211241126 | Central HP <5.4 tons | DAY & NIGHT | HRCU-A-CB (Split System: Heat Pump with Remote Outdoor Unit-Air-Source) | DLCURAH24ABK |  |  | EA*4X25L17A* | *92ESN0601714A* | 25000 | 17 | 8.5 | 25600 | 21000 | 82.03% | 1.78 | 0 | 10.5 |  |  |  | No | R-410A | 2.0833 | Residential & Commercial | Ducted CEE Tier 1
215931796 | Central HP <5.4 tons | HEIL | HRCU-A-CB (Split System: Heat Pump with Remote Outdoor Unit-Air-Source) | H5H3V60*K*AAA* |  |  | ESH5X60M12A*+WALLCON | *80CSU0802120A* | 56500 | 18 | 8.1 | 61000 | 45500 | 74.59% | 1.95 | 0 | 11.5 |  |  |  | No | R-454B | 4.7083 | Residential & Commercial | Ducted CEE Tier 1
211244534 | Central HP <5.4 tons | AIRQUEST | HRCU-A-CB (Split System: Heat Pump with Remote Outdoor Unit-Air-Source) | DLCURAH24ABK |  |  | EN(A,D)4X30L17** | *95ESU0601716A* | 24200 | 16.5 | 8.1 | 26200 | 22800 | 87.02% | 1.9 | 0 | 10.5 |  |  |  | No | R-410A | 2.0167 | Residential & Commercial | Ducted CEE Tier 1
211244302 | Central HP <5.4 tons | AIRQUEST | HRCU-A-CB (Split System: Heat Pump with Remote Outdoor Unit-Air-Source) | DLCURAH24ABK |  |  | EN(A,D)4X30L14** | *80VTL0451412A* | 24000 | 16.5 | 8.1 | 26200 | 23000 | 87.79% | 1.9 | 0 | 10.5 |  |  |  | No | R-410A | 2 | Residential & Commercial | Ducted CEE Tier 1
215931488 | Central HP <5.4 tons | HEIL | HRCU-A-CB (Split System: Heat Pump with Remote Outdoor Unit-Air-Source) | H5H3V60*K*AAA* |  |  | FCMA5B60L0D*+WALLCON |  | 58000 | 20 | 8.5 | 60000 | 44500 | 74.17% | 2.06 | 0 | 12.5 |  |  |  | No | R-454B | 4.8333 | Residential & Commercial | Ducted CEE Tier 1
215931556 | Central HP <5.4 tons | HEIL | HRCU-A-CB (Split System: Heat Pump with Remote Outdoor Unit-Air-Source) | H5H3V60*K*AAA* |  |  | EA*5X60M24A*+WALLCON | *80CTL1102120B* | 56000 | 18.5 | 8.5 | 60500 | 45500 | 75.21% | 2.06 | 0 | 11.5 |  |  |  | No | R-454B | 4.6667 | Residential & Commercial | Ducted CEE Tier 1
214728387 | Central HP <5.4 tons | JOHNSON CONTROLS | HRCU-A-CB (Split System: Heat Pump with Remote Outdoor Unit-Air-Source) | HH836E2S11 |  |  | CTU36B5XDS1+TXV | TM9E060B12MP12 | 33200 | 17 | 8.5 | 31600 | 25400 | 80.38% | 2 | 0 | 11 |  |  |  | No | R-454B | 2.7667 | Residential & Commercial | Ducted CEE Tier 1
215931606 | Central HP <5.4 tons | HEIL | HRCU-A-CB (Split System: Heat Pump with Remote Outdoor Unit-Air-Source) | H5H3V60*K*AAA* |  |  | EA*5X60M24A*+WALLCON | *97CMN0802120B* | 55500 | 18 | 8.1 | 60500 | 46000 | 76.03% | 1.95 | 0 | 11 |  |  |  | No | R-454B | 4.625 | Residential & Commercial | Ducted CEE Tier 1
212977577 | Central HP <5.4 tons | AIRQUEST | HRCU-A-CB (Split System: Heat Pump with Remote Outdoor Unit-Air-Source) | DLCURAH24ABK |  |  | EA*4X24L17A* | *80MS(N,L)0451412A* | 23400 | 17 | 9 | 27000 | 26200 | 97.04% | 2.2 | 0 | 10 |  |  |  | No | R-410A | 1.95 | Residential & Commercial | Ducted CEE Tier 1
215931746 | Central HP <5.4 tons | HEIL | HRCU-A-CB (Split System: Heat Pump with Remote Outdoor Unit-Air-Source) | H5H3V60*K*AAA* |  |  | EA*5X61M24A*+WALLCON | *97CMN0802120B* | 56500 | 18.5 | 8.5 | 60500 | 46500 | 76.86% | 2.02 | 0 | 11 |  |  |  | No | R-454B | 4.7083 | Residential & Commercial | Ducted CEE Tier 1
215931896 | Central HP <5.4 tons | HEIL | HRCU-A-CB (Split System: Heat Pump with Remote Outdoor Unit-Air-Source) | H5H3V60*K*AAA* |  |  | ESH5X60M12A*+WALLCON | *97CMN1202422B* | 56000 | 17.5 | 8.1 | 61000 | 46000 | 75.41% | 1.95 | 0 | 11 |  |  |  | No | R-454B | 4.6667 | Residential & Commercial | Ducted CEE Tier 1
212984652 | Central HP <5.4 tons | AIRQUEST | HRCU-A-CB (Split System: Heat Pump with Remote Outdoor Unit-Air-Source) | DLCURAH24ABK |  |  | EN(A,D)4X24L17** | *92MSN0801716A* | 23600 | 17 | 8.5 | 27000 | 24400 | 90.37% | 2.02 | 0 | 10 |  |  |  | No | R-410A | 1.9667 | Residential & Commercial | Ducted CEE Tier 1
212984688 | Central HP <5.4 tons | AIRQUEST | HRCU-A-CB (Split System: Heat Pump with Remote Outdoor Unit-Air-Source) | DLCURAH24ABK |  |  | EN(A,D)4X36L21** | *92MSN0801716A* | 23600 | 17.5 | 8.5 | 26200 | 24600 | 93.89% | 2.04 | 0 | 10.5 |  |  |  | No | R-410A | 1.9667 | Residential & Commercial | Ducted CEE Tier 1
212976035 | Central HP <5.4 tons | AIRQUEST | HRCU-A-CB (Split System: Heat Pump with Remote Outdoor Unit-Air-Source) | DLCURAH24ABK |  |  | EA*4X36L17A* | *96VTN0801716B* | 23600 | 17 | 8.5 | 26000 | 24200 | 93.08% | 2.02 | 0 | 10 |  |  |  | No | R-410A | 1.9667 | Residential & Commercial | Ducted CEE Tier 1
215669524 | Central HP <5.4 tons | HEIL | HRCU-A-CB (Split System: Heat Pump with Remote Outdoor Unit-Air-Source) | H5H0V36*K*AAA* |  |  | EA*5X61M21A*+WALLCON | *95CSU1002122B* | 35000 | 18 | 9 | 34400 | 24800 | 72.09% | 1.92 | 0 | 10 |  |  |  | No | R-454B | 2.9167 | Residential & Commercial | Ducted CEE Tier 1
215940883 | Central HP <5.4 tons | TEMPSTAR | HRCU-A-CB (Split System: Heat Pump with Remote Outdoor Unit-Air-Source) | T5H3V36*K*AAA* |  |  | EVD5X60M24A*+WALLCON | *96CTN0802120B* | 35400 | 21.5 | 8.5 | 38000 | 28600 | 75.26% | 2.04 | 0 | 12 |  |  |  | No | R-454B | 2.95 | Residential & Commercial | Ducted CEE Tier 1
215675432 | Central HP <5.4 tons | TEMPSTAR | HRCU-A-CB (Split System: Heat Pump with Remote Outdoor Unit-Air-Source) | T5H0V48*K*AAA* |  |  | EVM5X48M21A*+WALLCON | *95CSU1002122B* | 47000 | 18 | 9 | 50000 | 36400 | 72.8% | 2.02 | 0 | 10 |  |  |  | No | R-454B | 3.9167 | Residential & Commercial | Ducted CEE Tier 1
215675482 | Central HP <5.4 tons | TEMPSTAR | HRCU-A-CB (Split System: Heat Pump with Remote Outdoor Unit-Air-Source) | T5H0V48*K*AAA* |  |  | EVM5X48M21A*+WALLCON | *96CTN0802120B* | 47000 | 18.5 | 9 | 50000 | 36400 | 72.8% | 2 | 0 | 10 |  |  |  | No | R-454B | 3.9167 | Residential & Commercial | Ducted CEE Tier 1
215675582 | Central HP <5.4 tons | TEMPSTAR | HRCU-A-CB (Split System: Heat Pump with Remote Outdoor Unit-Air-Source) | T5H0V48*K*AAA* |  |  | EVM5X49M21A*+WALLCON | *80CTL1102120B* | 48000 | 19 | 9 | 50000 | 36600 | 73.2% | 2 | 0 | 10.5 |  |  |  | No | R-454B | 4 | Residential & Commercial | Ducted CEE Tier 1
215675602 | Central HP <5.4 tons | TEMPSTAR | HRCU-A-CB (Split System: Heat Pump with Remote Outdoor Unit-Air-Source) | T5H0V48*K*AAA* |  |  | EVM5X49M21A*+WALLCON | *95CSU1002122B* | 48000 | 19 | 9 | 50000 | 36600 | 73.2% | 2.02 | 0 | 10 |  |  |  | No | R-454B | 4 | Residential & Commercial | Ducted CEE Tier 1
215675672 | Central HP <5.4 tons | TEMPSTAR | HRCU-A-CB (Split System: Heat Pump with Remote Outdoor Unit-Air-Source) | T5H0V48*K*AAA* |  |  | EVM5X60M21A*+WALLCON | *80CSU0601716A* | 48000 | 19 | 9 | 50000 | 36800 | 73.6% | 2 | 0 | 10 |  |  |  | No | R-454B | 4 | Residential & Commercial | Ducted CEE Tier 1
215675722 | Central HP <5.4 tons | TEMPSTAR | HRCU-A-CB (Split System: Heat Pump with Remote Outdoor Unit-Air-Source) | T5H0V48*K*AAA* |  |  | EVM5X60M21A*+WALLCON | *80CTL0702120B* | 48000 | 19 | 9 | 50000 | 36800 | 73.6% | 2 | 0 | 10 |  |  |  | No | R-454B | 4 | Residential & Commercial | Ducted CEE Tier 1
215676222 | Central HP <5.4 tons | TEMPSTAR | HRCU-A-CB (Split System: Heat Pump with Remote Outdoor Unit-Air-Source) | T5H0V48*K*AAA* |  |  | EVD5X48M24A*+WALLCON | *80CTL1102120B* | 47000 | 19 | 9 | 50000 | 36200 | 72.4% | 2 | 0 | 10 |  |  |  | No | R-454B | 3.9167 | Residential & Commercial | Ducted CEE Tier 1
214241637 | Central HP <5.4 tons | HEIL | HRCU-A-CB (Split System: Heat Pump with Remote Outdoor Unit-Air-Source) | HVH825GKA3* |  |  | EN(A,D)4X24L17**+WALLCON | *96CTN0801714B* | 23200 | 16 | 8.1 | 22000 | 16900 | 76.82% | 1.92 | 0 | 10.5 |  |  |  | No | R-410A | 1.9333 | Residential & Commercial | Ducted CEE Tier 1
212969571 | Central HP <5.4 tons | DAY & NIGHT | HRCU-A-CB (Split System: Heat Pump with Remote Outdoor Unit-Air-Source) | DLCURAH18ABK |  |  | EN(A,D)4X24L14** | *80VSL0451412B* | 17700 | 16.5 | 8.5 | 18700 | 19100 | 102.1% | 2.3 | 0 | 11 |  |  |  | No | R-410A | 1.475 | Residential & Commercial | Ducted CEE Tier 1
211390194 | Central HP <5.4 tons | JOHNSON CONTROLS | HRCU-A-CB (Split System: Heat Pump with Remote Outdoor Unit-Air-Source) | HMH72B341 |  |  | XAFC36DXXN1+TXV | TMLV100C16MP12 | 34000 | 17.5 | 8.5 | 33800 | 23800 | 70.41% | 2.08 | 0 | 10 |  |  |  | No | R-410A | 2.8333 | Residential & Commercial | Ducted CEE Tier 1
206788785 | Central HP <5.4 tons | CARRIER | HRCU-A-CB (Split System: Heat Pump with Remote Outdoor Unit-Air-Source) | 25VNA436A*031* |  |  | CSPH*4812AL*+UI | 58TN*A090C17**16 | 34200 | 19.5 | 9 | 35000 | 25800 | 73.71% | 2.06 | 12.5 | 12 |  |  |  | No | R-410A | 2.85 | Residential & Commercial | Ducted CEE Tier 1
213079860 | Central HP <5.4 tons | DAY & NIGHT | HRCU-A-CB (Split System: Heat Pump with Remote Outdoor Unit-Air-Source) | DLCURAH36ABK |  |  | EA*4X42L21A* | *92MSN1002122A* | 35400 | 16.5 | 8.1 | 38500 | 35000 | 90.91% | 1.88 | 0 | 10 |  |  |  | No | R-410A | 2.95 | Residential & Commercial | Ducted CEE Tier 1
212976301 | Central HP <5.4 tons | AIRQUEST | HRCU-A-CB (Split System: Heat Pump with Remote Outdoor Unit-Air-Source) | DLCURAH36ABK |  |  | EA*4X48L21A* | *96VTN0801716B* | 35400 | 16 | 8.1 | 37800 | 34800 | 92.06% | 2 | 0 | 10 |  |  |  | No | R-410A | 2.95 | Residential & Commercial | Ducted CEE Tier 1
212970741 | Central HP <5.4 tons | DAY & NIGHT | HRCU-A-CB (Split System: Heat Pump with Remote Outdoor Unit-Air-Source) | DLCURAH36ABK |  |  | EN(A,D)4X48L24** | *80VSL0902120B* | 36000 | 16.5 | 8.1 | 38000 | 35000 | 92.11% | 2 | 0 | 10 |  |  |  | No | R-410A | 3 | Residential & Commercial | Ducted CEE Tier 1
212978480 | Central HP <5.4 tons | AIRQUEST | HRCU-A-CB (Split System: Heat Pump with Remote Outdoor Unit-Air-Source) | DLCURAH36ABK |  |  | EA*4X48L21A* | *80MS(N,L)0701712A* | 35400 | 16.5 | 8.1 | 37800 | 34600 | 91.53% | 2 | 0 | 10 |  |  |  | No | R-410A | 2.95 | Residential & Commercial | Ducted CEE Tier 1
206788794 | Central HP <5.4 tons | CARRIER | HRCU-A-CB (Split System: Heat Pump with Remote Outdoor Unit-Air-Source) | 25VNA436A*031* |  |  | CSPH*6012AL*+UI | 59TN6B120C24**22 | 34600 | 19 | 9 | 34600 | 25200 | 72.83% | 2.04 | 13 | 12 |  |  |  | No | R-410A | 2.8833 | Residential & Commercial | Ducted CEE Tier 1
206788830 | Central HP <5.4 tons | CARRIER | HRCU-A-CB (Split System: Heat Pump with Remote Outdoor Unit-Air-Source) | 25VNA436A*031* |  |  | CNPV*4821AL*+UI | 58CU*A100C21**20 | 33800 | 19 | 9 | 35200 | 26000 | 73.86% | 2.02 | 13 | 12 |  |  |  | No | R-410A | 2.8167 | Residential & Commercial | Ducted CEE Tier 1
215675782 | Central HP <5.4 tons | TEMPSTAR | HRCU-A-CB (Split System: Heat Pump with Remote Outdoor Unit-Air-Source) | T5H0V48*K*AAA* |  |  | EVM5X60M21A*+WALLCON | *95CSU1002122B* | 48000 | 19 | 9 | 50000 | 36600 | 73.2% | 2.12 | 0 | 10 |  |  |  | No | R-454B | 4 | Residential & Commercial | Ducted CEE Tier 1
215675832 | Central HP <5.4 tons | TEMPSTAR | HRCU-A-CB (Split System: Heat Pump with Remote Outdoor Unit-Air-Source) | T5H0V48*K*AAA* |  |  | EVM5X60M21A*+WALLCON | *96CTN0801714B* | 47500 | 18.5 | 9 | 50000 | 36200 | 72.4% | 2.02 | 0 | 10 |  |  |  | No | R-454B | 3.9583 | Residential & Commercial | Ducted CEE Tier 1
215676002 | Central HP <5.4 tons | TEMPSTAR | HRCU-A-CB (Split System: Heat Pump with Remote Outdoor Unit-Air-Source) | T5H0V48*K*AAA* |  |  | EVM5X61M24A*+WALLCON | *80CTL1102120B* | 48500 | 19.5 | 9.5 | 50000 | 36600 | 73.2% | 2.1 | 0 | 10.5 |  |  |  | No | R-454B | 4.0417 | Residential & Commercial | Ducted CEE Tier 1
215676052 | Central HP <5.4 tons | TEMPSTAR | HRCU-A-CB (Split System: Heat Pump with Remote Outdoor Unit-Air-Source) | T5H0V48*K*AAA* |  |  | EVM5X61M24A*+WALLCON | *97CMN0802120B* | 48500 | 19 | 9.5 | 50000 | 36800 | 73.6% | 2.12 | 0 | 10.5 |  |  |  | No | R-454B | 4.0417 | Residential & Commercial | Ducted CEE Tier 1
214807699 | Central HP <5.4 tons | JOHNSON CONTROLS | HRCU-A-CB (Split System: Heat Pump with Remote Outdoor Unit-Air-Source) | HH824E2S11 |  |  | CTU36B5XDS1+JMVT12BC2N1+TXV |  | 23000 | 19 | 9.5 | 23000 | 18500 | 80.43% | 2 | 0 | 12 |  |  |  | No | R-454B | 1.9167 | Residential & Commercial | Ducted CEE Tier 1
214651975 | Central HP <5.4 tons | JOHNSON CONTROLS | HRCU-A-CB (Split System: Heat Pump with Remote Outdoor Unit-Air-Source) | HH824E2S11 |  |  | CTU30B5XCS1+TXV | Z8ET080B12LMPS1 | 23000 | 18 | 9.5 | 23000 | 18400 | 80% | 2 | 0 | 12 |  |  |  | No | R-454B | 1.9167 | Residential & Commercial | Ducted CEE Tier 1
214650185 | Central HP <5.4 tons | JOHNSON CONTROLS | HRCU-A-CB (Split System: Heat Pump with Remote Outdoor Unit-Air-Source) | HH824E2S11 |  |  | CTU36B5XDS1+TXV | TM8V080B12MP12 | 23000 | 18 | 9 | 23000 | 18500 | 80.43% | 2 | 0 | 12 |  |  |  | No | R-454B | 1.9167 | Residential & Commercial | Ducted CEE Tier 1
214650234 | Central HP <5.4 tons | JOHNSON CONTROLS | HRCU-A-CB (Split System: Heat Pump with Remote Outdoor Unit-Air-Source) | HH824E2S11 |  |  | CTU36B5XDS1+TXV | Z9ES080B12SMPS1 | 23000 | 18 | 9.5 | 23000 | 18600 | 80.87% | 2 | 0 | 12 |  |  |  | No | R-454B | 1.9167 | Residential & Commercial | Ducted CEE Tier 1
215679298 | Central HP <5.4 tons | COMFORTMAKER | HRCU-A-CB (Split System: Heat Pump with Remote Outdoor Unit-Air-Source) | C5H0V36*K*AAA* |  |  | EA*5X37M21A*+WALLCON | *80CSU0601716B* | 34600 | 17.5 | 9 | 35200 | 25000 | 71.02% | 1.9 | 0 | 10 |  |  |  | No | R-454B | 2.8833 | Residential & Commercial | Ducted CEE Tier 1
215679348 | Central HP <5.4 tons | COMFORTMAKER | HRCU-A-CB (Split System: Heat Pump with Remote Outdoor Unit-Air-Source) | C5H0V36*K*AAA* |  |  | EA*5X42M21A*+WALLCON | *96CTN0802120B* | 33200 | 17.5 | 9 | 35800 | 25600 | 71.51% | 1.86 | 0 | 10 |  |  |  | No | R-454B | 2.7667 | Residential & Commercial | Ducted CEE Tier 1
203120270 | Central HP <5.4 tons | AMERICAN STANDARD | HRCU-A-CB (Split System: Heat Pump with Remote Outdoor Unit-Air-Source) | 4A6C7048A3 |  |  | 4TXFH064AZ3 | S8X2D120M5PTA | 47500 | 16.5 | 8.1 | 48000 | 48000 | 100% | 3.6 | 13 | 12 |  |  |  | No | R-410A | 3.9583 | Residential & Commercial | Ducted CEE Tier 1
213770861 | Central HP <5.4 tons | DAY & NIGHT | HRCU-A-CB (Split System: Heat Pump with Remote Outdoor Unit-Air-Source) | CVH825GKA2* |  |  | EA*4X36L17A*+WALLCON | *97CMN0601714B* | 23400 | 16 | 8.1 | 21600 | 16800 | 77.78% | 1.92 | 0 | 10.5 |  |  |  | No | R-410A | 1.95 | Residential & Commercial | Ducted CEE Tier 1
212976074 | Central HP <5.4 tons | AIRQUEST | HRCU-A-CB (Split System: Heat Pump with Remote Outdoor Unit-Air-Source) | DLCURAH24ABK |  |  | EA*4X37L21A* | *96VTN0801716B* | 24600 | 17 | 8.5 | 25200 | 21200 | 84.13% | 1.78 | 0 | 10.5 |  |  |  | No | R-410A | 2.05 | Residential & Commercial | Ducted CEE Tier 1
212976403 | Central HP <5.4 tons | AIRQUEST | HRCU-A-CB (Split System: Heat Pump with Remote Outdoor Unit-Air-Source) | DLCURAH24ABK |  |  | EA*4X37L21A* | *96VTN0802120B* | 24400 | 17 | 8.5 | 25200 | 21400 | 84.92% | 1.8 | 0 | 10.5 |  |  |  | No | R-410A | 2.0333 | Residential & Commercial | Ducted CEE Tier 1
212977637 | Central HP <5.4 tons | AIRQUEST | HRCU-A-CB (Split System: Heat Pump with Remote Outdoor Unit-Air-Source) | DLCURAH24ABK |  |  | EA*4X37L17A* | *80MS(N,L)0451412A* | 24200 | 17 | 8.5 | 25200 | 22000 | 87.3% | 1.84 | 0 | 10 |  |  |  | No | R-410A | 2.0167 | Residential & Commercial | Ducted CEE Tier 1
215931596 | Central HP <5.4 tons | HEIL | HRCU-A-CB (Split System: Heat Pump with Remote Outdoor Unit-Air-Source) | H5H3V60*K*AAA* |  |  | EA*5X60M24A*+WALLCON | *97CMN0602120B* | 55000 | 17.5 | 8.1 | 61000 | 47000 | 77.05% | 1.95 | 0 | 10.5 |  |  |  | No | R-454B | 4.5833 | Residential & Commercial | Ducted CEE Tier 1
215931696 | Central HP <5.4 tons | HEIL | HRCU-A-CB (Split System: Heat Pump with Remote Outdoor Unit-Air-Source) | H5H3V60*K*AAA* |  |  | EA*5X61M24A*+WALLCON | *80CTL0902120B* | 57000 | 19 | 8.5 | 60500 | 46500 | 76.86% | 2.04 | 0 | 11.5 |  |  |  | No | R-454B | 4.75 | Residential & Commercial | Ducted CEE Tier 1
215931846 | Central HP <5.4 tons | HEIL | HRCU-A-CB (Split System: Heat Pump with Remote Outdoor Unit-Air-Source) | H5H3V60*K*AAA* |  |  | ESH5X60M12A*+WALLCON | *95CSU0802120B* | 56000 | 17.5 | 8.1 | 61000 | 46000 | 75.41% | 1.95 | 0 | 11 |  |  |  | No | R-454B | 4.6667 | Residential & Commercial | Ducted CEE Tier 1
211391347 | Central HP <5.4 tons | JOHNSON CONTROLS | HRCU-A-CB (Split System: Heat Pump with Remote Outdoor Unit-Air-Source) | HMH72B341 |  |  | XAFC36DBCN1 | TM8E120C16MP11 | 34000 | 18 | 8.5 | 33600 | 23800 | 70.83% | 2.08 | 0 | 10 |  |  |  | No | R-410A | 2.8333 | Residential & Commercial | Ducted CEE Tier 1
214719842 | Central HP <5.4 tons | JOHNSON CONTROLS | HRCU-A-CB (Split System: Heat Pump with Remote Outdoor Unit-Air-Source) | HH836E2S11 |  |  | CTU48C5XFS1+TXV | TM8E120C16MP11 | 33600 | 19 | 9 | 31400 | 25400 | 80.89% | 2 | 0 | 11 |  |  |  | No | R-454B | 2.8 | Residential & Commercial | Ducted CEE Tier 1
212977793 | Central HP <5.4 tons | AIRQUEST | HRCU-A-CB (Split System: Heat Pump with Remote Outdoor Unit-Air-Source) | DLCURAH18ABK |  |  | EN(A,D)4X24L14** | *80MS(N,L)0451412A* | 17500 | 16.5 | 8.5 | 18400 | 19200 | 104.3% | 2.3 | 0 | 11 |  |  |  | No | R-410A | 1.4583 | Residential & Commercial | Ducted CEE Tier 1
211261608 | Central HP <5.4 tons | AIRQUEST | HRCU-A-CB (Split System: Heat Pump with Remote Outdoor Unit-Air-Source) | DLCURAH18ABK |  |  | EA*4X30L17A* | *96VSN0601412A* | 18000 | 16 | 8.5 | 18600 | 18500 | 99.46% | 2.22 | 0 | 10.5 |  |  |  | No | R-410A | 1.5 | Residential & Commercial | Ducted CEE Tier 1
212984184 | Central HP <5.4 tons | AIRQUEST | HRCU-A-CB (Split System: Heat Pump with Remote Outdoor Unit-Air-Source) | DLCURAH18ABK |  |  | EA*4X25L17A* | *92MSN0601714A* | 18100 | 16.5 | 8.5 | 17900 | 17700 | 98.88% | 2.14 | 0 | 11 |  |  |  | No | R-410A | 1.5083 | Residential & Commercial | Ducted CEE Tier 1
212985874 | Central HP <5.4 tons | BRYANT HEATING AND COOLING SYSTEMS | HRCU-A-CB (Split System: Heat Pump with Remote Outdoor Unit-Air-Source) | 38MURAQ18AB3* |  |  | CAP**1917AL* | 916SA30026M14*** | 17800 | 16.5 | 8.1 | 17800 | 17900 | 100.6% | 2.16 | 0 | 10.5 |  |  |  | No | R-410A | 1.4833 | Residential & Commercial | Ducted CEE Tier 1
202461028 | Central HP <5.4 tons | AMERICAN STANDARD | HRCU-A-CB (Split System: Heat Pump with Remote Outdoor Unit-Air-Source) | 4A6C7048A3 |  |  | 4PX*DU60BS3 | S8X1D120M5PSA | 47500 | 16.5 | 8.1 | 48000 | 48000 | 100% | 3.6 | 13 | 12 |  |  |  | No | R-410A | 3.9583 | Residential & Commercial | Ducted CEE Tier 1
213076462 | Central HP <5.4 tons | BRYANT HEATING AND COOLING SYSTEMS | HRCU-A-CB (Split System: Heat Pump with Remote Outdoor Unit-Air-Source) | 38MURAQ36AB3* |  |  | CNPV*4217AL* | 82*TB36045V14*** | 35400 | 16 | 8.1 | 38500 | 35000 | 90.91% | 1.94 | 0 | 10 |  |  |  | No | R-410A | 2.95 | Residential & Commercial | Ducted CEE Tier 1
213077398 | Central HP <5.4 tons | BRYANT HEATING AND COOLING SYSTEMS | HRCU-A-CB (Split System: Heat Pump with Remote Outdoor Unit-Air-Source) | 38MURAQ36AB3* |  |  | CAP**4321AL* | 926TC48080V17*** | 36600 | 15.5 | 8.5 | 38500 | 35000 | 90.91% | 2.06 | 0 | 10 |  |  |  | No | R-410A | 3.05 | Residential & Commercial | Ducted CEE Tier 1
213077968 | Central HP <5.4 tons | BRYANT HEATING AND COOLING SYSTEMS | HRCU-A-CB (Split System: Heat Pump with Remote Outdoor Unit-Air-Source) | 38MURAQ36AB3* |  |  | CAP**4321AL* | 8(0,1)*SB36070M17*** | 36200 | 16 | 8.5 | 38000 | 34800 | 91.58% | 2.04 | 0 | 10 |  |  |  | No | R-410A | 3.0167 | Residential & Commercial | Ducted CEE Tier 1
213078070 | Central HP <5.4 tons | BRYANT HEATING AND COOLING SYSTEMS | HRCU-A-CB (Split System: Heat Pump with Remote Outdoor Unit-Air-Source) | 38MURAQ36AB3* |  |  | CAP**3721AL* | 8(0,1)*SB48070M17*** | 36600 | 16 | 8.5 | 38500 | 35000 | 90.91% | 2.06 | 0 | 10 |  |  |  | No | R-410A | 3.05 | Residential & Commercial | Ducted CEE Tier 1
213076334 | Central HP <5.4 tons | BRYANT HEATING AND COOLING SYSTEMS | HRCU-A-CB (Split System: Heat Pump with Remote Outdoor Unit-Air-Source) | 38MURAQ36AB3* |  |  | CNPV*4824AL* | 935SB66100M21*** | 36200 | 16.5 | 8.1 | 38500 | 35000 | 90.91% | 2.02 | 0 | 10.5 |  |  |  | No | R-410A | 3.0167 | Residential & Commercial | Ducted CEE Tier 1
215675592 | Central HP <5.4 tons | TEMPSTAR | HRCU-A-CB (Split System: Heat Pump with Remote Outdoor Unit-Air-Source) | T5H0V48*K*AAA* |  |  | EVM5X49M21A*+WALLCON | *95CSU0601716B* | 47500 | 18 | 9 | 50000 | 37200 | 74.4% | 1.98 | 0 | 10 |  |  |  | No | R-454B | 3.9583 | Residential & Commercial | Ducted CEE Tier 1
215675642 | Central HP <5.4 tons | TEMPSTAR | HRCU-A-CB (Split System: Heat Pump with Remote Outdoor Unit-Air-Source) | T5H0V48*K*AAA* |  |  | EVM5X49M21A*+WALLCON | *97CMN1002122B* | 48000 | 19 | 9 | 50000 | 36800 | 73.6% | 2 | 0 | 10.5 |  |  |  | No | R-454B | 4 | Residential & Commercial | Ducted CEE Tier 1
215675742 | Central HP <5.4 tons | TEMPSTAR | HRCU-A-CB (Split System: Heat Pump with Remote Outdoor Unit-Air-Source) | T5H0V48*K*AAA* |  |  | EVM5X60M21A*+WALLCON | *80CTL0902120B* | 48000 | 19 | 9.5 | 50000 | 36600 | 73.2% | 2.1 | 0 | 10.5 |  |  |  | No | R-454B | 4 | Residential & Commercial | Ducted CEE Tier 1
212986308 | Central HP <5.4 tons | BRYANT HEATING AND COOLING SYSTEMS | HRCU-A-CB (Split System: Heat Pump with Remote Outdoor Unit-Air-Source) | 38MURAQ18AB3* |  |  | CAP**3014AL* | 916SA30040M14*** | 17600 | 16 | 8.5 | 18300 | 18900 | 103.3% | 2.26 | 0 | 10.5 |  |  |  | No | R-410A | 1.4667 | Residential & Commercial | Ducted CEE Tier 1
212985924 | Central HP <5.4 tons | BRYANT HEATING AND COOLING SYSTEMS | HRCU-A-CB (Split System: Heat Pump with Remote Outdoor Unit-Air-Source) | 38MURAQ18AB3* |  |  | CAP**3017AL* | 916SA30026M14*** | 17500 | 16 | 8.5 | 18100 | 18800 | 103.9% | 2.26 | 0 | 10.5 |  |  |  | No | R-410A | 1.4583 | Residential & Commercial | Ducted CEE Tier 1
212986978 | Central HP <5.4 tons | BRYANT HEATING AND COOLING SYSTEMS | HRCU-A-CB (Split System: Heat Pump with Remote Outdoor Unit-Air-Source) | 38MURAQ18AB3* |  |  | CAP**1917AL* | 916SA36060M14*** | 17800 | 16.5 | 8.1 | 17800 | 17900 | 100.6% | 2.16 | 0 | 10.5 |  |  |  | No | R-410A | 1.4833 | Residential & Commercial | Ducted CEE Tier 1
212987028 | Central HP <5.4 tons | BRYANT HEATING AND COOLING SYSTEMS | HRCU-A-CB (Split System: Heat Pump with Remote Outdoor Unit-Air-Source) | 38MURAQ18AB3* |  |  | CAP**3017AL* | 916SA36060M14*** | 17500 | 16.5 | 8.5 | 18100 | 18700 | 103.3% | 2.26 | 0 | 10.5 |  |  |  | No | R-410A | 1.4583 | Residential & Commercial | Ducted CEE Tier 1
212987078 | Central HP <5.4 tons | BRYANT HEATING AND COOLING SYSTEMS | HRCU-A-CB (Split System: Heat Pump with Remote Outdoor Unit-Air-Source) | 38MURAQ18AB3* |  |  | CNPV*3017AL* | 916SA36060M14*** | 17500 | 16 | 8.1 | 18000 | 18600 | 103.3% | 2.24 | 0 | 11 |  |  |  | No | R-410A | 1.4583 | Residential & Commercial | Ducted CEE Tier 1
215942509 | Central HP <5.4 tons | TEMPSTAR | HRCU-A-CB (Split System: Heat Pump with Remote Outdoor Unit-Air-Source) | T5H3V36*K*AAA* |  |  | EVD5X61M21A*+WALLCON | *80CTL1102120B* | 36000 | 22 | 8.5 | 37400 | 28200 | 75.4% | 2.04 | 0 | 12.5 |  |  |  | No | R-454B | 3 | Residential & Commercial | Ducted CEE Tier 1
214810243 | Central HP <5.4 tons | JOHNSON CONTROLS | HRCU-A-CB (Split System: Heat Pump with Remote Outdoor Unit-Air-Source) | HH824E2S11 |  |  | CTM36B5ADS1 | TM8E080B12MP11 | 23000 | 18 | 9.5 | 23000 | 18600 | 80.87% | 2 | 0 | 12 |  |  |  | No | R-454B | 1.9167 | Residential & Commercial | Ducted CEE Tier 1
214719877 | Central HP <5.4 tons | JOHNSON CONTROLS | HRCU-A-CB (Split System: Heat Pump with Remote Outdoor Unit-Air-Source) | HH836E2S11 |  |  | CTU48C5XFS1+TXV | TM9E100C20MP12 | 34400 | 17 | 9 | 32400 | 25800 | 79.63% | 2 | 0 | 11 |  |  |  | No | R-454B | 2.8667 | Residential & Commercial | Ducted CEE Tier 1
10511234 | Central HP <5.4 tons | TRANE | HRCU-A-CB (Split System: Heat Pump with Remote Outdoor Unit-Air-Source) | 4TWV0060A1 |  |  | 4TXCC009DS3 | S9V2C100U5PSB+RP | 54000 | 18.5 | 8.2 | 52000 | 39500 | 75.96% | 1.8 | 12.5 | 11.7 |  |  |  | No | R-410A | 4.5 | Residential & Commercial | Ducted CEE Tier 1
203118330 | Central HP <5.4 tons | TRANE | HRCU-A-CB (Split System: Heat Pump with Remote Outdoor Unit-Air-Source) | 4TWA7048A4 |  |  | 4TXCD010DS3 | S8X2D120M5PTA | 47500 | 16.5 | 8.1 | 48000 | 48000 | 100% | 3.6 | 13 | 12 |  |  |  | No | R-410A | 3.9583 | Residential & Commercial | Ducted CEE Tier 1
207436536 | Central HP <5.4 tons | LENNOX | HRCU-A-CB (Split System: Heat Pump with Remote Outdoor Unit-Air-Source) | SL25XPV-048-230A** |  |  | C35-60C+TDR+TXV | SL297UH080NV48C* | 45500 | 20 | 9.5 | 44000 | 36400 | 82.73% | 1.92 | 12.5 | 12.2 |  |  |  | No | R-410A | 3.7917 | Residential & Commercial | Ducted CEE Tier 1
207436611 | Central HP <5.4 tons | LENNOX | HRCU-A-CB (Split System: Heat Pump with Remote Outdoor Unit-Air-Source) | SL25XPV-048-230A** |  |  | CX35-60C+TDR | SL297UH080NV48C* | 45500 | 20 | 9.5 | 44000 | 36400 | 82.73% | 1.92 | 12.5 | 12.2 |  |  |  | No | R-410A | 3.7917 | Residential & Commercial | Ducted CEE Tier 1
212985040 | Central HP <5.4 tons | BRYANT HEATING AND COOLING SYSTEMS | HRCU-A-CB (Split System: Heat Pump with Remote Outdoor Unit-Air-Source) | 38MURAQ24AB3* |  |  | CAP**3721AL* | 912SE60080M21*** | 24800 | 17.5 | 8.5 | 25600 | 21400 | 83.59% | 1.8 | 0 | 10.5 |  |  |  | No | R-410A | 2.0667 | Residential & Commercial | Ducted CEE Tier 1
212986176 | Central HP <5.4 tons | BRYANT HEATING AND COOLING SYSTEMS | HRCU-A-CB (Split System: Heat Pump with Remote Outdoor Unit-Air-Source) | 38MURAQ24AB3* |  |  | CAP**3017AL* | 916SA30040M14*** | 23400 | 16 | 8.5 | 26400 | 24600 | 93.18% | 2.04 | 0 | 10 |  |  |  | No | R-410A | 1.95 | Residential & Commercial | Ducted CEE Tier 1
212986858 | Central HP <5.4 tons | BRYANT HEATING AND COOLING SYSTEMS | HRCU-A-CB (Split System: Heat Pump with Remote Outdoor Unit-Air-Source) | 38MURAQ24AB3* |  |  | CAP**2414AL* | 916SA36060M14*** | 23200 | 16.5 | 8.5 | 27000 | 26400 | 97.78% | 2.22 | 0 | 10 |  |  |  | No | R-410A | 1.9333 | Residential & Commercial | Ducted CEE Tier 1
215676082 | Central HP <5.4 tons | TEMPSTAR | HRCU-A-CB (Split System: Heat Pump with Remote Outdoor Unit-Air-Source) | T5H0V48*K*AAA* |  |  | EVM5X61M24A*+WALLCON | *96CTN1002122B* | 48500 | 19.5 | 9.5 | 50000 | 36600 | 73.2% | 2.12 | 0 | 10.5 |  |  |  | No | R-454B | 4.0417 | Residential & Commercial | Ducted CEE Tier 1
215676152 | Central HP <5.4 tons | TEMPSTAR | HRCU-A-CB (Split System: Heat Pump with Remote Outdoor Unit-Air-Source) | T5H0V48*K*AAA* |  |  | EVD5X48M21A*+WALLCON | *97CMN1002122B* | 47000 | 18.5 | 9 | 50000 | 36400 | 72.8% | 2 | 0 | 10 |  |  |  | No | R-454B | 3.9167 | Residential & Commercial | Ducted CEE Tier 1
215675732 | Central HP <5.4 tons | TEMPSTAR | HRCU-A-CB (Split System: Heat Pump with Remote Outdoor Unit-Air-Source) | T5H0V48*K*AAA* |  |  | EVM5X60M21A*+WALLCON | *80CTL0901716B* | 48000 | 19 | 9 | 50000 | 37000 | 74% | 1.98 | 0 | 10 |  |  |  | No | R-454B | 4 | Residential & Commercial | Ducted CEE Tier 1
214807850 | Central HP <5.4 tons | JOHNSON CONTROLS | HRCU-A-CB (Split System: Heat Pump with Remote Outdoor Unit-Air-Source) | HH860E2S11 |  |  | CTU60D5XHS1+JME18D2SN1+TXV |  | 54000 | 19 | 9 | 53500 | 38500 | 71.96% | 2 | 0 | 12 |  |  |  | No | R-454B | 4.5 | Residential & Commercial | Ducted CEE Tier 1
214809002 | Central HP <5.4 tons | JOHNSON CONTROLS | HRCU-A-CB (Split System: Heat Pump with Remote Outdoor Unit-Air-Source) | HH860E2S11 |  |  | CTU60C5XGS1+JMVT17CC2N1+TXV |  | 44500 | 18 | 9 | 44000 | 33000 | 75% | 2 | 0 | 12 |  |  |  | No | R-454B | 3.7083 | Residential & Commercial | Ducted CEE Tier 1
214809254 | Central HP <5.4 tons | JOHNSON CONTROLS | HRCU-A-CB (Split System: Heat Pump with Remote Outdoor Unit-Air-Source) | HH860E2S11 |  |  | CTU60C5XGS1+TXV | Z8ES080C16SMPS1 | 44500 | 18 | 9 | 44500 | 33400 | 75.06% | 2 | 0 | 12 |  |  |  | No | R-454B | 3.7083 | Residential & Commercial | Ducted CEE Tier 1
214650836 | Central HP <5.4 tons | JOHNSON CONTROLS | HRCU-A-CB (Split System: Heat Pump with Remote Outdoor Unit-Air-Source) | HH860E2S11 |  |  | CTU60D5XGS1+TXV | Z8ES130D20SMPS1 | 45000 | 18 | 9 | 45000 | 33200 | 73.78% | 2 | 0 | 12 |  |  |  | No | R-454B | 3.75 | Residential & Commercial | Ducted CEE Tier 1
214720025 | Central HP <5.4 tons | JOHNSON CONTROLS | HRCU-A-CB (Split System: Heat Pump with Remote Outdoor Unit-Air-Source) | HH860E2S11 |  |  | CTU60C5XGS1+TXV | TM9E080C20MP12 | 44500 | 17 | 9 | 45000 | 33800 | 75.11% | 2 | 0 | 11.7 |  |  |  | No | R-454B | 3.7083 | Residential & Commercial | Ducted CEE Tier 1
214650236 | Central HP <5.4 tons | YORK | HRCU-A-CB (Split System: Heat Pump with Remote Outdoor Unit-Air-Source) | HH860E2S11 |  |  | CTU60D5XHS1+TXV | TM9V120D20MP12 | 54000 | 19 | 9 | 54500 | 39500 | 72.48% | 2 | 0 | 11 |  |  |  | No | R-454B | 4.5 | Residential & Commercial | Ducted CEE Tier 1
214650385 | Central HP <5.4 tons | YORK | HRCU-A-CB (Split System: Heat Pump with Remote Outdoor Unit-Air-Source) | HH860E2S11 |  |  | CTU60D5XHS1+TXV | TM8E130D20MP11 | 54000 | 19 | 8.5 | 55000 | 38500 | 70% | 2 | 0 | 11.7 |  |  |  | No | R-454B | 4.5 | Residential & Commercial | Ducted CEE Tier 1
214720193 | Central HP <5.4 tons | JOHNSON CONTROLS | HRCU-A-CB (Split System: Heat Pump with Remote Outdoor Unit-Air-Source) | HH860E2S11 |  |  | CTU60C5XGS1+TXV | TMLE080C16MP11 | 44500 | 18 | 9 | 45500 | 34200 | 75.16% | 2 | 0 | 11 |  |  |  | No | R-454B | 3.7083 | Residential & Commercial | Ducted CEE Tier 1
213080052 | Central HP <5.4 tons | BRYANT HEATING AND COOLING SYSTEMS | HRCU-A-CB (Split System: Heat Pump with Remote Outdoor Unit-Air-Source) | 38MURAQ36AB3* |  |  | CAP**4321AL* | 916SA48080M17*** | 36400 | 15.5 | 8.5 | 38500 | 35000 | 90.91% | 2.06 | 0 | 10 |  |  |  | No | R-410A | 3.0333 | Residential & Commercial | Ducted CEE Tier 1
213078236 | Central HP <5.4 tons | BRYANT HEATING AND COOLING SYSTEMS | HRCU-A-CB (Split System: Heat Pump with Remote Outdoor Unit-Air-Source) | 38MURAQ36AB3* |  |  | CNPV*4821AL* | 8(0,1)*SB48070M21*** | 35800 | 16.5 | 8.1 | 38500 | 34800 | 90.39% | 1.98 | 0 | 10 |  |  |  | No | R-410A | 2.9833 | Residential & Commercial | Ducted CEE Tier 1
213078304 | Central HP <5.4 tons | BRYANT HEATING AND COOLING SYSTEMS | HRCU-A-CB (Split System: Heat Pump with Remote Outdoor Unit-Air-Source) | 38MURAQ36AB3* |  |  | CAP**4221AL* | 8(0,1)*SB42090M17*** | 35400 | 16.5 | 8.1 | 38500 | 35000 | 90.91% | 1.88 | 0 | 10 |  |  |  | No | R-410A | 2.95 | Residential & Commercial | Ducted CEE Tier 1
215676302 | Central HP <5.4 tons | TEMPSTAR | HRCU-A-CB (Split System: Heat Pump with Remote Outdoor Unit-Air-Source) | T5H0V48*K*AAA* |  |  | EVD5X49M24A*+WALLCON | *80CTL0702120B* | 47500 | 19 | 9 | 50000 | 36800 | 73.6% | 2 | 0 | 10 |  |  |  | No | R-454B | 3.9583 | Residential & Commercial | Ducted CEE Tier 1
215676452 | Central HP <5.4 tons | TEMPSTAR | HRCU-A-CB (Split System: Heat Pump with Remote Outdoor Unit-Air-Source) | T5H0V48*K*AAA* |  |  | EVD5X60M21A*+WALLCON | *80CTL0701716B* | 48000 | 18.5 | 9 | 50000 | 37200 | 74.4% | 2 | 0 | 10 |  |  |  | No | R-454B | 4 | Residential & Commercial | Ducted CEE Tier 1
215676652 | Central HP <5.4 tons | TEMPSTAR | HRCU-A-CB (Split System: Heat Pump with Remote Outdoor Unit-Air-Source) | T5H0V48*K*AAA* |  |  | EVD5X60M24A*+WALLCON | *95CSU1002122B* | 48000 | 19 | 9 | 50000 | 36400 | 72.8% | 2.02 | 0 | 10 |  |  |  | No | R-454B | 4 | Residential & Commercial | Ducted CEE Tier 1
215676272 | Central HP <5.4 tons | TEMPSTAR | HRCU-A-CB (Split System: Heat Pump with Remote Outdoor Unit-Air-Source) | T5H0V48*K*AAA* |  |  | EVD5X48M24A*+WALLCON | *97CMN1202422B* | 47000 | 18.5 | 9 | 50000 | 36400 | 72.8% | 2 | 0 | 10 |  |  |  | No | R-454B | 3.9167 | Residential & Commercial | Ducted CEE Tier 1
215676322 | Central HP <5.4 tons | TEMPSTAR | HRCU-A-CB (Split System: Heat Pump with Remote Outdoor Unit-Air-Source) | T5H0V48*K*AAA* |  |  | EVD5X49M24A*+WALLCON | *80CTL1102120B* | 48000 | 19 | 9 | 50000 | 36400 | 72.8% | 2 | 0 | 10.5 |  |  |  | No | R-454B | 4 | Residential & Commercial | Ducted CEE Tier 1
215676422 | Central HP <5.4 tons | TEMPSTAR | HRCU-A-CB (Split System: Heat Pump with Remote Outdoor Unit-Air-Source) | T5H0V48*K*AAA* |  |  | EVD5X60M21A*+WALLCON | *80CSU0802120A* | 48000 | 19 | 9 | 50000 | 36600 | 73.2% | 2.12 | 0 | 10 |  |  |  | No | R-454B | 4 | Residential & Commercial | Ducted CEE Tier 1
215676722 | Central HP <5.4 tons | TEMPSTAR | HRCU-A-CB (Split System: Heat Pump with Remote Outdoor Unit-Air-Source) | T5H0V48*K*AAA* |  |  | EVD5X61M21A*+WALLCON | *80CTL0701716B* | 48500 | 19 | 9 | 50000 | 37200 | 74.4% | 1.98 | 0 | 10 |  |  |  | No | R-454B | 4.0417 | Residential & Commercial | Ducted CEE Tier 1
206764928 | Central HP <5.4 tons | CARRIER | HRCU-A-CB (Split System: Heat Pump with Remote Outdoor Unit-Air-Source) | 25VNA837A*031* |  |  | CAP**4221AL*+UI | 59TN6B080C17**14 | 31600 | 17 | 8.1 | 33400 | 24800 | 74.25% | 1.86 | 11.5 | 11 |  |  |  | No | R-410A | 2.6333 | Residential & Commercial | Ducted CEE Tier 1
206764939 | Central HP <5.4 tons | CARRIER | HRCU-A-CB (Split System: Heat Pump with Remote Outdoor Unit-Air-Source) | 25VNA837A*031* |  |  | CAP**4224AL*+UI | 58TN*A090C21**20 | 31800 | 17.5 | 8.1 | 33200 | 24400 | 73.49% | 1.9 | 11 | 11.5 |  |  |  | No | R-410A | 2.65 | Residential & Commercial | Ducted CEE Tier 1
206764980 | Central HP <5.4 tons | CARRIER | HRCU-A-CB (Split System: Heat Pump with Remote Outdoor Unit-Air-Source) | 25VNA837A*031* |  |  | CAP**4824AL*+UI | 58TN*A090C21**20 | 32400 | 17.5 | 8.5 | 32600 | 25000 | 76.69% | 1.98 | 12 | 11.7 |  |  |  | No | R-410A | 2.7 | Residential & Commercial | Ducted CEE Tier 1
206765053 | Central HP <5.4 tons | CARRIER | HRCU-A-CB (Split System: Heat Pump with Remote Outdoor Unit-Air-Source) | 25VNA837A*031* |  |  | CSPH*3612AL*+UI | 59MN7B100C21**22 | 32200 | 16.5 | 8.1 | 33200 | 24800 | 74.7% | 1.94 | 11.5 | 11 |  |  |  | No | R-410A | 2.6833 | Residential & Commercial | Ducted CEE Tier 1
206765087 | Central HP <5.4 tons | CARRIER | HRCU-A-CB (Split System: Heat Pump with Remote Outdoor Unit-Air-Source) | 25VNA837A*031* |  |  | CSPH*4812AL*+UI | 59TN6B120C24**22 | 32600 | 17 | 8.1 | 33000 | 24800 | 75.15% | 1.98 | 11 | 11 |  |  |  | No | R-410A | 2.7167 | Residential & Commercial | Ducted CEE Tier 1
206765096 | Central HP <5.4 tons | CARRIER | HRCU-A-CB (Split System: Heat Pump with Remote Outdoor Unit-Air-Source) | 25VNA837A*031* |  |  | CSPH*4812AL*+UI | 58TN*A090C17**16 | 32800 | 17.5 | 8.1 | 33000 | 24800 | 75.15% | 1.98 | 12 | 11.5 |  |  |  | No | R-410A | 2.7333 | Residential & Commercial | Ducted CEE Tier 1
215935880 | Central HP <5.4 tons | DAY & NIGHT | HRCU-A-CB (Split System: Heat Pump with Remote Outdoor Unit-Air-Source) | C5H3V36*K*AAA* |  |  | EVD5X38M17A*+WALLCON | *97CMN0601714B* | 35200 | 21 | 8.5 | 38000 | 28000 | 73.68% | 2.06 | 0 | 11.5 |  |  |  | No | R-454B | 2.9333 | Residential & Commercial | Ducted CEE Tier 1
215681862 | Central HP <5.4 tons | TEMPSTAR | HRCU-A-CB (Split System: Heat Pump with Remote Outdoor Unit-Air-Source) | T5H0V48*K*AAA* |  |  | EVM5X49M21A*+WALLCON | *80CSU1002120B* | 48000 | 18.5 | 9 | 50000 | 36600 | 73.2% | 2 | 0 | 10 |  |  |  | No | R-454B | 4 | Residential & Commercial | Ducted CEE Tier 1
215940643 | Central HP <5.4 tons | TEMPSTAR | HRCU-A-CB (Split System: Heat Pump with Remote Outdoor Unit-Air-Source) | T5H3V36*K*AAA* |  |  | EVD5X42M21A*+WALLCON | *80CSU0601716B* | 34400 | 21 | 8.5 | 38500 | 28000 | 72.73% | 2.04 | 0 | 12 |  |  |  | No | R-454B | 2.8667 | Residential & Commercial | Ducted CEE Tier 1
215940693 | Central HP <5.4 tons | TEMPSTAR | HRCU-A-CB (Split System: Heat Pump with Remote Outdoor Unit-Air-Source) | T5H3V36*K*AAA* |  |  | EVD5X42M24A*+WALLCON | *96CTN0802120B* | 35400 | 21.5 | 8.5 | 38000 | 28600 | 75.26% | 2.04 | 0 | 12 |  |  |  | No | R-454B | 2.95 | Residential & Commercial | Ducted CEE Tier 1
215942379 | Central HP <5.4 tons | TEMPSTAR | HRCU-A-CB (Split System: Heat Pump with Remote Outdoor Unit-Air-Source) | T5H3V36*K*AAA* |  |  | EVM5X44M21A*+WALLCON | *96CTN0601714B* | 35200 | 21 | 8.5 | 37400 | 28000 | 74.87% | 2.06 | 0 | 11.7 |  |  |  | No | R-454B | 2.9333 | Residential & Commercial | Ducted CEE Tier 1
213078352 | Central HP <5.4 tons | BRYANT HEATING AND COOLING SYSTEMS | HRCU-A-CB (Split System: Heat Pump with Remote Outdoor Unit-Air-Source) | 38MURAQ36AB3* |  |  | CNPV*4217AL* | 8(0,1)*SB42090M17*** | 35600 | 16 | 8.1 | 38500 | 35000 | 90.91% | 1.94 | 0 | 10 |  |  |  | No | R-410A | 2.9667 | Residential & Commercial | Ducted CEE Tier 1
215936080 | Central HP <5.4 tons | DAY & NIGHT | HRCU-A-CB (Split System: Heat Pump with Remote Outdoor Unit-Air-Source) | C5H3V36*K*AAA* |  |  | EVD5X42M21A*+WALLCON | *97CMN0602120B* | 34200 | 20.5 | 8.5 | 39000 | 28600 | 73.33% | 2.04 | 0 | 11.5 |  |  |  | No | R-454B | 2.85 | Residential & Commercial | Ducted CEE Tier 1
215936230 | Central HP <5.4 tons | DAY & NIGHT | HRCU-A-CB (Split System: Heat Pump with Remote Outdoor Unit-Air-Source) | C5H3V36*K*AAA* |  |  | EVD5X42M24A*+WALLCON | *97CMN0802120B* | 35400 | 21.5 | 8.5 | 38000 | 28400 | 74.74% | 2.04 | 0 | 12 |  |  |  | No | R-454B | 2.95 | Residential & Commercial | Ducted CEE Tier 1
215936330 | Central HP <5.4 tons | DAY & NIGHT | HRCU-A-CB (Split System: Heat Pump with Remote Outdoor Unit-Air-Source) | C5H3V36*K*AAA* |  |  | EVD5X48M24A*+WALLCON | *80CTL1102120B* | 35200 | 21.5 | 8.5 | 38000 | 28200 | 74.21% | 2.04 | 0 | 12 |  |  |  | No | R-454B | 2.9333 | Residential & Commercial | Ducted CEE Tier 1
215935810 | Central HP <5.4 tons | DAY & NIGHT | HRCU-A-CB (Split System: Heat Pump with Remote Outdoor Unit-Air-Source) | C5H3V36*K*AAA* |  |  | EVD5X38M17A*+WALLCON | *80CSU0401712A* | 35400 | 22 | 8.5 | 38500 | 28800 | 74.81% | 2.04 | 0 | 12 |  |  |  | No | R-454B | 2.95 | Residential & Commercial | Ducted CEE Tier 1
215935840 | Central HP <5.4 tons | DAY & NIGHT | HRCU-A-CB (Split System: Heat Pump with Remote Outdoor Unit-Air-Source) | C5H3V36*K*AAA* |  |  | EVD5X38M17A*+WALLCON | *80CTL0701412B* | 35200 | 21.5 | 8.5 | 38500 | 29000 | 75.32% | 2.02 | 0 | 11.7 |  |  |  | No | R-454B | 2.9333 | Residential & Commercial | Ducted CEE Tier 1
215936560 | Central HP <5.4 tons | DAY & NIGHT | HRCU-A-CB (Split System: Heat Pump with Remote Outdoor Unit-Air-Source) | C5H3V36*K*AAA* |  |  | EVD5X60M21A*+WALLCON | *80CSU0401712A* | 35600 | 22 | 8.5 | 38000 | 28800 | 75.79% | 2.02 | 0 | 12 |  |  |  | No | R-454B | 2.9667 | Residential & Commercial | Ducted CEE Tier 1
215936660 | Central HP <5.4 tons | DAY & NIGHT | HRCU-A-CB (Split System: Heat Pump with Remote Outdoor Unit-Air-Source) | C5H3V36*K*AAA* |  |  | EVD5X60M21A*+WALLCON | *95CSU0802120B* | 35600 | 21.5 | 8.5 | 38000 | 28600 | 75.26% | 2.04 | 0 | 12 |  |  |  | No | R-454B | 2.9667 | Residential & Commercial | Ducted CEE Tier 1
206764462 | Central HP <5.4 tons | CARRIER | HRCU-A-CB (Split System: Heat Pump with Remote Outdoor Unit-Air-Source) | 25VNA825A*032* |  |  | CSPH*3612AL*+UI | 58TN*A070C14**12 | 24000 | 16.5 | 8.1 | 21400 | 16600 | 77.57% | 2 | 11.5 | 11 |  |  |  | No | R-410A | 2 | Residential & Commercial | Ducted CEE Tier 1
206764510 | Central HP <5.4 tons | CARRIER | HRCU-A-CB (Split System: Heat Pump with Remote Outdoor Unit-Air-Source) | 25VNA825A*032* |  |  | CAP**3621AL*+UI | 59CU5A060C17**16 | 23600 | 16.5 | 8.1 | 21600 | 16700 | 77.31% | 1.92 | 11 | 10.5 |  |  |  | No | R-410A | 1.9667 | Residential & Commercial | Ducted CEE Tier 1
214807795 | Central HP <5.4 tons | JOHNSON CONTROLS | HRCU-A-CB (Split System: Heat Pump with Remote Outdoor Unit-Air-Source) | HH836E2S11 |  |  | CTU48C5XFS1+JMVT16CC2N1+TXV |  | 34400 | 19 | 9 | 32000 | 25200 | 78.75% | 2 | 0 | 11.7 |  |  |  | No | R-454B | 2.8667 | Residential & Commercial | Ducted CEE Tier 1
215679622 | Central HP <5.4 tons | TEMPSTAR | HRCU-A-CB (Split System: Heat Pump with Remote Outdoor Unit-Air-Source) | T5H0V36*K*AAA* |  |  | EA*5X61M21A*+WALLCON | *80CSU0601716B* | 35000 | 18 | 9 | 34400 | 24800 | 72.09% | 1.92 | 0 | 10 |  |  |  | No | R-454B | 2.9167 | Residential & Commercial | Ducted CEE Tier 1
214719909 | Central HP <5.4 tons | JOHNSON CONTROLS | HRCU-A-CB (Split System: Heat Pump with Remote Outdoor Unit-Air-Source) | HH836E2S11 |  |  | CTU48C5XFS1+TXV | TM9Y100C20MP11 | 34200 | 17 | 8.5 | 32800 | 26000 | 79.27% | 2 | 0 | 10 |  |  |  | No | R-454B | 2.85 | Residential & Commercial | Ducted CEE Tier 1
214728380 | Central HP <5.4 tons | JOHNSON CONTROLS | HRCU-A-CB (Split System: Heat Pump with Remote Outdoor Unit-Air-Source) | HH836E2S11 |  |  | CTU36B5XDS1+TXV | TPLC080B12MP13 | 33000 | 17 | 8.5 | 31000 | 25200 | 81.29% | 2 | 0 | 11 |  |  |  | No | R-454B | 2.75 | Residential & Commercial | Ducted CEE Tier 1
206764444 | Central HP <5.4 tons | CARRIER | HRCU-A-CB (Split System: Heat Pump with Remote Outdoor Unit-Air-Source) | 25VNA825A*032* |  |  | CSPH*3012AL*+UI | 58TN*A090C17**16 | 23800 | 16 | 8.1 | 21800 | 16700 | 76.61% | 1.98 | 11 | 10.5 |  |  |  | No | R-410A | 1.9833 | Residential & Commercial | Ducted CEE Tier 1
206764471 | Central HP <5.4 tons | CARRIER | HRCU-A-CB (Split System: Heat Pump with Remote Outdoor Unit-Air-Source) | 25VNA825A*032* |  |  | CAP**3017AL*+UI | 58CU*A060C17**16 | 23400 | 16.5 | 8.1 | 21600 | 16700 | 77.31% | 1.9 | 11 | 10.5 |  |  |  | No | R-410A | 1.95 | Residential & Commercial | Ducted CEE Tier 1
206764512 | Central HP <5.4 tons | CARRIER | HRCU-A-CB (Split System: Heat Pump with Remote Outdoor Unit-Air-Source) | 25VNA825A*032* |  |  | CAP**3621AL*+UI | 59CU5A100C21**22 | 23600 | 16.5 | 8.1 | 21400 | 16600 | 77.57% | 1.94 | 11.5 | 10.5 |  |  |  | No | R-410A | 1.9667 | Residential & Commercial | Ducted CEE Tier 1
214097730 | Central HP <5.4 tons | FRIEDRICH | HRCU-A-CB (Split System: Heat Pump with Remote Outdoor Unit-Air-Source) | RD17AZ48AJ3N |  |  | TCFZ6024SEANM | FR802V1255A24UH | 45500 | 17 | 8.1 | 45500 | 40000 | 87.91% | 2.1 | 0 | 10 |  |  |  | No | R-410A | 3.7917 | Residential & Commercial | Ducted CEE Tier 1
213079715 | Central HP <5.4 tons | DAY & NIGHT | HRCU-A-CB (Split System: Heat Pump with Remote Outdoor Unit-Air-Source) | DLCURAH36ABK |  |  | EN(A,D,W)4X48L21** | *92MSN0802120A* | 35800 | 16.5 | 8.1 | 38500 | 34800 | 90.39% | 2 | 0 | 10 |  |  |  | No | R-410A | 2.9833 | Residential & Commercial | Ducted CEE Tier 1
213080416 | Central HP <5.4 tons | DAY & NIGHT | HRCU-A-CB (Split System: Heat Pump with Remote Outdoor Unit-Air-Source) | DLCURAH36ABK |  |  | EA*4X43L21A* | *96MSN1002122A* | 36800 | 16 | 8.5 | 38500 | 34800 | 90.39% | 2.1 | 0 | 10 |  |  |  | No | R-410A | 3.0667 | Residential & Commercial | Ducted CEE Tier 1
213079231 | Central HP <5.4 tons | DAY & NIGHT | HRCU-A-CB (Split System: Heat Pump with Remote Outdoor Unit-Air-Source) | DLCURAH36ABK |  |  | EA*4X42L21A* | *80MSU0802120A* | 35000 | 16.5 | 8.1 | 38500 | 35000 | 90.91% | 1.9 | 0 | 10 |  |  |  | No | R-410A | 2.9167 | Residential & Commercial | Ducted CEE Tier 1
213076980 | Central HP <5.4 tons | DAY & NIGHT | HRCU-A-CB (Split System: Heat Pump with Remote Outdoor Unit-Air-Source) | DLCURAH36ABK |  |  | EA*4X43L21A* | *96VSN0801716B* | 36600 | 15.5 | 8.5 | 38500 | 35000 | 90.91% | 2.06 | 0 | 10 |  |  |  | No | R-410A | 3.05 | Residential & Commercial | Ducted CEE Tier 1
213077364 | Central HP <5.4 tons | DAY & NIGHT | HRCU-A-CB (Split System: Heat Pump with Remote Outdoor Unit-Air-Source) | DLCURAH36ABK |  |  | EA*4X37L17A* | *96VTN0801716B* | 36000 | 15.5 | 8.5 | 38500 | 35200 | 91.43% | 2 | 0 | 10 |  |  |  | No | R-410A | 3 | Residential & Commercial | Ducted CEE Tier 1
213077716 | Central HP <5.4 tons | DAY & NIGHT | HRCU-A-CB (Split System: Heat Pump with Remote Outdoor Unit-Air-Source) | DLCURAH36ABK |  |  | EA*4X37L21A* | *96VTN1002122B* | 36600 | 16.5 | 8.5 | 38000 | 34800 | 91.58% | 2.08 | 0 | 10 |  |  |  | No | R-410A | 3.05 | Residential & Commercial | Ducted CEE Tier 1
215681988 | Central HP <5.4 tons | COMFORTMAKER | HRCU-A-CB (Split System: Heat Pump with Remote Outdoor Unit-Air-Source) | C5H0V48*K*AAA* |  |  | EVM5X60M24A*+WALLCON | *80CSU0802120B* | 48000 | 19 | 9 | 50000 | 36200 | 72.4% | 2.12 | 0 | 10 |  |  |  | No | R-454B | 4 | Residential & Commercial | Ducted CEE Tier 1
215682038 | Central HP <5.4 tons | COMFORTMAKER | HRCU-A-CB (Split System: Heat Pump with Remote Outdoor Unit-Air-Source) | C5H0V48*K*AAA* |  |  | EVM5X61M24A*+WALLCON | *96CTN0802120B* | 48500 | 19 | 9.5 | 50000 | 36800 | 73.6% | 2.1 | 0 | 10.5 |  |  |  | No | R-454B | 4.0417 | Residential & Commercial | Ducted CEE Tier 1
215682438 | Central HP <5.4 tons | COMFORTMAKER | HRCU-A-CB (Split System: Heat Pump with Remote Outdoor Unit-Air-Source) | C5H0V48*K*AAA* |  |  | EVD5X61M21A*+WALLCON | *96CTN0802120B* | 48500 | 19 | 9 | 50000 | 36800 | 73.6% | 2 | 0 | 10.5 |  |  |  | No | R-454B | 4.0417 | Residential & Commercial | Ducted CEE Tier 1
215679962 | Central HP <5.4 tons | TEMPSTAR | HRCU-A-CB (Split System: Heat Pump with Remote Outdoor Unit-Air-Source) | T5H0V36*K*AAA* |  |  | ESH5X60M12A*+WALLCON | *80CSU0601716B* | 34600 | 17 | 8.5 | 34600 | 24800 | 71.68% | 1.92 | 0 | 10 |  |  |  | No | R-454B | 2.8833 | Residential & Commercial | Ducted CEE Tier 1
207436613 | Central HP <5.4 tons | LENNOX | HRCU-A-CB (Split System: Heat Pump with Remote Outdoor Unit-Air-Source) | SL25XPV-048-230A** |  |  | CX35-60C+TDR | SLP99UH090XV48C* | 45500 | 20 | 9.5 | 44000 | 36400 | 82.73% | 1.9 | 12.5 | 12 |  |  |  | No | R-410A | 3.7917 | Residential & Commercial | Ducted CEE Tier 1
207436559 | Central HP <5.4 tons | LENNOX | HRCU-A-CB (Split System: Heat Pump with Remote Outdoor Unit-Air-Source) | SL25XPV-048-230A** |  |  | CH35-60D+TDR+TXV | SLP99UH135XV60D* | 45500 | 21 | 9.1 | 43500 | 35800 | 82.3% | 1.86 | 12.5 | 12.4 |  |  |  | No | R-410A | 3.7917 | Residential & Commercial | Ducted CEE Tier 1
207436574 | Central HP <5.4 tons | LENNOX | HRCU-A-CB (Split System: Heat Pump with Remote Outdoor Unit-Air-Source) | SL25XPV-048-230A** |  |  | CHX35-51/61C-**-*+TDR | SLP99UH110XV60C* | 45000 | 20 | 9.2 | 45500 | 37400 | 82.2% | 1.82 | 12 | 12 |  |  |  | No | R-410A | 3.75 | Residential & Commercial | Ducted CEE Tier 1
207436593 | Central HP <5.4 tons | LENNOX | HRCU-A-CB (Split System: Heat Pump with Remote Outdoor Unit-Air-Source) | SL25XPV-048-230A** |  |  | CX35-49C+TDR | SL280UH100NV60C* | 45500 | 20.4 | 8.9 | 44000 | 35800 | 81.36% | 1.78 | 12.5 | 12.3 |  |  |  | No | R-410A | 3.7917 | Residential & Commercial | Ducted CEE Tier 1
215932076 | Central HP <5.4 tons | HEIL | HRCU-A-CB (Split System: Heat Pump with Remote Outdoor Unit-Air-Source) | H5H3V36*K*AAA* |  |  | EA*5X36M17A*+WALLCON | *80CTL0901716B* | 32200 | 19.5 | 9.5 | 35200 | 27000 | 76.7% | 2 | 0 | 11 |  |  |  | No | R-454B | 2.6833 | Residential & Commercial | Ducted CEE Tier 1
215932226 | Central HP <5.4 tons | HEIL | HRCU-A-CB (Split System: Heat Pump with Remote Outdoor Unit-Air-Source) | H5H3V36*K*AAA* |  |  | EA*5X42M21A*+WALLCON | *80CTL0701716B* | 32600 | 19.5 | 9.5 | 35200 | 27000 | 76.7% | 2 | 0 | 11 |  |  |  | No | R-454B | 2.7167 | Residential & Commercial | Ducted CEE Tier 1
215932326 | Central HP <5.4 tons | HEIL | HRCU-A-CB (Split System: Heat Pump with Remote Outdoor Unit-Air-Source) | H5H3V36*K*AAA* |  |  | EA*5X42M21A*+WALLCON | *97CMN1002122B* | 32800 | 20 | 9.5 | 34800 | 26600 | 76.44% | 2 | 0 | 11.5 |  |  |  | No | R-454B | 2.7333 | Residential & Commercial | Ducted CEE Tier 1
215936487 | Central HP <5.4 tons | AIRQUEST | HRCU-A-CB (Split System: Heat Pump with Remote Outdoor Unit-Air-Source) | H5H3V36*K*AAA* |  |  | EVD5X49M24A*+WALLCON | *95CSU1002122B* | 35600 | 22 | 8.5 | 38000 | 28400 | 74.74% | 2.06 | 0 | 12.5 |  |  |  | No | R-454B | 2.9667 | Residential & Commercial | Ducted CEE Tier 1
215936757 | Central HP <5.4 tons | AIRQUEST | HRCU-A-CB (Split System: Heat Pump with Remote Outdoor Unit-Air-Source) | H5H3V36*K*AAA* |  |  | EVD5X60M24A*+WALLCON | *80CTL0902120B* | 35600 | 22 | 8.5 | 38000 | 28400 | 74.74% | 2.04 | 0 | 12.5 |  |  |  | No | R-454B | 2.9667 | Residential & Commercial | Ducted CEE Tier 1
215936857 | Central HP <5.4 tons | AIRQUEST | HRCU-A-CB (Split System: Heat Pump with Remote Outdoor Unit-Air-Source) | H5H3V36*K*AAA* |  |  | EVD5X60M24A*+WALLCON | *96CTN1202422B* | 35600 | 22 | 8.5 | 38000 | 28400 | 74.74% | 2.04 | 0 | 12.5 |  |  |  | No | R-454B | 2.9667 | Residential & Commercial | Ducted CEE Tier 1
213077951 | Central HP <5.4 tons | DAY & NIGHT | HRCU-A-CB (Split System: Heat Pump with Remote Outdoor Unit-Air-Source) | DLCURAH36ABK |  |  | EA*4X37L21A* | *80MS(N,L)0701712A* | 36200 | 16 | 8.5 | 38000 | 34800 | 91.58% | 2.04 | 0 | 10 |  |  |  | No | R-410A | 3.0167 | Residential & Commercial | Ducted CEE Tier 1
211230002 | Central HP <5.4 tons | DAY & NIGHT | HRCU-A-CB (Split System: Heat Pump with Remote Outdoor Unit-Air-Source) | DLCURAH36ABK |  |  | EN(A,D,W)4X48L21** | *80VSL0702120A* | 36000 | 16 | 8.1 | 38500 | 34800 | 90.39% | 2.02 | 0 | 10 |  |  |  | No | R-410A | 3 | Residential & Commercial | Ducted CEE Tier 1
211228601 | Central HP <5.4 tons | DAY & NIGHT | HRCU-A-CB (Split System: Heat Pump with Remote Outdoor Unit-Air-Source) | DLCURAH36ABK |  |  | EA*4X43L21A* | *95ESU1002120A* | 36600 | 16 | 8.5 | 38500 | 34800 | 90.39% | 2.1 | 0 | 10 |  |  |  | No | R-410A | 3.05 | Residential & Commercial | Ducted CEE Tier 1
215682162 | Central HP <5.4 tons | TEMPSTAR | HRCU-A-CB (Split System: Heat Pump with Remote Outdoor Unit-Air-Source) | T5H0V48*K*AAA* |  |  | EVD5X48M21A*+WALLCON | *97CTN0802120A* | 47000 | 18.5 | 9 | 50000 | 36600 | 73.2% | 1.98 | 0 | 10 |  |  |  | No | R-454B | 3.9167 | Residential & Commercial | Ducted CEE Tier 1
215682212 | Central HP <5.4 tons | TEMPSTAR | HRCU-A-CB (Split System: Heat Pump with Remote Outdoor Unit-Air-Source) | T5H0V48*K*AAA* |  |  | EVD5X48M24A*+WALLCON | *97CTN0802120A* | 47000 | 18.5 | 9 | 50000 | 36400 | 72.8% | 2 | 0 | 10 |  |  |  | No | R-454B | 3.9167 | Residential & Commercial | Ducted CEE Tier 1
215682382 | Central HP <5.4 tons | TEMPSTAR | HRCU-A-CB (Split System: Heat Pump with Remote Outdoor Unit-Air-Source) | T5H0V48*K*AAA* |  |  | EVD5X60M24A*+WALLCON | *96CTN0802120B* | 48000 | 19 | 9 | 50000 | 36600 | 73.2% | 2 | 0 | 10 |  |  |  | No | R-454B | 4 | Residential & Commercial | Ducted CEE Tier 1
214229162 | Central HP <5.4 tons | DAY & NIGHT | HRCU-A-CB (Split System: Heat Pump with Remote Outdoor Unit-Air-Source) | DLCURAH24ABK |  |  | EA*4X36L17A* | *80MSU0601716A* | 23800 | 17.5 | 8.5 | 25600 | 23600 | 92.19% | 1.96 | 0 | 10 |  |  |  | No | R-410A | 1.9833 | Residential & Commercial | Ducted CEE Tier 1
214572943 | Central HP <5.4 tons | COMFORTMAKER | HRCU-A-CB (Split System: Heat Pump with Remote Outdoor Unit-Air-Source) | CVH837GKA** |  |  | EA*4X60L24A*+WALLCON | *96CTN0802120B* | 32800 | 18 | 8.5 | 31600 | 24600 | 77.85% | 2 | 0 | 11.5 |  |  |  | No | R-410A | 2.7333 | Residential & Commercial | Ducted CEE Tier 1
212969751 | Central HP <5.4 tons | DAY & NIGHT | HRCU-A-CB (Split System: Heat Pump with Remote Outdoor Unit-Air-Source) | DLCURAH24ABK |  |  | EA*4X25L17A* | *80VSL0451412B* | 24000 | 17.5 | 8.5 | 25000 | 21800 | 87.2% | 1.82 | 0 | 10 |  |  |  | No | R-410A | 2 | Residential & Commercial | Ducted CEE Tier 1
212973544 | Central HP <5.4 tons | AIRQUEST | HRCU-A-CB (Split System: Heat Pump with Remote Outdoor Unit-Air-Source) | DLCURAH24ABK |  |  | EA*4X25L17A* | *96VSN0601412B* | 24000 | 17 | 8.5 | 25000 | 21800 | 87.2% | 1.82 | 0 | 10 |  |  |  | No | R-410A | 2 | Residential & Commercial | Ducted CEE Tier 1
212971679 | Central HP <5.4 tons | AIRQUEST | HRCU-A-CB (Split System: Heat Pump with Remote Outdoor Unit-Air-Source) | DLCURAH24ABK |  |  | EA*4X37L17A* | *80VTL0701716B* | 24000 | 17 | 8.5 | 25200 | 22000 | 87.3% | 1.84 | 0 | 10 |  |  |  | No | R-410A | 2 | Residential & Commercial | Ducted CEE Tier 1
212971690 | Central HP <5.4 tons | AIRQUEST | HRCU-A-CB (Split System: Heat Pump with Remote Outdoor Unit-Air-Source) | DLCURAH24ABK |  |  | EA*4X37L21A* | *80VTL0701716B* | 24200 | 17.5 | 8.5 | 25200 | 21600 | 85.71% | 1.82 | 0 | 10 |  |  |  | No | R-410A | 2.0167 | Residential & Commercial | Ducted CEE Tier 1
212974314 | Central HP <5.4 tons | AIRQUEST | HRCU-A-CB (Split System: Heat Pump with Remote Outdoor Unit-Air-Source) | DLCURAH24ABK |  |  | EA*4X36L21A* | *96VSN1002120B* | 23600 | 17 | 8.5 | 26200 | 24000 | 91.6% | 2 | 0 | 10 |  |  |  | No | R-410A | 1.9667 | Residential & Commercial | Ducted CEE Tier 1
216374502 | Central HP <5.4 tons | YORK | HRCU-A-CB (Split System: Heat Pump with Remote Outdoor Unit-Air-Source) | HH836E2S11 |  |  | CTF36B5CDS1 | Y92E060B12SMPS1 | 33400 | 18 | 8.5 | 31600 | 24200 | 76.58% | 2 | 0 | 11 |  |  |  | No | R-454B | 2.7833 | Residential & Commercial | Ducted CEE Tier 1
214728375 | Central HP <5.4 tons | JOHNSON CONTROLS | HRCU-A-CB (Split System: Heat Pump with Remote Outdoor Unit-Air-Source) | HH836E2S11 |  |  | CTU36B5XDS1+TXV | TM8V080B12MP12 | 33000 | 17 | 8.5 | 31000 | 25200 | 81.29% | 2 | 0 | 11 |  |  |  | No | R-454B | 2.75 | Residential & Commercial | Ducted CEE Tier 1
214728392 | Central HP <5.4 tons | JOHNSON CONTROLS | HRCU-A-CB (Split System: Heat Pump with Remote Outdoor Unit-Air-Source) | HH836E2S11 |  |  | CTU36B5XDS1+TXV | TM9V060B12MP12 | 33000 | 17 | 8.5 | 31000 | 25200 | 81.29% | 2 | 0 | 11 |  |  |  | No | R-454B | 2.75 | Residential & Commercial | Ducted CEE Tier 1
215680012 | Central HP <5.4 tons | TEMPSTAR | HRCU-A-CB (Split System: Heat Pump with Remote Outdoor Unit-Air-Source) | T5H0V36*K*AAA* |  |  | ESH5X60M12A*+WALLCON | *97CTN1202422A* | 34600 | 16.5 | 8.5 | 34600 | 24800 | 71.68% | 1.92 | 0 | 10 |  |  |  | No | R-454B | 2.8833 | Residential & Commercial | Ducted CEE Tier 1
215675982 | Central HP <5.4 tons | TEMPSTAR | HRCU-A-CB (Split System: Heat Pump with Remote Outdoor Unit-Air-Source) | T5H0V48*K*AAA* |  |  | EVM5X61M24A*+WALLCON | *80CTL0702120B* | 48500 | 19 | 9.5 | 50000 | 36800 | 73.6% | 2.1 | 0 | 10.5 |  |  |  | No | R-454B | 4.0417 | Residential & Commercial | Ducted CEE Tier 1
215676032 | Central HP <5.4 tons | TEMPSTAR | HRCU-A-CB (Split System: Heat Pump with Remote Outdoor Unit-Air-Source) | T5H0V48*K*AAA* |  |  | EVM5X61M24A*+WALLCON | *95CSU1002122B* | 48500 | 19 | 9 | 50000 | 36600 | 73.2% | 2.1 | 0 | 10.5 |  |  |  | No | R-454B | 4.0417 | Residential & Commercial | Ducted CEE Tier 1
211241507 | Central HP <5.4 tons | BRYANT HEATING AND COOLING SYSTEMS | HRCU-A-CB (Split System: Heat Pump with Remote Outdoor Unit-Air-Source) | 38MURAQ24AB3* |  |  | CAP**3017AL* | 83*SA36040E17*** | 24000 | 17 | 8.5 | 26000 | 23200 | 89.23% | 1.94 | 0 | 10 |  |  |  | No | R-410A | 2 | Residential & Commercial | Ducted CEE Tier 1
211241246 | Central HP <5.4 tons | BRYANT HEATING AND COOLING SYSTEMS | HRCU-A-CB (Split System: Heat Pump with Remote Outdoor Unit-Air-Source) | 38MURAQ24AB3* |  |  | CAP**3014AL* | 926SA30040V14*** | 23600 | 15.5 | 8.5 | 26200 | 23600 | 90.08% | 1.94 | 0 | 10 |  |  |  | No | R-410A | 1.9667 | Residential & Commercial | Ducted CEE Tier 1
212975114 | Central HP <5.4 tons | AIRQUEST | HRCU-A-CB (Split System: Heat Pump with Remote Outdoor Unit-Air-Source) | DLCURAH18ABK |  |  | EN(A,D)4X24L17** | *96VTN0401712B* | 17500 | 15.5 | 8.5 | 18600 | 19200 | 103.2% | 2.3 | 0 | 10.5 |  |  |  | No | R-410A | 1.4583 | Residential & Commercial | Ducted CEE Tier 1
212985507 | Central HP <5.4 tons | BRYANT HEATING AND COOLING SYSTEMS | HRCU-A-CB (Split System: Heat Pump with Remote Outdoor Unit-Air-Source) | 38MURAQ36AB3* |  |  | CAP**4821AL* | 912SE66100M21*** | 35800 | 16.5 | 8.5 | 37800 | 34600 | 91.53% | 2.02 | 0 | 10 |  |  |  | No | R-410A | 2.9833 | Residential & Commercial | Ducted CEE Tier 1
212988012 | Central HP <5.4 tons | BRYANT HEATING AND COOLING SYSTEMS | HRCU-A-CB (Split System: Heat Pump with Remote Outdoor Unit-Air-Source) | 38MURAQ36AB3* |  |  | CAP**4824AL* | 916SA60100M21*** | 36000 | 16.5 | 8.5 | 37800 | 34600 | 91.53% | 2.04 | 0 | 10 |  |  |  | No | R-410A | 3 | Residential & Commercial | Ducted CEE Tier 1
216051088 | Central HP <5.4 tons | FRIEDRICH | HRCU-A-CB (Split System: Heat Pump with Remote Outdoor Unit-Air-Source) | FRP19AY36AJVC |  |  | RCFY3621MEAAM | FR97MV0855A21DH | 34200 | 21 | 10 | 34200 | 29400 | 85.96% | 2 | 0 | 12 |  |  |  | No | R-454B | 2.85 | Residential & Commercial | Ducted CEE Tier 1
216051093 | Central HP <5.4 tons | FRIEDRICH | HRCU-A-CB (Split System: Heat Pump with Remote Outdoor Unit-Air-Source) | FRP19AY36AJVC |  |  | RCFY3621MEAAM | FR98MV1005A21UP | 34200 | 21 | 10 | 34200 | 29400 | 85.96% | 2 | 0 | 12 |  |  |  | No | R-454B | 2.85 | Residential & Commercial | Ducted CEE Tier 1
216051102 | Central HP <5.4 tons | FRIEDRICH | HRCU-A-CB (Split System: Heat Pump with Remote Outdoor Unit-Air-Source) | FRP19AY36AJVC |  |  | RCFY3621MEAAM | FR97MV0603A17DH | 34200 | 21 | 10 | 34200 | 29600 | 86.55% | 2 | 0 | 12 |  |  |  | No | R-454B | 2.85 | Residential & Commercial | Ducted CEE Tier 1
215676132 | Central HP <5.4 tons | TEMPSTAR | HRCU-A-CB (Split System: Heat Pump with Remote Outdoor Unit-Air-Source) | T5H0V48*K*AAA* |  |  | EVD5X48M21A*+WALLCON | *80CTL1102120B* | 47000 | 18.5 | 9 | 50000 | 36400 | 72.8% | 2 | 0 | 10 |  |  |  | No | R-454B | 3.9167 | Residential & Commercial | Ducted CEE Tier 1
215676202 | Central HP <5.4 tons | TEMPSTAR | HRCU-A-CB (Split System: Heat Pump with Remote Outdoor Unit-Air-Source) | T5H0V48*K*AAA* |  |  | EVD5X48M24A*+WALLCON | *80CTL0702120B* | 47000 | 18.5 | 9 | 50000 | 36600 | 73.2% | 2.02 | 0 | 10 |  |  |  | No | R-454B | 3.9167 | Residential & Commercial | Ducted CEE Tier 1
215676532 | Central HP <5.4 tons | TEMPSTAR | HRCU-A-CB (Split System: Heat Pump with Remote Outdoor Unit-Air-Source) | T5H0V48*K*AAA* |  |  | EVD5X60M21A*+WALLCON | *97CMN0602120B* | 47500 | 18.5 | 9 | 50000 | 37200 | 74.4% | 1.98 | 0 | 10 |  |  |  | No | R-454B | 3.9583 | Residential & Commercial | Ducted CEE Tier 1
215676632 | Central HP <5.4 tons | TEMPSTAR | HRCU-A-CB (Split System: Heat Pump with Remote Outdoor Unit-Air-Source) | T5H0V48*K*AAA* |  |  | EVD5X60M24A*+WALLCON | *80CTL1102120B* | 48000 | 19 | 9 | 50000 | 36400 | 72.8% | 2 | 0 | 10.5 |  |  |  | No | R-454B | 4 | Residential & Commercial | Ducted CEE Tier 1
215674668 | Central HP <5.4 tons | COMFORTMAKER | HRCU-A-CB (Split System: Heat Pump with Remote Outdoor Unit-Air-Source) | C5H0V48*K*AAA* |  |  | EA*5X61M24A*+WALLCON | *96CTN1202422B* | 46000 | 18.5 | 9 | 47500 | 33600 | 70.74% | 2.06 | 0 | 10 |  |  |  | No | R-454B | 3.8333 | Residential & Commercial | Ducted CEE Tier 1
215675368 | Central HP <5.4 tons | COMFORTMAKER | HRCU-A-CB (Split System: Heat Pump with Remote Outdoor Unit-Air-Source) | C5H0V48*K*AAA* |  |  | EVM5X48M21A*+WALLCON | *80CSU0802120A* | 47000 | 18.5 | 9 | 50000 | 36400 | 72.8% | 2 | 0 | 10 |  |  |  | No | R-454B | 3.9167 | Residential & Commercial | Ducted CEE Tier 1
211261426 | Central HP <5.4 tons | BRYANT HEATING AND COOLING SYSTEMS | HRCU-A-CB (Split System: Heat Pump with Remote Outdoor Unit-Air-Source) | 38MURAQ18AB3* |  |  | CAP**3014AL* | 8(0,1)*SA36045E14*** | 18200 | 16.5 | 8.5 | 18600 | 18400 | 98.92% | 2.22 | 0 | 10.5 |  |  |  | No | R-410A | 1.5167 | Residential & Commercial | Ducted CEE Tier 1
215681522 | Central HP <5.4 tons | TEMPSTAR | HRCU-A-CB (Split System: Heat Pump with Remote Outdoor Unit-Air-Source) | T5H0V48*K*AAA* |  |  | EA*5X61M24A*+WALLCON | *96CTN0802120B* | 46000 | 18 | 9 | 48000 | 33800 | 70.42% | 2.08 | 0 | 10 |  |  |  | No | R-454B | 3.8333 | Residential & Commercial | Ducted CEE Tier 1
206133384 | Central HP <5.4 tons | CARRIER | HRCU-A-CB (Split System: Heat Pump with Remote Outdoor Unit-Air-Source) | 25VNA825A*031* |  |  | CAP**3621AL*+UI | 58CU*A060C17**16 | 23600 | 16.5 | 8.1 | 21400 | 16600 | 77.57% | 1.94 | 11.5 | 10.5 |  |  |  | No | R-410A | 1.9667 | Residential & Commercial | Ducted CEE Tier 1
215678362 | Central HP <5.4 tons | TEMPSTAR | HRCU-A-CB (Split System: Heat Pump with Remote Outdoor Unit-Air-Source) | T5H0V24*K*AAA* |  |  | EA*5X37M17A*+WALLCON | *80CSU0601716B* | 23800 | 17 | 9 | 23400 | 16400 | 70.09% | 2 | 0 | 10 |  |  |  | No | R-454B | 1.9833 | Residential & Commercial | Ducted CEE Tier 1
215678412 | Central HP <5.4 tons | TEMPSTAR | HRCU-A-CB (Split System: Heat Pump with Remote Outdoor Unit-Air-Source) | T5H0V24*K*AAA* |  |  | EA*5X37M21A*+WALLCON | *97CTN0601716A* | 24000 | 17 | 9 | 23400 | 16400 | 70.09% | 2.02 | 0 | 10.5 |  |  |  | No | R-454B | 2 | Residential & Commercial | Ducted CEE Tier 1
212971725 | Central HP <5.4 tons | COMFORTMAKER | HRCU-A-CB (Split System: Heat Pump with Remote Outdoor Unit-Air-Source) | DLCURAH24ABK |  |  | EN(A,D,W)4X36L17** | *80VTL0701716B* | 23600 | 17 | 8.5 | 26400 | 24200 | 91.67% | 2.02 | 0 | 10.5 |  |  |  | No | R-410A | 1.9667 | Residential & Commercial | Ducted CEE Tier 1
212973616 | Central HP <5.4 tons | COMFORTMAKER | HRCU-A-CB (Split System: Heat Pump with Remote Outdoor Unit-Air-Source) | DLCURAH24ABK |  |  | EN(A,D)4X30L14** | *96VSN0601412B* | 23400 | 16.5 | 8.1 | 26000 | 24400 | 93.85% | 2.02 | 0 | 10 |  |  |  | No | R-410A | 1.95 | Residential & Commercial | Ducted CEE Tier 1
212973866 | Central HP <5.4 tons | COMFORTMAKER | HRCU-A-CB (Split System: Heat Pump with Remote Outdoor Unit-Air-Source) | DLCURAH24ABK |  |  | EA*4X36L21A* | *96VSN0801716B* | 23600 | 17 | 8.5 | 26200 | 24000 | 91.6% | 2 | 0 | 10 |  |  |  | No | R-410A | 1.9667 | Residential & Commercial | Ducted CEE Tier 1
204298755 | Central HP <5.4 tons | CARRIER | HRCU-A-CB (Split System: Heat Pump with Remote Outdoor Unit-Air-Source) | 25VNA837A*030* |  |  | CAP**3621AL*+UI | 59TN6B100C21**22 | 31600 | 17 | 8.1 | 33200 | 24200 | 72.89% | 1.86 | 11 | 11 |  |  |  | No | R-410A | 2.6333 | Residential & Commercial | Ducted CEE Tier 1
206133414 | Central HP <5.4 tons | CARRIER | HRCU-A-CB (Split System: Heat Pump with Remote Outdoor Unit-Air-Source) | 25VNA825A*031* |  |  | CAP**3717AL*+UI | 58CU*A040C17**12 | 24200 | 17 | 8.1 | 21400 | 16700 | 78.04% | 2 | 11.5 | 11 |  |  |  | No | R-410A | 2.0167 | Residential & Commercial | Ducted CEE Tier 1
206133816 | Central HP <5.4 tons | CARRIER | HRCU-A-CB (Split System: Heat Pump with Remote Outdoor Unit-Air-Source) | 25VNA825A*031* |  |  | CAP**3721AL*+UI | 59CU5A080C21**20 | 24400 | 17 | 8.5 | 21200 | 16600 | 78.3% | 2.04 | 11.5 | 11 |  |  |  | No | R-410A | 2.0333 | Residential & Commercial | Ducted CEE Tier 1
202459504 | Central HP <5.4 tons | TRANE | HRCU-A-CB (Split System: Heat Pump with Remote Outdoor Unit-Air-Source) | 4TWA7048A4 |  |  | 4PX*DU60BS3 | S8X1D120M5PSA | 47500 | 16.5 | 8.1 | 48000 | 48000 | 100% | 3.6 | 13 | 12 |  |  |  | No | R-410A | 3.9583 | Residential & Commercial | Ducted CEE Tier 1
202459563 | Central HP <5.4 tons | TRANE | HRCU-A-CB (Split System: Heat Pump with Remote Outdoor Unit-Air-Source) | 4TWA7048A4 |  |  | 4TXFH064AZ3 | S8X2D120M5PSA | 47500 | 16.5 | 8.1 | 48000 | 48000 | 100% | 3.6 | 13 | 12 |  |  |  | No | R-410A | 3.9583 | Residential & Commercial | Ducted CEE Tier 1
206788958 | Central HP <5.4 tons | CARRIER | HRCU-A-CB (Split System: Heat Pump with Remote Outdoor Unit-Air-Source) | 25VNA448A*031* |  |  | CAP**4824AL*+UI | 59CU5A080C21**20 | 44000 | 21 | 9 | 46500 | 36400 | 78.28% | 2.28 | 12 | 11.7 |  |  |  | No | R-410A | 3.6667 | Residential & Commercial | Ducted CEE Tier 1
206788959 | Central HP <5.4 tons | CARRIER | HRCU-A-CB (Split System: Heat Pump with Remote Outdoor Unit-Air-Source) | 25VNA448A*031* |  |  | CAP**4824AL*+UI | 59CU5A100C21**22 | 44000 | 21 | 9.5 | 46000 | 36200 | 78.7% | 2.3 | 12 | 12 |  |  |  | No | R-410A | 3.6667 | Residential & Commercial | Ducted CEE Tier 1
201812853 | Central HP <5.4 tons | TRANE | HRCU-A-CB (Split System: Heat Pump with Remote Outdoor Unit-Air-Source) | 4TWA7048A4 |  |  | 4PX*DU48BS3 | S9V2C080U5PSB | 45500 | 17 | 8.1 | 47500 | 45000 | 94.74% | 3.4 | 12.5 | 11.7 |  |  |  | No | R-410A | 3.7917 | Residential & Commercial | Ducted CEE Tier 1
215678288 | Central HP <5.4 tons | COMFORTMAKER | HRCU-A-CB (Split System: Heat Pump with Remote Outdoor Unit-Air-Source) | C5H0V24*K*AAA* |  |  | EA*5X30M17A*+WALLCON | *97CTN0601716A* | 23000 | 16.5 | 9 | 24000 | 16800 | 70% | 1.86 | 0 | 10 |  |  |  | No | R-454B | 1.9167 | Residential & Commercial | Ducted CEE Tier 1
215678358 | Central HP <5.4 tons | COMFORTMAKER | HRCU-A-CB (Split System: Heat Pump with Remote Outdoor Unit-Air-Source) | C5H0V24*K*AAA* |  |  | EA*5X37M17A*+WALLCON | *80CSU0601716B* | 23800 | 17 | 9 | 23400 | 16400 | 70.09% | 2 | 0 | 10 |  |  |  | No | R-454B | 1.9833 | Residential & Commercial | Ducted CEE Tier 1
204299355 | Central HP <5.4 tons | CARRIER | HRCU-A-CB (Split System: Heat Pump with Remote Outdoor Unit-Air-Source) | 25VNA837A*030* |  |  | CAP**4824AL*+UI | 58TN*A090C21**20 | 32400 | 17.5 | 8.5 | 32600 | 25000 | 76.69% | 1.98 | 12 | 11.7 |  |  |  | No | R-410A | 2.7 | Residential & Commercial | Ducted CEE Tier 1
204299405 | Central HP <5.4 tons | CARRIER | HRCU-A-CB (Split System: Heat Pump with Remote Outdoor Unit-Air-Source) | 25VNA837A*030* |  |  | CAP**4824AL*+UI | 59MN7B120C24**22 | 32200 | 17.5 | 8.5 | 32600 | 25000 | 76.69% | 1.98 | 12 | 11.7 |  |  |  | No | R-410A | 2.6833 | Residential & Commercial | Ducted CEE Tier 1
204299555 | Central HP <5.4 tons | CARRIER | HRCU-A-CB (Split System: Heat Pump with Remote Outdoor Unit-Air-Source) | 25VNA837A*030* |  |  | CNPV*4217AL*+UI | 58TN*A090C17**16 | 32200 | 17.5 | 8.1 | 33000 | 24600 | 74.55% | 1.92 | 11 | 11.7 |  |  |  | No | R-410A | 2.6833 | Residential & Commercial | Ducted CEE Tier 1
212974116 | Central HP <5.4 tons | COMFORTMAKER | HRCU-A-CB (Split System: Heat Pump with Remote Outdoor Unit-Air-Source) | DLCURAH24ABK |  |  | EN(A,D)4X36L21** | *96VSN0802120B* | 23800 | 17 | 8.5 | 26400 | 24000 | 90.91% | 1.98 | 0 | 10.5 |  |  |  | No | R-410A | 1.9833 | Residential & Commercial | Ducted CEE Tier 1
212975754 | Central HP <5.4 tons | COMFORTMAKER | HRCU-A-CB (Split System: Heat Pump with Remote Outdoor Unit-Air-Source) | DLCURAH24ABK |  |  | EN(A,D,W)4X36L17** | *96VTN0601412B* | 23400 | 16.5 | 8.1 | 26200 | 24600 | 93.89% | 2.04 | 0 | 10 |  |  |  | No | R-410A | 1.95 | Residential & Commercial | Ducted CEE Tier 1
212976089 | Central HP <5.4 tons | COMFORTMAKER | HRCU-A-CB (Split System: Heat Pump with Remote Outdoor Unit-Air-Source) | DLCURAH24ABK |  |  | EN(A,D)4X24L17** | *96VTN0801716B* | 23400 | 16.5 | 8.5 | 27000 | 24800 | 91.85% | 2.04 | 0 | 10 |  |  |  | No | R-410A | 1.95 | Residential & Commercial | Ducted CEE Tier 1
212976406 | Central HP <5.4 tons | COMFORTMAKER | HRCU-A-CB (Split System: Heat Pump with Remote Outdoor Unit-Air-Source) | DLCURAH24ABK |  |  | EA*4X37L21A* | *96VTN0802120B* | 24400 | 17 | 8.5 | 25200 | 21400 | 84.92% | 1.8 | 0 | 10.5 |  |  |  | No | R-410A | 2.0333 | Residential & Commercial | Ducted CEE Tier 1
212976992 | Central HP <5.4 tons | COMFORTMAKER | HRCU-A-CB (Split System: Heat Pump with Remote Outdoor Unit-Air-Source) | DLCURAH24ABK |  |  | EA*4X37L21A* | *96VTN1002122B* | 24600 | 17.5 | 8.5 | 25200 | 21200 | 84.13% | 1.78 | 0 | 10.5 |  |  |  | No | R-410A | 2.05 | Residential & Commercial | Ducted CEE Tier 1
212978095 | Central HP <5.4 tons | COMFORTMAKER | HRCU-A-CB (Split System: Heat Pump with Remote Outdoor Unit-Air-Source) | DLCURAH24ABK |  |  | EA*4X24L17A* | *80MS(N,L)0701412A* | 23400 | 17 | 9 | 26800 | 26400 | 98.51% | 2.24 | 0 | 10 |  |  |  | No | R-410A | 1.95 | Residential & Commercial | Ducted CEE Tier 1
212978680 | Central HP <5.4 tons | COMFORTMAKER | HRCU-A-CB (Split System: Heat Pump with Remote Outdoor Unit-Air-Source) | DLCURAH24ABK |  |  | EA*4X37L17A* | *80MS(N,L)0701712A* | 24200 | 17.5 | 8.5 | 25200 | 22000 | 87.3% | 1.84 | 0 | 10 |  |  |  | No | R-410A | 2.0167 | Residential & Commercial | Ducted CEE Tier 1
215940833 | Central HP <5.4 tons | TEMPSTAR | HRCU-A-CB (Split System: Heat Pump with Remote Outdoor Unit-Air-Source) | T5H3V36*K*AAA* |  |  | EVD5X60M21A*+WALLCON | *80CSU0601716B* | 35600 | 22 | 8.5 | 38000 | 28600 | 75.26% | 2.02 | 0 | 12.5 |  |  |  | No | R-454B | 2.9667 | Residential & Commercial | Ducted CEE Tier 1
215940853 | Central HP <5.4 tons | TEMPSTAR | HRCU-A-CB (Split System: Heat Pump with Remote Outdoor Unit-Air-Source) | T5H3V36*K*AAA* |  |  | EVD5X60M21A*+WALLCON | *97CTN0801716A* | 35400 | 21 | 8.5 | 38500 | 29000 | 75.32% | 2 | 0 | 12 |  |  |  | No | R-454B | 2.95 | Residential & Commercial | Ducted CEE Tier 1
215940933 | Central HP <5.4 tons | TEMPSTAR | HRCU-A-CB (Split System: Heat Pump with Remote Outdoor Unit-Air-Source) | T5H3V36*K*AAA* |  |  | EVD5X61M24A*+WALLCON | *97CTN1202422A* | 36000 | 22 | 8.5 | 37600 | 28400 | 75.53% | 2.04 | 0 | 12.5 |  |  |  | No | R-454B | 3 | Residential & Commercial | Ducted CEE Tier 1
215681572 | Central HP <5.4 tons | TEMPSTAR | HRCU-A-CB (Split System: Heat Pump with Remote Outdoor Unit-Air-Source) | T5H0V48*K*AAA* |  |  | EA*5X61M24A*+WALLCON | *97CTN1202422A* | 46000 | 18.5 | 9 | 47500 | 33600 | 70.74% | 2.06 | 0 | 10 |  |  |  | No | R-454B | 3.8333 | Residential & Commercial | Ducted CEE Tier 1
215681842 | Central HP <5.4 tons | TEMPSTAR | HRCU-A-CB (Split System: Heat Pump with Remote Outdoor Unit-Air-Source) | T5H0V48*K*AAA* |  |  | EVM5X49M21A*+WALLCON | *80CSU0601716B* | 48000 | 18.5 | 9 | 50000 | 36800 | 73.6% | 2 | 0 | 10 |  |  |  | No | R-454B | 4 | Residential & Commercial | Ducted CEE Tier 1
214650067 | Central HP <5.4 tons | YORK | HRCU-A-CB (Split System: Heat Pump with Remote Outdoor Unit-Air-Source) | HH824E2S11 |  |  | CTU30B5XCS1+TXV | TMLE080B12MP11 | 23000 | 17 | 9.5 | 23000 | 18400 | 80% | 2 | 0 | 12 |  |  |  | No | R-454B | 1.9167 | Residential & Commercial | Ducted CEE Tier 1
214807383 | Central HP <5.4 tons | YORK | HRCU-A-CB (Split System: Heat Pump with Remote Outdoor Unit-Air-Source) | HH824E2S11 |  |  | CTU30B5XCS1+JMET08BS2N1+TXV |  | 23000 | 18 | 9.5 | 23000 | 18200 | 79.13% | 2 | 0 | 12 |  |  |  | No | R-454B | 1.9167 | Residential & Commercial | Ducted CEE Tier 1
214807384 | Central HP <5.4 tons | YORK | HRCU-A-CB (Split System: Heat Pump with Remote Outdoor Unit-Air-Source) | HH824E2S11 |  |  | CTU30B5XCS1+JMVT12BC2N1+TXV |  | 23000 | 18 | 9.5 | 23000 | 19000 | 82.61% | 2 | 0 | 12 |  |  |  | No | R-454B | 1.9167 | Residential & Commercial | Ducted CEE Tier 1
215682092 | Central HP <5.4 tons | TEMPSTAR | HRCU-A-CB (Split System: Heat Pump with Remote Outdoor Unit-Air-Source) | T5H0V48*K*AAA* |  |  | EVM5X61M24A*+WALLCON | *97CTN1202422A* | 48500 | 19.5 | 9.5 | 50000 | 36600 | 73.2% | 2.12 | 0 | 10.5 |  |  |  | No | R-454B | 4.0417 | Residential & Commercial | Ducted CEE Tier 1
215681992 | Central HP <5.4 tons | TEMPSTAR | HRCU-A-CB (Split System: Heat Pump with Remote Outdoor Unit-Air-Source) | T5H0V48*K*AAA* |  |  | EVM5X60M24A*+WALLCON | *80CSU0802120B* | 48000 | 19 | 9 | 50000 | 36200 | 72.4% | 2.12 | 0 | 10 |  |  |  | No | R-454B | 4 | Residential & Commercial | Ducted CEE Tier 1
215682192 | Central HP <5.4 tons | TEMPSTAR | HRCU-A-CB (Split System: Heat Pump with Remote Outdoor Unit-Air-Source) | T5H0V48*K*AAA* |  |  | EVD5X48M24A*+WALLCON | *80CSU0802120B* | 47500 | 18.5 | 9 | 50000 | 36000 | 72% | 2.02 | 0 | 10 |  |  |  | No | R-454B | 3.9583 | Residential & Commercial | Ducted CEE Tier 1
215682342 | Central HP <5.4 tons | TEMPSTAR | HRCU-A-CB (Split System: Heat Pump with Remote Outdoor Unit-Air-Source) | T5H0V48*K*AAA* |  |  | EVD5X60M21A*+WALLCON | *80CSU1002120B* | 48000 | 18.5 | 9 | 50000 | 36600 | 73.2% | 2 | 0 | 10 |  |  |  | No | R-454B | 4 | Residential & Commercial | Ducted CEE Tier 1
215682492 | Central HP <5.4 tons | TEMPSTAR | HRCU-A-CB (Split System: Heat Pump with Remote Outdoor Unit-Air-Source) | T5H0V48*K*AAA* |  |  | EVD5X61M21A*+WALLCON | *97CTN0801716A* | 48000 | 18.5 | 9 | 50000 | 37400 | 74.8% | 2 | 0 | 10 |  |  |  | No | R-454B | 4 | Residential & Commercial | Ducted CEE Tier 1
206764463 | Central HP <5.4 tons | CARRIER | HRCU-A-CB (Split System: Heat Pump with Remote Outdoor Unit-Air-Source) | 25VNA825A*032* |  |  | CSPH*3612AL*+UI | 58TN*A090C17**16 | 24200 | 16.5 | 8.1 | 21400 | 16600 | 77.57% | 2 | 11 | 11 |  |  |  | No | R-410A | 2.0167 | Residential & Commercial | Ducted CEE Tier 1
206764527 | Central HP <5.4 tons | CARRIER | HRCU-A-CB (Split System: Heat Pump with Remote Outdoor Unit-Air-Source) | 25VNA825A*032* |  |  | CSPH*3012AL*+UI | 59CU5A080C21**20 | 23800 | 16 | 8.1 | 21800 | 16700 | 76.61% | 1.98 | 11 | 10.5 |  |  |  | No | R-410A | 1.9833 | Residential & Commercial | Ducted CEE Tier 1
215676752 | Central HP <5.4 tons | TEMPSTAR | HRCU-A-CB (Split System: Heat Pump with Remote Outdoor Unit-Air-Source) | T5H0V48*K*AAA* |  |  | EVD5X61M21A*+WALLCON | *80CTL0902120B* | 48500 | 19.5 | 9.5 | 50000 | 36600 | 73.2% | 2.12 | 0 | 10.5 |  |  |  | No | R-454B | 4.0417 | Residential & Commercial | Ducted CEE Tier 1
215676952 | Central HP <5.4 tons | TEMPSTAR | HRCU-A-CB (Split System: Heat Pump with Remote Outdoor Unit-Air-Source) | T5H0V48*K*AAA* |  |  | EVD5X61M24A*+WALLCON | *96CTN1002122B* | 48500 | 19.5 | 9.5 | 50000 | 36800 | 73.6% | 2.12 | 0 | 10.5 |  |  |  | No | R-454B | 4.0417 | Residential & Commercial | Ducted CEE Tier 1
213353728 | Central HP <5.4 tons | BRYANT HEATING AND COOLING SYSTEMS | HRCU-A-CB (Split System: Heat Pump with Remote Outdoor Unit-Air-Source) | 38MURAQ18AB3* |  |  | F54AA*A18L* |  | 18200 | 16 | 9 | 19200 | 19100 | 99.48% | 2.3 | 0 | 10.5 |  |  |  | No | R-410A | 1.5167 | Residential & Commercial | Ducted CEE Tier 1
214075290 | Central HP <5.4 tons | FRIEDRICH | HRCU-A-CB (Split System: Heat Pump with Remote Outdoor Unit-Air-Source) | RD17AZ60AJ3N |  |  | TCFZ6024STANM | FR802V1005A21DZ | 55500 | 18 | 8.1 | 53500 | 49000 | 91.59% | 1.75 | 0 | 10 |  |  |  | No | R-410A | 4.625 | Residential & Commercial | Ducted CEE Tier 1
214075347 | Central HP <5.4 tons | FRIEDRICH | HRCU-A-CB (Split System: Heat Pump with Remote Outdoor Unit-Air-Source) | RD17AZ60AJ3N |  |  | TCFZ6024STANM | FR951V1155A24M4 | 55500 | 18 | 8.1 | 54000 | 49000 | 90.74% | 1.75 | 0 | 10 |  |  |  | No | R-410A | 4.625 | Residential & Commercial | Ducted CEE Tier 1
214075381 | Central HP <5.4 tons | FRIEDRICH | HRCU-A-CB (Split System: Heat Pump with Remote Outdoor Unit-Air-Source) | RD17AZ60AJ3N |  |  | TCFZ6024STANM | FR962V1155A24M4 | 55500 | 18 | 8.1 | 54000 | 49000 | 90.74% | 1.75 | 0 | 10 |  |  |  | No | R-410A | 4.625 | Residential & Commercial | Ducted CEE Tier 1
215675568 | Central HP <5.4 tons | COMFORTMAKER | HRCU-A-CB (Split System: Heat Pump with Remote Outdoor Unit-Air-Source) | C5H0V48*K*AAA* |  |  | EVM5X49M21A*+WALLCON | *80CTL0902120B* | 48000 | 19 | 9 | 50000 | 36600 | 73.2% | 2 | 0 | 10.5 |  |  |  | No | R-454B | 4 | Residential & Commercial | Ducted CEE Tier 1
214075490 | Central HP <5.4 tons | FRIEDRICH | HRCU-A-CB (Split System: Heat Pump with Remote Outdoor Unit-Air-Source) | RD17AZ24AJ3N |  |  | TCFZ2417MTANM | FR951V0603A17UHU | 22400 | 17 | 9.5 | 22400 | 17000 | 75.89% | 2 | 0 | 10 |  |  |  | No | R-410A | 1.8667 | Residential & Commercial | Ducted CEE Tier 1
206764888 | Central HP <5.4 tons | CARRIER | HRCU-A-CB (Split System: Heat Pump with Remote Outdoor Unit-Air-Source) | 25VNA837A*031* |  |  | CAP**3621AL*+UI | 58TN*A090C21**20 | 31600 | 17 | 8.1 | 33200 | 24200 | 72.89% | 1.86 | 11 | 11 |  |  |  | No | R-410A | 2.6333 | Residential & Commercial | Ducted CEE Tier 1
206764981 | Central HP <5.4 tons | CARRIER | HRCU-A-CB (Split System: Heat Pump with Remote Outdoor Unit-Air-Source) | 25VNA837A*031* |  |  | CAP**4824AL*+UI | 58TN*A135C24**22 | 32400 | 17.5 | 8.5 | 32400 | 24800 | 76.54% | 2 | 12 | 11.7 |  |  |  | No | R-410A | 2.7 | Residential & Commercial | Ducted CEE Tier 1
206765131 | Central HP <5.4 tons | CARRIER | HRCU-A-CB (Split System: Heat Pump with Remote Outdoor Unit-Air-Source) | 25VNA837A*031* |  |  | CSPH*4212AL*+UI | 58CU*A100C21**20 | 32400 | 16 | 8.1 | 33200 | 24800 | 74.7% | 1.94 | 11.5 | 11 |  |  |  | No | R-410A | 2.7 | Residential & Commercial | Ducted CEE Tier 1
215941603 | Central HP <5.4 tons | TEMPSTAR | HRCU-A-CB (Split System: Heat Pump with Remote Outdoor Unit-Air-Source) | T5H3V48*K*AAA* |  |  | EVD5X48M24A*+WALLCON | *97CTN0802120A* | 44500 | 20 | 8.1 | 52000 | 38000 | 73.08% | 1.9 | 0 | 11 |  |  |  | No | R-454B | 3.7083 | Residential & Commercial | Ducted CEE Tier 1
215941253 | Central HP <5.4 tons | TEMPSTAR | HRCU-A-CB (Split System: Heat Pump with Remote Outdoor Unit-Air-Source) | T5H3V48*K*AAA* |  |  | ESH5X60M12A*+WALLCON | *97CTN1002122A* | 45000 | 20.5 | 9 | 48500 | 36600 | 75.46% | 1.82 | 0 | 11 |  |  |  | No | R-454B | 3.75 | Residential & Commercial | Ducted CEE Tier 1
210596583 | Central HP <5.4 tons | BRYANT HEATING AND COOLING SYSTEMS | HRCU-A-CB (Split System: Heat Pump with Remote Outdoor Unit-Air-Source) | 288BNV037*0**A* |  |  | CNPV*6024AL*+UI | 935CA66100C21*** | 32800 | 18 | 8.1 | 32200 | 24600 | 76.4% | 1.98 | 0 | 12 |  |  |  | No | R-410A | 2.7333 | Residential & Commercial | Ducted CEE Tier 1
215940943 | Central HP <5.4 tons | TEMPSTAR | HRCU-A-CB (Split System: Heat Pump with Remote Outdoor Unit-Air-Source) | T5H3V48*K*AAA* |  |  | EA*5X48M21A*+WALLCON | *96CTN0802120B* | 43500 | 20.5 | 9.5 | 48000 | 36600 | 76.25% | 2 | 0 | 10.5 |  |  |  | No | R-454B | 3.625 | Residential & Commercial | Ducted CEE Tier 1
212978713 | Central HP <5.4 tons | COMFORTMAKER | HRCU-A-CB (Split System: Heat Pump with Remote Outdoor Unit-Air-Source) | DLCURAH24ABK |  |  | EN(A,D)4X30L17** | *80MS(N,L)0701712A* | 23400 | 17 | 8.1 | 25800 | 24200 | 93.8% | 2.04 | 0 | 10.5 |  |  |  | No | R-410A | 1.95 | Residential & Commercial | Ducted CEE Tier 1
214573033 | Central HP <5.4 tons | COMFORTMAKER | HRCU-A-CB (Split System: Heat Pump with Remote Outdoor Unit-Air-Source) | CVH837GKA** |  |  | EA*4X61L24A*+WALLCON | *95CSU1002122B* | 33200 | 18.5 | 8.5 | 31800 | 24800 | 77.99% | 2 | 0 | 11.5 |  |  |  | No | R-410A | 2.7667 | Residential & Commercial | Ducted CEE Tier 1
205751092 | Central HP <5.4 tons | COMFORTMAKER | HRCU-A-CB (Split System: Heat Pump with Remote Outdoor Unit-Air-Source) | CVH837GKA** |  |  | EA*4X37L21A*+WALLCON | *80CTL0901716A* | 33000 | 18 | 8.5 | 32800 | 25000 | 76.22% | 2 | 12 | 11.7 |  |  |  | No | R-410A | 2.75 | Residential & Commercial | Ducted CEE Tier 1
215931676 | Central HP <5.4 tons | HEIL | HRCU-A-CB (Split System: Heat Pump with Remote Outdoor Unit-Air-Source) | H5H3V60*K*AAA* |  |  | EA*5X61M24A*+WALLCON | *80CSU1002120A* | 57000 | 19 | 8.5 | 60500 | 46500 | 76.86% | 2.02 | 0 | 11 |  |  |  | No | R-454B | 4.75 | Residential & Commercial | Ducted CEE Tier 1
215678232 | Central HP <5.4 tons | TEMPSTAR | HRCU-A-CB (Split System: Heat Pump with Remote Outdoor Unit-Air-Source) | T5H0V24*K*AAA* |  |  | EA*5X25M17A*+WALLCON | *80CSU0401712B* | 24000 | 17 | 9 | 23200 | 16300 | 70.26% | 2.02 | 0 | 10.5 |  |  |  | No | R-454B | 2 | Residential & Commercial | Ducted CEE Tier 1
214570443 | Central HP <5.4 tons | COMFORTMAKER | HRCU-A-CB (Split System: Heat Pump with Remote Outdoor Unit-Air-Source) | CVH825GKA3* |  |  | EA*4X37L21A*+WALLCON | *95CSU0802120B* | 24400 | 16.5 | 8.5 | 21200 | 16600 | 78.3% | 2.02 | 0 | 11 |  |  |  | No | R-410A | 2.0333 | Residential & Commercial | Ducted CEE Tier 1
214570473 | Central HP <5.4 tons | COMFORTMAKER | HRCU-A-CB (Split System: Heat Pump with Remote Outdoor Unit-Air-Source) | CVH825GKA3* |  |  | EA*4X37L21A*+WALLCON | *97CMN0802120B* | 24400 | 16.5 | 8.5 | 21200 | 16600 | 78.3% | 2.02 | 0 | 11 |  |  |  | No | R-410A | 2.0333 | Residential & Commercial | Ducted CEE Tier 1
215937950 | Central HP <5.4 tons | DAY & NIGHT | HRCU-A-CB (Split System: Heat Pump with Remote Outdoor Unit-Air-Source) | C5H3V48*K*AAA* |  |  | EVD5X48M24A*+WALLCON | *97CMN0802120B* | 44500 | 20 | 8.1 | 52000 | 38000 | 73.08% | 1.9 | 0 | 11 |  |  |  | No | R-454B | 3.7083 | Residential & Commercial | Ducted CEE Tier 1
214570493 | Central HP <5.4 tons | COMFORTMAKER | HRCU-A-CB (Split System: Heat Pump with Remote Outdoor Unit-Air-Source) | CVH825GKA3* |  |  | EA*4X42L21A*+WALLCON | *80CTL0702120B* | 23800 | 16.5 | 8.1 | 21400 | 16600 | 77.57% | 1.96 | 0 | 10.5 |  |  |  | No | R-410A | 1.9833 | Residential & Commercial | Ducted CEE Tier 1
214570623 | Central HP <5.4 tons | COMFORTMAKER | HRCU-A-CB (Split System: Heat Pump with Remote Outdoor Unit-Air-Source) | CVH825GKA3* |  |  | EA*4X43L21A*+WALLCON | *95CSU0802120B* | 24400 | 16.5 | 8.5 | 21200 | 16600 | 78.3% | 2.02 | 0 | 11 |  |  |  | No | R-410A | 2.0333 | Residential & Commercial | Ducted CEE Tier 1
214570403 | Central HP <5.4 tons | COMFORTMAKER | HRCU-A-CB (Split System: Heat Pump with Remote Outdoor Unit-Air-Source) | CVH825GKA3* |  |  | EA*4X36L21A*+WALLCON | *97CMN0602120B* | 23600 | 16 | 8.1 | 21400 | 16700 | 78.04% | 1.92 | 0 | 10.5 |  |  |  | No | R-410A | 1.9667 | Residential & Commercial | Ducted CEE Tier 1
214570603 | Central HP <5.4 tons | COMFORTMAKER | HRCU-A-CB (Split System: Heat Pump with Remote Outdoor Unit-Air-Source) | CVH825GKA3* |  |  | EA*4X42L24A*+WALLCON | *96CTN0802120B* | 23800 | 17 | 8.5 | 21400 | 16600 | 77.57% | 1.96 | 0 | 11 |  |  |  | No | R-410A | 1.9833 | Residential & Commercial | Ducted CEE Tier 1
214570703 | Central HP <5.4 tons | COMFORTMAKER | HRCU-A-CB (Split System: Heat Pump with Remote Outdoor Unit-Air-Source) | CVH825GKA3* |  |  | EA*4X48L21A*+WALLCON | *97CMN0602120B* | 24000 | 16.5 | 8.5 | 21000 | 16600 | 79.05% | 2 | 0 | 10.5 |  |  |  | No | R-410A | 2 | Residential & Commercial | Ducted CEE Tier 1
214570753 | Central HP <5.4 tons | COMFORTMAKER | HRCU-A-CB (Split System: Heat Pump with Remote Outdoor Unit-Air-Source) | CVH825GKA3* |  |  | EA*4X48L24A*+WALLCON | *95CSU1002122B* | 24000 | 17 | 8.5 | 20800 | 16500 | 79.33% | 2.02 | 0 | 11 |  |  |  | No | R-410A | 2 | Residential & Commercial | Ducted CEE Tier 1
214570673 | Central HP <5.4 tons | COMFORTMAKER | HRCU-A-CB (Split System: Heat Pump with Remote Outdoor Unit-Air-Source) | CVH825GKA3* |  |  | EA*4X48L21A*+WALLCON | *80CTL0702120B* | 24000 | 16.5 | 8.5 | 21000 | 16600 | 79.05% | 2.02 | 0 | 11 |  |  |  | No | R-410A | 2 | Residential & Commercial | Ducted CEE Tier 1
214571173 | Central HP <5.4 tons | COMFORTMAKER | HRCU-A-CB (Split System: Heat Pump with Remote Outdoor Unit-Air-Source) | CVH825GKA3* |  |  | EN(A,D,W)4X42L21**+WALLCON | *95CSU1002122B* | 23800 | 16.5 | 8.1 | 21400 | 16600 | 77.57% | 1.96 | 0 | 11 |  |  |  | No | R-410A | 1.9833 | Residential & Commercial | Ducted CEE Tier 1
214571103 | Central HP <5.4 tons | COMFORTMAKER | HRCU-A-CB (Split System: Heat Pump with Remote Outdoor Unit-Air-Source) | CVH825GKA3* |  |  | EN(A,D)4X36L21**+WALLCON | *95CSU0802120B* | 23400 | 16.5 | 8.1 | 21600 | 16700 | 77.31% | 1.92 | 0 | 11 |  |  |  | No | R-410A | 1.95 | Residential & Commercial | Ducted CEE Tier 1
214571153 | Central HP <5.4 tons | COMFORTMAKER | HRCU-A-CB (Split System: Heat Pump with Remote Outdoor Unit-Air-Source) | CVH825GKA3* |  |  | EN(A,D,W)4X42L21**+WALLCON | *80CTL0702120B* | 23800 | 16.5 | 8.1 | 21400 | 16700 | 78.04% | 1.96 | 0 | 11 |  |  |  | No | R-410A | 1.9833 | Residential & Commercial | Ducted CEE Tier 1
215675638 | Central HP <5.4 tons | COMFORTMAKER | HRCU-A-CB (Split System: Heat Pump with Remote Outdoor Unit-Air-Source) | C5H0V48*K*AAA* |  |  | EVM5X49M21A*+WALLCON | *97CMN1002122B* | 48000 | 19 | 9 | 50000 | 36800 | 73.6% | 2 | 0 | 10.5 |  |  |  | No | R-454B | 4 | Residential & Commercial | Ducted CEE Tier 1
215675788 | Central HP <5.4 tons | COMFORTMAKER | HRCU-A-CB (Split System: Heat Pump with Remote Outdoor Unit-Air-Source) | C5H0V48*K*AAA* |  |  | EVM5X60M21A*+WALLCON | *97CMN0602120B* | 47500 | 18.5 | 9 | 50000 | 37200 | 74.4% | 1.98 | 0 | 10 |  |  |  | No | R-454B | 3.9583 | Residential & Commercial | Ducted CEE Tier 1
215675988 | Central HP <5.4 tons | COMFORTMAKER | HRCU-A-CB (Split System: Heat Pump with Remote Outdoor Unit-Air-Source) | C5H0V48*K*AAA* |  |  | EVM5X61M24A*+WALLCON | *80CTL0902120B* | 48500 | 19.5 | 9.5 | 50000 | 36600 | 73.2% | 2.1 | 0 | 10.5 |  |  |  | No | R-454B | 4.0417 | Residential & Commercial | Ducted CEE Tier 1
215676688 | Central HP <5.4 tons | COMFORTMAKER | HRCU-A-CB (Split System: Heat Pump with Remote Outdoor Unit-Air-Source) | C5H0V48*K*AAA* |  |  | EVD5X61M21A*+WALLCON | *80CSU0601716A* | 48500 | 19 | 9 | 50000 | 36800 | 73.6% | 2 | 0 | 10 |  |  |  | No | R-454B | 4.0417 | Residential & Commercial | Ducted CEE Tier 1
215676908 | Central HP <5.4 tons | COMFORTMAKER | HRCU-A-CB (Split System: Heat Pump with Remote Outdoor Unit-Air-Source) | C5H0V48*K*AAA* |  |  | EVD5X61M24A*+WALLCON | *97CMN0602120B* | 48000 | 19 | 9 | 50000 | 37200 | 74.4% | 1.98 | 0 | 10 |  |  |  | No | R-454B | 4 | Residential & Commercial | Ducted CEE Tier 1
215682548 | Central HP <5.4 tons | COMFORTMAKER | HRCU-A-CB (Split System: Heat Pump with Remote Outdoor Unit-Air-Source) | C5H0V48*K*AAA* |  |  | EVD5X61M24A*+WALLCON | *97CTN0802120A* | 48500 | 19 | 9.5 | 50000 | 36800 | 73.6% | 2.1 | 0 | 10.5 |  |  |  | No | R-454B | 4.0417 | Residential & Commercial | Ducted CEE Tier 1
206764472 | Central HP <5.4 tons | CARRIER | HRCU-A-CB (Split System: Heat Pump with Remote Outdoor Unit-Air-Source) | 25VNA825A*032* |  |  | CAP**3617AL*+UI | 58CU*A040C17**12 | 23600 | 16.5 | 8.1 | 21400 | 16600 | 77.57% | 1.94 | 11 | 10.5 |  |  |  | No | R-410A | 1.9667 | Residential & Commercial | Ducted CEE Tier 1
206764473 | Central HP <5.4 tons | CARRIER | HRCU-A-CB (Split System: Heat Pump with Remote Outdoor Unit-Air-Source) | 25VNA825A*032* |  |  | CAP**3617AL*+UI | 58CU*A060C17**16 | 23600 | 16.5 | 8.1 | 21400 | 16700 | 78.04% | 1.92 | 11 | 10.5 |  |  |  | No | R-410A | 1.9667 | Residential & Commercial | Ducted CEE Tier 1
206764507 | Central HP <5.4 tons | CARRIER | HRCU-A-CB (Split System: Heat Pump with Remote Outdoor Unit-Air-Source) | 25VNA825A*032* |  |  | CAP**2517AL*+UI | 59CU5A060C17**16 | 24200 | 16.5 | 8.1 | 21400 | 16700 | 78.04% | 2 | 11 | 10.5 |  |  |  | No | R-410A | 2.0167 | Residential & Commercial | Ducted CEE Tier 1
215942459 | Central HP <5.4 tons | TEMPSTAR | HRCU-A-CB (Split System: Heat Pump with Remote Outdoor Unit-Air-Source) | T5H3V36*K*AAA* |  |  | EVD5X60M21A*+WALLCON | *97CMN0601714B* | 35200 | 21 | 8.5 | 37400 | 28000 | 74.87% | 2.06 | 0 | 11.7 |  |  |  | No | R-454B | 2.9333 | Residential & Commercial | Ducted CEE Tier 1
215675512 | Central HP <5.4 tons | TEMPSTAR | HRCU-A-CB (Split System: Heat Pump with Remote Outdoor Unit-Air-Source) | T5H0V48*K*AAA* |  |  | EVM5X49M21A*+WALLCON | *80CSU0802120A* | 48000 | 19 | 9 | 50000 | 36600 | 73.2% | 2.12 | 0 | 10 |  |  |  | No | R-454B | 4 | Residential & Commercial | Ducted CEE Tier 1
215676012 | Central HP <5.4 tons | TEMPSTAR | HRCU-A-CB (Split System: Heat Pump with Remote Outdoor Unit-Air-Source) | T5H0V48*K*AAA* |  |  | EVM5X61M24A*+WALLCON | *80CTL1352422B* | 48500 | 19.5 | 9.5 | 50000 | 36600 | 73.2% | 2.1 | 0 | 10.5 |  |  |  | No | R-454B | 4.0417 | Residential & Commercial | Ducted CEE Tier 1
215668751 | Central HP <5.4 tons | COMFORTMAKER | HRCU-A-CB (Split System: Heat Pump with Remote Outdoor Unit-Air-Source) | C5H0V36*K*AAA* |  |  | EA*5X37M21A*+WALLCON | *97CMN0802120B* | 34400 | 18 | 8.1 | 35400 | 25200 | 71.19% | 1.88 | 0 | 10 |  |  |  | No | R-454B | 2.8667 | Residential & Commercial | Ducted CEE Tier 1
216570863 | Central HP <5.4 tons | AMERICAN STANDARD | HRCU-A-CB (Split System: Heat Pump with Remote Outdoor Unit-Air-Source) | 5A6V0X24A1 |  |  | 5PX*B003AS3 | L8V1B080U4VSB+LRP | 21400 | 20 | 10 | 24000 | 18300 | 76.25% | 2.1 | 0 | 11.5 |  |  |  | No | R-454B | 1.7833 | Residential & Commercial | Ducted CEE Tier 1
212975125 | Central HP <5.4 tons | AIRQUEST | HRCU-A-CB (Split System: Heat Pump with Remote Outdoor Unit-Air-Source) | DLCURAH18ABK |  |  | EN(A,D)4X30L17** | *96VTN0401712B* | 17300 | 16 | 8.1 | 17900 | 18600 | 103.9% | 2.22 | 0 | 10.5 |  |  |  | No | R-410A | 1.4417 | Residential & Commercial | Ducted CEE Tier 1
212974670 | Central HP <5.4 tons | COMFORTMAKER | HRCU-A-CB (Split System: Heat Pump with Remote Outdoor Unit-Air-Source) | DLCURAH18ABK |  |  | EA*4X30L14A* | *96VTN0401410B* | 17300 | 16 | 8.1 | 17900 | 18700 | 104.5% | 2.24 | 0 | 10.5 |  |  |  | No | R-410A | 1.4417 | Residential & Commercial | Ducted CEE Tier 1
212975803 | Central HP <5.4 tons | COMFORTMAKER | HRCU-A-CB (Split System: Heat Pump with Remote Outdoor Unit-Air-Source) | DLCURAH18ABK |  |  | EA*4X25L17A* | *96VTN0801716B* | 17800 | 16.5 | 8.1 | 17600 | 17800 | 101.1% | 2.14 | 0 | 10.5 |  |  |  | No | R-410A | 1.4833 | Residential & Commercial | Ducted CEE Tier 1
212977795 | Central HP <5.4 tons | COMFORTMAKER | HRCU-A-CB (Split System: Heat Pump with Remote Outdoor Unit-Air-Source) | DLCURAH18ABK |  |  | EN(A,D)4X24L14** | *80MS(N,L)0451412A* | 17500 | 16.5 | 8.5 | 18400 | 19200 | 104.3% | 2.3 | 0 | 11 |  |  |  | No | R-410A | 1.4583 | Residential & Commercial | Ducted CEE Tier 1
212978227 | Central HP <5.4 tons | COMFORTMAKER | HRCU-A-CB (Split System: Heat Pump with Remote Outdoor Unit-Air-Source) | DLCURAH18ABK |  |  | EA*4X19L17A* | *80MS(N,L)0701412A* | 18200 | 17 | 8.5 | 18100 | 17700 | 97.79% | 2.16 | 0 | 11 |  |  |  | No | R-410A | 1.5167 | Residential & Commercial | Ducted CEE Tier 1
212974194 | Central HP <5.4 tons | AIRQUEST | HRCU-A-CB (Split System: Heat Pump with Remote Outdoor Unit-Air-Source) | DLCURAH36ABK |  |  | EA*4X48L24A* | *96VSN0802120B* | 35400 | 16.5 | 8.1 | 37800 | 34600 | 91.53% | 2 | 0 | 10 |  |  |  | No | R-410A | 2.95 | Residential & Commercial | Ducted CEE Tier 1
213080566 | Central HP <5.4 tons | DAY & NIGHT | HRCU-A-CB (Split System: Heat Pump with Remote Outdoor Unit-Air-Source) | DLCURAH36ABK |  |  | EA*4X43L21A* | *95MSU0401712A* | 36200 | 15.5 | 8.5 | 38500 | 35000 | 90.91% | 2.04 | 0 | 10 |  |  |  | No | R-410A | 3.0167 | Residential & Commercial | Ducted CEE Tier 1
213077180 | Central HP <5.4 tons | DAY & NIGHT | HRCU-A-CB (Split System: Heat Pump with Remote Outdoor Unit-Air-Source) | DLCURAH36ABK |  |  | EA*4X43L21A* | *96VSN1002120B* | 36200 | 16 | 8.5 | 38000 | 34800 | 91.58% | 2.04 | 0 | 10 |  |  |  | No | R-410A | 3.0167 | Residential & Commercial | Ducted CEE Tier 1
213077260 | Central HP <5.4 tons | DAY & NIGHT | HRCU-A-CB (Split System: Heat Pump with Remote Outdoor Unit-Air-Source) | DLCURAH36ABK |  |  | EN(A,D)4X48L24** | *96VSN1202422B* | 36000 | 16.5 | 8.1 | 38500 | 35000 | 90.91% | 2 | 0 | 10 |  |  |  | No | R-410A | 3 | Residential & Commercial | Ducted CEE Tier 1
213077403 | Central HP <5.4 tons | DAY & NIGHT | HRCU-A-CB (Split System: Heat Pump with Remote Outdoor Unit-Air-Source) | DLCURAH36ABK |  |  | EA*4X43L21A* | *96VTN0801716B* | 36600 | 15.5 | 8.5 | 38500 | 35000 | 90.91% | 2.06 | 0 | 10 |  |  |  | No | R-410A | 3.05 | Residential & Commercial | Ducted CEE Tier 1
204300109 | Central HP <5.4 tons | CARRIER | HRCU-A-CB (Split System: Heat Pump with Remote Outdoor Unit-Air-Source) | 25VNA837A*030* |  |  | CSPH*3612AL*+UI | 59TN6B120C24**22 | 32200 | 16.5 | 8.1 | 33200 | 24600 | 74.1% | 1.94 | 11 | 11 |  |  |  | No | R-410A | 2.6833 | Residential & Commercial | Ducted CEE Tier 1
204298655 | Central HP <5.4 tons | CARRIER | HRCU-A-CB (Split System: Heat Pump with Remote Outdoor Unit-Air-Source) | 25VNA837A*030* |  |  | CAP**3621AL*+UI | 58TN*A070C17**16 | 31400 | 17 | 8.1 | 33400 | 24400 | 73.05% | 1.84 | 11.5 | 11 |  |  |  | No | R-410A | 2.6167 | Residential & Commercial | Ducted CEE Tier 1
204300459 | Central HP <5.4 tons | CARRIER | HRCU-A-CB (Split System: Heat Pump with Remote Outdoor Unit-Air-Source) | 25VNA837A*030* |  |  | CSPH*4812AL*+UI | 58TN*A135C24**22 | 32600 | 17 | 8.1 | 33000 | 24800 | 75.15% | 1.98 | 11 | 11 |  |  |  | No | R-410A | 2.7167 | Residential & Commercial | Ducted CEE Tier 1
216570885 | Central HP <5.4 tons | AMERICAN STANDARD | HRCU-A-CB (Split System: Heat Pump with Remote Outdoor Unit-Air-Source) | 5A6V0X24A1 |  |  | 5PX*B006AS3 | L8V1B080U4VSB+LRP | 22000 | 21.2 | 10 | 22600 | 18100 | 80.09% | 2.2 | 0 | 12 |  |  |  | No | R-454B | 1.8333 | Residential & Commercial | Ducted CEE Tier 1
216570903 | Central HP <5.4 tons | AMERICAN STANDARD | HRCU-A-CB (Split System: Heat Pump with Remote Outdoor Unit-Air-Source) | 5A6V0X24A1 |  |  | 5PX*BD06AS3 | *DHMB080CCV3+LRP | 22000 | 21.2 | 10 | 23400 | 18100 | 77.35% | 2.2 | 0 | 11.7 |  |  |  | No | R-454B | 1.8333 | Residential & Commercial | Ducted CEE Tier 1
211207019 | Central HP <5.4 tons | YORK | HRCU-A-CB (Split System: Heat Pump with Remote Outdoor Unit-Air-Source) | YZV36B21 |  |  | XAMB36DE2N1+CC | TM9V080B12MP12 | 32200 | 18 | 8.5 | 34000 | 29400 | 86.47% | 1.92 | 0 | 11.7 |  |  |  | No | R-410A | 2.6833 | Residential & Commercial | Ducted CEE Tier 1
206133464 | Central HP <5.4 tons | CARRIER | HRCU-A-CB (Split System: Heat Pump with Remote Outdoor Unit-Air-Source) | 25VNA825A*031* |  |  | CAP**3721AL*+UI | 58CU*A100C21**20 | 24400 | 16.5 | 8.1 | 21200 | 16700 | 78.77% | 2.02 | 11.5 | 11 |  |  |  | No | R-410A | 2.0333 | Residential & Commercial | Ducted CEE Tier 1
206135672 | Central HP <5.4 tons | CARRIER | HRCU-A-CB (Split System: Heat Pump with Remote Outdoor Unit-Air-Source) | 25VNA837A*030* |  |  | CAP**3721AL*+UI | 58CU*A100C21**20 | 32800 | 17 | 8.5 | 33000 | 25200 | 76.36% | 1.96 | 12 | 11 |  |  |  | No | R-410A | 2.7333 | Residential & Commercial | Ducted CEE Tier 1
215679582 | Central HP <5.4 tons | TEMPSTAR | HRCU-A-CB (Split System: Heat Pump with Remote Outdoor Unit-Air-Source) | T5H0V36*K*AAA* |  |  | EA*5X60M24A*+WALLCON | *97CTN1002122A* | 34400 | 18.5 | 9 | 34200 | 24800 | 72.51% | 1.9 | 0 | 10.5 |  |  |  | No | R-454B | 2.8667 | Residential & Commercial | Ducted CEE Tier 1
215679302 | Central HP <5.4 tons | TEMPSTAR | HRCU-A-CB (Split System: Heat Pump with Remote Outdoor Unit-Air-Source) | T5H0V36*K*AAA* |  |  | EA*5X37M21A*+WALLCON | *80CSU0601716B* | 34600 | 17.5 | 9 | 35200 | 25000 | 71.02% | 1.9 | 0 | 10 |  |  |  | No | R-454B | 2.8833 | Residential & Commercial | Ducted CEE Tier 1
215679402 | Central HP <5.4 tons | TEMPSTAR | HRCU-A-CB (Split System: Heat Pump with Remote Outdoor Unit-Air-Source) | T5H0V36*K*AAA* |  |  | EA*5X42M21A*+WALLCON | *97CTN0802120A* | 33200 | 17.5 | 9 | 35800 | 25600 | 71.51% | 1.86 | 0 | 10 |  |  |  | No | R-454B | 2.7667 | Residential & Commercial | Ducted CEE Tier 1
215678282 | Central HP <5.4 tons | TEMPSTAR | HRCU-A-CB (Split System: Heat Pump with Remote Outdoor Unit-Air-Source) | T5H0V24*K*AAA* |  |  | EA*5X30M17A*+WALLCON | *80CSU0601716B* | 23200 | 17 | 8.5 | 23600 | 16600 | 70.34% | 1.98 | 0 | 10 |  |  |  | No | R-454B | 1.9333 | Residential & Commercial | Ducted CEE Tier 1
215678382 | Central HP <5.4 tons | TEMPSTAR | HRCU-A-CB (Split System: Heat Pump with Remote Outdoor Unit-Air-Source) | T5H0V24*K*AAA* |  |  | EA*5X37M17A*+WALLCON | *97CTN0801716A* | 23800 | 17 | 9 | 23400 | 16500 | 70.51% | 2 | 0 | 10 |  |  |  | No | R-454B | 1.9833 | Residential & Commercial | Ducted CEE Tier 1
213079856 | Central HP <5.4 tons | BRYANT HEATING AND COOLING SYSTEMS | HRCU-A-CB (Split System: Heat Pump with Remote Outdoor Unit-Air-Source) | 38MURAQ36AB3* |  |  | CAP**4221AL* | 912SE66100M21*** | 35400 | 16.5 | 8.1 | 38500 | 35000 | 90.91% | 1.88 | 0 | 10 |  |  |  | No | R-410A | 2.95 | Residential & Commercial | Ducted CEE Tier 1
213771520 | Central HP <5.4 tons | COMFORTMAKER | HRCU-A-CB (Split System: Heat Pump with Remote Outdoor Unit-Air-Source) | CVH825GKA2* |  |  | EA*4X43L21A*+WALLCON | *97CMN1002122B* | 24400 | 16.5 | 8.5 | 21200 | 16600 | 78.3% | 2.04 | 0 | 11 |  |  |  | No | R-410A | 2.0333 | Residential & Commercial | Ducted CEE Tier 1
213771620 | Central HP <5.4 tons | COMFORTMAKER | HRCU-A-CB (Split System: Heat Pump with Remote Outdoor Unit-Air-Source) | CVH825GKA2* |  |  | EA*4X48L21A*+WALLCON | *97CMN0601714B* | 24000 | 16.5 | 8.1 | 21000 | 16600 | 79.05% | 2 | 0 | 10.5 |  |  |  | No | R-410A | 2 | Residential & Commercial | Ducted CEE Tier 1
214228983 | Central HP <5.4 tons | AIRQUEST | HRCU-A-CB (Split System: Heat Pump with Remote Outdoor Unit-Air-Source) | DLCURAH18ABK |  |  | EA*4X24L17A* | *80MSU0601716A* | 17600 | 16.5 | 8.5 | 18600 | 19100 | 102.7% | 2.3 | 0 | 10.5 |  |  |  | No | R-410A | 1.4667 | Residential & Commercial | Ducted CEE Tier 1
213079604 | Central HP <5.4 tons | BRYANT HEATING AND COOLING SYSTEMS | HRCU-A-CB (Split System: Heat Pump with Remote Outdoor Unit-Air-Source) | 38MURAQ36AB3* |  |  | CNPV*4217AL* | 912SE48080M17*** | 35600 | 16 | 8.1 | 38500 | 35000 | 90.91% | 1.94 | 0 | 10 |  |  |  | No | R-410A | 2.9667 | Residential & Commercial | Ducted CEE Tier 1
215678262 | Central HP <5.4 tons | TEMPSTAR | HRCU-A-CB (Split System: Heat Pump with Remote Outdoor Unit-Air-Source) | T5H0V24*K*AAA* |  |  | EA*5X25M17A*+WALLCON | *97CTN0801716A* | 23800 | 17 | 9 | 23400 | 16500 | 70.51% | 2.02 | 0 | 10.5 |  |  |  | No | R-454B | 1.9833 | Residential & Commercial | Ducted CEE Tier 1
204299305 | Central HP <5.4 tons | CARRIER | HRCU-A-CB (Split System: Heat Pump with Remote Outdoor Unit-Air-Source) | 25VNA837A*030* |  |  | CAP**4821AL*+UI | 59TN6B100C21**22 | 32400 | 17.5 | 8.5 | 32600 | 25000 | 76.69% | 1.98 | 12 | 11.7 |  |  |  | No | R-410A | 2.7 | Residential & Commercial | Ducted CEE Tier 1
215679952 | Central HP <5.4 tons | TEMPSTAR | HRCU-A-CB (Split System: Heat Pump with Remote Outdoor Unit-Air-Source) | T5H0V36*K*AAA* |  |  | ESH5X60M12A*+WALLCON | *80CSU0401712B* | 34600 | 17 | 8.5 | 34600 | 24800 | 71.68% | 1.92 | 0 | 10 |  |  |  | No | R-454B | 2.8833 | Residential & Commercial | Ducted CEE Tier 1
203118324 | Central HP <5.4 tons | TRANE | HRCU-A-CB (Split System: Heat Pump with Remote Outdoor Unit-Air-Source) | 4TWA7048A4 |  |  | 4TXCD010DS3 | S8X1D120M5PTA | 47500 | 16.5 | 8.1 | 48000 | 48000 | 100% | 3.6 | 13 | 12 |  |  |  | No | R-410A | 3.9583 | Residential & Commercial | Ducted CEE Tier 1
215668919 | Central HP <5.4 tons | COMFORTMAKER | HRCU-A-CB (Split System: Heat Pump with Remote Outdoor Unit-Air-Source) | C5H0V36*K*AAA* |  |  | EA*5X42M21A*+WALLCON | *97CMN1002122B* | 33200 | 17.5 | 9 | 35800 | 25600 | 71.51% | 1.84 | 0 | 10 |  |  |  | No | R-454B | 2.7667 | Residential & Commercial | Ducted CEE Tier 1
215679498 | Central HP <5.4 tons | COMFORTMAKER | HRCU-A-CB (Split System: Heat Pump with Remote Outdoor Unit-Air-Source) | C5H0V36*K*AAA* |  |  | EA*5X48M21A*+WALLCON | *80CSU0401712B* | 34000 | 18 | 9 | 35000 | 25000 | 71.43% | 1.9 | 0 | 10 |  |  |  | No | R-454B | 2.8333 | Residential & Commercial | Ducted CEE Tier 1
215679948 | Central HP <5.4 tons | COMFORTMAKER | HRCU-A-CB (Split System: Heat Pump with Remote Outdoor Unit-Air-Source) | C5H0V36*K*AAA* |  |  | ESH5X60M12A*+WALLCON | *80CSU0401712B* | 34600 | 17 | 8.5 | 34600 | 24800 | 71.68% | 1.92 | 0 | 10 |  |  |  | No | R-454B | 2.8833 | Residential & Commercial | Ducted CEE Tier 1
215679998 | Central HP <5.4 tons | COMFORTMAKER | HRCU-A-CB (Split System: Heat Pump with Remote Outdoor Unit-Air-Source) | C5H0V36*K*AAA* |  |  | ESH5X60M12A*+WALLCON | *97CTN1002122A* | 34600 | 17 | 8.5 | 34600 | 24800 | 71.68% | 1.82 | 0 | 10 |  |  |  | No | R-454B | 2.8833 | Residential & Commercial | Ducted CEE Tier 1
215937480 | Central HP <5.4 tons | DAY & NIGHT | HRCU-A-CB (Split System: Heat Pump with Remote Outdoor Unit-Air-Source) | C5H3V48*K*AAA* |  |  | EVM5X60M24A*+WALLCON | *80CTL1102120B* | 45500 | 21 | 8.1 | 52500 | 38000 | 72.38% | 1.95 | 0 | 11.5 |  |  |  | No | R-454B | 3.7917 | Residential & Commercial | Ducted CEE Tier 1
215937880 | Central HP <5.4 tons | DAY & NIGHT | HRCU-A-CB (Split System: Heat Pump with Remote Outdoor Unit-Air-Source) | C5H3V48*K*AAA* |  |  | EVD5X48M24A*+WALLCON | *80CTL0702120B* | 44500 | 20 | 8.1 | 52500 | 38500 | 73.33% | 1.9 | 0 | 11 |  |  |  | No | R-454B | 3.7083 | Residential & Commercial | Ducted CEE Tier 1
215938300 | Central HP <5.4 tons | DAY & NIGHT | HRCU-A-CB (Split System: Heat Pump with Remote Outdoor Unit-Air-Source) | C5H3V48*K*AAA* |  |  | EVD5X60M24A*+WALLCON | *80CTL0902120B* | 45500 | 21 | 8.1 | 52500 | 38000 | 72.38% | 1.95 | 0 | 11.5 |  |  |  | No | R-454B | 3.7917 | Residential & Commercial | Ducted CEE Tier 1
206764302 | Central HP <5.4 tons | CARRIER | HRCU-A-CB (Split System: Heat Pump with Remote Outdoor Unit-Air-Source) | 25VNA825A*032* |  |  | CAP**2417AL*+UI | 59MN7B080C17**14 | 23200 | 16 | 8.1 | 22000 | 16900 | 76.82% | 1.88 | 11 | 10.5 |  |  |  | No | R-410A | 1.9333 | Residential & Commercial | Ducted CEE Tier 1
206764320 | Central HP <5.4 tons | CARRIER | HRCU-A-CB (Split System: Heat Pump with Remote Outdoor Unit-Air-Source) | 25VNA825A*032* |  |  | CAP**3017AL*+UI | 58TN*A070C14**12 | 23600 | 17 | 8.1 | 21600 | 16600 | 76.85% | 1.92 | 11.5 | 11 |  |  |  | No | R-410A | 1.9667 | Residential & Commercial | Ducted CEE Tier 1
214573683 | Central HP <5.4 tons | COMFORTMAKER | HRCU-A-CB (Split System: Heat Pump with Remote Outdoor Unit-Air-Source) | CVH837GKA2* |  |  | EA*4X37L21A*+WALLCON | *95CSU0802120B* | 32800 | 17.5 | 8.5 | 32800 | 25200 | 76.83% | 2 | 0 | 11 |  |  |  | No | R-410A | 2.7333 | Residential & Commercial | Ducted CEE Tier 1
203120273 | Central HP <5.4 tons | AMERICAN STANDARD | HRCU-A-CB (Split System: Heat Pump with Remote Outdoor Unit-Air-Source) | 4A6C7048A3 |  |  | 4TXFH064AZ3 | S8X1D120M5PTA | 47500 | 16.5 | 8.1 | 48000 | 48000 | 100% | 3.6 | 13 | 12 |  |  |  | No | R-410A | 3.9583 | Residential & Commercial | Ducted CEE Tier 1
215931776 | Central HP <5.4 tons | HEIL | HRCU-A-CB (Split System: Heat Pump with Remote Outdoor Unit-Air-Source) | H5H3V60*K*AAA* |  |  | EA*5X61M24A*+WALLCON | *96CTN1002122B* | 57000 | 18.5 | 8.5 | 60500 | 46500 | 76.86% | 2.02 | 0 | 11.5 |  |  |  | No | R-454B | 4.75 | Residential & Commercial | Ducted CEE Tier 1
214572593 | Central HP <5.4 tons | COMFORTMAKER | HRCU-A-CB (Split System: Heat Pump with Remote Outdoor Unit-Air-Source) | CVH837GKA** |  |  | EA*4X42L21A*+WALLCON | *80CTL0702120B* | 31800 | 17 | 8.5 | 33000 | 24400 | 73.94% | 1.9 | 0 | 11 |  |  |  | No | R-410A | 2.65 | Residential & Commercial | Ducted CEE Tier 1
214572473 | Central HP <5.4 tons | COMFORTMAKER | HRCU-A-CB (Split System: Heat Pump with Remote Outdoor Unit-Air-Source) | CVH837GKA** |  |  | EA*4X36L21A*+WALLCON | *80CTL0702120B* | 31400 | 17 | 8.1 | 33000 | 24200 | 73.33% | 1.86 | 0 | 11 |  |  |  | No | R-410A | 2.6167 | Residential & Commercial | Ducted CEE Tier 1
214572623 | Central HP <5.4 tons | COMFORTMAKER | HRCU-A-CB (Split System: Heat Pump with Remote Outdoor Unit-Air-Source) | CVH837GKA** |  |  | EA*4X42L21A*+WALLCON | *97CMN0602120B* | 31600 | 17 | 8.1 | 33200 | 24800 | 74.7% | 1.88 | 0 | 10.5 |  |  |  | No | R-410A | 2.6333 | Residential & Commercial | Ducted CEE Tier 1
214572723 | Central HP <5.4 tons | COMFORTMAKER | HRCU-A-CB (Split System: Heat Pump with Remote Outdoor Unit-Air-Source) | CVH837GKA** |  |  | EA*4X43L21A*+WALLCON | *95CSU0802120B* | 32800 | 17.5 | 8.5 | 32800 | 25200 | 76.83% | 2 | 0 | 11 |  |  |  | No | R-410A | 2.7333 | Residential & Commercial | Ducted CEE Tier 1
215676262 | Central HP <5.4 tons | TEMPSTAR | HRCU-A-CB (Split System: Heat Pump with Remote Outdoor Unit-Air-Source) | T5H0V48*K*AAA* |  |  | EVD5X48M24A*+WALLCON | *97CMN0802120B* | 47000 | 18.5 | 9 | 50000 | 36400 | 72.8% | 2 | 0 | 10 |  |  |  | No | R-454B | 3.9167 | Residential & Commercial | Ducted CEE Tier 1
215676282 | Central HP <5.4 tons | TEMPSTAR | HRCU-A-CB (Split System: Heat Pump with Remote Outdoor Unit-Air-Source) | T5H0V48*K*AAA* |  |  | EVD5X48M24A*+WALLCON | *96CTN1202422B* | 47000 | 18.5 | 9 | 50000 | 36400 | 72.8% | 2 | 0 | 10 |  |  |  | No | R-454B | 3.9167 | Residential & Commercial | Ducted CEE Tier 1
215676382 | Central HP <5.4 tons | TEMPSTAR | HRCU-A-CB (Split System: Heat Pump with Remote Outdoor Unit-Air-Source) | T5H0V48*K*AAA* |  |  | EVD5X49M24A*+WALLCON | *97CMN1202422B* | 48000 | 19 | 9 | 50000 | 36600 | 73.2% | 2 | 0 | 10 |  |  |  | No | R-454B | 4 | Residential & Commercial | Ducted CEE Tier 1
215681412 | Central HP <5.4 tons | TEMPSTAR | HRCU-A-CB (Split System: Heat Pump with Remote Outdoor Unit-Air-Source) | T5H0V48*K*AAA* |  |  | EA*5X60M24A*+WALLCON | *97CTN0802120A* | 45000 | 18 | 9 | 47500 | 33600 | 70.74% | 2.06 | 0 | 10 |  |  |  | No | R-454B | 3.75 | Residential & Commercial | Ducted CEE Tier 1
215681562 | Central HP <5.4 tons | TEMPSTAR | HRCU-A-CB (Split System: Heat Pump with Remote Outdoor Unit-Air-Source) | T5H0V48*K*AAA* |  |  | EA*5X61M24A*+WALLCON | *97CTN1002122A* | 46000 | 18.5 | 9 | 47500 | 33600 | 70.74% | 2.06 | 0 | 10 |  |  |  | No | R-454B | 3.8333 | Residential & Commercial | Ducted CEE Tier 1
215681812 | Central HP <5.4 tons | TEMPSTAR | HRCU-A-CB (Split System: Heat Pump with Remote Outdoor Unit-Air-Source) | T5H0V48*K*AAA* |  |  | EVM5X48M21A*+WALLCON | *97CTN1002122A* | 47000 | 18.5 | 9 | 50000 | 36400 | 72.8% | 2 | 0 | 10 |  |  |  | No | R-454B | 3.9167 | Residential & Commercial | Ducted CEE Tier 1
214572893 | Central HP <5.4 tons | COMFORTMAKER | HRCU-A-CB (Split System: Heat Pump with Remote Outdoor Unit-Air-Source) | CVH837GKA** |  |  | EA*4X60L24A*+WALLCON | *80CTL0702120B* | 32800 | 17.5 | 8.5 | 31600 | 24800 | 78.48% | 1.98 | 0 | 11.5 |  |  |  | No | R-410A | 2.7333 | Residential & Commercial | Ducted CEE Tier 1
214573193 | Central HP <5.4 tons | COMFORTMAKER | HRCU-A-CB (Split System: Heat Pump with Remote Outdoor Unit-Air-Source) | CVH837GKA** |  |  | EHD4X48AAL+WALLCON | *80CTL0702120B* | 32600 | 17.5 | 8.5 | 32800 | 25000 | 76.22% | 1.98 | 0 | 11 |  |  |  | No | R-410A | 2.7167 | Residential & Commercial | Ducted CEE Tier 1
214573213 | Central HP <5.4 tons | COMFORTMAKER | HRCU-A-CB (Split System: Heat Pump with Remote Outdoor Unit-Air-Source) | CVH837GKA** |  |  | EHD4X48AAL+WALLCON | *95CSU1002122B* | 32600 | 17.5 | 8.5 | 32600 | 24800 | 76.07% | 1.98 | 0 | 11 |  |  |  | No | R-410A | 2.7167 | Residential & Commercial | Ducted CEE Tier 1
212978141 | Central HP <5.4 tons | AIRQUEST | HRCU-A-CB (Split System: Heat Pump with Remote Outdoor Unit-Air-Source) | DLCURAH24ABK |  |  | EA*4X36L17A* | *80MS(N,L)0701412A* | 23600 | 17.5 | 8.5 | 26200 | 23800 | 90.84% | 2 | 0 | 10 |  |  |  | No | R-410A | 1.9667 | Residential & Commercial | Ducted CEE Tier 1
213780444 | Central HP <5.4 tons | TEMPSTAR | HRCU-A-CB (Split System: Heat Pump with Remote Outdoor Unit-Air-Source) | TVH837GKA** |  |  | EHD4X60AAL+WALLCON | *96CTN1002122B* | 33000 | 16.5 | 8.1 | 32200 | 24800 | 77.02% | 2 | 0 | 11.5 |  |  |  | No | R-410A | 2.75 | Residential & Commercial | Ducted CEE Tier 1
213867314 | Central HP <5.4 tons | AMERICAN STANDARD | HRCU-A-CB (Split System: Heat Pump with Remote Outdoor Unit-Air-Source) | 4A6C7048A3 |  |  | 4TXCC009DS3+P0V0C000M50SC |  | 48000 | 17 | 8.1 | 48000 | 48500 | 101% | 3.6 | 0 | 12.5 |  |  |  | No | R-410A | 4 | Residential & Commercial | Ducted CEE Tier 1
206765151 | Central HP <5.4 tons | CARRIER | HRCU-A-CB (Split System: Heat Pump with Remote Outdoor Unit-Air-Source) | 25VNA837A*031* |  |  | CAP**4824AL*+UI | 59CU5A100C21**22 | 32400 | 17.5 | 8.5 | 32400 | 24800 | 76.54% | 2 | 12 | 11.5 |  |  |  | No | R-410A | 2.7 | Residential & Commercial | Ducted CEE Tier 1
215942635 | Central HP <5.4 tons | COMFORTMAKER | HRCU-A-CB (Split System: Heat Pump with Remote Outdoor Unit-Air-Source) | C5H3V36*K*AAA* |  |  | EVD5X61M21A*+WALLCON | *97CTN0802120A* | 35800 | 22 | 8.5 | 37400 | 28400 | 75.94% | 2.04 | 0 | 12.5 |  |  |  | No | R-454B | 2.9833 | Residential & Commercial | Ducted CEE Tier 1
216571135 | Central HP <5.4 tons | AMERICAN STANDARD | HRCU-A-CB (Split System: Heat Pump with Remote Outdoor Unit-Air-Source) | 5A6V0X48A1 |  |  | 5TXCD008AS3 | S8V2C080M5PCB | 44500 | 20 | 9.7 | 47000 | 34000 | 72.34% | 2.1 | 0 | 12 |  |  |  | No | R-454B | 3.7083 | Residential & Commercial | Ducted CEE Tier 1
214573613 | Central HP <5.4 tons | COMFORTMAKER | HRCU-A-CB (Split System: Heat Pump with Remote Outdoor Unit-Air-Source) | CVH837GKA2* |  |  | EA*4X36L21A*+WALLCON | *80CTL0702120B* | 31400 | 17 | 8.1 | 33000 | 24200 | 73.33% | 1.86 | 0 | 11 |  |  |  | No | R-410A | 2.6167 | Residential & Commercial | Ducted CEE Tier 1
213078470 | Central HP <5.4 tons | DAY & NIGHT | HRCU-A-CB (Split System: Heat Pump with Remote Outdoor Unit-Air-Source) | DLCURAH36ABK |  |  | EN(A,D,W)4X48L21** | *80MS(N,L)0902116A* | 35800 | 16.5 | 8.1 | 38500 | 34800 | 90.39% | 2 | 0 | 10 |  |  |  | No | R-410A | 2.9833 | Residential & Commercial | Ducted CEE Tier 1
215679282 | Central HP <5.4 tons | TEMPSTAR | HRCU-A-CB (Split System: Heat Pump with Remote Outdoor Unit-Air-Source) | T5H0V36*K*AAA* |  |  | EA*5X37M21A*+WALLCON | *96CTN0802120B* | 34400 | 18 | 9 | 35400 | 25200 | 71.19% | 1.88 | 0 | 10 |  |  |  | No | R-454B | 2.8667 | Residential & Commercial | Ducted CEE Tier 1
214719959 | Central HP <5.4 tons | JOHNSON CONTROLS | HRCU-A-CB (Split System: Heat Pump with Remote Outdoor Unit-Air-Source) | HH860E2S11 |  |  | CTU60C5XGS1+TXV | TMLV120C20MP12 | 44500 | 18 | 9 | 45000 | 33800 | 75.11% | 2 | 0 | 11 |  |  |  | No | R-454B | 3.7083 | Residential & Commercial | Ducted CEE Tier 1
216551887 | Central HP <5.4 tons | FRIEDRICH | HRCU-A-CB (Split System: Heat Pump with Remote Outdoor Unit-Air-Source) | FRP19AY60AJVC |  |  | RCFY6021SEAAM | FR98MV1005A21UP | 53500 | 17 | 10 | 53500 | 49000 | 91.59% | 2 | 0 | 10 |  |  |  | No | R-454B | 4.4583 | Residential & Commercial | Ducted CEE Tier 1
214809012 | Central HP <5.4 tons | JOHNSON CONTROLS | HRCU-A-CB (Split System: Heat Pump with Remote Outdoor Unit-Air-Source) | HH860E2S11 |  |  | CTU60C5XGS1+TXV | TM8V100C16MP12 | 43500 | 18 | 9 | 44000 | 33400 | 75.91% | 2 | 0 | 11.7 |  |  |  | No | R-454B | 3.625 | Residential & Commercial | Ducted CEE Tier 1
215682352 | Central HP <5.4 tons | TEMPSTAR | HRCU-A-CB (Split System: Heat Pump with Remote Outdoor Unit-Air-Source) | T5H0V48*K*AAA* |  |  | EVD5X60M21A*+WALLCON | *97CTN0801716A* | 47500 | 18.5 | 9 | 50000 | 37200 | 74.4% | 1.98 | 0 | 10 |  |  |  | No | R-454B | 3.9583 | Residential & Commercial | Ducted CEE Tier 1
215682502 | Central HP <5.4 tons | TEMPSTAR | HRCU-A-CB (Split System: Heat Pump with Remote Outdoor Unit-Air-Source) | T5H0V48*K*AAA* |  |  | EVD5X61M21A*+WALLCON | *97CTN0802120A* | 48500 | 19 | 9 | 50000 | 36800 | 73.6% | 2 | 0 | 10.5 |  |  |  | No | R-454B | 4.0417 | Residential & Commercial | Ducted CEE Tier 1
215681912 | Central HP <5.4 tons | TEMPSTAR | HRCU-A-CB (Split System: Heat Pump with Remote Outdoor Unit-Air-Source) | T5H0V48*K*AAA* |  |  | EVM5X60M21A*+WALLCON | *80CSU0401712B* | 48000 | 18.5 | 9 | 50000 | 36600 | 73.2% | 2 | 0 | 10 |  |  |  | No | R-454B | 4 | Residential & Commercial | Ducted CEE Tier 1
215682062 | Central HP <5.4 tons | TEMPSTAR | HRCU-A-CB (Split System: Heat Pump with Remote Outdoor Unit-Air-Source) | T5H0V48*K*AAA* |  |  | EVM5X61M24A*+WALLCON | *80CSU1002120B* | 48500 | 19 | 9 | 50000 | 36600 | 73.2% | 2.12 | 0 | 10 |  |  |  | No | R-454B | 4.0417 | Residential & Commercial | Ducted CEE Tier 1
206135722 | Central HP <5.4 tons | CARRIER | HRCU-A-CB (Split System: Heat Pump with Remote Outdoor Unit-Air-Source) | 25VNA837A*030* |  |  | CAP**4321AL*+UI | 58CU*A040C17**12 | 33000 | 17.5 | 8.5 | 33000 | 25000 | 75.76% | 1.98 | 12 | 11 |  |  |  | No | R-410A | 2.75 | Residential & Commercial | Ducted CEE Tier 1
206135922 | Central HP <5.4 tons | CARRIER | HRCU-A-CB (Split System: Heat Pump with Remote Outdoor Unit-Air-Source) | 25VNA837A*030* |  |  | CNPV*4821AL*+UI | 58CU*A100C21**20 | 32400 | 17 | 8.1 | 33000 | 24800 | 75.15% | 1.94 | 12.2 | 11.5 |  |  |  | No | R-410A | 2.7 | Residential & Commercial | Ducted CEE Tier 1
211207013 | Central HP <5.4 tons | YORK | HRCU-A-CB (Split System: Heat Pump with Remote Outdoor Unit-Air-Source) | YZV36B21 |  |  | XAMC36DE2N1+CC | TM9V100C16MP12 | 33000 | 18 | 8.5 | 34000 | 29200 | 85.88% | 1.96 | 0 | 12 |  |  |  | No | R-410A | 2.75 | Residential & Commercial | Ducted CEE Tier 1
215679682 | Central HP <5.4 tons | TEMPSTAR | HRCU-A-CB (Split System: Heat Pump with Remote Outdoor Unit-Air-Source) | T5H0V36*K*AAA* |  |  | EA*5X61M24A*+WALLCON | *97CTN0802120A* | 34800 | 18 | 9 | 34400 | 24800 | 72.09% | 1.92 | 0 | 10.5 |  |  |  | No | R-454B | 2.9 | Residential & Commercial | Ducted CEE Tier 1
215679612 | Central HP <5.4 tons | TEMPSTAR | HRCU-A-CB (Split System: Heat Pump with Remote Outdoor Unit-Air-Source) | T5H0V36*K*AAA* |  |  | EA*5X61M21A*+WALLCON | *80CSU0401712B* | 35000 | 18 | 9 | 34400 | 24800 | 72.09% | 1.92 | 0 | 10 |  |  |  | No | R-454B | 2.9167 | Residential & Commercial | Ducted CEE Tier 1
214807820 | Central HP <5.4 tons | JOHNSON CONTROLS | HRCU-A-CB (Split System: Heat Pump with Remote Outdoor Unit-Air-Source) | HH824E2S11 |  |  | CTU30B5XCS1+JMC12B2SN1+TXV |  | 23000 | 18 | 9.5 | 23000 | 19000 | 82.61% | 2 | 0 | 12 |  |  |  | No | R-454B | 1.9167 | Residential & Commercial | Ducted CEE Tier 1
213078536 | Central HP <5.4 tons | DAY & NIGHT | HRCU-A-CB (Split System: Heat Pump with Remote Outdoor Unit-Air-Source) | DLCURAH36ABK |  |  | EA*4X43L21A* | *80MS(N,L)0902120A* | 37000 | 16 | 8.5 | 38500 | 35000 | 90.91% | 2.08 | 0 | 10 |  |  |  | No | R-410A | 3.0833 | Residential & Commercial | Ducted CEE Tier 1
213078569 | Central HP <5.4 tons | DAY & NIGHT | HRCU-A-CB (Split System: Heat Pump with Remote Outdoor Unit-Air-Source) | DLCURAH36ABK |  |  | EN(A,D,W)4X48L21** | *80MS(N,L)0902120A* | 36000 | 16.5 | 8.1 | 38500 | 35000 | 90.91% | 2 | 0 | 10.5 |  |  |  | No | R-410A | 3 | Residential & Commercial | Ducted CEE Tier 1
213078669 | Central HP <5.4 tons | DAY & NIGHT | HRCU-A-CB (Split System: Heat Pump with Remote Outdoor Unit-Air-Source) | DLCURAH36ABK |  |  | EA*4X48L21A* | *80MS(N,L)1102120A* | 36200 | 16.5 | 8.5 | 38000 | 34800 | 91.58% | 2.04 | 0 | 10 |  |  |  | No | R-410A | 3.0167 | Residential & Commercial | Ducted CEE Tier 1
213079932 | Central HP <5.4 tons | AIRQUEST | HRCU-A-CB (Split System: Heat Pump with Remote Outdoor Unit-Air-Source) | DLCURAH36ABK |  |  | EA*4X48L24A* | *92MSN1202420A* | 36200 | 16 | 8.5 | 38000 | 34800 | 91.58% | 2.04 | 0 | 10 |  |  |  | No | R-410A | 3.0167 | Residential & Commercial | Ducted CEE Tier 1
213080767 | Central HP <5.4 tons | AIRQUEST | HRCU-A-CB (Split System: Heat Pump with Remote Outdoor Unit-Air-Source) | DLCURAH36ABK |  |  | EN(A,D,W)4X48L21** | *95MSU0601716A* | 35600 | 16 | 8.1 | 38500 | 35000 | 90.91% | 1.98 | 0 | 10 |  |  |  | No | R-410A | 2.9667 | Residential & Commercial | Ducted CEE Tier 1
214573693 | Central HP <5.4 tons | COMFORTMAKER | HRCU-A-CB (Split System: Heat Pump with Remote Outdoor Unit-Air-Source) | CVH837GKA2* |  |  | EA*4X37L21A*+WALLCON | *95CSU1002122B* | 33000 | 17.5 | 8.5 | 32600 | 25000 | 76.69% | 2 | 0 | 11.5 |  |  |  | No | R-410A | 2.75 | Residential & Commercial | Ducted CEE Tier 1
214574043 | Central HP <5.4 tons | COMFORTMAKER | HRCU-A-CB (Split System: Heat Pump with Remote Outdoor Unit-Air-Source) | CVH837GKA2* |  |  | EA*4X60L24A*+WALLCON | *95CSU0802120B* | 32800 | 17.5 | 8.5 | 31600 | 24800 | 78.48% | 1.98 | 0 | 11.5 |  |  |  | No | R-410A | 2.7333 | Residential & Commercial | Ducted CEE Tier 1
215682332 | Central HP <5.4 tons | TEMPSTAR | HRCU-A-CB (Split System: Heat Pump with Remote Outdoor Unit-Air-Source) | T5H0V48*K*AAA* |  |  | EVD5X60M21A*+WALLCON | *80CSU0802120B* | 48500 | 19 | 9 | 50000 | 36400 | 72.8% | 2.12 | 0 | 10 |  |  |  | No | R-454B | 4.0417 | Residential & Commercial | Ducted CEE Tier 1
215682542 | Central HP <5.4 tons | TEMPSTAR | HRCU-A-CB (Split System: Heat Pump with Remote Outdoor Unit-Air-Source) | T5H0V48*K*AAA* |  |  | EVD5X61M24A*+WALLCON | *80CSU1002120B* | 48500 | 19 | 9 | 50000 | 36600 | 73.2% | 2.12 | 0 | 10 |  |  |  | No | R-454B | 4.0417 | Residential & Commercial | Ducted CEE Tier 1
213080825 | Central HP <5.4 tons | BRYANT HEATING AND COOLING SYSTEMS | HRCU-A-CB (Split System: Heat Pump with Remote Outdoor Unit-Air-Source) | 38MURAQ36AB3* |  |  | CAP**4321AL* | 935SB60080M21*** | 36600 | 16 | 8.5 | 38500 | 35000 | 90.91% | 2.08 | 0 | 10 |  |  |  | No | R-410A | 3.05 | Residential & Commercial | Ducted CEE Tier 1
213607637 | Central HP <5.4 tons | COMFORTMAKER | HRCU-A-CB (Split System: Heat Pump with Remote Outdoor Unit-Air-Source) | DLCURAH24ABK |  |  | FTMA4B36L0C* |  | 24600 | 17.5 | 9 | 25800 | 22400 | 86.82% | 1.86 | 0 | 10.5 |  |  |  | No | R-410A | 2.05 | Residential & Commercial | Ducted CEE Tier 1
213607652 | Central HP <5.4 tons | COMFORTMAKER | HRCU-A-CB (Split System: Heat Pump with Remote Outdoor Unit-Air-Source) | DLCURAH24ABK |  |  | FTMA4X24L0B* |  | 24600 | 17 | 9.5 | 26000 | 22200 | 85.38% | 1.84 | 0 | 10 |  |  |  | No | R-410A | 2.05 | Residential & Commercial | Ducted CEE Tier 1
212973216 | Central HP <5.4 tons | COMFORTMAKER | HRCU-A-CB (Split System: Heat Pump with Remote Outdoor Unit-Air-Source) | DLCURAH24ABK |  |  | EA*4X36L17A* | *96VSN0401712B* | 23400 | 16.5 | 8.5 | 26200 | 24400 | 93.13% | 2.02 | 0 | 10 |  |  |  | No | R-410A | 1.95 | Residential & Commercial | Ducted CEE Tier 1
212973266 | Central HP <5.4 tons | COMFORTMAKER | HRCU-A-CB (Split System: Heat Pump with Remote Outdoor Unit-Air-Source) | DLCURAH24ABK |  |  | EN(A,D)4X30L17** | *96VSN0401712B* | 23200 | 16 | 8.1 | 26200 | 24800 | 94.66% | 2.06 | 0 | 10 |  |  |  | No | R-410A | 1.9333 | Residential & Commercial | Ducted CEE Tier 1
214572503 | Central HP <5.4 tons | COMFORTMAKER | HRCU-A-CB (Split System: Heat Pump with Remote Outdoor Unit-Air-Source) | CVH837GKA** |  |  | EA*4X36L21A*+WALLCON | *97CMN0602120B* | 31400 | 17 | 8.1 | 33200 | 24400 | 73.49% | 1.84 | 0 | 10.5 |  |  |  | No | R-410A | 2.6167 | Residential & Commercial | Ducted CEE Tier 1
214572583 | Central HP <5.4 tons | COMFORTMAKER | HRCU-A-CB (Split System: Heat Pump with Remote Outdoor Unit-Air-Source) | CVH837GKA** |  |  | EA*4X37L21A*+WALLCON | *96CTN0802120B* | 33000 | 17.5 | 8.5 | 32600 | 25000 | 76.69% | 2 | 0 | 11.5 |  |  |  | No | R-410A | 2.75 | Residential & Commercial | Ducted CEE Tier 1
214573003 | Central HP <5.4 tons | COMFORTMAKER | HRCU-A-CB (Split System: Heat Pump with Remote Outdoor Unit-Air-Source) | CVH837GKA** |  |  | EA*4X61L21A*+WALLCON | *96CTN0802120B* | 33200 | 18.5 | 8.5 | 31800 | 24800 | 77.99% | 2 | 0 | 11.5 |  |  |  | No | R-410A | 2.7667 | Residential & Commercial | Ducted CEE Tier 1
215680002 | Central HP <5.4 tons | TEMPSTAR | HRCU-A-CB (Split System: Heat Pump with Remote Outdoor Unit-Air-Source) | T5H0V36*K*AAA* |  |  | ESH5X60M12A*+WALLCON | *97CTN1002122A* | 34600 | 17 | 8.5 | 34600 | 24800 | 71.68% | 1.82 | 0 | 10 |  |  |  | No | R-454B | 2.8833 | Residential & Commercial | Ducted CEE Tier 1
215679432 | Central HP <5.4 tons | TEMPSTAR | HRCU-A-CB (Split System: Heat Pump with Remote Outdoor Unit-Air-Source) | T5H0V36*K*AAA* |  |  | EA*5X43M21A*+WALLCON | *80CSU0401712B* | 34600 | 18 | 9 | 35200 | 25000 | 71.02% | 1.9 | 0 | 10 |  |  |  | No | R-454B | 2.8833 | Residential & Commercial | Ducted CEE Tier 1
215679482 | Central HP <5.4 tons | TEMPSTAR | HRCU-A-CB (Split System: Heat Pump with Remote Outdoor Unit-Air-Source) | T5H0V36*K*AAA* |  |  | EA*5X43M21A*+WALLCON | *97CTN1002122A* | 34600 | 18 | 9 | 35200 | 25000 | 71.02% | 1.9 | 0 | 10 |  |  |  | No | R-454B | 2.8833 | Residential & Commercial | Ducted CEE Tier 1
215679562 | Central HP <5.4 tons | TEMPSTAR | HRCU-A-CB (Split System: Heat Pump with Remote Outdoor Unit-Air-Source) | T5H0V36*K*AAA* |  |  | EA*5X60M24A*+WALLCON | *96CTN0802120B* | 34400 | 18 | 9 | 34200 | 24800 | 72.51% | 1.9 | 0 | 10 |  |  |  | No | R-454B | 2.8667 | Residential & Commercial | Ducted CEE Tier 1
203120248 | Central HP <5.4 tons | AMERICAN STANDARD | HRCU-A-CB (Split System: Heat Pump with Remote Outdoor Unit-Air-Source) | 4A6C7048A3 |  |  | 4PX*DU60BS3 | S8X1D120M5PTA | 47500 | 16.5 | 8.1 | 48000 | 48000 | 100% | 3.6 | 13 | 12 |  |  |  | No | R-410A | 3.9583 | Residential & Commercial | Ducted CEE Tier 1
215932186 | Central HP <5.4 tons | HEIL | HRCU-A-CB (Split System: Heat Pump with Remote Outdoor Unit-Air-Source) | H5H3V36*K*AAA* |  |  | EA*5X42M21A*+WALLCON | *80CSU0401712A* | 32600 | 20 | 9.5 | 35000 | 26800 | 76.57% | 2 | 0 | 11 |  |  |  | No | R-454B | 2.7167 | Residential & Commercial | Ducted CEE Tier 1
203120267 | Central HP <5.4 tons | AMERICAN STANDARD | HRCU-A-CB (Split System: Heat Pump with Remote Outdoor Unit-Air-Source) | 4A6C7048A3 |  |  | 4TXCD010DS3 | S8X1D120M5PTA | 47500 | 16.5 | 8.1 | 48000 | 48000 | 100% | 3.6 | 13 | 12 |  |  |  | No | R-410A | 3.9583 | Residential & Commercial | Ducted CEE Tier 1
214720230 | Central HP <5.4 tons | JOHNSON CONTROLS | HRCU-A-CB (Split System: Heat Pump with Remote Outdoor Unit-Air-Source) | HH836E2S11 |  |  | CTU48C5XFS1+TXV | Z8ES100C16SMPS1 | 34000 | 19 | 9 | 31600 | 25200 | 79.75% | 2 | 0 | 11 |  |  |  | No | R-454B | 2.8333 | Residential & Commercial | Ducted CEE Tier 1
213080861 | Central HP <5.4 tons | BRYANT HEATING AND COOLING SYSTEMS | HRCU-A-CB (Split System: Heat Pump with Remote Outdoor Unit-Air-Source) | 38MURAQ36AB3* |  |  | CNPV*4821AL* | 935SB60080M21*** | 35800 | 16.5 | 8.1 | 38500 | 35000 | 90.91% | 2 | 0 | 10 |  |  |  | No | R-410A | 2.9833 | Residential & Commercial | Ducted CEE Tier 1
215678302 | Central HP <5.4 tons | TEMPSTAR | HRCU-A-CB (Split System: Heat Pump with Remote Outdoor Unit-Air-Source) | T5H0V24*K*AAA* |  |  | EA*5X30M17A*+WALLCON | *97CTN0801716A* | 23000 | 16.5 | 9 | 23800 | 16700 | 70.17% | 1.86 | 0 | 10 |  |  |  | No | R-454B | 1.9167 | Residential & Commercial | Ducted CEE Tier 1
215682042 | Central HP <5.4 tons | TEMPSTAR | HRCU-A-CB (Split System: Heat Pump with Remote Outdoor Unit-Air-Source) | T5H0V48*K*AAA* |  |  | EVM5X61M24A*+WALLCON | *96CTN0802120B* | 48500 | 19 | 9.5 | 50000 | 36800 | 73.6% | 2.1 | 0 | 10.5 |  |  |  | No | R-454B | 4.0417 | Residential & Commercial | Ducted CEE Tier 1
215682242 | Central HP <5.4 tons | TEMPSTAR | HRCU-A-CB (Split System: Heat Pump with Remote Outdoor Unit-Air-Source) | T5H0V48*K*AAA* |  |  | EVD5X49M24A*+WALLCON | *96CTN0802120B* | 48000 | 19 | 9 | 50000 | 36600 | 73.2% | 2 | 0 | 10 |  |  |  | No | R-454B | 4 | Residential & Commercial | Ducted CEE Tier 1
206764961 | Central HP <5.4 tons | CARRIER | HRCU-A-CB (Split System: Heat Pump with Remote Outdoor Unit-Air-Source) | 25VNA837A*031* |  |  | CAP**4321AL*+UI | 58TN*A090C17**16 | 33000 | 18 | 8.5 | 32800 | 25000 | 76.22% | 2 | 12 | 11.7 |  |  |  | No | R-410A | 2.75 | Residential & Commercial | Ducted CEE Tier 1
201812830 | Central HP <5.4 tons | TRANE | HRCU-A-CB (Split System: Heat Pump with Remote Outdoor Unit-Air-Source) | 4TWA7048A3 |  |  | 4TXCD008DS3 | S9V2C080U5PSB | 45500 | 17 | 8.1 | 47500 | 45000 | 94.74% | 3.4 | 12.5 | 11.7 |  |  |  | No | R-410A | 3.7917 | Residential & Commercial | Ducted CEE Tier 1
215936810 | Central HP <5.4 tons | DAY & NIGHT | HRCU-A-CB (Split System: Heat Pump with Remote Outdoor Unit-Air-Source) | C5H3V36*K*AAA* |  |  | EVD5X60M24A*+WALLCON | *97CMN0602120B* | 35200 | 21 | 8.5 | 38500 | 28800 | 74.81% | 2.02 | 0 | 12 |  |  |  | No | R-454B | 2.9333 | Residential & Commercial | Ducted CEE Tier 1
215936860 | Central HP <5.4 tons | DAY & NIGHT | HRCU-A-CB (Split System: Heat Pump with Remote Outdoor Unit-Air-Source) | C5H3V36*K*AAA* |  |  | EVD5X60M24A*+WALLCON | *96CTN1202422B* | 35600 | 22 | 8.5 | 38000 | 28400 | 74.74% | 2.04 | 0 | 12.5 |  |  |  | No | R-454B | 2.9667 | Residential & Commercial | Ducted CEE Tier 1
214573203 | Central HP <5.4 tons | COMFORTMAKER | HRCU-A-CB (Split System: Heat Pump with Remote Outdoor Unit-Air-Source) | CVH837GKA** |  |  | EHD4X48AAL+WALLCON | *95CSU0802120B* | 32600 | 17.5 | 8.5 | 32800 | 25000 | 76.22% | 1.98 | 0 | 11 |  |  |  | No | R-410A | 2.7167 | Residential & Commercial | Ducted CEE Tier 1
215931886 | Central HP <5.4 tons | HEIL | HRCU-A-CB (Split System: Heat Pump with Remote Outdoor Unit-Air-Source) | H5H3V60*K*AAA* |  |  | ESH5X60M12A*+WALLCON | *97CMN1002122B* | 56500 | 18 | 8.1 | 61000 | 46000 | 75.41% | 1.95 | 0 | 11 |  |  |  | No | R-454B | 4.7083 | Residential & Commercial | Ducted CEE Tier 1
206136004 | Central HP <5.4 tons | CARRIER | HRCU-A-CB (Split System: Heat Pump with Remote Outdoor Unit-Air-Source) | 25VNA837A*030* |  |  | CSPH*4812AL*+UI | 58CU*A040C17**12 | 32600 | 16.5 | 8.1 | 33000 | 24800 | 75.15% | 1.96 | 11.5 | 11 |  |  |  | No | R-410A | 2.7167 | Residential & Commercial | Ducted CEE Tier 1
206136340 | Central HP <5.4 tons | CARRIER | HRCU-A-CB (Split System: Heat Pump with Remote Outdoor Unit-Air-Source) | 25VNA837A*030* |  |  | CSPH*4212AL*+UI | 59CU5A100C21**22 | 32600 | 17 | 8.1 | 33000 | 24800 | 75.15% | 1.96 | 11.5 | 11 |  |  |  | No | R-410A | 2.7167 | Residential & Commercial | Ducted CEE Tier 1
204298635 | Central HP <5.4 tons | CARRIER | HRCU-A-CB (Split System: Heat Pump with Remote Outdoor Unit-Air-Source) | 25VNA837A*030* |  |  | CAP**3617AL*+UI | 58TN*A090C17**16 | 31600 | 17.5 | 8.1 | 33200 | 24200 | 72.89% | 1.86 | 11 | 11 |  |  |  | No | R-410A | 2.6333 | Residential & Commercial | Ducted CEE Tier 1
206765056 | Central HP <5.4 tons | CARRIER | HRCU-A-CB (Split System: Heat Pump with Remote Outdoor Unit-Air-Source) | 25VNA837A*031* |  |  | CSPH*3612AL*+UI | 59TN6B100C21**22 | 32200 | 16.5 | 8.1 | 33200 | 24800 | 74.7% | 1.94 | 11.5 | 11 |  |  |  | No | R-410A | 2.6833 | Residential & Commercial | Ducted CEE Tier 1
206765081 | Central HP <5.4 tons | CARRIER | HRCU-A-CB (Split System: Heat Pump with Remote Outdoor Unit-Air-Source) | 25VNA837A*031* |  |  | CSPH*4812AL*+UI | 58TN*A070C17**16 | 32600 | 17 | 8.1 | 33200 | 25000 | 75.3% | 1.96 | 11.5 | 11 |  |  |  | No | R-410A | 2.7167 | Residential & Commercial | Ducted CEE Tier 1
206765106 | Central HP <5.4 tons | CARRIER | HRCU-A-CB (Split System: Heat Pump with Remote Outdoor Unit-Air-Source) | 25VNA837A*031* |  |  | CAP**4224AL*+UI | 58CU*A100C21**20 | 31800 | 17 | 8.1 | 33200 | 24400 | 73.49% | 1.88 | 11.5 | 11 |  |  |  | No | R-410A | 2.65 | Residential & Commercial | Ducted CEE Tier 1
206765129 | Central HP <5.4 tons | CARRIER | HRCU-A-CB (Split System: Heat Pump with Remote Outdoor Unit-Air-Source) | 25VNA837A*031* |  |  | CSPH*4212AL*+UI | 58CU*A060C17**16 | 32400 | 16.5 | 8.1 | 33200 | 24800 | 74.7% | 1.94 | 11.5 | 11 |  |  |  | No | R-410A | 2.7 | Residential & Commercial | Ducted CEE Tier 1
204298899 | Central HP <5.4 tons | CARRIER | HRCU-A-CB (Split System: Heat Pump with Remote Outdoor Unit-Air-Source) | 25VNA837A*030* |  |  | CAP**3721AL*+UI | 58TN*A090C17**16 | 33000 | 18 | 8.5 | 32800 | 25000 | 76.22% | 2 | 12 | 11.7 |  |  |  | No | R-410A | 2.75 | Residential & Commercial | Ducted CEE Tier 1
204298935 | Central HP <5.4 tons | CARRIER | HRCU-A-CB (Split System: Heat Pump with Remote Outdoor Unit-Air-Source) | 25VNA837A*030* |  |  | CAP**4221AL*+UI | 58TN*A090C21**20 | 31800 | 17.5 | 8.1 | 33200 | 24400 | 73.49% | 1.9 | 11 | 11.5 |  |  |  | No | R-410A | 2.65 | Residential & Commercial | Ducted CEE Tier 1
215681888 | Central HP <5.4 tons | COMFORTMAKER | HRCU-A-CB (Split System: Heat Pump with Remote Outdoor Unit-Air-Source) | C5H0V48*K*AAA* |  |  | EVM5X49M21A*+WALLCON | *97CTN1002122A* | 48000 | 19 | 9 | 50000 | 36800 | 73.6% | 2 | 0 | 10.5 |  |  |  | No | R-454B | 4 | Residential & Commercial | Ducted CEE Tier 1
215682188 | Central HP <5.4 tons | COMFORTMAKER | HRCU-A-CB (Split System: Heat Pump with Remote Outdoor Unit-Air-Source) | C5H0V48*K*AAA* |  |  | EVD5X48M24A*+WALLCON | *80CSU0802120B* | 47500 | 18.5 | 9 | 50000 | 36000 | 72% | 2.02 | 0 | 10 |  |  |  | No | R-454B | 3.9583 | Residential & Commercial | Ducted CEE Tier 1
215676352 | Central HP <5.4 tons | TEMPSTAR | HRCU-A-CB (Split System: Heat Pump with Remote Outdoor Unit-Air-Source) | T5H0V48*K*AAA* |  |  | EVD5X49M24A*+WALLCON | *97CMN0602120B* | 47500 | 18.5 | 9 | 50000 | 37000 | 74% | 1.98 | 0 | 10 |  |  |  | No | R-454B | 3.9583 | Residential & Commercial | Ducted CEE Tier 1
214573753 | Central HP <5.4 tons | COMFORTMAKER | HRCU-A-CB (Split System: Heat Pump with Remote Outdoor Unit-Air-Source) | CVH837GKA2* |  |  | EA*4X42L21A*+WALLCON | *95CSU1002122B* | 31800 | 17.5 | 8.5 | 32800 | 24400 | 74.39% | 1.9 | 0 | 11 |  |  |  | No | R-410A | 2.65 | Residential & Commercial | Ducted CEE Tier 1
214573903 | Central HP <5.4 tons | COMFORTMAKER | HRCU-A-CB (Split System: Heat Pump with Remote Outdoor Unit-Air-Source) | CVH837GKA2* |  |  | EA*4X43L21A*+WALLCON | *96CTN0802120B* | 33000 | 18.5 | 8.5 | 32600 | 25000 | 76.69% | 2 | 0 | 11.5 |  |  |  | No | R-410A | 2.75 | Residential & Commercial | Ducted CEE Tier 1
214573923 | Central HP <5.4 tons | COMFORTMAKER | HRCU-A-CB (Split System: Heat Pump with Remote Outdoor Unit-Air-Source) | CVH837GKA2* |  |  | EA*4X48L21A*+WALLCON | *95CSU0802120B* | 32200 | 17.5 | 8.5 | 32400 | 25000 | 77.16% | 1.98 | 0 | 11 |  |  |  | No | R-410A | 2.6833 | Residential & Commercial | Ducted CEE Tier 1
212977254 | Central HP <5.4 tons | AIRQUEST | HRCU-A-CB (Split System: Heat Pump with Remote Outdoor Unit-Air-Source) | DLCURAH36ABK |  |  | EA*4X48L24A* | *96VTN1202422B* | 35600 | 16.5 | 8.5 | 37800 | 34600 | 91.53% | 2.02 | 0 | 10 |  |  |  | No | R-410A | 2.9667 | Residential & Commercial | Ducted CEE Tier 1
215676602 | Central HP <5.4 tons | TEMPSTAR | HRCU-A-CB (Split System: Heat Pump with Remote Outdoor Unit-Air-Source) | T5H0V48*K*AAA* |  |  | EVD5X60M24A*+WALLCON | *80CSU1002120A* | 48000 | 18.5 | 9 | 50000 | 36600 | 73.2% | 2 | 0 | 10 |  |  |  | No | R-454B | 4 | Residential & Commercial | Ducted CEE Tier 1
215676802 | Central HP <5.4 tons | TEMPSTAR | HRCU-A-CB (Split System: Heat Pump with Remote Outdoor Unit-Air-Source) | T5H0V48*K*AAA* |  |  | EVD5X61M21A*+WALLCON | *97CMN0602120B* | 48000 | 18.5 | 9 | 50000 | 37400 | 74.8% | 2 | 0 | 10 |  |  |  | No | R-454B | 4 | Residential & Commercial | Ducted CEE Tier 1
215682362 | Central HP <5.4 tons | TEMPSTAR | HRCU-A-CB (Split System: Heat Pump with Remote Outdoor Unit-Air-Source) | T5H0V48*K*AAA* |  |  | EVD5X60M21A*+WALLCON | *97CTN0802120A* | 48000 | 19 | 9 | 50000 | 36800 | 73.6% | 2 | 0 | 10 |  |  |  | No | R-454B | 4 | Residential & Commercial | Ducted CEE Tier 1
215682462 | Central HP <5.4 tons | TEMPSTAR | HRCU-A-CB (Split System: Heat Pump with Remote Outdoor Unit-Air-Source) | T5H0V48*K*AAA* |  |  | EVD5X61M21A*+WALLCON | *80CSU0601716B* | 48500 | 19 | 9 | 50000 | 36800 | 73.6% | 2.1 | 0 | 10 |  |  |  | No | R-454B | 4.0417 | Residential & Commercial | Ducted CEE Tier 1
215682512 | Central HP <5.4 tons | TEMPSTAR | HRCU-A-CB (Split System: Heat Pump with Remote Outdoor Unit-Air-Source) | T5H0V48*K*AAA* |  |  | EVD5X61M21A*+WALLCON | *97CTN1002122A* | 48500 | 19.5 | 9.5 | 50000 | 36800 | 73.6% | 2.12 | 0 | 10.5 |  |  |  | No | R-454B | 4.0417 | Residential & Commercial | Ducted CEE Tier 1
215674186 | Central HP <5.4 tons | HEIL | HRCU-A-CB (Split System: Heat Pump with Remote Outdoor Unit-Air-Source) | H5H0V48*K*AAA* |  |  | EA*5X60M24A*+WALLCON | *80CTL0902120B* | 45000 | 18 | 9 | 47500 | 33400 | 70.32% | 2.08 | 0 | 10 |  |  |  | No | R-454B | 3.75 | Residential & Commercial | Ducted CEE Tier 1
207436546 | Central HP <5.4 tons | LENNOX | HRCU-A-CB (Split System: Heat Pump with Remote Outdoor Unit-Air-Source) | SL25XPV-048-230A** |  |  | CH35-51C+TDR+TXV | SL280UH080NV60C* | 45000 | 20.8 | 9.2 | 45500 | 37400 | 82.2% | 1.82 | 12.5 | 12.5 |  |  |  | No | R-410A | 3.75 | Residential & Commercial | Ducted CEE Tier 1
214075327 | Central HP <5.4 tons | FRIEDRICH | HRCU-A-CB (Split System: Heat Pump with Remote Outdoor Unit-Air-Source) | RD17AZ60AJ3N |  |  | TCFZ6024STANM | FR951V0705A21M4 | 55000 | 18 | 8.1 | 54000 | 49500 | 91.67% | 1.75 | 0 | 10 |  |  |  | No | R-410A | 4.5833 | Residential & Commercial | Ducted CEE Tier 1
214075310 | Central HP <5.4 tons | FRIEDRICH | HRCU-A-CB (Split System: Heat Pump with Remote Outdoor Unit-Air-Source) | RD17AZ60AJ3N |  |  | TCFZ6024STANM | FR951V1005A21M4 | 55000 | 18 | 8.1 | 54000 | 49500 | 91.67% | 1.75 | 0 | 10 |  |  |  | No | R-410A | 4.5833 | Residential & Commercial | Ducted CEE Tier 1
214075209 | Central HP <5.4 tons | FRIEDRICH | HRCU-A-CB (Split System: Heat Pump with Remote Outdoor Unit-Air-Source) | RD17AZ60AJ3N |  |  | TCFZ6024STANM | FR801V1005A21UHS | 55500 | 18 | 8.1 | 53500 | 49000 | 91.59% | 1.75 | 0 | 10 |  |  |  | No | R-410A | 4.625 | Residential & Commercial | Ducted CEE Tier 1
214075227 | Central HP <5.4 tons | FRIEDRICH | HRCU-A-CB (Split System: Heat Pump with Remote Outdoor Unit-Air-Source) | RD17AZ60AJ3N |  |  | TCFZ6024STANM | FR801V0755A21DZ | 55500 | 18 | 8.1 | 54000 | 49000 | 90.74% | 1.75 | 0 | 10 |  |  |  | No | R-410A | 4.625 | Residential & Commercial | Ducted CEE Tier 1
214572763 | Central HP <5.4 tons | COMFORTMAKER | HRCU-A-CB (Split System: Heat Pump with Remote Outdoor Unit-Air-Source) | CVH837GKA** |  |  | EA*4X43L21A*+WALLCON | *96CTN0802120B* | 33000 | 18.5 | 8.5 | 32600 | 25000 | 76.69% | 2 | 0 | 11.5 |  |  |  | No | R-410A | 2.75 | Residential & Commercial | Ducted CEE Tier 1
214572833 | Central HP <5.4 tons | COMFORTMAKER | HRCU-A-CB (Split System: Heat Pump with Remote Outdoor Unit-Air-Source) | CVH837GKA** |  |  | EA*4X48L24A*+WALLCON | *80CTL0702120B* | 32400 | 17.5 | 8.5 | 32400 | 25000 | 77.16% | 1.98 | 0 | 11 |  |  |  | No | R-410A | 2.7 | Residential & Commercial | Ducted CEE Tier 1
214572963 | Central HP <5.4 tons | COMFORTMAKER | HRCU-A-CB (Split System: Heat Pump with Remote Outdoor Unit-Air-Source) | CVH837GKA** |  |  | EA*4X61L21A*+WALLCON | *95CSU0802120B* | 33200 | 17.5 | 8.5 | 32000 | 25000 | 78.12% | 2 | 0 | 11.5 |  |  |  | No | R-410A | 2.7667 | Residential & Commercial | Ducted CEE Tier 1
214572983 | Central HP <5.4 tons | COMFORTMAKER | HRCU-A-CB (Split System: Heat Pump with Remote Outdoor Unit-Air-Source) | CVH837GKA** |  |  | EA*4X61L21A*+WALLCON | *97CMN0602120B* | 33000 | 17.5 | 8.5 | 32200 | 25000 | 77.64% | 1.98 | 0 | 11 |  |  |  | No | R-410A | 2.75 | Residential & Commercial | Ducted CEE Tier 1
214573063 | Central HP <5.4 tons | COMFORTMAKER | HRCU-A-CB (Split System: Heat Pump with Remote Outdoor Unit-Air-Source) | CVH837GKA** |  |  | EA*4X61L24A*+WALLCON | *96CTN0802120B* | 33200 | 18.5 | 8.5 | 31800 | 24800 | 77.99% | 2.02 | 0 | 11.5 |  |  |  | No | R-410A | 2.7667 | Residential & Commercial | Ducted CEE Tier 1
214573233 | Central HP <5.4 tons | COMFORTMAKER | HRCU-A-CB (Split System: Heat Pump with Remote Outdoor Unit-Air-Source) | CVH837GKA** |  |  | EHD4X48AAL+WALLCON | *97CMN0802120B* | 32600 | 17 | 8.5 | 32800 | 25000 | 76.22% | 1.98 | 0 | 11 |  |  |  | No | R-410A | 2.7167 | Residential & Commercial | Ducted CEE Tier 1
214229139 | Central HP <5.4 tons | COMFORTMAKER | HRCU-A-CB (Split System: Heat Pump with Remote Outdoor Unit-Air-Source) | DLCURAH24ABK |  |  | EA*4X25L17A* | *80MSU0601716A* | 24200 | 17.5 | 8.5 | 25200 | 21200 | 84.13% | 1.8 | 0 | 10 |  |  |  | No | R-410A | 2.0167 | Residential & Commercial | Ducted CEE Tier 1
212979232 | Central HP <5.4 tons | COMFORTMAKER | HRCU-A-CB (Split System: Heat Pump with Remote Outdoor Unit-Air-Source) | DLCURAH24ABK |  |  | EN(A,D,W)4X36L17** | *80MS(N,L)0701716A* | 23600 | 17 | 8.5 | 26400 | 24400 | 92.42% | 2.02 | 0 | 10.5 |  |  |  | No | R-410A | 1.9667 | Residential & Commercial | Ducted CEE Tier 1
211244884 | Central HP <5.4 tons | AIRQUEST | HRCU-A-CB (Split System: Heat Pump with Remote Outdoor Unit-Air-Source) | DLCURAH24ABK |  |  | EN(A,D,W)4X36L17** | *96VSN0401712A* | 23400 | 16 | 8.1 | 25800 | 24000 | 93.02% | 1.98 | 0 | 10 |  |  |  | No | R-410A | 1.95 | Residential & Commercial | Ducted CEE Tier 1
211245202 | Central HP <5.4 tons | AIRQUEST | HRCU-A-CB (Split System: Heat Pump with Remote Outdoor Unit-Air-Source) | DLCURAH24ABK |  |  | EN(A,D,W)4X36L17** | *95ESN0801716A* | 24600 | 15.5 | 8.1 | 26800 | 22200 | 82.84% | 1.82 | 0 | 10 |  |  |  | No | R-410A | 2.05 | Residential & Commercial | Ducted CEE Tier 1
212969728 | Central HP <5.4 tons | AIRQUEST | HRCU-A-CB (Split System: Heat Pump with Remote Outdoor Unit-Air-Source) | DLCURAH24ABK |  |  | EA*4X24L14A* | *80VSL0451412B* | 23200 | 17 | 9.5 | 26800 | 27200 | 101.5% | 2.32 | 0 | 10 |  |  |  | No | R-410A | 1.9333 | Residential & Commercial | Ducted CEE Tier 1
212969778 | Central HP <5.4 tons | AIRQUEST | HRCU-A-CB (Split System: Heat Pump with Remote Outdoor Unit-Air-Source) | DLCURAH24ABK |  |  | EA*4X36L17A* | *80VSL0451412B* | 23600 | 17 | 8.5 | 26000 | 24200 | 93.08% | 2 | 0 | 10 |  |  |  | No | R-410A | 1.9667 | Residential & Commercial | Ducted CEE Tier 1
206765045 | Central HP <5.4 tons | CARRIER | HRCU-A-CB (Split System: Heat Pump with Remote Outdoor Unit-Air-Source) | 25VNA837A*031* |  |  | CSPH*3612AL*+UI | 58TN*A090C21**20 | 32200 | 16.5 | 8.1 | 33200 | 24800 | 74.7% | 1.92 | 11.5 | 11 |  |  |  | No | R-410A | 2.6833 | Residential & Commercial | Ducted CEE Tier 1
202459379 | Central HP <5.4 tons | TRANE | HRCU-A-CB (Split System: Heat Pump with Remote Outdoor Unit-Air-Source) | 4TWA7048A3 |  |  | 4PX*DU60BS3 | S8X1D120M5PSA | 47500 | 16.5 | 8.1 | 48000 | 48000 | 100% | 3.6 | 13 | 12 |  |  |  | No | R-410A | 3.9583 | Residential & Commercial | Ducted CEE Tier 1
215935460 | Central HP <5.4 tons | DAY & NIGHT | HRCU-A-CB (Split System: Heat Pump with Remote Outdoor Unit-Air-Source) | C5H3V36*K*AAA* |  |  | EVM5X61M24A*+WALLCON | *80CTL0902120B* | 36000 | 22.5 | 8.5 | 37600 | 28200 | 75% | 2.06 | 0 | 12.5 |  |  |  | No | R-454B | 3 | Residential & Commercial | Ducted CEE Tier 1
211260102 | Central HP <5.4 tons | DAY & NIGHT | HRCU-A-CB (Split System: Heat Pump with Remote Outdoor Unit-Air-Source) | DLCURAH18ABK |  |  | EA*4X24L14A* | *96VSN0601412A* | 17800 | 16 | 8.5 | 18800 | 19000 | 101.1% | 2.28 | 0 | 10.5 |  |  |  | No | R-410A | 1.4833 | Residential & Commercial | Ducted CEE Tier 1
211260268 | Central HP <5.4 tons | DAY & NIGHT | HRCU-A-CB (Split System: Heat Pump with Remote Outdoor Unit-Air-Source) | DLCURAH18ABK |  |  | EA*4X24L17A* | *96VSN0601714A* | 17700 | 16 | 8.5 | 18600 | 19100 | 102.7% | 2.3 | 0 | 10.5 |  |  |  | No | R-410A | 1.475 | Residential & Commercial | Ducted CEE Tier 1
213076397 | Central HP <5.4 tons | BRYANT HEATING AND COOLING SYSTEMS | HRCU-A-CB (Split System: Heat Pump with Remote Outdoor Unit-Air-Source) | 38MURAQ24AB3* |  |  | CNPV*2417AL* | 926TC48060V17*** | 23200 | 16.5 | 8.5 | 26800 | 25400 | 94.78% | 2.12 | 0 | 10 |  |  |  | No | R-410A | 1.9333 | Residential & Commercial | Ducted CEE Tier 1
212969551 | Central HP <5.4 tons | DAY & NIGHT | HRCU-A-CB (Split System: Heat Pump with Remote Outdoor Unit-Air-Source) | DLCURAH18ABK |  |  | EA*4X30L14A* | *80VSL0451412B* | 17800 | 16.5 | 8.5 | 18400 | 18800 | 102.2% | 2.26 | 0 | 10.5 |  |  |  | No | R-410A | 1.4833 | Residential & Commercial | Ducted CEE Tier 1
212978313 | Central HP <5.4 tons | COMFORTMAKER | HRCU-A-CB (Split System: Heat Pump with Remote Outdoor Unit-Air-Source) | DLCURAH18ABK |  |  | EN(A,D)4X24L14** | *80MS(N,L)0701412A* | 17600 | 16.5 | 8.5 | 18500 | 19100 | 103.2% | 2.3 | 0 | 11 |  |  |  | No | R-410A | 1.4667 | Residential & Commercial | Ducted CEE Tier 1
212978746 | Central HP <5.4 tons | COMFORTMAKER | HRCU-A-CB (Split System: Heat Pump with Remote Outdoor Unit-Air-Source) | DLCURAH18ABK |  |  | EA*4X19L17A* | *80MS(N,L)0701712A* | 18000 | 17 | 8.5 | 17900 | 17800 | 99.44% | 2.16 | 0 | 11 |  |  |  | No | R-410A | 1.5 | Residential & Commercial | Ducted CEE Tier 1
212973046 | Central HP <5.4 tons | COMFORTMAKER | HRCU-A-CB (Split System: Heat Pump with Remote Outdoor Unit-Air-Source) | DLCURAH18ABK |  |  | EA*4X30L17A* | *96VSN0401712B* | 17400 | 16 | 8.5 | 18000 | 18800 | 104.4% | 2.24 | 0 | 10.5 |  |  |  | No | R-410A | 1.45 | Residential & Commercial | Ducted CEE Tier 1
212983691 | Central HP <5.4 tons | COMFORTMAKER | HRCU-A-CB (Split System: Heat Pump with Remote Outdoor Unit-Air-Source) | DLCURAH18ABK |  |  | EN(A,D)4X18L14** | *92MSN0601412A* | 17300 | 16 | 8.5 | 18500 | 19800 | 107% | 2.38 | 0 | 10.5 |  |  |  | No | R-410A | 1.4417 | Residential & Commercial | Ducted CEE Tier 1
212987796 | Central HP <5.4 tons | BRYANT HEATING AND COOLING SYSTEMS | HRCU-A-CB (Split System: Heat Pump with Remote Outdoor Unit-Air-Source) | 38MURAQ24AB3* |  |  | CAP**3621AL* | 916SA60080M21*** | 23800 | 17 | 8.5 | 26200 | 23600 | 90.08% | 1.96 | 0 | 10 |  |  |  | No | R-410A | 1.9833 | Residential & Commercial | Ducted CEE Tier 1
212988650 | Central HP <5.4 tons | BRYANT HEATING AND COOLING SYSTEMS | HRCU-A-CB (Split System: Heat Pump with Remote Outdoor Unit-Air-Source) | 38MURAQ24AB3* |  |  | CAP**2517AL* | 935SB36040M17*** | 24200 | 16.5 | 8.5 | 25200 | 21800 | 86.51% | 1.82 | 0 | 10 |  |  |  | No | R-410A | 2.0167 | Residential & Commercial | Ducted CEE Tier 1
212976100 | Central HP <5.4 tons | AIRQUEST | HRCU-A-CB (Split System: Heat Pump with Remote Outdoor Unit-Air-Source) | DLCURAH24ABK |  |  | EN(A,D)4X30L17** | *96VTN0801716B* | 23400 | 16.5 | 8.1 | 25800 | 24200 | 93.8% | 2 | 0 | 10 |  |  |  | No | R-410A | 1.95 | Residential & Commercial | Ducted CEE Tier 1
212976679 | Central HP <5.4 tons | AIRQUEST | HRCU-A-CB (Split System: Heat Pump with Remote Outdoor Unit-Air-Source) | DLCURAH24ABK |  |  | EA*4X37L21A* | *96VTN1002120B* | 24000 | 17.5 | 8.5 | 25200 | 21800 | 86.51% | 1.82 | 0 | 10 |  |  |  | No | R-410A | 2 | Residential & Commercial | Ducted CEE Tier 1
212977565 | Central HP <5.4 tons | AIRQUEST | HRCU-A-CB (Split System: Heat Pump with Remote Outdoor Unit-Air-Source) | DLCURAH24ABK |  |  | EA*4X24L14A* | *80MS(N,L)0451412A* | 23400 | 17 | 8.5 | 27000 | 26200 | 97.04% | 2.22 | 0 | 10 |  |  |  | No | R-410A | 1.95 | Residential & Commercial | Ducted CEE Tier 1
212969798 | Central HP <5.4 tons | AIRQUEST | HRCU-A-CB (Split System: Heat Pump with Remote Outdoor Unit-Air-Source) | DLCURAH24ABK |  |  | EN(A,D)4X24L14** | *80VSL0451412B* | 23400 | 17 | 8.5 | 27000 | 25000 | 92.59% | 2.08 | 0 | 10 |  |  |  | No | R-410A | 1.95 | Residential & Commercial | Ducted CEE Tier 1
212973004 | Central HP <5.4 tons | AIRQUEST | HRCU-A-CB (Split System: Heat Pump with Remote Outdoor Unit-Air-Source) | DLCURAH24ABK |  |  | EN(A,D,W)4X36L17** | *96VSN0401410B* | 23400 | 16 | 8.1 | 26400 | 24600 | 93.18% | 2.02 | 0 | 10 |  |  |  | No | R-410A | 1.95 | Residential & Commercial | Ducted CEE Tier 1
214075523 | Central HP <5.4 tons | FRIEDRICH | HRCU-A-CB (Split System: Heat Pump with Remote Outdoor Unit-Air-Source) | RD17AZ24AJ3N |  |  | TCFZ2417MTANM | FR802V1004A17UH | 22600 | 17 | 9.5 | 22600 | 16800 | 74.34% | 2.1 | 0 | 11.2 |  |  |  | No | R-410A | 1.8833 | Residential & Commercial | Ducted CEE Tier 1
214075407 | Central HP <5.4 tons | FRIEDRICH | HRCU-A-CB (Split System: Heat Pump with Remote Outdoor Unit-Air-Source) | RD17AZ24AJ3N |  |  | TCFZ2417MTANM | FR802V0503A14DZ | 22600 | 17 | 9.5 | 22600 | 16800 | 74.34% | 2 | 0 | 11.2 |  |  |  | No | R-410A | 1.8833 | Residential & Commercial | Ducted CEE Tier 1
214075421 | Central HP <5.4 tons | FRIEDRICH | HRCU-A-CB (Split System: Heat Pump with Remote Outdoor Unit-Air-Source) | RD17AZ24AJ3N |  |  | TCFZ2417MTANM | FR801V0704A17UHU | 22600 | 17 | 9.5 | 22600 | 16900 | 74.78% | 2 | 0 | 11.2 |  |  |  | No | R-410A | 1.8833 | Residential & Commercial | Ducted CEE Tier 1
211226636 | Central HP <5.4 tons | AIRQUEST | HRCU-A-CB (Split System: Heat Pump with Remote Outdoor Unit-Air-Source) | DLCURAH36ABK |  |  | EA*4X37L17A* | *92ESN0801716A* | 36800 | 15.2 | 8.5 | 39500 | 35000 | 88.61% | 2.06 | 0 | 10 |  |  |  | No | R-410A | 3.0667 | Residential & Commercial | Ducted CEE Tier 1
212970698 | Central HP <5.4 tons | AIRQUEST | HRCU-A-CB (Split System: Heat Pump with Remote Outdoor Unit-Air-Source) | DLCURAH36ABK |  |  | EA*4X48L24A* | *80VSL0902120B* | 35800 | 16.5 | 8.5 | 38500 | 34600 | 89.87% | 2.02 | 0 | 10 |  |  |  | No | R-410A | 2.9833 | Residential & Commercial | Ducted CEE Tier 1
214574153 | Central HP <5.4 tons | COMFORTMAKER | HRCU-A-CB (Split System: Heat Pump with Remote Outdoor Unit-Air-Source) | CVH837GKA2* |  |  | EA*4X61L24A*+WALLCON | *80CTL0702120B* | 33200 | 18 | 8.5 | 32000 | 24800 | 77.5% | 2 | 0 | 11.5 |  |  |  | No | R-410A | 2.7667 | Residential & Commercial | Ducted CEE Tier 1
214574403 | Central HP <5.4 tons | COMFORTMAKER | HRCU-A-CB (Split System: Heat Pump with Remote Outdoor Unit-Air-Source) | CVH837GKA2* |  |  | EHD4X60AAL+WALLCON | *95CSU0802120B* | 33000 | 17 | 8.5 | 32200 | 25000 | 77.64% | 2 | 0 | 11 |  |  |  | No | R-410A | 2.75 | Residential & Commercial | Ducted CEE Tier 1
214574503 | Central HP <5.4 tons | COMFORTMAKER | HRCU-A-CB (Split System: Heat Pump with Remote Outdoor Unit-Air-Source) | CVH837GKA2* |  |  | EN(A,D)4X36L21**+WALLCON | *96CTN0802120B* | 31400 | 17 | 8.1 | 33000 | 24000 | 72.73% | 1.84 | 0 | 11 |  |  |  | No | R-410A | 2.6167 | Residential & Commercial | Ducted CEE Tier 1
212973204 | Central HP <5.4 tons | AIRQUEST | HRCU-A-CB (Split System: Heat Pump with Remote Outdoor Unit-Air-Source) | DLCURAH24ABK |  |  | EA*4X30L17A* | *96VSN0401712B* | 23200 | 16 | 8.5 | 26400 | 25200 | 95.45% | 2.08 | 0 | 10 |  |  |  | No | R-410A | 1.9333 | Residential & Commercial | Ducted CEE Tier 1
212973624 | Central HP <5.4 tons | AIRQUEST | HRCU-A-CB (Split System: Heat Pump with Remote Outdoor Unit-Air-Source) | DLCURAH24ABK |  |  | EN(A,D)4X30L17** | *96VSN0601412B* | 23400 | 16.5 | 8.1 | 26200 | 24600 | 93.89% | 2.04 | 0 | 10 |  |  |  | No | R-410A | 1.95 | Residential & Commercial | Ducted CEE Tier 1
212973824 | Central HP <5.4 tons | AIRQUEST | HRCU-A-CB (Split System: Heat Pump with Remote Outdoor Unit-Air-Source) | DLCURAH24ABK |  |  | EA*4X24L17A* | *96VSN0801716B* | 23600 | 16.5 | 8.5 | 27000 | 25600 | 94.81% | 2.14 | 0 | 10 |  |  |  | No | R-410A | 1.9667 | Residential & Commercial | Ducted CEE Tier 1
212973874 | Central HP <5.4 tons | AIRQUEST | HRCU-A-CB (Split System: Heat Pump with Remote Outdoor Unit-Air-Source) | DLCURAH24ABK |  |  | EA*4X37L17A* | *96VSN0801716B* | 24200 | 17 | 8.5 | 25800 | 22200 | 86.05% | 1.84 | 0 | 10 |  |  |  | No | R-410A | 2.0167 | Residential & Commercial | Ducted CEE Tier 1
212985856 | Central HP <5.4 tons | AIRQUEST | HRCU-A-CB (Split System: Heat Pump with Remote Outdoor Unit-Air-Source) | DLCURAH24ABK |  |  | EN(A,D)4X30L17** | *96MSN0261410A* | 23400 | 16.5 | 8.1 | 26000 | 24400 | 93.85% | 2.02 | 0 | 10 |  |  |  | No | R-410A | 1.95 | Residential & Commercial | Ducted CEE Tier 1
213780937 | Central HP <5.4 tons | HEIL | HRCU-A-CB (Split System: Heat Pump with Remote Outdoor Unit-Air-Source) | HVH837GKA2* |  |  | EA*4X37L21A*+WALLCON | *96CTN0601714B* | 32600 | 17 | 8.1 | 33000 | 25400 | 76.97% | 1.94 | 0 | 11 |  |  |  | No | R-410A | 2.7167 | Residential & Commercial | Ducted CEE Tier 1
213780737 | Central HP <5.4 tons | HEIL | HRCU-A-CB (Split System: Heat Pump with Remote Outdoor Unit-Air-Source) | HVH837GKA2* |  |  | EA*4X36L21A*+WALLCON | *80CTL0701716B* | 31400 | 16.5 | 8.1 | 33000 | 24400 | 73.94% | 1.84 | 0 | 10.5 |  |  |  | No | R-410A | 2.6167 | Residential & Commercial | Ducted CEE Tier 1
206764304 | Central HP <5.4 tons | CARRIER | HRCU-A-CB (Split System: Heat Pump with Remote Outdoor Unit-Air-Source) | 25VNA825A*032* |  |  | CAP**2417AL*+UI | 58TN*A090C17**16 | 23400 | 17 | 8.1 | 21800 | 16700 | 76.61% | 1.9 | 11.5 | 11 |  |  |  | No | R-410A | 1.95 | Residential & Commercial | Ducted CEE Tier 1
206764311 | Central HP <5.4 tons | CARRIER | HRCU-A-CB (Split System: Heat Pump with Remote Outdoor Unit-Air-Source) | 25VNA825A*032* |  |  | CAP**2517AL*+UI | 58TN*A070C14**12 | 24400 | 17.5 | 8.5 | 21200 | 16600 | 78.3% | 2.02 | 11 | 11.5 |  |  |  | No | R-410A | 2.0333 | Residential & Commercial | Ducted CEE Tier 1
206764313 | Central HP <5.4 tons | CARRIER | HRCU-A-CB (Split System: Heat Pump with Remote Outdoor Unit-Air-Source) | 25VNA825A*032* |  |  | CAP**3014AL*+UI | 58TN*A070C14**12 | 23400 | 17 | 8.1 | 21600 | 16700 | 77.31% | 1.92 | 11 | 11 |  |  |  | No | R-410A | 1.95 | Residential & Commercial | Ducted CEE Tier 1
206764327 | Central HP <5.4 tons | CARRIER | HRCU-A-CB (Split System: Heat Pump with Remote Outdoor Unit-Air-Source) | 25VNA825A*032* |  |  | CAP**3617AL*+UI | 59MN7B080C17**14 | 23400 | 16.5 | 8.1 | 21600 | 16700 | 77.31% | 1.92 | 11 | 10.5 |  |  |  | No | R-410A | 1.95 | Residential & Commercial | Ducted CEE Tier 1
206764336 | Central HP <5.4 tons | CARRIER | HRCU-A-CB (Split System: Heat Pump with Remote Outdoor Unit-Air-Source) | 25VNA825A*032* |  |  | CAP**3621AL*+UI | 59MN7B060C17**14 | 23400 | 16 | 8.1 | 21600 | 16800 | 77.78% | 1.92 | 11 | 10.5 |  |  |  | No | R-410A | 1.95 | Residential & Commercial | Ducted CEE Tier 1
213077010 | Central HP <5.4 tons | DAY & NIGHT | HRCU-A-CB (Split System: Heat Pump with Remote Outdoor Unit-Air-Source) | DLCURAH36ABK |  |  | END4X42L17** | *96VSN0801716B* | 35800 | 15.5 | 8.1 | 39000 | 35200 | 90.26% | 1.96 | 0 | 10 |  |  |  | No | R-410A | 2.9833 | Residential & Commercial | Ducted CEE Tier 1
213078580 | Central HP <5.4 tons | DAY & NIGHT | HRCU-A-CB (Split System: Heat Pump with Remote Outdoor Unit-Air-Source) | DLCURAH36ABK |  |  | EN(A,D)4X48L24** | *80MS(N,L)0902120A* | 36000 | 16.5 | 8.1 | 38500 | 35000 | 90.91% | 2 | 0 | 10.5 |  |  |  | No | R-410A | 3 | Residential & Commercial | Ducted CEE Tier 1
213079477 | Central HP <5.4 tons | DAY & NIGHT | HRCU-A-CB (Split System: Heat Pump with Remote Outdoor Unit-Air-Source) | DLCURAH36ABK |  |  | END4X42L17** | *92MSN0601714A* | 35400 | 16 | 8.1 | 38500 | 35000 | 90.91% | 1.94 | 0 | 10 |  |  |  | No | R-410A | 2.95 | Residential & Commercial | Ducted CEE Tier 1
214574093 | Central HP <5.4 tons | COMFORTMAKER | HRCU-A-CB (Split System: Heat Pump with Remote Outdoor Unit-Air-Source) | CVH837GKA2* |  |  | EA*4X61L21A*+WALLCON | *80CTL0702120B* | 33200 | 17.5 | 8.5 | 32000 | 25000 | 78.12% | 2 | 0 | 11.5 |  |  |  | No | R-410A | 2.7667 | Residential & Commercial | Ducted CEE Tier 1
214229313 | Central HP <5.4 tons | AIRQUEST | HRCU-A-CB (Split System: Heat Pump with Remote Outdoor Unit-Air-Source) | DLCURAH36ABK |  |  | END4X42L17** | *80MSU0601716A* | 35400 | 16 | 8.1 | 38500 | 35000 | 90.91% | 1.96 | 0 | 10 |  |  |  | No | R-410A | 2.95 | Residential & Commercial | Ducted CEE Tier 1
202459440 | Central HP <5.4 tons | TRANE | HRCU-A-CB (Split System: Heat Pump with Remote Outdoor Unit-Air-Source) | 4TWA7048A3 |  |  | 4TXFH064AZ3 | S8X1D120M5PSA | 47500 | 16.5 | 8.1 | 48000 | 48000 | 100% | 3.6 | 13 | 12 |  |  |  | No | R-410A | 3.9583 | Residential & Commercial | Ducted CEE Tier 1
206765065 | Central HP <5.4 tons | CARRIER | HRCU-A-CB (Split System: Heat Pump with Remote Outdoor Unit-Air-Source) | 25VNA837A*031* |  |  | CSPH*4212AL*+UI | 58TN*A135C24**22 | 32600 | 17 | 8.1 | 33000 | 24800 | 75.15% | 1.96 | 11 | 11 |  |  |  | No | R-410A | 2.7167 | Residential & Commercial | Ducted CEE Tier 1
206765095 | Central HP <5.4 tons | CARRIER | HRCU-A-CB (Split System: Heat Pump with Remote Outdoor Unit-Air-Source) | 25VNA837A*031* |  |  | CSPH*4812AL*+UI | 58TN*A070C14**12 | 32600 | 17 | 8.1 | 33200 | 25000 | 75.3% | 1.96 | 11.5 | 11 |  |  |  | No | R-410A | 2.7167 | Residential & Commercial | Ducted CEE Tier 1
206764345 | Central HP <5.4 tons | CARRIER | HRCU-A-CB (Split System: Heat Pump with Remote Outdoor Unit-Air-Source) | 25VNA825A*032* |  |  | CAP**3717AL*+UI | 58TN*A045C17**12 | 24000 | 16 | 8.1 | 21600 | 16800 | 77.78% | 1.98 | 11 | 10.5 |  |  |  | No | R-410A | 2 | Residential & Commercial | Ducted CEE Tier 1
206764470 | Central HP <5.4 tons | CARRIER | HRCU-A-CB (Split System: Heat Pump with Remote Outdoor Unit-Air-Source) | 25VNA825A*032* |  |  | CAP**3017AL*+UI | 58CU*A040C17**12 | 23400 | 16.5 | 8.1 | 21600 | 16700 | 77.31% | 1.9 | 11 | 10.5 |  |  |  | No | R-410A | 1.95 | Residential & Commercial | Ducted CEE Tier 1
206764477 | Central HP <5.4 tons | CARRIER | HRCU-A-CB (Split System: Heat Pump with Remote Outdoor Unit-Air-Source) | 25VNA825A*032* |  |  | CAP**3621AL*+UI | 58CU*A100C21**20 | 23600 | 16.5 | 8.1 | 21400 | 16700 | 78.04% | 1.92 | 11.5 | 10.5 |  |  |  | No | R-410A | 1.9667 | Residential & Commercial | Ducted CEE Tier 1
203120324 | Central HP <5.4 tons | AMERICAN STANDARD | HRCU-A-CB (Split System: Heat Pump with Remote Outdoor Unit-Air-Source) | 4A6C7048A4 |  |  | 4TXFH064AZ3 | S8X1D120M5PTA | 47500 | 16.5 | 8.1 | 48000 | 48000 | 100% | 3.6 | 13 | 12 |  |  |  | No | R-410A | 3.9583 | Residential & Commercial | Ducted CEE Tier 1
213770928 | Central HP <5.4 tons | AIRQUEST | HRCU-A-CB (Split System: Heat Pump with Remote Outdoor Unit-Air-Source) | HVH825GKA2* |  |  | EA*4X36L21A*+WALLCON | *80CTL0901716B* | 23600 | 16.5 | 8.1 | 21400 | 16600 | 77.57% | 1.94 | 0 | 10.5 |  |  |  | No | R-410A | 1.9667 | Residential & Commercial | Ducted CEE Tier 1
213771048 | Central HP <5.4 tons | AIRQUEST | HRCU-A-CB (Split System: Heat Pump with Remote Outdoor Unit-Air-Source) | HVH825GKA2* |  |  | EA*4X37L17A*+WALLCON | *80CTL0701716B* | 24200 | 16.5 | 8.1 | 21400 | 16700 | 78.04% | 2 | 0 | 11 |  |  |  | No | R-410A | 2.0167 | Residential & Commercial | Ducted CEE Tier 1
215668755 | Central HP <5.4 tons | TEMPSTAR | HRCU-A-CB (Split System: Heat Pump with Remote Outdoor Unit-Air-Source) | T5H0V36*K*AAA* |  |  | EA*5X37M21A*+WALLCON | *97CMN0802120B* | 34400 | 18 | 8.1 | 35400 | 25200 | 71.19% | 1.88 | 0 | 10 |  |  |  | No | R-454B | 2.8667 | Residential & Commercial | Ducted CEE Tier 1
206790036 | Central HP <5.4 tons | BRYANT HEATING AND COOLING SYSTEMS | HRCU-A-CB (Split System: Heat Pump with Remote Outdoor Unit-Air-Source) | 284ANV024*0**B* |  |  | CAP**4221AL*+UI | 88*TA48090C17*** | 23600 | 21.5 | 10.5 | 26400 | 19700 | 74.62% | 2.48 | 14 | 13.5 |  |  |  | No | R-410A | 1.9667 | Residential & Commercial | Ducted CEE Tier 1
206790170 | Central HP <5.4 tons | BRYANT HEATING AND COOLING SYSTEMS | HRCU-A-CB (Split System: Heat Pump with Remote Outdoor Unit-Air-Source) | 284ANV024*0**B* |  |  | CNPV*3617AL*+UI | 88*TA48070C17*** | 23200 | 20.5 | 10 | 26800 | 19900 | 74.25% | 2.38 | 14 | 13 |  |  |  | No | R-410A | 1.9333 | Residential & Commercial | Ducted CEE Tier 1
206790171 | Central HP <5.4 tons | BRYANT HEATING AND COOLING SYSTEMS | HRCU-A-CB (Split System: Heat Pump with Remote Outdoor Unit-Air-Source) | 284ANV024*0**B* |  |  | CNPV*3617AL*+UI | 986TC42060C17*** | 23200 | 19.5 | 9.5 | 26800 | 20000 | 74.63% | 2.36 | 14 | 13 |  |  |  | No | R-410A | 1.9333 | Residential & Commercial | Ducted CEE Tier 1
206790236 | Central HP <5.4 tons | BRYANT HEATING AND COOLING SYSTEMS | HRCU-A-CB (Split System: Heat Pump with Remote Outdoor Unit-Air-Source) | 284ANV024*0**B* |  |  | CAP**3617AL*+UI | 83*CA48060C17*** | 23200 | 20 | 10 | 26600 | 19900 | 74.81% | 2.4 | 13.5 | 12.5 |  |  |  | No | R-410A | 1.9333 | Residential & Commercial | Ducted CEE Tier 1
206790251 | Central HP <5.4 tons | BRYANT HEATING AND COOLING SYSTEMS | HRCU-A-CB (Split System: Heat Pump with Remote Outdoor Unit-Air-Source) | 284ANV024*0**B* |  |  | CAP**3617AL*+UI | 935CA48060C17*** | 23200 | 20 | 10 | 26800 | 20000 | 74.63% | 2.4 | 13.5 | 13 |  |  |  | No | R-410A | 1.9333 | Residential & Commercial | Ducted CEE Tier 1
206790253 | Central HP <5.4 tons | BRYANT HEATING AND COOLING SYSTEMS | HRCU-A-CB (Split System: Heat Pump with Remote Outdoor Unit-Air-Source) | 284ANV024*0**B* |  |  | CAP**3621AL*+UI | 935CA60080C21*** | 23400 | 20.5 | 10.5 | 26600 | 19700 | 74.06% | 2.44 | 14 | 13.5 |  |  |  | No | R-410A | 1.95 | Residential & Commercial | Ducted CEE Tier 1
210598090 | Central HP <5.4 tons | AIRQUEST | HRCU-A-CB (Split System: Heat Pump with Remote Outdoor Unit-Air-Source) | HVH825GKA2* |  |  | EA*4X48L24A*+WALLCON | *97CMN1002122A* | 24200 | 16.5 | 8.1 | 21000 | 16500 | 78.57% | 2.02 | 0 | 11 |  |  |  | No | R-410A | 2.0167 | Residential & Commercial | Ducted CEE Tier 1
210598206 | Central HP <5.4 tons | AIRQUEST | HRCU-A-CB (Split System: Heat Pump with Remote Outdoor Unit-Air-Source) | HVH825GKA2* |  |  | EHD4X42AAL+WALLCON | *96CTN0801714A* | 24000 | 16 | 8.1 | 21400 | 16700 | 78.04% | 2 | 0 | 10.5 |  |  |  | No | R-410A | 2 | Residential & Commercial | Ducted CEE Tier 1
210598254 | Central HP <5.4 tons | AIRQUEST | HRCU-A-CB (Split System: Heat Pump with Remote Outdoor Unit-Air-Source) | HVH825GKA2* |  |  | EHD4X48AAL+WALLCON | *80CTL0701412A* | 24400 | 17 | 8.1 | 21200 | 16500 | 77.83% | 2.02 | 0 | 11 |  |  |  | No | R-410A | 2.0333 | Residential & Commercial | Ducted CEE Tier 1
216570907 | Central HP <5.4 tons | AMERICAN STANDARD | HRCU-A-CB (Split System: Heat Pump with Remote Outdoor Unit-Air-Source) | 5A6V0X24A1 |  |  | 5TXCA002AS3 | L8V1A060U3VSB+LRP | 21600 | 21 | 9.4 | 24200 | 18300 | 75.62% | 2 | 0 | 11.2 |  |  |  | No | R-454B | 1.8 | Residential & Commercial | Ducted CEE Tier 1
211207023 | Central HP <5.4 tons | YORK | HRCU-A-CB (Split System: Heat Pump with Remote Outdoor Unit-Air-Source) | YZV36B21 |  |  | XAMB36DE2N1+CC | TPLC080B12MP13 | 32600 | 18 | 8.5 | 34400 | 29600 | 86.05% | 1.94 | 0 | 11.7 |  |  |  | No | R-410A | 2.7167 | Residential & Commercial | Ducted CEE Tier 1
216051081 | Central HP <5.4 tons | FRIEDRICH | HRCU-A-CB (Split System: Heat Pump with Remote Outdoor Unit-Air-Source) | FRP19AY36AJVC |  |  | TCFY3621MEAAM | FR98MV0703A17UP | 34200 | 20 | 10 | 34200 | 29600 | 86.55% | 2 | 0 | 12 |  |  |  | No | R-454B | 2.85 | Residential & Commercial | Ducted CEE Tier 1
207436555 | Central HP <5.4 tons | LENNOX | HRCU-A-CB (Split System: Heat Pump with Remote Outdoor Unit-Air-Source) | SL25XPV-048-230A** |  |  | CH35-51C+TDR+TXV | SLP99UH090XV60C* | 44500 | 20 | 9.2 | 45500 | 37400 | 82.2% | 1.8 | 12 | 12 |  |  |  | No | R-410A | 3.7083 | Residential & Commercial | Ducted CEE Tier 1
207436560 | Central HP <5.4 tons | LENNOX | HRCU-A-CB (Split System: Heat Pump with Remote Outdoor Unit-Air-Source) | SL25XPV-048-230A** |  |  | CHX35-51/61C-**-*+TDR | EL296UH090XV48C* | 44500 | 20.6 | 9.2 | 45500 | 37600 | 82.64% | 1.8 | 12 | 12 |  |  |  | No | R-410A | 3.7083 | Residential & Commercial | Ducted CEE Tier 1
206790270 | Central HP <5.4 tons | BRYANT HEATING AND COOLING SYSTEMS | HRCU-A-CB (Split System: Heat Pump with Remote Outdoor Unit-Air-Source) | 284ANV036*0**B* |  |  | CAP**3721AL*+UI | 986TC42060C17*** | 34200 | 19 | 9.5 | 35400 | 26000 | 73.45% | 2.02 | 12 | 11.7 |  |  |  | No | R-410A | 2.85 | Residential & Commercial | Ducted CEE Tier 1
206790271 | Central HP <5.4 tons | BRYANT HEATING AND COOLING SYSTEMS | HRCU-A-CB (Split System: Heat Pump with Remote Outdoor Unit-Air-Source) | 284ANV036*0**B* |  |  | CAP**3721AL*+UI | 986TC42080C17*** | 34200 | 19 | 9.5 | 35400 | 25800 | 72.88% | 2.02 | 12 | 11 |  |  |  | No | R-410A | 2.85 | Residential & Commercial | Ducted CEE Tier 1
206790355 | Central HP <5.4 tons | BRYANT HEATING AND COOLING SYSTEMS | HRCU-A-CB (Split System: Heat Pump with Remote Outdoor Unit-Air-Source) | 284ANV036*0**B* |  |  | CAP**6121AL*+UI | 986TC42080C17*** | 34600 | 19.5 | 9 | 34800 | 25200 | 72.41% | 2 | 12.5 | 12 |  |  |  | No | R-410A | 2.8833 | Residential & Commercial | Ducted CEE Tier 1
212970933 | Central HP <5.4 tons | AIRQUEST | HRCU-A-CB (Split System: Heat Pump with Remote Outdoor Unit-Air-Source) | DLCURAH18ABK |  |  | EN(A,D)4X24L17** | *80VTL0451412B* | 17700 | 16.5 | 8.5 | 18700 | 19100 | 102.1% | 2.3 | 0 | 11 |  |  |  | No | R-410A | 1.475 | Residential & Commercial | Ducted CEE Tier 1
212972754 | Central HP <5.4 tons | AIRQUEST | HRCU-A-CB (Split System: Heat Pump with Remote Outdoor Unit-Air-Source) | DLCURAH18ABK |  |  | EN(A,D)4X30L14** | *96VSN0401410B* | 17400 | 16 | 8.1 | 18000 | 18700 | 103.9% | 2.24 | 0 | 10.5 |  |  |  | No | R-410A | 1.45 | Residential & Commercial | Ducted CEE Tier 1
213353768 | Central HP <5.4 tons | BRYANT HEATING AND COOLING SYSTEMS | HRCU-A-CB (Split System: Heat Pump with Remote Outdoor Unit-Air-Source) | 38MURAQ24AB3* |  |  | F54AA*B24L* |  | 24400 | 17 | 9.5 | 26600 | 22800 | 85.71% | 1.9 | 0 | 10 |  |  |  | No | R-410A | 2.0333 | Residential & Commercial | Ducted CEE Tier 1
214229443 | Central HP <5.4 tons | AIRQUEST | HRCU-A-CB (Split System: Heat Pump with Remote Outdoor Unit-Air-Source) | DLCURAH36ABK |  |  | EA*4X48L24A* | *80MSU1002120A* | 35600 | 16 | 8.5 | 38000 | 34600 | 91.05% | 2.04 | 0 | 10 |  |  |  | No | R-410A | 2.9667 | Residential & Commercial | Ducted CEE Tier 1
212976796 | Central HP <5.4 tons | AIRQUEST | HRCU-A-CB (Split System: Heat Pump with Remote Outdoor Unit-Air-Source) | DLCURAH36ABK |  |  | EA*4X48L21A* | *96VTN1002120B* | 35800 | 16.5 | 8.5 | 37800 | 34600 | 91.53% | 2.02 | 0 | 10 |  |  |  | No | R-410A | 2.9833 | Residential & Commercial | Ducted CEE Tier 1
212977080 | Central HP <5.4 tons | AIRQUEST | HRCU-A-CB (Split System: Heat Pump with Remote Outdoor Unit-Air-Source) | DLCURAH36ABK |  |  | EA*4X48L21A* | *96VTN1002122B* | 35800 | 16.5 | 8.5 | 37800 | 34600 | 91.53% | 2.02 | 0 | 10 |  |  |  | No | R-410A | 2.9833 | Residential & Commercial | Ducted CEE Tier 1
213077377 | Central HP <5.4 tons | DAY & NIGHT | HRCU-A-CB (Split System: Heat Pump with Remote Outdoor Unit-Air-Source) | DLCURAH36ABK |  |  | EA*4X37L21A* | *96VTN0801716B* | 36400 | 15.5 | 8.5 | 38500 | 35000 | 90.91% | 2.06 | 0 | 10 |  |  |  | No | R-410A | 3.0333 | Residential & Commercial | Ducted CEE Tier 1
215912264 | Central HP <5.4 tons | YORK | HRCU-A-CB (Split System: Heat Pump with Remote Outdoor Unit-Air-Source) | HH860E2S11 |  |  | JSC48D5CG2SS1 |  | 45000 | 19 | 9 | 45000 | 33600 | 74.67% | 2 | 0 | 12 |  |  |  | No | R-454B | 3.75 | Residential & Commercial | Ducted CEE Tier 1
214650029 | Central HP <5.4 tons | YORK | HRCU-A-CB (Split System: Heat Pump with Remote Outdoor Unit-Air-Source) | HH860E2S11 |  |  | CTU60D5XGS1+TXV | TM9V120D20MP12 | 44000 | 18 | 9 | 44500 | 33400 | 75.06% | 2 | 0 | 11.7 |  |  |  | No | R-454B | 3.6667 | Residential & Commercial | Ducted CEE Tier 1
214720173 | Central HP <5.4 tons | JOHNSON CONTROLS | HRCU-A-CB (Split System: Heat Pump with Remote Outdoor Unit-Air-Source) | HH860E2S11 |  |  | CTU60C5XGS1+TXV | TM9Y100C20MP11 | 44500 | 17 | 9 | 46000 | 34000 | 73.91% | 2 | 0 | 11 |  |  |  | No | R-454B | 3.7083 | Residential & Commercial | Ducted CEE Tier 1
214720198 | Central HP <5.4 tons | JOHNSON CONTROLS | HRCU-A-CB (Split System: Heat Pump with Remote Outdoor Unit-Air-Source) | HH860E2S11 |  |  | CTU60C5XGS1+TXV | TM9V100C20MP12 | 44000 | 18 | 9 | 45000 | 33800 | 75.11% | 2 | 0 | 11 |  |  |  | No | R-454B | 3.6667 | Residential & Commercial | Ducted CEE Tier 1
214719820 | Central HP <5.4 tons | YORK | HRCU-A-CB (Split System: Heat Pump with Remote Outdoor Unit-Air-Source) | HH860E2S11 |  |  | CTU60C5XGS1+TXV | TM9V100C20MP12 | 44000 | 18 | 9 | 45000 | 33800 | 75.11% | 2 | 0 | 11 |  |  |  | No | R-454B | 3.6667 | Residential & Commercial | Ducted CEE Tier 1
214228972 | Central HP <5.4 tons | AIRQUEST | HRCU-A-CB (Split System: Heat Pump with Remote Outdoor Unit-Air-Source) | DLCURAH18ABK |  |  | EA*4X19L17A* | *80MSU0601716A* | 18100 | 16.5 | 8.5 | 18000 | 17700 | 98.33% | 2.14 | 0 | 11 |  |  |  | No | R-410A | 1.5083 | Residential & Commercial | Ducted CEE Tier 1
214229005 | Central HP <5.4 tons | AIRQUEST | HRCU-A-CB (Split System: Heat Pump with Remote Outdoor Unit-Air-Source) | DLCURAH18ABK |  |  | EA*4X30L17A* | *80MSU0601716A* | 17800 | 16.5 | 8.5 | 18400 | 18500 | 100.5% | 2.24 | 0 | 10.5 |  |  |  | No | R-410A | 1.4833 | Residential & Commercial | Ducted CEE Tier 1
215667325 | Central HP <5.4 tons | TEMPSTAR | HRCU-A-CB (Split System: Heat Pump with Remote Outdoor Unit-Air-Source) | T5H0V24*K*AAA* |  |  | EA*5X25M17A*+WALLCON | *96CTN0801714B* | 24000 | 17.5 | 9 | 23400 | 16400 | 70.09% | 2 | 0 | 10.5 |  |  |  | No | R-454B | 2 | Residential & Commercial | Ducted CEE Tier 1
215667677 | Central HP <5.4 tons | TEMPSTAR | HRCU-A-CB (Split System: Heat Pump with Remote Outdoor Unit-Air-Source) | T5H0V24*K*AAA* |  |  | EA*5X36M17A*+WALLCON | *97CMN0601714B* | 23000 | 17 | 9 | 23800 | 16700 | 70.17% | 1.98 | 0 | 10 |  |  |  | No | R-454B | 1.9167 | Residential & Commercial | Ducted CEE Tier 1
215667695 | Central HP <5.4 tons | TEMPSTAR | HRCU-A-CB (Split System: Heat Pump with Remote Outdoor Unit-Air-Source) | T5H0V24*K*AAA* |  |  | EA*5X36M17A*+WALLCON | *97CMN0801714B* | 23000 | 17 | 9 | 23800 | 16700 | 70.17% | 1.98 | 0 | 10 |  |  |  | No | R-454B | 1.9167 | Residential & Commercial | Ducted CEE Tier 1
206765072 | Central HP <5.4 tons | CARRIER | HRCU-A-CB (Split System: Heat Pump with Remote Outdoor Unit-Air-Source) | 25VNA837A*031* |  |  | CSPH*4212AL*+UI | 59MN7B100C21**22 | 32600 | 16.5 | 8.1 | 33000 | 24800 | 75.15% | 1.96 | 12 | 11 |  |  |  | No | R-410A | 2.7167 | Residential & Commercial | Ducted CEE Tier 1
206765079 | Central HP <5.4 tons | CARRIER | HRCU-A-CB (Split System: Heat Pump with Remote Outdoor Unit-Air-Source) | 25VNA837A*031* |  |  | CSPH*4212AL*+UI | 59MN7B060C21**20 | 32400 | 16.5 | 8.1 | 33400 | 25200 | 75.45% | 1.94 | 11.5 | 10.5 |  |  |  | No | R-410A | 2.7 | Residential & Commercial | Ducted CEE Tier 1
203118194 | Central HP <5.4 tons | TRANE | HRCU-A-CB (Split System: Heat Pump with Remote Outdoor Unit-Air-Source) | 4TWA7048A3 |  |  | 4PX*DU60BS3 | S8X2D120M5PTA | 47500 | 16.5 | 8.1 | 48000 | 48000 | 100% | 3.6 | 13 | 12 |  |  |  | No | R-410A | 3.9583 | Residential & Commercial | Ducted CEE Tier 1
215676702 | Central HP <5.4 tons | TEMPSTAR | HRCU-A-CB (Split System: Heat Pump with Remote Outdoor Unit-Air-Source) | T5H0V48*K*AAA* |  |  | EVD5X61M21A*+WALLCON | *80CSU1002120A* | 48500 | 19 | 9 | 50000 | 37000 | 74% | 2 | 0 | 10 |  |  |  | No | R-454B | 4.0417 | Residential & Commercial | Ducted CEE Tier 1
215676852 | Central HP <5.4 tons | TEMPSTAR | HRCU-A-CB (Split System: Heat Pump with Remote Outdoor Unit-Air-Source) | T5H0V48*K*AAA* |  |  | EVD5X61M24A*+WALLCON | *80CSU0802120A* | 49000 | 19.5 | 9 | 50000 | 36600 | 73.2% | 2.1 | 0 | 10.5 |  |  |  | No | R-454B | 4.0833 | Residential & Commercial | Ducted CEE Tier 1
212989298 | Central HP <5.4 tons | BRYANT HEATING AND COOLING SYSTEMS | HRCU-A-CB (Split System: Heat Pump with Remote Outdoor Unit-Air-Source) | 38MURAQ18AB3* |  |  | CAP**3017AL* | 935SB48060M17*** | 17500 | 16.5 | 8.5 | 18100 | 18700 | 103.3% | 2.26 | 0 | 10.5 |  |  |  | No | R-410A | 1.4583 | Residential & Commercial | Ducted CEE Tier 1
211228607 | Central HP <5.4 tons | BRYANT HEATING AND COOLING SYSTEMS | HRCU-A-CB (Split System: Heat Pump with Remote Outdoor Unit-Air-Source) | 38MURAQ36AB3* |  |  | CAP**4321AL* | 935SA66100E21*** | 37400 | 15.5 | 8.5 | 39000 | 35000 | 89.74% | 2.14 | 0 | 10 |  |  |  | No | R-410A | 3.1167 | Residential & Commercial | Ducted CEE Tier 1
210599276 | Central HP <5.4 tons | AIRQUEST | HRCU-A-CB (Split System: Heat Pump with Remote Outdoor Unit-Air-Source) | HVH837GKA** |  |  | EA*4X61L24A*+WALLCON | *80CTL0902120A* | 33200 | 18 | 8.5 | 32000 | 24800 | 77.5% | 2 | 0 | 12 |  |  |  | No | R-410A | 2.7667 | Residential & Commercial | Ducted CEE Tier 1
212970864 | Central HP <5.4 tons | DAY & NIGHT | HRCU-A-CB (Split System: Heat Pump with Remote Outdoor Unit-Air-Source) | DLCURAH18ABK |  |  | EA*4X24L14A* | *80VTL0451412B* | 17700 | 16.5 | 8.5 | 18600 | 19400 | 104.3% | 2.32 | 0 | 10.5 |  |  |  | No | R-410A | 1.475 | Residential & Commercial | Ducted CEE Tier 1
212970900 | Central HP <5.4 tons | DAY & NIGHT | HRCU-A-CB (Split System: Heat Pump with Remote Outdoor Unit-Air-Source) | DLCURAH18ABK |  |  | EA*4X30L14A* | *80VTL0451412B* | 17800 | 16.5 | 8.5 | 18400 | 18800 | 102.2% | 2.26 | 0 | 10.5 |  |  |  | No | R-410A | 1.4833 | Residential & Commercial | Ducted CEE Tier 1
206765145 | Central HP <5.4 tons | CARRIER | HRCU-A-CB (Split System: Heat Pump with Remote Outdoor Unit-Air-Source) | 25VNA837A*031* |  |  | CAP**4321AL*+UI | 59CU5A080C21**20 | 33000 | 17.5 | 8.5 | 32800 | 25000 | 76.22% | 2 | 12 | 11.5 |  |  |  | No | R-410A | 2.75 | Residential & Commercial | Ducted CEE Tier 1
206765165 | Central HP <5.4 tons | CARRIER | HRCU-A-CB (Split System: Heat Pump with Remote Outdoor Unit-Air-Source) | 25VNA837A*031* |  |  | CSPH*4812AL*+UI | 59CU5A080C21**20 | 32600 | 17 | 8.1 | 33000 | 24800 | 75.15% | 1.98 | 11.5 | 11 |  |  |  | No | R-410A | 2.7167 | Residential & Commercial | Ducted CEE Tier 1
201812809 | Central HP <5.4 tons | TRANE | HRCU-A-CB (Split System: Heat Pump with Remote Outdoor Unit-Air-Source) | 4TWA7048A3 |  |  | 4PX*DU48BS3 | S9V2C080U5PSB | 45500 | 17 | 8.1 | 47500 | 45000 | 94.74% | 3.4 | 12.5 | 11.7 |  |  |  | No | R-410A | 3.7917 | Residential & Commercial | Ducted CEE Tier 1
206765019 | Central HP <5.4 tons | CARRIER | HRCU-A-CB (Split System: Heat Pump with Remote Outdoor Unit-Air-Source) | 25VNA837A*031* |  |  | CNPV*4821AL*+UI | 58TN*A090C21**20 | 32400 | 17.5 | 8.1 | 33000 | 24800 | 75.15% | 1.96 | 12 | 11.7 |  |  |  | No | R-410A | 2.7 | Residential & Commercial | Ducted CEE Tier 1
214573713 | Central HP <5.4 tons | COMFORTMAKER | HRCU-A-CB (Split System: Heat Pump with Remote Outdoor Unit-Air-Source) | CVH837GKA2* |  |  | EA*4X37L21A*+WALLCON | *97CMN0802120B* | 32800 | 17.5 | 8.5 | 32800 | 25200 | 76.83% | 2 | 0 | 11.5 |  |  |  | No | R-410A | 2.7333 | Residential & Commercial | Ducted CEE Tier 1
214573863 | Central HP <5.4 tons | COMFORTMAKER | HRCU-A-CB (Split System: Heat Pump with Remote Outdoor Unit-Air-Source) | CVH837GKA2* |  |  | EA*4X43L21A*+WALLCON | *95CSU0802120B* | 32800 | 17.5 | 8.5 | 32800 | 25200 | 76.83% | 2 | 0 | 11 |  |  |  | No | R-410A | 2.7333 | Residential & Commercial | Ducted CEE Tier 1
213078381 | Central HP <5.4 tons | DAY & NIGHT | HRCU-A-CB (Split System: Heat Pump with Remote Outdoor Unit-Air-Source) | DLCURAH36ABK |  |  | EN(A,D,W)4X48L21** | *80MS(N,L)0901714A* | 36000 | 16.5 | 8.1 | 38500 | 35000 | 90.91% | 2 | 0 | 10.5 |  |  |  | No | R-410A | 3 | Residential & Commercial | Ducted CEE Tier 1
213078481 | Central HP <5.4 tons | DAY & NIGHT | HRCU-A-CB (Split System: Heat Pump with Remote Outdoor Unit-Air-Source) | DLCURAH36ABK |  |  | EN(A,D)4X48L24** | *80MS(N,L)0902116A* | 35800 | 16.5 | 8.1 | 38500 | 34800 | 90.39% | 2 | 0 | 10 |  |  |  | No | R-410A | 2.9833 | Residential & Commercial | Ducted CEE Tier 1
213078883 | Central HP <5.4 tons | DAY & NIGHT | HRCU-A-CB (Split System: Heat Pump with Remote Outdoor Unit-Air-Source) | DLCURAH36ABK |  |  | EA*4X43L21A* | *80MSU1002120A* | 36400 | 16 | 8.5 | 38000 | 34800 | 91.58% | 2.1 | 0 | 10 |  |  |  | No | R-410A | 3.0333 | Residential & Commercial | Ducted CEE Tier 1
204299835 | Central HP <5.4 tons | CARRIER | HRCU-A-CB (Split System: Heat Pump with Remote Outdoor Unit-Air-Source) | 25VNA837A*030* |  |  | CNPV*4821AL*+UI | 58TN*A090C17**16 | 32400 | 18 | 8.1 | 32800 | 24800 | 75.61% | 1.98 | 12.5 | 11.7 |  |  |  | No | R-410A | 2.7 | Residential & Commercial | Ducted CEE Tier 1
211228656 | Central HP <5.4 tons | BRYANT HEATING AND COOLING SYSTEMS | HRCU-A-CB (Split System: Heat Pump with Remote Outdoor Unit-Air-Source) | 38MURAQ36AB3* |  |  | CAP**4321AL* | 926TB66100V21*** | 36800 | 16.5 | 8.5 | 38500 | 34800 | 90.39% | 2.1 | 0 | 10 |  |  |  | No | R-410A | 3.0667 | Residential & Commercial | Ducted CEE Tier 1
206790521 | Central HP <5.4 tons | BRYANT HEATING AND COOLING SYSTEMS | HRCU-A-CB (Split System: Heat Pump with Remote Outdoor Unit-Air-Source) | 284ANV036*0**B* |  |  | CSPH*3612AL*+UI | 83*CA60100C21*** | 33600 | 18 | 9 | 35200 | 26200 | 74.43% | 2 | 12 | 11.5 |  |  |  | No | R-410A | 2.8 | Residential & Commercial | Ducted CEE Tier 1
206790522 | Central HP <5.4 tons | BRYANT HEATING AND COOLING SYSTEMS | HRCU-A-CB (Split System: Heat Pump with Remote Outdoor Unit-Air-Source) | 284ANV036*0**B* |  |  | CSPH*4212AL*+UI | 83*CA36040C17*** | 33600 | 18.5 | 9 | 35200 | 26000 | 73.86% | 2.02 | 12 | 11.7 |  |  |  | No | R-410A | 2.8 | Residential & Commercial | Ducted CEE Tier 1
206790555 | Central HP <5.4 tons | BRYANT HEATING AND COOLING SYSTEMS | HRCU-A-CB (Split System: Heat Pump with Remote Outdoor Unit-Air-Source) | 284ANV036*0**B* |  |  | CSPH*4212AL*+UI | 935CA48060C17*** | 33600 | 18 | 9 | 35400 | 26200 | 74.01% | 2.02 | 12 | 11.5 |  |  |  | No | R-410A | 2.8 | Residential & Commercial | Ducted CEE Tier 1
206790586 | Central HP <5.4 tons | BRYANT HEATING AND COOLING SYSTEMS | HRCU-A-CB (Split System: Heat Pump with Remote Outdoor Unit-Air-Source) | 284ANV036*0**B* |  |  | CSPH*6012AL*+UI | 88*TA36070C14*** | 34400 | 19.5 | 9 | 34800 | 25400 | 72.99% | 2.02 | 12.5 | 12 |  |  |  | No | R-410A | 2.8667 | Residential & Commercial | Ducted CEE Tier 1
207436518 | Central HP <5.4 tons | LENNOX | HRCU-A-CB (Split System: Heat Pump with Remote Outdoor Unit-Air-Source) | SL25XPV-048-230A** |  |  | C35-49C+TDR+TXV | SL280UH100NV60C* | 45500 | 20.4 | 8.9 | 44000 | 35800 | 81.36% | 1.78 | 12.5 | 12.3 |  |  |  | No | R-410A | 3.7917 | Residential & Commercial | Ducted CEE Tier 1
207436522 | Central HP <5.4 tons | LENNOX | HRCU-A-CB (Split System: Heat Pump with Remote Outdoor Unit-Air-Source) | SL25XPV-048-230A** |  |  | C35-49C+TDR+TXV | SL297UH080NV60C* | 45500 | 20 | 8.9 | 44000 | 36000 | 81.82% | 1.76 | 12.5 | 12 |  |  |  | No | R-410A | 3.7917 | Residential & Commercial | Ducted CEE Tier 1
207436563 | Central HP <5.4 tons | LENNOX | HRCU-A-CB (Split System: Heat Pump with Remote Outdoor Unit-Air-Source) | SL25XPV-048-230A** |  |  | CHX35-51/61C-**-*+TDR | EL296UH110XV60C* | 45000 | 20 | 9.2 | 45500 | 37400 | 82.2% | 1.82 | 12 | 12 |  |  |  | No | R-410A | 3.75 | Residential & Commercial | Ducted CEE Tier 1
214570373 | Central HP <5.4 tons | COMFORTMAKER | HRCU-A-CB (Split System: Heat Pump with Remote Outdoor Unit-Air-Source) | CVH825GKA3* |  |  | EA*4X36L21A*+WALLCON | *80CTL0702120B* | 23600 | 16.5 | 8.1 | 21400 | 16600 | 77.57% | 1.94 | 0 | 10.5 |  |  |  | No | R-410A | 1.9667 | Residential & Commercial | Ducted CEE Tier 1
214570643 | Central HP <5.4 tons | COMFORTMAKER | HRCU-A-CB (Split System: Heat Pump with Remote Outdoor Unit-Air-Source) | CVH825GKA3* |  |  | EA*4X43L21A*+WALLCON | *97CMN0602120B* | 24400 | 16.5 | 8.5 | 21200 | 16700 | 78.77% | 2.02 | 0 | 11 |  |  |  | No | R-410A | 2.0333 | Residential & Commercial | Ducted CEE Tier 1
214571143 | Central HP <5.4 tons | COMFORTMAKER | HRCU-A-CB (Split System: Heat Pump with Remote Outdoor Unit-Air-Source) | CVH825GKA3* |  |  | EN(A,D)4X36L21**+WALLCON | *96CTN0802120B* | 23600 | 16.5 | 8.1 | 21400 | 16700 | 78.04% | 1.92 | 0 | 11 |  |  |  | No | R-410A | 1.9667 | Residential & Commercial | Ducted CEE Tier 1
214571243 | Central HP <5.4 tons | COMFORTMAKER | HRCU-A-CB (Split System: Heat Pump with Remote Outdoor Unit-Air-Source) | CVH825GKA3* |  |  | EN(A,D,W)4X48L21**+WALLCON | *97CMN0602120B* | 24000 | 16.5 | 8.1 | 21400 | 16700 | 78.04% | 2 | 0 | 11 |  |  |  | No | R-410A | 2 | Residential & Commercial | Ducted CEE Tier 1
214571213 | Central HP <5.4 tons | COMFORTMAKER | HRCU-A-CB (Split System: Heat Pump with Remote Outdoor Unit-Air-Source) | CVH825GKA3* |  |  | EN(A,D,W)4X48L21**+WALLCON | *80CTL0702120B* | 24200 | 17 | 8.1 | 21200 | 16600 | 78.3% | 2.02 | 0 | 11 |  |  |  | No | R-410A | 2.0167 | Residential & Commercial | Ducted CEE Tier 1
214720072 | Central HP <5.4 tons | JOHNSON CONTROLS | HRCU-A-CB (Split System: Heat Pump with Remote Outdoor Unit-Air-Source) | HH836E2S11 |  |  | CTU48C5XFS1+TXV | TPLC080C16MP13 | 33400 | 18 | 9 | 31600 | 25400 | 80.38% | 2 | 0 | 11 |  |  |  | No | R-454B | 2.7833 | Residential & Commercial | Ducted CEE Tier 1
210598374 | Central HP <5.4 tons | AIRQUEST | HRCU-A-CB (Split System: Heat Pump with Remote Outdoor Unit-Air-Source) | HVH825GKA2* |  |  | EN(A,D)4X48L24**+WALLCON | *96CTN1002122A* | 24200 | 17 | 8.1 | 21400 | 16600 | 77.57% | 2.02 | 0 | 11.5 |  |  |  | No | R-410A | 2.0167 | Residential & Commercial | Ducted CEE Tier 1
213771198 | Central HP <5.4 tons | AIRQUEST | HRCU-A-CB (Split System: Heat Pump with Remote Outdoor Unit-Air-Source) | HVH825GKA2* |  |  | EA*4X37L21A*+WALLCON | *97CMN0801714B* | 24400 | 16.5 | 8.1 | 21200 | 16700 | 78.77% | 2.02 | 0 | 11 |  |  |  | No | R-410A | 2.0333 | Residential & Commercial | Ducted CEE Tier 1
213771298 | Central HP <5.4 tons | AIRQUEST | HRCU-A-CB (Split System: Heat Pump with Remote Outdoor Unit-Air-Source) | HVH825GKA2* |  |  | EA*4X42L21A*+WALLCON | *95CSU0601716B* | 23600 | 16.5 | 8.1 | 21400 | 16700 | 78.04% | 1.96 | 0 | 10.5 |  |  |  | No | R-410A | 1.9667 | Residential & Commercial | Ducted CEE Tier 1
213771348 | Central HP <5.4 tons | AIRQUEST | HRCU-A-CB (Split System: Heat Pump with Remote Outdoor Unit-Air-Source) | HVH825GKA2* |  |  | EA*4X42L21A*+WALLCON | *96CTN0801714B* | 23600 | 16.5 | 8.1 | 21400 | 16700 | 78.04% | 1.96 | 0 | 10.5 |  |  |  | No | R-410A | 1.9667 | Residential & Commercial | Ducted CEE Tier 1
213772268 | Central HP <5.4 tons | AIRQUEST | HRCU-A-CB (Split System: Heat Pump with Remote Outdoor Unit-Air-Source) | HVH825GKA2* |  |  | EHD4X42AAL+WALLCON | *80CTL0701412B* | 24200 | 16.5 | 8.1 | 21200 | 16600 | 78.3% | 2 | 0 | 10.5 |  |  |  | No | R-410A | 2.0167 | Residential & Commercial | Ducted CEE Tier 1
214810240 | Central HP <5.4 tons | JOHNSON CONTROLS | HRCU-A-CB (Split System: Heat Pump with Remote Outdoor Unit-Air-Source) | HH824E2S11 |  |  | CTM36B5ADS1 | TM9V060B12MP12 | 23000 | 17 | 9 | 23000 | 17600 | 76.52% | 2 | 0 | 12 |  |  |  | No | R-454B | 1.9167 | Residential & Commercial | Ducted CEE Tier 1
213076325 | Central HP <5.4 tons | BRYANT HEATING AND COOLING SYSTEMS | HRCU-A-CB (Split System: Heat Pump with Remote Outdoor Unit-Air-Source) | 38MURAQ36AB3* |  |  | CNPV*4821AL* | 935SB66100M21*** | 36200 | 16.5 | 8.1 | 38500 | 35000 | 90.91% | 2.02 | 0 | 10.5 |  |  |  | No | R-410A | 3.0167 | Residential & Commercial | Ducted CEE Tier 1
213076625 | Central HP <5.4 tons | BRYANT HEATING AND COOLING SYSTEMS | HRCU-A-CB (Split System: Heat Pump with Remote Outdoor Unit-Air-Source) | 38MURAQ36AB3* |  |  | CNPV*4821AL* | 82*TB48090V17*** | 35600 | 16.5 | 8.1 | 38500 | 35000 | 90.91% | 1.98 | 0 | 10 |  |  |  | No | R-410A | 2.9667 | Residential & Commercial | Ducted CEE Tier 1
213076800 | Central HP <5.4 tons | BRYANT HEATING AND COOLING SYSTEMS | HRCU-A-CB (Split System: Heat Pump with Remote Outdoor Unit-Air-Source) | 38MURAQ36AB3* |  |  | CAP**4824AL* | 82*TB66110V21*** | 36200 | 16.5 | 8.5 | 38000 | 34800 | 91.58% | 2.04 | 0 | 10 |  |  |  | No | R-410A | 3.0167 | Residential & Commercial | Ducted CEE Tier 1
213079135 | Central HP <5.4 tons | DAY & NIGHT | HRCU-A-CB (Split System: Heat Pump with Remote Outdoor Unit-Air-Source) | DLCURAH36ABK |  |  | EA*4X43L21A* | *80MSU0601716A* | 36600 | 16.5 | 8.5 | 38000 | 34800 | 91.58% | 2.08 | 0 | 10 |  |  |  | No | R-410A | 3.05 | Residential & Commercial | Ducted CEE Tier 1
214229291 | Central HP <5.4 tons | AIRQUEST | HRCU-A-CB (Split System: Heat Pump with Remote Outdoor Unit-Air-Source) | DLCURAH36ABK |  |  | EA*4X37L17A* | *80MSU0601716A* | 36000 | 16 | 8.5 | 38500 | 34800 | 90.39% | 2.02 | 0 | 10 |  |  |  | No | R-410A | 3 | Residential & Commercial | Ducted CEE Tier 1
213078803 | Central HP <5.4 tons | DAY & NIGHT | HRCU-A-CB (Split System: Heat Pump with Remote Outdoor Unit-Air-Source) | DLCURAH36ABK |  |  | EA*4X48L24A* | *80MS(N,L)1552420A* | 36200 | 16.5 | 8.5 | 38000 | 34800 | 91.58% | 2.04 | 0 | 10 |  |  |  | No | R-410A | 3.0167 | Residential & Commercial | Ducted CEE Tier 1
212986860 | Central HP <5.4 tons | AIRQUEST | HRCU-A-CB (Split System: Heat Pump with Remote Outdoor Unit-Air-Source) | DLCURAH24ABK |  |  | EA*4X24L14A* | *96MSN0601412A* | 23200 | 16.5 | 8.5 | 27000 | 26400 | 97.78% | 2.22 | 0 | 10 |  |  |  | No | R-410A | 1.9333 | Residential & Commercial | Ducted CEE Tier 1
212980987 | Central HP <5.4 tons | COMFORTMAKER | HRCU-A-CB (Split System: Heat Pump with Remote Outdoor Unit-Air-Source) | DLCURAH24ABK |  |  | EA*4X36L21A* | *80MS(N,L)1102120A* | 23600 | 17.5 | 8.5 | 26200 | 23800 | 90.84% | 2 | 0 | 10 |  |  |  | No | R-410A | 1.9667 | Residential & Commercial | Ducted CEE Tier 1
214395012 | Central HP <5.4 tons | COMFORTMAKER | HRCU-A-CB (Split System: Heat Pump with Remote Outdoor Unit-Air-Source) | DLCURAH24ABK |  |  | EN(A,D)4X24L17** | *96MSN0601716A* | 23400 | 16 | 9 | 26600 | 24200 | 90.98% | 2 | 0 | 10 |  |  |  | No | R-410A | 1.95 | Residential & Commercial | Ducted CEE Tier 1
214572513 | Central HP <5.4 tons | COMFORTMAKER | HRCU-A-CB (Split System: Heat Pump with Remote Outdoor Unit-Air-Source) | CVH837GKA** |  |  | EA*4X36L21A*+WALLCON | *97CMN0802120B* | 31600 | 17 | 8.1 | 33000 | 24200 | 73.33% | 1.86 | 0 | 11 |  |  |  | No | R-410A | 2.6333 | Residential & Commercial | Ducted CEE Tier 1
214572663 | Central HP <5.4 tons | COMFORTMAKER | HRCU-A-CB (Split System: Heat Pump with Remote Outdoor Unit-Air-Source) | CVH837GKA** |  |  | EA*4X42L24A*+WALLCON | *95CSU0802120B* | 31800 | 17 | 8.5 | 33000 | 24400 | 73.94% | 1.9 | 0 | 11 |  |  |  | No | R-410A | 2.65 | Residential & Commercial | Ducted CEE Tier 1
211245648 | Central HP <5.4 tons | COMFORTMAKER | HRCU-A-CB (Split System: Heat Pump with Remote Outdoor Unit-Air-Source) | DLCURAH24ABK |  |  | EN(A,D)4X36L21** | *80ES(N,L)1102120A* | 24800 | 16 | 8.5 | 26800 | 22200 | 82.84% | 1.82 | 0 | 10.5 |  |  |  | No | R-410A | 2.0667 | Residential & Commercial | Ducted CEE Tier 1
212970948 | Central HP <5.4 tons | DAY & NIGHT | HRCU-A-CB (Split System: Heat Pump with Remote Outdoor Unit-Air-Source) | DLCURAH18ABK |  |  | EN(A,D)4X30L14** | *80VTL0451412B* | 17400 | 16.5 | 8.1 | 17900 | 18600 | 103.9% | 2.24 | 0 | 11 |  |  |  | No | R-410A | 1.45 | Residential & Commercial | Ducted CEE Tier 1
212973057 | Central HP <5.4 tons | DAY & NIGHT | HRCU-A-CB (Split System: Heat Pump with Remote Outdoor Unit-Air-Source) | DLCURAH18ABK |  |  | EN(A,D)4X24L17** | *96VSN0401712B* | 17500 | 15.5 | 8.5 | 18600 | 19200 | 103.2% | 2.3 | 0 | 10.5 |  |  |  | No | R-410A | 1.4583 | Residential & Commercial | Ducted CEE Tier 1
212975775 | Central HP <5.4 tons | AIRQUEST | HRCU-A-CB (Split System: Heat Pump with Remote Outdoor Unit-Air-Source) | DLCURAH18ABK |  |  | EA*4X19L17A* | *96VTN0801716B* | 17700 | 16.5 | 8.1 | 17700 | 17900 | 101.1% | 2.16 | 0 | 10.5 |  |  |  | No | R-410A | 1.475 | Residential & Commercial | Ducted CEE Tier 1
214242821 | Central HP <5.4 tons | DAY & NIGHT | HRCU-A-CB (Split System: Heat Pump with Remote Outdoor Unit-Air-Source) | CVH825GKA2* |  |  | EN(A,D)4X36L21**+WALLCON | *97CMN1002122B* | 23600 | 16.5 | 8.1 | 21400 | 16700 | 78.04% | 1.92 | 0 | 11 |  |  |  | No | R-410A | 1.9667 | Residential & Commercial | Ducted CEE Tier 1
214242921 | Central HP <5.4 tons | DAY & NIGHT | HRCU-A-CB (Split System: Heat Pump with Remote Outdoor Unit-Air-Source) | CVH825GKA2* |  |  | END4X42L17**+WALLCON | *97CMN0801714B* | 23800 | 16.5 | 8.1 | 21400 | 16700 | 78.04% | 1.98 | 0 | 11 |  |  |  | No | R-410A | 1.9833 | Residential & Commercial | Ducted CEE Tier 1
214279028 | Central HP <5.4 tons | FRIEDRICH | HRCU-A-CB (Split System: Heat Pump with Remote Outdoor Unit-Air-Source) | FRP18AZ48AJVC |  |  | TCFZ6021SEAAM | FR962V1005A21M4 | 44500 | 19 | 8.5 | 43500 | 45000 | 103.4% | 2 | 0 | 10.9 |  |  |  | No | R-410A | 3.7083 | Residential & Commercial | Ducted CEE Tier 1
213080105 | Central HP <5.4 tons | DAY & NIGHT | HRCU-A-CB (Split System: Heat Pump with Remote Outdoor Unit-Air-Source) | DLCURAH36ABK |  |  | END4X42L17** | *96MSN0801716A* | 35600 | 15.5 | 8.1 | 38500 | 35200 | 91.43% | 1.94 | 0 | 10 |  |  |  | No | R-410A | 2.9667 | Residential & Commercial | Ducted CEE Tier 1
213080474 | Central HP <5.4 tons | DAY & NIGHT | HRCU-A-CB (Split System: Heat Pump with Remote Outdoor Unit-Air-Source) | DLCURAH36ABK |  |  | EN(A,D)4X48L24** | *96MSN1202422A* | 35800 | 16.5 | 8.1 | 38500 | 35000 | 90.91% | 2 | 0 | 10 |  |  |  | No | R-410A | 2.9833 | Residential & Commercial | Ducted CEE Tier 1
214573633 | Central HP <5.4 tons | COMFORTMAKER | HRCU-A-CB (Split System: Heat Pump with Remote Outdoor Unit-Air-Source) | CVH837GKA2* |  |  | EA*4X36L21A*+WALLCON | *95CSU1002122B* | 31600 | 17 | 8.1 | 32800 | 24200 | 73.78% | 1.86 | 0 | 11 |  |  |  | No | R-410A | 2.6333 | Residential & Commercial | Ducted CEE Tier 1
214573733 | Central HP <5.4 tons | COMFORTMAKER | HRCU-A-CB (Split System: Heat Pump with Remote Outdoor Unit-Air-Source) | CVH837GKA2* |  |  | EA*4X42L21A*+WALLCON | *80CTL0702120B* | 31800 | 17 | 8.5 | 33000 | 24400 | 73.94% | 1.9 | 0 | 11 |  |  |  | No | R-410A | 2.65 | Residential & Commercial | Ducted CEE Tier 1
214573883 | Central HP <5.4 tons | COMFORTMAKER | HRCU-A-CB (Split System: Heat Pump with Remote Outdoor Unit-Air-Source) | CVH837GKA2* |  |  | EA*4X43L21A*+WALLCON | *97CMN0602120B* | 32800 | 17 | 8.5 | 33000 | 25400 | 76.97% | 1.98 | 0 | 11 |  |  |  | No | R-410A | 2.7333 | Residential & Commercial | Ducted CEE Tier 1
214573983 | Central HP <5.4 tons | COMFORTMAKER | HRCU-A-CB (Split System: Heat Pump with Remote Outdoor Unit-Air-Source) | CVH837GKA2* |  |  | EA*4X48L24A*+WALLCON | *95CSU0802120B* | 32200 | 17.5 | 8.5 | 32400 | 25000 | 77.16% | 1.98 | 0 | 11 |  |  |  | No | R-410A | 2.6833 | Residential & Commercial | Ducted CEE Tier 1
214573663 | Central HP <5.4 tons | COMFORTMAKER | HRCU-A-CB (Split System: Heat Pump with Remote Outdoor Unit-Air-Source) | CVH837GKA2* |  |  | EA*4X36L21A*+WALLCON | *96CTN0802120B* | 31600 | 17.5 | 8.1 | 32800 | 24200 | 73.78% | 1.86 | 0 | 11 |  |  |  | No | R-410A | 2.6333 | Residential & Commercial | Ducted CEE Tier 1
213077086 | Central HP <5.4 tons | BRYANT HEATING AND COOLING SYSTEMS | HRCU-A-CB (Split System: Heat Pump with Remote Outdoor Unit-Air-Source) | 38MURAQ36AB3* |  |  | CAP**4821AL* | 926SB60080V21*** | 36200 | 16 | 8.5 | 38000 | 34800 | 91.58% | 2.04 | 0 | 10 |  |  |  | No | R-410A | 3.0167 | Residential & Commercial | Ducted CEE Tier 1
211229358 | Central HP <5.4 tons | BRYANT HEATING AND COOLING SYSTEMS | HRCU-A-CB (Split System: Heat Pump with Remote Outdoor Unit-Air-Source) | 38MURAQ36AB3* |  |  | CAP**4824AL* | 82*SA60090V24*** | 35800 | 16.5 | 8.5 | 37800 | 34600 | 91.53% | 2.04 | 0 | 10 |  |  |  | No | R-410A | 2.9833 | Residential & Commercial | Ducted CEE Tier 1
211230498 | Central HP <5.4 tons | BRYANT HEATING AND COOLING SYSTEMS | HRCU-A-CB (Split System: Heat Pump with Remote Outdoor Unit-Air-Source) | 38MURAQ36AB3* |  |  | CNPV*4824AL* | 82*SA60070V21*** | 36000 | 16 | 8.1 | 38500 | 34800 | 90.39% | 2.02 | 0 | 10 |  |  |  | No | R-410A | 3 | Residential & Commercial | Ducted CEE Tier 1
211230815 | Central HP <5.4 tons | BRYANT HEATING AND COOLING SYSTEMS | HRCU-A-CB (Split System: Heat Pump with Remote Outdoor Unit-Air-Source) | 38MURAQ36AB3* |  |  | FB4CNF042L |  | 37000 | 16 | 8.1 | 38500 | 34800 | 90.39% | 2 | 0 | 10 |  |  |  | No | R-410A | 3.0833 | Residential & Commercial | Ducted CEE Tier 1
214720113 | Central HP <5.4 tons | JOHNSON CONTROLS | HRCU-A-CB (Split System: Heat Pump with Remote Outdoor Unit-Air-Source) | HH860E2S11 |  |  | CTU60C5XGS1+TXV | TM8E100C20MP11 | 44500 | 17 | 9 | 45000 | 33800 | 75.11% | 2 | 0 | 11.7 |  |  |  | No | R-454B | 3.7083 | Residential & Commercial | Ducted CEE Tier 1
214421502 | Central HP <5.4 tons | YORK | HRCU-A-CB (Split System: Heat Pump with Remote Outdoor Unit-Air-Source) | HH860E2S11 |  |  | CTM60D5CHS1+JMET18DS2N1 |  | 54000 | 19 | 9 | 53500 | 38500 | 71.96% | 2 | 0 | 12 |  |  |  | No | R-454B | 4.5 | Residential & Commercial | Ducted CEE Tier 1
214719822 | Central HP <5.4 tons | YORK | HRCU-A-CB (Split System: Heat Pump with Remote Outdoor Unit-Air-Source) | HH860E2S11 |  |  | CTU60C5XGS1+TXV | TP9C100C20MP13 | 44000 | 18 | 9 | 45000 | 33800 | 75.11% | 2 | 0 | 11 |  |  |  | No | R-454B | 3.6667 | Residential & Commercial | Ducted CEE Tier 1
214809191 | Central HP <5.4 tons | JOHNSON CONTROLS | HRCU-A-CB (Split System: Heat Pump with Remote Outdoor Unit-Air-Source) | HH860E2S11 |  |  | CTU60C5XGS1+TXV | TPLC100C16MP13 | 43500 | 18 | 9 | 44000 | 33400 | 75.91% | 2 | 0 | 11.7 |  |  |  | No | R-454B | 3.625 | Residential & Commercial | Ducted CEE Tier 1
214807845 | Central HP <5.4 tons | JOHNSON CONTROLS | HRCU-A-CB (Split System: Heat Pump with Remote Outdoor Unit-Air-Source) | HH860E2S11 |  |  | CTU60D5XHS1+JMC20D2SN1+TXV |  | 53000 | 19 | 8.5 | 53000 | 38000 | 71.7% | 2 | 0 | 12 |  |  |  | No | R-454B | 4.4167 | Residential & Commercial | Ducted CEE Tier 1
214809151 | Central HP <5.4 tons | JOHNSON CONTROLS | HRCU-A-CB (Split System: Heat Pump with Remote Outdoor Unit-Air-Source) | HH860E2S11 |  |  | CTU60D5XGS1+JMVT20DC2N1+TXV |  | 45500 | 19 | 9.5 | 45000 | 33800 | 75.11% | 2 | 0 | 12 |  |  |  | No | R-454B | 3.7917 | Residential & Commercial | Ducted CEE Tier 1
214573763 | Central HP <5.4 tons | COMFORTMAKER | HRCU-A-CB (Split System: Heat Pump with Remote Outdoor Unit-Air-Source) | CVH837GKA2* |  |  | EA*4X42L21A*+WALLCON | *97CMN0602120B* | 31600 | 17 | 8.1 | 33200 | 24800 | 74.7% | 1.88 | 0 | 10.5 |  |  |  | No | R-410A | 2.6333 | Residential & Commercial | Ducted CEE Tier 1
214573913 | Central HP <5.4 tons | COMFORTMAKER | HRCU-A-CB (Split System: Heat Pump with Remote Outdoor Unit-Air-Source) | CVH837GKA2* |  |  | EA*4X48L21A*+WALLCON | *80CTL0702120B* | 32200 | 17.5 | 8.5 | 32400 | 25000 | 77.16% | 1.98 | 0 | 11 |  |  |  | No | R-410A | 2.6833 | Residential & Commercial | Ducted CEE Tier 1
211226993 | Central HP <5.4 tons | AIRQUEST | HRCU-A-CB (Split System: Heat Pump with Remote Outdoor Unit-Air-Source) | DLCURAH36ABK |  |  | EA*4X37L21A* | *92ESN0601714A* | 36400 | 16 | 8.5 | 38500 | 34800 | 90.39% | 2.08 | 0 | 10 |  |  |  | No | R-410A | 3.0333 | Residential & Commercial | Ducted CEE Tier 1
211227025 | Central HP <5.4 tons | AIRQUEST | HRCU-A-CB (Split System: Heat Pump with Remote Outdoor Unit-Air-Source) | DLCURAH36ABK |  |  | EA*4X37L21A* | *92ESN1002122A* | 37400 | 15.5 | 8.5 | 39000 | 35000 | 89.74% | 2.16 | 0 | 10 |  |  |  | No | R-410A | 3.1167 | Residential & Commercial | Ducted CEE Tier 1
211227482 | Central HP <5.4 tons | AIRQUEST | HRCU-A-CB (Split System: Heat Pump with Remote Outdoor Unit-Air-Source) | DLCURAH36ABK |  |  | EA*4X42L21A* | *80VTL1102122A* | 36200 | 15.5 | 8.1 | 39500 | 35200 | 89.11% | 1.92 | 0 | 10 |  |  |  | No | R-410A | 3.0167 | Residential & Commercial | Ducted CEE Tier 1
211227850 | Central HP <5.4 tons | AIRQUEST | HRCU-A-CB (Split System: Heat Pump with Remote Outdoor Unit-Air-Source) | DLCURAH36ABK |  |  | EA*4X42L24A* | *80ES(N,L)1552420A* | 36400 | 15.5 | 8.1 | 39500 | 35200 | 89.11% | 1.94 | 0 | 10 |  |  |  | No | R-410A | 3.0333 | Residential & Commercial | Ducted CEE Tier 1
206788576 | Central HP <5.4 tons | CARRIER | HRCU-A-CB (Split System: Heat Pump with Remote Outdoor Unit-Air-Source) | 25VNA436A*031* |  |  | FE4ANB006L+UI |  | 34800 | 20.5 | 9.5 | 35400 | 24800 | 70.06% | 2.06 | 13.5 | 13 |  |  |  | No | R-410A | 2.9 | Residential & Commercial | Ducted CEE Tier 1
206788696 | Central HP <5.4 tons | CARRIER | HRCU-A-CB (Split System: Heat Pump with Remote Outdoor Unit-Air-Source) | 25VNA436A*031* |  |  | CNPV*4221AL*+UI | 59TN6B080C17**14 | 32800 | 18.5 | 9 | 35600 | 26800 | 75.28% | 1.96 | 12 | 11.7 |  |  |  | No | R-410A | 2.7333 | Residential & Commercial | Ducted CEE Tier 1
215669174 | Central HP <5.4 tons | HEIL | HRCU-A-CB (Split System: Heat Pump with Remote Outdoor Unit-Air-Source) | H5H0V36*K*AAA* |  |  | EA*5X48M21A*+WALLCON | *80CTL1102120B* | 33800 | 18 | 9 | 35000 | 25000 | 71.43% | 1.9 | 0 | 10 |  |  |  | No | R-454B | 2.8167 | Residential & Commercial | Ducted CEE Tier 1
215669424 | Central HP <5.4 tons | HEIL | HRCU-A-CB (Split System: Heat Pump with Remote Outdoor Unit-Air-Source) | H5H0V36*K*AAA* |  |  | EA*5X61M21A*+WALLCON | *80CSU0401712A* | 34800 | 18.5 | 9 | 34400 | 24800 | 72.09% | 1.92 | 0 | 10 |  |  |  | No | R-454B | 2.9 | Residential & Commercial | Ducted CEE Tier 1
215669624 | Central HP <5.4 tons | HEIL | HRCU-A-CB (Split System: Heat Pump with Remote Outdoor Unit-Air-Source) | H5H0V36*K*AAA* |  |  | EA*5X61M24A*+WALLCON | *80CTL0702120B* | 34800 | 18.5 | 9 | 34400 | 24800 | 72.09% | 1.92 | 0 | 10 |  |  |  | No | R-454B | 2.9 | Residential & Commercial | Ducted CEE Tier 1
202459381 | Central HP <5.4 tons | TRANE | HRCU-A-CB (Split System: Heat Pump with Remote Outdoor Unit-Air-Source) | 4TWA7048A3 |  |  | 4PX*DU60BS3 | S8X2D120M5PSA | 47500 | 16.5 | 8.1 | 48000 | 48000 | 100% | 3.6 | 13 | 12 |  |  |  | No | R-410A | 3.9583 | Residential & Commercial | Ducted CEE Tier 1
202459449 | Central HP <5.4 tons | TRANE | HRCU-A-CB (Split System: Heat Pump with Remote Outdoor Unit-Air-Source) | 4TWA7048A3 |  |  | 4TXFH064AZ3 | S8X2D120M5PSA | 47500 | 16.5 | 8.1 | 48000 | 48000 | 100% | 3.6 | 13 | 12 |  |  |  | No | R-410A | 3.9583 | Residential & Commercial | Ducted CEE Tier 1
212977625 | Central HP <5.4 tons | AIRQUEST | HRCU-A-CB (Split System: Heat Pump with Remote Outdoor Unit-Air-Source) | DLCURAH24ABK |  |  | EA*4X36L17A* | *80MS(N,L)0451412A* | 23800 | 17 | 8.5 | 26200 | 23800 | 90.84% | 1.96 | 0 | 10 |  |  |  | No | R-410A | 1.9833 | Residential & Commercial | Ducted CEE Tier 1
212978093 | Central HP <5.4 tons | AIRQUEST | HRCU-A-CB (Split System: Heat Pump with Remote Outdoor Unit-Air-Source) | DLCURAH24ABK |  |  | EA*4X24L17A* | *80MS(N,L)0701412A* | 23400 | 17 | 9 | 26800 | 26400 | 98.51% | 2.24 | 0 | 10 |  |  |  | No | R-410A | 1.95 | Residential & Commercial | Ducted CEE Tier 1
214572563 | Central HP <5.4 tons | COMFORTMAKER | HRCU-A-CB (Split System: Heat Pump with Remote Outdoor Unit-Air-Source) | CVH837GKA** |  |  | EA*4X37L21A*+WALLCON | *97CMN0602120B* | 32800 | 17 | 8.5 | 33000 | 25400 | 76.97% | 1.98 | 0 | 11 |  |  |  | No | R-410A | 2.7333 | Residential & Commercial | Ducted CEE Tier 1
212975700 | Central HP <5.4 tons | DAY & NIGHT | HRCU-A-CB (Split System: Heat Pump with Remote Outdoor Unit-Air-Source) | DLCURAH24ABK |  |  | EA*4X37L17A* | *96VTN0601412B* | 24000 | 17 | 8.1 | 25200 | 22400 | 88.89% | 1.86 | 0 | 10 |  |  |  | No | R-410A | 2 | Residential & Commercial | Ducted CEE Tier 1
206788760 | Central HP <5.4 tons | CARRIER | HRCU-A-CB (Split System: Heat Pump with Remote Outdoor Unit-Air-Source) | 25VNA436A*031* |  |  | CSPH*4212AL*+UI | 59TN6B060C17**14 | 33600 | 18 | 9 | 35400 | 26200 | 74.01% | 2 | 12 | 11 |  |  |  | No | R-410A | 2.8 | Residential & Commercial | Ducted CEE Tier 1
206788769 | Central HP <5.4 tons | CARRIER | HRCU-A-CB (Split System: Heat Pump with Remote Outdoor Unit-Air-Source) | 25VNA436A*031* |  |  | CSPH*4212AL*+UI | 58TN*A090C17**16 | 34000 | 19 | 9 | 35000 | 26000 | 74.29% | 2.04 | 12.5 | 12 |  |  |  | No | R-410A | 2.8333 | Residential & Commercial | Ducted CEE Tier 1
206788810 | Central HP <5.4 tons | CARRIER | HRCU-A-CB (Split System: Heat Pump with Remote Outdoor Unit-Air-Source) | 25VNA436A*031* |  |  | CAP**4221AL*+UI | 58CU*A060C17**16 | 33000 | 19 | 9 | 35600 | 26600 | 74.72% | 1.98 | 12 | 11.7 |  |  |  | No | R-410A | 2.75 | Residential & Commercial | Ducted CEE Tier 1
206788855 | Central HP <5.4 tons | CARRIER | HRCU-A-CB (Split System: Heat Pump with Remote Outdoor Unit-Air-Source) | 25VNA436A*031* |  |  | CAP**4821AL*+UI | 59CU5A080C21**20 | 33800 | 19.5 | 9.5 | 34800 | 25800 | 74.14% | 2.04 | 12.5 | 12.5 |  |  |  | No | R-410A | 2.8167 | Residential & Commercial | Ducted CEE Tier 1
206788869 | Central HP <5.4 tons | CARRIER | HRCU-A-CB (Split System: Heat Pump with Remote Outdoor Unit-Air-Source) | 25VNA436A*031* |  |  | CSPH*4212AL*+UI | 59CU5A100C21**22 | 34000 | 18.5 | 9 | 35000 | 26000 | 74.29% | 2.04 | 12.5 | 12 |  |  |  | No | R-410A | 2.8333 | Residential & Commercial | Ducted CEE Tier 1
204300559 | Central HP <5.4 tons | CARRIER | HRCU-A-CB (Split System: Heat Pump with Remote Outdoor Unit-Air-Source) | 25VNA837A*030* |  |  | CSPH*4812AL*+UI | 59TN6B100C21**22 | 32600 | 17 | 8.1 | 33000 | 24800 | 75.15% | 1.98 | 12 | 11 |  |  |  | No | R-410A | 2.7167 | Residential & Commercial | Ducted CEE Tier 1
216571319 | Central HP <5.4 tons | AMERICAN STANDARD | HRCU-A-CB (Split System: Heat Pump with Remote Outdoor Unit-Air-Source) | 5A6V8X36A1 |  |  | 5TXCD008AS3 | S8V2D120M5PDB | 33400 | 18.1 | 8.5 | 33400 | 25600 | 76.65% | 2.1 | 0 | 10.5 |  |  |  | No | R-454B | 2.7833 | Residential & Commercial | Ducted CEE Tier 1
216571321 | Central HP <5.4 tons | AMERICAN STANDARD | HRCU-A-CB (Split System: Heat Pump with Remote Outdoor Unit-Air-Source) | 5A6V8X36A1 |  |  | 5TXCD008AS3 | S8V2D120M5PCB | 33400 | 18.1 | 8.5 | 33400 | 25600 | 76.65% | 2.1 | 0 | 10.5 |  |  |  | No | R-454B | 2.7833 | Residential & Commercial | Ducted CEE Tier 1
215681882 | Central HP <5.4 tons | TEMPSTAR | HRCU-A-CB (Split System: Heat Pump with Remote Outdoor Unit-Air-Source) | T5H0V48*K*AAA* |  |  | EVM5X49M21A*+WALLCON | *97CTN0802120A* | 48000 | 19 | 9 | 50000 | 36800 | 73.6% | 2 | 0 | 10 |  |  |  | No | R-454B | 4 | Residential & Commercial | Ducted CEE Tier 1
215676372 | Central HP <5.4 tons | TEMPSTAR | HRCU-A-CB (Split System: Heat Pump with Remote Outdoor Unit-Air-Source) | T5H0V48*K*AAA* |  |  | EVD5X49M24A*+WALLCON | *97CMN1002122B* | 48000 | 19 | 9 | 50000 | 36600 | 73.2% | 2 | 0 | 10 |  |  |  | No | R-454B | 4 | Residential & Commercial | Ducted CEE Tier 1
215676472 | Central HP <5.4 tons | TEMPSTAR | HRCU-A-CB (Split System: Heat Pump with Remote Outdoor Unit-Air-Source) | T5H0V48*K*AAA* |  |  | EVD5X60M21A*+WALLCON | *80CTL0901716B* | 48000 | 19 | 9 | 50000 | 36800 | 73.6% | 1.98 | 0 | 10 |  |  |  | No | R-454B | 4 | Residential & Commercial | Ducted CEE Tier 1
211259577 | Central HP <5.4 tons | BRYANT HEATING AND COOLING SYSTEMS | HRCU-A-CB (Split System: Heat Pump with Remote Outdoor Unit-Air-Source) | 38MURAQ18AB3* |  |  | CAP**1917AL* | 82*SA36045V14*** | 18200 | 16.5 | 8.5 | 18200 | 17600 | 96.7% | 2.14 | 0 | 11 |  |  |  | No | R-410A | 1.5167 | Residential & Commercial | Ducted CEE Tier 1
215668763 | Central HP <5.4 tons | TEMPSTAR | HRCU-A-CB (Split System: Heat Pump with Remote Outdoor Unit-Air-Source) | T5H0V36*K*AAA* |  |  | EA*5X37M21A*+WALLCON | *97CMN1002122B* | 34600 | 18 | 9 | 35200 | 25000 | 71.02% | 1.9 | 0 | 10 |  |  |  | No | R-454B | 2.8833 | Residential & Commercial | Ducted CEE Tier 1
212977604 | Central HP <5.4 tons | DAY & NIGHT | HRCU-A-CB (Split System: Heat Pump with Remote Outdoor Unit-Air-Source) | DLCURAH24ABK |  |  | EA*4X30L14A* | *80MS(N,L)0451412A* | 23600 | 17 | 8.5 | 26400 | 24600 | 93.18% | 2.04 | 0 | 10 |  |  |  | No | R-410A | 1.9667 | Residential & Commercial | Ducted CEE Tier 1
212978156 | Central HP <5.4 tons | DAY & NIGHT | HRCU-A-CB (Split System: Heat Pump with Remote Outdoor Unit-Air-Source) | DLCURAH24ABK |  |  | EA*4X37L17A* | *80MS(N,L)0701412A* | 24000 | 17.5 | 8.5 | 25200 | 22200 | 88.1% | 1.86 | 0 | 10 |  |  |  | No | R-410A | 2 | Residential & Commercial | Ducted CEE Tier 1
214572863 | Central HP <5.4 tons | COMFORTMAKER | HRCU-A-CB (Split System: Heat Pump with Remote Outdoor Unit-Air-Source) | CVH837GKA** |  |  | EA*4X48L24A*+WALLCON | *97CMN0602120B* | 32200 | 17 | 8.5 | 32600 | 25200 | 77.3% | 1.96 | 0 | 11 |  |  |  | No | R-410A | 2.6833 | Residential & Commercial | Ducted CEE Tier 1
214572883 | Central HP <5.4 tons | COMFORTMAKER | HRCU-A-CB (Split System: Heat Pump with Remote Outdoor Unit-Air-Source) | CVH837GKA** |  |  | EA*4X48L24A*+WALLCON | *96CTN0802120B* | 32400 | 17.5 | 8.5 | 32200 | 24800 | 77.02% | 2 | 0 | 11.5 |  |  |  | No | R-410A | 2.7 | Residential & Commercial | Ducted CEE Tier 1
214572913 | Central HP <5.4 tons | COMFORTMAKER | HRCU-A-CB (Split System: Heat Pump with Remote Outdoor Unit-Air-Source) | CVH837GKA** |  |  | EA*4X60L24A*+WALLCON | *95CSU1002122B* | 32800 | 17.5 | 8.5 | 31600 | 24800 | 78.48% | 2 | 0 | 11.5 |  |  |  | No | R-410A | 2.7333 | Residential & Commercial | Ducted CEE Tier 1
214573383 | Central HP <5.4 tons | COMFORTMAKER | HRCU-A-CB (Split System: Heat Pump with Remote Outdoor Unit-Air-Source) | CVH837GKA** |  |  | EN(A,D,W)4X42L21**+WALLCON | *95CSU0802120B* | 31800 | 17 | 8.1 | 33000 | 24600 | 74.55% | 1.88 | 0 | 11 |  |  |  | No | R-410A | 2.65 | Residential & Commercial | Ducted CEE Tier 1
214572773 | Central HP <5.4 tons | COMFORTMAKER | HRCU-A-CB (Split System: Heat Pump with Remote Outdoor Unit-Air-Source) | CVH837GKA** |  |  | EA*4X48L21A*+WALLCON | *80CTL0702120B* | 32200 | 17.5 | 8.5 | 32400 | 25000 | 77.16% | 1.98 | 0 | 11 |  |  |  | No | R-410A | 2.6833 | Residential & Commercial | Ducted CEE Tier 1
214573543 | Central HP <5.4 tons | COMFORTMAKER | HRCU-A-CB (Split System: Heat Pump with Remote Outdoor Unit-Air-Source) | CVH837GKA** |  |  | EN(A,D)4X48L24**+WALLCON | *96CTN0802120B* | 32400 | 17.5 | 8.5 | 32600 | 24800 | 76.07% | 1.98 | 0 | 11.5 |  |  |  | No | R-410A | 2.7 | Residential & Commercial | Ducted CEE Tier 1
214573433 | Central HP <5.4 tons | COMFORTMAKER | HRCU-A-CB (Split System: Heat Pump with Remote Outdoor Unit-Air-Source) | CVH837GKA** |  |  | EN(A,D,W)4X48L21**+WALLCON | *80CTL0702120B* | 32400 | 18.5 | 8.1 | 32800 | 24800 | 75.61% | 1.96 | 0 | 11.5 |  |  |  | No | R-410A | 2.7 | Residential & Commercial | Ducted CEE Tier 1
214573533 | Central HP <5.4 tons | COMFORTMAKER | HRCU-A-CB (Split System: Heat Pump with Remote Outdoor Unit-Air-Source) | CVH837GKA** |  |  | EN(A,D)4X48L24**+WALLCON | *97CMN0802120B* | 32400 | 17.5 | 8.5 | 32800 | 24800 | 75.61% | 1.96 | 0 | 11.5 |  |  |  | No | R-410A | 2.7 | Residential & Commercial | Ducted CEE Tier 1
213778740 | Central HP <5.4 tons | COMFORTMAKER | HRCU-A-CB (Split System: Heat Pump with Remote Outdoor Unit-Air-Source) | CVH837GKA** |  |  | EA*4X36L17A*+WALLCON | *80CTL0701412B* | 31400 | 16.5 | 8.1 | 33400 | 24400 | 73.05% | 1.82 | 0 | 10.5 |  |  |  | No | R-410A | 2.6167 | Residential & Commercial | Ducted CEE Tier 1
213778840 | Central HP <5.4 tons | COMFORTMAKER | HRCU-A-CB (Split System: Heat Pump with Remote Outdoor Unit-Air-Source) | CVH837GKA** |  |  | EA*4X36L21A*+WALLCON | *80CTL0901716B* | 31600 | 17 | 8.1 | 33000 | 24200 | 73.33% | 1.84 | 0 | 11 |  |  |  | No | R-410A | 2.6333 | Residential & Commercial | Ducted CEE Tier 1
211260042 | Central HP <5.4 tons | BRYANT HEATING AND COOLING SYSTEMS | HRCU-A-CB (Split System: Heat Pump with Remote Outdoor Unit-Air-Source) | 38MURAQ18AB3* |  |  | CAP**1917AL* | OVLAAB036098 | 18600 | 16 | 8.5 | 18600 | 17500 | 94.09% | 2.12 | 0 | 11 |  |  |  | No | R-410A | 1.55 | Residential & Commercial | Ducted CEE Tier 1
211260612 | Central HP <5.4 tons | BRYANT HEATING AND COOLING SYSTEMS | HRCU-A-CB (Split System: Heat Pump with Remote Outdoor Unit-Air-Source) | 38MURAQ18AB3* |  |  | CAP**2417AL* | 912SD36040E17*** | 17800 | 15.5 | 8.5 | 18800 | 19000 | 101.1% | 2.28 | 0 | 10.5 |  |  |  | No | R-410A | 1.4833 | Residential & Commercial | Ducted CEE Tier 1
215676642 | Central HP <5.4 tons | TEMPSTAR | HRCU-A-CB (Split System: Heat Pump with Remote Outdoor Unit-Air-Source) | T5H0V48*K*AAA* |  |  | EVD5X60M24A*+WALLCON | *95CSU0802120B* | 47500 | 18.5 | 9 | 50000 | 36600 | 73.2% | 2 | 0 | 10 |  |  |  | No | R-454B | 3.9583 | Residential & Commercial | Ducted CEE Tier 1
215681442 | Central HP <5.4 tons | TEMPSTAR | HRCU-A-CB (Split System: Heat Pump with Remote Outdoor Unit-Air-Source) | T5H0V48*K*AAA* |  |  | EA*5X61M21A*+WALLCON | *96CTN0802120B* | 46000 | 18 | 9 | 48000 | 33800 | 70.42% | 2.08 | 0 | 10 |  |  |  | No | R-454B | 3.8333 | Residential & Commercial | Ducted CEE Tier 1
215681472 | Central HP <5.4 tons | TEMPSTAR | HRCU-A-CB (Split System: Heat Pump with Remote Outdoor Unit-Air-Source) | T5H0V48*K*AAA* |  |  | EA*5X61M21A*+WALLCON | *80CSU0802120B* | 46000 | 18 | 9 | 47500 | 33400 | 70.32% | 2.08 | 0 | 10 |  |  |  | No | R-454B | 3.8333 | Residential & Commercial | Ducted CEE Tier 1
215682102 | Central HP <5.4 tons | TEMPSTAR | HRCU-A-CB (Split System: Heat Pump with Remote Outdoor Unit-Air-Source) | T5H0V48*K*AAA* |  |  | EVD5X48M21A*+WALLCON | *96CTN0802120B* | 47000 | 18.5 | 9 | 50000 | 36600 | 73.2% | 1.98 | 0 | 10 |  |  |  | No | R-454B | 3.9167 | Residential & Commercial | Ducted CEE Tier 1
214807704 | Central HP <5.4 tons | JOHNSON CONTROLS | HRCU-A-CB (Split System: Heat Pump with Remote Outdoor Unit-Air-Source) | HH824E2S11 |  |  | CTU36B5XDS1+JMC12B2SN1+TXV |  | 23000 | 19 | 9.5 | 23000 | 18500 | 80.43% | 2 | 0 | 12 |  |  |  | No | R-454B | 1.9167 | Residential & Commercial | Ducted CEE Tier 1
214807731 | Central HP <5.4 tons | JOHNSON CONTROLS | HRCU-A-CB (Split System: Heat Pump with Remote Outdoor Unit-Air-Source) | HH824E2S11 |  |  | CTM36B5ADS1 | TP9C060B12MP13 | 23000 | 17 | 9 | 23000 | 17600 | 76.52% | 2 | 0 | 12 |  |  |  | No | R-454B | 1.9167 | Residential & Commercial | Ducted CEE Tier 1
215681852 | Central HP <5.4 tons | TEMPSTAR | HRCU-A-CB (Split System: Heat Pump with Remote Outdoor Unit-Air-Source) | T5H0V48*K*AAA* |  |  | EVM5X49M21A*+WALLCON | *80CSU0802120B* | 48500 | 19 | 9 | 50000 | 36400 | 72.8% | 2.12 | 0 | 10 |  |  |  | No | R-454B | 4.0417 | Residential & Commercial | Ducted CEE Tier 1
215681872 | Central HP <5.4 tons | TEMPSTAR | HRCU-A-CB (Split System: Heat Pump with Remote Outdoor Unit-Air-Source) | T5H0V48*K*AAA* |  |  | EVM5X49M21A*+WALLCON | *97CTN0801716A* | 47500 | 18.5 | 9 | 50000 | 37200 | 74.4% | 1.98 | 0 | 10 |  |  |  | No | R-454B | 3.9583 | Residential & Commercial | Ducted CEE Tier 1
215682442 | Central HP <5.4 tons | TEMPSTAR | HRCU-A-CB (Split System: Heat Pump with Remote Outdoor Unit-Air-Source) | T5H0V48*K*AAA* |  |  | EVD5X61M21A*+WALLCON | *96CTN0802120B* | 48500 | 19 | 9 | 50000 | 36800 | 73.6% | 2 | 0 | 10.5 |  |  |  | No | R-454B | 4.0417 | Residential & Commercial | Ducted CEE Tier 1
215942449 | Central HP <5.4 tons | TEMPSTAR | HRCU-A-CB (Split System: Heat Pump with Remote Outdoor Unit-Air-Source) | T5H3V36*K*AAA* |  |  | EVM5X61M24A*+WALLCON | *97CMN0802120B* | 36000 | 22 | 8.5 | 37400 | 28200 | 75.4% | 2.04 | 0 | 12.5 |  |  |  | No | R-454B | 3 | Residential & Commercial | Ducted CEE Tier 1
215942479 | Central HP <5.4 tons | TEMPSTAR | HRCU-A-CB (Split System: Heat Pump with Remote Outdoor Unit-Air-Source) | T5H3V36*K*AAA* |  |  | EVD5X61M21A*+WALLCON | *80CSU0601716A* | 35800 | 22 | 8.5 | 37400 | 28400 | 75.94% | 2.04 | 0 | 12 |  |  |  | No | R-454B | 2.9833 | Residential & Commercial | Ducted CEE Tier 1
215942529 | Central HP <5.4 tons | TEMPSTAR | HRCU-A-CB (Split System: Heat Pump with Remote Outdoor Unit-Air-Source) | T5H3V36*K*AAA* |  |  | EVD5X61M21A*+WALLCON | *97CMN0802120B* | 35800 | 22 | 8.5 | 37400 | 28200 | 75.4% | 2.04 | 0 | 12.5 |  |  |  | No | R-454B | 2.9833 | Residential & Commercial | Ducted CEE Tier 1
210720676 | Central HP <5.4 tons | BRYANT HEATING AND COOLING SYSTEMS | HRCU-A-CB (Split System: Heat Pump with Remote Outdoor Unit-Air-Source) | 284ANV036*0**B* |  |  | CNPV*4821AL*+UI | 935CA48060C17*** | 33600 | 19 | 9 | 35400 | 26200 | 74.01% | 2.02 | 0 | 12 |  |  |  | No | R-410A | 2.8 | Residential & Commercial | Ducted CEE Tier 1
215941093 | Central HP <5.4 tons | TEMPSTAR | HRCU-A-CB (Split System: Heat Pump with Remote Outdoor Unit-Air-Source) | T5H3V48*K*AAA* |  |  | EA*5X61M21A*+WALLCON | *97CTN1002122A* | 45500 | 21 | 9.5 | 48500 | 36800 | 75.88% | 2 | 0 | 11 |  |  |  | No | R-454B | 3.7917 | Residential & Commercial | Ducted CEE Tier 1
215941593 | Central HP <5.4 tons | TEMPSTAR | HRCU-A-CB (Split System: Heat Pump with Remote Outdoor Unit-Air-Source) | T5H3V48*K*AAA* |  |  | EVD5X48M24A*+WALLCON | *96CTN0802120B* | 44500 | 20 | 8.1 | 52000 | 38000 | 73.08% | 1.9 | 0 | 11 |  |  |  | No | R-454B | 3.7083 | Residential & Commercial | Ducted CEE Tier 1
214327246 | Central HP <5.4 tons | FRIEDRICH | HRCU-A-CB (Split System: Heat Pump with Remote Outdoor Unit-Air-Source) | FRP18AZ24AJVC |  |  | RCFZ2421HEAAM | FR801V0504A17UHU | 22800 | 20 | 8.5 | 22800 | 26000 | 114% | 2.1 | 0 | 12.5 |  |  |  | No | R-410A | 1.9 | Residential & Commercial | Ducted CEE Tier 1
204300600 | Central HP <5.4 tons | BRYANT HEATING AND COOLING SYSTEMS | HRCU-A-CB (Split System: Heat Pump with Remote Outdoor Unit-Air-Source) | 288BNV037*0**A* |  |  | CSPH*4812AL*+UI | 987MB60060C21*** | 32400 | 16.5 | 8.1 | 33200 | 25200 | 75.9% | 1.94 | 11.5 | 11 |  |  |  | No | R-410A | 2.7 | Residential & Commercial | Ducted CEE Tier 1
214610120 | Central HP <5.4 tons | FRIEDRICH | HRCU-A-CB (Split System: Heat Pump with Remote Outdoor Unit-Air-Source) | FRP18AZ24AJVC |  |  | TCFZ2421HEAAM | FR962V0603A17M4 | 22800 | 20 | 8.5 | 22800 | 26000 | 114% | 2.1 | 0 | 12.5 |  |  |  | No | R-410A | 1.9 | Residential & Commercial | Ducted CEE Tier 1
215942599 | Central HP <5.4 tons | TEMPSTAR | HRCU-A-CB (Split System: Heat Pump with Remote Outdoor Unit-Air-Source) | T5H3V48*K*AAA* |  |  | EVD5X61M21A*+WALLCON | *96CTN0801714B* | 44500 | 20 | 8.1 | 54000 | 37800 | 70% | 1.95 | 0 | 11.5 |  |  |  | No | R-454B | 3.7083 | Residential & Commercial | Ducted CEE Tier 1
215679542 | Central HP <5.4 tons | TEMPSTAR | HRCU-A-CB (Split System: Heat Pump with Remote Outdoor Unit-Air-Source) | T5H0V36*K*AAA* |  |  | EA*5X48M21A*+WALLCON | *97CTN0802120A* | 33800 | 18 | 9 | 35000 | 25000 | 71.43% | 1.88 | 0 | 10 |  |  |  | No | R-454B | 2.8167 | Residential & Commercial | Ducted CEE Tier 1
211228011 | Central HP <5.4 tons | AIRQUEST | HRCU-A-CB (Split System: Heat Pump with Remote Outdoor Unit-Air-Source) | DLCURAH36ABK |  |  | EA*4X42L24A* | *95ESN1002120A* | 36000 | 15.5 | 8.1 | 39500 | 35200 | 89.11% | 1.92 | 0 | 10 |  |  |  | No | R-410A | 3 | Residential & Commercial | Ducted CEE Tier 1
211228070 | Central HP <5.4 tons | AIRQUEST | HRCU-A-CB (Split System: Heat Pump with Remote Outdoor Unit-Air-Source) | DLCURAH36ABK |  |  | EA*4X42L24A* | *96VSN1202422A* | 35400 | 16 | 8.1 | 38500 | 35000 | 90.91% | 1.88 | 0 | 10 |  |  |  | No | R-410A | 2.95 | Residential & Commercial | Ducted CEE Tier 1
211229922 | Central HP <5.4 tons | AIRQUEST | HRCU-A-CB (Split System: Heat Pump with Remote Outdoor Unit-Air-Source) | DLCURAH36ABK |  |  | EN(A,D,W)4X48L21** | *80ES(N,L)0702116A* | 35800 | 16.5 | 8.1 | 38500 | 34800 | 90.39% | 2 | 0 | 10 |  |  |  | No | R-410A | 2.9833 | Residential & Commercial | Ducted CEE Tier 1
211229990 | Central HP <5.4 tons | AIRQUEST | HRCU-A-CB (Split System: Heat Pump with Remote Outdoor Unit-Air-Source) | DLCURAH36ABK |  |  | EN(A,D,W)4X48L21** | *80VSL0701716A* | 35800 | 16 | 8.1 | 38500 | 34800 | 90.39% | 2 | 0 | 10 |  |  |  | No | R-410A | 2.9833 | Residential & Commercial | Ducted CEE Tier 1
206790588 | Central HP <5.4 tons | BRYANT HEATING AND COOLING SYSTEMS | HRCU-A-CB (Split System: Heat Pump with Remote Outdoor Unit-Air-Source) | 284ANV048*0**B* |  |  | FE4AN(B,F)005L+UI |  | 45000 | 22 | 9.5 | 46000 | 36000 | 78.26% | 2.32 | 13 | 12.5 |  |  |  | No | R-410A | 3.75 | Residential & Commercial | Ducted CEE Tier 1
214574033 | Central HP <5.4 tons | COMFORTMAKER | HRCU-A-CB (Split System: Heat Pump with Remote Outdoor Unit-Air-Source) | CVH837GKA2* |  |  | EA*4X60L24A*+WALLCON | *80CTL0702120B* | 32800 | 17.5 | 8.5 | 31600 | 24800 | 78.48% | 1.98 | 0 | 11.5 |  |  |  | No | R-410A | 2.7333 | Residential & Commercial | Ducted CEE Tier 1
212970655 | Central HP <5.4 tons | TEMPSTAR | HRCU-A-CB (Split System: Heat Pump with Remote Outdoor Unit-Air-Source) | DLCURAH36ABK |  |  | EA*4X37L21A* | *80VSL0902120B* | 36600 | 16 | 8.5 | 39000 | 35000 | 89.74% | 1.88 | 0 | 10 |  |  |  | No | R-410A | 3.05 | Residential & Commercial | Ducted CEE Tier 1
213778990 | Central HP <5.4 tons | COMFORTMAKER | HRCU-A-CB (Split System: Heat Pump with Remote Outdoor Unit-Air-Source) | CVH837GKA** |  |  | EA*4X37L21A*+WALLCON | *95CSU0601716B* | 32800 | 17 | 8.5 | 33000 | 25200 | 76.36% | 1.96 | 0 | 11 |  |  |  | No | R-410A | 2.7333 | Residential & Commercial | Ducted CEE Tier 1
213779590 | Central HP <5.4 tons | COMFORTMAKER | HRCU-A-CB (Split System: Heat Pump with Remote Outdoor Unit-Air-Source) | CVH837GKA** |  |  | EA*4X60L24A*+WALLCON | *97CMN1002122B* | 32800 | 17.5 | 8.1 | 31800 | 24600 | 77.36% | 1.98 | 0 | 11.5 |  |  |  | No | R-410A | 2.7333 | Residential & Commercial | Ducted CEE Tier 1
213780010 | Central HP <5.4 tons | COMFORTMAKER | HRCU-A-CB (Split System: Heat Pump with Remote Outdoor Unit-Air-Source) | CVH837GKA** |  |  | EHD4X42AAL+WALLCON | *80CTL0901716B* | 32200 | 16.5 | 8.1 | 33000 | 24800 | 75.15% | 1.94 | 0 | 11 |  |  |  | No | R-410A | 2.6833 | Residential & Commercial | Ducted CEE Tier 1
213780260 | Central HP <5.4 tons | COMFORTMAKER | HRCU-A-CB (Split System: Heat Pump with Remote Outdoor Unit-Air-Source) | CVH837GKA** |  |  | EHD4X48AAL+WALLCON | *96CTN0601714B* | 32400 | 16 | 8.1 | 33000 | 25200 | 76.36% | 1.94 | 0 | 10.5 |  |  |  | No | R-410A | 2.7 | Residential & Commercial | Ducted CEE Tier 1
213780410 | Central HP <5.4 tons | COMFORTMAKER | HRCU-A-CB (Split System: Heat Pump with Remote Outdoor Unit-Air-Source) | CVH837GKA** |  |  | EHD4X60AAL+WALLCON | *97CMN1202422B* | 33000 | 16.5 | 8.1 | 32200 | 24800 | 77.02% | 2 | 0 | 11 |  |  |  | No | R-410A | 2.75 | Residential & Commercial | Ducted CEE Tier 1
212969755 | Central HP <5.4 tons | TEMPSTAR | HRCU-A-CB (Split System: Heat Pump with Remote Outdoor Unit-Air-Source) | DLCURAH24ABK |  |  | EA*4X25L17A* | *80VSL0451412B* | 24000 | 17.5 | 8.5 | 25000 | 25000 | 100% | 2.08 | 0 | 10 |  |  |  | No | R-410A | 2 | Residential & Commercial | Ducted CEE Tier 1
213077236 | Central HP <5.4 tons | BRYANT HEATING AND COOLING SYSTEMS | HRCU-A-CB (Split System: Heat Pump with Remote Outdoor Unit-Air-Source) | 38MURAQ36AB3* |  |  | CAP**4224AL* | 926SB66120V24*** | 35400 | 16 | 8.1 | 38500 | 35000 | 90.91% | 1.9 | 0 | 10 |  |  |  | No | R-410A | 2.95 | Residential & Commercial | Ducted CEE Tier 1
206765162 | Central HP <5.4 tons | CARRIER | HRCU-A-CB (Split System: Heat Pump with Remote Outdoor Unit-Air-Source) | 25VNA837A*031* |  |  | CSPH*3612AL*+UI | 59CU5A100C21**22 | 32200 | 16.5 | 8.1 | 33200 | 24600 | 74.1% | 1.94 | 11.5 | 11 |  |  |  | No | R-410A | 2.6833 | Residential & Commercial | Ducted CEE Tier 1
210596603 | Central HP <5.4 tons | BRYANT HEATING AND COOLING SYSTEMS | HRCU-A-CB (Split System: Heat Pump with Remote Outdoor Unit-Air-Source) | 288BNV037*0**A* |  |  | CSPH*6012AL*+UI | 935CA60080C21*** | 33000 | 17 | 8.1 | 32200 | 24800 | 77.02% | 2.02 | 0 | 11.5 |  |  |  | No | R-410A | 2.75 | Residential & Commercial | Ducted CEE Tier 1
215941013 | Central HP <5.4 tons | TEMPSTAR | HRCU-A-CB (Split System: Heat Pump with Remote Outdoor Unit-Air-Source) | T5H3V48*K*AAA* |  |  | EA*5X60M24A*+WALLCON | *97CTN0802120A* | 44500 | 21 | 9.5 | 48500 | 36600 | 75.46% | 2 | 0 | 11 |  |  |  | No | R-454B | 3.7083 | Residential & Commercial | Ducted CEE Tier 1
213781110 | Central HP <5.4 tons | COMFORTMAKER | HRCU-A-CB (Split System: Heat Pump with Remote Outdoor Unit-Air-Source) | CVH837GKA2* |  |  | EA*4X42L24A*+WALLCON | *80CTL1352422B* | 31800 | 17 | 8.1 | 33000 | 24200 | 73.33% | 1.88 | 0 | 11 |  |  |  | No | R-410A | 2.65 | Residential & Commercial | Ducted CEE Tier 1
213781210 | Central HP <5.4 tons | COMFORTMAKER | HRCU-A-CB (Split System: Heat Pump with Remote Outdoor Unit-Air-Source) | CVH837GKA2* |  |  | EA*4X43L21A*+WALLCON | *95CSU0601716B* | 32800 | 17 | 8.5 | 33000 | 25200 | 76.36% | 1.96 | 0 | 11 |  |  |  | No | R-410A | 2.7333 | Residential & Commercial | Ducted CEE Tier 1
213781580 | Central HP <5.4 tons | COMFORTMAKER | HRCU-A-CB (Split System: Heat Pump with Remote Outdoor Unit-Air-Source) | CVH837GKA2* |  |  | EA*4X61L21A*+WALLCON | *80CTL1102120B* | 33200 | 17.5 | 8.5 | 32000 | 24800 | 77.5% | 1.98 | 0 | 11.5 |  |  |  | No | R-410A | 2.7667 | Residential & Commercial | Ducted CEE Tier 1
213782180 | Central HP <5.4 tons | COMFORTMAKER | HRCU-A-CB (Split System: Heat Pump with Remote Outdoor Unit-Air-Source) | CVH837GKA2* |  |  | EHD4X48AAL+WALLCON | *96CTN0801714B* | 32600 | 16.5 | 8.1 | 33000 | 25000 | 75.76% | 1.94 | 0 | 11 |  |  |  | No | R-410A | 2.7167 | Residential & Commercial | Ducted CEE Tier 1
213782300 | Central HP <5.4 tons | COMFORTMAKER | HRCU-A-CB (Split System: Heat Pump with Remote Outdoor Unit-Air-Source) | CVH837GKA2* |  |  | EHD4X60AAL+WALLCON | *97CMN0801714B* | 32800 | 16.5 | 8.1 | 32600 | 25000 | 76.69% | 1.96 | 0 | 11 |  |  |  | No | R-410A | 2.7333 | Residential & Commercial | Ducted CEE Tier 1
214574003 | Central HP <5.4 tons | COMFORTMAKER | HRCU-A-CB (Split System: Heat Pump with Remote Outdoor Unit-Air-Source) | CVH837GKA2* |  |  | EA*4X48L24A*+WALLCON | *97CMN0602120B* | 32200 | 17 | 8.5 | 32600 | 25200 | 77.3% | 1.96 | 0 | 11 |  |  |  | No | R-410A | 2.6833 | Residential & Commercial | Ducted CEE Tier 1
214574103 | Central HP <5.4 tons | COMFORTMAKER | HRCU-A-CB (Split System: Heat Pump with Remote Outdoor Unit-Air-Source) | CVH837GKA2* |  |  | EA*4X61L21A*+WALLCON | *95CSU0802120B* | 33200 | 17.5 | 8.5 | 32000 | 25000 | 78.12% | 2 | 0 | 11.5 |  |  |  | No | R-410A | 2.7667 | Residential & Commercial | Ducted CEE Tier 1
213077463 | Central HP <5.4 tons | BRYANT HEATING AND COOLING SYSTEMS | HRCU-A-CB (Split System: Heat Pump with Remote Outdoor Unit-Air-Source) | 38MURAQ36AB3* |  |  | CNPV*4821AL* | 926TC48080V17*** | 35600 | 16 | 8.1 | 38500 | 35000 | 90.91% | 1.98 | 0 | 10 |  |  |  | No | R-410A | 2.9667 | Residential & Commercial | Ducted CEE Tier 1
213077497 | Central HP <5.4 tons | BRYANT HEATING AND COOLING SYSTEMS | HRCU-A-CB (Split System: Heat Pump with Remote Outdoor Unit-Air-Source) | 38MURAQ36AB3* |  |  | CAP**4221AL* | 926TC60080V21*** | 35600 | 16 | 8.1 | 38500 | 35200 | 91.43% | 1.9 | 0 | 10 |  |  |  | No | R-410A | 2.9667 | Residential & Commercial | Ducted CEE Tier 1
206788412 | Central HP <5.4 tons | CARRIER | HRCU-A-CB (Split System: Heat Pump with Remote Outdoor Unit-Air-Source) | 25VNA424A*031* |  |  | CSPH*3612AL*+UI | 59MN7B080C17**14 | 23600 | 19.5 | 9 | 26600 | 19900 | 74.81% | 2.46 | 13 | 12.5 |  |  |  | No | R-410A | 1.9667 | Residential & Commercial | Ducted CEE Tier 1
206788426 | Central HP <5.4 tons | CARRIER | HRCU-A-CB (Split System: Heat Pump with Remote Outdoor Unit-Air-Source) | 25VNA424A*031* |  |  | CSPH*4212AL*+UI | 58TN*A070C14**12 | 24000 | 20.5 | 9.5 | 26400 | 19700 | 74.62% | 2.52 | 14 | 13 |  |  |  | No | R-410A | 2 | Residential & Commercial | Ducted CEE Tier 1
206788496 | Central HP <5.4 tons | CARRIER | HRCU-A-CB (Split System: Heat Pump with Remote Outdoor Unit-Air-Source) | 25VNA424A*031* |  |  | CNPV*4221AL*+UI | 58TN*A070C17**16 | 23400 | 20.5 | 10 | 26600 | 19800 | 74.44% | 2.46 | 14 | 13 |  |  |  | No | R-410A | 1.95 | Residential & Commercial | Ducted CEE Tier 1
214809156 | Central HP <5.4 tons | JOHNSON CONTROLS | HRCU-A-CB (Split System: Heat Pump with Remote Outdoor Unit-Air-Source) | HH860E2S11 |  |  | CTU60D5XGS1+JMC20D2SN1+TXV |  | 46000 | 19 | 9.5 | 46000 | 34000 | 73.91% | 2 | 0 | 12 |  |  |  | No | R-454B | 3.8333 | Residential & Commercial | Ducted CEE Tier 1
214809176 | Central HP <5.4 tons | JOHNSON CONTROLS | HRCU-A-CB (Split System: Heat Pump with Remote Outdoor Unit-Air-Source) | HH860E2S11 |  |  | CTU60C5XGS1+TXV | TM8V080C16MP12 | 43500 | 18 | 9 | 44000 | 33400 | 75.91% | 2 | 0 | 11.7 |  |  |  | No | R-454B | 3.625 | Residential & Commercial | Ducted CEE Tier 1
215853265 | Central HP <5.4 tons | YORK | HRCU-A-CB (Split System: Heat Pump with Remote Outdoor Unit-Air-Source) | HH860E2S11 |  |  | CTM60D5CJS1 | YP9C120D20MP13 | 53500 | 19 | 9 | 55500 | 40000 | 72.07% | 2 | 0 | 11 |  |  |  | No | R-454B | 4.4583 | Residential & Commercial | Ducted CEE Tier 1
215389818 | Central HP <5.4 tons | COMFORTMAKER | HRCU-A-CB (Split System: Heat Pump with Remote Outdoor Unit-Air-Source) | DLCURAH36ABK |  |  | END4X42L17** | *96VTN0601716B* | 35400 | 15.5 | 8.5 | 38500 | 35000 | 90.91% | 1.94 | 0 | 10 |  |  |  | No | R-410A | 2.95 | Residential & Commercial | Ducted CEE Tier 1
211230008 | Central HP <5.4 tons | AIRQUEST | HRCU-A-CB (Split System: Heat Pump with Remote Outdoor Unit-Air-Source) | DLCURAH36ABK |  |  | EN(A,D,W)4X48L21** | *80VSL0902120A* | 35800 | 16.5 | 8.1 | 38500 | 34800 | 90.39% | 2 | 0 | 10 |  |  |  | No | R-410A | 2.9833 | Residential & Commercial | Ducted CEE Tier 1
211230251 | Central HP <5.4 tons | AIRQUEST | HRCU-A-CB (Split System: Heat Pump with Remote Outdoor Unit-Air-Source) | DLCURAH36ABK |  |  | EN(A,D,W)4X48L21** | *96VSN1002120A* | 36200 | 16 | 8.1 | 38500 | 34800 | 90.39% | 2.02 | 0 | 10 |  |  |  | No | R-410A | 3.0167 | Residential & Commercial | Ducted CEE Tier 1
211230283 | Central HP <5.4 tons | AIRQUEST | HRCU-A-CB (Split System: Heat Pump with Remote Outdoor Unit-Air-Source) | DLCURAH36ABK |  |  | EN(A,D,W)4X48L21** | *95ESU1002120A* | 36400 | 16 | 8.1 | 38500 | 34800 | 90.39% | 2.04 | 0 | 10.5 |  |  |  | No | R-410A | 3.0333 | Residential & Commercial | Ducted CEE Tier 1
211230342 | Central HP <5.4 tons | AIRQUEST | HRCU-A-CB (Split System: Heat Pump with Remote Outdoor Unit-Air-Source) | DLCURAH36ABK |  |  | EN(A,D,W)4X48L21** | *96VTN1002122A* | 36000 | 16.5 | 8.1 | 38500 | 34800 | 90.39% | 2.02 | 0 | 10.5 |  |  |  | No | R-410A | 3 | Residential & Commercial | Ducted CEE Tier 1
211230558 | Central HP <5.4 tons | AIRQUEST | HRCU-A-CB (Split System: Heat Pump with Remote Outdoor Unit-Air-Source) | DLCURAH36ABK |  |  | EN(A,D)4X48L24** | *80VTL0902120A* | 35800 | 16.5 | 8.1 | 38500 | 34800 | 90.39% | 2 | 0 | 10 |  |  |  | No | R-410A | 2.9833 | Residential & Commercial | Ducted CEE Tier 1
206765142 | Central HP <5.4 tons | CARRIER | HRCU-A-CB (Split System: Heat Pump with Remote Outdoor Unit-Air-Source) | 25VNA837A*031* |  |  | CAP**4221AL*+UI | 59CU5A100C21**22 | 31800 | 17.5 | 8.1 | 33000 | 24400 | 73.94% | 1.9 | 11.5 | 11 |  |  |  | No | R-410A | 2.65 | Residential & Commercial | Ducted CEE Tier 1
215676958 | Central HP <5.4 tons | COMFORTMAKER | HRCU-A-CB (Split System: Heat Pump with Remote Outdoor Unit-Air-Source) | C5H0V48*K*AAA* |  |  | EVD5X61M24A*+WALLCON | *96CTN1202422B* | 48500 | 19.5 | 9.5 | 50000 | 36600 | 73.2% | 2.12 | 0 | 10.5 |  |  |  | No | R-454B | 4.0417 | Residential & Commercial | Ducted CEE Tier 1
215940913 | Central HP <5.4 tons | TEMPSTAR | HRCU-A-CB (Split System: Heat Pump with Remote Outdoor Unit-Air-Source) | T5H3V36*K*AAA* |  |  | EVD5X60M24A*+WALLCON | *97CTN1202422A* | 35600 | 22 | 8.5 | 38000 | 28400 | 74.74% | 2.04 | 0 | 12.5 |  |  |  | No | R-454B | 2.9667 | Residential & Commercial | Ducted CEE Tier 1
215681902 | Central HP <5.4 tons | TEMPSTAR | HRCU-A-CB (Split System: Heat Pump with Remote Outdoor Unit-Air-Source) | T5H0V48*K*AAA* |  |  | EVM5X60M21A*+WALLCON | *96CTN0802120B* | 48000 | 19 | 9 | 50000 | 36800 | 73.6% | 2 | 0 | 10 |  |  |  | No | R-454B | 4 | Residential & Commercial | Ducted CEE Tier 1
215674183 | Central HP <5.4 tons | TEMPSTAR | HRCU-A-CB (Split System: Heat Pump with Remote Outdoor Unit-Air-Source) | T5H0V48*K*AAA* |  |  | EA*5X60M24A*+WALLCON | *80CTL0702120B* | 45000 | 18 | 9 | 47500 | 33600 | 70.74% | 2.08 | 0 | 10 |  |  |  | No | R-454B | 3.75 | Residential & Commercial | Ducted CEE Tier 1
215674233 | Central HP <5.4 tons | TEMPSTAR | HRCU-A-CB (Split System: Heat Pump with Remote Outdoor Unit-Air-Source) | T5H0V48*K*AAA* |  |  | EA*5X60M24A*+WALLCON | *95CSU1002122B* | 45000 | 18 | 9 | 47500 | 33400 | 70.32% | 2.08 | 0 | 10 |  |  |  | No | R-454B | 3.75 | Residential & Commercial | Ducted CEE Tier 1
202461104 | Central HP <5.4 tons | AMERICAN STANDARD | HRCU-A-CB (Split System: Heat Pump with Remote Outdoor Unit-Air-Source) | 4A6C7048A4 |  |  | 4TXFH064AZ3 | S8X2D120M5PSA | 47500 | 16.5 | 8.1 | 48000 | 48000 | 100% | 3.6 | 13 | 12 |  |  |  | No | R-410A | 3.9583 | Residential & Commercial | Ducted CEE Tier 1
210598473 | Central HP <5.4 tons | AIRQUEST | HRCU-A-CB (Split System: Heat Pump with Remote Outdoor Unit-Air-Source) | HVH825GKA2* |  |  | EN(A,D,W)4X48L21**+WALLCON | *80CSU0601716A* | 24200 | 17 | 8.1 | 21400 | 16600 | 77.57% | 2.02 | 0 | 11 |  |  |  | No | R-410A | 2.0167 | Residential & Commercial | Ducted CEE Tier 1
210598521 | Central HP <5.4 tons | AIRQUEST | HRCU-A-CB (Split System: Heat Pump with Remote Outdoor Unit-Air-Source) | HVH825GKA2* |  |  | EN(A,D,W)4X48L21**+WALLCON | *97CMN0602120A* | 24000 | 16.5 | 8.1 | 21400 | 16700 | 78.04% | 2 | 0 | 11 |  |  |  | No | R-410A | 2 | Residential & Commercial | Ducted CEE Tier 1
210598006 | Central HP <5.4 tons | AIRQUEST | HRCU-A-CB (Split System: Heat Pump with Remote Outdoor Unit-Air-Source) | HVH825GKA2* |  |  | EA*4X48L21A*+WALLCON | *80CSU1002120A* | 24000 | 16.5 | 8.1 | 21000 | 16600 | 79.05% | 2.02 | 0 | 11 |  |  |  | No | R-410A | 2 | Residential & Commercial | Ducted CEE Tier 1
215670491 | Central HP <5.4 tons | COMFORTMAKER | HRCU-A-CB (Split System: Heat Pump with Remote Outdoor Unit-Air-Source) | C5H0V36*K*AAA* |  |  | ESH5X60M12A*+WALLCON | *95CSU1002122B* | 34600 | 17 | 8.5 | 34600 | 24800 | 71.68% | 1.92 | 0 | 10 |  |  |  | No | R-454B | 2.8833 | Residential & Commercial | Ducted CEE Tier 1
203118275 | Central HP <5.4 tons | TRANE | HRCU-A-CB (Split System: Heat Pump with Remote Outdoor Unit-Air-Source) | 4TWA7048A4 |  |  | 4PX*DU60BS3 | S8X1D120M5PTA | 47500 | 16.5 | 8.1 | 48000 | 48000 | 100% | 3.6 | 13 | 12 |  |  |  | No | R-410A | 3.9583 | Residential & Commercial | Ducted CEE Tier 1
214807724 | Central HP <5.4 tons | JOHNSON CONTROLS | HRCU-A-CB (Split System: Heat Pump with Remote Outdoor Unit-Air-Source) | HH824E2S11 |  |  | CTM36B5ADS1 | TPLC080B12MP13 | 23000 | 17 | 9 | 23000 | 17700 | 76.96% | 2 | 0 | 12 |  |  |  | No | R-454B | 1.9167 | Residential & Commercial | Ducted CEE Tier 1
214807825 | Central HP <5.4 tons | JOHNSON CONTROLS | HRCU-A-CB (Split System: Heat Pump with Remote Outdoor Unit-Air-Source) | HH824E2S11 |  |  | CTU30B5XCS1+JME12B2SN1+TXV |  | 23000 | 19 | 9.5 | 23000 | 19000 | 82.61% | 2 | 0 | 12 |  |  |  | No | R-454B | 1.9167 | Residential & Commercial | Ducted CEE Tier 1
214807709 | Central HP <5.4 tons | JOHNSON CONTROLS | HRCU-A-CB (Split System: Heat Pump with Remote Outdoor Unit-Air-Source) | HH824E2S11 |  |  | CTU36B5XDS1+JME08B2SN1+TXV |  | 23000 | 19 | 9.5 | 23000 | 18000 | 78.26% | 2 | 0 | 12 |  |  |  | No | R-454B | 1.9167 | Residential & Commercial | Ducted CEE Tier 1
214807743 | Central HP <5.4 tons | JOHNSON CONTROLS | HRCU-A-CB (Split System: Heat Pump with Remote Outdoor Unit-Air-Source) | HH824E2S11 |  |  | CTM36B5ADS1 | TP9C080B12MP13 | 23000 | 18 | 9.5 | 23000 | 18500 | 80.43% | 2 | 0 | 12 |  |  |  | No | R-454B | 1.9167 | Residential & Commercial | Ducted CEE Tier 1
214807810 | Central HP <5.4 tons | JOHNSON CONTROLS | HRCU-A-CB (Split System: Heat Pump with Remote Outdoor Unit-Air-Source) | HH824E2S11 |  |  | CTU30B5XCS1+JMET08BS2N1+TXV |  | 23000 | 18 | 9.5 | 23000 | 18200 | 79.13% | 2 | 0 | 12 |  |  |  | No | R-454B | 1.9167 | Residential & Commercial | Ducted CEE Tier 1
213772270 | Central HP <5.4 tons | COMFORTMAKER | HRCU-A-CB (Split System: Heat Pump with Remote Outdoor Unit-Air-Source) | CVH825GKA2* |  |  | EHD4X42AAL+WALLCON | *80CTL0701412B* | 24200 | 16.5 | 8.1 | 21200 | 16600 | 78.3% | 2 | 0 | 10.5 |  |  |  | No | R-410A | 2.0167 | Residential & Commercial | Ducted CEE Tier 1
214327252 | Central HP <5.4 tons | FRIEDRICH | HRCU-A-CB (Split System: Heat Pump with Remote Outdoor Unit-Air-Source) | FRP18AZ48AJVC |  |  | RCFZ6021SEAAM | FR801V0704A17UHU | 44000 | 18 | 8.1 | 43500 | 45500 | 104.6% | 1.9 | 0 | 10 |  |  |  | No | R-410A | 3.6667 | Residential & Commercial | Ducted CEE Tier 1
214650205 | Central HP <5.4 tons | JOHNSON CONTROLS | HRCU-A-CB (Split System: Heat Pump with Remote Outdoor Unit-Air-Source) | HH824E2S11 |  |  | CTU36B5XDS1+TXV | TPLC080B12MP13 | 23000 | 18 | 9 | 23000 | 18500 | 80.43% | 2 | 0 | 12 |  |  |  | No | R-454B | 1.9167 | Residential & Commercial | Ducted CEE Tier 1
202461101 | Central HP <5.4 tons | AMERICAN STANDARD | HRCU-A-CB (Split System: Heat Pump with Remote Outdoor Unit-Air-Source) | 4A6C7048A4 |  |  | 4TXFH064AZ3 | S8X1D120M5PSA | 47500 | 16.5 | 8.1 | 48000 | 48000 | 100% | 3.6 | 13 | 12 |  |  |  | No | R-410A | 3.9583 | Residential & Commercial | Ducted CEE Tier 1
201800164 | Central HP <5.4 tons | AMERICAN STANDARD | HRCU-A-CB (Split System: Heat Pump with Remote Outdoor Unit-Air-Source) | 4A6C7048A4 |  |  | 4TXCD008DS3 | S9V2C080U5PSB | 45500 | 17 | 8.1 | 47500 | 45000 | 94.74% | 3.4 | 12.5 | 11.7 |  |  |  | No | R-410A | 3.7917 | Residential & Commercial | Ducted CEE Tier 1
215667214 | Central HP <5.4 tons | TEMPSTAR | HRCU-A-CB (Split System: Heat Pump with Remote Outdoor Unit-Air-Source) | T5H0V24*K*AAA* |  |  | EA*5X25M17A*+WALLCON | *80CTL0701716B* | 24000 | 17.5 | 9 | 23200 | 16400 | 70.69% | 2 | 0 | 10.5 |  |  |  | No | R-454B | 2 | Residential & Commercial | Ducted CEE Tier 1
214075382 | Central HP <5.4 tons | FRIEDRICH | HRCU-A-CB (Split System: Heat Pump with Remote Outdoor Unit-Air-Source) | RD17AZ60AJ3N |  |  | TCFZ6024STANM | FR98MV1005A21UP | 55000 | 17 | 8.1 | 54500 | 49500 | 90.83% | 1.75 | 0 | 10 |  |  |  | No | R-410A | 4.5833 | Residential & Commercial | Ducted CEE Tier 1
213353738 | Central HP <5.4 tons | BRYANT HEATING AND COOLING SYSTEMS | HRCU-A-CB (Split System: Heat Pump with Remote Outdoor Unit-Air-Source) | 38MURAQ18AB3* |  |  | F54AA*B24L* |  | 18100 | 16 | 8.5 | 18600 | 18600 | 100% | 2.24 | 0 | 10.5 |  |  |  | No | R-410A | 1.5083 | Residential & Commercial | Ducted CEE Tier 1
215682348 | Central HP <5.4 tons | COMFORTMAKER | HRCU-A-CB (Split System: Heat Pump with Remote Outdoor Unit-Air-Source) | C5H0V48*K*AAA* |  |  | EVD5X60M21A*+WALLCON | *97CTN0801716A* | 47500 | 18.5 | 9 | 50000 | 37200 | 74.4% | 1.98 | 0 | 10 |  |  |  | No | R-454B | 3.9583 | Residential & Commercial | Ducted CEE Tier 1
215939803 | Central HP <5.4 tons | TEMPSTAR | HRCU-A-CB (Split System: Heat Pump with Remote Outdoor Unit-Air-Source) | T5H3V36*K*AAA* |  |  | EA*5X60M24A*+WALLCON | *97CTN0802120A* | 34000 | 20 | 9.5 | 34200 | 26000 | 76.02% | 2.06 | 0 | 11.7 |  |  |  | No | R-454B | 2.8333 | Residential & Commercial | Ducted CEE Tier 1
206788905 | Central HP <5.4 tons | CARRIER | HRCU-A-CB (Split System: Heat Pump with Remote Outdoor Unit-Air-Source) | 25VNA448A*031* |  |  | CAP**6121AL*+UI | 58TN*A090C21**20 | 45500 | 21.5 | 9.5 | 46000 | 36400 | 79.13% | 2.36 | 12.5 | 12 |  |  |  | No | R-410A | 3.7917 | Residential & Commercial | Ducted CEE Tier 1
215667594 | Central HP <5.4 tons | TEMPSTAR | HRCU-A-CB (Split System: Heat Pump with Remote Outdoor Unit-Air-Source) | T5H0V24*K*AAA* |  |  | EA*5X36M17A*+WALLCON | *80CSU0601716A* | 23200 | 17 | 9 | 23600 | 16600 | 70.34% | 1.98 | 0 | 10 |  |  |  | No | R-454B | 1.9333 | Residential & Commercial | Ducted CEE Tier 1
214075471 | Central HP <5.4 tons | FRIEDRICH | HRCU-A-CB (Split System: Heat Pump with Remote Outdoor Unit-Air-Source) | RD17AZ24AJ3N |  |  | TCFZ2417MTANM | FR801V0503A14DZ | 22600 | 17 | 9.5 | 22600 | 16800 | 74.34% | 2 | 0 | 11.2 |  |  |  | No | R-410A | 1.8833 | Residential & Commercial | Ducted CEE Tier 1
214075480 | Central HP <5.4 tons | FRIEDRICH | HRCU-A-CB (Split System: Heat Pump with Remote Outdoor Unit-Air-Source) | RD17AZ24AJ3N |  |  | TCFZ2417MTANM | FR802V0503A14UH | 22600 | 17 | 9.5 | 22600 | 16900 | 74.78% | 2 | 0 | 11.2 |  |  |  | No | R-410A | 1.8833 | Residential & Commercial | Ducted CEE Tier 1
214075489 | Central HP <5.4 tons | FRIEDRICH | HRCU-A-CB (Split System: Heat Pump with Remote Outdoor Unit-Air-Source) | RD17AZ24AJ3N |  |  | TCFZ2417MTANM | FR921V0703A17M4 | 22600 | 17 | 9.5 | 22600 | 16900 | 74.78% | 2 | 0 | 11.2 |  |  |  | No | R-410A | 1.8833 | Residential & Commercial | Ducted CEE Tier 1
214075491 | Central HP <5.4 tons | FRIEDRICH | HRCU-A-CB (Split System: Heat Pump with Remote Outdoor Unit-Air-Source) | RD17AZ24AJ3N |  |  | TCFZ2417MTANM | FR801V0754A17DZ | 22600 | 17 | 9.5 | 22600 | 16800 | 74.34% | 2.1 | 0 | 11.2 |  |  |  | No | R-410A | 1.8833 | Residential & Commercial | Ducted CEE Tier 1
214075496 | Central HP <5.4 tons | FRIEDRICH | HRCU-A-CB (Split System: Heat Pump with Remote Outdoor Unit-Air-Source) | RD17AZ24AJ3N |  |  | TCFZ2417MTANM | FR801V0504A17UHN | 22600 | 17 | 9.5 | 22600 | 16900 | 74.78% | 2 | 0 | 11.2 |  |  |  | No | R-410A | 1.8833 | Residential & Commercial | Ducted CEE Tier 1
215931956 | Central HP <5.4 tons | HEIL | HRCU-A-CB (Split System: Heat Pump with Remote Outdoor Unit-Air-Source) | H5H3V36*K*AAA* |  |  | EA*5X24M17A*+WALLCON | *96CTN0601714B* | 31400 | 18.5 | 9.5 | 35000 | 26800 | 76.57% | 2 | 0 | 10 |  |  |  | No | R-454B | 2.6167 | Residential & Commercial | Ducted CEE Tier 1
212975827 | Central HP <5.4 tons | AIRQUEST | HRCU-A-CB (Split System: Heat Pump with Remote Outdoor Unit-Air-Source) | DLCURAH18ABK |  |  | EN(A,D)4X24L17** | *96VTN0801716B* | 17700 | 16 | 8.5 | 18700 | 19100 | 102.1% | 2.3 | 0 | 11 |  |  |  | No | R-410A | 1.475 | Residential & Commercial | Ducted CEE Tier 1
212975791 | Central HP <5.4 tons | DAY & NIGHT | HRCU-A-CB (Split System: Heat Pump with Remote Outdoor Unit-Air-Source) | DLCURAH18ABK |  |  | EA*4X24L17A* | *96VTN0801716B* | 17200 | 16 | 8.5 | 18200 | 19400 | 106.6% | 2.34 | 0 | 10.5 |  |  |  | No | R-410A | 1.4333 | Residential & Commercial | Ducted CEE Tier 1
212986658 | Central HP <5.4 tons | AIRQUEST | HRCU-A-CB (Split System: Heat Pump with Remote Outdoor Unit-Air-Source) | DLCURAH18ABK |  |  | EA*4X19L17A* | *96MSN0401712A* | 17600 | 15.5 | 8.1 | 17800 | 17900 | 100.6% | 2.14 | 0 | 10.5 |  |  |  | No | R-410A | 1.4667 | Residential & Commercial | Ducted CEE Tier 1
212987010 | Central HP <5.4 tons | AIRQUEST | HRCU-A-CB (Split System: Heat Pump with Remote Outdoor Unit-Air-Source) | DLCURAH18ABK |  |  | EA*4X25L17A* | *96MSN0601412A* | 17800 | 16.5 | 8.1 | 17700 | 17700 | 100% | 2.14 | 0 | 10.5 |  |  |  | No | R-410A | 1.4833 | Residential & Commercial | Ducted CEE Tier 1
212987060 | Central HP <5.4 tons | AIRQUEST | HRCU-A-CB (Split System: Heat Pump with Remote Outdoor Unit-Air-Source) | DLCURAH18ABK |  |  | EN(A,D)4X24L17** | *96MSN0601412A* | 17300 | 16 | 8.1 | 18300 | 19200 | 104.9% | 2.32 | 0 | 10.5 |  |  |  | No | R-410A | 1.4417 | Residential & Commercial | Ducted CEE Tier 1
212987510 | Central HP <5.4 tons | AIRQUEST | HRCU-A-CB (Split System: Heat Pump with Remote Outdoor Unit-Air-Source) | DLCURAH18ABK |  |  | EA*4X24L17A* | *96MSN0801716A* | 17700 | 16 | 8.5 | 18600 | 19400 | 104.3% | 2.32 | 0 | 10.5 |  |  |  | No | R-410A | 1.475 | Residential & Commercial | Ducted CEE Tier 1
212973304 | Central HP <5.4 tons | AIRQUEST | HRCU-A-CB (Split System: Heat Pump with Remote Outdoor Unit-Air-Source) | DLCURAH18ABK |  |  | EA*4X24L14A* | *96VSN0601412B* | 17200 | 16 | 8.5 | 18100 | 19400 | 107.2% | 2.34 | 0 | 10.5 |  |  |  | No | R-410A | 1.4333 | Residential & Commercial | Ducted CEE Tier 1
212973354 | Central HP <5.4 tons | AIRQUEST | HRCU-A-CB (Split System: Heat Pump with Remote Outdoor Unit-Air-Source) | DLCURAH18ABK |  |  | EN(A,D)4X18L14** | *96VSN0601412B* | 17300 | 16 | 8.5 | 18500 | 19800 | 107% | 2.38 | 0 | 10.5 |  |  |  | No | R-410A | 1.4417 | Residential & Commercial | Ducted CEE Tier 1
215584441 | Central HP <5.4 tons | FRIEDRICH | HRCU-A-CB (Split System: Heat Pump with Remote Outdoor Unit-Air-Source) | FRP19AY48AJVC |  |  | FRHMVY4821SEACA |  | 45500 | 19 | 8.5 | 45500 | 42000 | 92.31% | 2.1 | 0 | 12 |  |  |  | No | R-454B | 3.7917 | Residential & Commercial | Ducted CEE Tier 1
215679692 | Central HP <5.4 tons | TEMPSTAR | HRCU-A-CB (Split System: Heat Pump with Remote Outdoor Unit-Air-Source) | T5H0V36*K*AAA* |  |  | EA*5X61M24A*+WALLCON | *97CTN1002122A* | 35000 | 18.5 | 9 | 34400 | 24800 | 72.09% | 1.92 | 0 | 10.5 |  |  |  | No | R-454B | 2.9167 | Residential & Commercial | Ducted CEE Tier 1
206788871 | Central HP <5.4 tons | CARRIER | HRCU-A-CB (Split System: Heat Pump with Remote Outdoor Unit-Air-Source) | 25VNA436A*031* |  |  | CSPH*4812AL*+UI | 59CU5A080C21**20 | 34200 | 19 | 9 | 35000 | 25800 | 73.71% | 2.04 | 12.5 | 12 |  |  |  | No | R-410A | 2.85 | Residential & Commercial | Ducted CEE Tier 1
206790254 | Central HP <5.4 tons | BRYANT HEATING AND COOLING SYSTEMS | HRCU-A-CB (Split System: Heat Pump with Remote Outdoor Unit-Air-Source) | 284ANV024*0**B* |  |  | CAP**3621AL*+UI | 935CA66100C21*** | 23400 | 20.5 | 10 | 26600 | 19700 | 74.06% | 2.44 | 14 | 13.5 |  |  |  | No | R-410A | 1.95 | Residential & Commercial | Ducted CEE Tier 1
206790255 | Central HP <5.4 tons | BRYANT HEATING AND COOLING SYSTEMS | HRCU-A-CB (Split System: Heat Pump with Remote Outdoor Unit-Air-Source) | 284ANV024*0**B* |  |  | CNPV*3617AL*+UI | 935CA48060C17*** | 23200 | 20 | 9.5 | 26800 | 20000 | 74.63% | 2.36 | 13.5 | 13 |  |  |  | No | R-410A | 1.9333 | Residential & Commercial | Ducted CEE Tier 1
215667771 | Central HP <5.4 tons | TEMPSTAR | HRCU-A-CB (Split System: Heat Pump with Remote Outdoor Unit-Air-Source) | T5H0V24*K*AAA* |  |  | EA*5X37M17A*+WALLCON | *80CTL0901716B* | 23800 | 17 | 9 | 23400 | 16500 | 70.51% | 2 | 0 | 10.5 |  |  |  | No | R-454B | 1.9833 | Residential & Commercial | Ducted CEE Tier 1
215667803 | Central HP <5.4 tons | TEMPSTAR | HRCU-A-CB (Split System: Heat Pump with Remote Outdoor Unit-Air-Source) | T5H0V24*K*AAA* |  |  | EA*5X37M17A*+WALLCON | *96CTN0601714B* | 23800 | 17 | 9 | 23600 | 16600 | 70.34% | 2 | 0 | 10 |  |  |  | No | R-454B | 1.9833 | Residential & Commercial | Ducted CEE Tier 1
215667851 | Central HP <5.4 tons | TEMPSTAR | HRCU-A-CB (Split System: Heat Pump with Remote Outdoor Unit-Air-Source) | T5H0V24*K*AAA* |  |  | EA*5X37M21A*+WALLCON | *80CTL0702120B* | 24000 | 17.5 | 9 | 23200 | 16300 | 70.26% | 2.02 | 0 | 10.5 |  |  |  | No | R-454B | 2 | Residential & Commercial | Ducted CEE Tier 1
215940403 | Central HP <5.4 tons | TEMPSTAR | HRCU-A-CB (Split System: Heat Pump with Remote Outdoor Unit-Air-Source) | T5H3V36*K*AAA* |  |  | EVM5X60M21A*+WALLCON | *96CTN0802120B* | 35600 | 21.5 | 8.5 | 38000 | 28600 | 75.26% | 2.04 | 0 | 12 |  |  |  | No | R-454B | 2.9667 | Residential & Commercial | Ducted CEE Tier 1
215940823 | Central HP <5.4 tons | TEMPSTAR | HRCU-A-CB (Split System: Heat Pump with Remote Outdoor Unit-Air-Source) | T5H3V36*K*AAA* |  |  | EVD5X60M21A*+WALLCON | *80CSU0401712B* | 35800 | 22 | 8.5 | 38000 | 28400 | 74.74% | 2.02 | 0 | 12.5 |  |  |  | No | R-454B | 2.9833 | Residential & Commercial | Ducted CEE Tier 1
215682132 | Central HP <5.4 tons | TEMPSTAR | HRCU-A-CB (Split System: Heat Pump with Remote Outdoor Unit-Air-Source) | T5H0V48*K*AAA* |  |  | EVD5X48M21A*+WALLCON | *80CSU0802120B* | 47000 | 18.5 | 9 | 50000 | 36200 | 72.4% | 2.02 | 0 | 10 |  |  |  | No | R-454B | 3.9167 | Residential & Commercial | Ducted CEE Tier 1
215682182 | Central HP <5.4 tons | TEMPSTAR | HRCU-A-CB (Split System: Heat Pump with Remote Outdoor Unit-Air-Source) | T5H0V48*K*AAA* |  |  | EVD5X48M24A*+WALLCON | *96CTN0802120B* | 47000 | 18.5 | 9 | 50000 | 36400 | 72.8% | 2 | 0 | 10 |  |  |  | No | R-454B | 3.9167 | Residential & Commercial | Ducted CEE Tier 1
215674403 | Central HP <5.4 tons | TEMPSTAR | HRCU-A-CB (Split System: Heat Pump with Remote Outdoor Unit-Air-Source) | T5H0V48*K*AAA* |  |  | EA*5X61M21A*+WALLCON | *95CSU1002122B* | 46000 | 18 | 9 | 48000 | 33600 | 70% | 2.08 | 0 | 10 |  |  |  | No | R-454B | 3.8333 | Residential & Commercial | Ducted CEE Tier 1
212971192 | Central HP <5.4 tons | TEMPSTAR | HRCU-A-CB (Split System: Heat Pump with Remote Outdoor Unit-Air-Source) | DLCURAH24ABK |  |  | EA*4X37L17A* | *80VTL0451412B* | 24200 | 17 | 8.5 | 25200 | 22000 | 87.3% | 1.84 | 0 | 10 |  |  |  | No | R-410A | 2.0167 | Residential & Commercial | Ducted CEE Tier 1
212975345 | Central HP <5.4 tons | AIRQUEST | HRCU-A-CB (Split System: Heat Pump with Remote Outdoor Unit-Air-Source) | DLCURAH24ABK |  |  | EN(A,D)4X30L17** | *96VTN0401712B* | 23200 | 16 | 8.1 | 26200 | 24800 | 94.66% | 2.06 | 0 | 10 |  |  |  | No | R-410A | 1.9333 | Residential & Commercial | Ducted CEE Tier 1
212975664 | Central HP <5.4 tons | AIRQUEST | HRCU-A-CB (Split System: Heat Pump with Remote Outdoor Unit-Air-Source) | DLCURAH24ABK |  |  | EA*4X30L14A* | *96VTN0601412B* | 23400 | 16.5 | 8.5 | 26200 | 25000 | 95.42% | 2.08 | 0 | 10 |  |  |  | No | R-410A | 1.95 | Residential & Commercial | Ducted CEE Tier 1
212975730 | Central HP <5.4 tons | AIRQUEST | HRCU-A-CB (Split System: Heat Pump with Remote Outdoor Unit-Air-Source) | DLCURAH24ABK |  |  | EN(A,D)4X30L14** | *96VTN0601412B* | 23400 | 16.5 | 8.1 | 26000 | 24400 | 93.85% | 2.02 | 0 | 10 |  |  |  | No | R-410A | 1.95 | Residential & Commercial | Ducted CEE Tier 1
212976048 | Central HP <5.4 tons | AIRQUEST | HRCU-A-CB (Split System: Heat Pump with Remote Outdoor Unit-Air-Source) | DLCURAH24ABK |  |  | EA*4X36L21A* | *96VTN0801716B* | 23600 | 17 | 8.5 | 26200 | 24000 | 91.6% | 2 | 0 | 10 |  |  |  | No | R-410A | 1.9667 | Residential & Commercial | Ducted CEE Tier 1
212989168 | Central HP <5.4 tons | AIRQUEST | HRCU-A-CB (Split System: Heat Pump with Remote Outdoor Unit-Air-Source) | DLCURAH24ABK |  |  | EA*4X36L17A* | *95MSU0601716A* | 23600 | 17 | 8.5 | 26200 | 24000 | 91.6% | 1.98 | 0 | 10 |  |  |  | No | R-410A | 1.9667 | Residential & Commercial | Ducted CEE Tier 1
212989216 | Central HP <5.4 tons | AIRQUEST | HRCU-A-CB (Split System: Heat Pump with Remote Outdoor Unit-Air-Source) | DLCURAH24ABK |  |  | EN(A,D)4X24L17** | *95MSU0601716A* | 23200 | 16.5 | 8.5 | 26800 | 25400 | 94.78% | 2.14 | 0 | 10 |  |  |  | No | R-410A | 1.9333 | Residential & Commercial | Ducted CEE Tier 1
212986241 | Central HP <5.4 tons | DAY & NIGHT | HRCU-A-CB (Split System: Heat Pump with Remote Outdoor Unit-Air-Source) | DLCURAH24ABK |  |  | EN(A,D)4X30L14** | *96MSN0401410A* | 23400 | 16 | 8.1 | 26400 | 24600 | 93.18% | 2.02 | 0 | 10 |  |  |  | No | R-410A | 1.95 | Residential & Commercial | Ducted CEE Tier 1
212975411 | Central HP <5.4 tons | AIRQUEST | HRCU-A-CB (Split System: Heat Pump with Remote Outdoor Unit-Air-Source) | DLCURAH18ABK |  |  | EA*4X25L17A* | *96VTN0601412B* | 17800 | 16.5 | 8.1 | 17600 | 17800 | 101.1% | 2.14 | 0 | 10.5 |  |  |  | No | R-410A | 1.4833 | Residential & Commercial | Ducted CEE Tier 1
212978285 | Central HP <5.4 tons | AIRQUEST | HRCU-A-CB (Split System: Heat Pump with Remote Outdoor Unit-Air-Source) | DLCURAH18ABK |  |  | EA*4X30L17A* | *80MS(N,L)0701412A* | 17400 | 16.5 | 8.5 | 17900 | 18700 | 104.5% | 2.24 | 0 | 10.5 |  |  |  | No | R-410A | 1.45 | Residential & Commercial | Ducted CEE Tier 1
214239865 | Central HP <5.4 tons | HEIL | HRCU-A-CB (Split System: Heat Pump with Remote Outdoor Unit-Air-Source) | HVH837GKA** |  |  | EN(A,D,W)4X48L21**+WALLCON | *80CTL0901716B* | 32400 | 17 | 8.1 | 32800 | 24800 | 75.61% | 1.94 | 0 | 11.7 |  |  |  | No | R-410A | 2.7 | Residential & Commercial | Ducted CEE Tier 1
211262094 | Central HP <5.4 tons | AIRQUEST | HRCU-A-CB (Split System: Heat Pump with Remote Outdoor Unit-Air-Source) | DLCURAH18ABK |  |  | EA*4X30L17A* | *92ESN0601714A* | 17900 | 16.5 | 8.5 | 18300 | 18500 | 101.1% | 2.22 | 0 | 10.5 |  |  |  | No | R-410A | 1.4917 | Residential & Commercial | Ducted CEE Tier 1
215674613 | Central HP <5.4 tons | TEMPSTAR | HRCU-A-CB (Split System: Heat Pump with Remote Outdoor Unit-Air-Source) | T5H0V48*K*AAA* |  |  | EA*5X61M24A*+WALLCON | *97CMN1002122B* | 46000 | 18.5 | 9 | 47500 | 33600 | 70.74% | 2.06 | 0 | 10 |  |  |  | No | R-454B | 3.8333 | Residential & Commercial | Ducted CEE Tier 1
215674656 | Central HP <5.4 tons | TEMPSTAR | HRCU-A-CB (Split System: Heat Pump with Remote Outdoor Unit-Air-Source) | T5H0V48*K*AAA* |  |  | EA*5X61M24A*+WALLCON | *96CTN1002122B* | 46000 | 18.5 | 9 | 47500 | 33600 | 70.74% | 2.06 | 0 | 10 |  |  |  | No | R-454B | 3.8333 | Residential & Commercial | Ducted CEE Tier 1
215666942 | Central HP <5.4 tons | TEMPSTAR | HRCU-A-CB (Split System: Heat Pump with Remote Outdoor Unit-Air-Source) | T5H0V24*K*AAA* |  |  | EA*5X24M14A*+WALLCON | *80CTL0701412B* | 22800 | 17 | 9 | 24000 | 16900 | 70.42% | 1.94 | 0 | 10 |  |  |  | No | R-454B | 1.9 | Residential & Commercial | Ducted CEE Tier 1
204300339 | Central HP <5.4 tons | CARRIER | HRCU-A-CB (Split System: Heat Pump with Remote Outdoor Unit-Air-Source) | 25VNA837A*030* |  |  | CSPH*4212AL*+UI | 59MN7B100C21**22 | 32600 | 16.5 | 8.1 | 33000 | 24800 | 75.15% | 1.96 | 12 | 11 |  |  |  | No | R-410A | 2.7167 | Residential & Commercial | Ducted CEE Tier 1
214327254 | Central HP <5.4 tons | FRIEDRICH | HRCU-A-CB (Split System: Heat Pump with Remote Outdoor Unit-Air-Source) | FRP18AZ60AJVC |  |  | RCFZ6021SEAAM | FR801V1005A21UHU | 53000 | 19 | 8.1 | 53000 | 50500 | 95.28% | 1.9 | 0 | 10 |  |  |  | No | R-410A | 4.4167 | Residential & Commercial | Ducted CEE Tier 1
215667195 | Central HP <5.4 tons | TEMPSTAR | HRCU-A-CB (Split System: Heat Pump with Remote Outdoor Unit-Air-Source) | T5H0V24*K*AAA* |  |  | EA*5X25M17A*+WALLCON | *80CTL0701412B* | 24000 | 17.5 | 9 | 23200 | 16400 | 70.69% | 2 | 0 | 10.5 |  |  |  | No | R-454B | 2 | Residential & Commercial | Ducted CEE Tier 1
215667899 | Central HP <5.4 tons | TEMPSTAR | HRCU-A-CB (Split System: Heat Pump with Remote Outdoor Unit-Air-Source) | T5H0V24*K*AAA* |  |  | EA*5X37M21A*+WALLCON | *97CMN0602120B* | 24000 | 17 | 9 | 23400 | 16400 | 70.09% | 2.02 | 0 | 10.5 |  |  |  | No | R-454B | 2 | Residential & Commercial | Ducted CEE Tier 1
213075899 | Central HP <5.4 tons | BRYANT HEATING AND COOLING SYSTEMS | HRCU-A-CB (Split System: Heat Pump with Remote Outdoor Unit-Air-Source) | 38MURAQ36AB3* |  |  | CAP**4221AL* | 935SB60100M21*** | 35600 | 16 | 8.1 | 38500 | 35200 | 91.43% | 1.9 | 0 | 10 |  |  |  | No | R-410A | 2.9667 | Residential & Commercial | Ducted CEE Tier 1
213781987 | Central HP <5.4 tons | HEIL | HRCU-A-CB (Split System: Heat Pump with Remote Outdoor Unit-Air-Source) | HVH837GKA2* |  |  | EHD4X42AAL+WALLCON | *97CMN1002122B* | 32600 | 16.5 | 8.1 | 33000 | 24600 | 74.55% | 1.94 | 0 | 11 |  |  |  | No | R-410A | 2.7167 | Residential & Commercial | Ducted CEE Tier 1
215931766 | Central HP <5.4 tons | HEIL | HRCU-A-CB (Split System: Heat Pump with Remote Outdoor Unit-Air-Source) | H5H3V60*K*AAA* |  |  | EA*5X61M24A*+WALLCON | *97CMN1202422B* | 57000 | 18.5 | 8.5 | 60500 | 46500 | 76.86% | 2.02 | 0 | 11 |  |  |  | No | R-454B | 4.75 | Residential & Commercial | Ducted CEE Tier 1
214229393 | Central HP <5.4 tons | DAY & NIGHT | HRCU-A-CB (Split System: Heat Pump with Remote Outdoor Unit-Air-Source) | DLCURAH24ABK |  |  | EN(A,D)4X36L21** | *80MSU0802120A* | 23400 | 17 | 8.5 | 25800 | 23800 | 92.25% | 2 | 0 | 10.5 |  |  |  | No | R-410A | 1.95 | Residential & Commercial | Ducted CEE Tier 1
215932539 | Central HP <5.4 tons | COMFORTMAKER | HRCU-A-CB (Split System: Heat Pump with Remote Outdoor Unit-Air-Source) | C5H3V36*K*AAA* |  |  | EA*5X60M24A*+WALLCON | *80CTL0702120B* | 34000 | 20.5 | 9.5 | 34200 | 26000 | 76.02% | 2.04 | 0 | 11.7 |  |  |  | No | R-454B | 2.8333 | Residential & Commercial | Ducted CEE Tier 1
215933209 | Central HP <5.4 tons | COMFORTMAKER | HRCU-A-CB (Split System: Heat Pump with Remote Outdoor Unit-Air-Source) | C5H3V36*K*AAA* |  |  | ESH5X36M12A*+WALLCON | *97CMN1002122B* | 33400 | 19 | 9 | 34800 | 26600 | 76.44% | 1.92 | 0 | 11 |  |  |  | No | R-454B | 2.7833 | Residential & Commercial | Ducted CEE Tier 1
215933309 | Central HP <5.4 tons | COMFORTMAKER | HRCU-A-CB (Split System: Heat Pump with Remote Outdoor Unit-Air-Source) | C5H3V36*K*AAA* |  |  | ESH5X42M12A*+WALLCON | *80CTL0701412B* | 33400 | 19 | 9 | 35200 | 27000 | 76.7% | 1.92 | 0 | 11 |  |  |  | No | R-454B | 2.7833 | Residential & Commercial | Ducted CEE Tier 1
215933359 | Central HP <5.4 tons | COMFORTMAKER | HRCU-A-CB (Split System: Heat Pump with Remote Outdoor Unit-Air-Source) | C5H3V36*K*AAA* |  |  | ESH5X42M12A*+WALLCON | *80CTL1352422B* | 33600 | 19.5 | 9 | 34600 | 26400 | 76.3% | 1.92 | 0 | 11.7 |  |  |  | No | R-454B | 2.8 | Residential & Commercial | Ducted CEE Tier 1
215933409 | Central HP <5.4 tons | COMFORTMAKER | HRCU-A-CB (Split System: Heat Pump with Remote Outdoor Unit-Air-Source) | C5H3V36*K*AAA* |  |  | ESH5X42M12A*+WALLCON | *97CMN0602120B* | 33400 | 18.5 | 9 | 35200 | 27000 | 76.7% | 1.92 | 0 | 11 |  |  |  | No | R-454B | 2.7833 | Residential & Commercial | Ducted CEE Tier 1
215667160 | Central HP <5.4 tons | TEMPSTAR | HRCU-A-CB (Split System: Heat Pump with Remote Outdoor Unit-Air-Source) | T5H0V24*K*AAA* |  |  | EA*5X25M17A*+WALLCON | *80CSU0401712A* | 24000 | 17.5 | 9 | 23400 | 16400 | 70.09% | 2.02 | 0 | 10.5 |  |  |  | No | R-454B | 2 | Residential & Commercial | Ducted CEE Tier 1
215667787 | Central HP <5.4 tons | TEMPSTAR | HRCU-A-CB (Split System: Heat Pump with Remote Outdoor Unit-Air-Source) | T5H0V24*K*AAA* |  |  | EA*5X37M17A*+WALLCON | *97CMN0801714B* | 23800 | 17 | 9 | 23400 | 16500 | 70.51% | 2 | 0 | 10.5 |  |  |  | No | R-454B | 1.9833 | Residential & Commercial | Ducted CEE Tier 1
215667052 | Central HP <5.4 tons | TEMPSTAR | HRCU-A-CB (Split System: Heat Pump with Remote Outdoor Unit-Air-Source) | T5H0V24*K*AAA* |  |  | EA*5X24M17A*+WALLCON | *80CTL0701716B* | 22800 | 16.5 | 9 | 24000 | 16900 | 70.42% | 1.96 | 0 | 10 |  |  |  | No | R-454B | 1.9 | Residential & Commercial | Ducted CEE Tier 1
215667811 | Central HP <5.4 tons | TEMPSTAR | HRCU-A-CB (Split System: Heat Pump with Remote Outdoor Unit-Air-Source) | T5H0V24*K*AAA* |  |  | EA*5X37M17A*+WALLCON | *96CTN0801714B* | 23800 | 17 | 9 | 23400 | 16500 | 70.51% | 2 | 0 | 10.5 |  |  |  | No | R-454B | 1.9833 | Residential & Commercial | Ducted CEE Tier 1
215933679 | Central HP <5.4 tons | COMFORTMAKER | HRCU-A-CB (Split System: Heat Pump with Remote Outdoor Unit-Air-Source) | C5H3V36*K*AAA* |  |  | ESH5X48M12A*+WALLCON | *97CMN1202422B* | 33800 | 19.5 | 9 | 35000 | 26600 | 76% | 1.92 | 0 | 11.5 |  |  |  | No | R-454B | 2.8167 | Residential & Commercial | Ducted CEE Tier 1
215933709 | Central HP <5.4 tons | COMFORTMAKER | HRCU-A-CB (Split System: Heat Pump with Remote Outdoor Unit-Air-Source) | C5H3V36*K*AAA* |  |  | ESH5X48M12A*+WALLCON | *96CTN1202422B* | 33800 | 19.5 | 9 | 34600 | 26400 | 76.3% | 1.92 | 0 | 11.7 |  |  |  | No | R-454B | 2.8167 | Residential & Commercial | Ducted CEE Tier 1
215933729 | Central HP <5.4 tons | COMFORTMAKER | HRCU-A-CB (Split System: Heat Pump with Remote Outdoor Unit-Air-Source) | C5H3V36*K*AAA* |  |  | ESH5X60M12A*+WALLCON | *80CSU0601716A* | 34000 | 19.5 | 9 | 34400 | 26000 | 75.58% | 1.94 | 0 | 11.7 |  |  |  | No | R-454B | 2.8333 | Residential & Commercial | Ducted CEE Tier 1
215933909 | Central HP <5.4 tons | COMFORTMAKER | HRCU-A-CB (Split System: Heat Pump with Remote Outdoor Unit-Air-Source) | C5H3V36*K*AAA* |  |  | ESH5X60M12A*+WALLCON | *96CTN0401410B* | 32600 | 17.5 | 8.5 | 33400 | 25600 | 76.65% | 1.86 | 0 | 10.5 |  |  |  | No | R-454B | 2.7167 | Residential & Commercial | Ducted CEE Tier 1
215933929 | Central HP <5.4 tons | COMFORTMAKER | HRCU-A-CB (Split System: Heat Pump with Remote Outdoor Unit-Air-Source) | C5H3V36*K*AAA* |  |  | ESH5X60M12A*+WALLCON | *96CTN0801714B* | 34000 | 19.5 | 9 | 34600 | 26400 | 76.3% | 1.94 | 0 | 11.5 |  |  |  | No | R-454B | 2.8333 | Residential & Commercial | Ducted CEE Tier 1
212969727 | Central HP <5.4 tons | BRYANT HEATING AND COOLING SYSTEMS | HRCU-A-CB (Split System: Heat Pump with Remote Outdoor Unit-Air-Source) | 38MURAQ24AB3* |  |  | CAP**2414AL* | 82*SB36045V14*** | 23200 | 17 | 9.5 | 26800 | 27200 | 101.5% | 2.32 | 0 | 10 |  |  |  | No | R-410A | 1.9333 | Residential & Commercial | Ducted CEE Tier 1
211262029 | Central HP <5.4 tons | DAY & NIGHT | HRCU-A-CB (Split System: Heat Pump with Remote Outdoor Unit-Air-Source) | DLCURAH18ABK |  |  | EA*4X30L17A* | *80ES(N,L)0451712A* | 18000 | 16 | 8.5 | 18500 | 18500 | 100% | 2.22 | 0 | 10.5 |  |  |  | No | R-410A | 1.5 | Residential & Commercial | Ducted CEE Tier 1
206764468 | Central HP <5.4 tons | CARRIER | HRCU-A-CB (Split System: Heat Pump with Remote Outdoor Unit-Air-Source) | 25VNA825A*032* |  |  | CAP**2517AL*+UI | 58CU*A040C17**12 | 24400 | 17 | 8.1 | 21200 | 16600 | 78.3% | 2.02 | 11.5 | 11 |  |  |  | No | R-410A | 2.0333 | Residential & Commercial | Ducted CEE Tier 1
214807805 | Central HP <5.4 tons | JOHNSON CONTROLS | HRCU-A-CB (Split System: Heat Pump with Remote Outdoor Unit-Air-Source) | HH824E2S11 |  |  | CTU30B5XCS1+JME08B2SN1+TXV |  | 23000 | 19 | 9.5 | 23000 | 18500 | 80.43% | 2 | 0 | 12 |  |  |  | No | R-454B | 1.9167 | Residential & Commercial | Ducted CEE Tier 1
202461081 | Central HP <5.4 tons | AMERICAN STANDARD | HRCU-A-CB (Split System: Heat Pump with Remote Outdoor Unit-Air-Source) | 4A6C7048A4 |  |  | 4PX*DU60BS3 | S8X2D120M5PSA | 47500 | 16.5 | 8.1 | 48000 | 48000 | 100% | 3.6 | 13 | 12 |  |  |  | No | R-410A | 3.9583 | Residential & Commercial | Ducted CEE Tier 1
206133314 | Central HP <5.4 tons | CARRIER | HRCU-A-CB (Split System: Heat Pump with Remote Outdoor Unit-Air-Source) | 25VNA825A*031* |  |  | CAP**2517AL*+UI | 58CU*A040C17**12 | 24400 | 17 | 8.1 | 21200 | 16600 | 78.3% | 2.02 | 11.5 | 11 |  |  |  | No | R-410A | 2.0333 | Residential & Commercial | Ducted CEE Tier 1
206133364 | Central HP <5.4 tons | CARRIER | HRCU-A-CB (Split System: Heat Pump with Remote Outdoor Unit-Air-Source) | 25VNA825A*031* |  |  | CAP**3617AL*+UI | 58CU*A060C17**16 | 23600 | 16.5 | 8.1 | 21400 | 16700 | 78.04% | 1.94 | 11 | 10.5 |  |  |  | No | R-410A | 1.9667 | Residential & Commercial | Ducted CEE Tier 1
206133434 | Central HP <5.4 tons | CARRIER | HRCU-A-CB (Split System: Heat Pump with Remote Outdoor Unit-Air-Source) | 25VNA825A*031* |  |  | CAP**3721AL*+UI | 58CU*A040C17**12 | 24400 | 17 | 8.5 | 21200 | 16600 | 78.3% | 2.04 | 11.5 | 11 |  |  |  | No | R-410A | 2.0333 | Residential & Commercial | Ducted CEE Tier 1
202461047 | Central HP <5.4 tons | AMERICAN STANDARD | HRCU-A-CB (Split System: Heat Pump with Remote Outdoor Unit-Air-Source) | 4A6C7048A3 |  |  | 4TXCD010DS3 | S8X1D120M5PSA | 47500 | 16.5 | 8.1 | 48000 | 48000 | 100% | 3.6 | 13 | 12 |  |  |  | No | R-410A | 3.9583 | Residential & Commercial | Ducted CEE Tier 1
214809205 | Central HP <5.4 tons | JOHNSON CONTROLS | HRCU-A-CB (Split System: Heat Pump with Remote Outdoor Unit-Air-Source) | HH860E2S11 |  |  | CTU60C5XGS1+TXV | TM8Y100C20MP11 | 44500 | 18 | 9 | 45000 | 33800 | 75.11% | 2 | 0 | 11.7 |  |  |  | No | R-454B | 3.7083 | Residential & Commercial | Ducted CEE Tier 1
214809186 | Central HP <5.4 tons | JOHNSON CONTROLS | HRCU-A-CB (Split System: Heat Pump with Remote Outdoor Unit-Air-Source) | HH860E2S11 |  |  | CTU60C5XGS1+TXV | TPLC080C16MP13 | 43500 | 18 | 9 | 44000 | 33400 | 75.91% | 2 | 0 | 11.7 |  |  |  | No | R-454B | 3.625 | Residential & Commercial | Ducted CEE Tier 1
214809220 | Central HP <5.4 tons | JOHNSON CONTROLS | HRCU-A-CB (Split System: Heat Pump with Remote Outdoor Unit-Air-Source) | HH860E2S11 |  |  | CTU60C5XGS1+TXV | Z8ES120C16SMPS1 | 44000 | 18 | 9 | 43500 | 33000 | 75.86% | 2 | 0 | 12 |  |  |  | No | R-454B | 3.6667 | Residential & Commercial | Ducted CEE Tier 1
215584442 | Central HP <5.4 tons | FRIEDRICH | HRCU-A-CB (Split System: Heat Pump with Remote Outdoor Unit-Air-Source) | FRP19AY60AJVC |  |  | FRHMVY6021SEACA |  | 54500 | 17.5 | 8.1 | 54500 | 53000 | 97.25% | 2 | 0 | 10.5 |  |  |  | No | R-454B | 4.5417 | Residential & Commercial | Ducted CEE Tier 1
214809007 | Central HP <5.4 tons | JOHNSON CONTROLS | HRCU-A-CB (Split System: Heat Pump with Remote Outdoor Unit-Air-Source) | HH860E2S11 |  |  | CTU60C5XGS1+JMC17C2SN1+TXV |  | 44500 | 18 | 9 | 44000 | 33000 | 75% | 2 | 0 | 12 |  |  |  | No | R-454B | 3.7083 | Residential & Commercial | Ducted CEE Tier 1
206788374 | Central HP <5.4 tons | CARRIER | HRCU-A-CB (Split System: Heat Pump with Remote Outdoor Unit-Air-Source) | 25VNA424A*031* |  |  | CNPV*3617AL*+UI | 58TN*A070C14**12 | 23200 | 21 | 10 | 26600 | 19900 | 74.81% | 2.4 | 14 | 13 |  |  |  | No | R-410A | 1.9333 | Residential & Commercial | Ducted CEE Tier 1
210599425 | Central HP <5.4 tons | AIRQUEST | HRCU-A-CB (Split System: Heat Pump with Remote Outdoor Unit-Air-Source) | HVH837GKA** |  |  | EHD4X60AAL+WALLCON | *95CSU0802120A* | 33000 | 17 | 8.1 | 32200 | 24800 | 77.02% | 2.02 | 0 | 11.5 |  |  |  | No | R-410A | 2.75 | Residential & Commercial | Ducted CEE Tier 1
210599507 | Central HP <5.4 tons | AIRQUEST | HRCU-A-CB (Split System: Heat Pump with Remote Outdoor Unit-Air-Source) | HVH837GKA** |  |  | EN(A,D)4X48L24**+WALLCON | *95CSU0802120A* | 32400 | 17.5 | 8.1 | 32800 | 24800 | 75.61% | 1.96 | 0 | 11.7 |  |  |  | No | R-410A | 2.7 | Residential & Commercial | Ducted CEE Tier 1
212970005 | Central HP <5.4 tons | TEMPSTAR | HRCU-A-CB (Split System: Heat Pump with Remote Outdoor Unit-Air-Source) | DLCURAH18ABK |  |  | EA*4X30L17A* | *80VSL0701716B* | 17500 | 16.5 | 8.5 | 18000 | 19100 | 106.1% | 2.3 | 0 | 10.5 |  |  |  | No | R-410A | 1.4583 | Residential & Commercial | Ducted CEE Tier 1
214720091 | Central HP <5.4 tons | JOHNSON CONTROLS | HRCU-A-CB (Split System: Heat Pump with Remote Outdoor Unit-Air-Source) | HH836E2S11 |  |  | CTU48C5XFS1+TXV | TP9C100C20MP13 | 34200 | 18 | 9 | 32600 | 25800 | 79.14% | 2 | 0 | 11 |  |  |  | No | R-454B | 2.85 | Residential & Commercial | Ducted CEE Tier 1
206788575 | Central HP <5.4 tons | CARRIER | HRCU-A-CB (Split System: Heat Pump with Remote Outdoor Unit-Air-Source) | 25VNA436A*031* |  |  | FE4AN(B,F)003L+UI |  | 33000 | 19.5 | 9 | 35600 | 26600 | 74.72% | 1.96 | 13 | 12 |  |  |  | No | R-410A | 2.75 | Residential & Commercial | Ducted CEE Tier 1
215662855 | Central HP <5.4 tons | TEMPSTAR | HRCU-A-CB (Split System: Heat Pump with Remote Outdoor Unit-Air-Source) | T5H0V36*K*AAA* |  |  | FCMA5B48L0C*+WALLCON |  | 34800 | 19 | 9 | 34600 | 24600 | 71.1% | 1.96 | 0 | 11 |  |  |  | No | R-454B | 2.9 | Residential & Commercial | Ducted CEE Tier 1
206788885 | Central HP <5.4 tons | CARRIER | HRCU-A-CB (Split System: Heat Pump with Remote Outdoor Unit-Air-Source) | 25VNA436A*031* |  |  | CAP**6121AL*+UI | 59MN7B060C17**14 | 34400 | 19 | 9 | 35000 | 25600 | 73.14% | 1.98 | 12 | 11.7 |  |  |  | No | R-410A | 2.8667 | Residential & Commercial | Ducted CEE Tier 1
206788887 | Central HP <5.4 tons | CARRIER | HRCU-A-CB (Split System: Heat Pump with Remote Outdoor Unit-Air-Source) | 25VNA436A*031* |  |  | CNPV*4221AL*+UI | 59MN7B060C17**14 | 32600 | 18 | 9 | 35800 | 27000 | 75.42% | 1.94 | 12 | 11 |  |  |  | No | R-410A | 2.7167 | Residential & Commercial | Ducted CEE Tier 1
211260813 | Central HP <5.4 tons | BRYANT HEATING AND COOLING SYSTEMS | HRCU-A-CB (Split System: Heat Pump with Remote Outdoor Unit-Air-Source) | 38MURAQ18AB3* |  |  | CAP**2517AL* | 83*SA36040E17*** | 19000 | 16.5 | 8.5 | 18600 | 17200 | 92.47% | 2.12 | 0 | 11 |  |  |  | No | R-410A | 1.5833 | Residential & Commercial | Ducted CEE Tier 1
211261096 | Central HP <5.4 tons | BRYANT HEATING AND COOLING SYSTEMS | HRCU-A-CB (Split System: Heat Pump with Remote Outdoor Unit-Air-Source) | 38MURAQ18AB3* |  |  | CAP**2517AL* | 8(0,1)*SA36070E14*** | 18200 | 16.5 | 8.5 | 17900 | 17500 | 97.77% | 2.12 | 0 | 11 |  |  |  | No | R-410A | 1.5167 | Residential & Commercial | Ducted CEE Tier 1
212969557 | Central HP <5.4 tons | BRYANT HEATING AND COOLING SYSTEMS | HRCU-A-CB (Split System: Heat Pump with Remote Outdoor Unit-Air-Source) | 38MURAQ18AB3* |  |  | CNPV*1814AL* | 82*SB36045V14*** | 17400 | 16 | 8.5 | 18600 | 19700 | 105.9% | 2.38 | 0 | 10.5 |  |  |  | No | R-410A | 1.45 | Residential & Commercial | Ducted CEE Tier 1
212969977 | Central HP <5.4 tons | BRYANT HEATING AND COOLING SYSTEMS | HRCU-A-CB (Split System: Heat Pump with Remote Outdoor Unit-Air-Source) | 38MURAQ18AB3* |  |  | CAP**2417AL* | 82*SB48070V17*** | 17300 | 16 | 8.5 | 18200 | 19400 | 106.6% | 2.34 | 0 | 10.5 |  |  |  | No | R-410A | 1.4417 | Residential & Commercial | Ducted CEE Tier 1
206788964 | Central HP <5.4 tons | CARRIER | HRCU-A-CB (Split System: Heat Pump with Remote Outdoor Unit-Air-Source) | 25VNA448A*031* |  |  | CAP**6124AL*+UI | 59CU5A080C21**20 | 45500 | 21.5 | 9.5 | 46000 | 36200 | 78.7% | 2.36 | 12 | 12 |  |  |  | No | R-410A | 3.7917 | Residential & Commercial | Ducted CEE Tier 1
202459549 | Central HP <5.4 tons | TRANE | HRCU-A-CB (Split System: Heat Pump with Remote Outdoor Unit-Air-Source) | 4TWA7048A4 |  |  | 4TXCD010DS3 | S8X1D120M5PSA | 47500 | 16.5 | 8.1 | 48000 | 48000 | 100% | 3.6 | 13 | 12 |  |  |  | No | R-410A | 3.9583 | Residential & Commercial | Ducted CEE Tier 1
215667843 | Central HP <5.4 tons | TEMPSTAR | HRCU-A-CB (Split System: Heat Pump with Remote Outdoor Unit-Air-Source) | T5H0V24*K*AAA* |  |  | EA*5X37M21A*+WALLCON | *80CTL0701716B* | 24000 | 17.5 | 9 | 23400 | 16400 | 70.09% | 2.02 | 0 | 10.5 |  |  |  | No | R-454B | 2 | Residential & Commercial | Ducted CEE Tier 1
215667747 | Central HP <5.4 tons | TEMPSTAR | HRCU-A-CB (Split System: Heat Pump with Remote Outdoor Unit-Air-Source) | T5H0V24*K*AAA* |  |  | EA*5X37M17A*+WALLCON | *80CTL0451712B* | 23600 | 17 | 9 | 23600 | 16600 | 70.34% | 1.98 | 0 | 10 |  |  |  | No | R-454B | 1.9667 | Residential & Commercial | Ducted CEE Tier 1
215667867 | Central HP <5.4 tons | TEMPSTAR | HRCU-A-CB (Split System: Heat Pump with Remote Outdoor Unit-Air-Source) | T5H0V24*K*AAA* |  |  | EA*5X37M21A*+WALLCON | *80CTL0902120B* | 24000 | 17.5 | 9 | 23200 | 16300 | 70.26% | 2.02 | 0 | 10.5 |  |  |  | No | R-454B | 2 | Residential & Commercial | Ducted CEE Tier 1
215678192 | Central HP <5.4 tons | TEMPSTAR | HRCU-A-CB (Split System: Heat Pump with Remote Outdoor Unit-Air-Source) | T5H0V24*K*AAA* |  |  | EA*5X24M17A*+WALLCON | *80CSU0401712B* | 23000 | 16.5 | 8.5 | 24000 | 16800 | 70% | 1.98 | 0 | 10 |  |  |  | No | R-454B | 1.9167 | Residential & Commercial | Ducted CEE Tier 1
215678292 | Central HP <5.4 tons | TEMPSTAR | HRCU-A-CB (Split System: Heat Pump with Remote Outdoor Unit-Air-Source) | T5H0V24*K*AAA* |  |  | EA*5X30M17A*+WALLCON | *97CTN0601716A* | 23000 | 16.5 | 9 | 24000 | 16800 | 70% | 1.86 | 0 | 10 |  |  |  | No | R-454B | 1.9167 | Residential & Commercial | Ducted CEE Tier 1
214075330 | Central HP <5.4 tons | FRIEDRICH | HRCU-A-CB (Split System: Heat Pump with Remote Outdoor Unit-Air-Source) | RD17AZ60AJ3N |  |  | TCFZ6024STANM | FR921V1005A21M4 | 55000 | 18 | 8.1 | 54000 | 49500 | 91.67% | 1.75 | 0 | 10 |  |  |  | No | R-410A | 4.5833 | Residential & Commercial | Ducted CEE Tier 1
215681932 | Central HP <5.4 tons | TEMPSTAR | HRCU-A-CB (Split System: Heat Pump with Remote Outdoor Unit-Air-Source) | T5H0V48*K*AAA* |  |  | EVM5X60M21A*+WALLCON | *80CSU0802120B* | 48500 | 19 | 9 | 50000 | 36400 | 72.8% | 2.12 | 0 | 10 |  |  |  | No | R-454B | 4.0417 | Residential & Commercial | Ducted CEE Tier 1
215682252 | Central HP <5.4 tons | TEMPSTAR | HRCU-A-CB (Split System: Heat Pump with Remote Outdoor Unit-Air-Source) | T5H0V48*K*AAA* |  |  | EVD5X49M24A*+WALLCON | *80CSU0802120B* | 48000 | 19 | 9 | 50000 | 36200 | 72.4% | 2.12 | 0 | 10 |  |  |  | No | R-454B | 4 | Residential & Commercial | Ducted CEE Tier 1
215682452 | Central HP <5.4 tons | TEMPSTAR | HRCU-A-CB (Split System: Heat Pump with Remote Outdoor Unit-Air-Source) | T5H0V48*K*AAA* |  |  | EVD5X61M21A*+WALLCON | *80CSU0401712B* | 48500 | 19 | 9 | 50000 | 36800 | 73.6% | 2.12 | 0 | 10 |  |  |  | No | R-454B | 4.0417 | Residential & Commercial | Ducted CEE Tier 1
211262018 | Central HP <5.4 tons | BRYANT HEATING AND COOLING SYSTEMS | HRCU-A-CB (Split System: Heat Pump with Remote Outdoor Unit-Air-Source) | 38MURAQ18AB3* |  |  | CAP**3017AL* | 8(0,1)*SA36045E17*** | 18000 | 16 | 8.5 | 18500 | 18500 | 100% | 2.22 | 0 | 10.5 |  |  |  | No | R-410A | 1.5 | Residential & Commercial | Ducted CEE Tier 1
206788894 | Central HP <5.4 tons | CARRIER | HRCU-A-CB (Split System: Heat Pump with Remote Outdoor Unit-Air-Source) | 25VNA436A*031* |  |  | CNPV*4217AL*+UI | 58TN*A070C14**12 | 33400 | 19.5 | 9 | 35400 | 26400 | 74.58% | 2 | 12 | 12 |  |  |  | No | R-410A | 2.7833 | Residential & Commercial | Ducted CEE Tier 1
206788591 | Central HP <5.4 tons | CARRIER | HRCU-A-CB (Split System: Heat Pump with Remote Outdoor Unit-Air-Source) | 25VNA436A*031* |  |  | CAP**3721AL*+UI | 59MN7B060C21**20 | 34200 | 19 | 9.5 | 35400 | 25800 | 72.88% | 2.02 | 12.5 | 12 |  |  |  | No | R-410A | 2.85 | Residential & Commercial | Ducted CEE Tier 1
206788592 | Central HP <5.4 tons | CARRIER | HRCU-A-CB (Split System: Heat Pump with Remote Outdoor Unit-Air-Source) | 25VNA436A*031* |  |  | CAP**4221AL*+UI | 58TN*A070C17**16 | 33000 | 19 | 9.5 | 35600 | 26600 | 74.72% | 1.98 | 12 | 11.7 |  |  |  | No | R-410A | 2.75 | Residential & Commercial | Ducted CEE Tier 1
206788625 | Central HP <5.4 tons | CARRIER | HRCU-A-CB (Split System: Heat Pump with Remote Outdoor Unit-Air-Source) | 25VNA436A*031* |  |  | CAP**4321AL*+UI | 58TN*A090C17**16 | 34600 | 20 | 9.5 | 35000 | 25600 | 73.14% | 2.06 | 13 | 12 |  |  |  | No | R-410A | 2.8833 | Residential & Commercial | Ducted CEE Tier 1
206788673 | Central HP <5.4 tons | CARRIER | HRCU-A-CB (Split System: Heat Pump with Remote Outdoor Unit-Air-Source) | 25VNA436A*031* |  |  | CAP**6121AL*+UI | 58TN*A090C17**16 | 34800 | 20.5 | 9.5 | 34400 | 25000 | 72.67% | 2.02 | 13 | 12.5 |  |  |  | No | R-410A | 2.9 | Residential & Commercial | Ducted CEE Tier 1
215931839 | Central HP <5.4 tons | COMFORTMAKER | HRCU-A-CB (Split System: Heat Pump with Remote Outdoor Unit-Air-Source) | C5H3V60*K*AAA* |  |  | ESH5X60M12A*+WALLCON | *80CTL1102120B* | 56500 | 18 | 8.1 | 61000 | 46000 | 75.41% | 2 | 0 | 11.5 |  |  |  | No | R-454B | 4.7083 | Residential & Commercial | Ducted CEE Tier 1
215931889 | Central HP <5.4 tons | COMFORTMAKER | HRCU-A-CB (Split System: Heat Pump with Remote Outdoor Unit-Air-Source) | C5H3V60*K*AAA* |  |  | ESH5X60M12A*+WALLCON | *97CMN1002122B* | 56500 | 18 | 8.1 | 61000 | 46000 | 75.41% | 1.95 | 0 | 11 |  |  |  | No | R-454B | 4.7083 | Residential & Commercial | Ducted CEE Tier 1
215936553 | Central HP <5.4 tons | TEMPSTAR | HRCU-A-CB (Split System: Heat Pump with Remote Outdoor Unit-Air-Source) | T5H3V36*K*AAA* |  |  | EVD5X49M24A*+WALLCON | *96CTN1202422B* | 35600 | 22 | 8.5 | 38500 | 28400 | 73.77% | 2.04 | 0 | 12.5 |  |  |  | No | R-454B | 2.9667 | Residential & Commercial | Ducted CEE Tier 1
215674349 | Central HP <5.4 tons | COMFORTMAKER | HRCU-A-CB (Split System: Heat Pump with Remote Outdoor Unit-Air-Source) | C5H0V48*K*AAA* |  |  | EA*5X61M21A*+WALLCON | *80CTL0702120B* | 46000 | 18 | 9 | 48000 | 33800 | 70.42% | 2.06 | 0 | 10 |  |  |  | No | R-454B | 3.8333 | Residential & Commercial | Ducted CEE Tier 1
215675588 | Central HP <5.4 tons | COMFORTMAKER | HRCU-A-CB (Split System: Heat Pump with Remote Outdoor Unit-Air-Source) | C5H0V48*K*AAA* |  |  | EVM5X49M21A*+WALLCON | *95CSU0601716B* | 47500 | 18 | 9 | 50000 | 37200 | 74.4% | 1.98 | 0 | 10 |  |  |  | No | R-454B | 3.9583 | Residential & Commercial | Ducted CEE Tier 1
215932166 | Central HP <5.4 tons | HEIL | HRCU-A-CB (Split System: Heat Pump with Remote Outdoor Unit-Air-Source) | H5H3V36*K*AAA* |  |  | EA*5X37M21A*+WALLCON | *97CMN0601714B* | 33600 | 19.5 | 9.5 | 34200 | 26200 | 76.61% | 2.06 | 0 | 11 |  |  |  | No | R-454B | 2.8 | Residential & Commercial | Ducted CEE Tier 1
215675618 | Central HP <5.4 tons | COMFORTMAKER | HRCU-A-CB (Split System: Heat Pump with Remote Outdoor Unit-Air-Source) | C5H0V48*K*AAA* |  |  | EVM5X49M21A*+WALLCON | *97CMN0801714B* | 47500 | 18.5 | 9 | 50000 | 37400 | 74.8% | 1.98 | 0 | 10 |  |  |  | No | R-454B | 3.9583 | Residential & Commercial | Ducted CEE Tier 1
215676238 | Central HP <5.4 tons | COMFORTMAKER | HRCU-A-CB (Split System: Heat Pump with Remote Outdoor Unit-Air-Source) | C5H0V48*K*AAA* |  |  | EVD5X48M24A*+WALLCON | *95CSU0802120B* | 47000 | 18 | 9 | 50000 | 36600 | 73.2% | 2.02 | 0 | 10 |  |  |  | No | R-454B | 3.9167 | Residential & Commercial | Ducted CEE Tier 1
215676338 | Central HP <5.4 tons | COMFORTMAKER | HRCU-A-CB (Split System: Heat Pump with Remote Outdoor Unit-Air-Source) | C5H0V48*K*AAA* |  |  | EVD5X49M24A*+WALLCON | *95CSU1002122B* | 48000 | 19 | 9 | 50000 | 36400 | 72.8% | 2.02 | 0 | 10 |  |  |  | No | R-454B | 4 | Residential & Commercial | Ducted CEE Tier 1
206788689 | Central HP <5.4 tons | CARRIER | HRCU-A-CB (Split System: Heat Pump with Remote Outdoor Unit-Air-Source) | 25VNA436A*031* |  |  | CNPV*4217AL*+UI | 59TN6B080C17**14 | 33200 | 19 | 9 | 35400 | 26400 | 74.58% | 2 | 12 | 11.7 |  |  |  | No | R-410A | 2.7667 | Residential & Commercial | Ducted CEE Tier 1
206788690 | Central HP <5.4 tons | CARRIER | HRCU-A-CB (Split System: Heat Pump with Remote Outdoor Unit-Air-Source) | 25VNA436A*031* |  |  | CNPV*4217AL*+UI | 59MN7B080C17**14 | 33200 | 19 | 9 | 35400 | 26400 | 74.58% | 2 | 12 | 11.7 |  |  |  | No | R-410A | 2.7667 | Residential & Commercial | Ducted CEE Tier 1
206788724 | Central HP <5.4 tons | CARRIER | HRCU-A-CB (Split System: Heat Pump with Remote Outdoor Unit-Air-Source) | 25VNA436A*031* |  |  | CNPV*4824AL*+UI | 59MN7B120C24**22 | 33800 | 19.5 | 9 | 35200 | 26000 | 73.86% | 2.04 | 13 | 12.5 |  |  |  | No | R-410A | 2.8167 | Residential & Commercial | Ducted CEE Tier 1
206788772 | Central HP <5.4 tons | CARRIER | HRCU-A-CB (Split System: Heat Pump with Remote Outdoor Unit-Air-Source) | 25VNA436A*031* |  |  | CSPH*4812AL*+UI | 58TN*A070C17**16 | 34000 | 18.5 | 9 | 35200 | 26000 | 73.86% | 2.04 | 12.5 | 11.7 |  |  |  | No | R-410A | 2.8333 | Residential & Commercial | Ducted CEE Tier 1
206788807 | Central HP <5.4 tons | CARRIER | HRCU-A-CB (Split System: Heat Pump with Remote Outdoor Unit-Air-Source) | 25VNA436A*031* |  |  | CAP**3721AL*+UI | 58CU*A060C17**16 | 34000 | 19.5 | 9.5 | 35200 | 25800 | 73.3% | 2.02 | 12.5 | 11.7 |  |  |  | No | R-410A | 2.8333 | Residential & Commercial | Ducted CEE Tier 1
206788809 | Central HP <5.4 tons | CARRIER | HRCU-A-CB (Split System: Heat Pump with Remote Outdoor Unit-Air-Source) | 25VNA436A*031* |  |  | CAP**4221AL*+UI | 58CU*A040C17**12 | 33000 | 19.5 | 9.5 | 35400 | 26600 | 75.14% | 1.98 | 12 | 11.7 |  |  |  | No | R-410A | 2.75 | Residential & Commercial | Ducted CEE Tier 1
215667079 | Central HP <5.4 tons | COMFORTMAKER | HRCU-A-CB (Split System: Heat Pump with Remote Outdoor Unit-Air-Source) | C5H0V24*K*AAA* |  |  | EA*5X24M17A*+WALLCON | *97CMN0601714B* | 22800 | 16.5 | 9 | 24000 | 16900 | 70.42% | 1.94 | 0 | 10 |  |  |  | No | R-454B | 1.9 | Residential & Commercial | Ducted CEE Tier 1
215667831 | Central HP <5.4 tons | COMFORTMAKER | HRCU-A-CB (Split System: Heat Pump with Remote Outdoor Unit-Air-Source) | C5H0V24*K*AAA* |  |  | EA*5X37M21A*+WALLCON | *80CTL0451712B* | 23800 | 17 | 9 | 23400 | 16500 | 70.51% | 2 | 0 | 10.5 |  |  |  | No | R-454B | 1.9833 | Residential & Commercial | Ducted CEE Tier 1
215934879 | Central HP <5.4 tons | COMFORTMAKER | HRCU-A-CB (Split System: Heat Pump with Remote Outdoor Unit-Air-Source) | C5H3V36*K*AAA* |  |  | EVM5X44M21A*+WALLCON | *95CSU0802120B* | 35600 | 21.5 | 8.5 | 38000 | 28600 | 75.26% | 2.04 | 0 | 12 |  |  |  | No | R-454B | 2.9667 | Residential & Commercial | Ducted CEE Tier 1
215934999 | Central HP <5.4 tons | COMFORTMAKER | HRCU-A-CB (Split System: Heat Pump with Remote Outdoor Unit-Air-Source) | C5H3V36*K*AAA* |  |  | EVM5X49M21A*+WALLCON | *80CTL0451712B* | 35200 | 21 | 8.5 | 39000 | 29400 | 75.38% | 2 | 0 | 11.7 |  |  |  | No | R-454B | 2.9333 | Residential & Commercial | Ducted CEE Tier 1
215939709 | Central HP <5.4 tons | COMFORTMAKER | HRCU-A-CB (Split System: Heat Pump with Remote Outdoor Unit-Air-Source) | C5H3V36*K*AAA* |  |  | EA*5X42M21A*+WALLCON | *97CTN1002122A* | 32800 | 20 | 9.5 | 34800 | 26600 | 76.44% | 2 | 0 | 11.5 |  |  |  | No | R-454B | 2.7333 | Residential & Commercial | Ducted CEE Tier 1
215939759 | Central HP <5.4 tons | COMFORTMAKER | HRCU-A-CB (Split System: Heat Pump with Remote Outdoor Unit-Air-Source) | C5H3V36*K*AAA* |  |  | EA*5X48M21A*+WALLCON | *97CTN0801716A* | 33200 | 19.5 | 9.5 | 35000 | 26800 | 76.57% | 2.02 | 0 | 11 |  |  |  | No | R-454B | 2.7667 | Residential & Commercial | Ducted CEE Tier 1
215939779 | Central HP <5.4 tons | COMFORTMAKER | HRCU-A-CB (Split System: Heat Pump with Remote Outdoor Unit-Air-Source) | C5H3V36*K*AAA* |  |  | EA*5X48M21A*+WALLCON | *97CTN1002122A* | 33400 | 20 | 9.5 | 34400 | 26200 | 76.16% | 2.04 | 0 | 11.7 |  |  |  | No | R-454B | 2.7833 | Residential & Commercial | Ducted CEE Tier 1
215933979 | Central HP <5.4 tons | COMFORTMAKER | HRCU-A-CB (Split System: Heat Pump with Remote Outdoor Unit-Air-Source) | C5H3V48*K*AAA* |  |  | EA*5X48M21A*+WALLCON | *80CSU1002120A* | 43500 | 20.5 | 9.5 | 48000 | 36600 | 76.25% | 2 | 0 | 10.5 |  |  |  | No | R-454B | 3.625 | Residential & Commercial | Ducted CEE Tier 1
215934529 | Central HP <5.4 tons | COMFORTMAKER | HRCU-A-CB (Split System: Heat Pump with Remote Outdoor Unit-Air-Source) | C5H3V48*K*AAA* |  |  | ESH5X48M12A*+WALLCON | *96CTN1002122B* | 44000 | 20 | 9 | 48500 | 36400 | 75.05% | 1.82 | 0 | 10.5 |  |  |  | No | R-454B | 3.6667 | Residential & Commercial | Ducted CEE Tier 1
215676538 | Central HP <5.4 tons | COMFORTMAKER | HRCU-A-CB (Split System: Heat Pump with Remote Outdoor Unit-Air-Source) | C5H0V48*K*AAA* |  |  | EVD5X60M21A*+WALLCON | *97CMN0801714B* | 47500 | 18.5 | 9 | 50000 | 37400 | 74.8% | 1.98 | 0 | 10 |  |  |  | No | R-454B | 3.9583 | Residential & Commercial | Ducted CEE Tier 1
215676588 | Central HP <5.4 tons | COMFORTMAKER | HRCU-A-CB (Split System: Heat Pump with Remote Outdoor Unit-Air-Source) | C5H0V48*K*AAA* |  |  | EVD5X60M24A*+WALLCON | *80CSU0802120A* | 48000 | 19 | 9 | 50000 | 36400 | 72.8% | 2.12 | 0 | 10 |  |  |  | No | R-454B | 4 | Residential & Commercial | Ducted CEE Tier 1
215676788 | Central HP <5.4 tons | COMFORTMAKER | HRCU-A-CB (Split System: Heat Pump with Remote Outdoor Unit-Air-Source) | C5H0V48*K*AAA* |  |  | EVD5X61M21A*+WALLCON | *95CSU1002122B* | 48500 | 19 | 9 | 50000 | 36600 | 73.2% | 2.12 | 0 | 10.5 |  |  |  | No | R-454B | 4.0417 | Residential & Commercial | Ducted CEE Tier 1
214075294 | Central HP <5.4 tons | FRIEDRICH | HRCU-A-CB (Split System: Heat Pump with Remote Outdoor Unit-Air-Source) | RD17AZ60AJ3N |  |  | TCFZ6024STANM | FR801V1005A21DZ | 55500 | 18 | 8.1 | 53500 | 49000 | 91.59% | 1.75 | 0 | 10 |  |  |  | No | R-410A | 4.625 | Residential & Commercial | Ducted CEE Tier 1
215675612 | Central HP <5.4 tons | TEMPSTAR | HRCU-A-CB (Split System: Heat Pump with Remote Outdoor Unit-Air-Source) | T5H0V48*K*AAA* |  |  | EVM5X49M21A*+WALLCON | *97CMN0602120B* | 47500 | 18.5 | 9 | 50000 | 37200 | 74.4% | 1.98 | 0 | 10 |  |  |  | No | R-454B | 3.9583 | Residential & Commercial | Ducted CEE Tier 1
215678428 | Central HP <5.4 tons | COMFORTMAKER | HRCU-A-CB (Split System: Heat Pump with Remote Outdoor Unit-Air-Source) | C5H0V24*K*AAA* |  |  | EA*5X37M21A*+WALLCON | *97CTN1002122A* | 24000 | 17.5 | 9 | 23200 | 16300 | 70.26% | 2.02 | 0 | 10.5 |  |  |  | No | R-454B | 2 | Residential & Commercial | Ducted CEE Tier 1
204298881 | Central HP <5.4 tons | CARRIER | HRCU-A-CB (Split System: Heat Pump with Remote Outdoor Unit-Air-Source) | 25VNA837A*030* |  |  | CAP**3721AL*+UI | 58TN*A090C21**20 | 32800 | 17.5 | 8.5 | 33000 | 25200 | 76.36% | 1.98 | 12 | 11.7 |  |  |  | No | R-410A | 2.7333 | Residential & Commercial | Ducted CEE Tier 1
204298995 | Central HP <5.4 tons | CARRIER | HRCU-A-CB (Split System: Heat Pump with Remote Outdoor Unit-Air-Source) | 25VNA837A*030* |  |  | CAP**4221AL*+UI | 59MN7B100C21**22 | 31800 | 17 | 8.1 | 33000 | 24400 | 73.94% | 1.9 | 11.5 | 11.5 |  |  |  | No | R-410A | 2.65 | Residential & Commercial | Ducted CEE Tier 1
204299915 | Central HP <5.4 tons | CARRIER | HRCU-A-CB (Split System: Heat Pump with Remote Outdoor Unit-Air-Source) | 25VNA837A*030* |  |  | CNPV*4824AL*+UI | 59MN7B100C21**22 | 32400 | 17.5 | 8.1 | 33000 | 24800 | 75.15% | 1.96 | 12 | 11.7 |  |  |  | No | R-410A | 2.7 | Residential & Commercial | Ducted CEE Tier 1
212971737 | Central HP <5.4 tons | DAY & NIGHT | HRCU-A-CB (Split System: Heat Pump with Remote Outdoor Unit-Air-Source) | DLCURAH24ABK |  |  | EN(A,D)4X36L21** | *80VTL0701716B* | 23600 | 17 | 8.5 | 26400 | 24200 | 91.67% | 2 | 0 | 10.5 |  |  |  | No | R-410A | 1.9667 | Residential & Commercial | Ducted CEE Tier 1
212974957 | Central HP <5.4 tons | DAY & NIGHT | HRCU-A-CB (Split System: Heat Pump with Remote Outdoor Unit-Air-Source) | DLCURAH24ABK |  |  | EA*4X30L14A* | *96VTN0401410B* | 23200 | 16 | 8.5 | 26400 | 25000 | 94.7% | 2.08 | 0 | 10 |  |  |  | No | R-410A | 1.9333 | Residential & Commercial | Ducted CEE Tier 1
214229192 | Central HP <5.4 tons | AIRQUEST | HRCU-A-CB (Split System: Heat Pump with Remote Outdoor Unit-Air-Source) | DLCURAH24ABK |  |  | EN(A,D)4X30L17** | *80MSU0601716A* | 23600 | 17 | 8.5 | 25600 | 24000 | 93.75% | 2 | 0 | 10.5 |  |  |  | No | R-410A | 1.9667 | Residential & Commercial | Ducted CEE Tier 1
214229371 | Central HP <5.4 tons | DAY & NIGHT | HRCU-A-CB (Split System: Heat Pump with Remote Outdoor Unit-Air-Source) | DLCURAH24ABK |  |  | EA*4X36L21A* | *80MSU0802120A* | 23600 | 17.5 | 8.5 | 25600 | 23400 | 91.41% | 1.94 | 0 | 10 |  |  |  | No | R-410A | 1.9667 | Residential & Commercial | Ducted CEE Tier 1
215939929 | Central HP <5.4 tons | COMFORTMAKER | HRCU-A-CB (Split System: Heat Pump with Remote Outdoor Unit-Air-Source) | C5H3V36*K*AAA* |  |  | EA*5X61M24A*+WALLCON | *97CTN1202422A* | 34400 | 20.5 | 9.5 | 34200 | 26000 | 76.02% | 2.08 | 0 | 12 |  |  |  | No | R-454B | 2.8667 | Residential & Commercial | Ducted CEE Tier 1
215940129 | Central HP <5.4 tons | COMFORTMAKER | HRCU-A-CB (Split System: Heat Pump with Remote Outdoor Unit-Air-Source) | C5H3V36*K*AAA* |  |  | ESH5X48M12A*+WALLCON | *97CTN0601716A* | 33400 | 18.5 | 9 | 35400 | 27200 | 76.84% | 1.92 | 0 | 10.5 |  |  |  | No | R-454B | 2.7833 | Residential & Commercial | Ducted CEE Tier 1
215940279 | Central HP <5.4 tons | COMFORTMAKER | HRCU-A-CB (Split System: Heat Pump with Remote Outdoor Unit-Air-Source) | C5H3V36*K*AAA* |  |  | EVM5X44M21A*+WALLCON | *80CSU0601716B* | 35600 | 22 | 8.5 | 38000 | 28600 | 75.26% | 2.02 | 0 | 12.5 |  |  |  | No | R-454B | 2.9667 | Residential & Commercial | Ducted CEE Tier 1
215940529 | Central HP <5.4 tons | COMFORTMAKER | HRCU-A-CB (Split System: Heat Pump with Remote Outdoor Unit-Air-Source) | C5H3V36*K*AAA* |  |  | EVD5X36M21A*+WALLCON | *80CSU0601716B* | 34400 | 21 | 8.5 | 38500 | 28000 | 72.73% | 2.04 | 0 | 12 |  |  |  | No | R-454B | 2.8667 | Residential & Commercial | Ducted CEE Tier 1
215940729 | Central HP <5.4 tons | COMFORTMAKER | HRCU-A-CB (Split System: Heat Pump with Remote Outdoor Unit-Air-Source) | C5H3V36*K*AAA* |  |  | EVD5X48M24A*+WALLCON | *96CTN0802120B* | 35000 | 21 | 8.5 | 38500 | 28400 | 73.77% | 2.04 | 0 | 12 |  |  |  | No | R-454B | 2.9167 | Residential & Commercial | Ducted CEE Tier 1
215942485 | Central HP <5.4 tons | COMFORTMAKER | HRCU-A-CB (Split System: Heat Pump with Remote Outdoor Unit-Air-Source) | C5H3V36*K*AAA* |  |  | EVD5X61M21A*+WALLCON | *80CTL0702120B* | 35800 | 22 | 8.5 | 37400 | 28400 | 75.94% | 2.02 | 0 | 12.5 |  |  |  | No | R-454B | 2.9833 | Residential & Commercial | Ducted CEE Tier 1
215942585 | Central HP <5.4 tons | COMFORTMAKER | HRCU-A-CB (Split System: Heat Pump with Remote Outdoor Unit-Air-Source) | C5H3V36*K*AAA* |  |  | EVD5X61M24A*+WALLCON | *97CMN0802120B* | 36000 | 22 | 8.5 | 37400 | 28200 | 75.4% | 2.04 | 0 | 12.5 |  |  |  | No | R-454B | 3 | Residential & Commercial | Ducted CEE Tier 1
215679278 | Central HP <5.4 tons | COMFORTMAKER | HRCU-A-CB (Split System: Heat Pump with Remote Outdoor Unit-Air-Source) | C5H0V36*K*AAA* |  |  | EA*5X37M21A*+WALLCON | *96CTN0802120B* | 34400 | 18 | 9 | 35400 | 25200 | 71.19% | 1.88 | 0 | 10 |  |  |  | No | R-454B | 2.8667 | Residential & Commercial | Ducted CEE Tier 1
215679548 | Central HP <5.4 tons | COMFORTMAKER | HRCU-A-CB (Split System: Heat Pump with Remote Outdoor Unit-Air-Source) | C5H0V36*K*AAA* |  |  | EA*5X48M21A*+WALLCON | *97CTN1002122A* | 33800 | 18 | 9 | 35000 | 25000 | 71.43% | 1.9 | 0 | 10 |  |  |  | No | R-454B | 2.8167 | Residential & Commercial | Ducted CEE Tier 1
204299285 | Central HP <5.4 tons | CARRIER | HRCU-A-CB (Split System: Heat Pump with Remote Outdoor Unit-Air-Source) | 25VNA837A*030* |  |  | CAP**4821AL*+UI | 59MN7B100C21**22 | 32400 | 17.5 | 8.5 | 32600 | 25000 | 76.69% | 1.98 | 12 | 11.7 |  |  |  | No | R-410A | 2.7 | Residential & Commercial | Ducted CEE Tier 1
206136074 | Central HP <5.4 tons | CARRIER | HRCU-A-CB (Split System: Heat Pump with Remote Outdoor Unit-Air-Source) | 25VNA837A*030* |  |  | CAP**3721AL*+UI | 59CU5A080C21**20 | 33000 | 17.5 | 8.5 | 32800 | 25000 | 76.22% | 2 | 12 | 11.5 |  |  |  | No | R-410A | 2.75 | Residential & Commercial | Ducted CEE Tier 1
204451231 | Central HP <5.4 tons | CARRIER | HRCU-A-CB (Split System: Heat Pump with Remote Outdoor Unit-Air-Source) | 25VNA825A*031* |  |  | CAP**3621AL*+UI | 59MN7B060C17**14 | 23400 | 16 | 8.1 | 21600 | 16800 | 77.78% | 1.92 | 11 | 10.5 |  |  |  | No | R-410A | 1.95 | Residential & Commercial | Ducted CEE Tier 1
214075548 | Central HP <5.4 tons | FRIEDRICH | HRCU-A-CB (Split System: Heat Pump with Remote Outdoor Unit-Air-Source) | RD17AZ24AJ3N |  |  | TCFZ2417MTANM | FR98MV0603A17UP | 22600 | 18 | 9.5 | 22600 | 16900 | 74.78% | 2 | 0 | 11.2 |  |  |  | No | R-410A | 1.8833 | Residential & Commercial | Ducted CEE Tier 1
214075571 | Central HP <5.4 tons | FRIEDRICH | HRCU-A-CB (Split System: Heat Pump with Remote Outdoor Unit-Air-Source) | RD17AZ24AJ3N |  |  | TCFZ2417MTANM | FR951V0703A17M4 | 22600 | 17 | 9.5 | 22600 | 16900 | 74.78% | 2 | 0 | 11.2 |  |  |  | No | R-410A | 1.8833 | Residential & Commercial | Ducted CEE Tier 1
212972717 | Central HP <5.4 tons | DAY & NIGHT | HRCU-A-CB (Split System: Heat Pump with Remote Outdoor Unit-Air-Source) | DLCURAH18ABK |  |  | EA*4X30L17A* | *96VSN0401410B* | 17400 | 16 | 8.5 | 18000 | 18800 | 104.4% | 2.24 | 0 | 10.5 |  |  |  | No | R-410A | 1.45 | Residential & Commercial | Ducted CEE Tier 1
212973017 | Central HP <5.4 tons | DAY & NIGHT | HRCU-A-CB (Split System: Heat Pump with Remote Outdoor Unit-Air-Source) | DLCURAH18ABK |  |  | EA*4X19L17A* | *96VSN0401712B* | 17700 | 16 | 8.1 | 17800 | 17900 | 100.6% | 2.16 | 0 | 10.5 |  |  |  | No | R-410A | 1.475 | Residential & Commercial | Ducted CEE Tier 1
212973067 | Central HP <5.4 tons | DAY & NIGHT | HRCU-A-CB (Split System: Heat Pump with Remote Outdoor Unit-Air-Source) | DLCURAH18ABK |  |  | EN(A,D)4X30L17** | *96VSN0401712B* | 17300 | 16 | 8.1 | 17900 | 18600 | 103.9% | 2.22 | 0 | 10.5 |  |  |  | No | R-410A | 1.4417 | Residential & Commercial | Ducted CEE Tier 1
212975392 | Central HP <5.4 tons | DAY & NIGHT | HRCU-A-CB (Split System: Heat Pump with Remote Outdoor Unit-Air-Source) | DLCURAH18ABK |  |  | EA*4X24L14A* | *96VTN0601412B* | 17200 | 16 | 8.5 | 18100 | 19400 | 107.2% | 2.34 | 0 | 10.5 |  |  |  | No | R-410A | 1.4333 | Residential & Commercial | Ducted CEE Tier 1
206788389 | Central HP <5.4 tons | CARRIER | HRCU-A-CB (Split System: Heat Pump with Remote Outdoor Unit-Air-Source) | 25VNA424A*031* |  |  | CNPV*4221AL*+UI | 59MN7B060C21**20 | 23400 | 19.5 | 10 | 26800 | 20000 | 74.63% | 2.42 | 13 | 13 |  |  |  | No | R-410A | 1.95 | Residential & Commercial | Ducted CEE Tier 1
206788421 | Central HP <5.4 tons | CARRIER | HRCU-A-CB (Split System: Heat Pump with Remote Outdoor Unit-Air-Source) | 25VNA424A*031* |  |  | CSPH*4212AL*+UI | 59MN7B080C17**14 | 23800 | 19.5 | 9.5 | 26600 | 19800 | 74.44% | 2.5 | 13 | 12.5 |  |  |  | No | R-410A | 1.9833 | Residential & Commercial | Ducted CEE Tier 1
206788422 | Central HP <5.4 tons | CARRIER | HRCU-A-CB (Split System: Heat Pump with Remote Outdoor Unit-Air-Source) | 25VNA424A*031* |  |  | CSPH*4212AL*+UI | 59MN7B060C21**20 | 23800 | 19 | 9 | 26600 | 19800 | 74.44% | 2.5 | 13 | 12.5 |  |  |  | No | R-410A | 1.9833 | Residential & Commercial | Ducted CEE Tier 1
215668635 | Central HP <5.4 tons | TEMPSTAR | HRCU-A-CB (Split System: Heat Pump with Remote Outdoor Unit-Air-Source) | T5H0V36*K*AAA* |  |  | EA*5X37M21A*+WALLCON | *80CSU0401712A* | 34400 | 18 | 9 | 35200 | 25200 | 71.59% | 1.88 | 0 | 10 |  |  |  | No | R-454B | 2.8667 | Residential & Commercial | Ducted CEE Tier 1
215668683 | Central HP <5.4 tons | TEMPSTAR | HRCU-A-CB (Split System: Heat Pump with Remote Outdoor Unit-Air-Source) | T5H0V36*K*AAA* |  |  | EA*5X37M21A*+WALLCON | *80CTL0901716B* | 34400 | 18 | 9 | 35400 | 25200 | 71.19% | 1.88 | 0 | 10 |  |  |  | No | R-454B | 2.8667 | Residential & Commercial | Ducted CEE Tier 1
215668699 | Central HP <5.4 tons | TEMPSTAR | HRCU-A-CB (Split System: Heat Pump with Remote Outdoor Unit-Air-Source) | T5H0V36*K*AAA* |  |  | EA*5X37M21A*+WALLCON | *80CTL1102120B* | 34600 | 18 | 9 | 35200 | 25000 | 71.02% | 1.9 | 0 | 10 |  |  |  | No | R-454B | 2.8833 | Residential & Commercial | Ducted CEE Tier 1
214807760 | Central HP <5.4 tons | JOHNSON CONTROLS | HRCU-A-CB (Split System: Heat Pump with Remote Outdoor Unit-Air-Source) | HH836E2S11 |  |  | CTU36B5XDS1+JMC12B2SN1+TXV |  | 34000 | 19 | 9 | 31400 | 25600 | 81.53% | 2 | 0 | 11.7 |  |  |  | No | R-454B | 2.8333 | Residential & Commercial | Ducted CEE Tier 1
212975326 | Central HP <5.4 tons | DAY & NIGHT | HRCU-A-CB (Split System: Heat Pump with Remote Outdoor Unit-Air-Source) | DLCURAH24ABK |  |  | EA*4X37L21A* | *96VTN0401712B* | 24200 | 16.5 | 8.5 | 25400 | 21600 | 85.04% | 1.8 | 0 | 10 |  |  |  | No | R-410A | 2.0167 | Residential & Commercial | Ducted CEE Tier 1
212975667 | Central HP <5.4 tons | DAY & NIGHT | HRCU-A-CB (Split System: Heat Pump with Remote Outdoor Unit-Air-Source) | DLCURAH24ABK |  |  | EA*4X30L14A* | *96VTN0601412B* | 23400 | 16.5 | 8.5 | 26200 | 25000 | 95.42% | 2.08 | 0 | 10 |  |  |  | No | R-410A | 1.95 | Residential & Commercial | Ducted CEE Tier 1
213782157 | Central HP <5.4 tons | HEIL | HRCU-A-CB (Split System: Heat Pump with Remote Outdoor Unit-Air-Source) | HVH837GKA2* |  |  | EHD4X48AAL+WALLCON | *97CMN1202422B* | 32600 | 16.5 | 8.1 | 33000 | 24800 | 75.15% | 1.96 | 0 | 11 |  |  |  | No | R-410A | 2.7167 | Residential & Commercial | Ducted CEE Tier 1
213782307 | Central HP <5.4 tons | HEIL | HRCU-A-CB (Split System: Heat Pump with Remote Outdoor Unit-Air-Source) | HVH837GKA2* |  |  | EHD4X60AAL+WALLCON | *97CMN1002122B* | 33000 | 16.5 | 8.1 | 32200 | 24800 | 77.02% | 2 | 0 | 11.5 |  |  |  | No | R-410A | 2.75 | Residential & Commercial | Ducted CEE Tier 1
213781587 | Central HP <5.4 tons | HEIL | HRCU-A-CB (Split System: Heat Pump with Remote Outdoor Unit-Air-Source) | HVH837GKA2* |  |  | EA*4X61L21A*+WALLCON | *95CSU0601716B* | 33000 | 17 | 8.1 | 32200 | 25000 | 77.64% | 1.96 | 0 | 11 |  |  |  | No | R-410A | 2.75 | Residential & Commercial | Ducted CEE Tier 1
211241778 | Central HP <5.4 tons | DAY & NIGHT | HRCU-A-CB (Split System: Heat Pump with Remote Outdoor Unit-Air-Source) | DLCURAH24ABK |  |  | EA*4X30L17A* | *80ESU0601716A | 24800 | 16.5 | 8.5 | 26800 | 22200 | 82.84% | 1.84 | 0 | 10 |  |  |  | No | R-410A | 2.0667 | Residential & Commercial | Ducted CEE Tier 1
212976113 | Central HP <5.4 tons | AIRQUEST | HRCU-A-CB (Split System: Heat Pump with Remote Outdoor Unit-Air-Source) | DLCURAH24ABK |  |  | EN(A,D,W)4X36L17** | *96VTN0801716B* | 23400 | 16.5 | 8.1 | 25800 | 24200 | 93.8% | 2 | 0 | 10 |  |  |  | No | R-410A | 1.95 | Residential & Commercial | Ducted CEE Tier 1
204451338 | Central HP <5.4 tons | CARRIER | HRCU-A-CB (Split System: Heat Pump with Remote Outdoor Unit-Air-Source) | 25VNA825A*031* |  |  | CSPH*3012AL*+UI | 58TN*A070C14**12 | 23800 | 16 | 8.1 | 21800 | 16700 | 76.61% | 1.98 | 11 | 10.5 |  |  |  | No | R-410A | 1.9833 | Residential & Commercial | Ducted CEE Tier 1
215679648 | Central HP <5.4 tons | COMFORTMAKER | HRCU-A-CB (Split System: Heat Pump with Remote Outdoor Unit-Air-Source) | C5H0V36*K*AAA* |  |  | EA*5X61M21A*+WALLCON | *97CTN0802120A* | 34800 | 18 | 9 | 34400 | 24800 | 72.09% | 1.92 | 0 | 10.5 |  |  |  | No | R-454B | 2.9 | Residential & Commercial | Ducted CEE Tier 1
215676332 | Central HP <5.4 tons | TEMPSTAR | HRCU-A-CB (Split System: Heat Pump with Remote Outdoor Unit-Air-Source) | T5H0V48*K*AAA* |  |  | EVD5X49M24A*+WALLCON | *80CTL1352422B* | 48000 | 19 | 9 | 50000 | 36400 | 72.8% | 2 | 0 | 10.5 |  |  |  | No | R-454B | 4 | Residential & Commercial | Ducted CEE Tier 1
215678312 | Central HP <5.4 tons | TEMPSTAR | HRCU-A-CB (Split System: Heat Pump with Remote Outdoor Unit-Air-Source) | T5H0V24*K*AAA* |  |  | EA*5X36M17A*+WALLCON | *80CSU0401712B* | 23200 | 17 | 8.5 | 23400 | 16500 | 70.51% | 2 | 0 | 10 |  |  |  | No | R-454B | 1.9333 | Residential & Commercial | Ducted CEE Tier 1
215678342 | Central HP <5.4 tons | TEMPSTAR | HRCU-A-CB (Split System: Heat Pump with Remote Outdoor Unit-Air-Source) | T5H0V24*K*AAA* |  |  | EA*5X36M17A*+WALLCON | *97CTN0801716A* | 23000 | 17 | 9 | 23800 | 16700 | 70.17% | 1.98 | 0 | 10 |  |  |  | No | R-454B | 1.9167 | Residential & Commercial | Ducted CEE Tier 1
201800084 | Central HP <5.4 tons | AMERICAN STANDARD | HRCU-A-CB (Split System: Heat Pump with Remote Outdoor Unit-Air-Source) | 4A6C7048A3 |  |  | 4PX*DU48BS3 | S9V2C080U5PSB | 45500 | 17 | 8.1 | 47500 | 45000 | 94.74% | 3.4 | 12.5 | 11.7 |  |  |  | No | R-410A | 3.7917 | Residential & Commercial | Ducted CEE Tier 1
201800106 | Central HP <5.4 tons | AMERICAN STANDARD | HRCU-A-CB (Split System: Heat Pump with Remote Outdoor Unit-Air-Source) | 4A6C7048A3 |  |  | 4TXCD008DS3 | S9V2C080U5PSB | 45500 | 17 | 8.1 | 47500 | 45000 | 94.74% | 3.4 | 12.5 | 11.7 |  |  |  | No | R-410A | 3.7917 | Residential & Commercial | Ducted CEE Tier 1
215678252 | Central HP <5.4 tons | TEMPSTAR | HRCU-A-CB (Split System: Heat Pump with Remote Outdoor Unit-Air-Source) | T5H0V24*K*AAA* |  |  | EA*5X25M17A*+WALLCON | *97CTN0601716A* | 23800 | 17 | 9 | 23400 | 16500 | 70.51% | 2 | 0 | 10 |  |  |  | No | R-454B | 1.9833 | Residential & Commercial | Ducted CEE Tier 1
215667538 | Central HP <5.4 tons | TEMPSTAR | HRCU-A-CB (Split System: Heat Pump with Remote Outdoor Unit-Air-Source) | T5H0V24*K*AAA* |  |  | EA*5X30M17A*+WALLCON | *96CTN0601714B* | 23000 | 17 | 8.5 | 23800 | 16700 | 70.17% | 1.86 | 0 | 10 |  |  |  | No | R-454B | 1.9167 | Residential & Commercial | Ducted CEE Tier 1
215667558 | Central HP <5.4 tons | TEMPSTAR | HRCU-A-CB (Split System: Heat Pump with Remote Outdoor Unit-Air-Source) | T5H0V24*K*AAA* |  |  | EA*5X30M17A*+WALLCON | *96CTN0801714B* | 23000 | 17 | 9 | 23800 | 16700 | 70.17% | 1.98 | 0 | 10 |  |  |  | No | R-454B | 1.9167 | Residential & Commercial | Ducted CEE Tier 1
215667723 | Central HP <5.4 tons | TEMPSTAR | HRCU-A-CB (Split System: Heat Pump with Remote Outdoor Unit-Air-Source) | T5H0V24*K*AAA* |  |  | EA*5X36M17A*+WALLCON | *96CTN0801714B* | 23200 | 17 | 9 | 23600 | 16600 | 70.34% | 1.98 | 0 | 10 |  |  |  | No | R-454B | 1.9333 | Residential & Commercial | Ducted CEE Tier 1
215667907 | Central HP <5.4 tons | TEMPSTAR | HRCU-A-CB (Split System: Heat Pump with Remote Outdoor Unit-Air-Source) | T5H0V24*K*AAA* |  |  | EA*5X37M21A*+WALLCON | *97CMN0801714B* | 24000 | 17.5 | 9 | 23400 | 16400 | 70.09% | 2 | 0 | 10.5 |  |  |  | No | R-454B | 2 | Residential & Commercial | Ducted CEE Tier 1
212969797 | Central HP <5.4 tons | BRYANT HEATING AND COOLING SYSTEMS | HRCU-A-CB (Split System: Heat Pump with Remote Outdoor Unit-Air-Source) | 38MURAQ24AB3* |  |  | CNPV*2414AL* | 82*SB36045V14*** | 23400 | 17 | 8.5 | 27000 | 25000 | 92.59% | 2.08 | 0 | 10 |  |  |  | No | R-410A | 1.95 | Residential & Commercial | Ducted CEE Tier 1
214807785 | Central HP <5.4 tons | JOHNSON CONTROLS | HRCU-A-CB (Split System: Heat Pump with Remote Outdoor Unit-Air-Source) | HH836E2S11 |  |  | CTU48C5XFS1+JMVT17CC2N1+TXV |  | 34400 | 19 | 9 | 32000 | 25200 | 78.75% | 2 | 0 | 11.7 |  |  |  | No | R-454B | 2.8667 | Residential & Commercial | Ducted CEE Tier 1
213770491 | Central HP <5.4 tons | DAY & NIGHT | HRCU-A-CB (Split System: Heat Pump with Remote Outdoor Unit-Air-Source) | CVH825GKA2* |  |  | EA*4X24L17A*+WALLCON | *80CTL0451712B* | 23200 | 16 | 8.1 | 22000 | 16900 | 76.82% | 1.88 | 0 | 10.5 |  |  |  | No | R-410A | 1.9333 | Residential & Commercial | Ducted CEE Tier 1
214570393 | Central HP <5.4 tons | COMFORTMAKER | HRCU-A-CB (Split System: Heat Pump with Remote Outdoor Unit-Air-Source) | CVH825GKA3* |  |  | EA*4X36L21A*+WALLCON | *95CSU1002122B* | 23600 | 16.5 | 8.1 | 21400 | 16600 | 77.57% | 1.94 | 0 | 10.5 |  |  |  | No | R-410A | 1.9667 | Residential & Commercial | Ducted CEE Tier 1
214570693 | Central HP <5.4 tons | COMFORTMAKER | HRCU-A-CB (Split System: Heat Pump with Remote Outdoor Unit-Air-Source) | CVH825GKA3* |  |  | EA*4X48L21A*+WALLCON | *95CSU1002122B* | 24000 | 17 | 8.5 | 21000 | 16500 | 78.57% | 2.02 | 0 | 11 |  |  |  | No | R-410A | 2 | Residential & Commercial | Ducted CEE Tier 1
214571193 | Central HP <5.4 tons | COMFORTMAKER | HRCU-A-CB (Split System: Heat Pump with Remote Outdoor Unit-Air-Source) | CVH825GKA3* |  |  | EN(A,D,W)4X42L21**+WALLCON | *97CMN0802120B* | 23800 | 16.5 | 8.1 | 21400 | 16700 | 78.04% | 1.96 | 0 | 11 |  |  |  | No | R-410A | 1.9833 | Residential & Commercial | Ducted CEE Tier 1
213772740 | Central HP <5.4 tons | COMFORTMAKER | HRCU-A-CB (Split System: Heat Pump with Remote Outdoor Unit-Air-Source) | CVH825GKA3* |  |  | EA*4X25L17A*+WALLCON | *80CTL0701716B* | 24400 | 16.5 | 8.1 | 21200 | 16700 | 78.77% | 2 | 0 | 10.5 |  |  |  | No | R-410A | 2.0333 | Residential & Commercial | Ducted CEE Tier 1
213772820 | Central HP <5.4 tons | COMFORTMAKER | HRCU-A-CB (Split System: Heat Pump with Remote Outdoor Unit-Air-Source) | CVH825GKA3* |  |  | EA*4X30L14A*+WALLCON | *80CTL0701412B* | 23400 | 16.5 | 8.1 | 21600 | 16700 | 77.31% | 1.9 | 0 | 10.5 |  |  |  | No | R-410A | 1.95 | Residential & Commercial | Ducted CEE Tier 1
213772890 | Central HP <5.4 tons | COMFORTMAKER | HRCU-A-CB (Split System: Heat Pump with Remote Outdoor Unit-Air-Source) | CVH825GKA3* |  |  | EA*4X30L17A*+WALLCON | *97CMN0601714B* | 23200 | 16 | 8.1 | 21600 | 16800 | 77.78% | 1.9 | 0 | 10.5 |  |  |  | No | R-410A | 1.9333 | Residential & Commercial | Ducted CEE Tier 1
214570683 | Central HP <5.4 tons | COMFORTMAKER | HRCU-A-CB (Split System: Heat Pump with Remote Outdoor Unit-Air-Source) | CVH825GKA3* |  |  | EA*4X48L21A*+WALLCON | *95CSU0802120B* | 24000 | 16.5 | 8.5 | 21000 | 16600 | 79.05% | 2.02 | 0 | 11 |  |  |  | No | R-410A | 2 | Residential & Commercial | Ducted CEE Tier 1
214570733 | Central HP <5.4 tons | COMFORTMAKER | HRCU-A-CB (Split System: Heat Pump with Remote Outdoor Unit-Air-Source) | CVH825GKA3* |  |  | EA*4X48L24A*+WALLCON | *80CTL0702120B* | 24000 | 17 | 8.5 | 21000 | 16500 | 78.57% | 2.02 | 0 | 11 |  |  |  | No | R-410A | 2 | Residential & Commercial | Ducted CEE Tier 1
213773090 | Central HP <5.4 tons | COMFORTMAKER | HRCU-A-CB (Split System: Heat Pump with Remote Outdoor Unit-Air-Source) | CVH825GKA3* |  |  | EA*4X36L21A*+WALLCON | *95CSU0601716B* | 23600 | 16.5 | 8.1 | 21600 | 16700 | 77.31% | 1.92 | 0 | 10.5 |  |  |  | No | R-410A | 1.9667 | Residential & Commercial | Ducted CEE Tier 1
213773140 | Central HP <5.4 tons | COMFORTMAKER | HRCU-A-CB (Split System: Heat Pump with Remote Outdoor Unit-Air-Source) | CVH825GKA3* |  |  | EA*4X36L21A*+WALLCON | *96CTN0801714B* | 23600 | 16.5 | 8.1 | 21400 | 16700 | 78.04% | 1.92 | 0 | 10.5 |  |  |  | No | R-410A | 1.9667 | Residential & Commercial | Ducted CEE Tier 1
213773240 | Central HP <5.4 tons | COMFORTMAKER | HRCU-A-CB (Split System: Heat Pump with Remote Outdoor Unit-Air-Source) | CVH825GKA3* |  |  | EA*4X37L17A*+WALLCON | *96CTN0601714B* | 24000 | 16 | 8.1 | 21400 | 16700 | 78.04% | 1.98 | 0 | 10.5 |  |  |  | No | R-410A | 2 | Residential & Commercial | Ducted CEE Tier 1
213773290 | Central HP <5.4 tons | COMFORTMAKER | HRCU-A-CB (Split System: Heat Pump with Remote Outdoor Unit-Air-Source) | CVH825GKA3* |  |  | EA*4X37L21A*+WALLCON | *80CTL0902120B* | 24400 | 16.5 | 8.1 | 21200 | 16600 | 78.3% | 2.02 | 0 | 11 |  |  |  | No | R-410A | 2.0333 | Residential & Commercial | Ducted CEE Tier 1
214571263 | Central HP <5.4 tons | COMFORTMAKER | HRCU-A-CB (Split System: Heat Pump with Remote Outdoor Unit-Air-Source) | CVH825GKA3* |  |  | EN(A,D,W)4X48L21**+WALLCON | *96CTN0802120B* | 24200 | 17 | 8.1 | 21200 | 16600 | 78.3% | 2.02 | 0 | 11.5 |  |  |  | No | R-410A | 2.0167 | Residential & Commercial | Ducted CEE Tier 1
206764334 | Central HP <5.4 tons | CARRIER | HRCU-A-CB (Split System: Heat Pump with Remote Outdoor Unit-Air-Source) | 25VNA825A*032* |  |  | CAP**3621AL*+UI | 59TN6B060C17**14 | 23400 | 16.5 | 8.1 | 21600 | 16700 | 77.31% | 1.92 | 11 | 10.5 |  |  |  | No | R-410A | 1.95 | Residential & Commercial | Ducted CEE Tier 1
206764985 | Central HP <5.4 tons | CARRIER | HRCU-A-CB (Split System: Heat Pump with Remote Outdoor Unit-Air-Source) | 25VNA837A*031* |  |  | CAP**4824AL*+UI | 59MN7B120C24**22 | 32200 | 17.5 | 8.5 | 32600 | 25000 | 76.69% | 1.98 | 12 | 11.7 |  |  |  | No | R-410A | 2.6833 | Residential & Commercial | Ducted CEE Tier 1
206765000 | Central HP <5.4 tons | CARRIER | HRCU-A-CB (Split System: Heat Pump with Remote Outdoor Unit-Air-Source) | 25VNA837A*031* |  |  | CNPV*4217AL*+UI | 58TN*A090C17**16 | 32200 | 17.5 | 8.1 | 33000 | 24600 | 74.55% | 1.92 | 11 | 11.7 |  |  |  | No | R-410A | 2.6833 | Residential & Commercial | Ducted CEE Tier 1
206765032 | Central HP <5.4 tons | CARRIER | HRCU-A-CB (Split System: Heat Pump with Remote Outdoor Unit-Air-Source) | 25VNA837A*031* |  |  | CNPV*4824AL*+UI | 58TN*A090C21**20 | 32400 | 17.5 | 8.1 | 33000 | 24800 | 75.15% | 1.96 | 12 | 11.7 |  |  |  | No | R-410A | 2.7 | Residential & Commercial | Ducted CEE Tier 1
213770691 | Central HP <5.4 tons | DAY & NIGHT | HRCU-A-CB (Split System: Heat Pump with Remote Outdoor Unit-Air-Source) | CVH825GKA2* |  |  | EA*4X30L14A*+WALLCON | *80CTL0701412B* | 23400 | 16.5 | 8.1 | 21600 | 16700 | 77.31% | 1.92 | 0 | 11 |  |  |  | No | R-410A | 1.95 | Residential & Commercial | Ducted CEE Tier 1
215942549 | Central HP <5.4 tons | TEMPSTAR | HRCU-A-CB (Split System: Heat Pump with Remote Outdoor Unit-Air-Source) | T5H3V36*K*AAA* |  |  | EVD5X61M21A*+WALLCON | *96CTN1002122B* | 36000 | 22 | 8.5 | 37400 | 28200 | 75.4% | 2.04 | 0 | 12.5 |  |  |  | No | R-454B | 3 | Residential & Commercial | Ducted CEE Tier 1
215942579 | Central HP <5.4 tons | TEMPSTAR | HRCU-A-CB (Split System: Heat Pump with Remote Outdoor Unit-Air-Source) | T5H3V36*K*AAA* |  |  | EVD5X61M24A*+WALLCON | *95CSU0802120B* | 36000 | 22 | 8.5 | 37400 | 28200 | 75.4% | 2.04 | 0 | 12.5 |  |  |  | No | R-454B | 3 | Residential & Commercial | Ducted CEE Tier 1
215942649 | Central HP <5.4 tons | TEMPSTAR | HRCU-A-CB (Split System: Heat Pump with Remote Outdoor Unit-Air-Source) | T5H3V36*K*AAA* |  |  | EVD5X61M21A*+WALLCON | *97CTN1002122A* | 36000 | 22 | 8.5 | 37400 | 28200 | 75.4% | 2.04 | 0 | 12.5 |  |  |  | No | R-454B | 3 | Residential & Commercial | Ducted CEE Tier 1
215681418 | Central HP <5.4 tons | COMFORTMAKER | HRCU-A-CB (Split System: Heat Pump with Remote Outdoor Unit-Air-Source) | C5H0V48*K*AAA* |  |  | EA*5X60M24A*+WALLCON | *97CTN1002122A* | 45000 | 18 | 9 | 47500 | 33600 | 70.74% | 2.06 | 0 | 10 |  |  |  | No | R-454B | 3.75 | Residential & Commercial | Ducted CEE Tier 1
201800140 | Central HP <5.4 tons | AMERICAN STANDARD | HRCU-A-CB (Split System: Heat Pump with Remote Outdoor Unit-Air-Source) | 4A6C7048A4 |  |  | 4PX*DU48BS3 | S9V2C080U5PSB | 45500 | 17 | 8.1 | 47500 | 45000 | 94.74% | 3.4 | 12.5 | 11.7 |  |  |  | No | R-410A | 3.7917 | Residential & Commercial | Ducted CEE Tier 1
212970677 | Central HP <5.4 tons | BRYANT HEATING AND COOLING SYSTEMS | HRCU-A-CB (Split System: Heat Pump with Remote Outdoor Unit-Air-Source) | 38MURAQ36AB3* |  |  | CAP**4321AL* | 82*SB60090V21*** | 36800 | 16 | 8.5 | 38500 | 35000 | 90.91% | 2.08 | 0 | 10 |  |  |  | No | R-410A | 3.0667 | Residential & Commercial | Ducted CEE Tier 1
213078154 | Central HP <5.4 tons | BRYANT HEATING AND COOLING SYSTEMS | HRCU-A-CB (Split System: Heat Pump with Remote Outdoor Unit-Air-Source) | 38MURAQ36AB3* |  |  | CNPV*4821AL* | 8(0,1)*SB48070M17*** | 35800 | 16.5 | 8.1 | 38500 | 35000 | 90.91% | 2 | 0 | 10 |  |  |  | No | R-410A | 2.9833 | Residential & Commercial | Ducted CEE Tier 1
213078640 | Central HP <5.4 tons | BRYANT HEATING AND COOLING SYSTEMS | HRCU-A-CB (Split System: Heat Pump with Remote Outdoor Unit-Air-Source) | 38MURAQ36AB3* |  |  | CAP**4224AL* | 8(0,1)*SB60110M21*** | 35800 | 16.5 | 8.1 | 38500 | 35000 | 90.91% | 1.9 | 0 | 10 |  |  |  | No | R-410A | 2.9833 | Residential & Commercial | Ducted CEE Tier 1
213078926 | Central HP <5.4 tons | BRYANT HEATING AND COOLING SYSTEMS | HRCU-A-CB (Split System: Heat Pump with Remote Outdoor Unit-Air-Source) | 38MURAQ36AB3* |  |  | CNPV*4221AL* | 83*SB60100M21*** | 35400 | 15.5 | 8.5 | 38500 | 35200 | 91.43% | 1.88 | 0 | 10 |  |  |  | No | R-410A | 2.95 | Residential & Commercial | Ducted CEE Tier 1
213079226 | Central HP <5.4 tons | BRYANT HEATING AND COOLING SYSTEMS | HRCU-A-CB (Split System: Heat Pump with Remote Outdoor Unit-Air-Source) | 38MURAQ36AB3* |  |  | CAP**4221AL* | 83*SB60080M21*** | 35000 | 16.5 | 8.1 | 38500 | 35000 | 90.91% | 1.9 | 0 | 10 |  |  |  | No | R-410A | 2.9167 | Residential & Commercial | Ducted CEE Tier 1
213079310 | Central HP <5.4 tons | BRYANT HEATING AND COOLING SYSTEMS | HRCU-A-CB (Split System: Heat Pump with Remote Outdoor Unit-Air-Source) | 38MURAQ36AB3* |  |  | CNPV*4821AL* | 83*SB60080M21*** | 35800 | 17 | 8.1 | 38000 | 34800 | 91.58% | 2.04 | 0 | 10.5 |  |  |  | No | R-410A | 2.9833 | Residential & Commercial | Ducted CEE Tier 1
213079544 | Central HP <5.4 tons | BRYANT HEATING AND COOLING SYSTEMS | HRCU-A-CB (Split System: Heat Pump with Remote Outdoor Unit-Air-Source) | 38MURAQ36AB3* |  |  | CAP**3721AL* | 912SE48080M17*** | 36200 | 16.5 | 8.5 | 38000 | 34800 | 91.58% | 2.04 | 0 | 10 |  |  |  | No | R-410A | 3.0167 | Residential & Commercial | Ducted CEE Tier 1
213079826 | Central HP <5.4 tons | BRYANT HEATING AND COOLING SYSTEMS | HRCU-A-CB (Split System: Heat Pump with Remote Outdoor Unit-Air-Source) | 38MURAQ36AB3* |  |  | CNPV*4824AL* | 912SE60100M21*** | 36000 | 16.5 | 8.1 | 38500 | 34800 | 90.39% | 2 | 0 | 10.5 |  |  |  | No | R-410A | 3 | Residential & Commercial | Ducted CEE Tier 1
213080028 | Central HP <5.4 tons | BRYANT HEATING AND COOLING SYSTEMS | HRCU-A-CB (Split System: Heat Pump with Remote Outdoor Unit-Air-Source) | 38MURAQ36AB3* |  |  | CAP**3721AL* | 916SA48080M17*** | 36400 | 15.5 | 8.5 | 38000 | 35000 | 92.11% | 2.06 | 0 | 10 |  |  |  | No | R-410A | 3.0333 | Residential & Commercial | Ducted CEE Tier 1
215681938 | Central HP <5.4 tons | COMFORTMAKER | HRCU-A-CB (Split System: Heat Pump with Remote Outdoor Unit-Air-Source) | C5H0V48*K*AAA* |  |  | EVM5X60M21A*+WALLCON | *80CSU1002120B* | 48000 | 18.5 | 9 | 50000 | 36600 | 73.2% | 2 | 0 | 10 |  |  |  | No | R-454B | 4 | Residential & Commercial | Ducted CEE Tier 1
215682088 | Central HP <5.4 tons | COMFORTMAKER | HRCU-A-CB (Split System: Heat Pump with Remote Outdoor Unit-Air-Source) | C5H0V48*K*AAA* |  |  | EVM5X61M24A*+WALLCON | *97CTN1202422A* | 48500 | 19.5 | 9.5 | 50000 | 36600 | 73.2% | 2.12 | 0 | 10.5 |  |  |  | No | R-454B | 4.0417 | Residential & Commercial | Ducted CEE Tier 1
215676872 | Central HP <5.4 tons | TEMPSTAR | HRCU-A-CB (Split System: Heat Pump with Remote Outdoor Unit-Air-Source) | T5H0V48*K*AAA* |  |  | EVD5X61M24A*+WALLCON | *80CTL0702120B* | 48500 | 19 | 9 | 50000 | 36800 | 73.6% | 2 | 0 | 10.5 |  |  |  | No | R-454B | 4.0417 | Residential & Commercial | Ducted CEE Tier 1
215676942 | Central HP <5.4 tons | TEMPSTAR | HRCU-A-CB (Split System: Heat Pump with Remote Outdoor Unit-Air-Source) | T5H0V48*K*AAA* |  |  | EVD5X61M24A*+WALLCON | *97CMN1202422B* | 48500 | 19.5 | 9.5 | 50000 | 36800 | 73.6% | 2.12 | 0 | 10.5 |  |  |  | No | R-454B | 4.0417 | Residential & Commercial | Ducted CEE Tier 1
212969537 | Central HP <5.4 tons | BRYANT HEATING AND COOLING SYSTEMS | HRCU-A-CB (Split System: Heat Pump with Remote Outdoor Unit-Air-Source) | 38MURAQ18AB3* |  |  | CAP**2517AL* | 82*SB36045V14*** | 18300 | 16.5 | 8.5 | 18100 | 17600 | 97.24% | 2.14 | 0 | 11 |  |  |  | No | R-410A | 1.525 | Residential & Commercial | Ducted CEE Tier 1
215940949 | Central HP <5.4 tons | COMFORTMAKER | HRCU-A-CB (Split System: Heat Pump with Remote Outdoor Unit-Air-Source) | C5H3V48*K*AAA* |  |  | EA*5X48M21A*+WALLCON | *80CSU0401712B* | 43500 | 21 | 9.5 | 48000 | 36400 | 75.83% | 1.92 | 0 | 11 |  |  |  | No | R-454B | 3.625 | Residential & Commercial | Ducted CEE Tier 1
212978201 | Central HP <5.4 tons | AIRQUEST | HRCU-A-CB (Split System: Heat Pump with Remote Outdoor Unit-Air-Source) | DLCURAH24ABK |  |  | EN(A,D)4X30L17** | *80MS(N,L)0701412A* | 23600 | 17 | 8.1 | 26000 | 24000 | 92.31% | 2 | 0 | 10.5 |  |  |  | No | R-410A | 1.9667 | Residential & Commercial | Ducted CEE Tier 1
211244051 | Central HP <5.4 tons | DAY & NIGHT | HRCU-A-CB (Split System: Heat Pump with Remote Outdoor Unit-Air-Source) | DLCURAH24ABK |  |  | EN(A,D)4X24L17** | *95ESN0601412A* | 24000 | 15.2 | 8.5 | 27200 | 23000 | 84.56% | 1.88 | 0 | 10 |  |  |  | No | R-410A | 2 | Residential & Commercial | Ducted CEE Tier 1
211244151 | Central HP <5.4 tons | DAY & NIGHT | HRCU-A-CB (Split System: Heat Pump with Remote Outdoor Unit-Air-Source) | DLCURAH24ABK |  |  | EN(A,D)4X24L17** | *92ESN0601412A* | 24200 | 15.5 | 8.5 | 27200 | 22600 | 83.09% | 1.86 | 0 | 10 |  |  |  | No | R-410A | 2.0167 | Residential & Commercial | Ducted CEE Tier 1
214572813 | Central HP <5.4 tons | COMFORTMAKER | HRCU-A-CB (Split System: Heat Pump with Remote Outdoor Unit-Air-Source) | CVH837GKA** |  |  | EA*4X48L21A*+WALLCON | *97CMN0802120B* | 32200 | 17.5 | 8.5 | 32400 | 25000 | 77.16% | 1.98 | 0 | 11 |  |  |  | No | R-410A | 2.6833 | Residential & Commercial | Ducted CEE Tier 1
214572933 | Central HP <5.4 tons | COMFORTMAKER | HRCU-A-CB (Split System: Heat Pump with Remote Outdoor Unit-Air-Source) | CVH837GKA** |  |  | EA*4X60L24A*+WALLCON | *97CMN0802120B* | 32800 | 17.5 | 8.5 | 31600 | 24800 | 78.48% | 2 | 0 | 11.5 |  |  |  | No | R-410A | 2.7333 | Residential & Commercial | Ducted CEE Tier 1
212976421 | Central HP <5.4 tons | DAY & NIGHT | HRCU-A-CB (Split System: Heat Pump with Remote Outdoor Unit-Air-Source) | DLCURAH24ABK |  |  | EN(A,D)4X36L21** | *96VTN0802120B* | 23800 | 17 | 8.5 | 26400 | 24000 | 90.91% | 1.98 | 0 | 10.5 |  |  |  | No | R-410A | 1.9833 | Residential & Commercial | Ducted CEE Tier 1
212977592 | Central HP <5.4 tons | DAY & NIGHT | HRCU-A-CB (Split System: Heat Pump with Remote Outdoor Unit-Air-Source) | DLCURAH24ABK |  |  | EA*4X25L17A* | *80MS(N,L)0451412A* | 24200 | 17 | 8.5 | 25200 | 21800 | 86.51% | 1.82 | 0 | 10 |  |  |  | No | R-410A | 2.0167 | Residential & Commercial | Ducted CEE Tier 1
211228831 | Central HP <5.4 tons | AIRQUEST | HRCU-A-CB (Split System: Heat Pump with Remote Outdoor Unit-Air-Source) | DLCURAH36ABK |  |  | EA*4X48L21A* | *80VSL0701716A* | 35600 | 16 | 8.1 | 37800 | 34600 | 91.53% | 2.04 | 0 | 10 |  |  |  | No | R-410A | 2.9667 | Residential & Commercial | Ducted CEE Tier 1
211230692 | Central HP <5.4 tons | AIRQUEST | HRCU-A-CB (Split System: Heat Pump with Remote Outdoor Unit-Air-Source) | DLCURAH36ABK |  |  | EN(A,D)4X48L24** | *96VSN0802120A* | 36200 | 16 | 8.1 | 38500 | 34800 | 90.39% | 2.02 | 0 | 10 |  |  |  | No | R-410A | 3.0167 | Residential & Commercial | Ducted CEE Tier 1
211228511 | Central HP <5.4 tons | AIRQUEST | HRCU-A-CB (Split System: Heat Pump with Remote Outdoor Unit-Air-Source) | DLCURAH36ABK |  |  | EA*4X43L21A* | *95ESN1002120A* | 37000 | 15.5 | 8.5 | 38500 | 34800 | 90.39% | 2.1 | 0 | 10 |  |  |  | No | R-410A | 3.0833 | Residential & Commercial | Ducted CEE Tier 1
214239129 | Central HP <5.4 tons | DAY & NIGHT | HRCU-A-CB (Split System: Heat Pump with Remote Outdoor Unit-Air-Source) | CVH837GKA2* |  |  | EN(A,D,W)4X42L21**+WALLCON | *97CMN1002122B* | 31800 | 16.5 | 8.1 | 33000 | 24400 | 73.94% | 1.88 | 0 | 11 |  |  |  | No | R-410A | 2.65 | Residential & Commercial | Ducted CEE Tier 1
215931786 | Central HP <5.4 tons | HEIL | HRCU-A-CB (Split System: Heat Pump with Remote Outdoor Unit-Air-Source) | H5H3V60*K*AAA* |  |  | EA*5X61M24A*+WALLCON | *96CTN1202422B* | 57000 | 18.5 | 8.5 | 60500 | 46500 | 76.86% | 2.02 | 0 | 11.5 |  |  |  | No | R-454B | 4.75 | Residential & Commercial | Ducted CEE Tier 1
214573243 | Central HP <5.4 tons | COMFORTMAKER | HRCU-A-CB (Split System: Heat Pump with Remote Outdoor Unit-Air-Source) | CVH837GKA** |  |  | EHD4X48AAL+WALLCON | *96CTN0802120B* | 32600 | 17.5 | 8.5 | 32600 | 24800 | 76.07% | 1.98 | 0 | 11 |  |  |  | No | R-410A | 2.7167 | Residential & Commercial | Ducted CEE Tier 1
214573363 | Central HP <5.4 tons | COMFORTMAKER | HRCU-A-CB (Split System: Heat Pump with Remote Outdoor Unit-Air-Source) | CVH837GKA** |  |  | EN(A,D)4X36L21**+WALLCON | *96CTN0802120B* | 31400 | 17 | 8.1 | 33000 | 24000 | 72.73% | 1.84 | 0 | 11 |  |  |  | No | R-410A | 2.6167 | Residential & Commercial | Ducted CEE Tier 1
214573513 | Central HP <5.4 tons | COMFORTMAKER | HRCU-A-CB (Split System: Heat Pump with Remote Outdoor Unit-Air-Source) | CVH837GKA** |  |  | EN(A,D)4X48L24**+WALLCON | *95CSU1002122B* | 32400 | 17.5 | 8.5 | 32600 | 24800 | 76.07% | 1.98 | 0 | 11.5 |  |  |  | No | R-410A | 2.7 | Residential & Commercial | Ducted CEE Tier 1
215669063 | Central HP <5.4 tons | COMFORTMAKER | HRCU-A-CB (Split System: Heat Pump with Remote Outdoor Unit-Air-Source) | C5H0V36*K*AAA* |  |  | EA*5X43M21A*+WALLCON | *97CMN0802120B* | 34600 | 18 | 9 | 35200 | 25000 | 71.02% | 1.88 | 0 | 10 |  |  |  | No | R-454B | 2.8833 | Residential & Commercial | Ducted CEE Tier 1
215669317 | Central HP <5.4 tons | COMFORTMAKER | HRCU-A-CB (Split System: Heat Pump with Remote Outdoor Unit-Air-Source) | C5H0V36*K*AAA* |  |  | EA*5X60M24A*+WALLCON | *80CTL0902120B* | 34400 | 18.5 | 9 | 34200 | 24600 | 71.93% | 1.92 | 0 | 10.5 |  |  |  | No | R-454B | 2.8667 | Residential & Commercial | Ducted CEE Tier 1
202461053 | Central HP <5.4 tons | AMERICAN STANDARD | HRCU-A-CB (Split System: Heat Pump with Remote Outdoor Unit-Air-Source) | 4A6C7048A3 |  |  | 4TXFH064AZ3 | S8X1D120M5PSA | 47500 | 16.5 | 8.1 | 48000 | 48000 | 100% | 3.6 | 13 | 12 |  |  |  | No | R-410A | 3.9583 | Residential & Commercial | Ducted CEE Tier 1
206764511 | Central HP <5.4 tons | CARRIER | HRCU-A-CB (Split System: Heat Pump with Remote Outdoor Unit-Air-Source) | 25VNA825A*032* |  |  | CAP**3621AL*+UI | 59CU5A080C21**20 | 23600 | 16.5 | 8.1 | 21400 | 16600 | 77.57% | 1.94 | 11 | 11 |  |  |  | No | R-410A | 1.9667 | Residential & Commercial | Ducted CEE Tier 1
214807689 | Central HP <5.4 tons | JOHNSON CONTROLS | HRCU-A-CB (Split System: Heat Pump with Remote Outdoor Unit-Air-Source) | HH824E2S11 |  |  | CTM36B5ADS1 | TMLE080B12MP11 | 23000 | 18 | 9.5 | 23000 | 18600 | 80.87% | 2 | 0 | 12 |  |  |  | No | R-454B | 1.9167 | Residential & Commercial | Ducted CEE Tier 1
214649812 | Central HP <5.4 tons | JOHNSON CONTROLS | HRCU-A-CB (Split System: Heat Pump with Remote Outdoor Unit-Air-Source) | HH824E2S11 |  |  | CTU30B5XCS1+TXV | TM8E080B12MP11 | 23000 | 17 | 9.5 | 23000 | 18400 | 80% | 2 | 0 | 12 |  |  |  | No | R-454B | 1.9167 | Residential & Commercial | Ducted CEE Tier 1
206133952 | Central HP <5.4 tons | CARRIER | HRCU-A-CB (Split System: Heat Pump with Remote Outdoor Unit-Air-Source) | 25VNA825A*031* |  |  | CSPH*3012AL*+UI | 59CU5A080C21**20 | 23800 | 16 | 8.1 | 21800 | 16700 | 76.61% | 1.98 | 11 | 10.5 |  |  |  | No | R-410A | 1.9833 | Residential & Commercial | Ducted CEE Tier 1
206135772 | Central HP <5.4 tons | CARRIER | HRCU-A-CB (Split System: Heat Pump with Remote Outdoor Unit-Air-Source) | 25VNA837A*030* |  |  | CAP**4821AL*+UI | 58CU*A060C17**16 | 32200 | 17 | 8.1 | 32600 | 25000 | 76.69% | 1.96 | 12 | 11 |  |  |  | No | R-410A | 2.6833 | Residential & Commercial | Ducted CEE Tier 1
206136274 | Central HP <5.4 tons | CARRIER | HRCU-A-CB (Split System: Heat Pump with Remote Outdoor Unit-Air-Source) | 25VNA837A*030* |  |  | CNPV*4821AL*+UI | 59CU5A080C21**20 | 32400 | 17.5 | 8.1 | 32800 | 24800 | 75.61% | 1.96 | 12 | 11.7 |  |  |  | No | R-410A | 2.7 | Residential & Commercial | Ducted CEE Tier 1
211245310 | Central HP <5.4 tons | BRYANT HEATING AND COOLING SYSTEMS | HRCU-A-CB (Split System: Heat Pump with Remote Outdoor Unit-Air-Source) | 38MURAQ24AB3* |  |  | CNPV*3621AL* | 926SA42060V17*** | 23400 | 16.5 | 8.1 | 25800 | 24000 | 93.02% | 2 | 0 | 10 |  |  |  | No | R-410A | 1.95 | Residential & Commercial | Ducted CEE Tier 1
211245480 | Central HP <5.4 tons | BRYANT HEATING AND COOLING SYSTEMS | HRCU-A-CB (Split System: Heat Pump with Remote Outdoor Unit-Air-Source) | 38MURAQ24AB3* |  |  | CNPV*3621AL* | 82*TA48090V17*** | 23800 | 17 | 8.1 | 26000 | 23400 | 90% | 1.94 | 0 | 10.5 |  |  |  | No | R-410A | 1.9833 | Residential & Commercial | Ducted CEE Tier 1
211245782 | Central HP <5.4 tons | BRYANT HEATING AND COOLING SYSTEMS | HRCU-A-CB (Split System: Heat Pump with Remote Outdoor Unit-Air-Source) | 38MURAQ24AB3* |  |  | CNPV*3621AL* | OVLAAB048112 | 24400 | 16 | 8.1 | 26600 | 22600 | 84.96% | 1.86 | 0 | 10 |  |  |  | No | R-410A | 2.0333 | Residential & Commercial | Ducted CEE Tier 1
214239755 | Central HP <5.4 tons | HEIL | HRCU-A-CB (Split System: Heat Pump with Remote Outdoor Unit-Air-Source) | HVH837GKA** |  |  | EN(A,D,W)4X42L21**+WALLCON | *80CTL0902120B* | 31800 | 17 | 8.1 | 33000 | 24400 | 73.94% | 1.88 | 0 | 11 |  |  |  | No | R-410A | 2.65 | Residential & Commercial | Ducted CEE Tier 1
214239805 | Central HP <5.4 tons | HEIL | HRCU-A-CB (Split System: Heat Pump with Remote Outdoor Unit-Air-Source) | HVH837GKA** |  |  | EN(A,D,W)4X42L21**+WALLCON | *97CMN1002122B* | 31800 | 16.5 | 8.1 | 33000 | 24400 | 73.94% | 1.88 | 0 | 11 |  |  |  | No | R-410A | 2.65 | Residential & Commercial | Ducted CEE Tier 1
215668787 | Central HP <5.4 tons | TEMPSTAR | HRCU-A-CB (Split System: Heat Pump with Remote Outdoor Unit-Air-Source) | T5H0V36*K*AAA* |  |  | EA*5X37M21A*+WALLCON | *96CTN1002122B* | 34600 | 18 | 9 | 35200 | 25000 | 71.02% | 1.9 | 0 | 10 |  |  |  | No | R-454B | 2.8833 | Residential & Commercial | Ducted CEE Tier 1
214238955 | Central HP <5.4 tons | HEIL | HRCU-A-CB (Split System: Heat Pump with Remote Outdoor Unit-Air-Source) | HVH837GKA2* |  |  | END4X42L17**+WALLCON | *80CTL0451712B* | 31800 | 16.5 | 8.1 | 33400 | 25000 | 74.85% | 1.86 | 0 | 11 |  |  |  | No | R-410A | 2.65 | Residential & Commercial | Ducted CEE Tier 1
214239005 | Central HP <5.4 tons | HEIL | HRCU-A-CB (Split System: Heat Pump with Remote Outdoor Unit-Air-Source) | HVH837GKA2* |  |  | END4X42L17**+WALLCON | *97CMN0601714B* | 31800 | 16.5 | 8.1 | 33200 | 25000 | 75.3% | 1.88 | 0 | 11 |  |  |  | No | R-410A | 2.65 | Residential & Commercial | Ducted CEE Tier 1
214239305 | Central HP <5.4 tons | HEIL | HRCU-A-CB (Split System: Heat Pump with Remote Outdoor Unit-Air-Source) | HVH837GKA2* |  |  | EN(A,D)4X48L24**+WALLCON | *80CTL1352422B* | 32400 | 17 | 8.1 | 32600 | 24600 | 75.46% | 1.96 | 0 | 11.7 |  |  |  | No | R-410A | 2.7 | Residential & Commercial | Ducted CEE Tier 1
212969801 | Central HP <5.4 tons | DAY & NIGHT | HRCU-A-CB (Split System: Heat Pump with Remote Outdoor Unit-Air-Source) | DLCURAH24ABK |  |  | EN(A,D)4X24L14** | *80VSL0451412B* | 23400 | 17 | 8.5 | 27000 | 25000 | 92.59% | 2.08 | 0 | 10 |  |  |  | No | R-410A | 1.95 | Residential & Commercial | Ducted CEE Tier 1
214229151 | Central HP <5.4 tons | DAY & NIGHT | HRCU-A-CB (Split System: Heat Pump with Remote Outdoor Unit-Air-Source) | DLCURAH24ABK |  |  | EA*4X30L17A* | *80MSU0601716A* | 23600 | 17 | 8.5 | 25800 | 24200 | 93.8% | 2.02 | 0 | 10 |  |  |  | No | R-410A | 1.9667 | Residential & Commercial | Ducted CEE Tier 1
214229294 | Central HP <5.4 tons | DAY & NIGHT | HRCU-A-CB (Split System: Heat Pump with Remote Outdoor Unit-Air-Source) | DLCURAH36ABK |  |  | EA*4X37L17A* | *80MSU0601716A* | 36000 | 16 | 8.5 | 38500 | 34800 | 90.39% | 2.02 | 0 | 10 |  |  |  | No | R-410A | 3 | Residential & Commercial | Ducted CEE Tier 1
213079549 | Central HP <5.4 tons | DAY & NIGHT | HRCU-A-CB (Split System: Heat Pump with Remote Outdoor Unit-Air-Source) | DLCURAH36ABK |  |  | EA*4X37L21A* | *92MSN0801716A* | 36200 | 16.5 | 8.5 | 38000 | 34800 | 91.58% | 2.04 | 0 | 10 |  |  |  | No | R-410A | 3.0167 | Residential & Commercial | Ducted CEE Tier 1
213080866 | Central HP <5.4 tons | DAY & NIGHT | HRCU-A-CB (Split System: Heat Pump with Remote Outdoor Unit-Air-Source) | DLCURAH36ABK |  |  | EN(A,D,W)4X48L21** | *95MSU0802120A* | 35800 | 16.5 | 8.1 | 38500 | 35000 | 90.91% | 2 | 0 | 10 |  |  |  | No | R-410A | 2.9833 | Residential & Commercial | Ducted CEE Tier 1
213078761 | Central HP <5.4 tons | DAY & NIGHT | HRCU-A-CB (Split System: Heat Pump with Remote Outdoor Unit-Air-Source) | DLCURAH36ABK |  |  | EN(A,D)4X48L24** | *80MS(N,L)1102420A* | 36200 | 17 | 8.1 | 38500 | 34800 | 90.39% | 2.02 | 0 | 10.5 |  |  |  | No | R-410A | 3.0167 | Residential & Commercial | Ducted CEE Tier 1
215670451 | Central HP <5.4 tons | COMFORTMAKER | HRCU-A-CB (Split System: Heat Pump with Remote Outdoor Unit-Air-Source) | C5H0V36*K*AAA* |  |  | ESH5X60M12A*+WALLCON | *80CTL0902120B* | 34600 | 17 | 8.5 | 34600 | 24800 | 71.68% | 1.92 | 0 | 10 |  |  |  | No | R-454B | 2.8833 | Residential & Commercial | Ducted CEE Tier 1
215670601 | Central HP <5.4 tons | COMFORTMAKER | HRCU-A-CB (Split System: Heat Pump with Remote Outdoor Unit-Air-Source) | C5H0V36*K*AAA* |  |  | ESH5X60M12A*+WALLCON | *96CTN1202422B* | 34600 | 17 | 8.5 | 34600 | 24800 | 71.68% | 1.92 | 0 | 10 |  |  |  | No | R-454B | 2.8833 | Residential & Commercial | Ducted CEE Tier 1
215668967 | Central HP <5.4 tons | COMFORTMAKER | HRCU-A-CB (Split System: Heat Pump with Remote Outdoor Unit-Air-Source) | C5H0V36*K*AAA* |  |  | EA*5X43M21A*+WALLCON | *80CSU1002120A* | 34400 | 17.5 | 9 | 35400 | 25200 | 71.19% | 1.9 | 0 | 10 |  |  |  | No | R-454B | 2.8667 | Residential & Commercial | Ducted CEE Tier 1
215669167 | Central HP <5.4 tons | COMFORTMAKER | HRCU-A-CB (Split System: Heat Pump with Remote Outdoor Unit-Air-Source) | C5H0V36*K*AAA* |  |  | EA*5X48M21A*+WALLCON | *80CTL0902120B* | 33800 | 18 | 9 | 35000 | 25000 | 71.43% | 1.9 | 0 | 10 |  |  |  | No | R-454B | 2.8167 | Residential & Commercial | Ducted CEE Tier 1
215669487 | Central HP <5.4 tons | COMFORTMAKER | HRCU-A-CB (Split System: Heat Pump with Remote Outdoor Unit-Air-Source) | C5H0V36*K*AAA* |  |  | EA*5X61M21A*+WALLCON | *80CTL0901716B* | 34800 | 18.5 | 9 | 34400 | 24800 | 72.09% | 1.92 | 0 | 10 |  |  |  | No | R-454B | 2.9 | Residential & Commercial | Ducted CEE Tier 1
215668991 | Central HP <5.4 tons | COMFORTMAKER | HRCU-A-CB (Split System: Heat Pump with Remote Outdoor Unit-Air-Source) | C5H0V36*K*AAA* |  |  | EA*5X43M21A*+WALLCON | *80CTL0702120B* | 34400 | 18 | 9 | 35400 | 25200 | 71.19% | 1.88 | 0 | 10 |  |  |  | No | R-454B | 2.8667 | Residential & Commercial | Ducted CEE Tier 1
215669357 | Central HP <5.4 tons | COMFORTMAKER | HRCU-A-CB (Split System: Heat Pump with Remote Outdoor Unit-Air-Source) | C5H0V36*K*AAA* |  |  | EA*5X60M24A*+WALLCON | *95CSU1002122B* | 34400 | 18 | 9 | 34200 | 24600 | 71.93% | 1.92 | 0 | 10 |  |  |  | No | R-454B | 2.8667 | Residential & Commercial | Ducted CEE Tier 1
214241727 | Central HP <5.4 tons | HEIL | HRCU-A-CB (Split System: Heat Pump with Remote Outdoor Unit-Air-Source) | HVH825GKA3* |  |  | EN(A,D)4X30L17**+WALLCON | *97CMN0801714B* | 23400 | 16.5 | 8.1 | 21600 | 16700 | 77.31% | 1.9 | 0 | 10.5 |  |  |  | No | R-410A | 1.95 | Residential & Commercial | Ducted CEE Tier 1
213076343 | Central HP <5.4 tons | BRYANT HEATING AND COOLING SYSTEMS | HRCU-A-CB (Split System: Heat Pump with Remote Outdoor Unit-Air-Source) | 38MURAQ24AB3* |  |  | CAP**3621AL* | 935SB66100M21*** | 23600 | 17.5 | 8.5 | 26200 | 23800 | 90.84% | 1.98 | 0 | 10 |  |  |  | No | R-410A | 1.9667 | Residential & Commercial | Ducted CEE Tier 1
214239595 | Central HP <5.4 tons | HEIL | HRCU-A-CB (Split System: Heat Pump with Remote Outdoor Unit-Air-Source) | HVH837GKA** |  |  | EN(A,D)4X36L21**+WALLCON | *97CMN1002122B* | 31400 | 16.5 | 8.1 | 33000 | 24000 | 72.73% | 1.82 | 0 | 11 |  |  |  | No | R-410A | 2.6167 | Residential & Commercial | Ducted CEE Tier 1
211243052 | Central HP <5.4 tons | BRYANT HEATING AND COOLING SYSTEMS | HRCU-A-CB (Split System: Heat Pump with Remote Outdoor Unit-Air-Source) | 38MURAQ24AB3* |  |  | CAP**3717AL* | 8(0,1)*SA42090E17*** | 25000 | 16.5 | 8.5 | 25800 | 21200 | 82.17% | 1.78 | 0 | 10.5 |  |  |  | No | R-410A | 2.0833 | Residential & Commercial | Ducted CEE Tier 1
214649877 | Central HP <5.4 tons | JOHNSON CONTROLS | HRCU-A-CB (Split System: Heat Pump with Remote Outdoor Unit-Air-Source) | HH824E2S11 |  |  | CTU30B5XCS1+TXV | TM8V080B12MP12 | 23000 | 17 | 9.5 | 23000 | 17900 | 77.83% | 2 | 0 | 12 |  |  |  | No | R-454B | 1.9167 | Residential & Commercial | Ducted CEE Tier 1
214649773 | Central HP <5.4 tons | JOHNSON CONTROLS | HRCU-A-CB (Split System: Heat Pump with Remote Outdoor Unit-Air-Source) | HH824E2S11 |  |  | CTU30B5XCS1+TXV | TMLE100B12MP11 | 23000 | 17 | 9.5 | 23000 | 18400 | 80% | 2 | 0 | 12 |  |  |  | No | R-454B | 1.9167 | Residential & Commercial | Ducted CEE Tier 1
215669407 | Central HP <5.4 tons | COMFORTMAKER | HRCU-A-CB (Split System: Heat Pump with Remote Outdoor Unit-Air-Source) | C5H0V36*K*AAA* |  |  | EA*5X60M24A*+WALLCON | *96CTN1002122B* | 34400 | 18 | 9 | 34200 | 24800 | 72.51% | 1.9 | 0 | 10.5 |  |  |  | No | R-454B | 2.8667 | Residential & Commercial | Ducted CEE Tier 1
215669657 | Central HP <5.4 tons | COMFORTMAKER | HRCU-A-CB (Split System: Heat Pump with Remote Outdoor Unit-Air-Source) | C5H0V36*K*AAA* |  |  | EA*5X61M24A*+WALLCON | *80CTL1352422B* | 35000 | 18.5 | 9 | 34400 | 24600 | 71.51% | 1.92 | 0 | 10.5 |  |  |  | No | R-454B | 2.9167 | Residential & Commercial | Ducted CEE Tier 1
215670541 | Central HP <5.4 tons | COMFORTMAKER | HRCU-A-CB (Split System: Heat Pump with Remote Outdoor Unit-Air-Source) | C5H0V36*K*AAA* |  |  | ESH5X60M12A*+WALLCON | *97CMN1002122B* | 34600 | 17 | 8.5 | 34600 | 24800 | 71.68% | 1.92 | 0 | 10 |  |  |  | No | R-454B | 2.8833 | Residential & Commercial | Ducted CEE Tier 1
215670591 | Central HP <5.4 tons | COMFORTMAKER | HRCU-A-CB (Split System: Heat Pump with Remote Outdoor Unit-Air-Source) | C5H0V36*K*AAA* |  |  | ESH5X60M12A*+WALLCON | *96CTN1002122B* | 34600 | 17 | 8.5 | 34600 | 24800 | 71.68% | 1.92 | 0 | 10 |  |  |  | No | R-454B | 2.8833 | Residential & Commercial | Ducted CEE Tier 1
207436284 | Central HP <5.4 tons | LENNOX | HRCU-A-CB (Split System: Heat Pump with Remote Outdoor Unit-Air-Source) | SL25XPV-036-230A** |  |  | C35-48C+TDR+TXV | SLP99UH090XV48C* | 34000 | 22 | 8.8 | 35600 | 27400 | 76.97% | 1.82 | 14 | 13.4 |  |  |  | No | R-410A | 2.8333 | Residential & Commercial | Ducted CEE Tier 1
207436270 | Central HP <5.4 tons | LENNOX | HRCU-A-CB (Split System: Heat Pump with Remote Outdoor Unit-Air-Source) | SL25XPV-036-230A** |  |  | C35-48C+TDR+TXV | EL296UH090XV36C* | 34000 | 22 | 8.8 | 35600 | 27600 | 77.53% | 1.82 | 14 | 13.4 |  |  |  | No | R-410A | 2.8333 | Residential & Commercial | Ducted CEE Tier 1
214075505 | Central HP <5.4 tons | FRIEDRICH | HRCU-A-CB (Split System: Heat Pump with Remote Outdoor Unit-Air-Source) | RD17AZ24AJ3N |  |  | TCFZ2417MTANM | FR801V0504A17UHU | 22400 | 17 | 8.1 | 22400 | 17000 | 75.89% | 2 | 0 | 10 |  |  |  | No | R-410A | 1.8667 | Residential & Commercial | Ducted CEE Tier 1
215932066 | Central HP <5.4 tons | HEIL | HRCU-A-CB (Split System: Heat Pump with Remote Outdoor Unit-Air-Source) | H5H3V36*K*AAA* |  |  | EA*5X36M17A*+WALLCON | *80CTL0701716B* | 32200 | 19 | 9.5 | 35400 | 27200 | 76.84% | 2 | 0 | 10.5 |  |  |  | No | R-454B | 2.6833 | Residential & Commercial | Ducted CEE Tier 1
215932266 | Central HP <5.4 tons | HEIL | HRCU-A-CB (Split System: Heat Pump with Remote Outdoor Unit-Air-Source) | H5H3V36*K*AAA* |  |  | EA*5X42M21A*+WALLCON | *95CSU0601716B* | 32400 | 19.5 | 9.5 | 35400 | 27200 | 76.84% | 2 | 0 | 11 |  |  |  | No | R-454B | 2.7 | Residential & Commercial | Ducted CEE Tier 1
214809029 | Central HP <5.4 tons | JOHNSON CONTROLS | HRCU-A-CB (Split System: Heat Pump with Remote Outdoor Unit-Air-Source) | HH860E2S11 |  |  | CTU60C5XGS1+JMC16C2SN1+TXV |  | 45000 | 19 | 9 | 45000 | 33600 | 74.67% | 2 | 0 | 12 |  |  |  | No | R-454B | 3.75 | Residential & Commercial | Ducted CEE Tier 1
214720183 | Central HP <5.4 tons | JOHNSON CONTROLS | HRCU-A-CB (Split System: Heat Pump with Remote Outdoor Unit-Air-Source) | HH860E2S11 |  |  | CTU60C5XGS1+TXV | TMLE120C16MP11 | 44500 | 18 | 9 | 45500 | 34200 | 75.16% | 2 | 0 | 11 |  |  |  | No | R-454B | 3.7083 | Residential & Commercial | Ducted CEE Tier 1
214719985 | Central HP <5.4 tons | JOHNSON CONTROLS | HRCU-A-CB (Split System: Heat Pump with Remote Outdoor Unit-Air-Source) | HH860E2S11 |  |  | CTU60C5XGS1+TXV | TM9E100C20MP12 | 44500 | 17 | 9 | 45000 | 33800 | 75.11% | 2 | 0 | 11.7 |  |  |  | No | R-454B | 3.7083 | Residential & Commercial | Ducted CEE Tier 1
214720133 | Central HP <5.4 tons | JOHNSON CONTROLS | HRCU-A-CB (Split System: Heat Pump with Remote Outdoor Unit-Air-Source) | HH860E2S11 |  |  | CTU60C5XGS1+TXV | TM9E080C16MP12 | 44500 | 18 | 9 | 45500 | 34400 | 75.6% | 2 | 0 | 11 |  |  |  | No | R-454B | 3.7083 | Residential & Commercial | Ducted CEE Tier 1
214809141 | Central HP <5.4 tons | JOHNSON CONTROLS | HRCU-A-CB (Split System: Heat Pump with Remote Outdoor Unit-Air-Source) | HH860E2S11 |  |  | CTU60C5XGS1+TXV | Z8ES080C20SMPS1 | 44000 | 18 | 9 | 44500 | 33400 | 75.06% | 2 | 0 | 12 |  |  |  | No | R-454B | 3.6667 | Residential & Commercial | Ducted CEE Tier 1
214809259 | Central HP <5.4 tons | JOHNSON CONTROLS | HRCU-A-CB (Split System: Heat Pump with Remote Outdoor Unit-Air-Source) | HH860E2S11 |  |  | CTU60C5XGS1+TXV | TL9E100C20UH11 | 44000 | 17 | 9 | 44500 | 33400 | 75.06% | 2 | 0 | 11.7 |  |  |  | No | R-454B | 3.6667 | Residential & Commercial | Ducted CEE Tier 1
214651825 | Central HP <5.4 tons | JOHNSON CONTROLS | HRCU-A-CB (Split System: Heat Pump with Remote Outdoor Unit-Air-Source) | HH860E2S11 |  |  | CTU60D5XGS1+TXV | TM9Y120D20MP11 | 44000 | 18 | 9 | 44000 | 33400 | 75.91% | 2 | 0 | 11.7 |  |  |  | No | R-454B | 3.6667 | Residential & Commercial | Ducted CEE Tier 1
214649778 | Central HP <5.4 tons | JOHNSON CONTROLS | HRCU-A-CB (Split System: Heat Pump with Remote Outdoor Unit-Air-Source) | HH860E2S11 |  |  | CTU60D5XGS1+TXV | TM9V120D20MP12 | 44000 | 18 | 9 | 44500 | 33400 | 75.06% | 2 | 0 | 11.7 |  |  |  | No | R-454B | 3.6667 | Residential & Commercial | Ducted CEE Tier 1
207436370 | Central HP <5.4 tons | LENNOX | HRCU-A-CB (Split System: Heat Pump with Remote Outdoor Unit-Air-Source) | SL25XPV-036-230A** |  |  | CH35-48C+TDR+TXV | SL280UH090V60C* | 34200 | 21.4 | 8.5 | 33800 | 26000 | 76.92% | 1.76 | 14 | 13.5 |  |  |  | No | R-410A | 2.85 | Residential & Commercial | Ducted CEE Tier 1
207436152 | Central HP <5.4 tons | LENNOX | HRCU-A-CB (Split System: Heat Pump with Remote Outdoor Unit-Air-Source) | SL25XPV-024-230A** |  |  | C35-36B+TDR+TXV | SL280UH090V48B* | 22400 | 22 | 9.3 | 21600 | 20400 | 94.44% | 1.84 | 15 | 14.5 |  |  |  | No | R-410A | 1.8667 | Residential & Commercial | Ducted CEE Tier 1
207436234 | Central HP <5.4 tons | LENNOX | HRCU-A-CB (Split System: Heat Pump with Remote Outdoor Unit-Air-Source) | SL25XPV-024-230A** |  |  | CX35-36B+TDR | SL280UH090V36B* | 22400 | 23 | 9.3 | 21400 | 20400 | 95.33% | 1.84 | 15 | 14.5 |  |  |  | No | R-410A | 1.8667 | Residential & Commercial | Ducted CEE Tier 1
202459557 | Central HP <5.4 tons | TRANE | HRCU-A-CB (Split System: Heat Pump with Remote Outdoor Unit-Air-Source) | 4TWA7048A4 |  |  | 4TXFH064AZ3 | S8X1D120M5PSA | 47500 | 16.5 | 8.1 | 48000 | 48000 | 100% | 3.6 | 13 | 12 |  |  |  | No | R-410A | 3.9583 | Residential & Commercial | Ducted CEE Tier 1
207436570 | Central HP <5.4 tons | LENNOX | HRCU-A-CB (Split System: Heat Pump with Remote Outdoor Unit-Air-Source) | SL25XPV-048-230A** |  |  | CHX35-51/61C-**-*+TDR | SL297UH080NV48C* | 44500 | 20 | 9.2 | 45500 | 37600 | 82.64% | 1.82 | 12.5 | 12.2 |  |  |  | No | R-410A | 3.7083 | Residential & Commercial | Ducted CEE Tier 1
207436577 | Central HP <5.4 tons | LENNOX | HRCU-A-CB (Split System: Heat Pump with Remote Outdoor Unit-Air-Source) | SL25XPV-048-230A** |  |  | CHX35-60D-**-*+TDR | SLP99UH135XV60D* | 45500 | 21 | 9.1 | 43500 | 35800 | 82.3% | 1.86 | 12.5 | 12.4 |  |  |  | No | R-410A | 3.7917 | Residential & Commercial | Ducted CEE Tier 1
207436595 | Central HP <5.4 tons | LENNOX | HRCU-A-CB (Split System: Heat Pump with Remote Outdoor Unit-Air-Source) | SL25XPV-048-230A** |  |  | CX35-49C+TDR | SL280UH110XV60C* | 45500 | 20 | 8.9 | 44000 | 35800 | 81.36% | 1.78 | 12.5 | 12.3 |  |  |  | No | R-410A | 3.7917 | Residential & Commercial | Ducted CEE Tier 1
214242947 | Central HP <5.4 tons | HEIL | HRCU-A-CB (Split System: Heat Pump with Remote Outdoor Unit-Air-Source) | HVH825GKA2* |  |  | END4X42L17**+WALLCON | *96CTN0801714B* | 24000 | 16.5 | 8.1 | 21400 | 16700 | 78.04% | 1.98 | 0 | 11 |  |  |  | No | R-410A | 2 | Residential & Commercial | Ducted CEE Tier 1
214651761 | Central HP <5.4 tons | JOHNSON CONTROLS | HRCU-A-CB (Split System: Heat Pump with Remote Outdoor Unit-Air-Source) | HH824E2S11 |  |  | CTU30B5XCS1+TXV | TM9Y060B12MP11 | 23000 | 17 | 9.5 | 23000 | 18400 | 80% | 2 | 0 | 11.7 |  |  |  | No | R-454B | 1.9167 | Residential & Commercial | Ducted CEE Tier 1
214651007 | Central HP <5.4 tons | JOHNSON CONTROLS | HRCU-A-CB (Split System: Heat Pump with Remote Outdoor Unit-Air-Source) | HH824E2S11 |  |  | CTU36B5XDS1+TXV | TM9V080B12MP12 | 23000 | 18 | 9.5 | 23000 | 18400 | 80% | 2 | 0 | 12 |  |  |  | No | R-454B | 1.9167 | Residential & Commercial | Ducted CEE Tier 1
214807694 | Central HP <5.4 tons | JOHNSON CONTROLS | HRCU-A-CB (Split System: Heat Pump with Remote Outdoor Unit-Air-Source) | HH824E2S11 |  |  | CTU36B5XDS1+JMET08BS2N1+TXV |  | 23000 | 19 | 9 | 23000 | 17800 | 77.39% | 2 | 0 | 12 |  |  |  | No | R-454B | 1.9167 | Residential & Commercial | Ducted CEE Tier 1
213078321 | Central HP <5.4 tons | DAY & NIGHT | HRCU-A-CB (Split System: Heat Pump with Remote Outdoor Unit-Air-Source) | DLCURAH36ABK |  |  | EA*4X43L21A* | *80MS(N,L)0901714A* | 36200 | 16.5 | 8.5 | 38000 | 34800 | 91.58% | 2.04 | 0 | 10 |  |  |  | No | R-410A | 3.0167 | Residential & Commercial | Ducted CEE Tier 1
213076115 | Central HP <5.4 tons | BRYANT HEATING AND COOLING SYSTEMS | HRCU-A-CB (Split System: Heat Pump with Remote Outdoor Unit-Air-Source) | 38MURAQ24AB3* |  |  | CNPV*3621AL* | 935SB60100M21*** | 23800 | 17 | 8.5 | 26400 | 24000 | 90.91% | 2 | 0 | 10.5 |  |  |  | No | R-410A | 1.9833 | Residential & Commercial | Ducted CEE Tier 1
214240025 | Central HP <5.4 tons | HEIL | HRCU-A-CB (Split System: Heat Pump with Remote Outdoor Unit-Air-Source) | HVH837GKA** |  |  | EN(A,D)4X48L24**+WALLCON | *96CTN1202422B* | 32400 | 17 | 8.1 | 32600 | 24600 | 75.46% | 1.96 | 0 | 11.7 |  |  |  | No | R-410A | 2.7 | Residential & Commercial | Ducted CEE Tier 1
215941063 | Central HP <5.4 tons | TEMPSTAR | HRCU-A-CB (Split System: Heat Pump with Remote Outdoor Unit-Air-Source) | T5H3V48*K*AAA* |  |  | EA*5X61M21A*+WALLCON | *80CSU0601716B* | 45000 | 21 | 9.5 | 48500 | 37000 | 76.29% | 2 | 0 | 11.5 |  |  |  | No | R-454B | 3.75 | Residential & Commercial | Ducted CEE Tier 1
214610121 | Central HP <5.4 tons | FRIEDRICH | HRCU-A-CB (Split System: Heat Pump with Remote Outdoor Unit-Air-Source) | FRP18AZ24AJVC |  |  | TCFZ2421HEAAM | FR98MV0703A17UP | 22800 | 20 | 8.5 | 22800 | 26000 | 114% | 2.1 | 0 | 12.5 |  |  |  | No | R-410A | 1.9 | Residential & Commercial | Ducted CEE Tier 1
215940983 | Central HP <5.4 tons | TEMPSTAR | HRCU-A-CB (Split System: Heat Pump with Remote Outdoor Unit-Air-Source) | T5H3V48*K*AAA* |  |  | EA*5X48M21A*+WALLCON | *97CTN0802120A* | 43500 | 20.5 | 9.5 | 48000 | 36600 | 76.25% | 1.92 | 0 | 10.5 |  |  |  | No | R-454B | 3.625 | Residential & Commercial | Ducted CEE Tier 1
214327247 | Central HP <5.4 tons | FRIEDRICH | HRCU-A-CB (Split System: Heat Pump with Remote Outdoor Unit-Air-Source) | FRP18AZ24AJVC |  |  | RCFZ2421HEAAM | FR801V0704A17UHU | 22800 | 20 | 8.5 | 22800 | 26000 | 114% | 2.1 | 0 | 12.5 |  |  |  | No | R-410A | 1.9 | Residential & Commercial | Ducted CEE Tier 1
215941123 | Central HP <5.4 tons | TEMPSTAR | HRCU-A-CB (Split System: Heat Pump with Remote Outdoor Unit-Air-Source) | T5H3V48*K*AAA* |  |  | EA*5X61M24A*+WALLCON | *97CTN1002122A* | 45500 | 21.5 | 9.5 | 48500 | 36800 | 75.88% | 2 | 0 | 11 |  |  |  | No | R-454B | 3.7917 | Residential & Commercial | Ducted CEE Tier 1
215941623 | Central HP <5.4 tons | TEMPSTAR | HRCU-A-CB (Split System: Heat Pump with Remote Outdoor Unit-Air-Source) | T5H3V48*K*AAA* |  |  | EVD5X48M24A*+WALLCON | *97CTN1202422A* | 45000 | 20.5 | 8.1 | 52000 | 38000 | 73.08% | 1.9 | 0 | 11 |  |  |  | No | R-454B | 3.75 | Residential & Commercial | Ducted CEE Tier 1
204300299 | Central HP <5.4 tons | CARRIER | HRCU-A-CB (Split System: Heat Pump with Remote Outdoor Unit-Air-Source) | 25VNA837A*030* |  |  | CSPH*4212AL*+UI | 59TN6B120C24**22 | 32600 | 17 | 8.1 | 33000 | 24800 | 75.15% | 1.96 | 11 | 11 |  |  |  | No | R-410A | 2.7167 | Residential & Commercial | Ducted CEE Tier 1
204300349 | Central HP <5.4 tons | CARRIER | HRCU-A-CB (Split System: Heat Pump with Remote Outdoor Unit-Air-Source) | 25VNA837A*030* |  |  | CSPH*4212AL*+UI | 59MN7B120C24**22 | 32400 | 16.5 | 8.1 | 33200 | 25000 | 75.3% | 1.96 | 11.5 | 11 |  |  |  | No | R-410A | 2.7 | Residential & Commercial | Ducted CEE Tier 1
210596317 | Central HP <5.4 tons | BRYANT HEATING AND COOLING SYSTEMS | HRCU-A-CB (Split System: Heat Pump with Remote Outdoor Unit-Air-Source) | 288BNV025*0**B* |  |  | CAP**4224AL*+UI | 987MB66100C21*** | 23800 | 16.5 | 8.1 | 21400 | 16600 | 77.57% | 1.96 | 0 | 11 |  |  |  | No | R-410A | 1.9833 | Residential & Commercial | Ducted CEE Tier 1
210596349 | Central HP <5.4 tons | BRYANT HEATING AND COOLING SYSTEMS | HRCU-A-CB (Split System: Heat Pump with Remote Outdoor Unit-Air-Source) | 288BNV025*0**B* |  |  | CAP**4821AL*+UI | 987MB60060C21*** | 24000 | 16.5 | 8.1 | 21000 | 16600 | 79.05% | 2 | 0 | 11 |  |  |  | No | R-410A | 2 | Residential & Commercial | Ducted CEE Tier 1
210596351 | Central HP <5.4 tons | BRYANT HEATING AND COOLING SYSTEMS | HRCU-A-CB (Split System: Heat Pump with Remote Outdoor Unit-Air-Source) | 288BNV025*0**B* |  |  | CAP**4824AL*+UI | 83*CA60100C21*** | 24000 | 16.5 | 8.1 | 21000 | 16600 | 79.05% | 2.02 | 0 | 11 |  |  |  | No | R-410A | 2 | Residential & Commercial | Ducted CEE Tier 1
210596433 | Central HP <5.4 tons | BRYANT HEATING AND COOLING SYSTEMS | HRCU-A-CB (Split System: Heat Pump with Remote Outdoor Unit-Air-Source) | 288BNV025*0**B* |  |  | CSPH*4812AL*+UI | 83*CA48060C17*** | 24200 | 16.5 | 8.1 | 21200 | 16600 | 78.3% | 2.02 | 0 | 11 |  |  |  | No | R-410A | 2.0167 | Residential & Commercial | Ducted CEE Tier 1
214807714 | Central HP <5.4 tons | JOHNSON CONTROLS | HRCU-A-CB (Split System: Heat Pump with Remote Outdoor Unit-Air-Source) | HH824E2S11 |  |  | CTU36B5XDS1+JMET12BS2N1+TXV |  | 23000 | 19 | 9.5 | 23000 | 18100 | 78.7% | 2 | 0 | 12 |  |  |  | No | R-454B | 1.9167 | Residential & Commercial | Ducted CEE Tier 1
207436443 | Central HP <5.4 tons | LENNOX | HRCU-A-CB (Split System: Heat Pump with Remote Outdoor Unit-Air-Source) | SL25XPV-036-230A** |  |  | CR33-48C*+TDR+TXV | SLP99DF090XV36C* | 33400 | 21.4 | 8.7 | 36000 | 29400 | 81.67% | 1.76 | 13 | 13 |  |  |  | No | R-410A | 2.7833 | Residential & Commercial | Ducted CEE Tier 1
207436477 | Central HP <5.4 tons | LENNOX | HRCU-A-CB (Split System: Heat Pump with Remote Outdoor Unit-Air-Source) | SL25XPV-036-230A** |  |  | CX35-48C+TDR | EL296UH090XV36C* | 34000 | 22 | 8.8 | 35600 | 27600 | 77.53% | 1.82 | 14 | 13.4 |  |  |  | No | R-410A | 2.8333 | Residential & Commercial | Ducted CEE Tier 1
207436479 | Central HP <5.4 tons | LENNOX | HRCU-A-CB (Split System: Heat Pump with Remote Outdoor Unit-Air-Source) | SL25XPV-036-230A** |  |  | CX35-48C+TDR | EL296UH090XV60C* | 34000 | 20.8 | 8.8 | 35600 | 27400 | 76.97% | 1.82 | 14 | 13.5 |  |  |  | No | R-410A | 2.8333 | Residential & Commercial | Ducted CEE Tier 1
214242997 | Central HP <5.4 tons | HEIL | HRCU-A-CB (Split System: Heat Pump with Remote Outdoor Unit-Air-Source) | HVH825GKA2* |  |  | EN(A,D,W)4X42L21**+WALLCON | *80CTL1102120B* | 23800 | 16.5 | 8.1 | 21400 | 16600 | 77.57% | 1.96 | 0 | 11 |  |  |  | No | R-410A | 1.9833 | Residential & Commercial | Ducted CEE Tier 1
215941113 | Central HP <5.4 tons | TEMPSTAR | HRCU-A-CB (Split System: Heat Pump with Remote Outdoor Unit-Air-Source) | T5H3V48*K*AAA* |  |  | EA*5X61M24A*+WALLCON | *97CTN0802120A* | 45500 | 21 | 9.5 | 48500 | 37000 | 76.29% | 2 | 0 | 11 |  |  |  | No | R-454B | 3.7917 | Residential & Commercial | Ducted CEE Tier 1
215941183 | Central HP <5.4 tons | TEMPSTAR | HRCU-A-CB (Split System: Heat Pump with Remote Outdoor Unit-Air-Source) | T5H3V48*K*AAA* |  |  | ESH5X48M12A*+WALLCON | *97CTN0802120A* | 44000 | 20 | 9 | 48500 | 36600 | 75.46% | 1.8 | 0 | 10.5 |  |  |  | No | R-454B | 3.6667 | Residential & Commercial | Ducted CEE Tier 1
210596519 | Central HP <5.4 tons | BRYANT HEATING AND COOLING SYSTEMS | HRCU-A-CB (Split System: Heat Pump with Remote Outdoor Unit-Air-Source) | 288BNV037*0**A* |  |  | CAP**3621AL*+UI | 935CA60080C21*** | 31600 | 17 | 8.1 | 33200 | 24200 | 72.89% | 1.86 | 0 | 11 |  |  |  | No | R-410A | 2.6333 | Residential & Commercial | Ducted CEE Tier 1
210596550 | Central HP <5.4 tons | BRYANT HEATING AND COOLING SYSTEMS | HRCU-A-CB (Split System: Heat Pump with Remote Outdoor Unit-Air-Source) | 288BNV037*0**A* |  |  | CAP**6124AL*+UI | 83*CA60100C21*** | 33200 | 17.5 | 8.1 | 32000 | 24800 | 77.5% | 1.98 | 0 | 11.5 |  |  |  | No | R-410A | 2.7667 | Residential & Commercial | Ducted CEE Tier 1
215941193 | Central HP <5.4 tons | TEMPSTAR | HRCU-A-CB (Split System: Heat Pump with Remote Outdoor Unit-Air-Source) | T5H3V48*K*AAA* |  |  | ESH5X48M12A*+WALLCON | *97CTN1002122A* | 44000 | 20 | 9 | 48500 | 36400 | 75.05% | 1.82 | 0 | 10.5 |  |  |  | No | R-454B | 3.6667 | Residential & Commercial | Ducted CEE Tier 1
214243021 | Central HP <5.4 tons | DAY & NIGHT | HRCU-A-CB (Split System: Heat Pump with Remote Outdoor Unit-Air-Source) | CVH825GKA2* |  |  | EN(A,D,W)4X42L21**+WALLCON | *97CMN0601714B* | 23600 | 16 | 8.1 | 21600 | 16700 | 77.31% | 1.94 | 0 | 11 |  |  |  | No | R-410A | 1.9667 | Residential & Commercial | Ducted CEE Tier 1
215670611 | Central HP <5.4 tons | COMFORTMAKER | HRCU-A-CB (Split System: Heat Pump with Remote Outdoor Unit-Air-Source) | C5H0V36*K*AAA* |  |  | FCMA5B36L0C*+WALLCON |  | 33400 | 18.5 | 9 | 35800 | 25600 | 71.51% | 1.86 | 0 | 10 |  |  |  | No | R-454B | 2.7833 | Residential & Commercial | Ducted CEE Tier 1
215669039 | Central HP <5.4 tons | COMFORTMAKER | HRCU-A-CB (Split System: Heat Pump with Remote Outdoor Unit-Air-Source) | C5H0V36*K*AAA* |  |  | EA*5X43M21A*+WALLCON | *95CSU1002122B* | 34600 | 18 | 9 | 35200 | 25000 | 71.02% | 1.9 | 0 | 10 |  |  |  | No | R-454B | 2.8833 | Residential & Commercial | Ducted CEE Tier 1
213077130 | Central HP <5.4 tons | DAY & NIGHT | HRCU-A-CB (Split System: Heat Pump with Remote Outdoor Unit-Air-Source) | DLCURAH36ABK |  |  | EN(A,D)4X48L24** | *96VSN0802120B* | 35600 | 16.5 | 8.1 | 38500 | 34800 | 90.39% | 1.98 | 0 | 10 |  |  |  | No | R-410A | 2.9667 | Residential & Commercial | Ducted CEE Tier 1
213077160 | Central HP <5.4 tons | DAY & NIGHT | HRCU-A-CB (Split System: Heat Pump with Remote Outdoor Unit-Air-Source) | DLCURAH36ABK |  |  | EA*4X42L21A* | *96VSN1002120B* | 35400 | 16 | 8.1 | 38500 | 35200 | 91.43% | 1.88 | 0 | 10 |  |  |  | No | R-410A | 2.95 | Residential & Commercial | Ducted CEE Tier 1
213076960 | Central HP <5.4 tons | DAY & NIGHT | HRCU-A-CB (Split System: Heat Pump with Remote Outdoor Unit-Air-Source) | DLCURAH36ABK |  |  | EA*4X37L21A* | *96VSN0801716B* | 36400 | 15.5 | 8.5 | 38500 | 35000 | 90.91% | 2.06 | 0 | 10 |  |  |  | No | R-410A | 3.0333 | Residential & Commercial | Ducted CEE Tier 1
207805591 | Central HP <5.4 tons | TRANE | HRCU-A-CB (Split System: Heat Pump with Remote Outdoor Unit-Air-Source) | 4TWV0X60A1 |  |  | 4TXCD010DS3+P0V0D000M50SC+RP |  | 54000 | 19.5 | 8.2 | 51500 | 39000 | 75.73% | 1.75 | 12.5 | 12 |  |  |  | No | R-410A | 4.5 | Residential & Commercial | Ducted CEE Tier 1
202461029 | Central HP <5.4 tons | AMERICAN STANDARD | HRCU-A-CB (Split System: Heat Pump with Remote Outdoor Unit-Air-Source) | 4A6C7048A3 |  |  | 4PX*DU60BS3 | S8X2D120M5PSA | 47500 | 16.5 | 8.1 | 48000 | 48000 | 100% | 3.6 | 13 | 12 |  |  |  | No | R-410A | 3.9583 | Residential & Commercial | Ducted CEE Tier 1
215669071 | Central HP <5.4 tons | COMFORTMAKER | HRCU-A-CB (Split System: Heat Pump with Remote Outdoor Unit-Air-Source) | C5H0V36*K*AAA* |  |  | EA*5X43M21A*+WALLCON | *97CMN1002122B* | 34600 | 18 | 9 | 35200 | 25000 | 71.02% | 1.9 | 0 | 10 |  |  |  | No | R-454B | 2.8833 | Residential & Commercial | Ducted CEE Tier 1
215669157 | Central HP <5.4 tons | COMFORTMAKER | HRCU-A-CB (Split System: Heat Pump with Remote Outdoor Unit-Air-Source) | C5H0V36*K*AAA* |  |  | EA*5X48M21A*+WALLCON | *80CTL0901716B* | 33800 | 18 | 9 | 35000 | 25000 | 71.43% | 1.88 | 0 | 10 |  |  |  | No | R-454B | 2.8167 | Residential & Commercial | Ducted CEE Tier 1
214242497 | Central HP <5.4 tons | HEIL | HRCU-A-CB (Split System: Heat Pump with Remote Outdoor Unit-Air-Source) | HVH825GKA2* |  |  | EN(A,D)4X24L17**+WALLCON | *96CTN0601714B* | 23200 | 15.5 | 8.1 | 22200 | 16900 | 76.13% | 1.92 | 0 | 10.5 |  |  |  | No | R-410A | 1.9333 | Residential & Commercial | Ducted CEE Tier 1
202461099 | Central HP <5.4 tons | AMERICAN STANDARD | HRCU-A-CB (Split System: Heat Pump with Remote Outdoor Unit-Air-Source) | 4A6C7048A4 |  |  | 4TXCD010DS3 | S8X2D120M5PSA | 47500 | 16.5 | 8.1 | 48000 | 48000 | 100% | 3.6 | 13 | 12 |  |  |  | No | R-410A | 3.9583 | Residential & Commercial | Ducted CEE Tier 1
214649768 | Central HP <5.4 tons | JOHNSON CONTROLS | HRCU-A-CB (Split System: Heat Pump with Remote Outdoor Unit-Air-Source) | HH824E2S11 |  |  | CTU30B5XCS1+TXV | TM8E100B12MP11 | 23000 | 17 | 9.5 | 23000 | 18400 | 80% | 2 | 0 | 12 |  |  |  | No | R-454B | 1.9167 | Residential & Commercial | Ducted CEE Tier 1
214807780 | Central HP <5.4 tons | JOHNSON CONTROLS | HRCU-A-CB (Split System: Heat Pump with Remote Outdoor Unit-Air-Source) | HH836E2S11 |  |  | CTU48C5XFS1+TXV | Z8ES120C16SMPS1 | 34000 | 19 | 9 | 31600 | 25200 | 79.75% | 2 | 0 | 11.7 |  |  |  | No | R-454B | 2.8333 | Residential & Commercial | Ducted CEE Tier 1
214719857 | Central HP <5.4 tons | JOHNSON CONTROLS | HRCU-A-CB (Split System: Heat Pump with Remote Outdoor Unit-Air-Source) | HH836E2S11 |  |  | CTU48C5XFS1+TXV | TMLE100C16MP11 | 33400 | 19 | 9 | 31400 | 25400 | 80.89% | 2 | 0 | 11 |  |  |  | No | R-454B | 2.7833 | Residential & Commercial | Ducted CEE Tier 1
214809161 | Central HP <5.4 tons | JOHNSON CONTROLS | HRCU-A-CB (Split System: Heat Pump with Remote Outdoor Unit-Air-Source) | HH860E2S11 |  |  | CTU60C5XGS1+JME16C2SN1+TXV |  | 45000 | 19 | 9 | 45000 | 33000 | 73.33% | 2 | 0 | 12 |  |  |  | No | R-454B | 3.75 | Residential & Commercial | Ducted CEE Tier 1
214397468 | Central HP <5.4 tons | JOHNSON CONTROLS | HRCU-A-CB (Split System: Heat Pump with Remote Outdoor Unit-Air-Source) | HH860E2S11 |  |  | CTF60C5CGS1 | TM8E120C20MP11 | 44500 | 17 | 9 | 45000 | 33600 | 74.67% | 2 | 0 | 11.7 |  |  |  | No | R-454B | 3.7083 | Residential & Commercial | Ducted CEE Tier 1
214398304 | Central HP <5.4 tons | JOHNSON CONTROLS | HRCU-A-CB (Split System: Heat Pump with Remote Outdoor Unit-Air-Source) | HH860E2S11 |  |  | CTF60C5CGS1 | TM8E080C20MP11 | 44500 | 17 | 9 | 45000 | 33800 | 75.11% | 2 | 0 | 11.7 |  |  |  | No | R-454B | 3.7083 | Residential & Commercial | Ducted CEE Tier 1
214398435 | Central HP <5.4 tons | JOHNSON CONTROLS | HRCU-A-CB (Split System: Heat Pump with Remote Outdoor Unit-Air-Source) | HH860E2S11 |  |  | CTF60C5CHS1 | TM8E100C20MP11 | 53500 | 19 | 8.5 | 55000 | 39000 | 70.91% | 2 | 0 | 11 |  |  |  | No | R-454B | 4.4583 | Residential & Commercial | Ducted CEE Tier 1
206788553 | Central HP <5.4 tons | CARRIER | HRCU-A-CB (Split System: Heat Pump with Remote Outdoor Unit-Air-Source) | 25VNA424A*031* |  |  | CNPV*3617AL*+UI | 58CU*A040C17**12 | 23200 | 20 | 9.5 | 26600 | 19900 | 74.81% | 2.38 | 14 | 13 |  |  |  | No | R-410A | 1.9333 | Residential & Commercial | Ducted CEE Tier 1
214719964 | Central HP <5.4 tons | JOHNSON CONTROLS | HRCU-A-CB (Split System: Heat Pump with Remote Outdoor Unit-Air-Source) | HH860E2S11 |  |  | CTU60C5XGS1+TXV | TPLC100C20MP13 | 44500 | 18 | 9 | 45000 | 33800 | 75.11% | 2 | 0 | 11 |  |  |  | No | R-454B | 3.7083 | Residential & Commercial | Ducted CEE Tier 1
214720123 | Central HP <5.4 tons | JOHNSON CONTROLS | HRCU-A-CB (Split System: Heat Pump with Remote Outdoor Unit-Air-Source) | HH860E2S11 |  |  | CTU60C5XGS1+TXV | TM8E120C20MP11 | 44500 | 17 | 9 | 45000 | 33600 | 74.67% | 2 | 0 | 11.7 |  |  |  | No | R-454B | 3.7083 | Residential & Commercial | Ducted CEE Tier 1
214720086 | Central HP <5.4 tons | JOHNSON CONTROLS | HRCU-A-CB (Split System: Heat Pump with Remote Outdoor Unit-Air-Source) | HH836E2S11 |  |  | CTU48C5XFS1+TXV | TM9V100C20MP12 | 34200 | 18 | 9 | 32600 | 25800 | 79.14% | 2 | 0 | 11 |  |  |  | No | R-454B | 2.85 | Residential & Commercial | Ducted CEE Tier 1
214720220 | Central HP <5.4 tons | JOHNSON CONTROLS | HRCU-A-CB (Split System: Heat Pump with Remote Outdoor Unit-Air-Source) | HH836E2S11 |  |  | CTU48C5XFS1+TXV | Z8ES080C16SMPS1 | 34400 | 19 | 9 | 32200 | 25400 | 78.88% | 2 | 0 | 11 |  |  |  | No | R-454B | 2.8667 | Residential & Commercial | Ducted CEE Tier 1
214239195 | Central HP <5.4 tons | HEIL | HRCU-A-CB (Split System: Heat Pump with Remote Outdoor Unit-Air-Source) | HVH837GKA2* |  |  | EN(A,D,W)4X48L21**+WALLCON | *80CTL0902120B* | 32400 | 17 | 8.1 | 32600 | 24600 | 75.46% | 1.96 | 0 | 11.7 |  |  |  | No | R-410A | 2.7 | Residential & Commercial | Ducted CEE Tier 1
214239345 | Central HP <5.4 tons | HEIL | HRCU-A-CB (Split System: Heat Pump with Remote Outdoor Unit-Air-Source) | HVH837GKA2* |  |  | EN(A,D)4X48L24**+WALLCON | *96CTN1202422B* | 32400 | 17 | 8.1 | 32600 | 24600 | 75.46% | 1.96 | 0 | 11.7 |  |  |  | No | R-410A | 2.7 | Residential & Commercial | Ducted CEE Tier 1
212975271 | Central HP <5.4 tons | DAY & NIGHT | HRCU-A-CB (Split System: Heat Pump with Remote Outdoor Unit-Air-Source) | DLCURAH24ABK |  |  | EA*4X25L17A* | *96VTN0401712B* | 24200 | 16 | 8.5 | 25400 | 21800 | 85.83% | 1.8 | 0 | 10 |  |  |  | No | R-410A | 2.0167 | Residential & Commercial | Ducted CEE Tier 1
212975337 | Central HP <5.4 tons | DAY & NIGHT | HRCU-A-CB (Split System: Heat Pump with Remote Outdoor Unit-Air-Source) | DLCURAH24ABK |  |  | EN(A,D)4X24L17** | *96VTN0401712B* | 23200 | 15.5 | 8.5 | 27000 | 25000 | 92.59% | 2.06 | 0 | 10 |  |  |  | No | R-410A | 1.9333 | Residential & Commercial | Ducted CEE Tier 1
214239165 | Central HP <5.4 tons | HEIL | HRCU-A-CB (Split System: Heat Pump with Remote Outdoor Unit-Air-Source) | HVH837GKA2* |  |  | EN(A,D,W)4X48L21**+WALLCON | *80CTL0451712B* | 32200 | 16.5 | 8.1 | 33200 | 25000 | 75.3% | 1.9 | 0 | 11 |  |  |  | No | R-410A | 2.6833 | Residential & Commercial | Ducted CEE Tier 1
214239215 | Central HP <5.4 tons | HEIL | HRCU-A-CB (Split System: Heat Pump with Remote Outdoor Unit-Air-Source) | HVH837GKA2* |  |  | EN(A,D,W)4X48L21**+WALLCON | *95CSU0601716B* | 32200 | 17 | 8.1 | 33000 | 24800 | 75.15% | 1.92 | 0 | 11.5 |  |  |  | No | R-410A | 2.6833 | Residential & Commercial | Ducted CEE Tier 1
212973277 | Central HP <5.4 tons | DAY & NIGHT | HRCU-A-CB (Split System: Heat Pump with Remote Outdoor Unit-Air-Source) | DLCURAH24ABK |  |  | EN(A,D,W)4X36L17** | *96VSN0401712B* | 23200 | 16 | 8.1 | 26200 | 24800 | 94.66% | 2.06 | 0 | 10 |  |  |  | No | R-410A | 1.9333 | Residential & Commercial | Ducted CEE Tier 1
214652038 | Central HP <5.4 tons | JOHNSON CONTROLS | HRCU-A-CB (Split System: Heat Pump with Remote Outdoor Unit-Air-Source) | HH824E2S11 |  |  | CTU30B5XCS1+TXV | TM9V080B12MP12 | 23000 | 17 | 9.5 | 23000 | 18200 | 79.13% | 2 | 0 | 12 |  |  |  | No | R-454B | 1.9167 | Residential & Commercial | Ducted CEE Tier 1
214243117 | Central HP <5.4 tons | HEIL | HRCU-A-CB (Split System: Heat Pump with Remote Outdoor Unit-Air-Source) | HVH825GKA2* |  |  | EN(A,D,W)4X48L21**+WALLCON | *80CTL1102120B* | 24200 | 17 | 8.1 | 21200 | 16600 | 78.3% | 2.02 | 0 | 11.5 |  |  |  | No | R-410A | 2.0167 | Residential & Commercial | Ducted CEE Tier 1
215669377 | Central HP <5.4 tons | COMFORTMAKER | HRCU-A-CB (Split System: Heat Pump with Remote Outdoor Unit-Air-Source) | C5H0V36*K*AAA* |  |  | EA*5X60M24A*+WALLCON | *97CMN0802120B* | 34400 | 18 | 9 | 34200 | 24800 | 72.51% | 1.9 | 0 | 10 |  |  |  | No | R-454B | 2.8667 | Residential & Commercial | Ducted CEE Tier 1
215669477 | Central HP <5.4 tons | COMFORTMAKER | HRCU-A-CB (Split System: Heat Pump with Remote Outdoor Unit-Air-Source) | C5H0V36*K*AAA* |  |  | EA*5X61M21A*+WALLCON | *80CTL0702120B* | 34800 | 18.5 | 9 | 34400 | 24800 | 72.09% | 1.92 | 0 | 10 |  |  |  | No | R-454B | 2.9 | Residential & Commercial | Ducted CEE Tier 1
215669677 | Central HP <5.4 tons | COMFORTMAKER | HRCU-A-CB (Split System: Heat Pump with Remote Outdoor Unit-Air-Source) | C5H0V36*K*AAA* |  |  | EA*5X61M24A*+WALLCON | *95CSU1002122B* | 35000 | 18.5 | 9 | 34400 | 24600 | 71.51% | 1.92 | 0 | 10 |  |  |  | No | R-454B | 2.9167 | Residential & Commercial | Ducted CEE Tier 1
207805675 | Central HP <5.4 tons | AMERICAN STANDARD | HRCU-A-CB (Split System: Heat Pump with Remote Outdoor Unit-Air-Source) | 4A6V0X60A1 |  |  | 4PX*DU60BS3+P0V0D000M50SC+RP |  | 54000 | 19.5 | 8.2 | 51500 | 39000 | 75.73% | 1.75 | 12.5 | 12 |  |  |  | No | R-410A | 4.5 | Residential & Commercial | Ducted CEE Tier 1
202459507 | Central HP <5.4 tons | TRANE | HRCU-A-CB (Split System: Heat Pump with Remote Outdoor Unit-Air-Source) | 4TWA7048A4 |  |  | 4PX*DU60BS3 | S8X2D120M5PSA | 47500 | 16.5 | 8.1 | 48000 | 48000 | 100% | 3.6 | 13 | 12 |  |  |  | No | R-410A | 3.9583 | Residential & Commercial | Ducted CEE Tier 1
206788903 | Central HP <5.4 tons | CARRIER | HRCU-A-CB (Split System: Heat Pump with Remote Outdoor Unit-Air-Source) | 25VNA448A*031* |  |  | CAP**4824AL*+UI | 58TN*A135C24**22 | 44000 | 21 | 9.5 | 46000 | 36200 | 78.7% | 2.3 | 12.5 | 12 |  |  |  | No | R-410A | 3.6667 | Residential & Commercial | Ducted CEE Tier 1
214650715 | Central HP <5.4 tons | JOHNSON CONTROLS | HRCU-A-CB (Split System: Heat Pump with Remote Outdoor Unit-Air-Source) | HH824E2S11 |  |  | CTU36B5XDS1+TXV | TM9E080B12MP12 | 23000 | 18 | 9.5 | 23000 | 18800 | 81.74% | 2 | 0 | 12 |  |  |  | No | R-454B | 1.9167 | Residential & Commercial | Ducted CEE Tier 1
214242857 | Central HP <5.4 tons | HEIL | HRCU-A-CB (Split System: Heat Pump with Remote Outdoor Unit-Air-Source) | HVH825GKA2* |  |  | END4X42L17**+WALLCON | *80CTL0451712B* | 23800 | 16 | 8.1 | 21400 | 16700 | 78.04% | 1.96 | 0 | 11 |  |  |  | No | R-410A | 1.9833 | Residential & Commercial | Ducted CEE Tier 1
214242907 | Central HP <5.4 tons | HEIL | HRCU-A-CB (Split System: Heat Pump with Remote Outdoor Unit-Air-Source) | HVH825GKA2* |  |  | END4X42L17**+WALLCON | *97CMN0601714B* | 23800 | 16 | 8.1 | 21400 | 16700 | 78.04% | 1.98 | 0 | 11 |  |  |  | No | R-410A | 1.9833 | Residential & Commercial | Ducted CEE Tier 1
214243007 | Central HP <5.4 tons | HEIL | HRCU-A-CB (Split System: Heat Pump with Remote Outdoor Unit-Air-Source) | HVH825GKA2* |  |  | EN(A,D,W)4X42L21**+WALLCON | *95CSU0601716B* | 23600 | 16.5 | 8.1 | 21400 | 16700 | 78.04% | 1.96 | 0 | 11 |  |  |  | No | R-410A | 1.9667 | Residential & Commercial | Ducted CEE Tier 1
214241947 | Central HP <5.4 tons | HEIL | HRCU-A-CB (Split System: Heat Pump with Remote Outdoor Unit-Air-Source) | HVH825GKA3* |  |  | EN(A,D)4X36L21**+WALLCON | *97CMN1002122B* | 23600 | 16.5 | 8.1 | 21400 | 16700 | 78.04% | 1.92 | 0 | 11 |  |  |  | No | R-410A | 1.9667 | Residential & Commercial | Ducted CEE Tier 1
214242147 | Central HP <5.4 tons | HEIL | HRCU-A-CB (Split System: Heat Pump with Remote Outdoor Unit-Air-Source) | HVH825GKA3* |  |  | EN(A,D,W)4X42L21**+WALLCON | *97CMN0601714B* | 23600 | 16 | 8.1 | 21600 | 16700 | 77.31% | 1.94 | 0 | 10.5 |  |  |  | No | R-410A | 1.9667 | Residential & Commercial | Ducted CEE Tier 1
214242197 | Central HP <5.4 tons | HEIL | HRCU-A-CB (Split System: Heat Pump with Remote Outdoor Unit-Air-Source) | HVH825GKA3* |  |  | EN(A,D,W)4X42L21**+WALLCON | *96CTN1002122B* | 23800 | 16.5 | 8.1 | 21400 | 16600 | 77.57% | 1.96 | 0 | 11 |  |  |  | No | R-410A | 1.9833 | Residential & Commercial | Ducted CEE Tier 1
214242287 | Central HP <5.4 tons | HEIL | HRCU-A-CB (Split System: Heat Pump with Remote Outdoor Unit-Air-Source) | HVH825GKA3* |  |  | EN(A,D,W)4X48L21**+WALLCON | *97CMN1002122B* | 24200 | 17 | 8.1 | 21200 | 16500 | 77.83% | 2 | 0 | 11.5 |  |  |  | No | R-410A | 2.0167 | Residential & Commercial | Ducted CEE Tier 1
215935229 | Central HP <5.4 tons | COMFORTMAKER | HRCU-A-CB (Split System: Heat Pump with Remote Outdoor Unit-Air-Source) | C5H3V36*K*AAA* |  |  | EVM5X60M21A*+WALLCON | *80CTL1102120B* | 35600 | 22 | 8.5 | 38000 | 28400 | 74.74% | 2.02 | 0 | 12.5 |  |  |  | No | R-454B | 2.9667 | Residential & Commercial | Ducted CEE Tier 1
215935279 | Central HP <5.4 tons | COMFORTMAKER | HRCU-A-CB (Split System: Heat Pump with Remote Outdoor Unit-Air-Source) | C5H3V36*K*AAA* |  |  | EVM5X60M21A*+WALLCON | *97CMN0801714B* | 35400 | 21.5 | 8.5 | 38500 | 29000 | 75.32% | 2.02 | 0 | 12 |  |  |  | No | R-454B | 2.95 | Residential & Commercial | Ducted CEE Tier 1
207805749 | Central HP <5.4 tons | TRANE | HRCU-A-CB (Split System: Heat Pump with Remote Outdoor Unit-Air-Source) | 4TWA7048A3 |  |  | 4TXCD010DS3+P0V0C000M50SC |  | 46500 | 17 | 8.1 | 46500 | 47000 | 101.1% | 3.6 | 13 | 12.5 |  |  |  | No | R-410A | 3.875 | Residential & Commercial | Ducted CEE Tier 1
207436513 | Central HP <5.4 tons | LENNOX | HRCU-A-CB (Split System: Heat Pump with Remote Outdoor Unit-Air-Source) | SL25XPV-048-230A** |  |  | C35-49C+TDR+TXV | EL296UH110XV48C* | 45500 | 20 | 8.9 | 44000 | 36000 | 81.82% | 1.76 | 12 | 12 |  |  |  | No | R-410A | 3.7917 | Residential & Commercial | Ducted CEE Tier 1
207436561 | Central HP <5.4 tons | LENNOX | HRCU-A-CB (Split System: Heat Pump with Remote Outdoor Unit-Air-Source) | SL25XPV-048-230A** |  |  | CHX35-51/61C-**-*+TDR | EL296UH090XV60C* | 44500 | 20 | 9.2 | 45500 | 37600 | 82.64% | 1.82 | 12 | 12 |  |  |  | No | R-410A | 3.7083 | Residential & Commercial | Ducted CEE Tier 1
206765140 | Central HP <5.4 tons | CARRIER | HRCU-A-CB (Split System: Heat Pump with Remote Outdoor Unit-Air-Source) | 25VNA837A*031* |  |  | CAP**3721AL*+UI | 59CU5A100C21**22 | 33000 | 17.5 | 8.5 | 32800 | 25000 | 76.22% | 2 | 12 | 11.5 |  |  |  | No | R-410A | 2.75 | Residential & Commercial | Ducted CEE Tier 1
206765163 | Central HP <5.4 tons | CARRIER | HRCU-A-CB (Split System: Heat Pump with Remote Outdoor Unit-Air-Source) | 25VNA837A*031* |  |  | CSPH*4212AL*+UI | 59CU5A080C21**20 | 32600 | 17 | 8.1 | 33000 | 24800 | 75.15% | 1.96 | 11.5 | 11 |  |  |  | No | R-410A | 2.7167 | Residential & Commercial | Ducted CEE Tier 1
207820957 | Central HP <5.4 tons | TRANE | HRCU-A-CB (Split System: Heat Pump with Remote Outdoor Unit-Air-Source) | 4TWV8X60A1 |  |  | TEM8B0C60V51+TDR |  | 54000 | 18 | 8.5 | 51000 | 37000 | 72.55% | 1.84 | 12.5 | 12 |  |  |  | No | R-410A | 4.5 | Residential & Commercial | Ducted CEE Tier 1
214807719 | Central HP <5.4 tons | JOHNSON CONTROLS | HRCU-A-CB (Split System: Heat Pump with Remote Outdoor Unit-Air-Source) | HH824E2S11 |  |  | CTU36B5XDS1+JME12B2SN1+TXV |  | 23000 | 19 | 9.5 | 23000 | 18500 | 80.43% | 2 | 0 | 12 |  |  |  | No | R-454B | 1.9167 | Residential & Commercial | Ducted CEE Tier 1
214651889 | Central HP <5.4 tons | JOHNSON CONTROLS | HRCU-A-CB (Split System: Heat Pump with Remote Outdoor Unit-Air-Source) | HH824E2S11 |  |  | CTU36B5XDS1+TXV | Z9ES060B12SMPS1 | 23000 | 17 | 9.5 | 23000 | 18700 | 81.3% | 2 | 0 | 12 |  |  |  | No | R-454B | 1.9167 | Residential & Commercial | Ducted CEE Tier 1
214807815 | Central HP <5.4 tons | JOHNSON CONTROLS | HRCU-A-CB (Split System: Heat Pump with Remote Outdoor Unit-Air-Source) | HH824E2S11 |  |  | CTU30B5XCS1+JMVT12BC2N1+TXV |  | 23000 | 18 | 9.5 | 23000 | 19000 | 82.61% | 2 | 0 | 12 |  |  |  | No | R-454B | 1.9167 | Residential & Commercial | Ducted CEE Tier 1
214649817 | Central HP <5.4 tons | JOHNSON CONTROLS | HRCU-A-CB (Split System: Heat Pump with Remote Outdoor Unit-Air-Source) | HH824E2S11 |  |  | CTU30B5XCS1+TXV | TMLE080B12MP11 | 23000 | 17 | 9.5 | 23000 | 18400 | 80% | 2 | 0 | 12 |  |  |  | No | R-454B | 1.9167 | Residential & Commercial | Ducted CEE Tier 1
214242387 | Central HP <5.4 tons | HEIL | HRCU-A-CB (Split System: Heat Pump with Remote Outdoor Unit-Air-Source) | HVH825GKA3* |  |  | EN(A,D)4X48L24**+WALLCON | *96CTN1202422B* | 24200 | 17 | 8.1 | 21200 | 16600 | 78.3% | 2 | 0 | 11 |  |  |  | No | R-410A | 2.0167 | Residential & Commercial | Ducted CEE Tier 1
212987546 | Central HP <5.4 tons | AIRQUEST | HRCU-A-CB (Split System: Heat Pump with Remote Outdoor Unit-Air-Source) | DLCURAH18ABK |  |  | EN(A,D)4X24L17** | *96MSN0801716A* | 17600 | 16 | 8.5 | 18600 | 19100 | 102.7% | 2.3 | 0 | 11 |  |  |  | No | R-410A | 1.4667 | Residential & Commercial | Ducted CEE Tier 1
212986373 | Central HP <5.4 tons | DAY & NIGHT | HRCU-A-CB (Split System: Heat Pump with Remote Outdoor Unit-Air-Source) | DLCURAH18ABK |  |  | EN(A,D)4X30L14** | *96MSN0401410A* | 17600 | 16 | 8.1 | 18200 | 18600 | 102.2% | 2.24 | 0 | 10.5 |  |  |  | No | R-410A | 1.4667 | Residential & Commercial | Ducted CEE Tier 1
212984187 | Central HP <5.4 tons | DAY & NIGHT | HRCU-A-CB (Split System: Heat Pump with Remote Outdoor Unit-Air-Source) | DLCURAH18ABK |  |  | EA*4X25L17A* | *92MSN0601714A* | 18100 | 16.5 | 8.5 | 17900 | 17700 | 98.88% | 2.14 | 0 | 11 |  |  |  | No | R-410A | 1.5083 | Residential & Commercial | Ducted CEE Tier 1
214239625 | Central HP <5.4 tons | HEIL | HRCU-A-CB (Split System: Heat Pump with Remote Outdoor Unit-Air-Source) | HVH837GKA** |  |  | EN(A,D)4X36L21**+WALLCON | *96CTN1002122B* | 31400 | 16.5 | 8.1 | 33000 | 24000 | 72.73% | 1.82 | 0 | 11 |  |  |  | No | R-410A | 2.6167 | Residential & Commercial | Ducted CEE Tier 1
214239875 | Central HP <5.4 tons | HEIL | HRCU-A-CB (Split System: Heat Pump with Remote Outdoor Unit-Air-Source) | HVH837GKA** |  |  | EN(A,D,W)4X48L21**+WALLCON | *80CTL0902120B* | 32400 | 17 | 8.1 | 32600 | 24600 | 75.46% | 1.96 | 0 | 11.7 |  |  |  | No | R-410A | 2.7 | Residential & Commercial | Ducted CEE Tier 1
214239855 | Central HP <5.4 tons | HEIL | HRCU-A-CB (Split System: Heat Pump with Remote Outdoor Unit-Air-Source) | HVH837GKA** |  |  | EN(A,D,W)4X48L21**+WALLCON | *80CTL0701716B* | 32200 | 17 | 8.1 | 32800 | 24800 | 75.61% | 1.94 | 0 | 11.5 |  |  |  | No | R-410A | 2.6833 | Residential & Commercial | Ducted CEE Tier 1
214239955 | Central HP <5.4 tons | HEIL | HRCU-A-CB (Split System: Heat Pump with Remote Outdoor Unit-Air-Source) | HVH837GKA** |  |  | EN(A,D,W)4X48L21**+WALLCON | *96CTN1002122B* | 32400 | 17 | 8.1 | 32600 | 24600 | 75.46% | 1.96 | 0 | 11.7 |  |  |  | No | R-410A | 2.7 | Residential & Commercial | Ducted CEE Tier 1
214239975 | Central HP <5.4 tons | HEIL | HRCU-A-CB (Split System: Heat Pump with Remote Outdoor Unit-Air-Source) | HVH837GKA** |  |  | EN(A,D)4X48L24**+WALLCON | *80CTL1102120B* | 32400 | 17 | 8.1 | 32600 | 24600 | 75.46% | 1.96 | 0 | 11.5 |  |  |  | No | R-410A | 2.7 | Residential & Commercial | Ducted CEE Tier 1
212973307 | Central HP <5.4 tons | DAY & NIGHT | HRCU-A-CB (Split System: Heat Pump with Remote Outdoor Unit-Air-Source) | DLCURAH18ABK |  |  | EA*4X24L14A* | *96VSN0601412B* | 17200 | 16 | 8.5 | 18100 | 19400 | 107.2% | 2.34 | 0 | 10.5 |  |  |  | No | R-410A | 1.4333 | Residential & Commercial | Ducted CEE Tier 1
214240075 | Central HP <5.4 tons | HEIL | HRCU-A-CB (Split System: Heat Pump with Remote Outdoor Unit-Air-Source) | HVH837GKA** |  |  | EN(A,D,W)4X60L24**+WALLCON | *97CMN1202422B* | 32800 | 17.5 | 8.1 | 32200 | 24600 | 76.4% | 1.96 | 0 | 11.7 |  |  |  | No | R-410A | 2.7333 | Residential & Commercial | Ducted CEE Tier 1
213773527 | Central HP <5.4 tons | HEIL | HRCU-A-CB (Split System: Heat Pump with Remote Outdoor Unit-Air-Source) | HVH825GKA3* |  |  | EA*4X42L24A*+WALLCON | *97CMN1002122B* | 23800 | 16.5 | 8.1 | 21400 | 16600 | 77.57% | 1.96 | 0 | 11 |  |  |  | No | R-410A | 1.9833 | Residential & Commercial | Ducted CEE Tier 1
213773597 | Central HP <5.4 tons | HEIL | HRCU-A-CB (Split System: Heat Pump with Remote Outdoor Unit-Air-Source) | HVH825GKA3* |  |  | EA*4X43L21A*+WALLCON | *80CTL0902120B* | 24400 | 17 | 8.1 | 21200 | 16600 | 78.3% | 2.02 | 0 | 11 |  |  |  | No | R-410A | 2.0333 | Residential & Commercial | Ducted CEE Tier 1
213773427 | Central HP <5.4 tons | HEIL | HRCU-A-CB (Split System: Heat Pump with Remote Outdoor Unit-Air-Source) | HVH825GKA3* |  |  | EA*4X42L21A*+WALLCON | *95CSU0601716B* | 23600 | 16.5 | 8.1 | 21400 | 16700 | 78.04% | 1.94 | 0 | 10.5 |  |  |  | No | R-410A | 1.9667 | Residential & Commercial | Ducted CEE Tier 1
207252289 | Central HP <5.4 tons | AMERICAN STANDARD | HRCU-A-CB (Split System: Heat Pump with Remote Outdoor Unit-Air-Source) | 4A6C7048A3 |  |  | 4TXCD008DS3 | L8V1C100U5VSA | 45500 | 17 | 8.1 | 47500 | 45500 | 95.79% | 3.4 | 12.5 | 12 |  |  |  | No | R-410A | 3.7917 | Residential & Commercial | Ducted CEE Tier 1
216051054 | Central HP <5.4 tons | FRIEDRICH | HRCU-A-CB (Split System: Heat Pump with Remote Outdoor Unit-Air-Source) | FRP19AY24AJVC |  |  | TCFY2421HEAAM | FR801V0704A17UH | 22800 | 21 | 8.5 | 22800 | 18500 | 81.14% | 1.8 | 0 | 13 |  |  |  | No | R-454B | 1.9 | Residential & Commercial | Ducted CEE Tier 1
214327253 | Central HP <5.4 tons | FRIEDRICH | HRCU-A-CB (Split System: Heat Pump with Remote Outdoor Unit-Air-Source) | FRP18AZ48AJVC |  |  | RCFZ6021SEAAM | FR801V0504A17UHU | 45000 | 19 | 8.5 | 44000 | 45500 | 103.4% | 1.9 | 0 | 12 |  |  |  | No | R-410A | 3.75 | Residential & Commercial | Ducted CEE Tier 1
214327251 | Central HP <5.4 tons | FRIEDRICH | HRCU-A-CB (Split System: Heat Pump with Remote Outdoor Unit-Air-Source) | FRP18AZ48AJVC |  |  | RCFZ6021SEAAM | FR801V1005A21UHU | 44500 | 19 | 8.1 | 43000 | 45000 | 104.7% | 2 | 0 | 10 |  |  |  | No | R-410A | 3.7083 | Residential & Commercial | Ducted CEE Tier 1
214807830 | Central HP <5.4 tons | JOHNSON CONTROLS | HRCU-A-CB (Split System: Heat Pump with Remote Outdoor Unit-Air-Source) | HH824E2S11 |  |  | CTU30B5XCS1+JMET12BS2N1+TXV |  | 23000 | 18 | 9.5 | 23000 | 18500 | 80.43% | 2 | 0 | 12 |  |  |  | No | R-454B | 1.9167 | Residential & Commercial | Ducted CEE Tier 1
214242437 | Central HP <5.4 tons | HEIL | HRCU-A-CB (Split System: Heat Pump with Remote Outdoor Unit-Air-Source) | HVH825GKA2* |  |  | EN(A,D)4X24L17**+WALLCON | *80CTL0701716B* | 23200 | 16 | 8.1 | 22000 | 16900 | 76.82% | 1.92 | 0 | 10.5 |  |  |  | No | R-410A | 1.9333 | Residential & Commercial | Ducted CEE Tier 1
212971462 | Central HP <5.4 tons | DAY & NIGHT | HRCU-A-CB (Split System: Heat Pump with Remote Outdoor Unit-Air-Source) | DLCURAH18ABK |  |  | EA*4X25L17A* | *80VTL0701716B* | 18000 | 16.5 | 8.5 | 17900 | 17700 | 98.88% | 2.14 | 0 | 11 |  |  |  | No | R-410A | 1.5 | Residential & Commercial | Ducted CEE Tier 1
213772717 | Central HP <5.4 tons | HEIL | HRCU-A-CB (Split System: Heat Pump with Remote Outdoor Unit-Air-Source) | HVH825GKA3* |  |  | EA*4X25L17A*+WALLCON | *80CTL0451712B* | 24200 | 16.5 | 8.1 | 21400 | 16700 | 78.04% | 2 | 0 | 10.5 |  |  |  | No | R-410A | 2.0167 | Residential & Commercial | Ducted CEE Tier 1
213772867 | Central HP <5.4 tons | HEIL | HRCU-A-CB (Split System: Heat Pump with Remote Outdoor Unit-Air-Source) | HVH825GKA3* |  |  | EA*4X30L17A*+WALLCON | *80CTL0901716B* | 23600 | 16.5 | 8.1 | 21400 | 16700 | 78.04% | 1.9 | 0 | 10.5 |  |  |  | No | R-410A | 1.9667 | Residential & Commercial | Ducted CEE Tier 1
211261725 | Central HP <5.4 tons | DAY & NIGHT | HRCU-A-CB (Split System: Heat Pump with Remote Outdoor Unit-Air-Source) | DLCURAH18ABK |  |  | EA*4X30L17A* | *80VSL0701716A* | 17600 | 16 | 8.5 | 18100 | 18600 | 102.8% | 2.24 | 0 | 10.5 |  |  |  | No | R-410A | 1.4667 | Residential & Commercial | Ducted CEE Tier 1
214807750 | Central HP <5.4 tons | JOHNSON CONTROLS | HRCU-A-CB (Split System: Heat Pump with Remote Outdoor Unit-Air-Source) | HH836E2S11 |  |  | CTU36B5XDS1+JMVT12BC2N1+TXV |  | 34000 | 19 | 9 | 31400 | 25600 | 81.53% | 2 | 0 | 11.7 |  |  |  | No | R-454B | 2.8333 | Residential & Commercial | Ducted CEE Tier 1
214807765 | Central HP <5.4 tons | JOHNSON CONTROLS | HRCU-A-CB (Split System: Heat Pump with Remote Outdoor Unit-Air-Source) | HH836E2S11 |  |  | CTU36B5XDS1+TXV | Z8ES080B12SMPS1 | 33200 | 18 | 8.5 | 30400 | 24800 | 81.58% | 2 | 0 | 11.7 |  |  |  | No | R-454B | 2.7667 | Residential & Commercial | Ducted CEE Tier 1
214398136 | Central HP <5.4 tons | JOHNSON CONTROLS | HRCU-A-CB (Split System: Heat Pump with Remote Outdoor Unit-Air-Source) | HH836E2S11 |  |  | CTF36C5CDS1 | TM8Y080C16MP11 | 33600 | 18 | 8.5 | 30800 | 25200 | 81.82% | 2 | 0 | 11.7 |  |  |  | No | R-454B | 2.8 | Residential & Commercial | Ducted CEE Tier 1
214398220 | Central HP <5.4 tons | JOHNSON CONTROLS | HRCU-A-CB (Split System: Heat Pump with Remote Outdoor Unit-Air-Source) | HH836E2S11 |  |  | CTF48C5CFS1 | TM8E120C16MP11 | 33600 | 19 | 9 | 31400 | 25400 | 80.89% | 2 | 0 | 11 |  |  |  | No | R-454B | 2.8 | Residential & Commercial | Ducted CEE Tier 1
206765034 | Central HP <5.4 tons | CARRIER | HRCU-A-CB (Split System: Heat Pump with Remote Outdoor Unit-Air-Source) | 25VNA837A*031* |  |  | CNPV*4824AL*+UI | 59TN6B120C24**22 | 32400 | 17.5 | 8.1 | 32800 | 24800 | 75.61% | 1.96 | 12 | 11.7 |  |  |  | No | R-410A | 2.7 | Residential & Commercial | Ducted CEE Tier 1
206765083 | Central HP <5.4 tons | CARRIER | HRCU-A-CB (Split System: Heat Pump with Remote Outdoor Unit-Air-Source) | 25VNA837A*031* |  |  | CSPH*4812AL*+UI | 58TN*A090C21**20 | 32600 | 17 | 8.1 | 33000 | 25000 | 75.76% | 1.98 | 12 | 11 |  |  |  | No | R-410A | 2.7167 | Residential & Commercial | Ducted CEE Tier 1
206765133 | Central HP <5.4 tons | CARRIER | HRCU-A-CB (Split System: Heat Pump with Remote Outdoor Unit-Air-Source) | 25VNA837A*031* |  |  | CSPH*4812AL*+UI | 58CU*A060C17**16 | 32600 | 16.5 | 8.1 | 33200 | 25000 | 75.3% | 1.96 | 11.5 | 11 |  |  |  | No | R-410A | 2.7167 | Residential & Commercial | Ducted CEE Tier 1
206765149 | Central HP <5.4 tons | CARRIER | HRCU-A-CB (Split System: Heat Pump with Remote Outdoor Unit-Air-Source) | 25VNA837A*031* |  |  | CAP**4821AL*+UI | 59CU5A100C21**22 | 32400 | 17.5 | 8.5 | 32600 | 24800 | 76.07% | 2 | 12 | 11.5 |  |  |  | No | R-410A | 2.7 | Residential & Commercial | Ducted CEE Tier 1
204299335 | Central HP <5.4 tons | CARRIER | HRCU-A-CB (Split System: Heat Pump with Remote Outdoor Unit-Air-Source) | 25VNA837A*030* |  |  | CAP**4821AL*+UI | 59MN7B060C21**20 | 32200 | 17 | 8.1 | 32800 | 25200 | 76.83% | 1.96 | 11.5 | 11 |  |  |  | No | R-410A | 2.6833 | Residential & Commercial | Ducted CEE Tier 1
204299805 | Central HP <5.4 tons | CARRIER | HRCU-A-CB (Split System: Heat Pump with Remote Outdoor Unit-Air-Source) | 25VNA837A*030* |  |  | CNPV*4821AL*+UI | 59MN7B100C21**22 | 32400 | 17.5 | 8.1 | 33000 | 24800 | 75.15% | 1.96 | 12 | 11.7 |  |  |  | No | R-410A | 2.7 | Residential & Commercial | Ducted CEE Tier 1
204299885 | Central HP <5.4 tons | CARRIER | HRCU-A-CB (Split System: Heat Pump with Remote Outdoor Unit-Air-Source) | 25VNA837A*030* |  |  | CNPV*4824AL*+UI | 58TN*A135C24**22 | 32400 | 17.5 | 8.1 | 32800 | 24800 | 75.61% | 1.98 | 12 | 11.7 |  |  |  | No | R-410A | 2.7 | Residential & Commercial | Ducted CEE Tier 1
206133374 | Central HP <5.4 tons | CARRIER | HRCU-A-CB (Split System: Heat Pump with Remote Outdoor Unit-Air-Source) | 25VNA825A*031* |  |  | CAP**3621AL*+UI | 58CU*A040C17**12 | 23600 | 17 | 8.1 | 21400 | 16600 | 77.57% | 1.94 | 11.5 | 11 |  |  |  | No | R-410A | 1.9667 | Residential & Commercial | Ducted CEE Tier 1
206133424 | Central HP <5.4 tons | CARRIER | HRCU-A-CB (Split System: Heat Pump with Remote Outdoor Unit-Air-Source) | 25VNA825A*031* |  |  | CAP**3717AL*+UI | 58CU*A060C17**16 | 24200 | 16.5 | 8.1 | 21400 | 16700 | 78.04% | 2 | 11.5 | 10.5 |  |  |  | No | R-410A | 2.0167 | Residential & Commercial | Ducted CEE Tier 1
215941773 | Central HP <5.4 tons | TEMPSTAR | HRCU-A-CB (Split System: Heat Pump with Remote Outdoor Unit-Air-Source) | T5H3V48*K*AAA* |  |  | EVD5X61M21A*+WALLCON | *96CTN0802120B* | 46000 | 20.5 | 8.1 | 53500 | 38500 | 71.96% | 1.95 | 0 | 11.5 |  |  |  | No | R-454B | 3.8333 | Residential & Commercial | Ducted CEE Tier 1
214327250 | Central HP <5.4 tons | FRIEDRICH | HRCU-A-CB (Split System: Heat Pump with Remote Outdoor Unit-Air-Source) | FRP18AZ36AJVC |  |  | RCFZ3621MEAAM | FR801V0704A17UHU | 34200 | 19 | 8.5 | 34200 | 43500 | 127.2% | 2.2 | 0 | 12.5 |  |  |  | No | R-410A | 2.85 | Residential & Commercial | Ducted CEE Tier 1
214242377 | Central HP <5.4 tons | HEIL | HRCU-A-CB (Split System: Heat Pump with Remote Outdoor Unit-Air-Source) | HVH825GKA3* |  |  | EN(A,D)4X48L24**+WALLCON | *96CTN1002122B* | 24200 | 17 | 8.1 | 21200 | 16500 | 77.83% | 2 | 0 | 11.5 |  |  |  | No | R-410A | 2.0167 | Residential & Commercial | Ducted CEE Tier 1
214239965 | Central HP <5.4 tons | HEIL | HRCU-A-CB (Split System: Heat Pump with Remote Outdoor Unit-Air-Source) | HVH837GKA** |  |  | EN(A,D)4X48L24**+WALLCON | *80CTL0902120B* | 32400 | 17 | 8.1 | 32600 | 24600 | 75.46% | 1.96 | 0 | 11.7 |  |  |  | No | R-410A | 2.7 | Residential & Commercial | Ducted CEE Tier 1
214240065 | Central HP <5.4 tons | HEIL | HRCU-A-CB (Split System: Heat Pump with Remote Outdoor Unit-Air-Source) | HVH837GKA** |  |  | EN(A,D,W)4X60L24**+WALLCON | *97CMN1002122B* | 32800 | 17.5 | 8.1 | 32200 | 24600 | 76.4% | 1.96 | 0 | 12 |  |  |  | No | R-410A | 2.7333 | Residential & Commercial | Ducted CEE Tier 1
214242037 | Central HP <5.4 tons | HEIL | HRCU-A-CB (Split System: Heat Pump with Remote Outdoor Unit-Air-Source) | HVH825GKA3* |  |  | END4X42L17**+WALLCON | *97CMN0601714B* | 23800 | 16 | 8.1 | 21400 | 16700 | 78.04% | 1.96 | 0 | 11 |  |  |  | No | R-410A | 1.9833 | Residential & Commercial | Ducted CEE Tier 1
213353778 | Central HP <5.4 tons | BRYANT HEATING AND COOLING SYSTEMS | HRCU-A-CB (Split System: Heat Pump with Remote Outdoor Unit-Air-Source) | 38MURAQ24AB3* |  |  | F54AA*B30L* |  | 24800 | 17 | 9 | 26000 | 21800 | 83.85% | 1.82 | 0 | 10.5 |  |  |  | No | R-410A | 2.0667 | Residential & Commercial | Ducted CEE Tier 1
214239925 | Central HP <5.4 tons | HEIL | HRCU-A-CB (Split System: Heat Pump with Remote Outdoor Unit-Air-Source) | HVH837GKA** |  |  | EN(A,D,W)4X48L21**+WALLCON | *97CMN1002122B* | 32400 | 17 | 8.1 | 32600 | 24600 | 75.46% | 1.96 | 0 | 11.7 |  |  |  | No | R-410A | 2.7 | Residential & Commercial | Ducted CEE Tier 1
214240045 | Central HP <5.4 tons | HEIL | HRCU-A-CB (Split System: Heat Pump with Remote Outdoor Unit-Air-Source) | HVH837GKA** |  |  | EN(A,D,W)4X60L24**+WALLCON | *80CTL1102120B* | 32800 | 17.5 | 8.1 | 32200 | 24600 | 76.4% | 1.96 | 0 | 12 |  |  |  | No | R-410A | 2.7333 | Residential & Commercial | Ducted CEE Tier 1
215674279 | Central HP <5.4 tons | COMFORTMAKER | HRCU-A-CB (Split System: Heat Pump with Remote Outdoor Unit-Air-Source) | C5H0V48*K*AAA* |  |  | EA*5X60M24A*+WALLCON | *96CTN1002122B* | 45000 | 18 | 9 | 47500 | 33600 | 70.74% | 2.06 | 0 | 10 |  |  |  | No | R-454B | 3.75 | Residential & Commercial | Ducted CEE Tier 1
215674419 | Central HP <5.4 tons | COMFORTMAKER | HRCU-A-CB (Split System: Heat Pump with Remote Outdoor Unit-Air-Source) | C5H0V48*K*AAA* |  |  | EA*5X61M21A*+WALLCON | *97CMN0802120B* | 46000 | 18 | 9 | 48000 | 33800 | 70.42% | 2.08 | 0 | 10 |  |  |  | No | R-454B | 3.8333 | Residential & Commercial | Ducted CEE Tier 1
214649822 | Central HP <5.4 tons | JOHNSON CONTROLS | HRCU-A-CB (Split System: Heat Pump with Remote Outdoor Unit-Air-Source) | HH860E2S11 |  |  | CTU60D5XGS1+TXV | TM8E130D20MP11 | 46000 | 18 | 9 | 47500 | 35200 | 74.11% | 2 | 0 | 11 |  |  |  | No | R-454B | 3.8333 | Residential & Commercial | Ducted CEE Tier 1
214809274 | Central HP <5.4 tons | JOHNSON CONTROLS | HRCU-A-CB (Split System: Heat Pump with Remote Outdoor Unit-Air-Source) | HH860E2S11 |  |  | CTU60C5XGS1+TXV | Z9ES080C16SMPS1 | 44500 | 18 | 9 | 46000 | 33800 | 73.48% | 2 | 0 | 11.7 |  |  |  | No | R-454B | 3.7083 | Residential & Commercial | Ducted CEE Tier 1
214650397 | Central HP <5.4 tons | JOHNSON CONTROLS | HRCU-A-CB (Split System: Heat Pump with Remote Outdoor Unit-Air-Source) | HH860E2S11 |  |  | CTU60D5XHS1+TXV | TM9Y120D20MP11 | 53500 | 19 | 8.5 | 54500 | 39500 | 72.48% | 2 | 0 | 11 |  |  |  | No | R-454B | 4.4583 | Residential & Commercial | Ducted CEE Tier 1
214650956 | Central HP <5.4 tons | JOHNSON CONTROLS | HRCU-A-CB (Split System: Heat Pump with Remote Outdoor Unit-Air-Source) | HH860E2S11 |  |  | CTU60D5XHS1+TXV | Z8ES130D20SMPS1 | 54000 | 19 | 9 | 53500 | 38500 | 71.96% | 2 | 0 | 12 |  |  |  | No | R-454B | 4.5 | Residential & Commercial | Ducted CEE Tier 1
214809024 | Central HP <5.4 tons | JOHNSON CONTROLS | HRCU-A-CB (Split System: Heat Pump with Remote Outdoor Unit-Air-Source) | HH860E2S11 |  |  | CTU60D5XGS1+JMET18DS2N1+TXV |  | 45500 | 19 | 9.5 | 45500 | 33800 | 74.29% | 2 | 0 | 12 |  |  |  | No | R-454B | 3.7917 | Residential & Commercial | Ducted CEE Tier 1
214809181 | Central HP <5.4 tons | JOHNSON CONTROLS | HRCU-A-CB (Split System: Heat Pump with Remote Outdoor Unit-Air-Source) | HH860E2S11 |  |  | CTU60C5XGS1+TXV | TMLV100C16MP12 | 43500 | 18 | 9 | 44000 | 33400 | 75.91% | 2 | 0 | 11.7 |  |  |  | No | R-454B | 3.625 | Residential & Commercial | Ducted CEE Tier 1
206136014 | Central HP <5.4 tons | CARRIER | HRCU-A-CB (Split System: Heat Pump with Remote Outdoor Unit-Air-Source) | 25VNA837A*030* |  |  | CSPH*4812AL*+UI | 58CU*A060C17**16 | 32600 | 16.5 | 8.1 | 33200 | 25000 | 75.3% | 1.96 | 11.5 | 11 |  |  |  | No | R-410A | 2.7167 | Residential & Commercial | Ducted CEE Tier 1
204299745 | Central HP <5.4 tons | CARRIER | HRCU-A-CB (Split System: Heat Pump with Remote Outdoor Unit-Air-Source) | 25VNA837A*030* |  |  | CNPV*4821AL*+UI | 58TN*A090C21**20 | 32400 | 17.5 | 8.1 | 33000 | 24800 | 75.15% | 1.96 | 12 | 11.7 |  |  |  | No | R-410A | 2.7 | Residential & Commercial | Ducted CEE Tier 1
204299895 | Central HP <5.4 tons | CARRIER | HRCU-A-CB (Split System: Heat Pump with Remote Outdoor Unit-Air-Source) | 25VNA837A*030* |  |  | CNPV*4824AL*+UI | 59TN6B120C24**22 | 32400 | 17.5 | 8.1 | 32800 | 24800 | 75.61% | 1.96 | 12 | 11.7 |  |  |  | No | R-410A | 2.7 | Residential & Commercial | Ducted CEE Tier 1
204299945 | Central HP <5.4 tons | CARRIER | HRCU-A-CB (Split System: Heat Pump with Remote Outdoor Unit-Air-Source) | 25VNA837A*030* |  |  | CNPV*4824AL*+UI | 59TN6B100C21**22 | 32400 | 17.5 | 8.1 | 33000 | 24800 | 75.15% | 1.96 | 12 | 11.7 |  |  |  | No | R-410A | 2.7 | Residential & Commercial | Ducted CEE Tier 1
214240095 | Central HP <5.4 tons | HEIL | HRCU-A-CB (Split System: Heat Pump with Remote Outdoor Unit-Air-Source) | HVH837GKA** |  |  | EN(A,D,W)4X60L24**+WALLCON | *96CTN1202422B* | 32800 | 17.5 | 8.1 | 32200 | 24600 | 76.4% | 1.96 | 0 | 11.7 |  |  |  | No | R-410A | 2.7333 | Residential & Commercial | Ducted CEE Tier 1
213772917 | Central HP <5.4 tons | HEIL | HRCU-A-CB (Split System: Heat Pump with Remote Outdoor Unit-Air-Source) | HVH825GKA3* |  |  | EA*4X30L17A*+WALLCON | *96CTN0601714B* | 23400 | 16 | 8.1 | 21600 | 16700 | 77.31% | 1.9 | 0 | 10.5 |  |  |  | No | R-410A | 1.95 | Residential & Commercial | Ducted CEE Tier 1
213773117 | Central HP <5.4 tons | HEIL | HRCU-A-CB (Split System: Heat Pump with Remote Outdoor Unit-Air-Source) | HVH825GKA3* |  |  | EA*4X36L21A*+WALLCON | *97CMN1002122B* | 23600 | 16.5 | 8.1 | 21400 | 16600 | 77.57% | 1.94 | 0 | 10.5 |  |  |  | No | R-410A | 1.9667 | Residential & Commercial | Ducted CEE Tier 1
213773187 | Central HP <5.4 tons | HEIL | HRCU-A-CB (Split System: Heat Pump with Remote Outdoor Unit-Air-Source) | HVH825GKA3* |  |  | EA*4X37L17A*+WALLCON | *80CTL0901716B* | 24200 | 16.5 | 8.1 | 21400 | 16700 | 78.04% | 1.98 | 0 | 10.5 |  |  |  | No | R-410A | 2.0167 | Residential & Commercial | Ducted CEE Tier 1
214239695 | Central HP <5.4 tons | HEIL | HRCU-A-CB (Split System: Heat Pump with Remote Outdoor Unit-Air-Source) | HVH837GKA** |  |  | END4X42L17**+WALLCON | *97CMN0801714B* | 32000 | 16.5 | 8.1 | 33200 | 24800 | 74.7% | 1.88 | 0 | 11 |  |  |  | No | R-410A | 2.6667 | Residential & Commercial | Ducted CEE Tier 1
214075372 | Central HP <5.4 tons | FRIEDRICH | HRCU-A-CB (Split System: Heat Pump with Remote Outdoor Unit-Air-Source) | RD17AZ60AJ3N |  |  | TCFZ6024STANM | FR97MV1155A24DH | 55000 | 18 | 8.1 | 54000 | 49500 | 91.67% | 1.75 | 0 | 10 |  |  |  | No | R-410A | 4.5833 | Residential & Commercial | Ducted CEE Tier 1
214075355 | Central HP <5.4 tons | FRIEDRICH | HRCU-A-CB (Split System: Heat Pump with Remote Outdoor Unit-Air-Source) | RD17AZ60AJ3N |  |  | TCFZ6024STANM | FR951V0855A21M4 | 55000 | 17 | 8.1 | 54000 | 49500 | 91.67% | 1.75 | 0 | 10 |  |  |  | No | R-410A | 4.5833 | Residential & Commercial | Ducted CEE Tier 1
214398485 | Central HP <5.4 tons | JOHNSON CONTROLS | HRCU-A-CB (Split System: Heat Pump with Remote Outdoor Unit-Air-Source) | HH836E2S11 |  |  | CTM48C5CFS1 | TMLE100C16MP11 | 33600 | 19 | 9 | 31400 | 25400 | 80.89% | 2 | 0 | 11 |  |  |  | No | R-454B | 2.8 | Residential & Commercial | Ducted CEE Tier 1
214779595 | Central HP <5.4 tons | JOHNSON CONTROLS | HRCU-A-CB (Split System: Heat Pump with Remote Outdoor Unit-Air-Source) | HMH72B341 |  |  | XAHB36DBCN1 | Z9ES080B12SMPS1 | 33000 | 17 | 8.5 | 32000 | 22400 | 70% | 1.8 | 0 | 10 |  |  |  | No | R-410A | 2.75 | Residential & Commercial | Ducted CEE Tier 1
206788620 | Central HP <5.4 tons | CARRIER | HRCU-A-CB (Split System: Heat Pump with Remote Outdoor Unit-Air-Source) | 25VNA436A*031* |  |  | CAP**4321AL*+UI | 59MN7B080C17**14 | 34200 | 19 | 9.5 | 35400 | 25800 | 72.88% | 2.02 | 12.5 | 11.7 |  |  |  | No | R-410A | 2.85 | Residential & Commercial | Ducted CEE Tier 1
206788643 | Central HP <5.4 tons | CARRIER | HRCU-A-CB (Split System: Heat Pump with Remote Outdoor Unit-Air-Source) | 25VNA436A*031* |  |  | CAP**4824AL*+UI | 58TN*A135C24**22 | 33800 | 19.5 | 9.5 | 34800 | 25600 | 73.56% | 2.04 | 13 | 12.5 |  |  |  | No | R-410A | 2.8167 | Residential & Commercial | Ducted CEE Tier 1
207820999 | Central HP <5.4 tons | AMERICAN STANDARD | HRCU-A-CB (Split System: Heat Pump with Remote Outdoor Unit-Air-Source) | 4A6V8060A1 |  |  | TEM8B0C60V51+TDR |  | 54000 | 18 | 8.5 | 52000 | 38000 | 73.08% | 1.8 | 12.5 | 12 |  |  |  | No | R-410A | 4.5 | Residential & Commercial | Ducted CEE Tier 1
213075983 | Central HP <5.4 tons | BRYANT HEATING AND COOLING SYSTEMS | HRCU-A-CB (Split System: Heat Pump with Remote Outdoor Unit-Air-Source) | 38MURAQ36AB3* |  |  | CNPV*4821AL* | 935SB60100M21*** | 36200 | 16.5 | 8.1 | 38500 | 35000 | 90.91% | 2.02 | 0 | 10.5 |  |  |  | No | R-410A | 3.0167 | Residential & Commercial | Ducted CEE Tier 1
213076244 | Central HP <5.4 tons | BRYANT HEATING AND COOLING SYSTEMS | HRCU-A-CB (Split System: Heat Pump with Remote Outdoor Unit-Air-Source) | 38MURAQ36AB3* |  |  | CAP**3621AL* | 935SB66100M21*** | 35400 | 16 | 8.1 | 38500 | 35200 | 91.43% | 1.84 | 0 | 10 |  |  |  | No | R-410A | 2.95 | Residential & Commercial | Ducted CEE Tier 1
213076617 | Central HP <5.4 tons | BRYANT HEATING AND COOLING SYSTEMS | HRCU-A-CB (Split System: Heat Pump with Remote Outdoor Unit-Air-Source) | 38MURAQ36AB3* |  |  | CNPV*4217AL* | 82*TB48090V17*** | 35600 | 16 | 8.1 | 38500 | 35000 | 90.91% | 1.94 | 0 | 10 |  |  |  | No | R-410A | 2.9667 | Residential & Commercial | Ducted CEE Tier 1
204300369 | Central HP <5.4 tons | CARRIER | HRCU-A-CB (Split System: Heat Pump with Remote Outdoor Unit-Air-Source) | 25VNA837A*030* |  |  | CSPH*4212AL*+UI | 59TN6B100C21**22 | 32600 | 16.5 | 8.1 | 33000 | 24800 | 75.15% | 1.96 | 12 | 11 |  |  |  | No | R-410A | 2.7167 | Residential & Commercial | Ducted CEE Tier 1
204300449 | Central HP <5.4 tons | CARRIER | HRCU-A-CB (Split System: Heat Pump with Remote Outdoor Unit-Air-Source) | 25VNA837A*030* |  |  | CSPH*4812AL*+UI | 58TN*A090C21**20 | 32600 | 17 | 8.1 | 33000 | 25000 | 75.76% | 1.98 | 12 | 11 |  |  |  | No | R-410A | 2.7167 | Residential & Commercial | Ducted CEE Tier 1
214239995 | Central HP <5.4 tons | HEIL | HRCU-A-CB (Split System: Heat Pump with Remote Outdoor Unit-Air-Source) | HVH837GKA** |  |  | EN(A,D)4X48L24**+WALLCON | *97CMN1002122B* | 32400 | 17 | 8.1 | 32600 | 24600 | 75.46% | 1.96 | 0 | 11.7 |  |  |  | No | R-410A | 2.7 | Residential & Commercial | Ducted CEE Tier 1
213773417 | Central HP <5.4 tons | HEIL | HRCU-A-CB (Split System: Heat Pump with Remote Outdoor Unit-Air-Source) | HVH825GKA3* |  |  | EA*4X42L21A*+WALLCON | *80CTL1102120B* | 23800 | 16.5 | 8.1 | 21400 | 16600 | 77.57% | 1.96 | 0 | 10.5 |  |  |  | No | R-410A | 1.9833 | Residential & Commercial | Ducted CEE Tier 1
213773567 | Central HP <5.4 tons | HEIL | HRCU-A-CB (Split System: Heat Pump with Remote Outdoor Unit-Air-Source) | HVH825GKA3* |  |  | EA*4X43L21A*+WALLCON | *80CTL0451712B* | 24200 | 16.5 | 8.1 | 21200 | 16700 | 78.77% | 2 | 0 | 10.5 |  |  |  | No | R-410A | 2.0167 | Residential & Commercial | Ducted CEE Tier 1
213773677 | Central HP <5.4 tons | HEIL | HRCU-A-CB (Split System: Heat Pump with Remote Outdoor Unit-Air-Source) | HVH825GKA3* |  |  | EA*4X43L21A*+WALLCON | *96CTN1002122B* | 24400 | 16.5 | 8.5 | 21200 | 16600 | 78.3% | 2.02 | 0 | 11 |  |  |  | No | R-410A | 2.0333 | Residential & Commercial | Ducted CEE Tier 1
213773777 | Central HP <5.4 tons | HEIL | HRCU-A-CB (Split System: Heat Pump with Remote Outdoor Unit-Air-Source) | HVH825GKA3* |  |  | EA*4X48L21A*+WALLCON | *96CTN0601714B* | 24000 | 16.5 | 8.1 | 21000 | 16600 | 79.05% | 2 | 0 | 10.5 |  |  |  | No | R-410A | 2 | Residential & Commercial | Ducted CEE Tier 1
213773847 | Central HP <5.4 tons | HEIL | HRCU-A-CB (Split System: Heat Pump with Remote Outdoor Unit-Air-Source) | HVH825GKA3* |  |  | EA*4X48L24A*+WALLCON | *97CMN1202422B* | 24000 | 16.5 | 8.1 | 21000 | 16500 | 78.57% | 2.02 | 0 | 11 |  |  |  | No | R-410A | 2 | Residential & Commercial | Ducted CEE Tier 1
213774397 | Central HP <5.4 tons | HEIL | HRCU-A-CB (Split System: Heat Pump with Remote Outdoor Unit-Air-Source) | HVH825GKA3* |  |  | EHD4X42AAL+WALLCON | *80CTL0701412B* | 24200 | 16 | 8.1 | 21200 | 16600 | 78.3% | 2 | 0 | 10.5 |  |  |  | No | R-410A | 2.0167 | Residential & Commercial | Ducted CEE Tier 1
206788335 | Central HP <5.4 tons | CARRIER | HRCU-A-CB (Split System: Heat Pump with Remote Outdoor Unit-Air-Source) | 25VNA424A*031* |  |  | CAP**3617AL*+UI | 58TN*A090C17**16 | 23400 | 21.5 | 10.5 | 26600 | 19700 | 74.06% | 2.44 | 14 | 13.5 |  |  |  | No | R-410A | 1.95 | Residential & Commercial | Ducted CEE Tier 1
214720188 | Central HP <5.4 tons | JOHNSON CONTROLS | HRCU-A-CB (Split System: Heat Pump with Remote Outdoor Unit-Air-Source) | HH860E2S11 |  |  | CTU60C5XGS1+TXV | TM8E080C16MP11 | 44500 | 18 | 9 | 45500 | 34200 | 75.16% | 2 | 0 | 11 |  |  |  | No | R-454B | 3.7083 | Residential & Commercial | Ducted CEE Tier 1
214809200 | Central HP <5.4 tons | JOHNSON CONTROLS | HRCU-A-CB (Split System: Heat Pump with Remote Outdoor Unit-Air-Source) | HH860E2S11 |  |  | CTU60C5XGS1+TXV | TM9V100C16MP12 | 43500 | 18 | 9 | 44000 | 33200 | 75.45% | 2 | 0 | 11.7 |  |  |  | No | R-454B | 3.625 | Residential & Commercial | Ducted CEE Tier 1
214650507 | Central HP <5.4 tons | JOHNSON CONTROLS | HRCU-A-CB (Split System: Heat Pump with Remote Outdoor Unit-Air-Source) | HH860E2S11 |  |  | CTU60D5XHS1+TXV | TM9V120D20MP12 | 54000 | 19 | 9 | 54500 | 39500 | 72.48% | 2 | 0 | 11 |  |  |  | No | R-454B | 4.5 | Residential & Commercial | Ducted CEE Tier 1
206788334 | Central HP <5.4 tons | CARRIER | HRCU-A-CB (Split System: Heat Pump with Remote Outdoor Unit-Air-Source) | 25VNA424A*031* |  |  | CAP**3617AL*+UI | 58TN*A070C14**12 | 23400 | 21 | 10.5 | 26600 | 19800 | 74.44% | 2.42 | 14 | 13.5 |  |  |  | No | R-410A | 1.95 | Residential & Commercial | Ducted CEE Tier 1
210533032 | Central HP <5.4 tons | CARRIER | HRCU-A-CB (Split System: Heat Pump with Remote Outdoor Unit-Air-Source) | 25VNA424A*031* |  |  | CAP**4321AL*+UI | 58CU*A040C17**12 | 24200 | 20.5 | 10.5 | 26400 | 19700 | 74.62% | 2.54 | 0 | 13 |  |  |  | No | R-410A | 2.0167 | Residential & Commercial | Ducted CEE Tier 1
214650373 | Central HP <5.4 tons | YORK | HRCU-A-CB (Split System: Heat Pump with Remote Outdoor Unit-Air-Source) | HH860E2S11 |  |  | CTU60D5XHS1+TXV | Y91E120D20SMPS1 | 53500 | 19 | 8.5 | 53500 | 38500 | 71.96% | 2 | 0 | 11.7 |  |  |  | No | R-454B | 4.4583 | Residential & Commercial | Ducted CEE Tier 1
206788654 | Central HP <5.4 tons | CARRIER | HRCU-A-CB (Split System: Heat Pump with Remote Outdoor Unit-Air-Source) | 25VNA436A*031* |  |  | CAP**6024AL*+UI | 58TN*A135C24**22 | 34400 | 20 | 9 | 34400 | 25000 | 72.67% | 2.02 | 13 | 12.5 |  |  |  | No | R-410A | 2.8667 | Residential & Commercial | Ducted CEE Tier 1
206788804 | Central HP <5.4 tons | CARRIER | HRCU-A-CB (Split System: Heat Pump with Remote Outdoor Unit-Air-Source) | 25VNA436A*031* |  |  | CAP**3717AL*+UI | 58CU*A040C17**12 | 34000 | 19 | 9.5 | 35200 | 26000 | 73.86% | 2.02 | 12 | 11.7 |  |  |  | No | R-410A | 2.8333 | Residential & Commercial | Ducted CEE Tier 1
206788818 | Central HP <5.4 tons | CARRIER | HRCU-A-CB (Split System: Heat Pump with Remote Outdoor Unit-Air-Source) | 25VNA436A*031* |  |  | CAP**4321AL*+UI | 58CU*A100C21**20 | 34000 | 19 | 9.5 | 35200 | 25800 | 73.3% | 2.02 | 12.5 | 12 |  |  |  | No | R-410A | 2.8333 | Residential & Commercial | Ducted CEE Tier 1
215668923 | Central HP <5.4 tons | TEMPSTAR | HRCU-A-CB (Split System: Heat Pump with Remote Outdoor Unit-Air-Source) | T5H0V36*K*AAA* |  |  | EA*5X42M21A*+WALLCON | *97CMN1002122B* | 33200 | 17.5 | 9 | 35800 | 25600 | 71.51% | 1.84 | 0 | 10 |  |  |  | No | R-454B | 2.7667 | Residential & Commercial | Ducted CEE Tier 1
206788619 | Central HP <5.4 tons | CARRIER | HRCU-A-CB (Split System: Heat Pump with Remote Outdoor Unit-Air-Source) | 25VNA436A*031* |  |  | CAP**4321AL*+UI | 59TN6B080C17**14 | 34200 | 19 | 9.5 | 35200 | 25800 | 73.3% | 2.02 | 12 | 11.7 |  |  |  | No | R-410A | 2.85 | Residential & Commercial | Ducted CEE Tier 1
215670528 | Central HP <5.4 tons | HEIL | HRCU-A-CB (Split System: Heat Pump with Remote Outdoor Unit-Air-Source) | H5H0V36*K*AAA* |  |  | ESH5X60M12A*+WALLCON | *97CMN0802120B* | 34600 | 17 | 8.5 | 34600 | 24800 | 71.68% | 1.8 | 0 | 10 |  |  |  | No | R-454B | 2.8833 | Residential & Commercial | Ducted CEE Tier 1
212383302 | Central HP <5.4 tons | BRYANT HEATING AND COOLING SYSTEMS | HRCU-A-CB (Split System: Heat Pump with Remote Outdoor Unit-Air-Source) | 38MURAQ36AB3* |  |  | CAP**3621AL* | 8(0,1)*SA48090E21*** | 35600 | 16 | 8.1 | 39500 | 35200 | 89.11% | 1.84 | 0 | 10 |  |  |  | No | R-410A | 2.9667 | Residential & Commercial | Ducted CEE Tier 1
213076788 | Central HP <5.4 tons | BRYANT HEATING AND COOLING SYSTEMS | HRCU-A-CB (Split System: Heat Pump with Remote Outdoor Unit-Air-Source) | 38MURAQ36AB3* |  |  | CAP**4821AL* | 82*TB66110V21*** | 36200 | 16 | 8.5 | 38000 | 34800 | 91.58% | 2.04 | 0 | 10 |  |  |  | No | R-410A | 3.0167 | Residential & Commercial | Ducted CEE Tier 1
207526349 | Central HP <5.4 tons | TRANE | HRCU-A-CB (Split System: Heat Pump with Remote Outdoor Unit-Air-Source) | 4TWV0X60A1 |  |  | TEM8A0D48V41+TDR |  | 52000 | 18.5 | 8.7 | 50500 | 38000 | 75.25% | 1.86 | 12.5 | 11.5 |  |  |  | No | R-410A | 4.3333 | Residential & Commercial | Ducted CEE Tier 1
213773277 | Central HP <5.4 tons | HEIL | HRCU-A-CB (Split System: Heat Pump with Remote Outdoor Unit-Air-Source) | HVH825GKA3* |  |  | EA*4X37L21A*+WALLCON | *80CTL0901716B* | 24200 | 17 | 8.1 | 21000 | 16600 | 79.05% | 2.02 | 0 | 11 |  |  |  | No | R-410A | 2.0167 | Residential & Commercial | Ducted CEE Tier 1
213779997 | Central HP <5.4 tons | HEIL | HRCU-A-CB (Split System: Heat Pump with Remote Outdoor Unit-Air-Source) | HVH837GKA** |  |  | EHD4X42AAL+WALLCON | *80CTL0701716B* | 32400 | 16 | 8.1 | 33200 | 24800 | 74.7% | 1.92 | 0 | 11 |  |  |  | No | R-410A | 2.7 | Residential & Commercial | Ducted CEE Tier 1
213780347 | Central HP <5.4 tons | HEIL | HRCU-A-CB (Split System: Heat Pump with Remote Outdoor Unit-Air-Source) | HVH837GKA** |  |  | EHD4X60AAL+WALLCON | *80CTL1102120B* | 33000 | 16.5 | 8.1 | 32200 | 25400 | 78.88% | 2.04 | 0 | 11.5 |  |  |  | No | R-410A | 2.75 | Residential & Commercial | Ducted CEE Tier 1
207436588 | Central HP <5.4 tons | LENNOX | HRCU-A-CB (Split System: Heat Pump with Remote Outdoor Unit-Air-Source) | SL25XPV-048-230A** |  |  | CX35-49C+TDR | EL296UH110XV48C* | 45500 | 20 | 8.9 | 44000 | 36000 | 81.82% | 1.76 | 12 | 12 |  |  |  | No | R-410A | 3.7917 | Residential & Commercial | Ducted CEE Tier 1
207436520 | Central HP <5.4 tons | LENNOX | HRCU-A-CB (Split System: Heat Pump with Remote Outdoor Unit-Air-Source) | SL25XPV-048-230A** |  |  | C35-49C+TDR+TXV | SL280UH110XV60C* | 45500 | 20 | 8.9 | 44000 | 35800 | 81.36% | 1.78 | 12.5 | 12.3 |  |  |  | No | R-410A | 3.7917 | Residential & Commercial | Ducted CEE Tier 1
201812873 | Central HP <5.4 tons | TRANE | HRCU-A-CB (Split System: Heat Pump with Remote Outdoor Unit-Air-Source) | 4TWA7048A4 |  |  | 4TXCD008DS3 | S9V2C080U5PSB | 45500 | 17 | 8.1 | 47500 | 45000 | 94.74% | 3.4 | 12.5 | 11.7 |  |  |  | No | R-410A | 3.7917 | Residential & Commercial | Ducted CEE Tier 1
213077677 | Central HP <5.4 tons | BRYANT HEATING AND COOLING SYSTEMS | HRCU-A-CB (Split System: Heat Pump with Remote Outdoor Unit-Air-Source) | 38MURAQ36AB3* |  |  | CNPV*4821AL* | 926TC60100V21*** | 36000 | 16.5 | 8.1 | 38500 | 35000 | 90.91% | 2 | 0 | 10 |  |  |  | No | R-410A | 3 | Residential & Commercial | Ducted CEE Tier 1
215935535 | Central HP <5.4 tons | BRYANT HEATING AND COOLING SYSTEMS | HRCU-A-CB (Split System: Heat Pump with Remote Outdoor Unit-Air-Source) | 293VAN036**AA* |  |  | CVAVA3017XMA*+UI | 986TD42060C17*** | 34000 | 20 | 8.1 | 38000 | 27200 | 71.58% | 2 | 0 | 11 |  |  |  | No | R-454B | 2.8333 | Residential & Commercial | Ducted CEE Tier 1
215935605 | Central HP <5.4 tons | BRYANT HEATING AND COOLING SYSTEMS | HRCU-A-CB (Split System: Heat Pump with Remote Outdoor Unit-Air-Source) | 293VAN036**AA* |  |  | CVAVA3621XMA*+UI | 83*CA60100C21*** | 34400 | 20.5 | 8.5 | 38500 | 28200 | 73.25% | 2.04 | 0 | 11.7 |  |  |  | No | R-454B | 2.8667 | Residential & Commercial | Ducted CEE Tier 1
215935855 | Central HP <5.4 tons | BRYANT HEATING AND COOLING SYSTEMS | HRCU-A-CB (Split System: Heat Pump with Remote Outdoor Unit-Air-Source) | 293VAN036**AA* |  |  | CVAVA3817XMA*+UI | 88*TB48090C17*** | 35400 | 21.5 | 8.5 | 38000 | 28800 | 75.79% | 2.02 | 0 | 12 |  |  |  | No | R-454B | 2.95 | Residential & Commercial | Ducted CEE Tier 1
215936305 | Central HP <5.4 tons | BRYANT HEATING AND COOLING SYSTEMS | HRCU-A-CB (Split System: Heat Pump with Remote Outdoor Unit-Air-Source) | 293VAN036**AA* |  |  | CVAVA4824XMA*+UI | 88*TB60070C21*** | 35000 | 21.5 | 8.5 | 38500 | 28400 | 73.77% | 2.04 | 0 | 12 |  |  |  | No | R-454B | 2.9167 | Residential & Commercial | Ducted CEE Tier 1
206788579 | Central HP <5.4 tons | CARRIER | HRCU-A-CB (Split System: Heat Pump with Remote Outdoor Unit-Air-Source) | 25VNA436A*031* |  |  | CAP**3721AL*+UI | 58TN*A070C17**16 | 34400 | 19.5 | 9.5 | 35200 | 25800 | 73.3% | 2.04 | 12.5 | 12 |  |  |  | No | R-410A | 2.8667 | Residential & Commercial | Ducted CEE Tier 1
206788618 | Central HP <5.4 tons | CARRIER | HRCU-A-CB (Split System: Heat Pump with Remote Outdoor Unit-Air-Source) | 25VNA436A*031* |  |  | CAP**4321AL*+UI | 59TN6B060C17**14 | 34200 | 19 | 9.5 | 35400 | 26000 | 73.45% | 2.02 | 12 | 11.7 |  |  |  | No | R-410A | 2.85 | Residential & Commercial | Ducted CEE Tier 1
206788627 | Central HP <5.4 tons | CARRIER | HRCU-A-CB (Split System: Heat Pump with Remote Outdoor Unit-Air-Source) | 25VNA436A*031* |  |  | CAP**4321AL*+UI | 59MN7B060C21**20 | 34200 | 19 | 9.5 | 35400 | 25800 | 72.88% | 2.02 | 12.5 | 12 |  |  |  | No | R-410A | 2.85 | Residential & Commercial | Ducted CEE Tier 1
206788761 | Central HP <5.4 tons | CARRIER | HRCU-A-CB (Split System: Heat Pump with Remote Outdoor Unit-Air-Source) | 25VNA436A*031* |  |  | CSPH*4212AL*+UI | 59TN6B080C17**14 | 33800 | 18 | 9 | 35400 | 26200 | 74.01% | 2.02 | 12 | 11.5 |  |  |  | No | R-410A | 2.8167 | Residential & Commercial | Ducted CEE Tier 1
206788779 | Central HP <5.4 tons | CARRIER | HRCU-A-CB (Split System: Heat Pump with Remote Outdoor Unit-Air-Source) | 25VNA436A*031* |  |  | CSPH*4812AL*+UI | 59MN7B080C17**14 | 33800 | 18.5 | 9 | 35200 | 26000 | 73.86% | 2.02 | 12 | 11.5 |  |  |  | No | R-410A | 2.8167 | Residential & Commercial | Ducted CEE Tier 1
206788795 | Central HP <5.4 tons | CARRIER | HRCU-A-CB (Split System: Heat Pump with Remote Outdoor Unit-Air-Source) | 25VNA436A*031* |  |  | CSPH*6012AL*+UI | 59MN7B080C17**14 | 34200 | 18.5 | 9 | 35000 | 25600 | 73.14% | 2.02 | 12.5 | 11.7 |  |  |  | No | R-410A | 2.85 | Residential & Commercial | Ducted CEE Tier 1
202461098 | Central HP <5.4 tons | AMERICAN STANDARD | HRCU-A-CB (Split System: Heat Pump with Remote Outdoor Unit-Air-Source) | 4A6C7048A4 |  |  | 4TXCD010DS3 | S8X1D120M5PSA | 47500 | 16.5 | 8.1 | 48000 | 48000 | 100% | 3.6 | 13 | 12 |  |  |  | No | R-410A | 3.9583 | Residential & Commercial | Ducted CEE Tier 1
213770977 | Central HP <5.4 tons | HEIL | HRCU-A-CB (Split System: Heat Pump with Remote Outdoor Unit-Air-Source) | HVH825GKA2* |  |  | EA*4X36L21A*+WALLCON | *97CMN0801714B* | 23600 | 16.5 | 8.1 | 21600 | 16700 | 77.31% | 1.94 | 0 | 10.5 |  |  |  | No | R-410A | 1.9667 | Residential & Commercial | Ducted CEE Tier 1
213771007 | Central HP <5.4 tons | HEIL | HRCU-A-CB (Split System: Heat Pump with Remote Outdoor Unit-Air-Source) | HVH825GKA2* |  |  | EA*4X36L21A*+WALLCON | *96CTN0801714B* | 23600 | 16.5 | 8.1 | 21400 | 16700 | 78.04% | 1.94 | 0 | 10.5 |  |  |  | No | R-410A | 1.9667 | Residential & Commercial | Ducted CEE Tier 1
213780397 | Central HP <5.4 tons | HEIL | HRCU-A-CB (Split System: Heat Pump with Remote Outdoor Unit-Air-Source) | HVH837GKA** |  |  | EHD4X60AAL+WALLCON | *97CMN1002122B* | 33000 | 16.5 | 8.1 | 32200 | 24800 | 77.02% | 2 | 0 | 11.5 |  |  |  | No | R-410A | 2.75 | Residential & Commercial | Ducted CEE Tier 1
214241827 | Central HP <5.4 tons | HEIL | HRCU-A-CB (Split System: Heat Pump with Remote Outdoor Unit-Air-Source) | HVH825GKA3* |  |  | EN(A,D,W)4X36L17**+WALLCON | *97CMN0801714B* | 23400 | 16.5 | 8.1 | 21600 | 16700 | 77.31% | 1.9 | 0 | 10.5 |  |  |  | No | R-410A | 1.95 | Residential & Commercial | Ducted CEE Tier 1
214241977 | Central HP <5.4 tons | HEIL | HRCU-A-CB (Split System: Heat Pump with Remote Outdoor Unit-Air-Source) | HVH825GKA3* |  |  | EN(A,D)4X36L21**+WALLCON | *96CTN1002122B* | 23600 | 16.5 | 8.1 | 21400 | 16700 | 78.04% | 1.92 | 0 | 11 |  |  |  | No | R-410A | 1.9667 | Residential & Commercial | Ducted CEE Tier 1
213778777 | Central HP <5.4 tons | HEIL | HRCU-A-CB (Split System: Heat Pump with Remote Outdoor Unit-Air-Source) | HVH837GKA** |  |  | EA*4X36L17A*+WALLCON | *97CMN0601714B* | 31200 | 16.5 | 8.1 | 33400 | 24600 | 73.65% | 1.82 | 0 | 10.5 |  |  |  | No | R-410A | 2.6 | Residential & Commercial | Ducted CEE Tier 1
213778877 | Central HP <5.4 tons | HEIL | HRCU-A-CB (Split System: Heat Pump with Remote Outdoor Unit-Air-Source) | HVH837GKA** |  |  | EA*4X36L21A*+WALLCON | *97CMN0601714B* | 31200 | 16.5 | 8.1 | 33200 | 24600 | 74.1% | 1.82 | 0 | 10.5 |  |  |  | No | R-410A | 2.6 | Residential & Commercial | Ducted CEE Tier 1
206765075 | Central HP <5.4 tons | CARRIER | HRCU-A-CB (Split System: Heat Pump with Remote Outdoor Unit-Air-Source) | 25VNA837A*031* |  |  | CSPH*4212AL*+UI | 59TN6B100C21**22 | 32600 | 16.5 | 8.1 | 33000 | 24800 | 75.15% | 1.96 | 12 | 11 |  |  |  | No | R-410A | 2.7167 | Residential & Commercial | Ducted CEE Tier 1
206765076 | Central HP <5.4 tons | CARRIER | HRCU-A-CB (Split System: Heat Pump with Remote Outdoor Unit-Air-Source) | 25VNA837A*031* |  |  | CSPH*4212AL*+UI | 58TN*A070C14**12 | 32400 | 17 | 8.1 | 33200 | 25000 | 75.3% | 1.94 | 11.5 | 11 |  |  |  | No | R-410A | 2.7 | Residential & Commercial | Ducted CEE Tier 1
206765144 | Central HP <5.4 tons | CARRIER | HRCU-A-CB (Split System: Heat Pump with Remote Outdoor Unit-Air-Source) | 25VNA837A*031* |  |  | CAP**4224AL*+UI | 59CU5A100C21**22 | 31800 | 17.5 | 8.1 | 33000 | 24400 | 73.94% | 1.9 | 11.5 | 11 |  |  |  | No | R-410A | 2.65 | Residential & Commercial | Ducted CEE Tier 1
213771127 | Central HP <5.4 tons | HEIL | HRCU-A-CB (Split System: Heat Pump with Remote Outdoor Unit-Air-Source) | HVH825GKA2* |  |  | EA*4X37L21A*+WALLCON | *80CTL0451712B* | 24200 | 16.5 | 8.1 | 21200 | 16700 | 78.77% | 2.02 | 0 | 10.5 |  |  |  | No | R-410A | 2.0167 | Residential & Commercial | Ducted CEE Tier 1
214242717 | Central HP <5.4 tons | HEIL | HRCU-A-CB (Split System: Heat Pump with Remote Outdoor Unit-Air-Source) | HVH825GKA2* |  |  | EN(A,D,W)4X36L17**+WALLCON | *96CTN0601714B* | 23400 | 16 | 8.1 | 21600 | 16800 | 77.78% | 1.9 | 0 | 10.5 |  |  |  | No | R-410A | 1.95 | Residential & Commercial | Ducted CEE Tier 1
214242817 | Central HP <5.4 tons | HEIL | HRCU-A-CB (Split System: Heat Pump with Remote Outdoor Unit-Air-Source) | HVH825GKA2* |  |  | EN(A,D)4X36L21**+WALLCON | *97CMN1002122B* | 23600 | 16.5 | 8.1 | 21400 | 16700 | 78.04% | 1.92 | 0 | 11 |  |  |  | No | R-410A | 1.9667 | Residential & Commercial | Ducted CEE Tier 1
214242837 | Central HP <5.4 tons | HEIL | HRCU-A-CB (Split System: Heat Pump with Remote Outdoor Unit-Air-Source) | HVH825GKA2* |  |  | EN(A,D)4X36L21**+WALLCON | *96CTN0801714B* | 23400 | 16.5 | 8.1 | 21600 | 16700 | 77.31% | 1.92 | 0 | 11 |  |  |  | No | R-410A | 1.95 | Residential & Commercial | Ducted CEE Tier 1
214242917 | Central HP <5.4 tons | HEIL | HRCU-A-CB (Split System: Heat Pump with Remote Outdoor Unit-Air-Source) | HVH825GKA2* |  |  | END4X42L17**+WALLCON | *97CMN0801714B* | 23800 | 16.5 | 8.1 | 21400 | 16700 | 78.04% | 1.98 | 0 | 11 |  |  |  | No | R-410A | 1.9833 | Residential & Commercial | Ducted CEE Tier 1
214243067 | Central HP <5.4 tons | HEIL | HRCU-A-CB (Split System: Heat Pump with Remote Outdoor Unit-Air-Source) | HVH825GKA2* |  |  | EN(A,D,W)4X42L21**+WALLCON | *96CTN1002122B* | 23800 | 16.5 | 8.1 | 21400 | 16600 | 77.57% | 1.96 | 0 | 11 |  |  |  | No | R-410A | 1.9833 | Residential & Commercial | Ducted CEE Tier 1
204300489 | Central HP <5.4 tons | CARRIER | HRCU-A-CB (Split System: Heat Pump with Remote Outdoor Unit-Air-Source) | 25VNA837A*030* |  |  | CSPH*4812AL*+UI | 59TN6B120C24**22 | 32600 | 17 | 8.1 | 33000 | 24800 | 75.15% | 1.98 | 11 | 11 |  |  |  | No | R-410A | 2.7167 | Residential & Commercial | Ducted CEE Tier 1
215936705 | Central HP <5.4 tons | BRYANT HEATING AND COOLING SYSTEMS | HRCU-A-CB (Split System: Heat Pump with Remote Outdoor Unit-Air-Source) | 293VAN036**AA* |  |  | CVAVA6021XMA*+UI | 987MC66100C21*** | 35600 | 22 | 8.5 | 38000 | 28600 | 75.26% | 2.02 | 0 | 12.5 |  |  |  | No | R-454B | 2.9667 | Residential & Commercial | Ducted CEE Tier 1
215936725 | Central HP <5.4 tons | BRYANT HEATING AND COOLING SYSTEMS | HRCU-A-CB (Split System: Heat Pump with Remote Outdoor Unit-Air-Source) | 293VAN036**AA* |  |  | CVAVA6021XMA*+UI | 986TD66100C21*** | 35600 | 22 | 8.5 | 38000 | 28600 | 75.26% | 2.02 | 0 | 12.5 |  |  |  | No | R-454B | 2.9667 | Residential & Commercial | Ducted CEE Tier 1
213075887 | Central HP <5.4 tons | BRYANT HEATING AND COOLING SYSTEMS | HRCU-A-CB (Split System: Heat Pump with Remote Outdoor Unit-Air-Source) | 38MURAQ36AB3* |  |  | CAP**3721AL* | 935SB60100M21*** | 36400 | 16 | 8.5 | 38000 | 34800 | 91.58% | 2.06 | 0 | 10 |  |  |  | No | R-410A | 3.0333 | Residential & Commercial | Ducted CEE Tier 1
215935575 | Central HP <5.4 tons | BRYANT HEATING AND COOLING SYSTEMS | HRCU-A-CB (Split System: Heat Pump with Remote Outdoor Unit-Air-Source) | 293VAN036**AA* |  |  | CVAVA3617XMA*+UI | 986TD42060C17*** | 34000 | 20 | 8.1 | 38000 | 27200 | 71.58% | 2 | 0 | 11 |  |  |  | No | R-454B | 2.8333 | Residential & Commercial | Ducted CEE Tier 1
215935825 | Central HP <5.4 tons | BRYANT HEATING AND COOLING SYSTEMS | HRCU-A-CB (Split System: Heat Pump with Remote Outdoor Unit-Air-Source) | 293VAN036**AA* |  |  | CVAVA3817XMA*+UI | 88*TB36045C17*** | 35000 | 21 | 8.5 | 39000 | 29600 | 75.9% | 2 | 0 | 11.5 |  |  |  | No | R-454B | 2.9167 | Residential & Commercial | Ducted CEE Tier 1
215936375 | Central HP <5.4 tons | BRYANT HEATING AND COOLING SYSTEMS | HRCU-A-CB (Split System: Heat Pump with Remote Outdoor Unit-Air-Source) | 293VAN036**AA* |  |  | CVAVA4824XMA*+UI | 987MC60080C21*** | 35000 | 21 | 8.5 | 38500 | 28400 | 73.77% | 2.04 | 0 | 12 |  |  |  | No | R-454B | 2.9167 | Residential & Commercial | Ducted CEE Tier 1
213076662 | Central HP <5.4 tons | BRYANT HEATING AND COOLING SYSTEMS | HRCU-A-CB (Split System: Heat Pump with Remote Outdoor Unit-Air-Source) | 38MURAQ36AB3* |  |  | CAP**4224AL* | 82*TB60090V21*** | 35200 | 16 | 8.1 | 38500 | 35000 | 90.91% | 1.88 | 0 | 10 |  |  |  | No | R-410A | 2.9333 | Residential & Commercial | Ducted CEE Tier 1
213076717 | Central HP <5.4 tons | BRYANT HEATING AND COOLING SYSTEMS | HRCU-A-CB (Split System: Heat Pump with Remote Outdoor Unit-Air-Source) | 38MURAQ36AB3* |  |  | CNPV*4824AL* | 82*TB60090V21*** | 36000 | 16.5 | 8.1 | 38500 | 35000 | 90.91% | 2 | 0 | 10 |  |  |  | No | R-410A | 3 | Residential & Commercial | Ducted CEE Tier 1
213076728 | Central HP <5.4 tons | BRYANT HEATING AND COOLING SYSTEMS | HRCU-A-CB (Split System: Heat Pump with Remote Outdoor Unit-Air-Source) | 38MURAQ36AB3* |  |  | CAP**3621AL* | 82*TB66110V21*** | 35400 | 16 | 8.1 | 39000 | 35200 | 90.26% | 1.84 | 0 | 10 |  |  |  | No | R-410A | 2.95 | Residential & Commercial | Ducted CEE Tier 1
213077046 | Central HP <5.4 tons | BRYANT HEATING AND COOLING SYSTEMS | HRCU-A-CB (Split System: Heat Pump with Remote Outdoor Unit-Air-Source) | 38MURAQ36AB3* |  |  | CAP**3721AL* | 926SB60080V21*** | 36600 | 16 | 8.5 | 38000 | 34800 | 91.58% | 2.06 | 0 | 10 |  |  |  | No | R-410A | 3.05 | Residential & Commercial | Ducted CEE Tier 1
213078595 | Central HP <5.4 tons | BRYANT HEATING AND COOLING SYSTEMS | HRCU-A-CB (Split System: Heat Pump with Remote Outdoor Unit-Air-Source) | 38MURAQ36AB3* |  |  | CNPV*4824AL* | 8(0,1)*SB60090M24*** | 36000 | 16.5 | 8.1 | 38500 | 34800 | 90.39% | 2.02 | 0 | 10.5 |  |  |  | No | R-410A | 3 | Residential & Commercial | Ducted CEE Tier 1
213079262 | Central HP <5.4 tons | BRYANT HEATING AND COOLING SYSTEMS | HRCU-A-CB (Split System: Heat Pump with Remote Outdoor Unit-Air-Source) | 38MURAQ36AB3* |  |  | CAP**4821AL* | 83*SB60080M21*** | 36200 | 16.5 | 8.5 | 38000 | 34600 | 91.05% | 2.06 | 0 | 10 |  |  |  | No | R-410A | 3.0167 | Residential & Commercial | Ducted CEE Tier 1
213079766 | Central HP <5.4 tons | BRYANT HEATING AND COOLING SYSTEMS | HRCU-A-CB (Split System: Heat Pump with Remote Outdoor Unit-Air-Source) | 38MURAQ36AB3* |  |  | CAP**4224AL* | 912SE60100M21*** | 35400 | 16.5 | 8.1 | 38500 | 35000 | 90.91% | 1.88 | 0 | 10 |  |  |  | No | R-410A | 2.95 | Residential & Commercial | Ducted CEE Tier 1
213079814 | Central HP <5.4 tons | BRYANT HEATING AND COOLING SYSTEMS | HRCU-A-CB (Split System: Heat Pump with Remote Outdoor Unit-Air-Source) | 38MURAQ36AB3* |  |  | CNPV*4821AL* | 912SE60100M21*** | 36000 | 16.5 | 8.1 | 38500 | 34800 | 90.39% | 2 | 0 | 10.5 |  |  |  | No | R-410A | 3 | Residential & Commercial | Ducted CEE Tier 1
214075478 | Central HP <5.4 tons | FRIEDRICH | HRCU-A-CB (Split System: Heat Pump with Remote Outdoor Unit-Air-Source) | RD17AZ24AJ3N |  |  | TCFZ2417MTANM | FR951V0403A17M4 | 22600 | 17 | 9.5 | 22600 | 16900 | 74.78% | 2 | 0 | 11.2 |  |  |  | No | R-410A | 1.8833 | Residential & Commercial | Ducted CEE Tier 1
215669177 | Central HP <5.4 tons | COMFORTMAKER | HRCU-A-CB (Split System: Heat Pump with Remote Outdoor Unit-Air-Source) | C5H0V36*K*AAA* |  |  | EA*5X48M21A*+WALLCON | *80CTL1102120B* | 33800 | 18 | 9 | 35000 | 25000 | 71.43% | 1.9 | 0 | 10 |  |  |  | No | R-454B | 2.8167 | Residential & Commercial | Ducted CEE Tier 1
207805758 | Central HP <5.4 tons | TRANE | HRCU-A-CB (Split System: Heat Pump with Remote Outdoor Unit-Air-Source) | 4TWA7048A4 |  |  | 4PX*DU60BS3+P0V0C000M50SC |  | 46500 | 17 | 8.1 | 46500 | 47000 | 101.1% | 3.6 | 13 | 12.5 |  |  |  | No | R-410A | 3.875 | Residential & Commercial | Ducted CEE Tier 1
206788838 | Central HP <5.4 tons | CARRIER | HRCU-A-CB (Split System: Heat Pump with Remote Outdoor Unit-Air-Source) | 25VNA436A*031* |  |  | CSPH*4812AL*+UI | 58CU*A040C17**12 | 33800 | 19 | 9 | 35000 | 25800 | 73.71% | 2.04 | 12.5 | 11.7 |  |  |  | No | R-410A | 2.8167 | Residential & Commercial | Ducted CEE Tier 1
206788820 | Central HP <5.4 tons | CARRIER | HRCU-A-CB (Split System: Heat Pump with Remote Outdoor Unit-Air-Source) | 25VNA436A*031* |  |  | CAP**4821AL*+UI | 58CU*A060C17**16 | 33600 | 19.5 | 9.5 | 35000 | 25800 | 73.71% | 2.02 | 12.5 | 11.7 |  |  |  | No | R-410A | 2.8 | Residential & Commercial | Ducted CEE Tier 1
206788843 | Central HP <5.4 tons | CARRIER | HRCU-A-CB (Split System: Heat Pump with Remote Outdoor Unit-Air-Source) | 25VNA436A*031* |  |  | CAP**3721AL*+UI | 59CU5A060C17**16 | 34200 | 19 | 9 | 35400 | 26000 | 73.45% | 2.02 | 12 | 11.7 |  |  |  | No | R-410A | 2.85 | Residential & Commercial | Ducted CEE Tier 1
212971880 | Central HP <5.4 tons | DAY & NIGHT | HRCU-A-CB (Split System: Heat Pump with Remote Outdoor Unit-Air-Source) | DLCURAH36ABK |  |  | EA*4X48L21A* | *80VTL0701716B* | 35600 | 16 | 8.5 | 37800 | 34800 | 92.06% | 2.02 | 0 | 10 |  |  |  | No | R-410A | 2.9667 | Residential & Commercial | Ducted CEE Tier 1
211226534 | Central HP <5.4 tons | DAY & NIGHT | HRCU-A-CB (Split System: Heat Pump with Remote Outdoor Unit-Air-Source) | DLCURAH36ABK |  |  | EA*4X37L17A* | *80ES(N,L)0901714A* | 36400 | 15.5 | 8.5 | 38500 | 35000 | 90.91% | 2.04 | 0 | 10 |  |  |  | No | R-410A | 3.0333 | Residential & Commercial | Ducted CEE Tier 1
214241847 | Central HP <5.4 tons | HEIL | HRCU-A-CB (Split System: Heat Pump with Remote Outdoor Unit-Air-Source) | HVH825GKA3* |  |  | EN(A,D,W)4X36L17**+WALLCON | *96CTN0601714B* | 23400 | 16 | 8.1 | 21600 | 16800 | 77.78% | 1.9 | 0 | 10.5 |  |  |  | No | R-410A | 1.95 | Residential & Commercial | Ducted CEE Tier 1
214242217 | Central HP <5.4 tons | HEIL | HRCU-A-CB (Split System: Heat Pump with Remote Outdoor Unit-Air-Source) | HVH825GKA3* |  |  | EN(A,D,W)4X48L21**+WALLCON | *80CTL0701716B* | 24000 | 17 | 8.1 | 21400 | 16600 | 77.57% | 2 | 0 | 11 |  |  |  | No | R-410A | 2 | Residential & Commercial | Ducted CEE Tier 1
212984196 | Central HP <5.4 tons | AIRQUEST | HRCU-A-CB (Split System: Heat Pump with Remote Outdoor Unit-Air-Source) | DLCURAH18ABK |  |  | EA*4X30L17A* | *92MSN0601714A* | 17700 | 16.5 | 8.5 | 18300 | 18700 | 102.2% | 2.24 | 0 | 10.5 |  |  |  | No | R-410A | 1.475 | Residential & Commercial | Ducted CEE Tier 1
214239885 | Central HP <5.4 tons | HEIL | HRCU-A-CB (Split System: Heat Pump with Remote Outdoor Unit-Air-Source) | HVH837GKA** |  |  | EN(A,D,W)4X48L21**+WALLCON | *80CTL1102120B* | 32400 | 17 | 8.1 | 32600 | 24600 | 75.46% | 1.96 | 0 | 11.5 |  |  |  | No | R-410A | 2.7 | Residential & Commercial | Ducted CEE Tier 1
214240085 | Central HP <5.4 tons | HEIL | HRCU-A-CB (Split System: Heat Pump with Remote Outdoor Unit-Air-Source) | HVH837GKA** |  |  | EN(A,D,W)4X60L24**+WALLCON | *96CTN1002122B* | 32800 | 17.5 | 8.1 | 32200 | 24600 | 76.4% | 1.96 | 0 | 12 |  |  |  | No | R-410A | 2.7333 | Residential & Commercial | Ducted CEE Tier 1
213772757 | Central HP <5.4 tons | HEIL | HRCU-A-CB (Split System: Heat Pump with Remote Outdoor Unit-Air-Source) | HVH825GKA3* |  |  | EA*4X25L17A*+WALLCON | *95CSU0601716B* | 24200 | 16.5 | 8.1 | 21400 | 16700 | 78.04% | 2 | 0 | 10.5 |  |  |  | No | R-410A | 2.0167 | Residential & Commercial | Ducted CEE Tier 1
215941073 | Central HP <5.4 tons | TEMPSTAR | HRCU-A-CB (Split System: Heat Pump with Remote Outdoor Unit-Air-Source) | T5H3V48*K*AAA* |  |  | EA*5X61M21A*+WALLCON | *97CTN0801716A* | 44500 | 20 | 9 | 49000 | 37600 | 76.73% | 2 | 0 | 11 |  |  |  | No | R-454B | 3.7083 | Residential & Commercial | Ducted CEE Tier 1
215941173 | Central HP <5.4 tons | TEMPSTAR | HRCU-A-CB (Split System: Heat Pump with Remote Outdoor Unit-Air-Source) | T5H3V48*K*AAA* |  |  | ESH5X48M12A*+WALLCON | *97CTN0801716A* | 43500 | 19 | 9 | 49000 | 37400 | 76.33% | 1.8 | 0 | 10.5 |  |  |  | No | R-454B | 3.625 | Residential & Commercial | Ducted CEE Tier 1
215941273 | Central HP <5.4 tons | TEMPSTAR | HRCU-A-CB (Split System: Heat Pump with Remote Outdoor Unit-Air-Source) | T5H3V48*K*AAA* |  |  | EVM5X48M21A*+WALLCON | *96CTN0802120B* | 44500 | 19.5 | 8.1 | 52000 | 38500 | 74.04% | 1.9 | 0 | 10.5 |  |  |  | No | R-454B | 3.7083 | Residential & Commercial | Ducted CEE Tier 1
215931976 | Central HP <5.4 tons | HEIL | HRCU-A-CB (Split System: Heat Pump with Remote Outdoor Unit-Air-Source) | H5H3V36*K*AAA* |  |  | EA*5X25M17A*+WALLCON | *96CTN0401410B* | 32400 | 18 | 9 | 33800 | 26000 | 76.92% | 1.96 | 0 | 10.5 |  |  |  | No | R-454B | 2.7 | Residential & Commercial | Ducted CEE Tier 1
215935457 | Central HP <5.4 tons | AIRQUEST | HRCU-A-CB (Split System: Heat Pump with Remote Outdoor Unit-Air-Source) | H5H3V36*K*AAA* |  |  | EVM5X61M24A*+WALLCON | *80CTL0902120B* | 36000 | 22.5 | 8.5 | 37600 | 28200 | 75% | 2.06 | 0 | 12.5 |  |  |  | No | R-454B | 3 | Residential & Commercial | Ducted CEE Tier 1
215935707 | Central HP <5.4 tons | AIRQUEST | HRCU-A-CB (Split System: Heat Pump with Remote Outdoor Unit-Air-Source) | H5H3V36*K*AAA* |  |  | EVD5X36M21A*+WALLCON | *97CMN0601714B* | 34000 | 20 | 8.1 | 38000 | 27000 | 71.05% | 2 | 0 | 11 |  |  |  | No | R-454B | 2.8333 | Residential & Commercial | Ducted CEE Tier 1
215935757 | Central HP <5.4 tons | AIRQUEST | HRCU-A-CB (Split System: Heat Pump with Remote Outdoor Unit-Air-Source) | H5H3V36*K*AAA* |  |  | EVD5X36M21A*+WALLCON | *96CTN0601714B* | 34000 | 20.5 | 8.1 | 38000 | 27000 | 71.05% | 1.95 | 0 | 11 |  |  |  | No | R-454B | 2.8333 | Residential & Commercial | Ducted CEE Tier 1
212985939 | Central HP <5.4 tons | DAY & NIGHT | HRCU-A-CB (Split System: Heat Pump with Remote Outdoor Unit-Air-Source) | DLCURAH18ABK |  |  | EN(A,D)4X18L14** | *96MSN0261410A* | 17300 | 15.5 | 8.5 | 18600 | 19800 | 106.5% | 2.38 | 0 | 10.5 |  |  |  | No | R-410A | 1.4417 | Residential & Commercial | Ducted CEE Tier 1
213772807 | Central HP <5.4 tons | HEIL | HRCU-A-CB (Split System: Heat Pump with Remote Outdoor Unit-Air-Source) | HVH825GKA3* |  |  | EA*4X25L17A*+WALLCON | *96CTN0801714B* | 24200 | 16.5 | 8.1 | 21400 | 16600 | 77.57% | 2 | 0 | 11 |  |  |  | No | R-410A | 2.0167 | Residential & Commercial | Ducted CEE Tier 1
213773307 | Central HP <5.4 tons | HEIL | HRCU-A-CB (Split System: Heat Pump with Remote Outdoor Unit-Air-Source) | HVH825GKA3* |  |  | EA*4X37L21A*+WALLCON | *95CSU0601716B* | 24400 | 16.5 | 8.1 | 21400 | 16600 | 77.57% | 2.02 | 0 | 10.5 |  |  |  | No | R-410A | 2.0333 | Residential & Commercial | Ducted CEE Tier 1
213773357 | Central HP <5.4 tons | HEIL | HRCU-A-CB (Split System: Heat Pump with Remote Outdoor Unit-Air-Source) | HVH825GKA3* |  |  | EA*4X37L21A*+WALLCON | *96CTN0801714B* | 24400 | 16.5 | 8.1 | 21200 | 16600 | 78.3% | 2.02 | 0 | 11 |  |  |  | No | R-410A | 2.0333 | Residential & Commercial | Ducted CEE Tier 1
212975469 | Central HP <5.4 tons | DAY & NIGHT | HRCU-A-CB (Split System: Heat Pump with Remote Outdoor Unit-Air-Source) | DLCURAH18ABK |  |  | EN(A,D)4X24L17** | *96VTN0601412B* | 17500 | 16 | 8.5 | 18500 | 19200 | 103.8% | 2.3 | 0 | 10.5 |  |  |  | No | R-410A | 1.4583 | Residential & Commercial | Ducted CEE Tier 1
213080160 | Central HP <5.4 tons | BRYANT HEATING AND COOLING SYSTEMS | HRCU-A-CB (Split System: Heat Pump with Remote Outdoor Unit-Air-Source) | 38MURAQ36AB3* |  |  | CAP**4221AL* | 916SA60080M21*** | 35600 | 16 | 8.1 | 38500 | 35200 | 91.43% | 1.9 | 0 | 10 |  |  |  | No | R-410A | 2.9667 | Residential & Commercial | Ducted CEE Tier 1
213080439 | Central HP <5.4 tons | BRYANT HEATING AND COOLING SYSTEMS | HRCU-A-CB (Split System: Heat Pump with Remote Outdoor Unit-Air-Source) | 38MURAQ36AB3* |  |  | CNPV*4821AL* | 916SA66100M21*** | 36000 | 16.5 | 8.1 | 38500 | 34800 | 90.39% | 2.02 | 0 | 10 |  |  |  | No | R-410A | 3 | Residential & Commercial | Ducted CEE Tier 1
213080705 | Central HP <5.4 tons | BRYANT HEATING AND COOLING SYSTEMS | HRCU-A-CB (Split System: Heat Pump with Remote Outdoor Unit-Air-Source) | 38MURAQ36AB3* |  |  | CAP**4321AL* | 935SB48060M17*** | 36600 | 16 | 8.5 | 38500 | 35000 | 90.91% | 2.06 | 0 | 10 |  |  |  | No | R-410A | 3.05 | Residential & Commercial | Ducted CEE Tier 1
215674289 | Central HP <5.4 tons | COMFORTMAKER | HRCU-A-CB (Split System: Heat Pump with Remote Outdoor Unit-Air-Source) | C5H0V48*K*AAA* |  |  | EA*5X60M24A*+WALLCON | *96CTN1202422B* | 45000 | 18 | 9 | 47500 | 33600 | 70.74% | 2.06 | 0 | 10 |  |  |  | No | R-454B | 3.75 | Residential & Commercial | Ducted CEE Tier 1
215674319 | Central HP <5.4 tons | COMFORTMAKER | HRCU-A-CB (Split System: Heat Pump with Remote Outdoor Unit-Air-Source) | C5H0V48*K*AAA* |  |  | EA*5X61M21A*+WALLCON | *80CSU1002120A* | 46000 | 17.5 | 9 | 48000 | 33800 | 70.42% | 2.06 | 0 | 10 |  |  |  | No | R-454B | 3.8333 | Residential & Commercial | Ducted CEE Tier 1
215674429 | Central HP <5.4 tons | COMFORTMAKER | HRCU-A-CB (Split System: Heat Pump with Remote Outdoor Unit-Air-Source) | C5H0V48*K*AAA* |  |  | EA*5X61M21A*+WALLCON | *97CMN1002122B* | 46000 | 18 | 9 | 47500 | 33800 | 71.16% | 2.08 | 0 | 10 |  |  |  | No | R-454B | 3.8333 | Residential & Commercial | Ducted CEE Tier 1
212969517 | Central HP <5.4 tons | BRYANT HEATING AND COOLING SYSTEMS | HRCU-A-CB (Split System: Heat Pump with Remote Outdoor Unit-Air-Source) | 38MURAQ18AB3* |  |  | CAP**2414AL* | 82*SB36045V14*** | 17700 | 16.5 | 8.5 | 18600 | 19400 | 104.3% | 2.32 | 0 | 10.5 |  |  |  | No | R-410A | 1.475 | Residential & Commercial | Ducted CEE Tier 1
215935407 | Central HP <5.4 tons | AIRQUEST | HRCU-A-CB (Split System: Heat Pump with Remote Outdoor Unit-Air-Source) | H5H3V36*K*AAA* |  |  | EVM5X60M24A*+WALLCON | *97CMN0802120B* | 35400 | 21.5 | 8.5 | 38000 | 28400 | 74.74% | 2.04 | 0 | 12.5 |  |  |  | No | R-454B | 2.95 | Residential & Commercial | Ducted CEE Tier 1
215936157 | Central HP <5.4 tons | AIRQUEST | HRCU-A-CB (Split System: Heat Pump with Remote Outdoor Unit-Air-Source) | H5H3V36*K*AAA* |  |  | EVD5X42M24A*+WALLCON | *80CTL0702120B* | 35400 | 21.5 | 8.5 | 38000 | 28600 | 75.26% | 2.04 | 0 | 12 |  |  |  | No | R-454B | 2.95 | Residential & Commercial | Ducted CEE Tier 1
215936327 | Central HP <5.4 tons | AIRQUEST | HRCU-A-CB (Split System: Heat Pump with Remote Outdoor Unit-Air-Source) | H5H3V36*K*AAA* |  |  | EVD5X48M24A*+WALLCON | *80CTL1102120B* | 35200 | 21.5 | 8.5 | 38000 | 28200 | 74.21% | 2.04 | 0 | 12 |  |  |  | No | R-454B | 2.9333 | Residential & Commercial | Ducted CEE Tier 1
215936427 | Central HP <5.4 tons | AIRQUEST | HRCU-A-CB (Split System: Heat Pump with Remote Outdoor Unit-Air-Source) | H5H3V36*K*AAA* |  |  | EVD5X49M24A*+WALLCON | *80CSU1002120A* | 35400 | 21.5 | 8.5 | 38500 | 28600 | 74.29% | 2.04 | 0 | 12 |  |  |  | No | R-454B | 2.95 | Residential & Commercial | Ducted CEE Tier 1
215936527 | Central HP <5.4 tons | AIRQUEST | HRCU-A-CB (Split System: Heat Pump with Remote Outdoor Unit-Air-Source) | H5H3V36*K*AAA* |  |  | EVD5X49M24A*+WALLCON | *97CMN1202422B* | 35400 | 22 | 8.5 | 38000 | 28400 | 74.74% | 2.04 | 0 | 12.5 |  |  |  | No | R-454B | 2.95 | Residential & Commercial | Ducted CEE Tier 1
215936727 | Central HP <5.4 tons | AIRQUEST | HRCU-A-CB (Split System: Heat Pump with Remote Outdoor Unit-Air-Source) | H5H3V36*K*AAA* |  |  | EVD5X60M21A*+WALLCON | *96CTN1002122B* | 35600 | 22 | 8.5 | 38000 | 28600 | 75.26% | 2.02 | 0 | 12.5 |  |  |  | No | R-454B | 2.9667 | Residential & Commercial | Ducted CEE Tier 1
215936827 | Central HP <5.4 tons | AIRQUEST | HRCU-A-CB (Split System: Heat Pump with Remote Outdoor Unit-Air-Source) | H5H3V36*K*AAA* |  |  | EVD5X60M24A*+WALLCON | *97CMN1002122B* | 35600 | 22 | 8.5 | 38000 | 28400 | 74.74% | 2.04 | 0 | 12.5 |  |  |  | No | R-454B | 2.9667 | Residential & Commercial | Ducted CEE Tier 1
215669727 | Central HP <5.4 tons | COMFORTMAKER | HRCU-A-CB (Split System: Heat Pump with Remote Outdoor Unit-Air-Source) | C5H0V36*K*AAA* |  |  | EA*5X61M24A*+WALLCON | *96CTN1002122B* | 35000 | 18.5 | 9 | 34400 | 24800 | 72.09% | 1.92 | 0 | 10.5 |  |  |  | No | R-454B | 2.9167 | Residential & Commercial | Ducted CEE Tier 1
206788847 | Central HP <5.4 tons | CARRIER | HRCU-A-CB (Split System: Heat Pump with Remote Outdoor Unit-Air-Source) | 25VNA436A*031* |  |  | CAP**4221AL*+UI | 59CU5A080C21**20 | 33000 | 19.45 | 9.5 | 35400 | 26600 | 75.14% | 2 | 12 | 12 |  |  |  | No | R-410A | 2.75 | Residential & Commercial | Ducted CEE Tier 1
206788852 | Central HP <5.4 tons | CARRIER | HRCU-A-CB (Split System: Heat Pump with Remote Outdoor Unit-Air-Source) | 25VNA436A*031* |  |  | CAP**4321AL*+UI | 59CU5A080C21**20 | 34600 | 19.5 | 9.5 | 35000 | 25600 | 73.14% | 2.06 | 12.5 | 12.5 |  |  |  | No | R-410A | 2.8833 | Residential & Commercial | Ducted CEE Tier 1
206788863 | Central HP <5.4 tons | CARRIER | HRCU-A-CB (Split System: Heat Pump with Remote Outdoor Unit-Air-Source) | 25VNA436A*031* |  |  | CNPV*4821AL*+UI | 59CU5A100C21**22 | 33800 | 19.5 | 9 | 35000 | 26000 | 74.29% | 2.04 | 13 | 12.5 |  |  |  | No | R-410A | 2.8167 | Residential & Commercial | Ducted CEE Tier 1
206788879 | Central HP <5.4 tons | CARRIER | HRCU-A-CB (Split System: Heat Pump with Remote Outdoor Unit-Air-Source) | 25VNA436A*031* |  |  | CSPH*3612AL*+UI | 58TN*A045C17**12 | 33200 | 17.5 | 9 | 35600 | 26600 | 74.72% | 1.98 | 11.5 | 11 |  |  |  | No | R-410A | 2.7667 | Residential & Commercial | Ducted CEE Tier 1
206788886 | Central HP <5.4 tons | CARRIER | HRCU-A-CB (Split System: Heat Pump with Remote Outdoor Unit-Air-Source) | 25VNA436A*031* |  |  | CNPV*4217AL*+UI | 59MN7B060C17**14 | 33000 | 18.5 | 9 | 35600 | 26600 | 74.72% | 1.98 | 12 | 11.65 |  |  |  | No | R-410A | 2.75 | Residential & Commercial | Ducted CEE Tier 1
215936877 | Central HP <5.4 tons | AIRQUEST | HRCU-A-CB (Split System: Heat Pump with Remote Outdoor Unit-Air-Source) | H5H3V36*K*AAA* |  |  | EVD5X61M21A*+WALLCON | *80CTL0701716B* | 35800 | 22 | 9 | 38000 | 28600 | 75.26% | 2.06 | 0 | 12 |  |  |  | No | R-454B | 2.9833 | Residential & Commercial | Ducted CEE Tier 1
214649830 | Central HP <5.4 tons | JOHNSON CONTROLS | HRCU-A-CB (Split System: Heat Pump with Remote Outdoor Unit-Air-Source) | HH860E2S11 |  |  | CTU60D5XGS1+TXV | TMLE130D20MP11 | 46000 | 18 | 9 | 47500 | 35200 | 74.11% | 2 | 0 | 11 |  |  |  | No | R-454B | 3.8333 | Residential & Commercial | Ducted CEE Tier 1
206788329 | Central HP <5.4 tons | CARRIER | HRCU-A-CB (Split System: Heat Pump with Remote Outdoor Unit-Air-Source) | 25VNA424A*031* |  |  | FE4ANF002L+UI |  | 23400 | 21 | 10 | 26600 | 19800 | 74.44% | 2.48 | 14 | 13.5 |  |  |  | No | R-410A | 1.95 | Residential & Commercial | Ducted CEE Tier 1
216374578 | Central HP <5.4 tons | JOHNSON CONTROLS | HRCU-A-CB (Split System: Heat Pump with Remote Outdoor Unit-Air-Source) | HH860E2S11 |  |  | CTU60D5XHS1+TXV | Z9ET120D20SMPS1 | 54000 | 19 | 9 | 55000 | 40000 | 72.73% | 2 | 0 | 11 |  |  |  | No | R-454B | 4.5 | Residential & Commercial | Ducted CEE Tier 1
216374660 | Central HP <5.4 tons | JOHNSON CONTROLS | HRCU-A-CB (Split System: Heat Pump with Remote Outdoor Unit-Air-Source) | HH860E2S11 |  |  | CTF60D5CJS1 | Z9ET120D20SMPS1 | 53500 | 19 | 9 | 56000 | 40500 | 72.32% | 2 | 0 | 10 |  |  |  | No | R-454B | 4.4583 | Residential & Commercial | Ducted CEE Tier 1
216374695 | Central HP <5.4 tons | JOHNSON CONTROLS | HRCU-A-CB (Split System: Heat Pump with Remote Outdoor Unit-Air-Source) | HH860E2S11 |  |  | CTF60C5CHS1 | Z9ET100C20SMPS1 | 53500 | 19 | 8.5 | 54000 | 39000 | 72.22% | 2 | 0 | 11 |  |  |  | No | R-454B | 4.4583 | Residential & Commercial | Ducted CEE Tier 1
216374726 | Central HP <5.4 tons | JOHNSON CONTROLS | HRCU-A-CB (Split System: Heat Pump with Remote Outdoor Unit-Air-Source) | HH860E2S11 |  |  | CTU60C5XGS1+TXV | Z9ET100C20SMPS1 | 44500 | 18 | 9 | 45500 | 33000 | 72.53% | 2 | 0 | 11 |  |  |  | No | R-454B | 3.7083 | Residential & Commercial | Ducted CEE Tier 1
214397500 | Central HP <5.4 tons | JOHNSON CONTROLS | HRCU-A-CB (Split System: Heat Pump with Remote Outdoor Unit-Air-Source) | HH860E2S11 |  |  | CTF60C5CGS1 | TM9V080C16MP12 | 43500 | 17 | 9 | 44000 | 33600 | 76.36% | 2 | 0 | 11 |  |  |  | No | R-454B | 3.625 | Residential & Commercial | Ducted CEE Tier 1
214397718 | Central HP <5.4 tons | JOHNSON CONTROLS | HRCU-A-CB (Split System: Heat Pump with Remote Outdoor Unit-Air-Source) | HH836E2S11 |  |  | CTF36C5CDS1 | TM9V100C16MP12 | 33800 | 18 | 8.5 | 31400 | 25600 | 81.53% | 2 | 0 | 11 |  |  |  | No | R-454B | 2.8167 | Residential & Commercial | Ducted CEE Tier 1
206788868 | Central HP <5.4 tons | CARRIER | HRCU-A-CB (Split System: Heat Pump with Remote Outdoor Unit-Air-Source) | 25VNA436A*031* |  |  | CSPH*4212AL*+UI | 59CU5A080C21**20 | 34000 | 18.5 | 9 | 35200 | 26000 | 73.86% | 2.04 | 12.5 | 12 |  |  |  | No | R-410A | 2.8333 | Residential & Commercial | Ducted CEE Tier 1
206788870 | Central HP <5.4 tons | CARRIER | HRCU-A-CB (Split System: Heat Pump with Remote Outdoor Unit-Air-Source) | 25VNA436A*031* |  |  | CSPH*4812AL*+UI | 59CU5A060C17**16 | 33800 | 18.5 | 9 | 35400 | 26000 | 73.45% | 2.02 | 12 | 11.5 |  |  |  | No | R-410A | 2.8167 | Residential & Commercial | Ducted CEE Tier 1
213773287 | Central HP <5.4 tons | HEIL | HRCU-A-CB (Split System: Heat Pump with Remote Outdoor Unit-Air-Source) | HVH825GKA3* |  |  | EA*4X37L21A*+WALLCON | *80CTL0902120B* | 24400 | 16.5 | 8.1 | 21200 | 16600 | 78.3% | 2.02 | 0 | 11 |  |  |  | No | R-410A | 2.0333 | Residential & Commercial | Ducted CEE Tier 1
213773487 | Central HP <5.4 tons | HEIL | HRCU-A-CB (Split System: Heat Pump with Remote Outdoor Unit-Air-Source) | HVH825GKA3* |  |  | EA*4X42L21A*+WALLCON | *96CTN1002122B* | 23800 | 16.5 | 8.1 | 21400 | 16600 | 77.57% | 1.96 | 0 | 11 |  |  |  | No | R-410A | 1.9833 | Residential & Commercial | Ducted CEE Tier 1
213773737 | Central HP <5.4 tons | HEIL | HRCU-A-CB (Split System: Heat Pump with Remote Outdoor Unit-Air-Source) | HVH825GKA3* |  |  | EA*4X48L21A*+WALLCON | *95CSU0601716B* | 24000 | 16.5 | 8.1 | 21000 | 16600 | 79.05% | 2 | 0 | 10.5 |  |  |  | No | R-410A | 2 | Residential & Commercial | Ducted CEE Tier 1
213774407 | Central HP <5.4 tons | HEIL | HRCU-A-CB (Split System: Heat Pump with Remote Outdoor Unit-Air-Source) | HVH825GKA3* |  |  | EHD4X42AAL+WALLCON | *80CTL0701716B* | 24200 | 16 | 8.1 | 21400 | 16600 | 77.57% | 1.98 | 0 | 10.5 |  |  |  | No | R-410A | 2.0167 | Residential & Commercial | Ducted CEE Tier 1
213774457 | Central HP <5.4 tons | HEIL | HRCU-A-CB (Split System: Heat Pump with Remote Outdoor Unit-Air-Source) | HVH825GKA3* |  |  | EHD4X42AAL+WALLCON | *95CSU0601716B* | 24000 | 16 | 8.1 | 21400 | 16600 | 77.57% | 1.98 | 0 | 10.5 |  |  |  | No | R-410A | 2 | Residential & Commercial | Ducted CEE Tier 1
213774487 | Central HP <5.4 tons | HEIL | HRCU-A-CB (Split System: Heat Pump with Remote Outdoor Unit-Air-Source) | HVH825GKA3* |  |  | EHD4X42AAL+WALLCON | *97CMN1002122B* | 24200 | 16 | 8.1 | 21400 | 16600 | 77.57% | 2 | 0 | 10.5 |  |  |  | No | R-410A | 2.0167 | Residential & Commercial | Ducted CEE Tier 1
213774657 | Central HP <5.4 tons | HEIL | HRCU-A-CB (Split System: Heat Pump with Remote Outdoor Unit-Air-Source) | HVH825GKA3* |  |  | EHD4X48AAL+WALLCON | *97CMN1002122B* | 24200 | 16 | 8.1 | 21200 | 16600 | 78.3% | 2.02 | 0 | 11 |  |  |  | No | R-410A | 2.0167 | Residential & Commercial | Ducted CEE Tier 1
202461080 | Central HP <5.4 tons | AMERICAN STANDARD | HRCU-A-CB (Split System: Heat Pump with Remote Outdoor Unit-Air-Source) | 4A6C7048A4 |  |  | 4PX*DU60BS3 | S8X1D120M5PSA | 47500 | 16.5 | 8.1 | 48000 | 48000 | 100% | 3.6 | 13 | 12 |  |  |  | No | R-410A | 3.9583 | Residential & Commercial | Ducted CEE Tier 1
213771177 | Central HP <5.4 tons | HEIL | HRCU-A-CB (Split System: Heat Pump with Remote Outdoor Unit-Air-Source) | HVH825GKA2* |  |  | EA*4X37L21A*+WALLCON | *95CSU0601716B* | 24400 | 16.5 | 8.1 | 21400 | 16700 | 78.04% | 2.02 | 0 | 10.5 |  |  |  | No | R-410A | 2.0333 | Residential & Commercial | Ducted CEE Tier 1
213771327 | Central HP <5.4 tons | HEIL | HRCU-A-CB (Split System: Heat Pump with Remote Outdoor Unit-Air-Source) | HVH825GKA2* |  |  | EA*4X42L21A*+WALLCON | *97CMN1002122B* | 23800 | 16.5 | 8.1 | 21400 | 16600 | 77.57% | 1.96 | 0 | 11 |  |  |  | No | R-410A | 1.9833 | Residential & Commercial | Ducted CEE Tier 1
213771427 | Central HP <5.4 tons | HEIL | HRCU-A-CB (Split System: Heat Pump with Remote Outdoor Unit-Air-Source) | HVH825GKA2* |  |  | EA*4X42L24A*+WALLCON | *96CTN1202422B* | 23800 | 17 | 8.1 | 21400 | 16600 | 77.57% | 1.96 | 0 | 11 |  |  |  | No | R-410A | 1.9833 | Residential & Commercial | Ducted CEE Tier 1
213771627 | Central HP <5.4 tons | HEIL | HRCU-A-CB (Split System: Heat Pump with Remote Outdoor Unit-Air-Source) | HVH825GKA2* |  |  | EA*4X48L21A*+WALLCON | *97CMN0801714B* | 24000 | 16.5 | 8.1 | 21000 | 16600 | 79.05% | 2 | 0 | 11 |  |  |  | No | R-410A | 2 | Residential & Commercial | Ducted CEE Tier 1
206764516 | Central HP <5.4 tons | CARRIER | HRCU-A-CB (Split System: Heat Pump with Remote Outdoor Unit-Air-Source) | 25VNA825A*032* |  |  | CAP**3721AL*+UI | 59CU5A100C21**22 | 24400 | 17 | 8.5 | 21200 | 16600 | 78.3% | 2.04 | 11.5 | 11 |  |  |  | No | R-410A | 2.0333 | Residential & Commercial | Ducted CEE Tier 1
213079532 | Central HP <5.4 tons | BRYANT HEATING AND COOLING SYSTEMS | HRCU-A-CB (Split System: Heat Pump with Remote Outdoor Unit-Air-Source) | 38MURAQ36AB3* |  |  | CAP**3717AL* | 912SE48080M17*** | 36400 | 15.5 | 8.5 | 38500 | 35000 | 90.91% | 2.02 | 0 | 10 |  |  |  | No | R-410A | 3.0333 | Residential & Commercial | Ducted CEE Tier 1
213080316 | Central HP <5.4 tons | BRYANT HEATING AND COOLING SYSTEMS | HRCU-A-CB (Split System: Heat Pump with Remote Outdoor Unit-Air-Source) | 38MURAQ36AB3* |  |  | CAP**4321AL* | 916SA60100M21*** | 36600 | 16 | 8.5 | 38500 | 34800 | 90.39% | 2.1 | 0 | 10 |  |  |  | No | R-410A | 3.05 | Residential & Commercial | Ducted CEE Tier 1
213080633 | Central HP <5.4 tons | BRYANT HEATING AND COOLING SYSTEMS | HRCU-A-CB (Split System: Heat Pump with Remote Outdoor Unit-Air-Source) | 38MURAQ36AB3* |  |  | CNPV*4821AL* | 935SB36040M17*** | 35800 | 15.2 | 8.1 | 38500 | 35200 | 91.43% | 2 | 0 | 10 |  |  |  | No | R-410A | 2.9833 | Residential & Commercial | Ducted CEE Tier 1
213080765 | Central HP <5.4 tons | BRYANT HEATING AND COOLING SYSTEMS | HRCU-A-CB (Split System: Heat Pump with Remote Outdoor Unit-Air-Source) | 38MURAQ36AB3* |  |  | CNPV*4821AL* | 935SB48060M17*** | 35600 | 16 | 8.1 | 38500 | 35000 | 90.91% | 1.98 | 0 | 10 |  |  |  | No | R-410A | 2.9667 | Residential & Commercial | Ducted CEE Tier 1
213077530 | Central HP <5.4 tons | BRYANT HEATING AND COOLING SYSTEMS | HRCU-A-CB (Split System: Heat Pump with Remote Outdoor Unit-Air-Source) | 38MURAQ36AB3* |  |  | CAP**4821AL* | 926TC60080V21*** | 36200 | 16 | 8.5 | 38000 | 34800 | 91.58% | 2.04 | 0 | 10 |  |  |  | No | R-410A | 3.0167 | Residential & Commercial | Ducted CEE Tier 1
213078246 | Central HP <5.4 tons | BRYANT HEATING AND COOLING SYSTEMS | HRCU-A-CB (Split System: Heat Pump with Remote Outdoor Unit-Air-Source) | 38MURAQ36AB3* |  |  | CNPV*4824AL* | 8(0,1)*SB48070M21*** | 35800 | 16.5 | 8.1 | 38500 | 34800 | 90.39% | 1.98 | 0 | 10 |  |  |  | No | R-410A | 2.9833 | Residential & Commercial | Ducted CEE Tier 1
215666968 | Central HP <5.4 tons | COMFORTMAKER | HRCU-A-CB (Split System: Heat Pump with Remote Outdoor Unit-Air-Source) | C5H0V24*K*AAA* |  |  | EA*5X24M17A*+WALLCON | *80CSU0401712A* | 22800 | 16.5 | 9 | 24000 | 16800 | 70% | 1.96 | 0 | 10 |  |  |  | No | R-454B | 1.9 | Residential & Commercial | Ducted CEE Tier 1
215667241 | Central HP <5.4 tons | COMFORTMAKER | HRCU-A-CB (Split System: Heat Pump with Remote Outdoor Unit-Air-Source) | C5H0V24*K*AAA* |  |  | EA*5X25M17A*+WALLCON | *97CMN0601714B* | 23800 | 17 | 9 | 23400 | 16500 | 70.51% | 2 | 0 | 10.5 |  |  |  | No | R-454B | 1.9833 | Residential & Commercial | Ducted CEE Tier 1
214075200 | Central HP <5.4 tons | FRIEDRICH | HRCU-A-CB (Split System: Heat Pump with Remote Outdoor Unit-Air-Source) | RD17AZ60AJ3N |  |  | TCFZ6024STANM | FR802V0755A21UH | 55500 | 18 | 8.1 | 54000 | 49500 | 91.67% | 1.75 | 0 | 10 |  |  |  | No | R-410A | 4.625 | Residential & Commercial | Ducted CEE Tier 1
214075219 | Central HP <5.4 tons | FRIEDRICH | HRCU-A-CB (Split System: Heat Pump with Remote Outdoor Unit-Air-Source) | RD17AZ60AJ3N |  |  | TCFZ6024STANM | FR802V1005A21UH | 55500 | 18 | 8.1 | 53500 | 49000 | 91.59% | 1.75 | 0 | 10 |  |  |  | No | R-410A | 4.625 | Residential & Commercial | Ducted CEE Tier 1
215674199 | Central HP <5.4 tons | COMFORTMAKER | HRCU-A-CB (Split System: Heat Pump with Remote Outdoor Unit-Air-Source) | C5H0V48*K*AAA* |  |  | EA*5X60M24A*+WALLCON | *80CTL1102120B* | 45000 | 18 | 9 | 47500 | 33400 | 70.32% | 2.08 | 0 | 10 |  |  |  | No | R-454B | 3.75 | Residential & Commercial | Ducted CEE Tier 1
215674449 | Central HP <5.4 tons | COMFORTMAKER | HRCU-A-CB (Split System: Heat Pump with Remote Outdoor Unit-Air-Source) | C5H0V48*K*AAA* |  |  | EA*5X61M21A*+WALLCON | *96CTN1002122B* | 46000 | 18 | 9 | 47500 | 33800 | 71.16% | 2.08 | 0 | 10 |  |  |  | No | R-454B | 3.8333 | Residential & Commercial | Ducted CEE Tier 1
215674433 | Central HP <5.4 tons | TEMPSTAR | HRCU-A-CB (Split System: Heat Pump with Remote Outdoor Unit-Air-Source) | T5H0V48*K*AAA* |  |  | EA*5X61M21A*+WALLCON | *97CMN1002122B* | 46000 | 18 | 9 | 47500 | 33800 | 71.16% | 2.08 | 0 | 10 |  |  |  | No | R-454B | 3.8333 | Residential & Commercial | Ducted CEE Tier 1
215670461 | Central HP <5.4 tons | COMFORTMAKER | HRCU-A-CB (Split System: Heat Pump with Remote Outdoor Unit-Air-Source) | C5H0V36*K*AAA* |  |  | ESH5X60M12A*+WALLCON | *80CTL1102120B* | 34600 | 17 | 8.5 | 34600 | 24800 | 71.68% | 1.92 | 0 | 10 |  |  |  | No | R-454B | 2.8833 | Residential & Commercial | Ducted CEE Tier 1
212971671 | Central HP <5.4 tons | DAY & NIGHT | HRCU-A-CB (Split System: Heat Pump with Remote Outdoor Unit-Air-Source) | DLCURAH24ABK |  |  | EA*4X36L21A* | *80VTL0701716B* | 23800 | 17 | 8.5 | 26200 | 23600 | 90.08% | 1.96 | 0 | 10 |  |  |  | No | R-410A | 1.9833 | Residential & Commercial | Ducted CEE Tier 1
211244469 | Central HP <5.4 tons | DAY & NIGHT | HRCU-A-CB (Split System: Heat Pump with Remote Outdoor Unit-Air-Source) | DLCURAH24ABK |  |  | EN(A,D)4X30L17** | *96VSN0801716A* | 24200 | 16.5 | 8.1 | 26200 | 23000 | 87.79% | 1.9 | 0 | 10.5 |  |  |  | No | R-410A | 2.0167 | Residential & Commercial | Ducted CEE Tier 1
214239275 | Central HP <5.4 tons | HEIL | HRCU-A-CB (Split System: Heat Pump with Remote Outdoor Unit-Air-Source) | HVH837GKA2* |  |  | EN(A,D,W)4X48L21**+WALLCON | *96CTN1002122B* | 32400 | 17 | 8.1 | 32600 | 24600 | 75.46% | 1.96 | 0 | 11.7 |  |  |  | No | R-410A | 2.7 | Residential & Commercial | Ducted CEE Tier 1
212973267 | Central HP <5.4 tons | DAY & NIGHT | HRCU-A-CB (Split System: Heat Pump with Remote Outdoor Unit-Air-Source) | DLCURAH24ABK |  |  | EN(A,D)4X30L17** | *96VSN0401712B* | 23200 | 16 | 8.1 | 26200 | 24800 | 94.66% | 2.06 | 0 | 10 |  |  |  | No | R-410A | 1.9333 | Residential & Commercial | Ducted CEE Tier 1
214398104 | Central HP <5.4 tons | JOHNSON CONTROLS | HRCU-A-CB (Split System: Heat Pump with Remote Outdoor Unit-Air-Source) | HH836E2S11 |  |  | CTF36C5CDS1+JMET12CS2N1 |  | 34400 | 19 | 9 | 31800 | 25600 | 80.5% | 2 | 0 | 11.7 |  |  |  | No | R-454B | 2.8667 | Residential & Commercial | Ducted CEE Tier 1
214398151 | Central HP <5.4 tons | JOHNSON CONTROLS | HRCU-A-CB (Split System: Heat Pump with Remote Outdoor Unit-Air-Source) | HH836E2S11 |  |  | CTM36C5CDS1 | TM9V080C16MP12 | 33800 | 17 | 8.5 | 31800 | 26000 | 81.76% | 2 | 0 | 11 |  |  |  | No | R-454B | 2.8167 | Residential & Commercial | Ducted CEE Tier 1
214398168 | Central HP <5.4 tons | JOHNSON CONTROLS | HRCU-A-CB (Split System: Heat Pump with Remote Outdoor Unit-Air-Source) | HH836E2S11 |  |  | CTM36C5CDS1 | TP9C100C16MP13 | 33800 | 18 | 8.5 | 31400 | 25800 | 82.17% | 2 | 0 | 11 |  |  |  | No | R-454B | 2.8167 | Residential & Commercial | Ducted CEE Tier 1
214398554 | Central HP <5.4 tons | JOHNSON CONTROLS | HRCU-A-CB (Split System: Heat Pump with Remote Outdoor Unit-Air-Source) | HH836E2S11 |  |  | CTF36C5CDS1 | TM9Y080C16MP11 | 34200 | 18 | 8.5 | 31600 | 25800 | 81.65% | 2 | 0 | 11 |  |  |  | No | R-454B | 2.85 | Residential & Commercial | Ducted CEE Tier 1
214807770 | Central HP <5.4 tons | JOHNSON CONTROLS | HRCU-A-CB (Split System: Heat Pump with Remote Outdoor Unit-Air-Source) | HH836E2S11 |  |  | CTU36B5XDS1+JME12B2SN1+TXV |  | 33400 | 19 | 9 | 30400 | 24800 | 81.58% | 2 | 0 | 12 |  |  |  | No | R-454B | 2.7833 | Residential & Commercial | Ducted CEE Tier 1
215679292 | Central HP <5.4 tons | TEMPSTAR | HRCU-A-CB (Split System: Heat Pump with Remote Outdoor Unit-Air-Source) | T5H0V36*K*AAA* |  |  | EA*5X37M21A*+WALLCON | *80CSU0401712B* | 34600 | 17.5 | 9 | 35200 | 25000 | 71.02% | 1.9 | 0 | 10 |  |  |  | No | R-454B | 2.8833 | Residential & Commercial | Ducted CEE Tier 1
214720098 | Central HP <5.4 tons | JOHNSON CONTROLS | HRCU-A-CB (Split System: Heat Pump with Remote Outdoor Unit-Air-Source) | HH836E2S11 |  |  | CTU48C5XFS1+TXV | TL8E080C16UH11 | 33200 | 18 | 9 | 31400 | 25400 | 80.89% | 2 | 0 | 11 |  |  |  | No | R-454B | 2.7667 | Residential & Commercial | Ducted CEE Tier 1
215667316 | Central HP <5.4 tons | COMFORTMAKER | HRCU-A-CB (Split System: Heat Pump with Remote Outdoor Unit-Air-Source) | C5H0V24*K*AAA* |  |  | EA*5X25M17A*+WALLCON | *96CTN0801714B* | 24000 | 17.5 | 9 | 23400 | 16400 | 70.09% | 2 | 0 | 10.5 |  |  |  | No | R-454B | 2 | Residential & Commercial | Ducted CEE Tier 1
215667334 | Central HP <5.4 tons | COMFORTMAKER | HRCU-A-CB (Split System: Heat Pump with Remote Outdoor Unit-Air-Source) | C5H0V24*K*AAA* |  |  | EA*5X30M14A*+WALLCON | *80CTL0701412B* | 23000 | 17 | 8.5 | 23800 | 16700 | 70.17% | 1.86 | 0 | 10 |  |  |  | No | R-454B | 1.9167 | Residential & Commercial | Ducted CEE Tier 1
206133344 | Central HP <5.4 tons | CARRIER | HRCU-A-CB (Split System: Heat Pump with Remote Outdoor Unit-Air-Source) | 25VNA825A*031* |  |  | CAP**3017AL*+UI | 58CU*A060C17**16 | 23400 | 16.5 | 8.1 | 21600 | 16700 | 77.31% | 1.92 | 11 | 10.5 |  |  |  | No | R-410A | 1.95 | Residential & Commercial | Ducted CEE Tier 1
214397532 | Central HP <5.4 tons | JOHNSON CONTROLS | HRCU-A-CB (Split System: Heat Pump with Remote Outdoor Unit-Air-Source) | HH824E2S11 |  |  | CTF30A5ADS1 | TM9V040A10MP12 | 23000 | 17 | 9 | 23000 | 17800 | 77.39% | 2 | 0 | 12 |  |  |  | No | R-454B | 1.9167 | Residential & Commercial | Ducted CEE Tier 1
214398351 | Central HP <5.4 tons | JOHNSON CONTROLS | HRCU-A-CB (Split System: Heat Pump with Remote Outdoor Unit-Air-Source) | HH824E2S11 |  |  | CTF36B5ADS1+JMC12B2SN1 |  | 23000 | 19 | 9.5 | 23000 | 18500 | 80.43% | 2 | 0 | 12 |  |  |  | No | R-454B | 1.9167 | Residential & Commercial | Ducted CEE Tier 1
214242427 | Central HP <5.4 tons | HEIL | HRCU-A-CB (Split System: Heat Pump with Remote Outdoor Unit-Air-Source) | HVH825GKA2* |  |  | EN(A,D)4X24L17**+WALLCON | *80CTL0701412B* | 23200 | 16 | 8.1 | 22000 | 16800 | 76.36% | 1.94 | 0 | 10.5 |  |  |  | No | R-410A | 1.9333 | Residential & Commercial | Ducted CEE Tier 1
214242677 | Central HP <5.4 tons | HEIL | HRCU-A-CB (Split System: Heat Pump with Remote Outdoor Unit-Air-Source) | HVH825GKA2* |  |  | EN(A,D,W)4X36L17**+WALLCON | *95CSU0601716B* | 23400 | 16.5 | 8.1 | 21600 | 16700 | 77.31% | 1.92 | 0 | 10.5 |  |  |  | No | R-410A | 1.95 | Residential & Commercial | Ducted CEE Tier 1
214719897 | Central HP <5.4 tons | JOHNSON CONTROLS | HRCU-A-CB (Split System: Heat Pump with Remote Outdoor Unit-Air-Source) | HH836E2S11 |  |  | CTU48C5XFS1+TXV | TM9V080C16MP12 | 33200 | 18 | 9 | 31600 | 25400 | 80.38% | 2 | 0 | 11 |  |  |  | No | R-454B | 2.7667 | Residential & Commercial | Ducted CEE Tier 1
214720015 | Central HP <5.4 tons | JOHNSON CONTROLS | HRCU-A-CB (Split System: Heat Pump with Remote Outdoor Unit-Air-Source) | HH836E2S11 |  |  | CTU48C5XFS1+TXV | Z9ES100C16SMPS1 | 35000 | 18 | 9 | 32600 | 25800 | 79.14% | 2 | 0 | 11 |  |  |  | No | R-454B | 2.9167 | Residential & Commercial | Ducted CEE Tier 1
214397656 | Central HP <5.4 tons | JOHNSON CONTROLS | HRCU-A-CB (Split System: Heat Pump with Remote Outdoor Unit-Air-Source) | HH836E2S11 |  |  | CTF48C5CFS1 | TP9C100C16MP13 | 33200 | 18 | 9 | 31200 | 25200 | 80.77% | 2 | 0 | 11 |  |  |  | No | R-454B | 2.7667 | Residential & Commercial | Ducted CEE Tier 1
215679672 | Central HP <5.4 tons | TEMPSTAR | HRCU-A-CB (Split System: Heat Pump with Remote Outdoor Unit-Air-Source) | T5H0V36*K*AAA* |  |  | EA*5X61M24A*+WALLCON | *96CTN0802120B* | 34800 | 18 | 9 | 34400 | 24800 | 72.09% | 1.92 | 0 | 10.5 |  |  |  | No | R-454B | 2.9 | Residential & Commercial | Ducted CEE Tier 1
214720010 | Central HP <5.4 tons | JOHNSON CONTROLS | HRCU-A-CB (Split System: Heat Pump with Remote Outdoor Unit-Air-Source) | HH836E2S11 |  |  | CTU48C5XFS1+TXV | TMLE080C20MP11 | 34600 | 17 | 8.5 | 32800 | 25800 | 78.66% | 2 | 0 | 11 |  |  |  | No | R-454B | 2.8833 | Residential & Commercial | Ducted CEE Tier 1
214720108 | Central HP <5.4 tons | JOHNSON CONTROLS | HRCU-A-CB (Split System: Heat Pump with Remote Outdoor Unit-Air-Source) | HH836E2S11 |  |  | CTU48C5XFS1+TXV | TM8Y080C16MP11 | 33200 | 19 | 9 | 31400 | 25000 | 79.62% | 2 | 0 | 11 |  |  |  | No | R-454B | 2.7667 | Residential & Commercial | Ducted CEE Tier 1
214397883 | Central HP <5.4 tons | JOHNSON CONTROLS | HRCU-A-CB (Split System: Heat Pump with Remote Outdoor Unit-Air-Source) | HH860E2S11 |  |  | CTM60C5CGS1 | TM8V120C20MP12 | 44000 | 18 | 9 | 44500 | 33600 | 75.51% | 2 | 0 | 11.7 |  |  |  | No | R-454B | 3.6667 | Residential & Commercial | Ducted CEE Tier 1
214398270 | Central HP <5.4 tons | JOHNSON CONTROLS | HRCU-A-CB (Split System: Heat Pump with Remote Outdoor Unit-Air-Source) | HH860E2S11 |  |  | CTF60C5CGS1 | TMLV120C20MP12 | 44500 | 18 | 9 | 45000 | 33800 | 75.11% | 2 | 0 | 11 |  |  |  | No | R-454B | 3.7083 | Residential & Commercial | Ducted CEE Tier 1
214398319 | Central HP <5.4 tons | JOHNSON CONTROLS | HRCU-A-CB (Split System: Heat Pump with Remote Outdoor Unit-Air-Source) | HH860E2S11 |  |  | CTM60C5CGS1 | TP9C100C16MP13 | 43500 | 18 | 9 | 44000 | 33200 | 75.45% | 2 | 0 | 11.7 |  |  |  | No | R-454B | 3.625 | Residential & Commercial | Ducted CEE Tier 1
216051163 | Central HP <5.4 tons | FRIEDRICH | HRCU-A-CB (Split System: Heat Pump with Remote Outdoor Unit-Air-Source) | FRP19AY60AJVC |  |  | TCFY6021SEAAM | FR802V1005A21DZ | 54000 | 17 | 10 | 54000 | 48000 | 88.89% | 2 | 0 | 10 |  |  |  | No | R-454B | 4.5 | Residential & Commercial | Ducted CEE Tier 1
216051145 | Central HP <5.4 tons | FRIEDRICH | HRCU-A-CB (Split System: Heat Pump with Remote Outdoor Unit-Air-Source) | FRP19AY60AJVC |  |  | TCFY6021SEAAM | FR802V0755A21DZ | 54000 | 17 | 10 | 54000 | 48500 | 89.81% | 2 | 0 | 10 |  |  |  | No | R-454B | 4.5 | Residential & Commercial | Ducted CEE Tier 1
214397490 | Central HP <5.4 tons | JOHNSON CONTROLS | HRCU-A-CB (Split System: Heat Pump with Remote Outdoor Unit-Air-Source) | HH860E2S11 |  |  | CTF60C5CGS1 | TL8E080C16UH11 | 44000 | 18 | 9 | 44500 | 33600 | 75.51% | 2 | 0 | 11.7 |  |  |  | No | R-454B | 3.6667 | Residential & Commercial | Ducted CEE Tier 1
214398631 | Central HP <5.4 tons | JOHNSON CONTROLS | HRCU-A-CB (Split System: Heat Pump with Remote Outdoor Unit-Air-Source) | HH860E2S11 |  |  | CTM60C5CGS1 | TM9Y080C16MP11 | 44000 | 17 | 9 | 44500 | 33800 | 75.96% | 2 | 0 | 11 |  |  |  | No | R-454B | 3.6667 | Residential & Commercial | Ducted CEE Tier 1
212973287 | Central HP <5.4 tons | DAY & NIGHT | HRCU-A-CB (Split System: Heat Pump with Remote Outdoor Unit-Air-Source) | DLCURAH24ABK |  |  | EN(A,D)4X36L21** | *96VSN0401712B* | 23200 | 16 | 8.1 | 26200 | 24800 | 94.66% | 2.06 | 0 | 10 |  |  |  | No | R-410A | 1.9333 | Residential & Commercial | Ducted CEE Tier 1
212973887 | Central HP <5.4 tons | DAY & NIGHT | HRCU-A-CB (Split System: Heat Pump with Remote Outdoor Unit-Air-Source) | DLCURAH24ABK |  |  | EA*4X37L21A* | *96VSN0801716B* | 24600 | 17 | 8.5 | 25200 | 21200 | 84.13% | 1.78 | 0 | 10.5 |  |  |  | No | R-410A | 2.05 | Residential & Commercial | Ducted CEE Tier 1
213780697 | Central HP <5.4 tons | HEIL | HRCU-A-CB (Split System: Heat Pump with Remote Outdoor Unit-Air-Source) | HVH837GKA2* |  |  | EA*4X36L17A*+WALLCON | *97CMN0801714B* | 31400 | 16.5 | 8.1 | 33200 | 24400 | 73.49% | 1.82 | 0 | 10.5 |  |  |  | No | R-410A | 2.6167 | Residential & Commercial | Ducted CEE Tier 1
213780747 | Central HP <5.4 tons | HEIL | HRCU-A-CB (Split System: Heat Pump with Remote Outdoor Unit-Air-Source) | HVH837GKA2* |  |  | EA*4X36L21A*+WALLCON | *80CTL0901716B* | 31600 | 17 | 8.1 | 33000 | 24200 | 73.33% | 1.84 | 0 | 11 |  |  |  | No | R-410A | 2.6333 | Residential & Commercial | Ducted CEE Tier 1
213781047 | Central HP <5.4 tons | HEIL | HRCU-A-CB (Split System: Heat Pump with Remote Outdoor Unit-Air-Source) | HVH837GKA2* |  |  | EA*4X42L21A*+WALLCON | *97CMN1002122B* | 31800 | 17 | 8.1 | 33000 | 24400 | 73.94% | 1.88 | 0 | 11 |  |  |  | No | R-410A | 2.65 | Residential & Commercial | Ducted CEE Tier 1
213781567 | Central HP <5.4 tons | HEIL | HRCU-A-CB (Split System: Heat Pump with Remote Outdoor Unit-Air-Source) | HVH837GKA2* |  |  | EA*4X61L21A*+WALLCON | *80CTL0902120B* | 33200 | 17.5 | 8.5 | 32000 | 24800 | 77.5% | 1.98 | 0 | 11.7 |  |  |  | No | R-410A | 2.7667 | Residential & Commercial | Ducted CEE Tier 1
213781617 | Central HP <5.4 tons | HEIL | HRCU-A-CB (Split System: Heat Pump with Remote Outdoor Unit-Air-Source) | HVH837GKA2* |  |  | EA*4X61L21A*+WALLCON | *97CMN1002122B* | 33200 | 17.5 | 8.5 | 32000 | 24800 | 77.5% | 1.98 | 0 | 11.7 |  |  |  | No | R-410A | 2.7667 | Residential & Commercial | Ducted CEE Tier 1
213078798 | Central HP <5.4 tons | BRYANT HEATING AND COOLING SYSTEMS | HRCU-A-CB (Split System: Heat Pump with Remote Outdoor Unit-Air-Source) | 38MURAQ36AB3* |  |  | CAP**4824AL* | 8(0,1)*SB60155M24*** | 36200 | 16.5 | 8.5 | 38000 | 34800 | 91.58% | 2.04 | 0 | 10 |  |  |  | No | R-410A | 3.0167 | Residential & Commercial | Ducted CEE Tier 1
215936475 | Central HP <5.4 tons | BRYANT HEATING AND COOLING SYSTEMS | HRCU-A-CB (Split System: Heat Pump with Remote Outdoor Unit-Air-Source) | 293VAN036**AA* |  |  | CVAVA4924XMA*+UI | 935CB60080C21*** | 35400 | 21.5 | 8.5 | 38000 | 28600 | 75.26% | 2.04 | 0 | 12 |  |  |  | No | R-454B | 2.95 | Residential & Commercial | Ducted CEE Tier 1
215936695 | Central HP <5.4 tons | BRYANT HEATING AND COOLING SYSTEMS | HRCU-A-CB (Split System: Heat Pump with Remote Outdoor Unit-Air-Source) | 293VAN036**AA* |  |  | CVAVA6021XMA*+UI | 987MC60080C21*** | 35600 | 21.5 | 8.5 | 38000 | 28600 | 75.26% | 2.02 | 0 | 12.5 |  |  |  | No | R-454B | 2.9667 | Residential & Commercial | Ducted CEE Tier 1
215936575 | Central HP <5.4 tons | BRYANT HEATING AND COOLING SYSTEMS | HRCU-A-CB (Split System: Heat Pump with Remote Outdoor Unit-Air-Source) | 293VAN036**AA* |  |  | CVAVA6021XMA*+UI | 83*CA60100C21*** | 35600 | 21.5 | 8.5 | 38000 | 28600 | 75.26% | 2.02 | 0 | 12 |  |  |  | No | R-454B | 2.9667 | Residential & Commercial | Ducted CEE Tier 1
215936945 | Central HP <5.4 tons | BRYANT HEATING AND COOLING SYSTEMS | HRCU-A-CB (Split System: Heat Pump with Remote Outdoor Unit-Air-Source) | 293VAN036**AA* |  |  | CVAVA6124XMA*+UI | 935CB66100C21*** | 36000 | 22.5 | 8.5 | 37600 | 28200 | 75% | 2.06 | 0 | 12.5 |  |  |  | No | R-454B | 3 | Residential & Commercial | Ducted CEE Tier 1
207436583 | Central HP <5.4 tons | LENNOX | HRCU-A-CB (Split System: Heat Pump with Remote Outdoor Unit-Air-Source) | SL25XPV-048-230A** |  |  | CR33-50/60+TDR+TXV | SLP99DF090XV48C* | 45000 | 20.6 | 9.1 | 44000 | 35600 | 80.91% | 1.84 | 12 | 11.7 |  |  |  | No | R-410A | 3.75 | Residential & Commercial | Ducted CEE Tier 1
207526363 | Central HP <5.4 tons | TRANE | HRCU-A-CB (Split System: Heat Pump with Remote Outdoor Unit-Air-Source) | 4TWV8X60A1 |  |  | TEM8A0D60V51+TDR |  | 51500 | 18 | 8.5 | 50500 | 38500 | 76.24% | 1.85 | 11.8 | 11.5 |  |  |  | No | R-410A | 4.2917 | Residential & Commercial | Ducted CEE Tier 1
202459425 | Central HP <5.4 tons | TRANE | HRCU-A-CB (Split System: Heat Pump with Remote Outdoor Unit-Air-Source) | 4TWA7048A3 |  |  | 4TXCD010DS3 | S8X1D120M5PSA | 47500 | 16.5 | 8.1 | 48000 | 48000 | 100% | 3.6 | 13 | 12 |  |  |  | No | R-410A | 3.9583 | Residential & Commercial | Ducted CEE Tier 1
213774707 | Central HP <5.4 tons | HEIL | HRCU-A-CB (Split System: Heat Pump with Remote Outdoor Unit-Air-Source) | HVH825GKA3* |  |  | EHD4X48AAL+WALLCON | *96CTN1002122B* | 24200 | 16 | 8.1 | 21200 | 16600 | 78.3% | 2.02 | 0 | 11 |  |  |  | No | R-410A | 2.0167 | Residential & Commercial | Ducted CEE Tier 1
213773667 | Central HP <5.4 tons | HEIL | HRCU-A-CB (Split System: Heat Pump with Remote Outdoor Unit-Air-Source) | HVH825GKA3* |  |  | EA*4X43L21A*+WALLCON | *96CTN0801714B* | 24400 | 16.5 | 8.1 | 21200 | 16600 | 78.3% | 2.02 | 0 | 11 |  |  |  | No | R-410A | 2.0333 | Residential & Commercial | Ducted CEE Tier 1
213774567 | Central HP <5.4 tons | HEIL | HRCU-A-CB (Split System: Heat Pump with Remote Outdoor Unit-Air-Source) | HVH825GKA3* |  |  | EHD4X48AAL+WALLCON | *80CTL0701412B* | 24400 | 16.5 | 8.1 | 21200 | 16600 | 78.3% | 2 | 0 | 10.5 |  |  |  | No | R-410A | 2.0333 | Residential & Commercial | Ducted CEE Tier 1
213774717 | Central HP <5.4 tons | HEIL | HRCU-A-CB (Split System: Heat Pump with Remote Outdoor Unit-Air-Source) | HVH825GKA3* |  |  | EHD4X48AAL+WALLCON | *96CTN1202422B* | 24200 | 16.5 | 8.1 | 21200 | 16600 | 78.3% | 2.02 | 0 | 11 |  |  |  | No | R-410A | 2.0167 | Residential & Commercial | Ducted CEE Tier 1
213779097 | Central HP <5.4 tons | HEIL | HRCU-A-CB (Split System: Heat Pump with Remote Outdoor Unit-Air-Source) | HVH837GKA** |  |  | EA*4X42L21A*+WALLCON | *80CTL1102120B* | 31800 | 17 | 8.1 | 32800 | 24200 | 73.78% | 1.88 | 0 | 11 |  |  |  | No | R-410A | 2.65 | Residential & Commercial | Ducted CEE Tier 1
213779067 | Central HP <5.4 tons | HEIL | HRCU-A-CB (Split System: Heat Pump with Remote Outdoor Unit-Air-Source) | HVH837GKA** |  |  | EA*4X42L21A*+WALLCON | *80CTL0701716B* | 31400 | 17 | 8.1 | 33200 | 24400 | 73.49% | 1.86 | 0 | 10.5 |  |  |  | No | R-410A | 2.6167 | Residential & Commercial | Ducted CEE Tier 1
213779217 | Central HP <5.4 tons | HEIL | HRCU-A-CB (Split System: Heat Pump with Remote Outdoor Unit-Air-Source) | HVH837GKA** |  |  | EA*4X42L24A*+WALLCON | *97CMN1202422B* | 31800 | 17 | 8.1 | 32800 | 24400 | 74.39% | 1.88 | 0 | 11 |  |  |  | No | R-410A | 2.65 | Residential & Commercial | Ducted CEE Tier 1
215669068 | Central HP <5.4 tons | HEIL | HRCU-A-CB (Split System: Heat Pump with Remote Outdoor Unit-Air-Source) | H5H0V36*K*AAA* |  |  | EA*5X43M21A*+WALLCON | *97CMN1002122B* | 34600 | 18 | 9 | 35200 | 25000 | 71.02% | 1.9 | 0 | 10 |  |  |  | No | R-454B | 2.8833 | Residential & Commercial | Ducted CEE Tier 1
215669084 | Central HP <5.4 tons | HEIL | HRCU-A-CB (Split System: Heat Pump with Remote Outdoor Unit-Air-Source) | H5H0V36*K*AAA* |  |  | EA*5X43M21A*+WALLCON | *96CTN1002122B* | 34600 | 18 | 9 | 35200 | 25000 | 71.02% | 1.9 | 0 | 10 |  |  |  | No | R-454B | 2.8833 | Residential & Commercial | Ducted CEE Tier 1
215669134 | Central HP <5.4 tons | HEIL | HRCU-A-CB (Split System: Heat Pump with Remote Outdoor Unit-Air-Source) | H5H0V36*K*AAA* |  |  | EA*5X48M21A*+WALLCON | *80CTL0701716B* | 33600 | 18 | 9 | 35200 | 25200 | 71.59% | 1.88 | 0 | 10 |  |  |  | No | R-454B | 2.8 | Residential & Commercial | Ducted CEE Tier 1
215669204 | Central HP <5.4 tons | HEIL | HRCU-A-CB (Split System: Heat Pump with Remote Outdoor Unit-Air-Source) | H5H0V36*K*AAA* |  |  | EA*5X48M21A*+WALLCON | *95CSU1002122B* | 33800 | 18 | 9 | 35000 | 25000 | 71.43% | 1.9 | 0 | 10 |  |  |  | No | R-454B | 2.8167 | Residential & Commercial | Ducted CEE Tier 1
215669304 | Central HP <5.4 tons | HEIL | HRCU-A-CB (Split System: Heat Pump with Remote Outdoor Unit-Air-Source) | H5H0V36*K*AAA* |  |  | EA*5X60M24A*+WALLCON | *80CTL0702120B* | 34400 | 18 | 9 | 34200 | 24800 | 72.51% | 1.9 | 0 | 10 |  |  |  | No | R-454B | 2.8667 | Residential & Commercial | Ducted CEE Tier 1
207436168 | Central HP <5.4 tons | LENNOX | HRCU-A-CB (Split System: Heat Pump with Remote Outdoor Unit-Air-Source) | SL25XPV-024-230A** |  |  | CH35-42B+TDR+TXV | EL296UH045XV36B* | 22800 | 22.6 | 9.5 | 21200 | 20000 | 94.34% | 1.96 | 15.5 | 14.5 |  |  |  | No | R-410A | 1.9 | Residential & Commercial | Ducted CEE Tier 1
207436204 | Central HP <5.4 tons | LENNOX | HRCU-A-CB (Split System: Heat Pump with Remote Outdoor Unit-Air-Source) | SL25XPV-024-230A** |  |  | CHX35-42C-**-*+TDR | EL296UH090XV48C* | 22200 | 21.4 | 9.4 | 21400 | 20000 | 93.46% | 1.9 | 15.5 | 14.5 |  |  |  | No | R-410A | 1.85 | Residential & Commercial | Ducted CEE Tier 1
214397606 | Central HP <5.4 tons | JOHNSON CONTROLS | HRCU-A-CB (Split System: Heat Pump with Remote Outdoor Unit-Air-Source) | HH860E2S11 |  |  | CTM60D5CHS1 | TM8E130D20MP11 | 54500 | 19 | 8.5 | 55000 | 40000 | 72.73% | 2 | 0 | 11.7 |  |  |  | No | R-454B | 4.5417 | Residential & Commercial | Ducted CEE Tier 1
214397631 | Central HP <5.4 tons | JOHNSON CONTROLS | HRCU-A-CB (Split System: Heat Pump with Remote Outdoor Unit-Air-Source) | HH860E2S11 |  |  | CTM60C5CHS1 | TMLE120C20MP11 | 53500 | 19 | 8.5 | 54000 | 39000 | 72.22% | 2 | 0 | 11 |  |  |  | No | R-454B | 4.4583 | Residential & Commercial | Ducted CEE Tier 1
214398440 | Central HP <5.4 tons | JOHNSON CONTROLS | HRCU-A-CB (Split System: Heat Pump with Remote Outdoor Unit-Air-Source) | HH860E2S11 |  |  | CTF60C5CHS1 | TMLE100C20MP11 | 53500 | 19 | 8.5 | 55000 | 39000 | 70.91% | 2 | 0 | 11 |  |  |  | No | R-454B | 4.4583 | Residential & Commercial | Ducted CEE Tier 1
214649914 | Central HP <5.4 tons | JOHNSON CONTROLS | HRCU-A-CB (Split System: Heat Pump with Remote Outdoor Unit-Air-Source) | HH860E2S11 |  |  | CTU60D5XGS1+TXV | TM9E120D20MP12 | 45000 | 17 | 9 | 47000 | 35000 | 74.47% | 2 | 0 | 11 |  |  |  | No | R-454B | 3.75 | Residential & Commercial | Ducted CEE Tier 1
214397831 | Central HP <5.4 tons | JOHNSON CONTROLS | HRCU-A-CB (Split System: Heat Pump with Remote Outdoor Unit-Air-Source) | HH860E2S11 |  |  | CTM60C5CGS1 | TP9C080C16MP13 | 43500 | 18 | 9 | 44000 | 34000 | 77.27% | 2 | 0 | 11 |  |  |  | No | R-454B | 3.625 | Residential & Commercial | Ducted CEE Tier 1
214398299 | Central HP <5.4 tons | JOHNSON CONTROLS | HRCU-A-CB (Split System: Heat Pump with Remote Outdoor Unit-Air-Source) | HH860E2S11 |  |  | CTM60C5CGS1 | TM9Y100C20MP11 | 44500 | 17 | 9 | 46500 | 34800 | 74.84% | 2 | 0 | 11 |  |  |  | No | R-454B | 3.7083 | Residential & Commercial | Ducted CEE Tier 1
214398056 | Central HP <5.4 tons | JOHNSON CONTROLS | HRCU-A-CB (Split System: Heat Pump with Remote Outdoor Unit-Air-Source) | HH860E2S11 |  |  | CTM60C5CHS1 | TPLC120C20MP13 | 53500 | 19 | 9 | 54000 | 39000 | 72.22% | 2 | 0 | 11 |  |  |  | No | R-454B | 4.4583 | Residential & Commercial | Ducted CEE Tier 1
213781517 | Central HP <5.4 tons | HEIL | HRCU-A-CB (Split System: Heat Pump with Remote Outdoor Unit-Air-Source) | HVH837GKA2* |  |  | EA*4X60L24A*+WALLCON | *96CTN1002122B* | 32800 | 17.5 | 8.1 | 31800 | 24600 | 77.36% | 1.98 | 0 | 11.7 |  |  |  | No | R-410A | 2.7333 | Residential & Commercial | Ducted CEE Tier 1
213781667 | Central HP <5.4 tons | HEIL | HRCU-A-CB (Split System: Heat Pump with Remote Outdoor Unit-Air-Source) | HVH837GKA2* |  |  | EA*4X61L24A*+WALLCON | *80CTL1102120B* | 33200 | 17.5 | 8.5 | 32000 | 24800 | 77.5% | 2 | 0 | 11.5 |  |  |  | No | R-410A | 2.7667 | Residential & Commercial | Ducted CEE Tier 1
213782017 | Central HP <5.4 tons | HEIL | HRCU-A-CB (Split System: Heat Pump with Remote Outdoor Unit-Air-Source) | HVH837GKA2* |  |  | EHD4X42AAL+WALLCON | *96CTN0801714B* | 32400 | 16 | 8.1 | 33000 | 24800 | 75.15% | 1.92 | 0 | 11 |  |  |  | No | R-410A | 2.7 | Residential & Commercial | Ducted CEE Tier 1
212984040 | Central HP <5.4 tons | AIRQUEST | HRCU-A-CB (Split System: Heat Pump with Remote Outdoor Unit-Air-Source) | DLCURAH24ABK |  |  | EA*4X25L17A* | *92MSN0601714A* | 24200 | 17 | 8.5 | 25200 | 21800 | 86.51% | 1.82 | 0 | 10 |  |  |  | No | R-410A | 2.0167 | Residential & Commercial | Ducted CEE Tier 1
213782167 | Central HP <5.4 tons | HEIL | HRCU-A-CB (Split System: Heat Pump with Remote Outdoor Unit-Air-Source) | HVH837GKA2* |  |  | EHD4X48AAL+WALLCON | *96CTN0601714B* | 32400 | 16 | 8.1 | 33000 | 25200 | 76.36% | 1.94 | 0 | 10.5 |  |  |  | No | R-410A | 2.7 | Residential & Commercial | Ducted CEE Tier 1
213782237 | Central HP <5.4 tons | HEIL | HRCU-A-CB (Split System: Heat Pump with Remote Outdoor Unit-Air-Source) | HVH837GKA2* |  |  | EHD4X60AAL+WALLCON | *80CTL0901716B* | 33000 | 16.5 | 8.1 | 32200 | 24800 | 77.02% | 1.98 | 0 | 11 |  |  |  | No | R-410A | 2.75 | Residential & Commercial | Ducted CEE Tier 1
213782287 | Central HP <5.4 tons | HEIL | HRCU-A-CB (Split System: Heat Pump with Remote Outdoor Unit-Air-Source) | HVH837GKA2* |  |  | EHD4X60AAL+WALLCON | *97CMN0601714B* | 32800 | 16 | 8.1 | 32400 | 25200 | 77.78% | 1.96 | 0 | 11 |  |  |  | No | R-410A | 2.7333 | Residential & Commercial | Ducted CEE Tier 1
211226855 | Central HP <5.4 tons | DAY & NIGHT | HRCU-A-CB (Split System: Heat Pump with Remote Outdoor Unit-Air-Source) | DLCURAH36ABK |  |  | EA*4X37L21A* | *80ES(N,L)1102120A* | 37000 | 15.5 | 8.5 | 38500 | 34800 | 90.39% | 2.12 | 0 | 10 |  |  |  | No | R-410A | 3.0833 | Residential & Commercial | Ducted CEE Tier 1
214573773 | Central HP <5.4 tons | COMFORTMAKER | HRCU-A-CB (Split System: Heat Pump with Remote Outdoor Unit-Air-Source) | CVH837GKA2* |  |  | EA*4X42L21A*+WALLCON | *97CMN0802120B* | 31800 | 17 | 8.5 | 32800 | 24400 | 74.39% | 1.9 | 0 | 11 |  |  |  | No | R-410A | 2.65 | Residential & Commercial | Ducted CEE Tier 1
215682432 | Central HP <5.4 tons | TEMPSTAR | HRCU-A-CB (Split System: Heat Pump with Remote Outdoor Unit-Air-Source) | T5H0V48*K*AAA* |  |  | EVD5X60M24A*+WALLCON | *97CTN1202422A* | 48000 | 19 | 9 | 50000 | 36600 | 73.2% | 2 | 0 | 10.5 |  |  |  | No | R-454B | 4 | Residential & Commercial | Ducted CEE Tier 1
215669714 | Central HP <5.4 tons | HEIL | HRCU-A-CB (Split System: Heat Pump with Remote Outdoor Unit-Air-Source) | H5H0V36*K*AAA* |  |  | EA*5X61M24A*+WALLCON | *97CMN1202422B* | 34800 | 18.5 | 9 | 34400 | 24800 | 72.09% | 1.92 | 0 | 10.5 |  |  |  | No | R-454B | 2.9 | Residential & Commercial | Ducted CEE Tier 1
215668964 | Central HP <5.4 tons | HEIL | HRCU-A-CB (Split System: Heat Pump with Remote Outdoor Unit-Air-Source) | H5H0V36*K*AAA* |  |  | EA*5X43M21A*+WALLCON | *80CSU1002120A* | 34400 | 17.5 | 9 | 35400 | 25200 | 71.19% | 1.9 | 0 | 10 |  |  |  | No | R-454B | 2.8667 | Residential & Commercial | Ducted CEE Tier 1
215668947 | Central HP <5.4 tons | TEMPSTAR | HRCU-A-CB (Split System: Heat Pump with Remote Outdoor Unit-Air-Source) | T5H0V36*K*AAA* |  |  | EA*5X42M21A*+WALLCON | *96CTN1002122B* | 33200 | 17.5 | 9 | 35800 | 25600 | 71.51% | 1.84 | 0 | 10 |  |  |  | No | R-454B | 2.7667 | Residential & Commercial | Ducted CEE Tier 1
214807755 | Central HP <5.4 tons | JOHNSON CONTROLS | HRCU-A-CB (Split System: Heat Pump with Remote Outdoor Unit-Air-Source) | HH836E2S11 |  |  | CTU36B5XDS1+TXV | Z8ET080B12LMPS1 | 33200 | 19 | 9 | 30400 | 24800 | 81.58% | 2 | 0 | 11.7 |  |  |  | No | R-454B | 2.7667 | Residential & Commercial | Ducted CEE Tier 1
214719929 | Central HP <5.4 tons | JOHNSON CONTROLS | HRCU-A-CB (Split System: Heat Pump with Remote Outdoor Unit-Air-Source) | HH836E2S11 |  |  | CTU48C5XFS1+TXV | Z8ES080C20SMPS1 | 34200 | 19 | 9 | 32000 | 25400 | 79.38% | 2 | 0 | 11 |  |  |  | No | R-454B | 2.85 | Residential & Commercial | Ducted CEE Tier 1
216374594 | Central HP <5.4 tons | JOHNSON CONTROLS | HRCU-A-CB (Split System: Heat Pump with Remote Outdoor Unit-Air-Source) | HH836E2S11 |  |  | CTU36B5XDS1+TXV | Z9ET080B12SMPS1 | 33400 | 18 | 8.5 | 31400 | 24000 | 76.43% | 2 | 0 | 11 |  |  |  | No | R-454B | 2.7833 | Residential & Commercial | Ducted CEE Tier 1
213077901 | Central HP <5.4 tons | BRYANT HEATING AND COOLING SYSTEMS | HRCU-A-CB (Split System: Heat Pump with Remote Outdoor Unit-Air-Source) | 38MURAQ36AB3* |  |  | CNPV*4217AL* | 8(0,1)*SB36070M14*** | 35400 | 16 | 8.1 | 38500 | 35000 | 90.91% | 1.94 | 0 | 10 |  |  |  | No | R-410A | 2.95 | Residential & Commercial | Ducted CEE Tier 1
213078001 | Central HP <5.4 tons | BRYANT HEATING AND COOLING SYSTEMS | HRCU-A-CB (Split System: Heat Pump with Remote Outdoor Unit-Air-Source) | 38MURAQ36AB3* |  |  | CNPV*4217AL* | 8(0,1)*SB36070M17*** | 35600 | 16 | 8.1 | 38500 | 35000 | 90.91% | 1.94 | 0 | 10 |  |  |  | No | R-410A | 2.9667 | Residential & Commercial | Ducted CEE Tier 1
213077935 | Central HP <5.4 tons | BRYANT HEATING AND COOLING SYSTEMS | HRCU-A-CB (Split System: Heat Pump with Remote Outdoor Unit-Air-Source) | 38MURAQ36AB3* |  |  | CAP**3717AL* | 8(0,1)*SB36070M17*** | 36200 | 15.5 | 8.5 | 38500 | 35000 | 90.91% | 2.02 | 0 | 10 |  |  |  | No | R-410A | 3.0167 | Residential & Commercial | Ducted CEE Tier 1
213079568 | Central HP <5.4 tons | BRYANT HEATING AND COOLING SYSTEMS | HRCU-A-CB (Split System: Heat Pump with Remote Outdoor Unit-Air-Source) | 38MURAQ36AB3* |  |  | CAP**4321AL* | 912SE48080M17*** | 36200 | 16.5 | 8.5 | 38000 | 34800 | 91.58% | 2.04 | 0 | 10 |  |  |  | No | R-410A | 3.0167 | Residential & Commercial | Ducted CEE Tier 1
213079650 | Central HP <5.4 tons | BRYANT HEATING AND COOLING SYSTEMS | HRCU-A-CB (Split System: Heat Pump with Remote Outdoor Unit-Air-Source) | 38MURAQ36AB3* |  |  | CAP**3721AL* | 912SE60080M21*** | 36800 | 16.5 | 8.5 | 38500 | 34800 | 90.39% | 2.08 | 0 | 10 |  |  |  | No | R-410A | 3.0667 | Residential & Commercial | Ducted CEE Tier 1
215937427 | Central HP <5.4 tons | AIRQUEST | HRCU-A-CB (Split System: Heat Pump with Remote Outdoor Unit-Air-Source) | H5H3V48*K*AAA* |  |  | EVM5X60M21A*+WALLCON | *96CTN0801714B* | 44000 | 20 | 8.1 | 53500 | 37600 | 70.28% | 2 | 0 | 11.5 |  |  |  | No | R-454B | 3.6667 | Residential & Commercial | Ducted CEE Tier 1
213782317 | Central HP <5.4 tons | HEIL | HRCU-A-CB (Split System: Heat Pump with Remote Outdoor Unit-Air-Source) | HVH837GKA2* |  |  | EHD4X60AAL+WALLCON | *97CMN1202422B* | 33000 | 16.5 | 8.1 | 32200 | 24800 | 77.02% | 2 | 0 | 11 |  |  |  | No | R-410A | 2.75 | Residential & Commercial | Ducted CEE Tier 1
214239899 | Central HP <5.4 tons | DAY & NIGHT | HRCU-A-CB (Split System: Heat Pump with Remote Outdoor Unit-Air-Source) | CVH837GKA** |  |  | EN(A,D,W)4X48L21**+WALLCON | *95CSU0601716B* | 32200 | 17 | 8.1 | 33000 | 24800 | 75.15% | 1.92 | 0 | 11.5 |  |  |  | No | R-410A | 2.6833 | Residential & Commercial | Ducted CEE Tier 1
213781357 | Central HP <5.4 tons | HEIL | HRCU-A-CB (Split System: Heat Pump with Remote Outdoor Unit-Air-Source) | HVH837GKA2* |  |  | EA*4X48L21A*+WALLCON | *97CMN1002122B* | 32400 | 17 | 8.1 | 32600 | 24800 | 76.07% | 1.98 | 0 | 11 |  |  |  | No | R-410A | 2.7 | Residential & Commercial | Ducted CEE Tier 1
213782027 | Central HP <5.4 tons | HEIL | HRCU-A-CB (Split System: Heat Pump with Remote Outdoor Unit-Air-Source) | HVH837GKA2* |  |  | EHD4X42AAL+WALLCON | *96CTN1002122B* | 32600 | 16.5 | 8.1 | 33000 | 24600 | 74.55% | 1.94 | 0 | 11 |  |  |  | No | R-410A | 2.7167 | Residential & Commercial | Ducted CEE Tier 1
213782327 | Central HP <5.4 tons | HEIL | HRCU-A-CB (Split System: Heat Pump with Remote Outdoor Unit-Air-Source) | HVH837GKA2* |  |  | EHD4X60AAL+WALLCON | *96CTN0601714B* | 32800 | 16.5 | 8.1 | 32400 | 25000 | 77.16% | 1.96 | 0 | 11 |  |  |  | No | R-410A | 2.7333 | Residential & Commercial | Ducted CEE Tier 1
212975999 | Central HP <5.4 tons | DAY & NIGHT | HRCU-A-CB (Split System: Heat Pump with Remote Outdoor Unit-Air-Source) | DLCURAH24ABK |  |  | EA*4X24L17A* | *96VTN0801716B* | 23600 | 16.5 | 8.5 | 27000 | 25600 | 94.81% | 2.14 | 0 | 10 |  |  |  | No | R-410A | 1.9667 | Residential & Commercial | Ducted CEE Tier 1
214610136 | Central HP <5.4 tons | FRIEDRICH | HRCU-A-CB (Split System: Heat Pump with Remote Outdoor Unit-Air-Source) | FRP18AZ36AJVC |  |  | TCFZ6021SEAAM | FR802V0755A21UH | 34200 | 19 | 8.5 | 34200 | 43000 | 125.7% | 2.2 | 0 | 12.5 |  |  |  | No | R-410A | 2.85 | Residential & Commercial | Ducted CEE Tier 1
214397591 | Central HP <5.4 tons | JOHNSON CONTROLS | HRCU-A-CB (Split System: Heat Pump with Remote Outdoor Unit-Air-Source) | HH860E2S11 |  |  | CTF60D5CHS1+JMET18DS2N1 |  | 54000 | 19 | 9 | 53500 | 38500 | 71.96% | 2 | 0 | 12 |  |  |  | No | R-454B | 4.5 | Residential & Commercial | Ducted CEE Tier 1
214397641 | Central HP <5.4 tons | JOHNSON CONTROLS | HRCU-A-CB (Split System: Heat Pump with Remote Outdoor Unit-Air-Source) | HH860E2S11 |  |  | CTF60D5CJS1 | TM9E120D20MP12 | 53000 | 18 | 9 | 55000 | 40000 | 72.73% | 2 | 0 | 11 |  |  |  | No | R-454B | 4.4167 | Residential & Commercial | Ducted CEE Tier 1
214397626 | Central HP <5.4 tons | JOHNSON CONTROLS | HRCU-A-CB (Split System: Heat Pump with Remote Outdoor Unit-Air-Source) | HH860E2S11 |  |  | CTM60C5CHS1 | TM8E120C20MP11 | 53500 | 19 | 8.5 | 54000 | 39000 | 72.22% | 2 | 0 | 11 |  |  |  | No | R-454B | 4.4583 | Residential & Commercial | Ducted CEE Tier 1
214398011 | Central HP <5.4 tons | JOHNSON CONTROLS | HRCU-A-CB (Split System: Heat Pump with Remote Outdoor Unit-Air-Source) | HH860E2S11 |  |  | CTM60D5CHS1+JMC20D2SN1 |  | 53000 | 19 | 8.5 | 53000 | 38000 | 71.7% | 2 | 0 | 11.7 |  |  |  | No | R-454B | 4.4167 | Residential & Commercial | Ducted CEE Tier 1
214720128 | Central HP <5.4 tons | JOHNSON CONTROLS | HRCU-A-CB (Split System: Heat Pump with Remote Outdoor Unit-Air-Source) | HH860E2S11 |  |  | CTU60C5XGS1+TXV | TMLE120C20MP11 | 44500 | 17 | 9 | 45000 | 33600 | 74.67% | 2 | 0 | 11.7 |  |  |  | No | R-454B | 3.7083 | Residential & Commercial | Ducted CEE Tier 1
214720178 | Central HP <5.4 tons | JOHNSON CONTROLS | HRCU-A-CB (Split System: Heat Pump with Remote Outdoor Unit-Air-Source) | HH860E2S11 |  |  | CTU60C5XGS1+TXV | TM8E120C16MP11 | 44500 | 18 | 9 | 45500 | 34200 | 75.16% | 2 | 0 | 11 |  |  |  | No | R-454B | 3.7083 | Residential & Commercial | Ducted CEE Tier 1
214397024 | Central HP <5.4 tons | JOHNSON CONTROLS | HRCU-A-CB (Split System: Heat Pump with Remote Outdoor Unit-Air-Source) | HH860E2S11 |  |  | CTF60C5CGS1+JMET16CS2N1 |  | 45500 | 19 | 9 | 45500 | 34200 | 75.16% | 2 | 0 | 11.7 |  |  |  | No | R-454B | 3.7917 | Residential & Commercial | Ducted CEE Tier 1
214595018 | Central HP <5.4 tons | JOHNSON CONTROLS | HRCU-A-CB (Split System: Heat Pump with Remote Outdoor Unit-Air-Source) | HH836E2S11 |  |  | CTM36C5CDS1 | Z8ES120C20SMPS1 | 34400 | 18 | 8.5 | 32000 | 26200 | 81.88% | 2 | 0 | 11 |  |  |  | No | R-454B | 2.8667 | Residential & Commercial | Ducted CEE Tier 1
214720057 | Central HP <5.4 tons | JOHNSON CONTROLS | HRCU-A-CB (Split System: Heat Pump with Remote Outdoor Unit-Air-Source) | HH836E2S11 |  |  | CTU48C5XFS1+TXV | TM8V100C16MP12 | 33400 | 18 | 9 | 31600 | 25400 | 80.38% | 2 | 0 | 11 |  |  |  | No | R-454B | 2.7833 | Residential & Commercial | Ducted CEE Tier 1
214720062 | Central HP <5.4 tons | JOHNSON CONTROLS | HRCU-A-CB (Split System: Heat Pump with Remote Outdoor Unit-Air-Source) | HH836E2S11 |  |  | CTU48C5XFS1+TXV | TM8V080C16MP12 | 33400 | 18 | 9 | 31600 | 25400 | 80.38% | 2 | 0 | 11 |  |  |  | No | R-454B | 2.7833 | Residential & Commercial | Ducted CEE Tier 1
214719995 | Central HP <5.4 tons | JOHNSON CONTROLS | HRCU-A-CB (Split System: Heat Pump with Remote Outdoor Unit-Air-Source) | HH836E2S11 |  |  | CTU48C5XFS1+TXV | TM8E100C20MP11 | 34400 | 17 | 8.5 | 32600 | 25800 | 79.14% | 2 | 0 | 11 |  |  |  | No | R-454B | 2.8667 | Residential & Commercial | Ducted CEE Tier 1
215936805 | Central HP <5.4 tons | BRYANT HEATING AND COOLING SYSTEMS | HRCU-A-CB (Split System: Heat Pump with Remote Outdoor Unit-Air-Source) | 293VAN036**AA* |  |  | CVAVA6024XMA*+UI | 987MC60060C21*** | 35200 | 21 | 8.5 | 38500 | 28800 | 74.81% | 2.02 | 0 | 12 |  |  |  | No | R-454B | 2.9333 | Residential & Commercial | Ducted CEE Tier 1
213077076 | Central HP <5.4 tons | BRYANT HEATING AND COOLING SYSTEMS | HRCU-A-CB (Split System: Heat Pump with Remote Outdoor Unit-Air-Source) | 38MURAQ36AB3* |  |  | CAP**4321AL* | 926SB60080V21*** | 36600 | 16 | 8.5 | 38500 | 35000 | 90.91% | 2.06 | 0 | 10 |  |  |  | No | R-410A | 3.05 | Residential & Commercial | Ducted CEE Tier 1
213077146 | Central HP <5.4 tons | BRYANT HEATING AND COOLING SYSTEMS | HRCU-A-CB (Split System: Heat Pump with Remote Outdoor Unit-Air-Source) | 38MURAQ36AB3* |  |  | CAP**3721AL* | 926SB60100V21*** | 36200 | 16 | 8.5 | 38000 | 34800 | 91.58% | 2.04 | 0 | 10 |  |  |  | No | R-410A | 3.0167 | Residential & Commercial | Ducted CEE Tier 1
213077246 | Central HP <5.4 tons | BRYANT HEATING AND COOLING SYSTEMS | HRCU-A-CB (Split System: Heat Pump with Remote Outdoor Unit-Air-Source) | 38MURAQ36AB3* |  |  | CAP**4824AL* | 926SB66120V24*** | 36000 | 16.5 | 8.5 | 38000 | 34800 | 91.58% | 2.04 | 0 | 10 |  |  |  | No | R-410A | 3 | Residential & Commercial | Ducted CEE Tier 1
215668980 | Central HP <5.4 tons | HEIL | HRCU-A-CB (Split System: Heat Pump with Remote Outdoor Unit-Air-Source) | H5H0V36*K*AAA* |  |  | EA*5X43M21A*+WALLCON | *80CTL0701716B* | 34400 | 18 | 8.1 | 35400 | 25200 | 71.19% | 1.9 | 0 | 10 |  |  |  | No | R-454B | 2.8667 | Residential & Commercial | Ducted CEE Tier 1
215669584 | Central HP <5.4 tons | HEIL | HRCU-A-CB (Split System: Heat Pump with Remote Outdoor Unit-Air-Source) | H5H0V36*K*AAA* |  |  | EA*5X61M21A*+WALLCON | *96CTN0601714B* | 34600 | 18 | 9 | 34600 | 25000 | 72.25% | 1.9 | 0 | 10 |  |  |  | No | R-454B | 2.8833 | Residential & Commercial | Ducted CEE Tier 1
212969547 | Central HP <5.4 tons | BRYANT HEATING AND COOLING SYSTEMS | HRCU-A-CB (Split System: Heat Pump with Remote Outdoor Unit-Air-Source) | 38MURAQ18AB3* |  |  | CAP**3014AL* | 82*SB36045V14*** | 17800 | 16.5 | 8.5 | 18400 | 18800 | 102.2% | 2.26 | 0 | 10.5 |  |  |  | No | R-410A | 1.4833 | Residential & Commercial | Ducted CEE Tier 1
215670448 | Central HP <5.4 tons | HEIL | HRCU-A-CB (Split System: Heat Pump with Remote Outdoor Unit-Air-Source) | H5H0V36*K*AAA* |  |  | ESH5X60M12A*+WALLCON | *80CTL0902120B* | 34600 | 17 | 8.5 | 34600 | 24800 | 71.68% | 1.92 | 0 | 10 |  |  |  | No | R-454B | 2.8833 | Residential & Commercial | Ducted CEE Tier 1
213078520 | Central HP <5.4 tons | BRYANT HEATING AND COOLING SYSTEMS | HRCU-A-CB (Split System: Heat Pump with Remote Outdoor Unit-Air-Source) | 38MURAQ36AB3* |  |  | CAP**4224AL* | 8(0,1)*SB60090M21*** | 35400 | 16.5 | 8.1 | 38500 | 35000 | 90.91% | 1.9 | 0 | 10 |  |  |  | No | R-410A | 2.95 | Residential & Commercial | Ducted CEE Tier 1
211377864 | Central HP <5.4 tons | YORK | HRCU-A-CB (Split System: Heat Pump with Remote Outdoor Unit-Air-Source) | HMH72B341 |  |  | XAFC30CXXN1+TXV | TM9E080C16MP12 | 33000 | 18 | 8.1 | 33000 | 23200 | 70.3% | 2.04 | 0 | 10 |  |  |  | No | R-410A | 2.75 | Residential & Commercial | Ducted CEE Tier 1
206788651 | Central HP <5.4 tons | CARRIER | HRCU-A-CB (Split System: Heat Pump with Remote Outdoor Unit-Air-Source) | 25VNA436A*031* |  |  | CAP**4824AL*+UI | 59MN7B060C21**20 | 33600 | 19 | 9 | 35000 | 26000 | 74.29% | 2.02 | 12.5 | 11.7 |  |  |  | No | R-410A | 2.8 | Residential & Commercial | Ducted CEE Tier 1
215941613 | Central HP <5.4 tons | TEMPSTAR | HRCU-A-CB (Split System: Heat Pump with Remote Outdoor Unit-Air-Source) | T5H3V48*K*AAA* |  |  | EVD5X48M24A*+WALLCON | *97CTN1002122A* | 44500 | 20 | 8.1 | 52000 | 38000 | 73.08% | 1.9 | 0 | 11 |  |  |  | No | R-454B | 3.7083 | Residential & Commercial | Ducted CEE Tier 1
215941663 | Central HP <5.4 tons | TEMPSTAR | HRCU-A-CB (Split System: Heat Pump with Remote Outdoor Unit-Air-Source) | T5H3V48*K*AAA* |  |  | EVD5X49M24A*+WALLCON | *97CTN1202422A* | 45500 | 20.5 | 8.1 | 52500 | 38000 | 72.38% | 1.95 | 0 | 11.5 |  |  |  | No | R-454B | 3.7917 | Residential & Commercial | Ducted CEE Tier 1
215937747 | Central HP <5.4 tons | AIRQUEST | HRCU-A-CB (Split System: Heat Pump with Remote Outdoor Unit-Air-Source) | H5H3V48*K*AAA* |  |  | EVD5X48M21A*+WALLCON | *80CTL0901716B* | 43500 | 20 | 8.1 | 52500 | 37600 | 71.62% | 2 | 0 | 11.5 |  |  |  | No | R-454B | 3.625 | Residential & Commercial | Ducted CEE Tier 1
214239754 | Central HP <5.4 tons | BRYANT HEATING AND COOLING SYSTEMS | HRCU-A-CB (Split System: Heat Pump with Remote Outdoor Unit-Air-Source) | 288BNV037*0**A* |  |  | CNPV*4221AL*+UI | 88*TB60090C21*** | 31800 | 17 | 8.1 | 33000 | 24400 | 73.94% | 1.88 | 0 | 11 |  |  |  | No | R-410A | 2.65 | Residential & Commercial | Ducted CEE Tier 1
215667493 | Central HP <5.4 tons | COMFORTMAKER | HRCU-A-CB (Split System: Heat Pump with Remote Outdoor Unit-Air-Source) | C5H0V24*K*AAA* |  |  | EA*5X30M17A*+WALLCON | *97CMN0801714B* | 23000 | 17 | 8.5 | 23800 | 16700 | 70.17% | 1.86 | 0 | 10 |  |  |  | No | R-454B | 1.9167 | Residential & Commercial | Ducted CEE Tier 1
215667743 | Central HP <5.4 tons | COMFORTMAKER | HRCU-A-CB (Split System: Heat Pump with Remote Outdoor Unit-Air-Source) | C5H0V24*K*AAA* |  |  | EA*5X37M17A*+WALLCON | *80CTL0451712B* | 23600 | 17 | 9 | 23600 | 16600 | 70.34% | 1.98 | 0 | 10 |  |  |  | No | R-454B | 1.9667 | Residential & Commercial | Ducted CEE Tier 1
215667863 | Central HP <5.4 tons | COMFORTMAKER | HRCU-A-CB (Split System: Heat Pump with Remote Outdoor Unit-Air-Source) | C5H0V24*K*AAA* |  |  | EA*5X37M21A*+WALLCON | *80CTL0902120B* | 24000 | 17.5 | 9 | 23200 | 16300 | 70.26% | 2.02 | 0 | 10.5 |  |  |  | No | R-454B | 2 | Residential & Commercial | Ducted CEE Tier 1
215667879 | Central HP <5.4 tons | COMFORTMAKER | HRCU-A-CB (Split System: Heat Pump with Remote Outdoor Unit-Air-Source) | C5H0V24*K*AAA* |  |  | EA*5X37M21A*+WALLCON | *95CSU1002122B* | 24000 | 17 | 9 | 23200 | 16300 | 70.26% | 2.02 | 0 | 10.5 |  |  |  | No | R-454B | 2 | Residential & Commercial | Ducted CEE Tier 1
214397811 | Central HP <5.4 tons | JOHNSON CONTROLS | HRCU-A-CB (Split System: Heat Pump with Remote Outdoor Unit-Air-Source) | HH836E2S11 |  |  | CTF48C5CFS1 | TM8E080C20MP11 | 34600 | 17 | 8.5 | 32800 | 25800 | 78.66% | 2 | 0 | 11 |  |  |  | No | R-454B | 2.8833 | Residential & Commercial | Ducted CEE Tier 1
214398126 | Central HP <5.4 tons | JOHNSON CONTROLS | HRCU-A-CB (Split System: Heat Pump with Remote Outdoor Unit-Air-Source) | HH836E2S11 |  |  | CTM36B5CDS1 | TM9Y080B12MP11 | 33200 | 18 | 8.5 | 31400 | 25600 | 81.53% | 2 | 0 | 11 |  |  |  | No | R-454B | 2.7667 | Residential & Commercial | Ducted CEE Tier 1
214398146 | Central HP <5.4 tons | JOHNSON CONTROLS | HRCU-A-CB (Split System: Heat Pump with Remote Outdoor Unit-Air-Source) | HH836E2S11 |  |  | CTM36C5CDS1 | TM9Y080C16MP11 | 33200 | 18 | 9 | 31200 | 25200 | 80.77% | 2 | 0 | 11 |  |  |  | No | R-454B | 2.7667 | Residential & Commercial | Ducted CEE Tier 1
214242046 | Central HP <5.4 tons | BRYANT HEATING AND COOLING SYSTEMS | HRCU-A-CB (Split System: Heat Pump with Remote Outdoor Unit-Air-Source) | 288BNV025*0**C* |  |  | CNPV*4217AL*+UI | 987MC42080C17*** | 23800 | 16.5 | 8.1 | 21400 | 16700 | 78.04% | 1.96 | 0 | 11 |  |  |  | No | R-410A | 1.9833 | Residential & Commercial | Ducted CEE Tier 1
214242146 | Central HP <5.4 tons | BRYANT HEATING AND COOLING SYSTEMS | HRCU-A-CB (Split System: Heat Pump with Remote Outdoor Unit-Air-Source) | 288BNV025*0**C* |  |  | CNPV*4221AL*+UI | 987MC42060C17*** | 23600 | 16 | 8.1 | 21600 | 16700 | 77.31% | 1.94 | 0 | 10.5 |  |  |  | No | R-410A | 1.9667 | Residential & Commercial | Ducted CEE Tier 1
214242196 | Central HP <5.4 tons | BRYANT HEATING AND COOLING SYSTEMS | HRCU-A-CB (Split System: Heat Pump with Remote Outdoor Unit-Air-Source) | 288BNV025*0**C* |  |  | CNPV*4221AL*+UI | 986TD66100C21*** | 23800 | 16.5 | 8.1 | 21400 | 16600 | 77.57% | 1.96 | 0 | 11 |  |  |  | No | R-410A | 1.9833 | Residential & Commercial | Ducted CEE Tier 1
206764965 | Central HP <5.4 tons | CARRIER | HRCU-A-CB (Split System: Heat Pump with Remote Outdoor Unit-Air-Source) | 25VNA837A*031* |  |  | CAP**4821AL*+UI | 58TN*A070C17**16 | 32200 | 17.5 | 8.1 | 32600 | 25000 | 76.69% | 1.96 | 11 | 11.5 |  |  |  | No | R-410A | 2.6833 | Residential & Commercial | Ducted CEE Tier 1
206765049 | Central HP <5.4 tons | CARRIER | HRCU-A-CB (Split System: Heat Pump with Remote Outdoor Unit-Air-Source) | 25VNA837A*031* |  |  | CSPH*3612AL*+UI | 59TN6B120C24**22 | 32200 | 16.5 | 8.1 | 33200 | 24600 | 74.1% | 1.94 | 11 | 11 |  |  |  | No | R-410A | 2.6833 | Residential & Commercial | Ducted CEE Tier 1
206765116 | Central HP <5.4 tons | CARRIER | HRCU-A-CB (Split System: Heat Pump with Remote Outdoor Unit-Air-Source) | 25VNA837A*031* |  |  | CAP**4824AL*+UI | 58CU*A100C21**20 | 32200 | 17 | 8.1 | 32600 | 25000 | 76.69% | 1.96 | 12 | 11 |  |  |  | No | R-410A | 2.6833 | Residential & Commercial | Ducted CEE Tier 1
214719681 | Central HP <5.4 tons | JOHNSON CONTROLS | HRCU-A-CB (Split System: Heat Pump with Remote Outdoor Unit-Air-Source) | HH836E2S11 |  |  | CTU36B5XDS1+TXV | TM8Y080B12MP11 | 33400 | 18 | 8.5 | 31200 | 25600 | 82.05% | 2 | 0 | 11 |  |  |  | No | R-454B | 2.7833 | Residential & Commercial | Ducted CEE Tier 1
211378046 | Central HP <5.4 tons | YORK | HRCU-A-CB (Split System: Heat Pump with Remote Outdoor Unit-Air-Source) | HMH72B341 |  |  | XAFC30CXXN1+TXV | TM8Y080C16MP11 | 33200 | 18 | 8.5 | 33400 | 23400 | 70.06% | 2.06 | 0 | 10 |  |  |  | No | R-410A | 2.7667 | Residential & Commercial | Ducted CEE Tier 1
211378182 | Central HP <5.4 tons | YORK | HRCU-A-CB (Split System: Heat Pump with Remote Outdoor Unit-Air-Source) | HMH72B341 |  |  | XAFC36DXXN1+TXV | TPLC100C16MP13 | 34000 | 17.5 | 8.5 | 33800 | 23800 | 70.41% | 2.08 | 0 | 10 |  |  |  | No | R-410A | 2.8333 | Residential & Commercial | Ducted CEE Tier 1
211378489 | Central HP <5.4 tons | YORK | HRCU-A-CB (Split System: Heat Pump with Remote Outdoor Unit-Air-Source) | HMH72B341 |  |  | XAFC30CXXN1+TXV | TMLE120C16MP11 | 33200 | 18 | 8.5 | 33000 | 23200 | 70.3% | 2.06 | 0 | 10 |  |  |  | No | R-410A | 2.7667 | Residential & Commercial | Ducted CEE Tier 1
215935517 | Central HP <5.4 tons | AIRQUEST | HRCU-A-CB (Split System: Heat Pump with Remote Outdoor Unit-Air-Source) | H5H3V36*K*AAA* |  |  | EVD5X25M17A*+WALLCON | *96CTN0601714B* | 34000 | 20 | 8.1 | 38000 | 27200 | 71.58% | 2 | 0 | 11 |  |  |  | No | R-454B | 2.8333 | Residential & Commercial | Ducted CEE Tier 1
215935417 | Central HP <5.4 tons | AIRQUEST | HRCU-A-CB (Split System: Heat Pump with Remote Outdoor Unit-Air-Source) | H5H3V36*K*AAA* |  |  | EVM5X60M24A*+WALLCON | *97CMN1002122B* | 35600 | 22 | 8.5 | 38000 | 28400 | 74.74% | 2.04 | 0 | 12.5 |  |  |  | No | R-454B | 2.9667 | Residential & Commercial | Ducted CEE Tier 1
215935817 | Central HP <5.4 tons | AIRQUEST | HRCU-A-CB (Split System: Heat Pump with Remote Outdoor Unit-Air-Source) | H5H3V36*K*AAA* |  |  | EVD5X38M17A*+WALLCON | *80CSU0601716A* | 35400 | 22 | 8.5 | 38000 | 28600 | 75.26% | 2.02 | 0 | 12 |  |  |  | No | R-454B | 2.95 | Residential & Commercial | Ducted CEE Tier 1
215935867 | Central HP <5.4 tons | AIRQUEST | HRCU-A-CB (Split System: Heat Pump with Remote Outdoor Unit-Air-Source) | H5H3V36*K*AAA* |  |  | EVD5X38M17A*+WALLCON | *95CSU0601716B* | 35200 | 21 | 8.5 | 38500 | 29200 | 75.84% | 2.02 | 0 | 11.7 |  |  |  | No | R-454B | 2.9333 | Residential & Commercial | Ducted CEE Tier 1
214075524 | Central HP <5.4 tons | FRIEDRICH | HRCU-A-CB (Split System: Heat Pump with Remote Outdoor Unit-Air-Source) | RD17AZ24AJ3N |  |  | TCFZ2417MTANM | FR921V0403A17M4 | 22600 | 17 | 9.5 | 22600 | 16900 | 74.78% | 2 | 0 | 11.2 |  |  |  | No | R-410A | 1.8833 | Residential & Commercial | Ducted CEE Tier 1
215935527 | Central HP <5.4 tons | AIRQUEST | HRCU-A-CB (Split System: Heat Pump with Remote Outdoor Unit-Air-Source) | H5H3V36*K*AAA* |  |  | EVD5X30M17A*+WALLCON | *97CMN0601714B* | 34000 | 20 | 8.1 | 38000 | 27200 | 71.58% | 2 | 0 | 11 |  |  |  | No | R-454B | 2.8333 | Residential & Commercial | Ducted CEE Tier 1
213780237 | Central HP <5.4 tons | HEIL | HRCU-A-CB (Split System: Heat Pump with Remote Outdoor Unit-Air-Source) | HVH837GKA** |  |  | EHD4X48AAL+WALLCON | *97CMN1002122B* | 32600 | 16.5 | 8.1 | 33000 | 24800 | 75.15% | 1.96 | 0 | 11 |  |  |  | No | R-410A | 2.7167 | Residential & Commercial | Ducted CEE Tier 1
213780407 | Central HP <5.4 tons | HEIL | HRCU-A-CB (Split System: Heat Pump with Remote Outdoor Unit-Air-Source) | HVH837GKA** |  |  | EHD4X60AAL+WALLCON | *97CMN1202422B* | 33000 | 16.5 | 8.1 | 32200 | 24800 | 77.02% | 2 | 0 | 11 |  |  |  | No | R-410A | 2.75 | Residential & Commercial | Ducted CEE Tier 1
214239945 | Central HP <5.4 tons | HEIL | HRCU-A-CB (Split System: Heat Pump with Remote Outdoor Unit-Air-Source) | HVH837GKA** |  |  | EN(A,D,W)4X48L21**+WALLCON | *96CTN0801714B* | 32200 | 17 | 8.1 | 32800 | 24800 | 75.61% | 1.94 | 0 | 11.5 |  |  |  | No | R-410A | 2.6833 | Residential & Commercial | Ducted CEE Tier 1
213778927 | Central HP <5.4 tons | HEIL | HRCU-A-CB (Split System: Heat Pump with Remote Outdoor Unit-Air-Source) | HVH837GKA** |  |  | EA*4X36L21A*+WALLCON | *96CTN1002122B* | 31600 | 17 | 8.1 | 32800 | 24200 | 73.78% | 1.86 | 0 | 11 |  |  |  | No | R-410A | 2.6333 | Residential & Commercial | Ducted CEE Tier 1
214239004 | Central HP <5.4 tons | BRYANT HEATING AND COOLING SYSTEMS | HRCU-A-CB (Split System: Heat Pump with Remote Outdoor Unit-Air-Source) | 288BNV037*0**B* |  |  | CNPV*4217AL*+UI | 987MC42060C17*** | 31800 | 16.5 | 8.1 | 33200 | 25000 | 75.3% | 1.88 | 0 | 11 |  |  |  | No | R-410A | 2.65 | Residential & Commercial | Ducted CEE Tier 1
212985052 | Central HP <5.4 tons | AIRQUEST | HRCU-A-CB (Split System: Heat Pump with Remote Outdoor Unit-Air-Source) | DLCURAH24ABK |  |  | EN(A,D)4X36L21** | *92MSN0802120A* | 23400 | 17 | 8.5 | 26200 | 24800 | 94.66% | 2.08 | 0 | 10.5 |  |  |  | No | R-410A | 1.95 | Residential & Commercial | Ducted CEE Tier 1
212986202 | Central HP <5.4 tons | AIRQUEST | HRCU-A-CB (Split System: Heat Pump with Remote Outdoor Unit-Air-Source) | DLCURAH24ABK |  |  | EA*4X37L17A* | *96MSN0401410A* | 24000 | 16 | 8.1 | 25200 | 22200 | 88.1% | 1.84 | 0 | 10 |  |  |  | No | R-410A | 2 | Residential & Commercial | Ducted CEE Tier 1
212988724 | Central HP <5.4 tons | AIRQUEST | HRCU-A-CB (Split System: Heat Pump with Remote Outdoor Unit-Air-Source) | DLCURAH24ABK |  |  | EN(A,D)4X24L17** | *95MSU0401712A* | 23200 | 16 | 8.5 | 27000 | 25200 | 93.33% | 2.1 | 0 | 10 |  |  |  | No | R-410A | 1.9333 | Residential & Commercial | Ducted CEE Tier 1
212989192 | Central HP <5.4 tons | AIRQUEST | HRCU-A-CB (Split System: Heat Pump with Remote Outdoor Unit-Air-Source) | DLCURAH24ABK |  |  | EA*4X37L17A* | *95MSU0601716A* | 24000 | 17 | 8.5 | 25600 | 22400 | 87.5% | 1.88 | 0 | 10 |  |  |  | No | R-410A | 2 | Residential & Commercial | Ducted CEE Tier 1
212978096 | Central HP <5.4 tons | DAY & NIGHT | HRCU-A-CB (Split System: Heat Pump with Remote Outdoor Unit-Air-Source) | DLCURAH24ABK |  |  | EA*4X24L17A* | *80MS(N,L)0701412A* | 23400 | 17 | 9 | 26800 | 26400 | 98.51% | 2.24 | 0 | 10 |  |  |  | No | R-410A | 1.95 | Residential & Commercial | Ducted CEE Tier 1
212978144 | Central HP <5.4 tons | DAY & NIGHT | HRCU-A-CB (Split System: Heat Pump with Remote Outdoor Unit-Air-Source) | DLCURAH24ABK |  |  | EA*4X36L17A* | *80MS(N,L)0701412A* | 23600 | 17.5 | 8.5 | 26200 | 23800 | 90.84% | 2 | 0 | 10 |  |  |  | No | R-410A | 1.9667 | Residential & Commercial | Ducted CEE Tier 1
214573333 | Central HP <5.4 tons | COMFORTMAKER | HRCU-A-CB (Split System: Heat Pump with Remote Outdoor Unit-Air-Source) | CVH837GKA** |  |  | EN(A,D)4X36L21**+WALLCON | *95CSU1002122B* | 31400 | 17 | 8.1 | 33000 | 24000 | 72.73% | 1.84 | 0 | 11 |  |  |  | No | R-410A | 2.6167 | Residential & Commercial | Ducted CEE Tier 1
212985946 | Central HP <5.4 tons | AIRQUEST | HRCU-A-CB (Split System: Heat Pump with Remote Outdoor Unit-Air-Source) | DLCURAH18ABK |  |  | EN(A,D)4X24L14** | *96MSN0261410A* | 17300 | 20 | 8.1 | 18300 | 19200 | 104.9% | 2.3 | 0 | 10.5 |  |  |  | No | R-410A | 1.4417 | Residential & Commercial | Ducted CEE Tier 1
212986682 | Central HP <5.4 tons | AIRQUEST | HRCU-A-CB (Split System: Heat Pump with Remote Outdoor Unit-Air-Source) | DLCURAH18ABK |  |  | EA*4X25L17A* | *96MSN0401712A* | 17700 | 15.5 | 8.1 | 17700 | 17800 | 100.6% | 2.14 | 0 | 10.5 |  |  |  | No | R-410A | 1.475 | Residential & Commercial | Ducted CEE Tier 1
212987534 | Central HP <5.4 tons | AIRQUEST | HRCU-A-CB (Split System: Heat Pump with Remote Outdoor Unit-Air-Source) | DLCURAH18ABK |  |  | EA*4X30L17A* | *96MSN0801716A* | 17300 | 16 | 8.1 | 17600 | 18300 | 104% | 2.2 | 0 | 10.5 |  |  |  | No | R-410A | 1.4417 | Residential & Commercial | Ducted CEE Tier 1
213780447 | Central HP <5.4 tons | HEIL | HRCU-A-CB (Split System: Heat Pump with Remote Outdoor Unit-Air-Source) | HVH837GKA** |  |  | EHD4X60AAL+WALLCON | *96CTN1202422B* | 33000 | 16.5 | 8.1 | 32200 | 24800 | 77.02% | 2 | 0 | 11.5 |  |  |  | No | R-410A | 2.75 | Residential & Commercial | Ducted CEE Tier 1
212984172 | Central HP <5.4 tons | AIRQUEST | HRCU-A-CB (Split System: Heat Pump with Remote Outdoor Unit-Air-Source) | DLCURAH18ABK |  |  | EA*4X24L17A* | *92MSN0601714A* | 17500 | 16.5 | 8.5 | 18500 | 19400 | 104.9% | 2.34 | 0 | 10.5 |  |  |  | No | R-410A | 1.4583 | Residential & Commercial | Ducted CEE Tier 1
212984724 | Central HP <5.4 tons | AIRQUEST | HRCU-A-CB (Split System: Heat Pump with Remote Outdoor Unit-Air-Source) | DLCURAH18ABK |  |  | EA*4X25L17A* | *92MSN0801716A* | 18300 | 16.5 | 8.5 | 18100 | 17600 | 97.24% | 2.14 | 0 | 11 |  |  |  | No | R-410A | 1.525 | Residential & Commercial | Ducted CEE Tier 1
212985876 | Central HP <5.4 tons | AIRQUEST | HRCU-A-CB (Split System: Heat Pump with Remote Outdoor Unit-Air-Source) | DLCURAH18ABK |  |  | EA*4X19L17A* | *96MSN0261410A* | 17800 | 16.5 | 8.1 | 17800 | 17900 | 100.6% | 2.16 | 0 | 10.5 |  |  |  | No | R-410A | 1.4833 | Residential & Commercial | Ducted CEE Tier 1
211378573 | Central HP <5.4 tons | YORK | HRCU-A-CB (Split System: Heat Pump with Remote Outdoor Unit-Air-Source) | HMH72B341 |  |  | XAFC36DBCN1 | TMLE100B12MP11 | 34000 | 18 | 8.1 | 33800 | 23800 | 70.41% | 2.06 | 0 | 10 |  |  |  | No | R-410A | 2.8333 | Residential & Commercial | Ducted CEE Tier 1
211378582 | Central HP <5.4 tons | YORK | HRCU-A-CB (Split System: Heat Pump with Remote Outdoor Unit-Air-Source) | HMH72B341 |  |  | XAFB36DXXN1+TXV | TM8E100B12MP11 | 34000 | 18 | 8.1 | 33800 | 23800 | 70.41% | 2.06 | 0 | 10 |  |  |  | No | R-410A | 2.8333 | Residential & Commercial | Ducted CEE Tier 1
211378784 | Central HP <5.4 tons | YORK | HRCU-A-CB (Split System: Heat Pump with Remote Outdoor Unit-Air-Source) | HMH72B341 |  |  | XAFB36DXXN1+TXV | TM8E040A12MP11 | 34000 | 18 | 8.1 | 33600 | 23800 | 70.83% | 2.06 | 0 | 10 |  |  |  | No | R-410A | 2.8333 | Residential & Commercial | Ducted CEE Tier 1
211378809 | Central HP <5.4 tons | YORK | HRCU-A-CB (Split System: Heat Pump with Remote Outdoor Unit-Air-Source) | HMH72B341 |  |  | XAUB30CXXN1+TXV | TM8E040A12MP11 | 32800 | 18 | 8.1 | 33400 | 23400 | 70.06% | 2.04 | 0 | 10 |  |  |  | No | R-410A | 2.7333 | Residential & Commercial | Ducted CEE Tier 1
215670488 | Central HP <5.4 tons | HEIL | HRCU-A-CB (Split System: Heat Pump with Remote Outdoor Unit-Air-Source) | H5H0V36*K*AAA* |  |  | ESH5X60M12A*+WALLCON | *95CSU1002122B* | 34600 | 17 | 8.5 | 34600 | 24800 | 71.68% | 1.92 | 0 | 10 |  |  |  | No | R-454B | 2.8833 | Residential & Commercial | Ducted CEE Tier 1
215670538 | Central HP <5.4 tons | HEIL | HRCU-A-CB (Split System: Heat Pump with Remote Outdoor Unit-Air-Source) | H5H0V36*K*AAA* |  |  | ESH5X60M12A*+WALLCON | *97CMN1002122B* | 34600 | 17 | 8.5 | 34600 | 24800 | 71.68% | 1.92 | 0 | 10 |  |  |  | No | R-454B | 2.8833 | Residential & Commercial | Ducted CEE Tier 1
215667168 | Central HP <5.4 tons | COMFORTMAKER | HRCU-A-CB (Split System: Heat Pump with Remote Outdoor Unit-Air-Source) | C5H0V24*K*AAA* |  |  | EA*5X25M17A*+WALLCON | *80CTL0451712B* | 23800 | 17 | 9 | 23400 | 16500 | 70.51% | 2 | 0 | 10 |  |  |  | No | R-454B | 1.9833 | Residential & Commercial | Ducted CEE Tier 1
215667686 | Central HP <5.4 tons | COMFORTMAKER | HRCU-A-CB (Split System: Heat Pump with Remote Outdoor Unit-Air-Source) | C5H0V24*K*AAA* |  |  | EA*5X36M17A*+WALLCON | *97CMN0801714B* | 23000 | 17 | 9 | 23800 | 16700 | 70.17% | 1.98 | 0 | 10 |  |  |  | No | R-454B | 1.9167 | Residential & Commercial | Ducted CEE Tier 1
214573483 | Central HP <5.4 tons | COMFORTMAKER | HRCU-A-CB (Split System: Heat Pump with Remote Outdoor Unit-Air-Source) | CVH837GKA** |  |  | EN(A,D,W)4X48L21**+WALLCON | *96CTN0802120B* | 32400 | 17.5 | 8.5 | 32600 | 24800 | 76.07% | 1.98 | 0 | 11.5 |  |  |  | No | R-410A | 2.7 | Residential & Commercial | Ducted CEE Tier 1
210597438 | Central HP <5.4 tons | DAY & NIGHT | HRCU-A-CB (Split System: Heat Pump with Remote Outdoor Unit-Air-Source) | CVH837GKA** |  |  | EA*4X61L21A*+WALLCON | *96CTN1002122A* | 33200 | 17.5 | 8.5 | 32000 | 24800 | 77.5% | 2 | 0 | 12 |  |  |  | No | R-410A | 2.7667 | Residential & Commercial | Ducted CEE Tier 1
212985776 | Central HP <5.4 tons | AIRQUEST | HRCU-A-CB (Split System: Heat Pump with Remote Outdoor Unit-Air-Source) | DLCURAH24ABK |  |  | EA*4X25L17A* | *96MSN0261410A* | 24200 | 16.5 | 8.5 | 25200 | 21600 | 85.71% | 1.82 | 0 | 10 |  |  |  | No | R-410A | 2.0167 | Residential & Commercial | Ducted CEE Tier 1
212985826 | Central HP <5.4 tons | AIRQUEST | HRCU-A-CB (Split System: Heat Pump with Remote Outdoor Unit-Air-Source) | DLCURAH24ABK |  |  | EN(A,D)4X24L14** | *96MSN0261410A* | 23200 | 16 | 8.5 | 27000 | 25200 | 93.33% | 2.08 | 0 | 10 |  |  |  | No | R-410A | 1.9333 | Residential & Commercial | Ducted CEE Tier 1
212986214 | Central HP <5.4 tons | AIRQUEST | HRCU-A-CB (Split System: Heat Pump with Remote Outdoor Unit-Air-Source) | DLCURAH24ABK |  |  | EN(A,D)4X24L14** | *96MSN0401410A* | 23200 | 16 | 8.5 | 27000 | 25200 | 93.33% | 2.1 | 0 | 10 |  |  |  | No | R-410A | 1.9333 | Residential & Commercial | Ducted CEE Tier 1
214243157 | Central HP <5.4 tons | HEIL | HRCU-A-CB (Split System: Heat Pump with Remote Outdoor Unit-Air-Source) | HVH825GKA2* |  |  | EN(A,D,W)4X48L21**+WALLCON | *97CMN1002122B* | 24200 | 17 | 8.1 | 21200 | 16600 | 78.3% | 2.02 | 0 | 11.5 |  |  |  | No | R-410A | 2.0167 | Residential & Commercial | Ducted CEE Tier 1
214243257 | Central HP <5.4 tons | HEIL | HRCU-A-CB (Split System: Heat Pump with Remote Outdoor Unit-Air-Source) | HVH825GKA2* |  |  | EN(A,D)4X48L24**+WALLCON | *96CTN1202422B* | 24200 | 17 | 8.1 | 21200 | 16600 | 78.3% | 2.02 | 0 | 11.5 |  |  |  | No | R-410A | 2.0167 | Residential & Commercial | Ducted CEE Tier 1
216374563 | Central HP <5.4 tons | JOHNSON CONTROLS | HRCU-A-CB (Split System: Heat Pump with Remote Outdoor Unit-Air-Source) | HH824E2S11 |  |  | CTF36B5ADS1 | Z9ET080B12SMPS1 | 23000 | 18 | 9.5 | 23000 | 17500 | 76.09% | 2 | 0 | 12 |  |  |  | No | R-454B | 1.9167 | Residential & Commercial | Ducted CEE Tier 1
216374742 | Central HP <5.4 tons | JOHNSON CONTROLS | HRCU-A-CB (Split System: Heat Pump with Remote Outdoor Unit-Air-Source) | HH824E2S11 |  |  | CTU30B5XCS1+TXV | Z9ET060B12SMPS1 | 23000 | 18 | 9.5 | 23000 | 18500 | 80.43% | 2 | 0 | 11.7 |  |  |  | No | R-454B | 1.9167 | Residential & Commercial | Ducted CEE Tier 1
214421510 | Central HP <5.4 tons | JOHNSON CONTROLS | HRCU-A-CB (Split System: Heat Pump with Remote Outdoor Unit-Air-Source) | HH836E2S11 |  |  | CTF36B5CDS1+JMET12BS2N1 |  | 34200 | 19 | 9 | 31600 | 25800 | 81.65% | 2 | 0 | 11.7 |  |  |  | No | R-454B | 2.85 | Residential & Commercial | Ducted CEE Tier 1
215935697 | Central HP <5.4 tons | AIRQUEST | HRCU-A-CB (Split System: Heat Pump with Remote Outdoor Unit-Air-Source) | H5H3V36*K*AAA* |  |  | EVD5X36M21A*+WALLCON | *95CSU1002122B* | 34400 | 21 | 8.5 | 38500 | 28000 | 72.73% | 2.04 | 0 | 12 |  |  |  | No | R-454B | 2.8667 | Residential & Commercial | Ducted CEE Tier 1
215935747 | Central HP <5.4 tons | AIRQUEST | HRCU-A-CB (Split System: Heat Pump with Remote Outdoor Unit-Air-Source) | H5H3V36*K*AAA* |  |  | EVD5X36M21A*+WALLCON | *97CMN1002122B* | 34400 | 21 | 8.5 | 38500 | 28000 | 72.73% | 2.06 | 0 | 12 |  |  |  | No | R-454B | 2.8667 | Residential & Commercial | Ducted CEE Tier 1
215935777 | Central HP <5.4 tons | AIRQUEST | HRCU-A-CB (Split System: Heat Pump with Remote Outdoor Unit-Air-Source) | H5H3V36*K*AAA* |  |  | EVD5X36M21A*+WALLCON | *96CTN1002122B* | 34400 | 21 | 8.5 | 38500 | 28000 | 72.73% | 2.06 | 0 | 12 |  |  |  | No | R-454B | 2.8667 | Residential & Commercial | Ducted CEE Tier 1
215935797 | Central HP <5.4 tons | AIRQUEST | HRCU-A-CB (Split System: Heat Pump with Remote Outdoor Unit-Air-Source) | H5H3V36*K*AAA* |  |  | EVD5X37M21A*+WALLCON | *96CTN0601714B* | 34600 | 20.5 | 8.5 | 38000 | 27600 | 72.63% | 2.06 | 0 | 11.5 |  |  |  | No | R-454B | 2.8833 | Residential & Commercial | Ducted CEE Tier 1
215936217 | Central HP <5.4 tons | AIRQUEST | HRCU-A-CB (Split System: Heat Pump with Remote Outdoor Unit-Air-Source) | H5H3V36*K*AAA* |  |  | EVD5X42M24A*+WALLCON | *97CMN0602120B* | 35200 | 21 | 8.5 | 38500 | 28800 | 74.81% | 2.02 | 0 | 12 |  |  |  | No | R-454B | 2.9333 | Residential & Commercial | Ducted CEE Tier 1
215936717 | Central HP <5.4 tons | AIRQUEST | HRCU-A-CB (Split System: Heat Pump with Remote Outdoor Unit-Air-Source) | H5H3V36*K*AAA* |  |  | EVD5X60M21A*+WALLCON | *96CTN0801714B* | 35400 | 21.5 | 8.5 | 38000 | 28800 | 75.79% | 2.02 | 0 | 12 |  |  |  | No | R-454B | 2.95 | Residential & Commercial | Ducted CEE Tier 1
215936787 | Central HP <5.4 tons | AIRQUEST | HRCU-A-CB (Split System: Heat Pump with Remote Outdoor Unit-Air-Source) | H5H3V36*K*AAA* |  |  | EVD5X60M24A*+WALLCON | *95CSU0802120B* | 35400 | 21.5 | 8.5 | 38000 | 28600 | 75.26% | 2.04 | 0 | 12 |  |  |  | No | R-454B | 2.95 | Residential & Commercial | Ducted CEE Tier 1
212978264 | Central HP <5.4 tons | DAY & NIGHT | HRCU-A-CB (Split System: Heat Pump with Remote Outdoor Unit-Air-Source) | DLCURAH18ABK |  |  | EA*4X25L17A* | *80MS(N,L)0701412A* | 18200 | 17 | 8.5 | 18000 | 17600 | 97.78% | 2.14 | 0 | 11 |  |  |  | No | R-410A | 1.5167 | Residential & Commercial | Ducted CEE Tier 1
212978289 | Central HP <5.4 tons | DAY & NIGHT | HRCU-A-CB (Split System: Heat Pump with Remote Outdoor Unit-Air-Source) | DLCURAH18ABK |  |  | EA*4X30L17A* | *80MS(N,L)0701412A* | 17400 | 16.5 | 8.5 | 17900 | 18700 | 104.5% | 2.24 | 0 | 10.5 |  |  |  | No | R-410A | 1.45 | Residential & Commercial | Ducted CEE Tier 1
212987522 | Central HP <5.4 tons | AIRQUEST | HRCU-A-CB (Split System: Heat Pump with Remote Outdoor Unit-Air-Source) | DLCURAH18ABK |  |  | EA*4X25L17A* | *96MSN0801716A* | 18200 | 16.5 | 8.5 | 18100 | 17600 | 97.24% | 2.14 | 0 | 11 |  |  |  | No | R-410A | 1.5167 | Residential & Commercial | Ducted CEE Tier 1
211262164 | Central HP <5.4 tons | DAY & NIGHT | HRCU-A-CB (Split System: Heat Pump with Remote Outdoor Unit-Air-Source) | DLCURAH18ABK |  |  | EA*4X30L17A* | *80ES(N,L)0701412A* | 17800 | 16.5 | 8.5 | 18200 | 18500 | 101.6% | 2.22 | 0 | 10.5 |  |  |  | No | R-410A | 1.4833 | Residential & Commercial | Ducted CEE Tier 1
211261010 | Central HP <5.4 tons | DAY & NIGHT | HRCU-A-CB (Split System: Heat Pump with Remote Outdoor Unit-Air-Source) | DLCURAH18ABK |  |  | EA*4X25L17A* | *80ES(N,L)0701712A* | 18600 | 16.5 | 8.5 | 18400 | 17400 | 94.57% | 2.12 | 0 | 11 |  |  |  | No | R-410A | 1.55 | Residential & Commercial | Ducted CEE Tier 1
211260665 | Central HP <5.4 tons | DAY & NIGHT | HRCU-A-CB (Split System: Heat Pump with Remote Outdoor Unit-Air-Source) | DLCURAH18ABK |  |  | EA*4X24L17A* | OLV098A12* | 18000 | 15.5 | 8.5 | 19000 | 18900 | 99.47% | 2.26 | 0 | 10.5 |  |  |  | No | R-410A | 1.5 | Residential & Commercial | Ducted CEE Tier 1
215937095 | Central HP <5.4 tons | BRYANT HEATING AND COOLING SYSTEMS | HRCU-A-CB (Split System: Heat Pump with Remote Outdoor Unit-Air-Source) | 293VAN048**AA* |  |  | CVAMA4821XMA*+UI | 987MC66100C21*** | 44500 | 20 | 8.1 | 52000 | 38500 | 74.04% | 2 | 0 | 11 |  |  |  | No | R-454B | 3.7083 | Residential & Commercial | Ducted CEE Tier 1
215937745 | Central HP <5.4 tons | BRYANT HEATING AND COOLING SYSTEMS | HRCU-A-CB (Split System: Heat Pump with Remote Outdoor Unit-Air-Source) | 293VAN048**AA* |  |  | CVAVA4821XMA*+UI | 88*TB48090C17*** | 43500 | 20 | 8.1 | 52500 | 37600 | 71.62% | 2 | 0 | 11.5 |  |  |  | No | R-454B | 3.625 | Residential & Commercial | Ducted CEE Tier 1
215937895 | Central HP <5.4 tons | BRYANT HEATING AND COOLING SYSTEMS | HRCU-A-CB (Split System: Heat Pump with Remote Outdoor Unit-Air-Source) | 293VAN048**AA* |  |  | CVAVA4824XMA*+UI | 88*TB60110C21*** | 45000 | 20.5 | 8.1 | 52000 | 38000 | 73.08% | 1.9 | 0 | 11 |  |  |  | No | R-454B | 3.75 | Residential & Commercial | Ducted CEE Tier 1
202459552 | Central HP <5.4 tons | TRANE | HRCU-A-CB (Split System: Heat Pump with Remote Outdoor Unit-Air-Source) | 4TWA7048A4 |  |  | 4TXCD010DS3 | S8X2D120M5PSA | 47500 | 16.5 | 8.1 | 48000 | 48000 | 100% | 3.6 | 13 | 12 |  |  |  | No | R-410A | 3.9583 | Residential & Commercial | Ducted CEE Tier 1
214398690 | Central HP <5.4 tons | JOHNSON CONTROLS | HRCU-A-CB (Split System: Heat Pump with Remote Outdoor Unit-Air-Source) | HH860E2S11 |  |  | CTF60C5CGS1 | TMLE100C20MP11 | 44500 | 17 | 9 | 45000 | 33800 | 75.11% | 2 | 0 | 11.7 |  |  |  | No | R-454B | 3.7083 | Residential & Commercial | Ducted CEE Tier 1
216374772 | Central HP <5.4 tons | JOHNSON CONTROLS | HRCU-A-CB (Split System: Heat Pump with Remote Outdoor Unit-Air-Source) | HH860E2S11 |  |  | CTF60C5CGS1 | Z9ET100C16SMPS1 | 44500 | 19 | 9 | 45500 | 33200 | 72.97% | 2 | 0 | 11 |  |  |  | No | R-454B | 3.7083 | Residential & Commercial | Ducted CEE Tier 1
206788336 | Central HP <5.4 tons | CARRIER | HRCU-A-CB (Split System: Heat Pump with Remote Outdoor Unit-Air-Source) | 25VNA424A*031* |  |  | CAP**3621AL*+UI | 59MN7B060C17**14 | 23200 | 19.5 | 10 | 26800 | 20000 | 74.63% | 2.38 | 13 | 12.5 |  |  |  | No | R-410A | 1.9333 | Residential & Commercial | Ducted CEE Tier 1
206788375 | Central HP <5.4 tons | CARRIER | HRCU-A-CB (Split System: Heat Pump with Remote Outdoor Unit-Air-Source) | 25VNA424A*031* |  |  | CNPV*3617AL*+UI | 58TN*A090C17**16 | 23400 | 21 | 10 | 26600 | 19800 | 74.44% | 2.4 | 14 | 13.5 |  |  |  | No | R-410A | 1.95 | Residential & Commercial | Ducted CEE Tier 1
206788418 | Central HP <5.4 tons | CARRIER | HRCU-A-CB (Split System: Heat Pump with Remote Outdoor Unit-Air-Source) | 25VNA424A*031* |  |  | CSPH*3612AL*+UI | 58TN*A090C17**16 | 23800 | 20.5 | 9.5 | 26400 | 19600 | 74.24% | 2.52 | 14 | 13 |  |  |  | No | R-410A | 1.9833 | Residential & Commercial | Ducted CEE Tier 1
206788452 | Central HP <5.4 tons | CARRIER | HRCU-A-CB (Split System: Heat Pump with Remote Outdoor Unit-Air-Source) | 25VNA424A*031* |  |  | CAP**3621AL*+UI | 58TN*A070C17**16 | 23400 | 20.5 | 10.5 | 26600 | 19800 | 74.44% | 2.42 | 14 | 13 |  |  |  | No | R-410A | 1.95 | Residential & Commercial | Ducted CEE Tier 1
206788484 | Central HP <5.4 tons | CARRIER | HRCU-A-CB (Split System: Heat Pump with Remote Outdoor Unit-Air-Source) | 25VNA424A*031* |  |  | CNPV*3617AL*+UI | 59TN6B080C17**14 | 23200 | 20 | 9.5 | 26800 | 20000 | 74.63% | 2.38 | 14 | 13 |  |  |  | No | R-410A | 1.9333 | Residential & Commercial | Ducted CEE Tier 1
214239325 | Central HP <5.4 tons | HEIL | HRCU-A-CB (Split System: Heat Pump with Remote Outdoor Unit-Air-Source) | HVH837GKA2* |  |  | EN(A,D)4X48L24**+WALLCON | *97CMN1202422B* | 32400 | 17 | 8.1 | 32800 | 24600 | 75% | 1.94 | 0 | 11.5 |  |  |  | No | R-410A | 2.7 | Residential & Commercial | Ducted CEE Tier 1
211244869 | Central HP <5.4 tons | DAY & NIGHT | HRCU-A-CB (Split System: Heat Pump with Remote Outdoor Unit-Air-Source) | DLCURAH24ABK |  |  | EN(A,D,W)4X36L17** | *96VSN0601714A* | 23400 | 16.5 | 8.1 | 25800 | 24000 | 93.02% | 2 | 0 | 10 |  |  |  | No | R-410A | 1.95 | Residential & Commercial | Ducted CEE Tier 1
211245019 | Central HP <5.4 tons | DAY & NIGHT | HRCU-A-CB (Split System: Heat Pump with Remote Outdoor Unit-Air-Source) | DLCURAH24ABK |  |  | EN(A,D,W)4X36L17** | *96VTN0801716A* | 24200 | 16.5 | 8.1 | 26200 | 23000 | 87.79% | 1.9 | 0 | 10.5 |  |  |  | No | R-410A | 2.0167 | Residential & Commercial | Ducted CEE Tier 1
212969761 | Central HP <5.4 tons | DAY & NIGHT | HRCU-A-CB (Split System: Heat Pump with Remote Outdoor Unit-Air-Source) | DLCURAH24ABK |  |  | EA*4X30L14A* | *80VSL0451412B* | 23400 | 17 | 8.5 | 26200 | 25000 | 95.42% | 2.08 | 0 | 10 |  |  |  | No | R-410A | 1.95 | Residential & Commercial | Ducted CEE Tier 1
214239405 | Central HP <5.4 tons | HEIL | HRCU-A-CB (Split System: Heat Pump with Remote Outdoor Unit-Air-Source) | HVH837GKA2* |  |  | EN(A,D,W)4X60L24**+WALLCON | *96CTN1002122B* | 32800 | 17.5 | 8.1 | 32200 | 24600 | 76.4% | 1.96 | 0 | 12 |  |  |  | No | R-410A | 2.7333 | Residential & Commercial | Ducted CEE Tier 1
212985796 | Central HP <5.4 tons | AIRQUEST | HRCU-A-CB (Split System: Heat Pump with Remote Outdoor Unit-Air-Source) | DLCURAH24ABK |  |  | EA*4X30L17A* | *96MSN0261410A* | 23400 | 16.5 | 8.5 | 26200 | 25000 | 95.42% | 2.08 | 0 | 10 |  |  |  | No | R-410A | 1.95 | Residential & Commercial | Ducted CEE Tier 1
203120249 | Central HP <5.4 tons | AMERICAN STANDARD | HRCU-A-CB (Split System: Heat Pump with Remote Outdoor Unit-Air-Source) | 4A6C7048A3 |  |  | 4PX*DU60BS3 | S8X2D120M5PTA | 47500 | 16.5 | 8.1 | 48000 | 48000 | 100% | 3.6 | 13 | 12 |  |  |  | No | R-410A | 3.9583 | Residential & Commercial | Ducted CEE Tier 1
215937970 | Central HP <5.4 tons | DAY & NIGHT | HRCU-A-CB (Split System: Heat Pump with Remote Outdoor Unit-Air-Source) | C5H3V48*K*AAA* |  |  | EVD5X48M24A*+WALLCON | *97CMN1202422B* | 44500 | 20 | 8.1 | 52000 | 38000 | 73.08% | 1.9 | 0 | 11 |  |  |  | No | R-454B | 3.7083 | Residential & Commercial | Ducted CEE Tier 1
215667098 | Central HP <5.4 tons | COMFORTMAKER | HRCU-A-CB (Split System: Heat Pump with Remote Outdoor Unit-Air-Source) | C5H0V24*K*AAA* |  |  | EA*5X24M17A*+WALLCON | *97CMN0801714B* | 22800 | 16.5 | 9 | 24000 | 16900 | 70.42% | 1.94 | 0 | 10 |  |  |  | No | R-454B | 1.9 | Residential & Commercial | Ducted CEE Tier 1
215667735 | Central HP <5.4 tons | COMFORTMAKER | HRCU-A-CB (Split System: Heat Pump with Remote Outdoor Unit-Air-Source) | C5H0V24*K*AAA* |  |  | EA*5X37M17A*+WALLCON | *80CSU0601716A* | 23800 | 17 | 9 | 23400 | 16500 | 70.51% | 2 | 0 | 10 |  |  |  | No | R-454B | 1.9833 | Residential & Commercial | Ducted CEE Tier 1
215667903 | Central HP <5.4 tons | COMFORTMAKER | HRCU-A-CB (Split System: Heat Pump with Remote Outdoor Unit-Air-Source) | C5H0V24*K*AAA* |  |  | EA*5X37M21A*+WALLCON | *97CMN0801714B* | 24000 | 17.5 | 9 | 23400 | 16400 | 70.09% | 2 | 0 | 10.5 |  |  |  | No | R-454B | 2 | Residential & Commercial | Ducted CEE Tier 1
206133776 | Central HP <5.4 tons | CARRIER | HRCU-A-CB (Split System: Heat Pump with Remote Outdoor Unit-Air-Source) | 25VNA825A*031* |  |  | CAP**3621AL*+UI | 59CU5A080C21**20 | 23600 | 16.5 | 8.1 | 21400 | 16600 | 77.57% | 1.94 | 11 | 11 |  |  |  | No | R-410A | 1.9667 | Residential & Commercial | Ducted CEE Tier 1
206135732 | Central HP <5.4 tons | CARRIER | HRCU-A-CB (Split System: Heat Pump with Remote Outdoor Unit-Air-Source) | 25VNA837A*030* |  |  | CAP**4321AL*+UI | 58CU*A060C17**16 | 32800 | 17 | 8.5 | 33000 | 25200 | 76.36% | 1.96 | 12 | 11 |  |  |  | No | R-410A | 2.7333 | Residential & Commercial | Ducted CEE Tier 1
206136114 | Central HP <5.4 tons | CARRIER | HRCU-A-CB (Split System: Heat Pump with Remote Outdoor Unit-Air-Source) | 25VNA837A*030* |  |  | CAP**4224AL*+UI | 59CU5A080C21**20 | 31800 | 17.5 | 8.1 | 33000 | 24400 | 73.94% | 1.9 | 11.5 | 11 |  |  |  | No | R-410A | 2.65 | Residential & Commercial | Ducted CEE Tier 1
206136164 | Central HP <5.4 tons | CARRIER | HRCU-A-CB (Split System: Heat Pump with Remote Outdoor Unit-Air-Source) | 25VNA837A*030* |  |  | CAP**4821AL*+UI | 59CU5A080C21**20 | 32400 | 17.5 | 8.5 | 32600 | 25000 | 76.69% | 1.98 | 12 | 11.5 |  |  |  | No | R-410A | 2.7 | Residential & Commercial | Ducted CEE Tier 1
207805681 | Central HP <5.4 tons | AMERICAN STANDARD | HRCU-A-CB (Split System: Heat Pump with Remote Outdoor Unit-Air-Source) | 4A6V0X60A1 |  |  | 4TXCD010DS3+P0V0D000M50SC+RP |  | 54000 | 19.5 | 8.2 | 51500 | 39000 | 75.73% | 1.75 | 12.5 | 12 |  |  |  | No | R-410A | 4.5 | Residential & Commercial | Ducted CEE Tier 1
206133826 | Central HP <5.4 tons | CARRIER | HRCU-A-CB (Split System: Heat Pump with Remote Outdoor Unit-Air-Source) | 25VNA825A*031* |  |  | CAP**3721AL*+UI | 59CU5A100C21**22 | 24400 | 17 | 8.5 | 21200 | 16600 | 78.3% | 2.04 | 11.5 | 11 |  |  |  | No | R-410A | 2.0333 | Residential & Commercial | Ducted CEE Tier 1
206135682 | Central HP <5.4 tons | CARRIER | HRCU-A-CB (Split System: Heat Pump with Remote Outdoor Unit-Air-Source) | 25VNA837A*030* |  |  | CAP**4221AL*+UI | 58CU*A060C17**16 | 31800 | 17 | 8.1 | 33200 | 24400 | 73.49% | 1.86 | 11.5 | 11 |  |  |  | No | R-410A | 2.65 | Residential & Commercial | Ducted CEE Tier 1
206133796 | Central HP <5.4 tons | CARRIER | HRCU-A-CB (Split System: Heat Pump with Remote Outdoor Unit-Air-Source) | 25VNA825A*031* |  |  | CAP**3717AL*+UI | 59CU5A060C17**16 | 24200 | 16.5 | 8.1 | 21400 | 16800 | 78.5% | 1.98 | 11 | 10.5 |  |  |  | No | R-410A | 2.0167 | Residential & Commercial | Ducted CEE Tier 1
204298955 | Central HP <5.4 tons | CARRIER | HRCU-A-CB (Split System: Heat Pump with Remote Outdoor Unit-Air-Source) | 25VNA837A*030* |  |  | CAP**4221AL*+UI | 59TN6B080C17**14 | 31600 | 17 | 8.1 | 33400 | 24800 | 74.25% | 1.86 | 11.5 | 11 |  |  |  | No | R-410A | 2.6333 | Residential & Commercial | Ducted CEE Tier 1
215667151 | Central HP <5.4 tons | COMFORTMAKER | HRCU-A-CB (Split System: Heat Pump with Remote Outdoor Unit-Air-Source) | C5H0V24*K*AAA* |  |  | EA*5X25M17A*+WALLCON | *80CSU0401712A* | 24000 | 17.5 | 9 | 23400 | 16400 | 70.09% | 2.02 | 0 | 10.5 |  |  |  | No | R-454B | 2 | Residential & Commercial | Ducted CEE Tier 1
206788911 | Central HP <5.4 tons | CARRIER | HRCU-A-CB (Split System: Heat Pump with Remote Outdoor Unit-Air-Source) | 25VNA448A*031* |  |  | CSPH*6012AL*+UI | 58TN*A135C24**22 | 45500 | 20.5 | 9 | 46000 | 36000 | 78.26% | 2.38 | 12.5 | 12.3 |  |  |  | No | R-410A | 3.7917 | Residential & Commercial | Ducted CEE Tier 1
206788945 | Central HP <5.4 tons | CARRIER | HRCU-A-CB (Split System: Heat Pump with Remote Outdoor Unit-Air-Source) | 25VNA448A*031* |  |  | CAP**4824AL*+UI | 58CU*A100C21**20 | 43500 | 21 | 9 | 46500 | 36400 | 78.28% | 2.26 | 12 | 11.5 |  |  |  | No | R-410A | 3.625 | Residential & Commercial | Ducted CEE Tier 1
212988652 | Central HP <5.4 tons | AIRQUEST | HRCU-A-CB (Split System: Heat Pump with Remote Outdoor Unit-Air-Source) | DLCURAH24ABK |  |  | EA*4X25L17A* | *95MSU0401712A* | 24200 | 16.5 | 8.5 | 25200 | 21800 | 86.51% | 1.82 | 0 | 10 |  |  |  | No | R-410A | 2.0167 | Residential & Commercial | Ducted CEE Tier 1
212969781 | Central HP <5.4 tons | DAY & NIGHT | HRCU-A-CB (Split System: Heat Pump with Remote Outdoor Unit-Air-Source) | DLCURAH24ABK |  |  | EA*4X36L17A* | *80VSL0451412B* | 23600 | 17 | 8.5 | 26000 | 24200 | 93.08% | 2 | 0 | 10 |  |  |  | No | R-410A | 1.9667 | Residential & Commercial | Ducted CEE Tier 1
212972404 | Central HP <5.4 tons | DAY & NIGHT | HRCU-A-CB (Split System: Heat Pump with Remote Outdoor Unit-Air-Source) | DLCURAH24ABK |  |  | EA*4X36L21A* | *80VTL1102122B* | 24000 | 17.5 | 8.5 | 26400 | 23200 | 87.88% | 1.94 | 0 | 10 |  |  |  | No | R-410A | 2 | Residential & Commercial | Ducted CEE Tier 1
212973257 | Central HP <5.4 tons | DAY & NIGHT | HRCU-A-CB (Split System: Heat Pump with Remote Outdoor Unit-Air-Source) | DLCURAH24ABK |  |  | EN(A,D)4X24L17** | *96VSN0401712B* | 23200 | 15.5 | 8.5 | 27000 | 25000 | 92.59% | 2.06 | 0 | 10 |  |  |  | No | R-410A | 1.9333 | Residential & Commercial | Ducted CEE Tier 1
212984151 | Central HP <5.4 tons | DAY & NIGHT | HRCU-A-CB (Split System: Heat Pump with Remote Outdoor Unit-Air-Source) | DLCURAH24ABK |  |  | EN(A,D)4X36L21** | *92MSN0601714A* | 23600 | 17 | 8.5 | 26400 | 24200 | 91.67% | 2.02 | 0 | 10.5 |  |  |  | No | R-410A | 1.9667 | Residential & Commercial | Ducted CEE Tier 1
214239375 | Central HP <5.4 tons | HEIL | HRCU-A-CB (Split System: Heat Pump with Remote Outdoor Unit-Air-Source) | HVH837GKA2* |  |  | EN(A,D,W)4X60L24**+WALLCON | *80CTL1352422B* | 32800 | 17.5 | 8.1 | 32200 | 24600 | 76.4% | 1.96 | 0 | 12 |  |  |  | No | R-410A | 2.7333 | Residential & Commercial | Ducted CEE Tier 1
206788825 | Central HP <5.4 tons | CARRIER | HRCU-A-CB (Split System: Heat Pump with Remote Outdoor Unit-Air-Source) | 25VNA436A*031* |  |  | CNPV*4217AL*+UI | 58CU*A040C17**12 | 33400 | 19.5 | 9 | 35200 | 26400 | 75% | 2 | 13 | 12 |  |  |  | No | R-410A | 2.7833 | Residential & Commercial | Ducted CEE Tier 1
206788826 | Central HP <5.4 tons | CARRIER | HRCU-A-CB (Split System: Heat Pump with Remote Outdoor Unit-Air-Source) | 25VNA436A*031* |  |  | CNPV*4217AL*+UI | 58CU*A060C17**16 | 33400 | 19 | 9 | 35400 | 26400 | 74.58% | 2 | 13 | 12 |  |  |  | No | R-410A | 2.7833 | Residential & Commercial | Ducted CEE Tier 1
214421525 | Central HP <5.4 tons | JOHNSON CONTROLS | HRCU-A-CB (Split System: Heat Pump with Remote Outdoor Unit-Air-Source) | HH836E2S11 |  |  | CTM48C5CFS1+JMET12CS2N1 |  | 33800 | 19 | 9 | 31600 | 25200 | 79.75% | 2 | 0 | 11.7 |  |  |  | No | R-454B | 2.8167 | Residential & Commercial | Ducted CEE Tier 1
214573873 | Central HP <5.4 tons | COMFORTMAKER | HRCU-A-CB (Split System: Heat Pump with Remote Outdoor Unit-Air-Source) | CVH837GKA2* |  |  | EA*4X43L21A*+WALLCON | *95CSU1002122B* | 33000 | 17.5 | 8.5 | 32600 | 25000 | 76.69% | 2 | 0 | 11.5 |  |  |  | No | R-410A | 2.75 | Residential & Commercial | Ducted CEE Tier 1
211226875 | Central HP <5.4 tons | DAY & NIGHT | HRCU-A-CB (Split System: Heat Pump with Remote Outdoor Unit-Air-Source) | DLCURAH36ABK |  |  | EA*4X37L21A* | *80VSL0701716A* | 36600 | 15.5 | 8.5 | 38500 | 34800 | 90.39% | 2.08 | 0 | 10 |  |  |  | No | R-410A | 3.05 | Residential & Commercial | Ducted CEE Tier 1
211226925 | Central HP <5.4 tons | DAY & NIGHT | HRCU-A-CB (Split System: Heat Pump with Remote Outdoor Unit-Air-Source) | DLCURAH36ABK |  |  | EA*4X37L21A* | *80ESU0802120A | 37400 | 15.5 | 8.5 | 39000 | 35000 | 89.74% | 2.16 | 0 | 10 |  |  |  | No | R-410A | 3.1167 | Residential & Commercial | Ducted CEE Tier 1
211226959 | Central HP <5.4 tons | DAY & NIGHT | HRCU-A-CB (Split System: Heat Pump with Remote Outdoor Unit-Air-Source) | DLCURAH36ABK |  |  | EA*4X37L21A* | *80VTL1102122A* | 37000 | 15.5 | 8.5 | 38500 | 34800 | 90.39% | 2.12 | 0 | 10 |  |  |  | No | R-410A | 3.0833 | Residential & Commercial | Ducted CEE Tier 1
211227007 | Central HP <5.4 tons | DAY & NIGHT | HRCU-A-CB (Split System: Heat Pump with Remote Outdoor Unit-Air-Source) | DLCURAH36ABK |  |  | EA*4X37L21A* | *92ESN0801716A* | 36200 | 16 | 8.5 | 38500 | 34800 | 90.39% | 2.08 | 0 | 10 |  |  |  | No | R-410A | 3.0167 | Residential & Commercial | Ducted CEE Tier 1
212969511 | Central HP <5.4 tons | DAY & NIGHT | HRCU-A-CB (Split System: Heat Pump with Remote Outdoor Unit-Air-Source) | DLCURAH18ABK |  |  | EA*4X19L17A* | *80VSL0451412B* | 18200 | 16.5 | 8.5 | 18100 | 17700 | 97.79% | 2.14 | 0 | 11 |  |  |  | No | R-410A | 1.5167 | Residential & Commercial | Ducted CEE Tier 1
212969981 | Central HP <5.4 tons | DAY & NIGHT | HRCU-A-CB (Split System: Heat Pump with Remote Outdoor Unit-Air-Source) | DLCURAH18ABK |  |  | EA*4X24L17A* | *80VSL0701716B* | 17300 | 16 | 8.5 | 18200 | 19400 | 106.6% | 2.34 | 0 | 10.5 |  |  |  | No | R-410A | 1.4417 | Residential & Commercial | Ducted CEE Tier 1
212971484 | Central HP <5.4 tons | DAY & NIGHT | HRCU-A-CB (Split System: Heat Pump with Remote Outdoor Unit-Air-Source) | DLCURAH18ABK |  |  | EN(A,D)4X24L17** | *80VTL0701716B* | 17500 | 16 | 8.5 | 18500 | 19200 | 103.8% | 2.3 | 0 | 10.5 |  |  |  | No | R-410A | 1.4583 | Residential & Commercial | Ducted CEE Tier 1
212973657 | Central HP <5.4 tons | DAY & NIGHT | HRCU-A-CB (Split System: Heat Pump with Remote Outdoor Unit-Air-Source) | DLCURAH18ABK |  |  | EA*4X19L17A* | *96VSN0801716B* | 17700 | 16.5 | 8.1 | 17700 | 17900 | 101.1% | 2.16 | 0 | 10.5 |  |  |  | No | R-410A | 1.475 | Residential & Commercial | Ducted CEE Tier 1
212971633 | Central HP <5.4 tons | BRYANT HEATING AND COOLING SYSTEMS | HRCU-A-CB (Split System: Heat Pump with Remote Outdoor Unit-Air-Source) | 38MURAQ24AB3* |  |  | CAP**2517AL* | 82*TB48070V17*** | 24200 | 17 | 8.5 | 25200 | 21600 | 85.71% | 1.82 | 0 | 10 |  |  |  | No | R-410A | 2.0167 | Residential & Commercial | Ducted CEE Tier 1
214719686 | Central HP <5.4 tons | JOHNSON CONTROLS | HRCU-A-CB (Split System: Heat Pump with Remote Outdoor Unit-Air-Source) | HH836E2S11 |  |  | CTU36B5XDS1+TXV | TM8E100B12MP11 | 33200 | 18 | 8.5 | 31200 | 25200 | 80.77% | 2 | 0 | 11 |  |  |  | No | R-454B | 2.7667 | Residential & Commercial | Ducted CEE Tier 1
214719706 | Central HP <5.4 tons | JOHNSON CONTROLS | HRCU-A-CB (Split System: Heat Pump with Remote Outdoor Unit-Air-Source) | HH836E2S11 |  |  | CTU36B5XDS1+TXV | TMLE080B12MP11 | 33600 | 18 | 8.5 | 31800 | 26000 | 81.76% | 2 | 0 | 11 |  |  |  | No | R-454B | 2.8 | Residential & Commercial | Ducted CEE Tier 1
214719847 | Central HP <5.4 tons | JOHNSON CONTROLS | HRCU-A-CB (Split System: Heat Pump with Remote Outdoor Unit-Air-Source) | HH836E2S11 |  |  | CTU48C5XFS1+TXV | TMLE120C16MP11 | 33600 | 19 | 9 | 31400 | 25400 | 80.89% | 2 | 0 | 11 |  |  |  | No | R-454B | 2.8 | Residential & Commercial | Ducted CEE Tier 1
214396975 | Central HP <5.4 tons | JOHNSON CONTROLS | HRCU-A-CB (Split System: Heat Pump with Remote Outdoor Unit-Air-Source) | HH836E2S11 |  |  | CTF48C5CFS1 | TM8V080C16MP12 | 33400 | 18 | 9 | 31600 | 25400 | 80.38% | 2 | 0 | 11 |  |  |  | No | R-454B | 2.7833 | Residential & Commercial | Ducted CEE Tier 1
214719924 | Central HP <5.4 tons | JOHNSON CONTROLS | HRCU-A-CB (Split System: Heat Pump with Remote Outdoor Unit-Air-Source) | HH836E2S11 |  |  | CTU48C5XFS1+TXV | Z9ES080C20SMPS1 | 34200 | 18 | 9 | 32000 | 25600 | 80% | 2 | 0 | 11 |  |  |  | No | R-454B | 2.85 | Residential & Commercial | Ducted CEE Tier 1
214720225 | Central HP <5.4 tons | JOHNSON CONTROLS | HRCU-A-CB (Split System: Heat Pump with Remote Outdoor Unit-Air-Source) | HH836E2S11 |  |  | CTU48C5XFS1+TXV | TM9E080C20MP12 | 34000 | 17 | 9 | 32000 | 25400 | 79.38% | 2 | 0 | 11 |  |  |  | No | R-454B | 2.8333 | Residential & Commercial | Ducted CEE Tier 1
206765148 | Central HP <5.4 tons | CARRIER | HRCU-A-CB (Split System: Heat Pump with Remote Outdoor Unit-Air-Source) | 25VNA837A*031* |  |  | CAP**4821AL*+UI | 59CU5A080C21**20 | 32400 | 17.5 | 8.5 | 32600 | 25000 | 76.69% | 1.98 | 12 | 11.5 |  |  |  | No | R-410A | 2.7 | Residential & Commercial | Ducted CEE Tier 1
215674189 | Central HP <5.4 tons | COMFORTMAKER | HRCU-A-CB (Split System: Heat Pump with Remote Outdoor Unit-Air-Source) | C5H0V48*K*AAA* |  |  | EA*5X60M24A*+WALLCON | *80CTL0902120B* | 45000 | 18 | 9 | 47500 | 33400 | 70.32% | 2.08 | 0 | 10 |  |  |  | No | R-454B | 3.75 | Residential & Commercial | Ducted CEE Tier 1
215674209 | Central HP <5.4 tons | COMFORTMAKER | HRCU-A-CB (Split System: Heat Pump with Remote Outdoor Unit-Air-Source) | C5H0V48*K*AAA* |  |  | EA*5X60M24A*+WALLCON | *80CTL1352422B* | 45000 | 18 | 9 | 47500 | 33400 | 70.32% | 2.08 | 0 | 10 |  |  |  | No | R-454B | 3.75 | Residential & Commercial | Ducted CEE Tier 1
215669004 | Central HP <5.4 tons | HEIL | HRCU-A-CB (Split System: Heat Pump with Remote Outdoor Unit-Air-Source) | H5H0V36*K*AAA* |  |  | EA*5X43M21A*+WALLCON | *80CTL0902120B* | 34600 | 18 | 9 | 35200 | 25000 | 71.02% | 1.9 | 0 | 10 |  |  |  | No | R-454B | 2.8833 | Residential & Commercial | Ducted CEE Tier 1
215667437 | Central HP <5.4 tons | COMFORTMAKER | HRCU-A-CB (Split System: Heat Pump with Remote Outdoor Unit-Air-Source) | C5H0V24*K*AAA* |  |  | EA*5X30M17A*+WALLCON | *80CTL0701716B* | 23000 | 17 | 9 | 23800 | 16700 | 70.17% | 1.96 | 0 | 10 |  |  |  | No | R-454B | 1.9167 | Residential & Commercial | Ducted CEE Tier 1
215667935 | Central HP <5.4 tons | COMFORTMAKER | HRCU-A-CB (Split System: Heat Pump with Remote Outdoor Unit-Air-Source) | C5H0V24*K*AAA* |  |  | EA*5X37M21A*+WALLCON | *96CTN1002122B* | 24000 | 17.5 | 9 | 23200 | 16300 | 70.26% | 2.02 | 0 | 10.5 |  |  |  | No | R-454B | 2 | Residential & Commercial | Ducted CEE Tier 1
215666986 | Central HP <5.4 tons | COMFORTMAKER | HRCU-A-CB (Split System: Heat Pump with Remote Outdoor Unit-Air-Source) | C5H0V24*K*AAA* |  |  | EA*5X24M17A*+WALLCON | *80CSU0601716A* | 22800 | 16.5 | 9 | 24000 | 16800 | 70% | 1.96 | 0 | 10 |  |  |  | No | R-454B | 1.9 | Residential & Commercial | Ducted CEE Tier 1
215667474 | Central HP <5.4 tons | COMFORTMAKER | HRCU-A-CB (Split System: Heat Pump with Remote Outdoor Unit-Air-Source) | C5H0V24*K*AAA* |  |  | EA*5X30M17A*+WALLCON | *97CMN0601714B* | 23000 | 16.5 | 8.5 | 24000 | 16800 | 70% | 1.86 | 0 | 10 |  |  |  | No | R-454B | 1.9167 | Residential & Commercial | Ducted CEE Tier 1
216571253 | Central HP <5.4 tons | AMERICAN STANDARD | HRCU-A-CB (Split System: Heat Pump with Remote Outdoor Unit-Air-Source) | 5A6V8X36A1 |  |  | 5PX*B006AS3 | S8V2A040M3PDB | 32200 | 18.1 | 8.5 | 33200 | 25600 | 77.11% | 2 | 0 | 10 |  |  |  | No | R-454B | 2.6833 | Residential & Commercial | Ducted CEE Tier 1
214610131 | Central HP <5.4 tons | FRIEDRICH | HRCU-A-CB (Split System: Heat Pump with Remote Outdoor Unit-Air-Source) | FRP18AZ36AJVC |  |  | TCFZ6021SEAAM | FR98MV0603A17UP | 34200 | 19 | 8.5 | 34200 | 43500 | 127.2% | 2.2 | 0 | 12.5 |  |  |  | No | R-410A | 2.85 | Residential & Commercial | Ducted CEE Tier 1
214651811 | Central HP <5.4 tons | JOHNSON CONTROLS | HRCU-A-CB (Split System: Heat Pump with Remote Outdoor Unit-Air-Source) | HH824E2S11 |  |  | CTU30B5XCS1+TXV | TM9E080B12MP12 | 23000 | 17 | 9.5 | 23000 | 19400 | 84.35% | 2 | 0 | 11.7 |  |  |  | No | R-454B | 1.9167 | Residential & Commercial | Ducted CEE Tier 1
214650814 | Central HP <5.4 tons | JOHNSON CONTROLS | HRCU-A-CB (Split System: Heat Pump with Remote Outdoor Unit-Air-Source) | HH824E2S11 |  |  | CTU30B5XCS1+TXV | TP9C060B12MP13 | 23000 | 17 | 9.5 | 23000 | 18300 | 79.57% | 2 | 0 | 12 |  |  |  | No | R-454B | 1.9167 | Residential & Commercial | Ducted CEE Tier 1
214650102 | Central HP <5.4 tons | JOHNSON CONTROLS | HRCU-A-CB (Split System: Heat Pump with Remote Outdoor Unit-Air-Source) | HH824E2S11 |  |  | CTU30B5XCS1+TXV | Z9ES080B12SMPS1 | 23000 | 17 | 9.5 | 23000 | 18400 | 80% | 2 | 0 | 12 |  |  |  | No | R-454B | 1.9167 | Residential & Commercial | Ducted CEE Tier 1
212971666 | Central HP <5.4 tons | BRYANT HEATING AND COOLING SYSTEMS | HRCU-A-CB (Split System: Heat Pump with Remote Outdoor Unit-Air-Source) | 38MURAQ24AB3* |  |  | CAP**3621AL* | 82*TB48070V17*** | 23800 | 17 | 8.5 | 26200 | 23600 | 90.08% | 1.96 | 0 | 10 |  |  |  | No | R-410A | 1.9833 | Residential & Commercial | Ducted CEE Tier 1
213773707 | Central HP <5.4 tons | HEIL | HRCU-A-CB (Split System: Heat Pump with Remote Outdoor Unit-Air-Source) | HVH825GKA3* |  |  | EA*4X48L21A*+WALLCON | *80CTL0901716B* | 24200 | 17 | 8.1 | 20800 | 16600 | 79.81% | 2.02 | 0 | 11 |  |  |  | No | R-410A | 2.0167 | Residential & Commercial | Ducted CEE Tier 1
212986661 | Central HP <5.4 tons | DAY & NIGHT | HRCU-A-CB (Split System: Heat Pump with Remote Outdoor Unit-Air-Source) | DLCURAH18ABK |  |  | EA*4X19L17A* | *96MSN0401712A* | 17600 | 15.5 | 8.1 | 17800 | 17900 | 100.6% | 2.14 | 0 | 10.5 |  |  |  | No | R-410A | 1.4667 | Residential & Commercial | Ducted CEE Tier 1
214609189 | Central HP <5.4 tons | JOHNSON CONTROLS | HRCU-A-CB (Split System: Heat Pump with Remote Outdoor Unit-Air-Source) | HH824E2S11 |  |  | CTM36B5ADS1 | Z9ES060B12SMPS1 | 23000 | 17 | 9.5 | 23000 | 18600 | 80.87% | 2 | 0 | 12 |  |  |  | No | R-454B | 1.9167 | Residential & Commercial | Ducted CEE Tier 1
213770807 | Central HP <5.4 tons | HEIL | HRCU-A-CB (Split System: Heat Pump with Remote Outdoor Unit-Air-Source) | HVH825GKA2* |  |  | EA*4X36L17A*+WALLCON | *80CTL0451712B* | 23400 | 16 | 8.1 | 21600 | 16800 | 77.78% | 1.92 | 0 | 10.5 |  |  |  | No | R-410A | 1.95 | Residential & Commercial | Ducted CEE Tier 1
207252293 | Central HP <5.4 tons | AMERICAN STANDARD | HRCU-A-CB (Split System: Heat Pump with Remote Outdoor Unit-Air-Source) | 4A6C7048A4 |  |  | 4PX*DU48BS3 | L8V1C100U5VSA | 45500 | 17 | 8.1 | 47500 | 45500 | 95.79% | 3.4 | 12.5 | 12 |  |  |  | No | R-410A | 3.7917 | Residential & Commercial | Ducted CEE Tier 1
207252296 | Central HP <5.4 tons | AMERICAN STANDARD | HRCU-A-CB (Split System: Heat Pump with Remote Outdoor Unit-Air-Source) | 4A6C7048A4 |  |  | 4TXCC009DS3 | L8V1C100U5VSA | 48000 | 17 | 8.1 | 48500 | 48000 | 98.97% | 3.6 | 12.5 | 12 |  |  |  | No | R-410A | 4 | Residential & Commercial | Ducted CEE Tier 1
213772097 | Central HP <5.4 tons | HEIL | HRCU-A-CB (Split System: Heat Pump with Remote Outdoor Unit-Air-Source) | HVH825GKA2* |  |  | EHD4X36AAL+WALLCON | *80CTL0701412B* | 24000 | 16.5 | 8.1 | 21400 | 16600 | 77.57% | 1.98 | 0 | 10.5 |  |  |  | No | R-410A | 2 | Residential & Commercial | Ducted CEE Tier 1
214243107 | Central HP <5.4 tons | HEIL | HRCU-A-CB (Split System: Heat Pump with Remote Outdoor Unit-Air-Source) | HVH825GKA2* |  |  | EN(A,D,W)4X48L21**+WALLCON | *80CTL0902120B* | 24200 | 17 | 8.1 | 21200 | 16600 | 78.3% | 2.02 | 0 | 11.5 |  |  |  | No | R-410A | 2.0167 | Residential & Commercial | Ducted CEE Tier 1
215669474 | Central HP <5.4 tons | HEIL | HRCU-A-CB (Split System: Heat Pump with Remote Outdoor Unit-Air-Source) | H5H0V36*K*AAA* |  |  | EA*5X61M21A*+WALLCON | *80CTL0702120B* | 34800 | 18.5 | 9 | 34400 | 24800 | 72.09% | 1.92 | 0 | 10 |  |  |  | No | R-454B | 2.9 | Residential & Commercial | Ducted CEE Tier 1
214075323 | Central HP <5.4 tons | FRIEDRICH | HRCU-A-CB (Split System: Heat Pump with Remote Outdoor Unit-Air-Source) | RD17AZ60AJ3N |  |  | TCFZ6024STANM | FR921V1155A24M4 | 55500 | 18 | 8.1 | 54000 | 49000 | 90.74% | 1.75 | 0 | 10 |  |  |  | No | R-410A | 4.625 | Residential & Commercial | Ducted CEE Tier 1
214075346 | Central HP <5.4 tons | FRIEDRICH | HRCU-A-CB (Split System: Heat Pump with Remote Outdoor Unit-Air-Source) | RD17AZ60AJ3N |  |  | TCFZ6024STANM | FR951V1005A21UHU | 55000 | 18 | 8.1 | 54000 | 49500 | 91.67% | 1.75 | 0 | 10 |  |  |  | No | R-410A | 4.5833 | Residential & Commercial | Ducted CEE Tier 1
215669164 | Central HP <5.4 tons | HEIL | HRCU-A-CB (Split System: Heat Pump with Remote Outdoor Unit-Air-Source) | H5H0V36*K*AAA* |  |  | EA*5X48M21A*+WALLCON | *80CTL0902120B* | 33800 | 18 | 9 | 35000 | 25000 | 71.43% | 1.9 | 0 | 10 |  |  |  | No | R-454B | 2.8167 | Residential & Commercial | Ducted CEE Tier 1
213076272 | Central HP <5.4 tons | AIRQUEST | HRCU-A-CB (Split System: Heat Pump with Remote Outdoor Unit-Air-Source) | DLCURAH36ABK |  |  | EA*4X42L24A* | *95MSU1002122A* | 35600 | 16.5 | 8.1 | 38500 | 35000 | 90.91% | 1.9 | 0 | 10 |  |  |  | No | R-410A | 2.9667 | Residential & Commercial | Ducted CEE Tier 1
212984952 | Central HP <5.4 tons | AIRQUEST | HRCU-A-CB (Split System: Heat Pump with Remote Outdoor Unit-Air-Source) | DLCURAH36ABK |  |  | EA*4X48L24A* | *92MSN0802120A* | 35800 | 16.5 | 8.5 | 37800 | 34600 | 91.53% | 2.02 | 0 | 10 |  |  |  | No | R-410A | 2.9833 | Residential & Commercial | Ducted CEE Tier 1
212988226 | Central HP <5.4 tons | AIRQUEST | HRCU-A-CB (Split System: Heat Pump with Remote Outdoor Unit-Air-Source) | DLCURAH36ABK |  |  | EA*4X48L24A* | *96MSN1002122A* | 35800 | 16.5 | 8.5 | 37800 | 34600 | 91.53% | 2.06 | 0 | 10 |  |  |  | No | R-410A | 2.9833 | Residential & Commercial | Ducted CEE Tier 1
215669464 | Central HP <5.4 tons | HEIL | HRCU-A-CB (Split System: Heat Pump with Remote Outdoor Unit-Air-Source) | H5H0V36*K*AAA* |  |  | EA*5X61M21A*+WALLCON | *80CTL0701716B* | 34600 | 18 | 9 | 34600 | 25000 | 72.25% | 1.9 | 0 | 10 |  |  |  | No | R-454B | 2.8833 | Residential & Commercial | Ducted CEE Tier 1
215674259 | Central HP <5.4 tons | COMFORTMAKER | HRCU-A-CB (Split System: Heat Pump with Remote Outdoor Unit-Air-Source) | C5H0V48*K*AAA* |  |  | EA*5X60M24A*+WALLCON | *97CMN1002122B* | 45000 | 18 | 9 | 47500 | 33600 | 70.74% | 2.06 | 0 | 10 |  |  |  | No | R-454B | 3.75 | Residential & Commercial | Ducted CEE Tier 1
211227577 | Central HP <5.4 tons | DAY & NIGHT | HRCU-A-CB (Split System: Heat Pump with Remote Outdoor Unit-Air-Source) | DLCURAH36ABK |  |  | EA*4X42L21A* | *95ESN0802120A* | 36000 | 15.5 | 8.1 | 39500 | 35200 | 89.11% | 1.92 | 0 | 10 |  |  |  | No | R-410A | 3 | Residential & Commercial | Ducted CEE Tier 1
215668988 | Central HP <5.4 tons | HEIL | HRCU-A-CB (Split System: Heat Pump with Remote Outdoor Unit-Air-Source) | H5H0V36*K*AAA* |  |  | EA*5X43M21A*+WALLCON | *80CTL0702120B* | 34400 | 18 | 9 | 35400 | 25200 | 71.19% | 1.88 | 0 | 10 |  |  |  | No | R-454B | 2.8667 | Residential & Commercial | Ducted CEE Tier 1
215670458 | Central HP <5.4 tons | HEIL | HRCU-A-CB (Split System: Heat Pump with Remote Outdoor Unit-Air-Source) | H5H0V36*K*AAA* |  |  | ESH5X60M12A*+WALLCON | *80CTL1102120B* | 34600 | 17 | 8.5 | 34600 | 24800 | 71.68% | 1.92 | 0 | 10 |  |  |  | No | R-454B | 2.8833 | Residential & Commercial | Ducted CEE Tier 1
215674359 | Central HP <5.4 tons | COMFORTMAKER | HRCU-A-CB (Split System: Heat Pump with Remote Outdoor Unit-Air-Source) | C5H0V48*K*AAA* |  |  | EA*5X61M21A*+WALLCON | *80CTL0901716B* | 46000 | 18 | 9 | 48000 | 33800 | 70.42% | 2.06 | 0 | 10 |  |  |  | No | R-454B | 3.8333 | Residential & Commercial | Ducted CEE Tier 1
213078604 | Central HP <5.4 tons | BRYANT HEATING AND COOLING SYSTEMS | HRCU-A-CB (Split System: Heat Pump with Remote Outdoor Unit-Air-Source) | 38MURAQ36AB3* |  |  | CAP**3621AL* | 8(0,1)*SB60110M21*** | 35400 | 16.5 | 8.1 | 38500 | 35200 | 91.43% | 1.84 | 0 | 10 |  |  |  | No | R-410A | 2.95 | Residential & Commercial | Ducted CEE Tier 1
213078986 | Central HP <5.4 tons | BRYANT HEATING AND COOLING SYSTEMS | HRCU-A-CB (Split System: Heat Pump with Remote Outdoor Unit-Air-Source) | 38MURAQ36AB3* |  |  | CAP**3721AL* | 83*SB36040M17*** | 36600 | 16 | 8.5 | 38500 | 34800 | 90.39% | 2.08 | 0 | 10 |  |  |  | No | R-410A | 3.05 | Residential & Commercial | Ducted CEE Tier 1
212986709 | Central HP <5.4 tons | DAY & NIGHT | HRCU-A-CB (Split System: Heat Pump with Remote Outdoor Unit-Air-Source) | DLCURAH18ABK |  |  | EN(A,D)4X24L17** | *96MSN0401712A* | 17500 | 15.2 | 8.5 | 18700 | 19200 | 102.7% | 2.3 | 0 | 10.5 |  |  |  | No | R-410A | 1.4583 | Residential & Commercial | Ducted CEE Tier 1
212987043 | Central HP <5.4 tons | DAY & NIGHT | HRCU-A-CB (Split System: Heat Pump with Remote Outdoor Unit-Air-Source) | DLCURAH18ABK |  |  | EN(A,D)4X18L14** | *96MSN0601412A* | 17400 | 16 | 8.5 | 18600 | 19800 | 106.5% | 2.38 | 0 | 10.5 |  |  |  | No | R-410A | 1.45 | Residential & Commercial | Ducted CEE Tier 1
213772747 | Central HP <5.4 tons | HEIL | HRCU-A-CB (Split System: Heat Pump with Remote Outdoor Unit-Air-Source) | HVH825GKA3* |  |  | EA*4X25L17A*+WALLCON | *80CTL0901716B* | 24400 | 16.5 | 8.1 | 21200 | 16600 | 78.3% | 2 | 0 | 11 |  |  |  | No | R-410A | 2.0333 | Residential & Commercial | Ducted CEE Tier 1
213772897 | Central HP <5.4 tons | HEIL | HRCU-A-CB (Split System: Heat Pump with Remote Outdoor Unit-Air-Source) | HVH825GKA3* |  |  | EA*4X30L17A*+WALLCON | *97CMN0801714B* | 23400 | 16 | 8.1 | 21600 | 16700 | 77.31% | 1.9 | 0 | 10.5 |  |  |  | No | R-410A | 1.95 | Residential & Commercial | Ducted CEE Tier 1
213773047 | Central HP <5.4 tons | HEIL | HRCU-A-CB (Split System: Heat Pump with Remote Outdoor Unit-Air-Source) | HVH825GKA3* |  |  | EA*4X36L21A*+WALLCON | *80CTL0701716B* | 23600 | 16.5 | 8.1 | 21400 | 16700 | 78.04% | 1.92 | 0 | 10.5 |  |  |  | No | R-410A | 1.9667 | Residential & Commercial | Ducted CEE Tier 1
213773247 | Central HP <5.4 tons | HEIL | HRCU-A-CB (Split System: Heat Pump with Remote Outdoor Unit-Air-Source) | HVH825GKA3* |  |  | EA*4X37L17A*+WALLCON | *96CTN0801714B* | 24200 | 16.5 | 8.1 | 21400 | 16700 | 78.04% | 1.98 | 0 | 10.5 |  |  |  | No | R-410A | 2.0167 | Residential & Commercial | Ducted CEE Tier 1
213773347 | Central HP <5.4 tons | HEIL | HRCU-A-CB (Split System: Heat Pump with Remote Outdoor Unit-Air-Source) | HVH825GKA3* |  |  | EA*4X37L21A*+WALLCON | *96CTN0601714B* | 24400 | 16.5 | 8.1 | 21200 | 16700 | 78.77% | 2 | 0 | 10.5 |  |  |  | No | R-410A | 2.0333 | Residential & Commercial | Ducted CEE Tier 1
211227793 | Central HP <5.4 tons | DAY & NIGHT | HRCU-A-CB (Split System: Heat Pump with Remote Outdoor Unit-Air-Source) | DLCURAH36ABK |  |  | EA*4X42L24A* | *80ES(N,L)0902120A* | 36000 | 16 | 8.1 | 39500 | 35000 | 88.61% | 1.92 | 0 | 10 |  |  |  | No | R-410A | 3 | Residential & Commercial | Ducted CEE Tier 1
211228252 | Central HP <5.4 tons | DAY & NIGHT | HRCU-A-CB (Split System: Heat Pump with Remote Outdoor Unit-Air-Source) | DLCURAH36ABK |  |  | EA*4X43L21A* | *80ES(N,L)0901714A* | 37000 | 16 | 8.5 | 38500 | 34800 | 90.39% | 2.1 | 0 | 10 |  |  |  | No | R-410A | 3.0833 | Residential & Commercial | Ducted CEE Tier 1
211228611 | Central HP <5.4 tons | DAY & NIGHT | HRCU-A-CB (Split System: Heat Pump with Remote Outdoor Unit-Air-Source) | DLCURAH36ABK |  |  | EA*4X43L21A* | *95ESU1002122A* | 37400 | 15.5 | 8.5 | 39000 | 35000 | 89.74% | 2.14 | 0 | 10 |  |  |  | No | R-410A | 3.1167 | Residential & Commercial | Ducted CEE Tier 1
211229088 | Central HP <5.4 tons | DAY & NIGHT | HRCU-A-CB (Split System: Heat Pump with Remote Outdoor Unit-Air-Source) | DLCURAH36ABK |  |  | EA*4X48L21A* | *96VSN0801716A* | 35600 | 16 | 8.1 | 38500 | 34600 | 89.87% | 2.04 | 0 | 10 |  |  |  | No | R-410A | 2.9667 | Residential & Commercial | Ducted CEE Tier 1
211229138 | Central HP <5.4 tons | DAY & NIGHT | HRCU-A-CB (Split System: Heat Pump with Remote Outdoor Unit-Air-Source) | DLCURAH36ABK |  |  | EA*4X48L21A* | *95ESU1002120A* | 36200 | 16 | 8.5 | 38500 | 34600 | 89.87% | 2.06 | 0 | 10 |  |  |  | No | R-410A | 3.0167 | Residential & Commercial | Ducted CEE Tier 1
211229299 | Central HP <5.4 tons | DAY & NIGHT | HRCU-A-CB (Split System: Heat Pump with Remote Outdoor Unit-Air-Source) | DLCURAH36ABK |  |  | EA*4X48L24A* | *80ES(N,L)1102120A* | 36000 | 16.5 | 8.5 | 38500 | 34600 | 89.87% | 2.06 | 0 | 10 |  |  |  | No | R-410A | 3 | Residential & Commercial | Ducted CEE Tier 1
213078979 | Central HP <5.4 tons | DAY & NIGHT | HRCU-A-CB (Split System: Heat Pump with Remote Outdoor Unit-Air-Source) | DLCURAH36ABK |  |  | EA*4X37L17A* | *80MSU0401712A* | 36000 | 15.5 | 8.5 | 38500 | 34800 | 90.39% | 2.02 | 0 | 10 |  |  |  | No | R-410A | 3 | Residential & Commercial | Ducted CEE Tier 1
207805722 | Central HP <5.4 tons | AMERICAN STANDARD | HRCU-A-CB (Split System: Heat Pump with Remote Outdoor Unit-Air-Source) | 4A6V8X60A1 |  |  | 4PX*DU60BS3+P0V0D000M50SC+RP |  | 54000 | 18 | 8.2 | 51500 | 39000 | 75.73% | 1.75 | 12.5 | 12 |  |  |  | No | R-410A | 4.5 | Residential & Commercial | Ducted CEE Tier 1
214396824 | Central HP <5.4 tons | JOHNSON CONTROLS | HRCU-A-CB (Split System: Heat Pump with Remote Outdoor Unit-Air-Source) | HH836E2S11 |  |  | CTM36B5CDS1 | TM8E100B12MP11 | 33200 | 18 | 8.5 | 31200 | 25000 | 80.13% | 2 | 0 | 11 |  |  |  | No | R-454B | 2.7667 | Residential & Commercial | Ducted CEE Tier 1
212596826 | Central HP <5.4 tons | BRYANT HEATING AND COOLING SYSTEMS | HRCU-A-CB (Split System: Heat Pump with Remote Outdoor Unit-Air-Source) | 284ANV024*0**B* |  |  | CNPV*3017AL*+UI | 987MB42060C17*** | 23000 | 19 | 9.5 | 26800 | 20200 | 75.37% | 2.34 | 0 | 12.5 |  |  |  | No | R-410A | 1.9167 | Residential & Commercial | Ducted CEE Tier 1
215669627 | Central HP <5.4 tons | COMFORTMAKER | HRCU-A-CB (Split System: Heat Pump with Remote Outdoor Unit-Air-Source) | C5H0V36*K*AAA* |  |  | EA*5X61M24A*+WALLCON | *80CTL0702120B* | 34800 | 18.5 | 9 | 34400 | 24800 | 72.09% | 1.92 | 0 | 10 |  |  |  | No | R-454B | 2.9 | Residential & Commercial | Ducted CEE Tier 1
215667043 | Central HP <5.4 tons | COMFORTMAKER | HRCU-A-CB (Split System: Heat Pump with Remote Outdoor Unit-Air-Source) | C5H0V24*K*AAA* |  |  | EA*5X24M17A*+WALLCON | *80CTL0701716B* | 22800 | 16.5 | 9 | 24000 | 16900 | 70.42% | 1.96 | 0 | 10 |  |  |  | No | R-454B | 1.9 | Residential & Commercial | Ducted CEE Tier 1
215667186 | Central HP <5.4 tons | COMFORTMAKER | HRCU-A-CB (Split System: Heat Pump with Remote Outdoor Unit-Air-Source) | C5H0V24*K*AAA* |  |  | EA*5X25M17A*+WALLCON | *80CTL0701412B* | 24000 | 17.5 | 9 | 23200 | 16400 | 70.69% | 2 | 0 | 10.5 |  |  |  | No | R-454B | 2 | Residential & Commercial | Ducted CEE Tier 1
214719691 | Central HP <5.4 tons | JOHNSON CONTROLS | HRCU-A-CB (Split System: Heat Pump with Remote Outdoor Unit-Air-Source) | HH836E2S11 |  |  | CTU36B5XDS1+TXV | TMLE100B12MP11 | 33200 | 18 | 8.5 | 31200 | 25200 | 80.77% | 2 | 0 | 11 |  |  |  | No | R-454B | 2.7667 | Residential & Commercial | Ducted CEE Tier 1
211377655 | Central HP <5.4 tons | YORK | HRCU-A-CB (Split System: Heat Pump with Remote Outdoor Unit-Air-Source) | HMH72B341 |  |  | XAFB36DXXN1+TXV | TM9V080B12MP12 | 33600 | 17.5 | 8.5 | 33400 | 23400 | 70.06% | 2.04 | 0 | 10 |  |  |  | No | R-410A | 2.8 | Residential & Commercial | Ducted CEE Tier 1
211378939 | Central HP <5.4 tons | YORK | HRCU-A-CB (Split System: Heat Pump with Remote Outdoor Unit-Air-Source) | HMH72B341 |  |  | JHETB36DBCS2N1 |  | 34000 | 18.5 | 8.5 | 33800 | 23800 | 70.41% | 2.12 | 0 | 10 |  |  |  | No | R-410A | 2.8333 | Residential & Commercial | Ducted CEE Tier 1
212971920 | Central HP <5.4 tons | BRYANT HEATING AND COOLING SYSTEMS | HRCU-A-CB (Split System: Heat Pump with Remote Outdoor Unit-Air-Source) | 38MURAQ18AB3* |  |  | CAP**3017AL* | 82*TB48090V17*** | 17700 | 16 | 8.5 | 18300 | 18700 | 102.2% | 2.24 | 0 | 10.5 |  |  |  | No | R-410A | 1.475 | Residential & Commercial | Ducted CEE Tier 1
215669012 | Central HP <5.4 tons | HEIL | HRCU-A-CB (Split System: Heat Pump with Remote Outdoor Unit-Air-Source) | H5H0V36*K*AAA* |  |  | EA*5X43M21A*+WALLCON | *80CTL1102120B* | 34600 | 18 | 9 | 35200 | 25000 | 71.02% | 1.9 | 0 | 10 |  |  |  | No | R-454B | 2.8833 | Residential & Commercial | Ducted CEE Tier 1
215668671 | Central HP <5.4 tons | COMFORTMAKER | HRCU-A-CB (Split System: Heat Pump with Remote Outdoor Unit-Air-Source) | C5H0V36*K*AAA* |  |  | EA*5X37M21A*+WALLCON | *80CTL0702120B* | 34400 | 18 | 9 | 35400 | 25200 | 71.19% | 1.88 | 0 | 10 |  |  |  | No | R-454B | 2.8667 | Residential & Commercial | Ducted CEE Tier 1
207526328 | Central HP <5.4 tons | TRANE | HRCU-A-CB (Split System: Heat Pump with Remote Outdoor Unit-Air-Source) | 4TWV0X60A1 |  |  | TAM9A0C60V51 |  | 53000 | 19 | 8.2 | 50000 | 39500 | 79% | 1.76 | 12.7 | 12 |  |  |  | No | R-410A | 4.4167 | Residential & Commercial | Ducted CEE Tier 1
213076353 | Central HP <5.4 tons | AIRQUEST | HRCU-A-CB (Split System: Heat Pump with Remote Outdoor Unit-Air-Source) | DLCURAH24ABK |  |  | EA*4X37L21A* | *95MSU1002122A* | 25000 | 17.5 | 8.5 | 25400 | 21000 | 82.68% | 1.78 | 0 | 10.5 |  |  |  | No | R-410A | 2.0833 | Residential & Commercial | Ducted CEE Tier 1
212986893 | Central HP <5.4 tons | DAY & NIGHT | HRCU-A-CB (Split System: Heat Pump with Remote Outdoor Unit-Air-Source) | DLCURAH24ABK |  |  | EA*4X30L14A* | *96MSN0601412A* | 23400 | 16.5 | 8.5 | 26400 | 24600 | 93.18% | 2.04 | 0 | 10 |  |  |  | No | R-410A | 1.95 | Residential & Commercial | Ducted CEE Tier 1
212973557 | Central HP <5.4 tons | DAY & NIGHT | HRCU-A-CB (Split System: Heat Pump with Remote Outdoor Unit-Air-Source) | DLCURAH24ABK |  |  | EA*4X30L14A* | *96VSN0601412B* | 23400 | 16.5 | 8.5 | 26200 | 25000 | 95.42% | 2.08 | 0 | 10 |  |  |  | No | R-410A | 1.95 | Residential & Commercial | Ducted CEE Tier 1
212974107 | Central HP <5.4 tons | DAY & NIGHT | HRCU-A-CB (Split System: Heat Pump with Remote Outdoor Unit-Air-Source) | DLCURAH24ABK |  |  | EA*4X37L21A* | *96VSN0802120B* | 24400 | 17 | 8.5 | 25200 | 21400 | 84.92% | 1.8 | 0 | 10.5 |  |  |  | No | R-410A | 2.0333 | Residential & Commercial | Ducted CEE Tier 1
212975009 | Central HP <5.4 tons | DAY & NIGHT | HRCU-A-CB (Split System: Heat Pump with Remote Outdoor Unit-Air-Source) | DLCURAH24ABK |  |  | EN(A,D)4X24L14** | *96VTN0401410B* | 23200 | 15.5 | 8.5 | 27000 | 25000 | 92.59% | 2.06 | 0 | 10 |  |  |  | No | R-410A | 1.9333 | Residential & Commercial | Ducted CEE Tier 1
212975293 | Central HP <5.4 tons | DAY & NIGHT | HRCU-A-CB (Split System: Heat Pump with Remote Outdoor Unit-Air-Source) | DLCURAH24ABK |  |  | EA*4X36L17A* | *96VTN0401712B* | 23400 | 16.5 | 8.5 | 26200 | 24400 | 93.13% | 2.02 | 0 | 10 |  |  |  | No | R-410A | 1.95 | Residential & Commercial | Ducted CEE Tier 1
212975645 | Central HP <5.4 tons | DAY & NIGHT | HRCU-A-CB (Split System: Heat Pump with Remote Outdoor Unit-Air-Source) | DLCURAH24ABK |  |  | EA*4X24L17A* | *96VTN0601412B* | 23200 | 16.5 | 8.5 | 26800 | 26800 | 100% | 2.28 | 0 | 10 |  |  |  | No | R-410A | 1.9333 | Residential & Commercial | Ducted CEE Tier 1
206788486 | Central HP <5.4 tons | CARRIER | HRCU-A-CB (Split System: Heat Pump with Remote Outdoor Unit-Air-Source) | 25VNA424A*031* |  |  | CNPV*3621AL*+UI | 58TN*A070C17**16 | 23200 | 20.5 | 10 | 26800 | 19900 | 74.25% | 2.38 | 14 | 13 |  |  |  | No | R-410A | 1.9333 | Residential & Commercial | Ducted CEE Tier 1
214720158 | Central HP <5.4 tons | JOHNSON CONTROLS | HRCU-A-CB (Split System: Heat Pump with Remote Outdoor Unit-Air-Source) | HH860E2S11 |  |  | CTU60C5XGS1+TXV | TM9Y100C16MP11 | 43500 | 17 | 9 | 44500 | 33800 | 75.96% | 2 | 0 | 11 |  |  |  | No | R-454B | 3.625 | Residential & Commercial | Ducted CEE Tier 1
214720210 | Central HP <5.4 tons | JOHNSON CONTROLS | HRCU-A-CB (Split System: Heat Pump with Remote Outdoor Unit-Air-Source) | HH860E2S11 |  |  | CTU60C5XGS1+TXV | Z9ES100C16SMPS1 | 45500 | 18 | 9 | 46500 | 34200 | 73.55% | 2 | 0 | 11 |  |  |  | No | R-454B | 3.7917 | Residential & Commercial | Ducted CEE Tier 1
214719892 | Central HP <5.4 tons | JOHNSON CONTROLS | HRCU-A-CB (Split System: Heat Pump with Remote Outdoor Unit-Air-Source) | HH860E2S11 |  |  | CTU60C5XGS1+TXV | TM8E080C20MP11 | 44500 | 17 | 9 | 45000 | 33800 | 75.11% | 2 | 0 | 11.7 |  |  |  | No | R-454B | 3.7083 | Residential & Commercial | Ducted CEE Tier 1
216571206 | Central HP <5.4 tons | TRANE | HRCU-A-CB (Split System: Heat Pump with Remote Outdoor Unit-Air-Source) | 5TWV8X24A1 |  |  | 5PX*B006AS3 | S8V2B060M4PCB | 22000 | 18.1 | 8.5 | 23000 | 18700 | 81.3% | 2.2 | 0 | 11.5 |  |  |  | No | R-454B | 1.8333 | Residential & Commercial | Ducted CEE Tier 1
214807840 | Central HP <5.4 tons | JOHNSON CONTROLS | HRCU-A-CB (Split System: Heat Pump with Remote Outdoor Unit-Air-Source) | HH860E2S11 |  |  | CTU60D5XHS1+JMVT20DC2N1+TXV |  | 54500 | 19 | 9 | 53500 | 38500 | 71.96% | 2 | 0 | 12 |  |  |  | No | R-454B | 4.5417 | Residential & Commercial | Ducted CEE Tier 1
214242816 | Central HP <5.4 tons | BRYANT HEATING AND COOLING SYSTEMS | HRCU-A-CB (Split System: Heat Pump with Remote Outdoor Unit-Air-Source) | 288BNV025*0**B* |  |  | CNPV*3621AL*+UI | 987MC66100C21*** | 23600 | 16.5 | 8.1 | 21400 | 16700 | 78.04% | 1.92 | 0 | 11 |  |  |  | No | R-410A | 1.9667 | Residential & Commercial | Ducted CEE Tier 1
214242916 | Central HP <5.4 tons | BRYANT HEATING AND COOLING SYSTEMS | HRCU-A-CB (Split System: Heat Pump with Remote Outdoor Unit-Air-Source) | 288BNV025*0**B* |  |  | CNPV*4217AL*+UI | 987MC42080C17*** | 23800 | 16.5 | 8.1 | 21400 | 16700 | 78.04% | 1.98 | 0 | 11 |  |  |  | No | R-410A | 1.9833 | Residential & Commercial | Ducted CEE Tier 1
214242596 | Central HP <5.4 tons | BRYANT HEATING AND COOLING SYSTEMS | HRCU-A-CB (Split System: Heat Pump with Remote Outdoor Unit-Air-Source) | 288BNV025*0**B* |  |  | CNPV*3017AL*+UI | 987MC42080C17*** | 23400 | 16.5 | 8.1 | 21600 | 16700 | 77.31% | 1.92 | 0 | 10.5 |  |  |  | No | R-410A | 1.95 | Residential & Commercial | Ducted CEE Tier 1
214243116 | Central HP <5.4 tons | BRYANT HEATING AND COOLING SYSTEMS | HRCU-A-CB (Split System: Heat Pump with Remote Outdoor Unit-Air-Source) | 288BNV025*0**B* |  |  | CNPV*4821AL*+UI | 88*TB60110C21*** | 24200 | 17 | 8.1 | 21200 | 16600 | 78.3% | 2.02 | 0 | 11.5 |  |  |  | No | R-410A | 2.0167 | Residential & Commercial | Ducted CEE Tier 1
207526280 | Central HP <5.4 tons | TRANE | HRCU-A-CB (Split System: Heat Pump with Remote Outdoor Unit-Air-Source) | 4TWV8X36A1 |  |  | 4TXCB004DS3 | *UHMB080ACV3 | 34000 | 18 | 8.2 | 29000 | 20400 | 70.34% | 1.81 | 12.25 | 11.7 |  |  |  | No | R-410A | 2.8333 | Residential & Commercial | Ducted CEE Tier 1
215668996 | Central HP <5.4 tons | HEIL | HRCU-A-CB (Split System: Heat Pump with Remote Outdoor Unit-Air-Source) | H5H0V36*K*AAA* |  |  | EA*5X43M21A*+WALLCON | *80CTL0901716B* | 34400 | 18 | 9 | 35400 | 25200 | 71.19% | 1.88 | 0 | 10 |  |  |  | No | R-454B | 2.8667 | Residential & Commercial | Ducted CEE Tier 1
215669434 | Central HP <5.4 tons | HEIL | HRCU-A-CB (Split System: Heat Pump with Remote Outdoor Unit-Air-Source) | H5H0V36*K*AAA* |  |  | EA*5X61M21A*+WALLCON | *80CSU0601716A* | 34800 | 18 | 9 | 34400 | 24800 | 72.09% | 1.9 | 0 | 10 |  |  |  | No | R-454B | 2.9 | Residential & Commercial | Ducted CEE Tier 1
215669634 | Central HP <5.4 tons | HEIL | HRCU-A-CB (Split System: Heat Pump with Remote Outdoor Unit-Air-Source) | H5H0V36*K*AAA* |  |  | EA*5X61M24A*+WALLCON | *80CTL0902120B* | 35000 | 18.5 | 9 | 34400 | 24600 | 71.51% | 1.92 | 0 | 10.5 |  |  |  | No | R-454B | 2.9167 | Residential & Commercial | Ducted CEE Tier 1
215669334 | Central HP <5.4 tons | HEIL | HRCU-A-CB (Split System: Heat Pump with Remote Outdoor Unit-Air-Source) | H5H0V36*K*AAA* |  |  | EA*5X60M24A*+WALLCON | *80CTL1352422B* | 34400 | 18.5 | 9 | 34200 | 24600 | 71.93% | 1.92 | 0 | 10.5 |  |  |  | No | R-454B | 2.8667 | Residential & Commercial | Ducted CEE Tier 1
215669404 | Central HP <5.4 tons | HEIL | HRCU-A-CB (Split System: Heat Pump with Remote Outdoor Unit-Air-Source) | H5H0V36*K*AAA* |  |  | EA*5X60M24A*+WALLCON | *96CTN1002122B* | 34400 | 18 | 9 | 34200 | 24800 | 72.51% | 1.9 | 0 | 10.5 |  |  |  | No | R-454B | 2.8667 | Residential & Commercial | Ducted CEE Tier 1
215669554 | Central HP <5.4 tons | HEIL | HRCU-A-CB (Split System: Heat Pump with Remote Outdoor Unit-Air-Source) | H5H0V36*K*AAA* |  |  | EA*5X61M21A*+WALLCON | *97CMN0801714B* | 34600 | 18 | 9 | 34600 | 25000 | 72.25% | 1.9 | 0 | 10 |  |  |  | No | R-454B | 2.8833 | Residential & Commercial | Ducted CEE Tier 1
212972703 | Central HP <5.4 tons | BRYANT HEATING AND COOLING SYSTEMS | HRCU-A-CB (Split System: Heat Pump with Remote Outdoor Unit-Air-Source) | 38MURAQ18AB3* |  |  | CAP**3014AL* | 926SB30040V14*** | 17300 | 16 | 8.5 | 18100 | 18900 | 104.4% | 2.26 | 0 | 10.5 |  |  |  | No | R-410A | 1.4417 | Residential & Commercial | Ducted CEE Tier 1
211260734 | Central HP <5.4 tons | BRYANT HEATING AND COOLING SYSTEMS | HRCU-A-CB (Split System: Heat Pump with Remote Outdoor Unit-Air-Source) | 38MURAQ18AB3* |  |  | CAP**2517AL* | 926SA36060V14*** | 18500 | 16 | 8.5 | 18300 | 17400 | 95.08% | 2.12 | 0 | 11 |  |  |  | No | R-410A | 1.5417 | Residential & Commercial | Ducted CEE Tier 1
213773397 | Central HP <5.4 tons | HEIL | HRCU-A-CB (Split System: Heat Pump with Remote Outdoor Unit-Air-Source) | HVH825GKA3* |  |  | EA*4X42L21A*+WALLCON | *80CTL0901716B* | 23800 | 16.5 | 8.1 | 21400 | 16600 | 77.57% | 1.96 | 0 | 10.5 |  |  |  | No | R-410A | 1.9833 | Residential & Commercial | Ducted CEE Tier 1
213773497 | Central HP <5.4 tons | HEIL | HRCU-A-CB (Split System: Heat Pump with Remote Outdoor Unit-Air-Source) | HVH825GKA3* |  |  | EA*4X42L24A*+WALLCON | *80CTL0902120B* | 23800 | 16.5 | 8.1 | 21400 | 16600 | 77.57% | 1.96 | 0 | 10.5 |  |  |  | No | R-410A | 1.9833 | Residential & Commercial | Ducted CEE Tier 1
213774417 | Central HP <5.4 tons | HEIL | HRCU-A-CB (Split System: Heat Pump with Remote Outdoor Unit-Air-Source) | HVH825GKA3* |  |  | EHD4X42AAL+WALLCON | *80CTL0901716B* | 24200 | 16 | 8.1 | 21200 | 16600 | 78.3% | 2 | 0 | 10.5 |  |  |  | No | R-410A | 2.0167 | Residential & Commercial | Ducted CEE Tier 1
213773767 | Central HP <5.4 tons | HEIL | HRCU-A-CB (Split System: Heat Pump with Remote Outdoor Unit-Air-Source) | HVH825GKA3* |  |  | EA*4X48L21A*+WALLCON | *97CMN1002122B* | 24000 | 16.5 | 8.1 | 21000 | 16500 | 78.57% | 2.02 | 0 | 11 |  |  |  | No | R-410A | 2 | Residential & Commercial | Ducted CEE Tier 1
212971984 | Central HP <5.4 tons | BRYANT HEATING AND COOLING SYSTEMS | HRCU-A-CB (Split System: Heat Pump with Remote Outdoor Unit-Air-Source) | 38MURAQ24AB3* |  |  | CAP**3017AL* | 82*TB48090V17*** | 23400 | 17 | 8.5 | 26200 | 24800 | 94.66% | 2.08 | 0 | 10 |  |  |  | No | R-410A | 1.95 | Residential & Commercial | Ducted CEE Tier 1
215667767 | Central HP <5.4 tons | COMFORTMAKER | HRCU-A-CB (Split System: Heat Pump with Remote Outdoor Unit-Air-Source) | C5H0V24*K*AAA* |  |  | EA*5X37M17A*+WALLCON | *80CTL0901716B* | 23800 | 17 | 9 | 23400 | 16500 | 70.51% | 2 | 0 | 10.5 |  |  |  | No | R-454B | 1.9833 | Residential & Commercial | Ducted CEE Tier 1
215667847 | Central HP <5.4 tons | COMFORTMAKER | HRCU-A-CB (Split System: Heat Pump with Remote Outdoor Unit-Air-Source) | C5H0V24*K*AAA* |  |  | EA*5X37M21A*+WALLCON | *80CTL0702120B* | 24000 | 17.5 | 9 | 23200 | 16300 | 70.26% | 2.02 | 0 | 10.5 |  |  |  | No | R-454B | 2 | Residential & Commercial | Ducted CEE Tier 1
206788615 | Central HP <5.4 tons | CARRIER | HRCU-A-CB (Split System: Heat Pump with Remote Outdoor Unit-Air-Source) | 25VNA436A*031* |  |  | CAP**4321AL*+UI | 58TN*A070C17**16 | 34400 | 19.5 | 9.5 | 35200 | 25800 | 73.3% | 2.04 | 12.5 | 12 |  |  |  | No | R-410A | 2.8667 | Residential & Commercial | Ducted CEE Tier 1
206788717 | Central HP <5.4 tons | CARRIER | HRCU-A-CB (Split System: Heat Pump with Remote Outdoor Unit-Air-Source) | 25VNA436A*031* |  |  | CNPV*4821AL*+UI | 59MN7B060C21**20 | 33600 | 19 | 9 | 35400 | 26200 | 74.01% | 2.02 | 12.5 | 12 |  |  |  | No | R-410A | 2.8 | Residential & Commercial | Ducted CEE Tier 1
206788731 | Central HP <5.4 tons | CARRIER | HRCU-A-CB (Split System: Heat Pump with Remote Outdoor Unit-Air-Source) | 25VNA436A*031* |  |  | CNPV*6024AL*+UI | 58TN*A135C24**22 | 34400 | 20.5 | 9 | 34800 | 25400 | 72.99% | 2.04 | 13 | 12.5 |  |  |  | No | R-410A | 2.8667 | Residential & Commercial | Ducted CEE Tier 1
206788766 | Central HP <5.4 tons | CARRIER | HRCU-A-CB (Split System: Heat Pump with Remote Outdoor Unit-Air-Source) | 25VNA436A*031* |  |  | CSPH*4212AL*+UI | 59MN7B120C24**22 | 33800 | 18 | 9 | 35200 | 26000 | 73.86% | 2.04 | 12.5 | 11.7 |  |  |  | No | R-410A | 2.8167 | Residential & Commercial | Ducted CEE Tier 1
212972723 | Central HP <5.4 tons | BRYANT HEATING AND COOLING SYSTEMS | HRCU-A-CB (Split System: Heat Pump with Remote Outdoor Unit-Air-Source) | 38MURAQ18AB3* |  |  | CNPV*1814AL* | 926SB30040V14*** | 17200 | 15.5 | 8.5 | 18500 | 19800 | 107% | 2.38 | 0 | 10.5 |  |  |  | No | R-410A | 1.4333 | Residential & Commercial | Ducted CEE Tier 1
212972753 | Central HP <5.4 tons | BRYANT HEATING AND COOLING SYSTEMS | HRCU-A-CB (Split System: Heat Pump with Remote Outdoor Unit-Air-Source) | 38MURAQ18AB3* |  |  | CNPV*3014AL* | 926SB30040V14*** | 17400 | 16 | 8.1 | 18000 | 18700 | 103.9% | 2.24 | 0 | 10.5 |  |  |  | No | R-410A | 1.45 | Residential & Commercial | Ducted CEE Tier 1
215669684 | Central HP <5.4 tons | HEIL | HRCU-A-CB (Split System: Heat Pump with Remote Outdoor Unit-Air-Source) | H5H0V36*K*AAA* |  |  | EA*5X61M24A*+WALLCON | *97CMN0602120B* | 34600 | 18 | 9 | 34600 | 25000 | 72.25% | 1.9 | 0 | 10 |  |  |  | No | R-454B | 2.8833 | Residential & Commercial | Ducted CEE Tier 1
215668711 | Central HP <5.4 tons | COMFORTMAKER | HRCU-A-CB (Split System: Heat Pump with Remote Outdoor Unit-Air-Source) | C5H0V36*K*AAA* |  |  | EA*5X37M21A*+WALLCON | *95CSU0802120B* | 34400 | 17.5 | 9 | 35400 | 25200 | 71.19% | 1.9 | 0 | 10 |  |  |  | No | R-454B | 2.8667 | Residential & Commercial | Ducted CEE Tier 1
204300070 | Central HP <5.4 tons | BRYANT HEATING AND COOLING SYSTEMS | HRCU-A-CB (Split System: Heat Pump with Remote Outdoor Unit-Air-Source) | 288BNV037*0**A* |  |  | CSPH*3612AL*+UI | 88*TA60090C21*** | 32200 | 16.5 | 8.1 | 33200 | 24800 | 74.7% | 1.92 | 11.5 | 11 |  |  |  | No | R-410A | 2.6833 | Residential & Commercial | Ducted CEE Tier 1
215941163 | Central HP <5.4 tons | TEMPSTAR | HRCU-A-CB (Split System: Heat Pump with Remote Outdoor Unit-Air-Source) | T5H3V48*K*AAA* |  |  | ESH5X48M12A*+WALLCON | *80CSU0601716B* | 44000 | 20 | 9 | 48500 | 36600 | 75.46% | 1.8 | 0 | 11 |  |  |  | No | R-454B | 3.6667 | Residential & Commercial | Ducted CEE Tier 1
215941233 | Central HP <5.4 tons | TEMPSTAR | HRCU-A-CB (Split System: Heat Pump with Remote Outdoor Unit-Air-Source) | T5H3V48*K*AAA* |  |  | ESH5X60M12A*+WALLCON | *97CTN0801716A* | 44000 | 19.5 | 9 | 49000 | 37400 | 76.33% | 1.8 | 0 | 10.5 |  |  |  | No | R-454B | 3.6667 | Residential & Commercial | Ducted CEE Tier 1
207155039 | Central HP <5.4 tons | AMERICAN STANDARD | HRCU-A-CB (Split System: Heat Pump with Remote Outdoor Unit-Air-Source) | 4A6C7048A3 |  |  | 4PX*CU42BS3 | S8X1C100M5PSC | 47000 | 17 | 8.1 | 49500 | 46500 | 93.94% | 3.4 | 12 | 11.5 |  |  |  | No | R-410A | 3.9167 | Residential & Commercial | Ducted CEE Tier 1
215668759 | Central HP <5.4 tons | COMFORTMAKER | HRCU-A-CB (Split System: Heat Pump with Remote Outdoor Unit-Air-Source) | C5H0V36*K*AAA* |  |  | EA*5X37M21A*+WALLCON | *97CMN1002122B* | 34600 | 18 | 9 | 35200 | 25000 | 71.02% | 1.9 | 0 | 10 |  |  |  | No | R-454B | 2.8833 | Residential & Commercial | Ducted CEE Tier 1
215668775 | Central HP <5.4 tons | COMFORTMAKER | HRCU-A-CB (Split System: Heat Pump with Remote Outdoor Unit-Air-Source) | C5H0V36*K*AAA* |  |  | EA*5X37M21A*+WALLCON | *96CTN0801714B* | 34400 | 18 | 9 | 35400 | 25200 | 71.19% | 1.9 | 0 | 10 |  |  |  | No | R-454B | 2.8667 | Residential & Commercial | Ducted CEE Tier 1
215668943 | Central HP <5.4 tons | COMFORTMAKER | HRCU-A-CB (Split System: Heat Pump with Remote Outdoor Unit-Air-Source) | C5H0V36*K*AAA* |  |  | EA*5X42M21A*+WALLCON | *96CTN1002122B* | 33200 | 17.5 | 9 | 35800 | 25600 | 71.51% | 1.84 | 0 | 10 |  |  |  | No | R-454B | 2.7667 | Residential & Commercial | Ducted CEE Tier 1
215669484 | Central HP <5.4 tons | HEIL | HRCU-A-CB (Split System: Heat Pump with Remote Outdoor Unit-Air-Source) | H5H0V36*K*AAA* |  |  | EA*5X61M21A*+WALLCON | *80CTL0901716B* | 34800 | 18.5 | 9 | 34400 | 24800 | 72.09% | 1.92 | 0 | 10 |  |  |  | No | R-454B | 2.9 | Residential & Commercial | Ducted CEE Tier 1
215669534 | Central HP <5.4 tons | HEIL | HRCU-A-CB (Split System: Heat Pump with Remote Outdoor Unit-Air-Source) | H5H0V36*K*AAA* |  |  | EA*5X61M21A*+WALLCON | *97CMN0601714B* | 34400 | 18 | 9 | 34600 | 25200 | 72.83% | 1.9 | 0 | 10 |  |  |  | No | R-454B | 2.8667 | Residential & Commercial | Ducted CEE Tier 1
215669734 | Central HP <5.4 tons | HEIL | HRCU-A-CB (Split System: Heat Pump with Remote Outdoor Unit-Air-Source) | H5H0V36*K*AAA* |  |  | EA*5X61M24A*+WALLCON | *96CTN1202422B* | 35000 | 18.5 | 9 | 34400 | 24800 | 72.09% | 1.92 | 0 | 10.5 |  |  |  | No | R-454B | 2.9167 | Residential & Commercial | Ducted CEE Tier 1
215669574 | Central HP <5.4 tons | HEIL | HRCU-A-CB (Split System: Heat Pump with Remote Outdoor Unit-Air-Source) | H5H0V36*K*AAA* |  |  | EA*5X61M21A*+WALLCON | *97CMN1002122B* | 34800 | 18.5 | 9 | 34400 | 24800 | 72.09% | 1.92 | 0 | 10.5 |  |  |  | No | R-454B | 2.9 | Residential & Commercial | Ducted CEE Tier 1
215669674 | Central HP <5.4 tons | HEIL | HRCU-A-CB (Split System: Heat Pump with Remote Outdoor Unit-Air-Source) | H5H0V36*K*AAA* |  |  | EA*5X61M24A*+WALLCON | *95CSU1002122B* | 35000 | 18.5 | 9 | 34400 | 24600 | 71.51% | 1.92 | 0 | 10 |  |  |  | No | R-454B | 2.9167 | Residential & Commercial | Ducted CEE Tier 1
215669724 | Central HP <5.4 tons | HEIL | HRCU-A-CB (Split System: Heat Pump with Remote Outdoor Unit-Air-Source) | H5H0V36*K*AAA* |  |  | EA*5X61M24A*+WALLCON | *96CTN1002122B* | 35000 | 18.5 | 9 | 34400 | 24800 | 72.09% | 1.92 | 0 | 10.5 |  |  |  | No | R-454B | 2.9167 | Residential & Commercial | Ducted CEE Tier 1
206136084 | Central HP <5.4 tons | CARRIER | HRCU-A-CB (Split System: Heat Pump with Remote Outdoor Unit-Air-Source) | 25VNA837A*030* |  |  | CAP**3721AL*+UI | 59CU5A100C21**22 | 33000 | 17.5 | 8.5 | 32800 | 25000 | 76.22% | 2 | 12 | 11.5 |  |  |  | No | R-410A | 2.75 | Residential & Commercial | Ducted CEE Tier 1
204300579 | Central HP <5.4 tons | CARRIER | HRCU-A-CB (Split System: Heat Pump with Remote Outdoor Unit-Air-Source) | 25VNA837A*030* |  |  | CSPH*4812AL*+UI | 58TN*A090C17**16 | 32800 | 17.5 | 8.1 | 33000 | 24800 | 75.15% | 1.98 | 12 | 11.5 |  |  |  | No | R-410A | 2.7333 | Residential & Commercial | Ducted CEE Tier 1
215667711 | Central HP <5.4 tons | COMFORTMAKER | HRCU-A-CB (Split System: Heat Pump with Remote Outdoor Unit-Air-Source) | C5H0V24*K*AAA* |  |  | EA*5X36M17A*+WALLCON | *96CTN0601714B* | 23000 | 17 | 9 | 23800 | 16700 | 70.17% | 1.96 | 0 | 10 |  |  |  | No | R-454B | 1.9167 | Residential & Commercial | Ducted CEE Tier 1
215667759 | Central HP <5.4 tons | COMFORTMAKER | HRCU-A-CB (Split System: Heat Pump with Remote Outdoor Unit-Air-Source) | C5H0V24*K*AAA* |  |  | EA*5X37M17A*+WALLCON | *80CTL0701716B* | 23800 | 17 | 9 | 23400 | 16500 | 70.51% | 2 | 0 | 10.5 |  |  |  | No | R-454B | 1.9833 | Residential & Commercial | Ducted CEE Tier 1
215667895 | Central HP <5.4 tons | COMFORTMAKER | HRCU-A-CB (Split System: Heat Pump with Remote Outdoor Unit-Air-Source) | C5H0V24*K*AAA* |  |  | EA*5X37M21A*+WALLCON | *97CMN0602120B* | 24000 | 17 | 9 | 23400 | 16400 | 70.09% | 2.02 | 0 | 10.5 |  |  |  | No | R-454B | 2 | Residential & Commercial | Ducted CEE Tier 1
206133294 | Central HP <5.4 tons | CARRIER | HRCU-A-CB (Split System: Heat Pump with Remote Outdoor Unit-Air-Source) | 25VNA825A*031* |  |  | CAP**2417AL*+UI | 58CU*A040C17**12 | 23200 | 16.5 | 8.1 | 22000 | 16800 | 76.36% | 1.9 | 11 | 10.5 |  |  |  | No | R-410A | 1.9333 | Residential & Commercial | Ducted CEE Tier 1
211228450 | Central HP <5.4 tons | DAY & NIGHT | HRCU-A-CB (Split System: Heat Pump with Remote Outdoor Unit-Air-Source) | DLCURAH36ABK |  |  | EA*4X43L21A* | *92ESN0802120A* | 37400 | 16 | 8.5 | 38500 | 34800 | 90.39% | 2.14 | 0 | 10 |  |  |  | No | R-410A | 3.1167 | Residential & Commercial | Ducted CEE Tier 1
212988002 | Central HP <5.4 tons | AIRQUEST | HRCU-A-CB (Split System: Heat Pump with Remote Outdoor Unit-Air-Source) | DLCURAH36ABK |  |  | EA*4X48L21A* | *96MSN1002120A* | 35800 | 16.5 | 8.5 | 37800 | 34600 | 91.53% | 2.04 | 0 | 10 |  |  |  | No | R-410A | 2.9833 | Residential & Commercial | Ducted CEE Tier 1
206133444 | Central HP <5.4 tons | CARRIER | HRCU-A-CB (Split System: Heat Pump with Remote Outdoor Unit-Air-Source) | 25VNA825A*031* |  |  | CAP**3721AL*+UI | 58CU*A060C17**16 | 24400 | 17 | 8.1 | 21200 | 16600 | 78.3% | 2.02 | 11.5 | 11 |  |  |  | No | R-410A | 2.0333 | Residential & Commercial | Ducted CEE Tier 1
206136034 | Central HP <5.4 tons | CARRIER | HRCU-A-CB (Split System: Heat Pump with Remote Outdoor Unit-Air-Source) | 25VNA837A*030* |  |  | CSPH*4812AL*+UI | 58CU*A100C21**20 | 32600 | 16.5 | 8.1 | 33000 | 25000 | 75.76% | 1.96 | 11.5 | 11 |  |  |  | No | R-410A | 2.7167 | Residential & Commercial | Ducted CEE Tier 1
206136134 | Central HP <5.4 tons | CARRIER | HRCU-A-CB (Split System: Heat Pump with Remote Outdoor Unit-Air-Source) | 25VNA837A*030* |  |  | CAP**4321AL*+UI | 59CU5A080C21**20 | 33000 | 17.5 | 8.5 | 32800 | 25000 | 76.22% | 2 | 12 | 11.5 |  |  |  | No | R-410A | 2.75 | Residential & Commercial | Ducted CEE Tier 1
215667807 | Central HP <5.4 tons | COMFORTMAKER | HRCU-A-CB (Split System: Heat Pump with Remote Outdoor Unit-Air-Source) | C5H0V24*K*AAA* |  |  | EA*5X37M17A*+WALLCON | *96CTN0801714B* | 23800 | 17 | 9 | 23400 | 16500 | 70.51% | 2 | 0 | 10.5 |  |  |  | No | R-454B | 1.9833 | Residential & Commercial | Ducted CEE Tier 1
215667823 | Central HP <5.4 tons | COMFORTMAKER | HRCU-A-CB (Split System: Heat Pump with Remote Outdoor Unit-Air-Source) | C5H0V24*K*AAA* |  |  | EA*5X37M21A*+WALLCON | *80CSU0601716A* | 24000 | 17.5 | 9 | 23200 | 16300 | 70.26% | 2.02 | 0 | 10.5 |  |  |  | No | R-454B | 2 | Residential & Commercial | Ducted CEE Tier 1
204299085 | Central HP <5.4 tons | CARRIER | HRCU-A-CB (Split System: Heat Pump with Remote Outdoor Unit-Air-Source) | 25VNA837A*030* |  |  | CAP**4224AL*+UI | 59TN6B120C24**22 | 31800 | 17.5 | 8.1 | 33000 | 24400 | 73.94% | 1.9 | 11 | 11.5 |  |  |  | No | R-410A | 2.65 | Residential & Commercial | Ducted CEE Tier 1
213079106 | Central HP <5.4 tons | BRYANT HEATING AND COOLING SYSTEMS | HRCU-A-CB (Split System: Heat Pump with Remote Outdoor Unit-Air-Source) | 38MURAQ36AB3* |  |  | CAP**4221AL* | 83*SB48060M17*** | 35200 | 16.5 | 8.1 | 38500 | 35000 | 90.91% | 1.86 | 0 | 10 |  |  |  | No | R-410A | 2.9333 | Residential & Commercial | Ducted CEE Tier 1
213079238 | Central HP <5.4 tons | BRYANT HEATING AND COOLING SYSTEMS | HRCU-A-CB (Split System: Heat Pump with Remote Outdoor Unit-Air-Source) | 38MURAQ36AB3* |  |  | CAP**4224AL* | 83*SB60080M21*** | 35200 | 16.5 | 8.1 | 38500 | 35000 | 90.91% | 1.9 | 0 | 10 |  |  |  | No | R-410A | 2.9333 | Residential & Commercial | Ducted CEE Tier 1
213077829 | Central HP <5.4 tons | BRYANT HEATING AND COOLING SYSTEMS | HRCU-A-CB (Split System: Heat Pump with Remote Outdoor Unit-Air-Source) | 38MURAQ36AB3* |  |  | CAP**3717AL* | 8(0,1)*SB36045M14*** | 36000 | 15.2 | 8.5 | 38500 | 35200 | 91.43% | 2 | 0 | 10 |  |  |  | No | R-410A | 3 | Residential & Commercial | Ducted CEE Tier 1
213079472 | Central HP <5.4 tons | BRYANT HEATING AND COOLING SYSTEMS | HRCU-A-CB (Split System: Heat Pump with Remote Outdoor Unit-Air-Source) | 38MURAQ36AB3* |  |  | CNPV*4217AL* | 912SE42060M17*** | 35400 | 16 | 8.1 | 38500 | 35000 | 90.91% | 1.94 | 0 | 10 |  |  |  | No | R-410A | 2.95 | Residential & Commercial | Ducted CEE Tier 1
211260757 | Central HP <5.4 tons | BRYANT HEATING AND COOLING SYSTEMS | HRCU-A-CB (Split System: Heat Pump with Remote Outdoor Unit-Air-Source) | 38MURAQ18AB3* |  |  | CAP**2517AL* | 935SA36040E17*** | 18200 | 16.5 | 8.5 | 18000 | 17600 | 97.78% | 2.12 | 0 | 11 |  |  |  | No | R-410A | 1.5167 | Residential & Commercial | Ducted CEE Tier 1
211261259 | Central HP <5.4 tons | BRYANT HEATING AND COOLING SYSTEMS | HRCU-A-CB (Split System: Heat Pump with Remote Outdoor Unit-Air-Source) | 38MURAQ18AB3* |  |  | CAP**3014AL* | 926SA30040V14*** | 17500 | 16 | 8.5 | 18100 | 18600 | 102.8% | 2.24 | 0 | 10.5 |  |  |  | No | R-410A | 1.4583 | Residential & Commercial | Ducted CEE Tier 1
211261320 | Central HP <5.4 tons | BRYANT HEATING AND COOLING SYSTEMS | HRCU-A-CB (Split System: Heat Pump with Remote Outdoor Unit-Air-Source) | 38MURAQ18AB3* |  |  | CAP**3014AL* | 915SB30040E14*** | 17900 | 15.5 | 8.5 | 18500 | 18500 | 100% | 2.22 | 0 | 10.5 |  |  |  | No | R-410A | 1.4917 | Residential & Commercial | Ducted CEE Tier 1
211261929 | Central HP <5.4 tons | BRYANT HEATING AND COOLING SYSTEMS | HRCU-A-CB (Split System: Heat Pump with Remote Outdoor Unit-Air-Source) | 38MURAQ18AB3* |  |  | CAP**3017AL* | 926TB36060V14*** | 18000 | 16 | 8.5 | 18600 | 18500 | 99.46% | 2.22 | 0 | 10.5 |  |  |  | No | R-410A | 1.5 | Residential & Commercial | Ducted CEE Tier 1
204299155 | Central HP <5.4 tons | CARRIER | HRCU-A-CB (Split System: Heat Pump with Remote Outdoor Unit-Air-Source) | 25VNA837A*030* |  |  | CAP**4224AL*+UI | 59MN7B060C21**20 | 31600 | 17 | 8.1 | 33400 | 24600 | 73.65% | 1.88 | 11.5 | 11 |  |  |  | No | R-410A | 2.6333 | Residential & Commercial | Ducted CEE Tier 1
204299187 | Central HP <5.4 tons | CARRIER | HRCU-A-CB (Split System: Heat Pump with Remote Outdoor Unit-Air-Source) | 25VNA837A*030* |  |  | CAP**4321AL*+UI | 59TN6B100C21**22 | 33000 | 17.5 | 8.5 | 33000 | 25200 | 76.36% | 2 | 12 | 11.7 |  |  |  | No | R-410A | 2.75 | Residential & Commercial | Ducted CEE Tier 1
204299189 | Central HP <5.4 tons | CARRIER | HRCU-A-CB (Split System: Heat Pump with Remote Outdoor Unit-Air-Source) | 25VNA837A*030* |  |  | CAP**4321AL*+UI | 58TN*A090C17**16 | 33000 | 18 | 8.5 | 32800 | 25000 | 76.22% | 2 | 12 | 11.7 |  |  |  | No | R-410A | 2.75 | Residential & Commercial | Ducted CEE Tier 1
204299205 | Central HP <5.4 tons | CARRIER | HRCU-A-CB (Split System: Heat Pump with Remote Outdoor Unit-Air-Source) | 25VNA837A*030* |  |  | CAP**4821AL*+UI | 58TN*A070C17**16 | 32200 | 17.5 | 8.1 | 32600 | 25000 | 76.69% | 1.96 | 11 | 11.5 |  |  |  | No | R-410A | 2.6833 | Residential & Commercial | Ducted CEE Tier 1
204299167 | Central HP <5.4 tons | CARRIER | HRCU-A-CB (Split System: Heat Pump with Remote Outdoor Unit-Air-Source) | 25VNA837A*030* |  |  | CAP**4321AL*+UI | 58TN*A070C17**16 | 32800 | 17.5 | 8.5 | 33000 | 25200 | 76.36% | 1.98 | 11 | 11.7 |  |  |  | No | R-410A | 2.7333 | Residential & Commercial | Ducted CEE Tier 1
215669244 | Central HP <5.4 tons | HEIL | HRCU-A-CB (Split System: Heat Pump with Remote Outdoor Unit-Air-Source) | H5H0V36*K*AAA* |  |  | EA*5X48M21A*+WALLCON | *97CMN0802120B* | 33800 | 18 | 9 | 35000 | 25000 | 71.43% | 1.88 | 0 | 10 |  |  |  | No | R-454B | 2.8167 | Residential & Commercial | Ducted CEE Tier 1
214650941 | Central HP <5.4 tons | JOHNSON CONTROLS | HRCU-A-CB (Split System: Heat Pump with Remote Outdoor Unit-Air-Source) | HH824E2S11 |  |  | CTU36B5XDS1+TXV | TMLE080B12MP11 | 23000 | 18 | 9.5 | 23000 | 18700 | 81.3% | 2 | 0 | 12 |  |  |  | No | R-454B | 1.9167 | Residential & Commercial | Ducted CEE Tier 1
216374665 | Central HP <5.4 tons | JOHNSON CONTROLS | HRCU-A-CB (Split System: Heat Pump with Remote Outdoor Unit-Air-Source) | HH824E2S11 |  |  | CTM30B5ACS1 | Z9ET060B12SMPS1 | 23000 | 18 | 9.5 | 23000 | 18500 | 80.43% | 2 | 0 | 11.7 |  |  |  | No | R-454B | 1.9167 | Residential & Commercial | Ducted CEE Tier 1
213080124 | Central HP <5.4 tons | BRYANT HEATING AND COOLING SYSTEMS | HRCU-A-CB (Split System: Heat Pump with Remote Outdoor Unit-Air-Source) | 38MURAQ36AB3* |  |  | CNPV*4821AL* | 916SA48080M17*** | 35600 | 16 | 8.1 | 38500 | 35000 | 90.91% | 1.98 | 0 | 10 |  |  |  | No | R-410A | 2.9667 | Residential & Commercial | Ducted CEE Tier 1
213080491 | Central HP <5.4 tons | BRYANT HEATING AND COOLING SYSTEMS | HRCU-A-CB (Split System: Heat Pump with Remote Outdoor Unit-Air-Source) | 38MURAQ36AB3* |  |  | CNPV*4824AL* | 916SA66140M24*** | 35800 | 16.5 | 8.1 | 38500 | 35000 | 90.91% | 2 | 0 | 10 |  |  |  | No | R-410A | 2.9833 | Residential & Commercial | Ducted CEE Tier 1
213079628 | Central HP <5.4 tons | BRYANT HEATING AND COOLING SYSTEMS | HRCU-A-CB (Split System: Heat Pump with Remote Outdoor Unit-Air-Source) | 38MURAQ36AB3* |  |  | CNPV*4821AL* | 912SE48080M17*** | 36000 | 16.5 | 8.1 | 38500 | 35000 | 90.91% | 2 | 0 | 10 |  |  |  | No | R-410A | 3 | Residential & Commercial | Ducted CEE Tier 1
213080789 | Central HP <5.4 tons | BRYANT HEATING AND COOLING SYSTEMS | HRCU-A-CB (Split System: Heat Pump with Remote Outdoor Unit-Air-Source) | 38MURAQ36AB3* |  |  | CAP**3721AL* | 935SB60080M21*** | 36600 | 16 | 8.5 | 38500 | 35000 | 90.91% | 2.06 | 0 | 10 |  |  |  | No | R-410A | 3.05 | Residential & Commercial | Ducted CEE Tier 1
212970687 | Central HP <5.4 tons | BRYANT HEATING AND COOLING SYSTEMS | HRCU-A-CB (Split System: Heat Pump with Remote Outdoor Unit-Air-Source) | 38MURAQ36AB3* |  |  | CAP**4821AL* | 82*SB60090V21*** | 35600 | 16.5 | 8.5 | 39000 | 34600 | 88.72% | 2.02 | 0 | 10 |  |  |  | No | R-410A | 2.9667 | Residential & Commercial | Ducted CEE Tier 1
204299725 | Central HP <5.4 tons | CARRIER | HRCU-A-CB (Split System: Heat Pump with Remote Outdoor Unit-Air-Source) | 25VNA837A*030* |  |  | CNPV*4821AL*+UI | 58TN*A070C17**16 | 32400 | 17.5 | 8.1 | 33000 | 25000 | 75.76% | 1.94 | 12 | 11.5 |  |  |  | No | R-410A | 2.7 | Residential & Commercial | Ducted CEE Tier 1
204299875 | Central HP <5.4 tons | CARRIER | HRCU-A-CB (Split System: Heat Pump with Remote Outdoor Unit-Air-Source) | 25VNA837A*030* |  |  | CNPV*4824AL*+UI | 58TN*A090C21**20 | 32400 | 17.5 | 8.1 | 33000 | 24800 | 75.15% | 1.96 | 12 | 11.7 |  |  |  | No | R-410A | 2.7 | Residential & Commercial | Ducted CEE Tier 1
215669514 | Central HP <5.4 tons | HEIL | HRCU-A-CB (Split System: Heat Pump with Remote Outdoor Unit-Air-Source) | H5H0V36*K*AAA* |  |  | EA*5X61M21A*+WALLCON | *95CSU0802120B* | 34800 | 18 | 9 | 34400 | 24800 | 72.09% | 1.92 | 0 | 10 |  |  |  | No | R-454B | 2.9 | Residential & Commercial | Ducted CEE Tier 1
215669614 | Central HP <5.4 tons | HEIL | HRCU-A-CB (Split System: Heat Pump with Remote Outdoor Unit-Air-Source) | H5H0V36*K*AAA* |  |  | EA*5X61M24A*+WALLCON | *80CSU1002120A* | 34800 | 18 | 9 | 34400 | 24800 | 72.09% | 1.92 | 0 | 10 |  |  |  | No | R-454B | 2.9 | Residential & Commercial | Ducted CEE Tier 1
211262045 | Central HP <5.4 tons | BRYANT HEATING AND COOLING SYSTEMS | HRCU-A-CB (Split System: Heat Pump with Remote Outdoor Unit-Air-Source) | 38MURAQ18AB3* |  |  | CAP**3017AL* | 8(0,1)*SA36070E17*** | 18200 | 16.5 | 8.5 | 18700 | 18400 | 98.4% | 2.22 | 0 | 10.5 |  |  |  | No | R-410A | 1.5167 | Residential & Commercial | Ducted CEE Tier 1
211262154 | Central HP <5.4 tons | BRYANT HEATING AND COOLING SYSTEMS | HRCU-A-CB (Split System: Heat Pump with Remote Outdoor Unit-Air-Source) | 38MURAQ18AB3* |  |  | CAP**3017AL* | 8(0,1)*SA36070E14*** | 17800 | 16.5 | 8.5 | 18200 | 18500 | 101.6% | 2.22 | 0 | 10.5 |  |  |  | No | R-410A | 1.4833 | Residential & Commercial | Ducted CEE Tier 1
215675348 | Central HP <5.4 tons | COMFORTMAKER | HRCU-A-CB (Split System: Heat Pump with Remote Outdoor Unit-Air-Source) | C5H0V48*K*AAA* |  |  | FCMA5B60L0D*+WALLCON |  | 46500 | 19.5 | 9.5 | 47000 | 33000 | 70.21% | 2.2 | 0 | 10.5 |  |  |  | No | R-454B | 3.875 | Residential & Commercial | Ducted CEE Tier 1
215669394 | Central HP <5.4 tons | HEIL | HRCU-A-CB (Split System: Heat Pump with Remote Outdoor Unit-Air-Source) | H5H0V36*K*AAA* |  |  | EA*5X60M24A*+WALLCON | *97CMN1202422B* | 34400 | 18.5 | 9 | 34200 | 24800 | 72.51% | 1.9 | 0 | 10 |  |  |  | No | R-454B | 2.8667 | Residential & Commercial | Ducted CEE Tier 1
215674626 | Central HP <5.4 tons | COMFORTMAKER | HRCU-A-CB (Split System: Heat Pump with Remote Outdoor Unit-Air-Source) | C5H0V48*K*AAA* |  |  | EA*5X61M24A*+WALLCON | *97CMN1202422B* | 46000 | 18 | 9 | 48000 | 33800 | 70.42% | 2.08 | 0 | 10 |  |  |  | No | R-454B | 3.8333 | Residential & Commercial | Ducted CEE Tier 1
204299925 | Central HP <5.4 tons | CARRIER | HRCU-A-CB (Split System: Heat Pump with Remote Outdoor Unit-Air-Source) | 25VNA837A*030* |  |  | CNPV*4824AL*+UI | 59MN7B120C24**22 | 32400 | 17.5 | 8.1 | 33000 | 24800 | 75.15% | 1.96 | 12 | 11.5 |  |  |  | No | R-410A | 2.7 | Residential & Commercial | Ducted CEE Tier 1
204300409 | Central HP <5.4 tons | CARRIER | HRCU-A-CB (Split System: Heat Pump with Remote Outdoor Unit-Air-Source) | 25VNA837A*030* |  |  | CSPH*4212AL*+UI | 59MN7B060C21**20 | 32400 | 16.5 | 8.1 | 33400 | 25200 | 75.45% | 1.94 | 11.5 | 10.5 |  |  |  | No | R-410A | 2.7 | Residential & Commercial | Ducted CEE Tier 1
204298915 | Central HP <5.4 tons | CARRIER | HRCU-A-CB (Split System: Heat Pump with Remote Outdoor Unit-Air-Source) | 25VNA837A*030* |  |  | CAP**4221AL*+UI | 58TN*A070C17**16 | 31800 | 17 | 8.1 | 33200 | 24600 | 74.1% | 1.88 | 11 | 11 |  |  |  | No | R-410A | 2.65 | Residential & Commercial | Ducted CEE Tier 1
204300569 | Central HP <5.4 tons | CARRIER | HRCU-A-CB (Split System: Heat Pump with Remote Outdoor Unit-Air-Source) | 25VNA837A*030* |  |  | CSPH*4812AL*+UI | 58TN*A070C14**12 | 32600 | 17 | 8.1 | 33200 | 25000 | 75.3% | 1.96 | 11.5 | 11 |  |  |  | No | R-410A | 2.7167 | Residential & Commercial | Ducted CEE Tier 1
206133324 | Central HP <5.4 tons | CARRIER | HRCU-A-CB (Split System: Heat Pump with Remote Outdoor Unit-Air-Source) | 25VNA825A*031* |  |  | CAP**2517AL*+UI | 58CU*A060C17**16 | 24400 | 16.5 | 8.1 | 21200 | 16700 | 78.77% | 2.02 | 11.5 | 11 |  |  |  | No | R-410A | 2.0333 | Residential & Commercial | Ducted CEE Tier 1
206135712 | Central HP <5.4 tons | CARRIER | HRCU-A-CB (Split System: Heat Pump with Remote Outdoor Unit-Air-Source) | 25VNA837A*030* |  |  | CAP**4224AL*+UI | 58CU*A100C21**20 | 31800 | 17 | 8.1 | 33200 | 24400 | 73.49% | 1.88 | 11.5 | 11 |  |  |  | No | R-410A | 2.65 | Residential & Commercial | Ducted CEE Tier 1
206135762 | Central HP <5.4 tons | CARRIER | HRCU-A-CB (Split System: Heat Pump with Remote Outdoor Unit-Air-Source) | 25VNA837A*030* |  |  | CAP**4821AL*+UI | 58CU*A040C17**12 | 32400 | 17.5 | 8.1 | 32600 | 25000 | 76.69% | 1.96 | 12 | 11 |  |  |  | No | R-410A | 2.7 | Residential & Commercial | Ducted CEE Tier 1
215936887 | Central HP <5.4 tons | AIRQUEST | HRCU-A-CB (Split System: Heat Pump with Remote Outdoor Unit-Air-Source) | H5H3V36*K*AAA* |  |  | EVD5X61M21A*+WALLCON | *95CSU1002122B* | 36000 | 22 | 8.5 | 37600 | 28400 | 75.53% | 2.04 | 0 | 12.5 |  |  |  | No | R-454B | 3 | Residential & Commercial | Ducted CEE Tier 1
215935847 | Central HP <5.4 tons | AIRQUEST | HRCU-A-CB (Split System: Heat Pump with Remote Outdoor Unit-Air-Source) | H5H3V36*K*AAA* |  |  | EVD5X38M17A*+WALLCON | *80CTL0701716B* | 35400 | 21.5 | 8.5 | 38500 | 29000 | 75.32% | 2.02 | 0 | 12 |  |  |  | No | R-454B | 2.95 | Residential & Commercial | Ducted CEE Tier 1
215936047 | Central HP <5.4 tons | AIRQUEST | HRCU-A-CB (Split System: Heat Pump with Remote Outdoor Unit-Air-Source) | H5H3V36*K*AAA* |  |  | EVD5X42M21A*+WALLCON | *95CSU0802120B* | 34400 | 20.5 | 8.5 | 38500 | 28200 | 73.25% | 2.04 | 0 | 11.7 |  |  |  | No | R-454B | 2.8667 | Residential & Commercial | Ducted CEE Tier 1
215675388 | Central HP <5.4 tons | COMFORTMAKER | HRCU-A-CB (Split System: Heat Pump with Remote Outdoor Unit-Air-Source) | C5H0V48*K*AAA* |  |  | EVM5X48M21A*+WALLCON | *80CTL0902120B* | 47000 | 18.5 | 9 | 50000 | 36400 | 72.8% | 2 | 0 | 10 |  |  |  | No | R-454B | 3.9167 | Residential & Commercial | Ducted CEE Tier 1
215675558 | Central HP <5.4 tons | COMFORTMAKER | HRCU-A-CB (Split System: Heat Pump with Remote Outdoor Unit-Air-Source) | C5H0V48*K*AAA* |  |  | EVM5X49M21A*+WALLCON | *80CTL0901716B* | 48000 | 19 | 9 | 50000 | 37000 | 74% | 1.98 | 0 | 10 |  |  |  | No | R-454B | 4 | Residential & Commercial | Ducted CEE Tier 1
212976064 | Central HP <5.4 tons | DAY & NIGHT | HRCU-A-CB (Split System: Heat Pump with Remote Outdoor Unit-Air-Source) | DLCURAH24ABK |  |  | EA*4X37L17A* | *96VTN0801716B* | 24200 | 17 | 8.5 | 25800 | 22200 | 86.05% | 1.84 | 0 | 10 |  |  |  | No | R-410A | 2.0167 | Residential & Commercial | Ducted CEE Tier 1
212976983 | Central HP <5.4 tons | DAY & NIGHT | HRCU-A-CB (Split System: Heat Pump with Remote Outdoor Unit-Air-Source) | DLCURAH24ABK |  |  | EA*4X36L21A* | *96VTN1002122B* | 24200 | 17.5 | 8.5 | 26400 | 23200 | 87.88% | 1.92 | 0 | 10 |  |  |  | No | R-410A | 2.0167 | Residential & Commercial | Ducted CEE Tier 1
213942106 | Central HP <5.4 tons | DAY & NIGHT | HRCU-A-CB (Split System: Heat Pump with Remote Outdoor Unit-Air-Source) | DLCURAH24ABK |  |  | EN(A,D,W)4X36L17** | *96VTN0601716B* | 24000 | 16.5 | 9 | 26000 | 23200 | 89.23% | 1.92 | 0 | 10.5 |  |  |  | No | R-410A | 2 | Residential & Commercial | Ducted CEE Tier 1
213780657 | Central HP <5.4 tons | HEIL | HRCU-A-CB (Split System: Heat Pump with Remote Outdoor Unit-Air-Source) | HVH837GKA2* |  |  | EA*4X36L17A*+WALLCON | *80CTL0701716B* | 31400 | 16.5 | 8.1 | 33400 | 24400 | 73.05% | 1.82 | 0 | 10.5 |  |  |  | No | R-410A | 2.6167 | Residential & Commercial | Ducted CEE Tier 1
213781057 | Central HP <5.4 tons | HEIL | HRCU-A-CB (Split System: Heat Pump with Remote Outdoor Unit-Air-Source) | HVH837GKA2* |  |  | EA*4X42L21A*+WALLCON | *96CTN0601714B* | 31600 | 16.5 | 8.1 | 33200 | 24600 | 74.1% | 1.86 | 0 | 10.5 |  |  |  | No | R-410A | 2.6333 | Residential & Commercial | Ducted CEE Tier 1
213781157 | Central HP <5.4 tons | HEIL | HRCU-A-CB (Split System: Heat Pump with Remote Outdoor Unit-Air-Source) | HVH837GKA2* |  |  | EA*4X43L21A*+WALLCON | *80CTL0451712B* | 32600 | 16.5 | 8.1 | 33200 | 25400 | 76.51% | 1.94 | 0 | 10.5 |  |  |  | No | R-410A | 2.7167 | Residential & Commercial | Ducted CEE Tier 1
212984088 | Central HP <5.4 tons | AIRQUEST | HRCU-A-CB (Split System: Heat Pump with Remote Outdoor Unit-Air-Source) | DLCURAH24ABK |  |  | EA*4X37L17A* | *92MSN0601714A* | 24000 | 17 | 8.5 | 25600 | 22400 | 87.5% | 1.88 | 0 | 10 |  |  |  | No | R-410A | 2 | Residential & Commercial | Ducted CEE Tier 1
212984124 | Central HP <5.4 tons | AIRQUEST | HRCU-A-CB (Split System: Heat Pump with Remote Outdoor Unit-Air-Source) | DLCURAH24ABK |  |  | EN(A,D)4X30L17** | *92MSN0601714A* | 23600 | 17 | 8.5 | 26400 | 24400 | 92.42% | 2.02 | 0 | 10.5 |  |  |  | No | R-410A | 1.9667 | Residential & Commercial | Ducted CEE Tier 1
212984592 | Central HP <5.4 tons | AIRQUEST | HRCU-A-CB (Split System: Heat Pump with Remote Outdoor Unit-Air-Source) | DLCURAH24ABK |  |  | EA*4X30L17A* | *92MSN0801716A* | 23400 | 17.5 | 8.5 | 26200 | 24800 | 94.66% | 2.08 | 0 | 10 |  |  |  | No | R-410A | 1.95 | Residential & Commercial | Ducted CEE Tier 1
213781707 | Central HP <5.4 tons | HEIL | HRCU-A-CB (Split System: Heat Pump with Remote Outdoor Unit-Air-Source) | HVH837GKA2* |  |  | EA*4X61L24A*+WALLCON | *96CTN1002122B* | 33200 | 17.5 | 8.5 | 32000 | 24800 | 77.5% | 2 | 0 | 11.7 |  |  |  | No | R-410A | 2.7667 | Residential & Commercial | Ducted CEE Tier 1
212984616 | Central HP <5.4 tons | AIRQUEST | HRCU-A-CB (Split System: Heat Pump with Remote Outdoor Unit-Air-Source) | DLCURAH24ABK |  |  | EA*4X36L21A* | *92MSN0801716A* | 23800 | 17.5 | 8.5 | 26200 | 23800 | 90.84% | 2 | 0 | 10 |  |  |  | No | R-410A | 1.9833 | Residential & Commercial | Ducted CEE Tier 1
212985836 | Central HP <5.4 tons | AIRQUEST | HRCU-A-CB (Split System: Heat Pump with Remote Outdoor Unit-Air-Source) | DLCURAH24ABK |  |  | EN(A,D)4X24L17** | *96MSN0261410A* | 23200 | 16 | 8.5 | 27000 | 25200 | 93.33% | 2.08 | 0 | 10 |  |  |  | No | R-410A | 1.9333 | Residential & Commercial | Ducted CEE Tier 1
212986154 | Central HP <5.4 tons | AIRQUEST | HRCU-A-CB (Split System: Heat Pump with Remote Outdoor Unit-Air-Source) | DLCURAH24ABK |  |  | EA*4X25L17A* | *96MSN0401410A* | 24000 | 16.5 | 8.5 | 25400 | 21800 | 85.83% | 1.82 | 0 | 10 |  |  |  | No | R-410A | 2 | Residential & Commercial | Ducted CEE Tier 1
213774587 | Central HP <5.4 tons | HEIL | HRCU-A-CB (Split System: Heat Pump with Remote Outdoor Unit-Air-Source) | HVH825GKA3* |  |  | EHD4X48AAL+WALLCON | *80CTL0901716B* | 24400 | 16.5 | 8.1 | 21200 | 16600 | 78.3% | 2 | 0 | 10.5 |  |  |  | No | R-410A | 2.0333 | Residential & Commercial | Ducted CEE Tier 1
213774637 | Central HP <5.4 tons | HEIL | HRCU-A-CB (Split System: Heat Pump with Remote Outdoor Unit-Air-Source) | HVH825GKA3* |  |  | EHD4X48AAL+WALLCON | *97CMN0601714B* | 24000 | 15.5 | 8.1 | 21400 | 16700 | 78.04% | 2 | 0 | 10.5 |  |  |  | No | R-410A | 2 | Residential & Commercial | Ducted CEE Tier 1
212987561 | Central HP <5.4 tons | DAY & NIGHT | HRCU-A-CB (Split System: Heat Pump with Remote Outdoor Unit-Air-Source) | DLCURAH18ABK |  |  | EN(A,D)4X30L17** | *96MSN0801716A* | 17400 | 16 | 8.1 | 17900 | 18600 | 103.9% | 2.24 | 0 | 11 |  |  |  | No | R-410A | 1.45 | Residential & Commercial | Ducted CEE Tier 1
212969767 | Central HP <5.4 tons | BRYANT HEATING AND COOLING SYSTEMS | HRCU-A-CB (Split System: Heat Pump with Remote Outdoor Unit-Air-Source) | 38MURAQ24AB3* |  |  | CAP**3017AL* | 82*SB36045V14*** | 23400 | 17 | 8.5 | 26200 | 24800 | 94.66% | 2.08 | 0 | 10 |  |  |  | No | R-410A | 1.95 | Residential & Commercial | Ducted CEE Tier 1
212969817 | Central HP <5.4 tons | BRYANT HEATING AND COOLING SYSTEMS | HRCU-A-CB (Split System: Heat Pump with Remote Outdoor Unit-Air-Source) | 38MURAQ24AB3* |  |  | CNPV*3014AL* | 82*SB36045V14*** | 23400 | 17 | 8.1 | 25800 | 24400 | 94.57% | 2.04 | 0 | 10 |  |  |  | No | R-410A | 1.95 | Residential & Commercial | Ducted CEE Tier 1
212973373 | Central HP <5.4 tons | BRYANT HEATING AND COOLING SYSTEMS | HRCU-A-CB (Split System: Heat Pump with Remote Outdoor Unit-Air-Source) | 38MURAQ18AB3* |  |  | CNPV*2417AL* | 926SB36060V14*** | 17500 | 16 | 8.5 | 18500 | 19200 | 103.8% | 2.3 | 0 | 10.5 |  |  |  | No | R-410A | 1.4583 | Residential & Commercial | Ducted CEE Tier 1
206788929 | Central HP <5.4 tons | CARRIER | HRCU-A-CB (Split System: Heat Pump with Remote Outdoor Unit-Air-Source) | 25VNA448A*031* |  |  | CAP**4824AL*+UI | 59TN6B120C24**22 | 44000 | 21 | 9.5 | 46500 | 36200 | 77.85% | 2.28 | 12.5 | 12 |  |  |  | No | R-410A | 3.6667 | Residential & Commercial | Ducted CEE Tier 1
204451222 | Central HP <5.4 tons | CARRIER | HRCU-A-CB (Split System: Heat Pump with Remote Outdoor Unit-Air-Source) | 25VNA825A*031* |  |  | CAP**3617AL*+UI | 59MN7B080C17**14 | 23400 | 16.5 | 8.1 | 21600 | 16700 | 77.31% | 1.92 | 11 | 10.5 |  |  |  | No | R-410A | 1.95 | Residential & Commercial | Ducted CEE Tier 1
204451254 | Central HP <5.4 tons | CARRIER | HRCU-A-CB (Split System: Heat Pump with Remote Outdoor Unit-Air-Source) | 25VNA825A*031* |  |  | CAP**3721AL*+UI | 59MN7B060C17**14 | 24200 | 16 | 8.1 | 21200 | 16800 | 79.25% | 2 | 11 | 11 |  |  |  | No | R-410A | 2.0167 | Residential & Commercial | Ducted CEE Tier 1
204299115 | Central HP <5.4 tons | CARRIER | HRCU-A-CB (Split System: Heat Pump with Remote Outdoor Unit-Air-Source) | 25VNA837A*030* |  |  | CAP**4224AL*+UI | 59MN7B120C24**22 | 31800 | 17 | 8.1 | 33200 | 24400 | 73.49% | 1.88 | 11.5 | 11 |  |  |  | No | R-410A | 2.65 | Residential & Commercial | Ducted CEE Tier 1
204299315 | Central HP <5.4 tons | CARRIER | HRCU-A-CB (Split System: Heat Pump with Remote Outdoor Unit-Air-Source) | 25VNA837A*030* |  |  | CAP**4821AL*+UI | 58TN*A090C17**16 | 32400 | 18 | 8.5 | 32600 | 24800 | 76.07% | 2 | 12 | 11.7 |  |  |  | No | R-410A | 2.7 | Residential & Commercial | Ducted CEE Tier 1
204299365 | Central HP <5.4 tons | CARRIER | HRCU-A-CB (Split System: Heat Pump with Remote Outdoor Unit-Air-Source) | 25VNA837A*030* |  |  | CAP**4824AL*+UI | 58TN*A135C24**22 | 32400 | 17.5 | 8.5 | 32400 | 24800 | 76.54% | 2 | 12 | 11.7 |  |  |  | No | R-410A | 2.7 | Residential & Commercial | Ducted CEE Tier 1
215936097 | Central HP <5.4 tons | AIRQUEST | HRCU-A-CB (Split System: Heat Pump with Remote Outdoor Unit-Air-Source) | H5H3V36*K*AAA* |  |  | EVD5X42M21A*+WALLCON | *97CMN0802120B* | 34400 | 20.5 | 8.5 | 38500 | 28200 | 73.25% | 2.04 | 0 | 11.7 |  |  |  | No | R-454B | 2.8667 | Residential & Commercial | Ducted CEE Tier 1
215936197 | Central HP <5.4 tons | AIRQUEST | HRCU-A-CB (Split System: Heat Pump with Remote Outdoor Unit-Air-Source) | H5H3V36*K*AAA* |  |  | EVD5X42M24A*+WALLCON | *95CSU0802120B* | 35400 | 21.5 | 8.5 | 38000 | 28600 | 75.26% | 2.04 | 0 | 12 |  |  |  | No | R-454B | 2.95 | Residential & Commercial | Ducted CEE Tier 1
215670608 | Central HP <5.4 tons | HEIL | HRCU-A-CB (Split System: Heat Pump with Remote Outdoor Unit-Air-Source) | H5H0V36*K*AAA* |  |  | FCMA5B36L0C*+WALLCON |  | 33400 | 18.5 | 9 | 35800 | 25600 | 71.51% | 1.86 | 0 | 10 |  |  |  | No | R-454B | 2.7833 | Residential & Commercial | Ducted CEE Tier 1
215937537 | Central HP <5.4 tons | AIRQUEST | HRCU-A-CB (Split System: Heat Pump with Remote Outdoor Unit-Air-Source) | H5H3V48*K*AAA* |  |  | EVM5X60M24A*+WALLCON | *97CMN1002122B* | 45500 | 20.5 | 8.1 | 52500 | 38000 | 72.38% | 1.9 | 0 | 11.5 |  |  |  | No | R-454B | 3.7917 | Residential & Commercial | Ducted CEE Tier 1
206788814 | Central HP <5.4 tons | CARRIER | HRCU-A-CB (Split System: Heat Pump with Remote Outdoor Unit-Air-Source) | 25VNA436A*031* |  |  | CAP**4224AL*+UI | 58CU*A100C21**20 | 33000 | 19 | 9 | 35600 | 26600 | 74.72% | 1.98 | 12 | 11.7 |  |  |  | No | R-410A | 2.75 | Residential & Commercial | Ducted CEE Tier 1
206788816 | Central HP <5.4 tons | CARRIER | HRCU-A-CB (Split System: Heat Pump with Remote Outdoor Unit-Air-Source) | 25VNA436A*031* |  |  | CAP**4321AL*+UI | 58CU*A060C17**16 | 34000 | 19.5 | 9.5 | 35200 | 25800 | 73.3% | 2.02 | 12.5 | 11.7 |  |  |  | No | R-410A | 2.8333 | Residential & Commercial | Ducted CEE Tier 1
206788832 | Central HP <5.4 tons | CARRIER | HRCU-A-CB (Split System: Heat Pump with Remote Outdoor Unit-Air-Source) | 25VNA436A*031* |  |  | CSPH*3612AL*+UI | 58CU*A060C17**16 | 33600 | 18.5 | 9 | 35200 | 26200 | 74.43% | 2 | 12 | 11.5 |  |  |  | No | R-410A | 2.8 | Residential & Commercial | Ducted CEE Tier 1
206788834 | Central HP <5.4 tons | CARRIER | HRCU-A-CB (Split System: Heat Pump with Remote Outdoor Unit-Air-Source) | 25VNA436A*031* |  |  | CSPH*4212AL*+UI | 58CU*A040C17**12 | 33600 | 18.5 | 9 | 35200 | 26000 | 73.86% | 2.02 | 12 | 11.7 |  |  |  | No | R-410A | 2.8 | Residential & Commercial | Ducted CEE Tier 1
206788848 | Central HP <5.4 tons | CARRIER | HRCU-A-CB (Split System: Heat Pump with Remote Outdoor Unit-Air-Source) | 25VNA436A*031* |  |  | CAP**4221AL*+UI | 59CU5A100C21**22 | 33200 | 19.5 | 9.5 | 35400 | 26600 | 75.14% | 2 | 12.5 | 12 |  |  |  | No | R-410A | 2.7667 | Residential & Commercial | Ducted CEE Tier 1
206788850 | Central HP <5.4 tons | CARRIER | HRCU-A-CB (Split System: Heat Pump with Remote Outdoor Unit-Air-Source) | 25VNA436A*031* |  |  | CAP**4224AL*+UI | 59CU5A100C21**22 | 33200 | 19.5 | 9.5 | 35400 | 26400 | 74.58% | 2 | 12.5 | 12 |  |  |  | No | R-410A | 2.7667 | Residential & Commercial | Ducted CEE Tier 1
206788865 | Central HP <5.4 tons | CARRIER | HRCU-A-CB (Split System: Heat Pump with Remote Outdoor Unit-Air-Source) | 25VNA436A*031* |  |  | CSPH*3612AL*+UI | 59CU5A080C21**20 | 33600 | 18.5 | 9 | 35200 | 26200 | 74.43% | 2.02 | 12 | 11.7 |  |  |  | No | R-410A | 2.8 | Residential & Commercial | Ducted CEE Tier 1
212969967 | Central HP <5.4 tons | BRYANT HEATING AND COOLING SYSTEMS | HRCU-A-CB (Split System: Heat Pump with Remote Outdoor Unit-Air-Source) | 38MURAQ18AB3* |  |  | CAP**1917AL* | 82*SB48070V17*** | 17800 | 16.5 | 8.1 | 17800 | 17900 | 100.6% | 2.16 | 0 | 10.5 |  |  |  | No | R-410A | 1.4833 | Residential & Commercial | Ducted CEE Tier 1
212971446 | Central HP <5.4 tons | BRYANT HEATING AND COOLING SYSTEMS | HRCU-A-CB (Split System: Heat Pump with Remote Outdoor Unit-Air-Source) | 38MURAQ18AB3* |  |  | CAP**2417AL* | 82*TB48070V17*** | 17500 | 16 | 8.5 | 18500 | 19500 | 105.4% | 2.34 | 0 | 10.5 |  |  |  | No | R-410A | 1.4583 | Residential & Commercial | Ducted CEE Tier 1
212971916 | Central HP <5.4 tons | BRYANT HEATING AND COOLING SYSTEMS | HRCU-A-CB (Split System: Heat Pump with Remote Outdoor Unit-Air-Source) | 38MURAQ18AB3* |  |  | CAP**2517AL* | 82*TB48090V17*** | 18000 | 16.5 | 8.5 | 17900 | 17700 | 98.88% | 2.14 | 0 | 11 |  |  |  | No | R-410A | 1.5 | Residential & Commercial | Ducted CEE Tier 1
212986286 | Central HP <5.4 tons | AIRQUEST | HRCU-A-CB (Split System: Heat Pump with Remote Outdoor Unit-Air-Source) | DLCURAH18ABK |  |  | EA*4X24L14A* | *96MSN0401410A* | 17400 | 16 | 8.5 | 18500 | 19500 | 105.4% | 2.34 | 0 | 10.5 |  |  |  | No | R-410A | 1.45 | Residential & Commercial | Ducted CEE Tier 1
212986322 | Central HP <5.4 tons | AIRQUEST | HRCU-A-CB (Split System: Heat Pump with Remote Outdoor Unit-Air-Source) | DLCURAH18ABK |  |  | EA*4X30L17A* | *96MSN0401410A* | 17600 | 16 | 8.5 | 18300 | 18800 | 102.7% | 2.26 | 0 | 10.5 |  |  |  | No | R-410A | 1.4667 | Residential & Commercial | Ducted CEE Tier 1
213778947 | Central HP <5.4 tons | HEIL | HRCU-A-CB (Split System: Heat Pump with Remote Outdoor Unit-Air-Source) | HVH837GKA** |  |  | EA*4X37L21A*+WALLCON | *80CTL0701716B* | 32800 | 17 | 8.5 | 33000 | 25200 | 76.36% | 1.96 | 0 | 11 |  |  |  | No | R-410A | 2.7333 | Residential & Commercial | Ducted CEE Tier 1
213779447 | Central HP <5.4 tons | HEIL | HRCU-A-CB (Split System: Heat Pump with Remote Outdoor Unit-Air-Source) | HVH837GKA** |  |  | EA*4X48L21A*+WALLCON | *97CMN1002122B* | 32400 | 17 | 8.1 | 32600 | 24800 | 76.07% | 1.98 | 0 | 11 |  |  |  | No | R-410A | 2.7 | Residential & Commercial | Ducted CEE Tier 1
213779567 | Central HP <5.4 tons | HEIL | HRCU-A-CB (Split System: Heat Pump with Remote Outdoor Unit-Air-Source) | HVH837GKA** |  |  | EA*4X60L24A*+WALLCON | *80CTL1102120B* | 32800 | 17.5 | 8.1 | 31800 | 24600 | 77.36% | 1.98 | 0 | 11.5 |  |  |  | No | R-410A | 2.7333 | Residential & Commercial | Ducted CEE Tier 1
213779667 | Central HP <5.4 tons | HEIL | HRCU-A-CB (Split System: Heat Pump with Remote Outdoor Unit-Air-Source) | HVH837GKA** |  |  | EA*4X61L21A*+WALLCON | *80CTL1102120B* | 33200 | 17.5 | 8.5 | 32000 | 24800 | 77.5% | 1.98 | 0 | 11.5 |  |  |  | No | R-410A | 2.7667 | Residential & Commercial | Ducted CEE Tier 1
213778827 | Central HP <5.4 tons | HEIL | HRCU-A-CB (Split System: Heat Pump with Remote Outdoor Unit-Air-Source) | HVH837GKA** |  |  | EA*4X36L21A*+WALLCON | *80CTL0701716B* | 31400 | 16.5 | 8.1 | 33000 | 24400 | 73.94% | 1.84 | 0 | 10.5 |  |  |  | No | R-410A | 2.6167 | Residential & Commercial | Ducted CEE Tier 1
212986370 | Central HP <5.4 tons | AIRQUEST | HRCU-A-CB (Split System: Heat Pump with Remote Outdoor Unit-Air-Source) | DLCURAH18ABK |  |  | EN(A,D)4X30L14** | *96MSN0401410A* | 17600 | 16 | 8.1 | 18200 | 18600 | 102.2% | 2.24 | 0 | 10.5 |  |  |  | No | R-410A | 1.4667 | Residential & Commercial | Ducted CEE Tier 1
212986670 | Central HP <5.4 tons | AIRQUEST | HRCU-A-CB (Split System: Heat Pump with Remote Outdoor Unit-Air-Source) | DLCURAH18ABK |  |  | EA*4X24L17A* | *96MSN0401712A* | 17200 | 15.5 | 8.5 | 18300 | 19400 | 106% | 2.32 | 0 | 10 |  |  |  | No | R-410A | 1.4333 | Residential & Commercial | Ducted CEE Tier 1
212986706 | Central HP <5.4 tons | AIRQUEST | HRCU-A-CB (Split System: Heat Pump with Remote Outdoor Unit-Air-Source) | DLCURAH18ABK |  |  | EN(A,D)4X24L17** | *96MSN0401712A* | 17500 | 15.2 | 8.5 | 18700 | 19200 | 102.7% | 2.3 | 0 | 10.5 |  |  |  | No | R-410A | 1.4583 | Residential & Commercial | Ducted CEE Tier 1
212986990 | Central HP <5.4 tons | AIRQUEST | HRCU-A-CB (Split System: Heat Pump with Remote Outdoor Unit-Air-Source) | DLCURAH18ABK |  |  | EA*4X24L14A* | *96MSN0601412A* | 17300 | 16 | 8.5 | 18200 | 19400 | 106.6% | 2.34 | 0 | 10.5 |  |  |  | No | R-410A | 1.4417 | Residential & Commercial | Ducted CEE Tier 1
215675708 | Central HP <5.4 tons | COMFORTMAKER | HRCU-A-CB (Split System: Heat Pump with Remote Outdoor Unit-Air-Source) | C5H0V48*K*AAA* |  |  | EVM5X60M21A*+WALLCON | *80CTL0701716B* | 48000 | 18.5 | 9 | 50000 | 37200 | 74.4% | 2 | 0 | 10 |  |  |  | No | R-454B | 4 | Residential & Commercial | Ducted CEE Tier 1
213077437 | Central HP <5.4 tons | BRYANT HEATING AND COOLING SYSTEMS | HRCU-A-CB (Split System: Heat Pump with Remote Outdoor Unit-Air-Source) | 38MURAQ36AB3* |  |  | CNPV*4217AL* | 926TC48080V17*** | 35800 | 15.5 | 8.1 | 39000 | 35200 | 90.26% | 1.96 | 0 | 10 |  |  |  | No | R-410A | 2.9833 | Residential & Commercial | Ducted CEE Tier 1
213078465 | Central HP <5.4 tons | BRYANT HEATING AND COOLING SYSTEMS | HRCU-A-CB (Split System: Heat Pump with Remote Outdoor Unit-Air-Source) | 38MURAQ36AB3* |  |  | CNPV*4821AL* | 8(0,1)*SB48090M21*** | 35800 | 16.5 | 8.1 | 38500 | 34800 | 90.39% | 2 | 0 | 10 |  |  |  | No | R-410A | 2.9833 | Residential & Commercial | Ducted CEE Tier 1
213078756 | Central HP <5.4 tons | BRYANT HEATING AND COOLING SYSTEMS | HRCU-A-CB (Split System: Heat Pump with Remote Outdoor Unit-Air-Source) | 38MURAQ36AB3* |  |  | CNPV*4824AL* | 8(0,1)*SB60110M24*** | 36200 | 17 | 8.1 | 38500 | 34800 | 90.39% | 2.02 | 0 | 10.5 |  |  |  | No | R-410A | 3.0167 | Residential & Commercial | Ducted CEE Tier 1
215668695 | Central HP <5.4 tons | COMFORTMAKER | HRCU-A-CB (Split System: Heat Pump with Remote Outdoor Unit-Air-Source) | C5H0V36*K*AAA* |  |  | EA*5X37M21A*+WALLCON | *80CTL1102120B* | 34600 | 18 | 9 | 35200 | 25000 | 71.02% | 1.9 | 0 | 10 |  |  |  | No | R-454B | 2.8833 | Residential & Commercial | Ducted CEE Tier 1
212984640 | Central HP <5.4 tons | AIRQUEST | HRCU-A-CB (Split System: Heat Pump with Remote Outdoor Unit-Air-Source) | DLCURAH24ABK |  |  | EA*4X37L21A* | *92MSN0801716A* | 24200 | 17.5 | 8.5 | 25000 | 21400 | 85.6% | 1.8 | 0 | 10.5 |  |  |  | No | R-410A | 2.0167 | Residential & Commercial | Ducted CEE Tier 1
212984676 | Central HP <5.4 tons | AIRQUEST | HRCU-A-CB (Split System: Heat Pump with Remote Outdoor Unit-Air-Source) | DLCURAH24ABK |  |  | EN(A,D,W)4X36L17** | *92MSN0801716A* | 23600 | 17.5 | 8.5 | 26200 | 24600 | 93.89% | 2.04 | 0 | 10.5 |  |  |  | No | R-410A | 1.9667 | Residential & Commercial | Ducted CEE Tier 1
212986646 | Central HP <5.4 tons | AIRQUEST | HRCU-A-CB (Split System: Heat Pump with Remote Outdoor Unit-Air-Source) | DLCURAH24ABK |  |  | EN(A,D)4X36L21** | *96MSN0401712A* | 23200 | 15.5 | 8.1 | 26000 | 24400 | 93.85% | 2.02 | 0 | 10 |  |  |  | No | R-410A | 1.9333 | Residential & Commercial | Ducted CEE Tier 1
212987450 | Central HP <5.4 tons | AIRQUEST | HRCU-A-CB (Split System: Heat Pump with Remote Outdoor Unit-Air-Source) | DLCURAH24ABK |  |  | EN(A,D)4X24L17** | *96MSN0801716A* | 23400 | 16.5 | 8.5 | 27000 | 25000 | 92.59% | 2.06 | 0 | 10 |  |  |  | No | R-410A | 1.95 | Residential & Commercial | Ducted CEE Tier 1
212986262 | Central HP <5.4 tons | AIRQUEST | HRCU-A-CB (Split System: Heat Pump with Remote Outdoor Unit-Air-Source) | DLCURAH24ABK |  |  | EN(A,D,W)4X36L17** | *96MSN0401410A* | 23400 | 16 | 8.1 | 26400 | 24400 | 92.42% | 2.02 | 0 | 10 |  |  |  | No | R-410A | 1.95 | Residential & Commercial | Ducted CEE Tier 1
212986598 | Central HP <5.4 tons | AIRQUEST | HRCU-A-CB (Split System: Heat Pump with Remote Outdoor Unit-Air-Source) | DLCURAH24ABK |  |  | EA*4X37L21A* | *96MSN0401712A* | 24000 | 16 | 8.1 | 25200 | 22000 | 87.3% | 1.82 | 0 | 10 |  |  |  | No | R-410A | 2 | Residential & Commercial | Ducted CEE Tier 1
212986930 | Central HP <5.4 tons | AIRQUEST | HRCU-A-CB (Split System: Heat Pump with Remote Outdoor Unit-Air-Source) | DLCURAH24ABK |  |  | EN(A,D)4X24L14** | *96MSN0601412A* | 23200 | 16.5 | 8.5 | 27000 | 25200 | 93.33% | 2.1 | 0 | 10 |  |  |  | No | R-410A | 1.9333 | Residential & Commercial | Ducted CEE Tier 1
215674585 | Central HP <5.4 tons | COMFORTMAKER | HRCU-A-CB (Split System: Heat Pump with Remote Outdoor Unit-Air-Source) | C5H0V48*K*AAA* |  |  | EA*5X61M24A*+WALLCON | *97CMN0802120B* | 46000 | 18 | 9 | 48000 | 33800 | 70.42% | 2.08 | 0 | 10 |  |  |  | No | R-454B | 3.8333 | Residential & Commercial | Ducted CEE Tier 1
215675678 | Central HP <5.4 tons | COMFORTMAKER | HRCU-A-CB (Split System: Heat Pump with Remote Outdoor Unit-Air-Source) | C5H0V48*K*AAA* |  |  | EVM5X60M21A*+WALLCON | *80CSU0802120A* | 48000 | 19 | 9 | 50000 | 36600 | 73.2% | 2.12 | 0 | 10 |  |  |  | No | R-454B | 4 | Residential & Commercial | Ducted CEE Tier 1
212989226 | Central HP <5.4 tons | BRYANT HEATING AND COOLING SYSTEMS | HRCU-A-CB (Split System: Heat Pump with Remote Outdoor Unit-Air-Source) | 38MURAQ24AB3* |  |  | CNPV*3017AL* | 935SB48060M17*** | 23600 | 17 | 8.5 | 26400 | 24400 | 92.42% | 2.02 | 0 | 10.5 |  |  |  | No | R-410A | 1.9667 | Residential & Commercial | Ducted CEE Tier 1
212973573 | Central HP <5.4 tons | BRYANT HEATING AND COOLING SYSTEMS | HRCU-A-CB (Split System: Heat Pump with Remote Outdoor Unit-Air-Source) | 38MURAQ24AB3* |  |  | CAP**3617AL* | 926SB36060V14*** | 23600 | 17 | 8.5 | 26200 | 24000 | 91.6% | 2 | 0 | 10 |  |  |  | No | R-410A | 1.9667 | Residential & Commercial | Ducted CEE Tier 1
212973623 | Central HP <5.4 tons | BRYANT HEATING AND COOLING SYSTEMS | HRCU-A-CB (Split System: Heat Pump with Remote Outdoor Unit-Air-Source) | 38MURAQ24AB3* |  |  | CNPV*3017AL* | 926SB36060V14*** | 23400 | 16.5 | 8.1 | 26200 | 24600 | 93.89% | 2.04 | 0 | 10 |  |  |  | No | R-410A | 1.95 | Residential & Commercial | Ducted CEE Tier 1
212973823 | Central HP <5.4 tons | BRYANT HEATING AND COOLING SYSTEMS | HRCU-A-CB (Split System: Heat Pump with Remote Outdoor Unit-Air-Source) | 38MURAQ24AB3* |  |  | CAP**2417AL* | 926SB48080V17*** | 23600 | 16.5 | 8.5 | 27000 | 25600 | 94.81% | 2.14 | 0 | 10 |  |  |  | No | R-410A | 1.9667 | Residential & Commercial | Ducted CEE Tier 1
215675828 | Central HP <5.4 tons | COMFORTMAKER | HRCU-A-CB (Split System: Heat Pump with Remote Outdoor Unit-Air-Source) | C5H0V48*K*AAA* |  |  | EVM5X60M21A*+WALLCON | *96CTN0801714B* | 47500 | 18.5 | 9 | 50000 | 36200 | 72.4% | 2.02 | 0 | 10 |  |  |  | No | R-454B | 3.9583 | Residential & Commercial | Ducted CEE Tier 1
215675878 | Central HP <5.4 tons | COMFORTMAKER | HRCU-A-CB (Split System: Heat Pump with Remote Outdoor Unit-Air-Source) | C5H0V48*K*AAA* |  |  | EVM5X60M24A*+WALLCON | *80CTL0902120B* | 48000 | 19 | 9 | 50000 | 36400 | 72.8% | 2 | 0 | 10.5 |  |  |  | No | R-454B | 4 | Residential & Commercial | Ducted CEE Tier 1
215676058 | Central HP <5.4 tons | COMFORTMAKER | HRCU-A-CB (Split System: Heat Pump with Remote Outdoor Unit-Air-Source) | C5H0V48*K*AAA* |  |  | EVM5X61M24A*+WALLCON | *97CMN1002122B* | 48500 | 19.5 | 9.5 | 50000 | 36600 | 73.2% | 2.12 | 0 | 10.5 |  |  |  | No | R-454B | 4.0417 | Residential & Commercial | Ducted CEE Tier 1
212977083 | Central HP <5.4 tons | DAY & NIGHT | HRCU-A-CB (Split System: Heat Pump with Remote Outdoor Unit-Air-Source) | DLCURAH36ABK |  |  | EA*4X48L21A* | *96VTN1002122B* | 35800 | 16.5 | 8.5 | 37800 | 34600 | 91.53% | 2.02 | 0 | 10 |  |  |  | No | R-410A | 2.9833 | Residential & Commercial | Ducted CEE Tier 1
213077257 | Central HP <5.4 tons | AIRQUEST | HRCU-A-CB (Split System: Heat Pump with Remote Outdoor Unit-Air-Source) | DLCURAH36ABK |  |  | EN(A,D)4X48L24** | *96VSN1202422B* | 36000 | 16.5 | 8.1 | 38500 | 35000 | 90.91% | 2 | 0 | 10 |  |  |  | No | R-410A | 3 | Residential & Commercial | Ducted CEE Tier 1
213078294 | Central HP <5.4 tons | AIRQUEST | HRCU-A-CB (Split System: Heat Pump with Remote Outdoor Unit-Air-Source) | DLCURAH36ABK |  |  | EA*4X37L21A* | *80MS(N,L)0901714A* | 36200 | 16.5 | 8.5 | 38000 | 34800 | 91.58% | 2.04 | 0 | 10 |  |  |  | No | R-410A | 3.0167 | Residential & Commercial | Ducted CEE Tier 1
215675768 | Central HP <5.4 tons | COMFORTMAKER | HRCU-A-CB (Split System: Heat Pump with Remote Outdoor Unit-Air-Source) | C5H0V48*K*AAA* |  |  | EVM5X60M21A*+WALLCON | *95CSU0802120B* | 48000 | 18.5 | 9 | 50000 | 36800 | 73.6% | 2 | 0 | 10 |  |  |  | No | R-454B | 4 | Residential & Commercial | Ducted CEE Tier 1
215674269 | Central HP <5.4 tons | COMFORTMAKER | HRCU-A-CB (Split System: Heat Pump with Remote Outdoor Unit-Air-Source) | C5H0V48*K*AAA* |  |  | EA*5X60M24A*+WALLCON | *97CMN1202422B* | 45000 | 18 | 9 | 47500 | 33600 | 70.74% | 2.06 | 0 | 10 |  |  |  | No | R-454B | 3.75 | Residential & Commercial | Ducted CEE Tier 1
215675928 | Central HP <5.4 tons | COMFORTMAKER | HRCU-A-CB (Split System: Heat Pump with Remote Outdoor Unit-Air-Source) | C5H0V48*K*AAA* |  |  | EVM5X60M24A*+WALLCON | *97CMN1002122B* | 48000 | 19 | 9 | 50000 | 36600 | 73.2% | 2 | 0 | 10.5 |  |  |  | No | R-454B | 4 | Residential & Commercial | Ducted CEE Tier 1
215676048 | Central HP <5.4 tons | COMFORTMAKER | HRCU-A-CB (Split System: Heat Pump with Remote Outdoor Unit-Air-Source) | C5H0V48*K*AAA* |  |  | EVM5X61M24A*+WALLCON | *97CMN0802120B* | 48500 | 19 | 9.5 | 50000 | 36800 | 73.6% | 2.12 | 0 | 10.5 |  |  |  | No | R-454B | 4.0417 | Residential & Commercial | Ducted CEE Tier 1
215676178 | Central HP <5.4 tons | COMFORTMAKER | HRCU-A-CB (Split System: Heat Pump with Remote Outdoor Unit-Air-Source) | C5H0V48*K*AAA* |  |  | EVD5X48M24A*+WALLCON | *80CSU0802120A* | 47500 | 19 | 9 | 50000 | 36200 | 72.4% | 2.02 | 0 | 10 |  |  |  | No | R-454B | 3.9583 | Residential & Commercial | Ducted CEE Tier 1
215676228 | Central HP <5.4 tons | COMFORTMAKER | HRCU-A-CB (Split System: Heat Pump with Remote Outdoor Unit-Air-Source) | C5H0V48*K*AAA* |  |  | EVD5X48M24A*+WALLCON | *80CTL1352422B* | 47000 | 19 | 9 | 50000 | 36200 | 72.4% | 2 | 0 | 10 |  |  |  | No | R-454B | 3.9167 | Residential & Commercial | Ducted CEE Tier 1
213079410 | Central HP <5.4 tons | BRYANT HEATING AND COOLING SYSTEMS | HRCU-A-CB (Split System: Heat Pump with Remote Outdoor Unit-Air-Source) | 38MURAQ36AB3* |  |  | CAP**3721AL* | 912SE42060M17*** | 36600 | 16 | 8.5 | 38500 | 35000 | 90.91% | 2.06 | 0 | 10 |  |  |  | No | R-410A | 3.05 | Residential & Commercial | Ducted CEE Tier 1
213079901 | Central HP <5.4 tons | BRYANT HEATING AND COOLING SYSTEMS | HRCU-A-CB (Split System: Heat Pump with Remote Outdoor Unit-Air-Source) | 38MURAQ36AB3* |  |  | CNPV*4821AL* | 912SE66100M21*** | 36000 | 16.5 | 8.1 | 38500 | 35000 | 90.91% | 2 | 0 | 10.5 |  |  |  | No | R-410A | 3 | Residential & Commercial | Ducted CEE Tier 1
213079910 | Central HP <5.4 tons | BRYANT HEATING AND COOLING SYSTEMS | HRCU-A-CB (Split System: Heat Pump with Remote Outdoor Unit-Air-Source) | 38MURAQ36AB3* |  |  | CNPV*4824AL* | 912SE66100M21*** | 36000 | 16.5 | 8.1 | 38500 | 35000 | 90.91% | 2 | 0 | 10.5 |  |  |  | No | R-410A | 3 | Residential & Commercial | Ducted CEE Tier 1
213080196 | Central HP <5.4 tons | BRYANT HEATING AND COOLING SYSTEMS | HRCU-A-CB (Split System: Heat Pump with Remote Outdoor Unit-Air-Source) | 38MURAQ36AB3* |  |  | CAP**4821AL* | 916SA60080M21*** | 36000 | 16 | 8.5 | 38000 | 34800 | 91.58% | 2.04 | 0 | 10 |  |  |  | No | R-410A | 3 | Residential & Commercial | Ducted CEE Tier 1
211228467 | Central HP <5.4 tons | BRYANT HEATING AND COOLING SYSTEMS | HRCU-A-CB (Split System: Heat Pump with Remote Outdoor Unit-Air-Source) | 38MURAQ36AB3* |  |  | CAP**4321AL* | 912SD66100E21*** | 37400 | 15.2 | 8.5 | 39000 | 35000 | 89.74% | 2.16 | 0 | 10 |  |  |  | No | R-410A | 3.1167 | Residential & Commercial | Ducted CEE Tier 1
211228434 | Central HP <5.4 tons | BRYANT HEATING AND COOLING SYSTEMS | HRCU-A-CB (Split System: Heat Pump with Remote Outdoor Unit-Air-Source) | 38MURAQ36AB3* |  |  | CAP**4321AL* | 912SD42060E17*** | 36400 | 16 | 8.5 | 38500 | 34800 | 90.39% | 2.08 | 0 | 10 |  |  |  | No | R-410A | 3.0333 | Residential & Commercial | Ducted CEE Tier 1
213078478 | Central HP <5.4 tons | AIRQUEST | HRCU-A-CB (Split System: Heat Pump with Remote Outdoor Unit-Air-Source) | DLCURAH36ABK |  |  | EN(A,D)4X48L24** | *80MS(N,L)0902116A* | 35800 | 16.5 | 8.1 | 38500 | 34800 | 90.39% | 2 | 0 | 10 |  |  |  | No | R-410A | 2.9833 | Residential & Commercial | Ducted CEE Tier 1
213078844 | Central HP <5.4 tons | AIRQUEST | HRCU-A-CB (Split System: Heat Pump with Remote Outdoor Unit-Air-Source) | DLCURAH36ABK |  |  | EA*4X37L17A* | *80MSU1002120A* | 36000 | 15.5 | 8.5 | 38500 | 35000 | 90.91% | 2 | 0 | 10 |  |  |  | No | R-410A | 3 | Residential & Commercial | Ducted CEE Tier 1
211230156 | Central HP <5.4 tons | DAY & NIGHT | HRCU-A-CB (Split System: Heat Pump with Remote Outdoor Unit-Air-Source) | DLCURAH36ABK |  |  | EN(A,D,W)4X48L21** | *92ESN1002122A* | 37600 | 15.5 | 8.5 | 39500 | 35000 | 88.61% | 2.08 | 0 | 10.5 |  |  |  | No | R-410A | 3.1333 | Residential & Commercial | Ducted CEE Tier 1
211230199 | Central HP <5.4 tons | DAY & NIGHT | HRCU-A-CB (Split System: Heat Pump with Remote Outdoor Unit-Air-Source) | DLCURAH36ABK |  |  | EN(A,D,W)4X48L21** | *95ESN1002120A* | 36800 | 16 | 8.1 | 39500 | 35000 | 88.61% | 2.06 | 0 | 10.5 |  |  |  | No | R-410A | 3.0667 | Residential & Commercial | Ducted CEE Tier 1
215936537 | Central HP <5.4 tons | AIRQUEST | HRCU-A-CB (Split System: Heat Pump with Remote Outdoor Unit-Air-Source) | H5H3V36*K*AAA* |  |  | EVD5X49M24A*+WALLCON | *96CTN1002122B* | 35400 | 22 | 8.5 | 38000 | 28400 | 74.74% | 2.04 | 0 | 12.5 |  |  |  | No | R-454B | 2.95 | Residential & Commercial | Ducted CEE Tier 1
215936247 | Central HP <5.4 tons | AIRQUEST | HRCU-A-CB (Split System: Heat Pump with Remote Outdoor Unit-Air-Source) | H5H3V36*K*AAA* |  |  | EVD5X42M24A*+WALLCON | *97CMN1202422B* | 35400 | 22 | 8.5 | 38000 | 28400 | 74.74% | 2.04 | 0 | 12.5 |  |  |  | No | R-454B | 2.95 | Residential & Commercial | Ducted CEE Tier 1
215936397 | Central HP <5.4 tons | AIRQUEST | HRCU-A-CB (Split System: Heat Pump with Remote Outdoor Unit-Air-Source) | H5H3V36*K*AAA* |  |  | EVD5X48M24A*+WALLCON | *97CMN1202422B* | 35000 | 21.5 | 8.5 | 38500 | 28400 | 73.77% | 2.04 | 0 | 12 |  |  |  | No | R-454B | 2.9167 | Residential & Commercial | Ducted CEE Tier 1
215936447 | Central HP <5.4 tons | AIRQUEST | HRCU-A-CB (Split System: Heat Pump with Remote Outdoor Unit-Air-Source) | H5H3V36*K*AAA* |  |  | EVD5X49M24A*+WALLCON | *80CTL0902120B* | 35600 | 22 | 8.5 | 38000 | 28400 | 74.74% | 2.04 | 0 | 12.5 |  |  |  | No | R-454B | 2.9667 | Residential & Commercial | Ducted CEE Tier 1
215936697 | Central HP <5.4 tons | AIRQUEST | HRCU-A-CB (Split System: Heat Pump with Remote Outdoor Unit-Air-Source) | H5H3V36*K*AAA* |  |  | EVD5X60M21A*+WALLCON | *97CMN0802120B* | 35600 | 21.5 | 8.5 | 38000 | 28600 | 75.26% | 2.02 | 0 | 12.5 |  |  |  | No | R-454B | 2.9667 | Residential & Commercial | Ducted CEE Tier 1
215936747 | Central HP <5.4 tons | AIRQUEST | HRCU-A-CB (Split System: Heat Pump with Remote Outdoor Unit-Air-Source) | H5H3V36*K*AAA* |  |  | EVD5X60M24A*+WALLCON | *80CTL0702120B* | 35400 | 21.5 | 8.5 | 38000 | 28600 | 75.26% | 2.04 | 0 | 12 |  |  |  | No | R-454B | 2.95 | Residential & Commercial | Ducted CEE Tier 1
215937837 | Central HP <5.4 tons | AIRQUEST | HRCU-A-CB (Split System: Heat Pump with Remote Outdoor Unit-Air-Source) | H5H3V48*K*AAA* |  |  | EVD5X48M21A*+WALLCON | *97CMN1002122B* | 44500 | 20 | 8.1 | 52000 | 38500 | 74.04% | 2 | 0 | 11 |  |  |  | No | R-454B | 3.7083 | Residential & Commercial | Ducted CEE Tier 1
215937857 | Central HP <5.4 tons | AIRQUEST | HRCU-A-CB (Split System: Heat Pump with Remote Outdoor Unit-Air-Source) | H5H3V48*K*AAA* |  |  | EVD5X48M21A*+WALLCON | *96CTN1002122B* | 44500 | 20 | 8.1 | 52000 | 38500 | 74.04% | 2 | 0 | 11 |  |  |  | No | R-454B | 3.7083 | Residential & Commercial | Ducted CEE Tier 1
215937957 | Central HP <5.4 tons | AIRQUEST | HRCU-A-CB (Split System: Heat Pump with Remote Outdoor Unit-Air-Source) | H5H3V48*K*AAA* |  |  | EVD5X48M24A*+WALLCON | *97CMN1002122B* | 44500 | 20 | 8.1 | 52000 | 38000 | 73.08% | 1.9 | 0 | 11 |  |  |  | No | R-454B | 3.7083 | Residential & Commercial | Ducted CEE Tier 1
215938257 | Central HP <5.4 tons | AIRQUEST | HRCU-A-CB (Split System: Heat Pump with Remote Outdoor Unit-Air-Source) | H5H3V48*K*AAA* |  |  | EVD5X60M21A*+WALLCON | *96CTN0801714B* | 44000 | 20 | 8.1 | 53500 | 37600 | 70.28% | 2 | 0 | 11.5 |  |  |  | No | R-454B | 3.6667 | Residential & Commercial | Ducted CEE Tier 1
212975043 | Central HP <5.4 tons | BRYANT HEATING AND COOLING SYSTEMS | HRCU-A-CB (Split System: Heat Pump with Remote Outdoor Unit-Air-Source) | 38MURAQ24AB3* |  |  | CNPV*3017AL* | 926TC30040V14*** | 23400 | 16 | 8.1 | 26400 | 24600 | 93.18% | 2.04 | 0 | 10 |  |  |  | No | R-410A | 1.95 | Residential & Commercial | Ducted CEE Tier 1
212971980 | Central HP <5.4 tons | BRYANT HEATING AND COOLING SYSTEMS | HRCU-A-CB (Split System: Heat Pump with Remote Outdoor Unit-Air-Source) | 38MURAQ24AB3* |  |  | CAP**2517AL* | 82*TB48090V17*** | 24400 | 17 | 8.5 | 25200 | 21600 | 85.71% | 1.82 | 0 | 10 |  |  |  | No | R-410A | 2.0333 | Residential & Commercial | Ducted CEE Tier 1
213779767 | Central HP <5.4 tons | HEIL | HRCU-A-CB (Split System: Heat Pump with Remote Outdoor Unit-Air-Source) | HVH837GKA** |  |  | EA*4X61L24A*+WALLCON | *80CTL1352422B* | 33200 | 17.5 | 8.5 | 32000 | 24800 | 77.5% | 2 | 0 | 11.7 |  |  |  | No | R-410A | 2.7667 | Residential & Commercial | Ducted CEE Tier 1
213780317 | Central HP <5.4 tons | HEIL | HRCU-A-CB (Split System: Heat Pump with Remote Outdoor Unit-Air-Source) | HVH837GKA** |  |  | EHD4X60AAL+WALLCON | *80CTL0701716B* | 32800 | 16.5 | 8.1 | 32400 | 25000 | 77.16% | 1.98 | 0 | 11 |  |  |  | No | R-410A | 2.7333 | Residential & Commercial | Ducted CEE Tier 1
211227207 | Central HP <5.4 tons | HEIL | HRCU-A-CB (Split System: Heat Pump with Remote Outdoor Unit-Air-Source) | DLCURAH36ABK |  |  | EA*4X37L21A* | *96VTN1002122A* | 36800 | 16.5 | 8.5 | 38500 | 34800 | 90.39% | 2.1 | 0 | 10 |  |  |  | No | R-410A | 3.0667 | Residential & Commercial | Ducted CEE Tier 1
211227243 | Central HP <5.4 tons | HEIL | HRCU-A-CB (Split System: Heat Pump with Remote Outdoor Unit-Air-Source) | DLCURAH36ABK |  |  | EA*4X37L21A* | OMV112K14A | 36200 | 15.5 | 8.5 | 38500 | 34800 | 90.39% | 2.06 | 0 | 10 |  |  |  | No | R-410A | 3.0167 | Residential & Commercial | Ducted CEE Tier 1
211228004 | Central HP <5.4 tons | HEIL | HRCU-A-CB (Split System: Heat Pump with Remote Outdoor Unit-Air-Source) | DLCURAH36ABK |  |  | EA*4X42L24A* | *95ESN0802120A* | 36200 | 15.5 | 8.1 | 39500 | 35200 | 89.11% | 1.92 | 0 | 10 |  |  |  | No | R-410A | 3.0167 | Residential & Commercial | Ducted CEE Tier 1
211228229 | Central HP <5.4 tons | HEIL | HRCU-A-CB (Split System: Heat Pump with Remote Outdoor Unit-Air-Source) | DLCURAH36ABK |  |  | EA*4X43L21A* | *80ES(N,L)0701712A* | 36400 | 15.5 | 8.5 | 38500 | 34800 | 90.39% | 2.08 | 0 | 10 |  |  |  | No | R-410A | 3.0333 | Residential & Commercial | Ducted CEE Tier 1
211228318 | Central HP <5.4 tons | HEIL | HRCU-A-CB (Split System: Heat Pump with Remote Outdoor Unit-Air-Source) | DLCURAH36ABK |  |  | EA*4X43L21A* | *80VSL0702120A* | 36200 | 16 | 8.5 | 38500 | 34800 | 90.39% | 2.06 | 0 | 10 |  |  |  | No | R-410A | 3.0167 | Residential & Commercial | Ducted CEE Tier 1
213770268 | Central HP <5.4 tons | BRYANT HEATING AND COOLING SYSTEMS | HRCU-A-CB (Split System: Heat Pump with Remote Outdoor Unit-Air-Source) | 284ANV048*0**B* |  |  | CAP**4821AL*+UI | 986TD66100C21*** | 43500 | 20.5 | 9 | 46500 | 36400 | 78.28% | 2.26 | 0 | 11.5 |  |  |  | No | R-410A | 3.625 | Residential & Commercial | Ducted CEE Tier 1
211228393 | Central HP <5.4 tons | HEIL | HRCU-A-CB (Split System: Heat Pump with Remote Outdoor Unit-Air-Source) | DLCURAH36ABK |  |  | EA*4X43L21A* | *80VTL0902120A* | 36200 | 16 | 8.5 | 38500 | 34800 | 90.39% | 2.06 | 0 | 10 |  |  |  | No | R-410A | 3.0167 | Residential & Commercial | Ducted CEE Tier 1
215936797 | Central HP <5.4 tons | AIRQUEST | HRCU-A-CB (Split System: Heat Pump with Remote Outdoor Unit-Air-Source) | H5H3V36*K*AAA* |  |  | EVD5X60M24A*+WALLCON | *95CSU1002122B* | 35600 | 22 | 8.5 | 38000 | 28400 | 74.74% | 2.06 | 0 | 12.5 |  |  |  | No | R-454B | 2.9667 | Residential & Commercial | Ducted CEE Tier 1
215936497 | Central HP <5.4 tons | AIRQUEST | HRCU-A-CB (Split System: Heat Pump with Remote Outdoor Unit-Air-Source) | H5H3V36*K*AAA* |  |  | EVD5X49M24A*+WALLCON | *97CMN0602120B* | 35200 | 21 | 8.5 | 38500 | 28800 | 74.81% | 2.02 | 0 | 12 |  |  |  | No | R-454B | 2.9333 | Residential & Commercial | Ducted CEE Tier 1
215936867 | Central HP <5.4 tons | AIRQUEST | HRCU-A-CB (Split System: Heat Pump with Remote Outdoor Unit-Air-Source) | H5H3V36*K*AAA* |  |  | EVD5X61M21A*+WALLCON | *80CTL0451712B* | 35400 | 21 | 8.5 | 38500 | 29000 | 75.32% | 2.02 | 0 | 11.7 |  |  |  | No | R-454B | 2.95 | Residential & Commercial | Ducted CEE Tier 1
214075493 | Central HP <5.4 tons | FRIEDRICH | HRCU-A-CB (Split System: Heat Pump with Remote Outdoor Unit-Air-Source) | RD17AZ24AJ3N |  |  | TCFZ2417MTANM | FR97MV0603A17DH | 22600 | 18 | 9.5 | 22600 | 16900 | 74.78% | 2 | 0 | 11.2 |  |  |  | No | R-410A | 1.8833 | Residential & Commercial | Ducted CEE Tier 1
215935507 | Central HP <5.4 tons | AIRQUEST | HRCU-A-CB (Split System: Heat Pump with Remote Outdoor Unit-Air-Source) | H5H3V36*K*AAA* |  |  | EVD5X25M17A*+WALLCON | *97CMN0601714B* | 34000 | 20 | 8.1 | 38000 | 27200 | 71.58% | 2 | 0 | 11 |  |  |  | No | R-454B | 2.8333 | Residential & Commercial | Ducted CEE Tier 1
215935977 | Central HP <5.4 tons | AIRQUEST | HRCU-A-CB (Split System: Heat Pump with Remote Outdoor Unit-Air-Source) | H5H3V36*K*AAA* |  |  | EVD5X42M21A*+WALLCON | *80CTL0451712B* | 34000 | 20 | 8.5 | 39500 | 29000 | 73.42% | 2.02 | 0 | 11 |  |  |  | No | R-454B | 2.8333 | Residential & Commercial | Ducted CEE Tier 1
204300199 | Central HP <5.4 tons | CARRIER | HRCU-A-CB (Split System: Heat Pump with Remote Outdoor Unit-Air-Source) | 25VNA837A*030* |  |  | CSPH*3612AL*+UI | 58TN*A090C17**16 | 32400 | 17 | 8.1 | 33200 | 24600 | 74.1% | 1.94 | 12 | 11 |  |  |  | No | R-410A | 2.7 | Residential & Commercial | Ducted CEE Tier 1
204451198 | Central HP <5.4 tons | CARRIER | HRCU-A-CB (Split System: Heat Pump with Remote Outdoor Unit-Air-Source) | 25VNA825A*031* |  |  | CAP**2417AL*+UI | 58TN*A070C14**12 | 23400 | 17 | 8.1 | 22000 | 16700 | 75.91% | 1.9 | 11 | 11 |  |  |  | No | R-410A | 1.95 | Residential & Commercial | Ducted CEE Tier 1
204451248 | Central HP <5.4 tons | CARRIER | HRCU-A-CB (Split System: Heat Pump with Remote Outdoor Unit-Air-Source) | 25VNA825A*031* |  |  | CAP**3721AL*+UI | 58TN*A045C17**12 | 24200 | 16.5 | 8.1 | 21200 | 16700 | 78.77% | 2 | 11 | 11 |  |  |  | No | R-410A | 2.0167 | Residential & Commercial | Ducted CEE Tier 1
215676258 | Central HP <5.4 tons | COMFORTMAKER | HRCU-A-CB (Split System: Heat Pump with Remote Outdoor Unit-Air-Source) | C5H0V48*K*AAA* |  |  | EVD5X48M24A*+WALLCON | *97CMN0802120B* | 47000 | 18.5 | 9 | 50000 | 36400 | 72.8% | 2 | 0 | 10 |  |  |  | No | R-454B | 3.9167 | Residential & Commercial | Ducted CEE Tier 1
215676378 | Central HP <5.4 tons | COMFORTMAKER | HRCU-A-CB (Split System: Heat Pump with Remote Outdoor Unit-Air-Source) | C5H0V48*K*AAA* |  |  | EVD5X49M24A*+WALLCON | *97CMN1202422B* | 48000 | 19 | 9 | 50000 | 36600 | 73.2% | 2 | 0 | 10 |  |  |  | No | R-454B | 4 | Residential & Commercial | Ducted CEE Tier 1
215676408 | Central HP <5.4 tons | COMFORTMAKER | HRCU-A-CB (Split System: Heat Pump with Remote Outdoor Unit-Air-Source) | C5H0V48*K*AAA* |  |  | EVD5X60M21A*+WALLCON | *80CSU0601716A* | 48000 | 19 | 9 | 50000 | 36800 | 73.6% | 2 | 0 | 10 |  |  |  | No | R-454B | 4 | Residential & Commercial | Ducted CEE Tier 1
215676458 | Central HP <5.4 tons | COMFORTMAKER | HRCU-A-CB (Split System: Heat Pump with Remote Outdoor Unit-Air-Source) | C5H0V48*K*AAA* |  |  | EVD5X60M21A*+WALLCON | *80CTL0702120B* | 48000 | 19 | 9 | 50000 | 36800 | 73.6% | 2 | 0 | 10 |  |  |  | No | R-454B | 4 | Residential & Commercial | Ducted CEE Tier 1
215670468 | Central HP <5.4 tons | HEIL | HRCU-A-CB (Split System: Heat Pump with Remote Outdoor Unit-Air-Source) | H5H0V36*K*AAA* |  |  | ESH5X60M12A*+WALLCON | *80CTL1352422B* | 34600 | 17 | 8.5 | 34600 | 24800 | 71.68% | 1.92 | 0 | 10 |  |  |  | No | R-454B | 2.8833 | Residential & Commercial | Ducted CEE Tier 1
212987798 | Central HP <5.4 tons | AIRQUEST | HRCU-A-CB (Split System: Heat Pump with Remote Outdoor Unit-Air-Source) | DLCURAH24ABK |  |  | EA*4X36L21A* | *96MSN0802120A* | 23800 | 17 | 8.5 | 26200 | 23600 | 90.08% | 1.96 | 0 | 10 |  |  |  | No | R-410A | 1.9833 | Residential & Commercial | Ducted CEE Tier 1
214238865 | Central HP <5.4 tons | HEIL | HRCU-A-CB (Split System: Heat Pump with Remote Outdoor Unit-Air-Source) | HVH837GKA2* |  |  | EN(A,D)4X36L21**+WALLCON | *80CTL0902120B* | 31400 | 16.5 | 8.1 | 33000 | 24000 | 72.73% | 1.82 | 0 | 11 |  |  |  | No | R-410A | 2.6167 | Residential & Commercial | Ducted CEE Tier 1
214239315 | Central HP <5.4 tons | HEIL | HRCU-A-CB (Split System: Heat Pump with Remote Outdoor Unit-Air-Source) | HVH837GKA2* |  |  | EN(A,D)4X48L24**+WALLCON | *97CMN1002122B* | 32400 | 17 | 8.1 | 32600 | 24600 | 75.46% | 1.96 | 0 | 11.7 |  |  |  | No | R-410A | 2.7 | Residential & Commercial | Ducted CEE Tier 1
214239385 | Central HP <5.4 tons | HEIL | HRCU-A-CB (Split System: Heat Pump with Remote Outdoor Unit-Air-Source) | HVH837GKA2* |  |  | EN(A,D,W)4X60L24**+WALLCON | *97CMN1002122B* | 32800 | 17.5 | 8.1 | 32200 | 24600 | 76.4% | 1.96 | 0 | 12 |  |  |  | No | R-410A | 2.7333 | Residential & Commercial | Ducted CEE Tier 1
211245728 | Central HP <5.4 tons | HEIL | HRCU-A-CB (Split System: Heat Pump with Remote Outdoor Unit-Air-Source) | DLCURAH24ABK |  |  | EN(A,D)4X36L21** | *92ESN0401712A* | 23600 | 15.5 | 8.1 | 26200 | 23400 | 89.31% | 1.92 | 0 | 10 |  |  |  | No | R-410A | 1.9667 | Residential & Commercial | Ducted CEE Tier 1
212978216 | Central HP <5.4 tons | DAY & NIGHT | HRCU-A-CB (Split System: Heat Pump with Remote Outdoor Unit-Air-Source) | DLCURAH24ABK |  |  | EN(A,D,W)4X36L17** | *80MS(N,L)0701412A* | 23600 | 17 | 8.1 | 26000 | 24000 | 92.31% | 2 | 0 | 10.5 |  |  |  | No | R-410A | 1.9667 | Residential & Commercial | Ducted CEE Tier 1
212986538 | Central HP <5.4 tons | AIRQUEST | HRCU-A-CB (Split System: Heat Pump with Remote Outdoor Unit-Air-Source) | DLCURAH24ABK |  |  | EA*4X25L17A* | *96MSN0401712A* | 24200 | 15.5 | 8.1 | 25400 | 21600 | 85.04% | 1.8 | 0 | 10 |  |  |  | No | R-410A | 2.0167 | Residential & Commercial | Ducted CEE Tier 1
215675868 | Central HP <5.4 tons | COMFORTMAKER | HRCU-A-CB (Split System: Heat Pump with Remote Outdoor Unit-Air-Source) | C5H0V48*K*AAA* |  |  | EVM5X60M24A*+WALLCON | *80CTL0702120B* | 47500 | 19 | 9 | 50000 | 36800 | 73.6% | 2 | 0 | 10 |  |  |  | No | R-454B | 3.9583 | Residential & Commercial | Ducted CEE Tier 1
215675478 | Central HP <5.4 tons | COMFORTMAKER | HRCU-A-CB (Split System: Heat Pump with Remote Outdoor Unit-Air-Source) | C5H0V48*K*AAA* |  |  | EVM5X48M21A*+WALLCON | *96CTN0802120B* | 47000 | 18.5 | 9 | 50000 | 36400 | 72.8% | 2 | 0 | 10 |  |  |  | No | R-454B | 3.9167 | Residential & Commercial | Ducted CEE Tier 1
215675728 | Central HP <5.4 tons | COMFORTMAKER | HRCU-A-CB (Split System: Heat Pump with Remote Outdoor Unit-Air-Source) | C5H0V48*K*AAA* |  |  | EVM5X60M21A*+WALLCON | *80CTL0901716B* | 48000 | 19 | 9 | 50000 | 37000 | 74% | 1.98 | 0 | 10 |  |  |  | No | R-454B | 4 | Residential & Commercial | Ducted CEE Tier 1
215676618 | Central HP <5.4 tons | COMFORTMAKER | HRCU-A-CB (Split System: Heat Pump with Remote Outdoor Unit-Air-Source) | C5H0V48*K*AAA* |  |  | EVD5X60M24A*+WALLCON | *80CTL0902120B* | 48000 | 19 | 9 | 50000 | 36400 | 72.8% | 2 | 0 | 10.5 |  |  |  | No | R-454B | 4 | Residential & Commercial | Ducted CEE Tier 1
213773477 | Central HP <5.4 tons | HEIL | HRCU-A-CB (Split System: Heat Pump with Remote Outdoor Unit-Air-Source) | HVH825GKA3* |  |  | EA*4X42L21A*+WALLCON | *96CTN0801714B* | 23600 | 16.5 | 8.1 | 21400 | 16600 | 77.57% | 1.94 | 0 | 10.5 |  |  |  | No | R-410A | 1.9667 | Residential & Commercial | Ducted CEE Tier 1
212986346 | Central HP <5.4 tons | AIRQUEST | HRCU-A-CB (Split System: Heat Pump with Remote Outdoor Unit-Air-Source) | DLCURAH18ABK |  |  | EN(A,D)4X24L14** | *96MSN0401410A* | 17400 | 15.5 | 8.5 | 18500 | 19200 | 103.8% | 2.3 | 0 | 10.5 |  |  |  | No | R-410A | 1.45 | Residential & Commercial | Ducted CEE Tier 1
212987498 | Central HP <5.4 tons | AIRQUEST | HRCU-A-CB (Split System: Heat Pump with Remote Outdoor Unit-Air-Source) | DLCURAH18ABK |  |  | EA*4X19L17A* | *96MSN0801716A* | 18200 | 16.5 | 8.5 | 18100 | 17700 | 97.79% | 2.14 | 0 | 11 |  |  |  | No | R-410A | 1.5167 | Residential & Commercial | Ducted CEE Tier 1
214229167 | Central HP <5.4 tons | BRYANT HEATING AND COOLING SYSTEMS | HRCU-A-CB (Split System: Heat Pump with Remote Outdoor Unit-Air-Source) | 38MURAQ24AB3* |  |  | CAP**3717AL* | 83*SB48060M17*** | 24000 | 17.5 | 8.5 | 25600 | 21600 | 84.38% | 1.82 | 0 | 10 |  |  |  | No | R-410A | 2 | Residential & Commercial | Ducted CEE Tier 1
215676668 | Central HP <5.4 tons | COMFORTMAKER | HRCU-A-CB (Split System: Heat Pump with Remote Outdoor Unit-Air-Source) | C5H0V48*K*AAA* |  |  | EVD5X60M24A*+WALLCON | *97CMN1202422B* | 48000 | 19 | 9 | 50000 | 36600 | 73.2% | 2 | 0 | 10 |  |  |  | No | R-454B | 4 | Residential & Commercial | Ducted CEE Tier 1
215676718 | Central HP <5.4 tons | COMFORTMAKER | HRCU-A-CB (Split System: Heat Pump with Remote Outdoor Unit-Air-Source) | C5H0V48*K*AAA* |  |  | EVD5X61M21A*+WALLCON | *80CTL0701716B* | 48500 | 19 | 9 | 50000 | 37200 | 74.4% | 1.98 | 0 | 10 |  |  |  | No | R-454B | 4.0417 | Residential & Commercial | Ducted CEE Tier 1
215675508 | Central HP <5.4 tons | COMFORTMAKER | HRCU-A-CB (Split System: Heat Pump with Remote Outdoor Unit-Air-Source) | C5H0V48*K*AAA* |  |  | EVM5X49M21A*+WALLCON | *80CSU0802120A* | 48000 | 19 | 9 | 50000 | 36600 | 73.2% | 2.12 | 0 | 10 |  |  |  | No | R-454B | 4 | Residential & Commercial | Ducted CEE Tier 1
215675948 | Central HP <5.4 tons | COMFORTMAKER | HRCU-A-CB (Split System: Heat Pump with Remote Outdoor Unit-Air-Source) | C5H0V48*K*AAA* |  |  | EVM5X60M24A*+WALLCON | *96CTN1002122B* | 48000 | 19 | 9 | 50000 | 36600 | 73.2% | 2 | 0 | 10.5 |  |  |  | No | R-454B | 4 | Residential & Commercial | Ducted CEE Tier 1
215935677 | Central HP <5.4 tons | AIRQUEST | HRCU-A-CB (Split System: Heat Pump with Remote Outdoor Unit-Air-Source) | H5H3V36*K*AAA* |  |  | EVD5X36M21A*+WALLCON | *95CSU0601716B* | 34200 | 20.5 | 8.5 | 39000 | 28600 | 73.33% | 2.04 | 0 | 11.5 |  |  |  | No | R-454B | 2.85 | Residential & Commercial | Ducted CEE Tier 1
215935947 | Central HP <5.4 tons | AIRQUEST | HRCU-A-CB (Split System: Heat Pump with Remote Outdoor Unit-Air-Source) | H5H3V36*K*AAA* |  |  | EVD5X42M21A*+WALLCON | *80CSU0401712A* | 34400 | 21 | 8.5 | 38500 | 28400 | 73.77% | 2.04 | 0 | 11.7 |  |  |  | No | R-454B | 2.8667 | Residential & Commercial | Ducted CEE Tier 1
212988760 | Central HP <5.4 tons | AIRQUEST | HRCU-A-CB (Split System: Heat Pump with Remote Outdoor Unit-Air-Source) | DLCURAH24ABK |  |  | EN(A,D)4X36L21** | *95MSU0401712A* | 23600 | 16.5 | 8.5 | 26400 | 24200 | 91.67% | 2 | 0 | 10 |  |  |  | No | R-410A | 1.9667 | Residential & Commercial | Ducted CEE Tier 1
212984032 | Central HP <5.4 tons | HEIL | HRCU-A-CB (Split System: Heat Pump with Remote Outdoor Unit-Air-Source) | DLCURAH24ABK |  |  | EA*4X24L17A* | *92MSN0601714A* | 23400 | 17 | 8.5 | 26800 | 26400 | 98.51% | 2.24 | 0 | 10 |  |  |  | No | R-410A | 1.95 | Residential & Commercial | Ducted CEE Tier 1
211245673 | Central HP <5.4 tons | HEIL | HRCU-A-CB (Split System: Heat Pump with Remote Outdoor Unit-Air-Source) | DLCURAH24ABK |  |  | EN(A,D)4X36L21** | *92ESN0801716A* | 24200 | 17 | 8.1 | 26200 | 22800 | 87.02% | 1.88 | 0 | 10.5 |  |  |  | No | R-410A | 2.0167 | Residential & Commercial | Ducted CEE Tier 1
211245706 | Central HP <5.4 tons | HEIL | HRCU-A-CB (Split System: Heat Pump with Remote Outdoor Unit-Air-Source) | DLCURAH24ABK |  |  | EN(A,D)4X36L21** | *95ESN0601714A* | 24600 | 16 | 8.1 | 26600 | 22400 | 84.21% | 1.84 | 0 | 10.5 |  |  |  | No | R-410A | 2.05 | Residential & Commercial | Ducted CEE Tier 1
214238985 | Central HP <5.4 tons | HEIL | HRCU-A-CB (Split System: Heat Pump with Remote Outdoor Unit-Air-Source) | HVH837GKA2* |  |  | END4X42L17**+WALLCON | *80CTL0901716B* | 32000 | 17 | 8.1 | 33000 | 24600 | 74.55% | 1.9 | 0 | 11.5 |  |  |  | No | R-410A | 2.6667 | Residential & Commercial | Ducted CEE Tier 1
214239205 | Central HP <5.4 tons | HEIL | HRCU-A-CB (Split System: Heat Pump with Remote Outdoor Unit-Air-Source) | HVH837GKA2* |  |  | EN(A,D,W)4X48L21**+WALLCON | *80CTL1102120B* | 32400 | 17 | 8.1 | 32600 | 24600 | 75.46% | 1.96 | 0 | 11.5 |  |  |  | No | R-410A | 2.7 | Residential & Commercial | Ducted CEE Tier 1
204298575 | Central HP <5.4 tons | CARRIER | HRCU-A-CB (Split System: Heat Pump with Remote Outdoor Unit-Air-Source) | 25VNA837A*030* |  |  | CAP**3617AL*+UI | 58TN*A070C17**16 | 31400 | 17 | 8.1 | 33400 | 24400 | 73.05% | 1.84 | 11 | 11 |  |  |  | No | R-410A | 2.6167 | Residential & Commercial | Ducted CEE Tier 1
206136104 | Central HP <5.4 tons | CARRIER | HRCU-A-CB (Split System: Heat Pump with Remote Outdoor Unit-Air-Source) | 25VNA837A*030* |  |  | CAP**4221AL*+UI | 59CU5A100C21**22 | 31800 | 17.5 | 8.1 | 33000 | 24400 | 73.94% | 1.9 | 11.5 | 11 |  |  |  | No | R-410A | 2.65 | Residential & Commercial | Ducted CEE Tier 1
204298735 | Central HP <5.4 tons | CARRIER | HRCU-A-CB (Split System: Heat Pump with Remote Outdoor Unit-Air-Source) | 25VNA837A*030* |  |  | CAP**3621AL*+UI | 59MN7B100C21**22 | 31600 | 17 | 8.1 | 33200 | 24200 | 72.89% | 1.86 | 11.5 | 11 |  |  |  | No | R-410A | 2.6333 | Residential & Commercial | Ducted CEE Tier 1
204298785 | Central HP <5.4 tons | CARRIER | HRCU-A-CB (Split System: Heat Pump with Remote Outdoor Unit-Air-Source) | 25VNA837A*030* |  |  | CAP**3621AL*+UI | 59MN7B060C21**20 | 31400 | 17 | 8.1 | 33600 | 24600 | 73.21% | 1.84 | 11 | 11 |  |  |  | No | R-410A | 2.6167 | Residential & Commercial | Ducted CEE Tier 1
206135964 | Central HP <5.4 tons | CARRIER | HRCU-A-CB (Split System: Heat Pump with Remote Outdoor Unit-Air-Source) | 25VNA837A*030* |  |  | CSPH*4212AL*+UI | 58CU*A040C17**12 | 32400 | 16.5 | 8.1 | 33200 | 24800 | 74.7% | 1.94 | 11.5 | 11 |  |  |  | No | R-410A | 2.7 | Residential & Commercial | Ducted CEE Tier 1
206136330 | Central HP <5.4 tons | CARRIER | HRCU-A-CB (Split System: Heat Pump with Remote Outdoor Unit-Air-Source) | 25VNA837A*030* |  |  | CSPH*4212AL*+UI | 59CU5A080C21**20 | 32600 | 17 | 8.1 | 33000 | 24800 | 75.15% | 1.96 | 11.5 | 11 |  |  |  | No | R-410A | 2.7167 | Residential & Commercial | Ducted CEE Tier 1
204299105 | Central HP <5.4 tons | CARRIER | HRCU-A-CB (Split System: Heat Pump with Remote Outdoor Unit-Air-Source) | 25VNA837A*030* |  |  | CAP**4224AL*+UI | 59MN7B100C21**22 | 31800 | 17.5 | 8.1 | 33000 | 24400 | 73.94% | 1.9 | 12 | 11.5 |  |  |  | No | R-410A | 2.65 | Residential & Commercial | Ducted CEE Tier 1
204299171 | Central HP <5.4 tons | CARRIER | HRCU-A-CB (Split System: Heat Pump with Remote Outdoor Unit-Air-Source) | 25VNA837A*030* |  |  | CAP**4321AL*+UI | 58TN*A090C21**20 | 32800 | 17.5 | 8.5 | 33000 | 25200 | 76.36% | 2 | 12 | 11.7 |  |  |  | No | R-410A | 2.7333 | Residential & Commercial | Ducted CEE Tier 1
204300539 | Central HP <5.4 tons | CARRIER | HRCU-A-CB (Split System: Heat Pump with Remote Outdoor Unit-Air-Source) | 25VNA837A*030* |  |  | CSPH*4812AL*+UI | 59MN7B120C24**22 | 32600 | 16.5 | 8.1 | 33000 | 25000 | 75.76% | 1.96 | 11.5 | 11 |  |  |  | No | R-410A | 2.7167 | Residential & Commercial | Ducted CEE Tier 1
206133646 | Central HP <5.4 tons | CARRIER | HRCU-A-CB (Split System: Heat Pump with Remote Outdoor Unit-Air-Source) | 25VNA825A*031* |  |  | CSPH*3012AL*+UI | 58CU*A040C17**12 | 23800 | 16 | 8.1 | 21800 | 16800 | 77.06% | 1.98 | 11 | 10.5 |  |  |  | No | R-410A | 1.9833 | Residential & Commercial | Ducted CEE Tier 1
206135652 | Central HP <5.4 tons | CARRIER | HRCU-A-CB (Split System: Heat Pump with Remote Outdoor Unit-Air-Source) | 25VNA837A*030* |  |  | CAP**3721AL*+UI | 58CU*A040C17**12 | 32800 | 17.5 | 8.5 | 33000 | 25200 | 76.36% | 1.98 | 12 | 11 |  |  |  | No | R-410A | 2.7333 | Residential & Commercial | Ducted CEE Tier 1
206135752 | Central HP <5.4 tons | CARRIER | HRCU-A-CB (Split System: Heat Pump with Remote Outdoor Unit-Air-Source) | 25VNA837A*030* |  |  | CAP**4321AL*+UI | 58CU*A100C21**20 | 32800 | 17 | 8.5 | 33000 | 25200 | 76.36% | 1.98 | 12 | 11 |  |  |  | No | R-410A | 2.7333 | Residential & Commercial | Ducted CEE Tier 1
215676068 | Central HP <5.4 tons | COMFORTMAKER | HRCU-A-CB (Split System: Heat Pump with Remote Outdoor Unit-Air-Source) | C5H0V48*K*AAA* |  |  | EVM5X61M24A*+WALLCON | *97CMN1202422B* | 48500 | 19.5 | 9.5 | 50000 | 36800 | 73.6% | 2.12 | 0 | 10.5 |  |  |  | No | R-454B | 4.0417 | Residential & Commercial | Ducted CEE Tier 1
215676168 | Central HP <5.4 tons | COMFORTMAKER | HRCU-A-CB (Split System: Heat Pump with Remote Outdoor Unit-Air-Source) | C5H0V48*K*AAA* |  |  | EVD5X48M21A*+WALLCON | *96CTN1002122B* | 47000 | 18.5 | 9 | 50000 | 36400 | 72.8% | 2 | 0 | 10 |  |  |  | No | R-454B | 3.9167 | Residential & Commercial | Ducted CEE Tier 1
215676318 | Central HP <5.4 tons | COMFORTMAKER | HRCU-A-CB (Split System: Heat Pump with Remote Outdoor Unit-Air-Source) | C5H0V48*K*AAA* |  |  | EVD5X49M24A*+WALLCON | *80CTL1102120B* | 48000 | 19 | 9 | 50000 | 36400 | 72.8% | 2 | 0 | 10.5 |  |  |  | No | R-454B | 4 | Residential & Commercial | Ducted CEE Tier 1
215676508 | Central HP <5.4 tons | COMFORTMAKER | HRCU-A-CB (Split System: Heat Pump with Remote Outdoor Unit-Air-Source) | C5H0V48*K*AAA* |  |  | EVD5X60M21A*+WALLCON | *95CSU0802120B* | 48000 | 18.5 | 9 | 50000 | 36800 | 73.6% | 2 | 0 | 10 |  |  |  | No | R-454B | 4 | Residential & Commercial | Ducted CEE Tier 1
215676528 | Central HP <5.4 tons | COMFORTMAKER | HRCU-A-CB (Split System: Heat Pump with Remote Outdoor Unit-Air-Source) | C5H0V48*K*AAA* |  |  | EVD5X60M21A*+WALLCON | *97CMN0602120B* | 47500 | 18.5 | 9 | 50000 | 37200 | 74.4% | 1.98 | 0 | 10 |  |  |  | No | R-454B | 3.9583 | Residential & Commercial | Ducted CEE Tier 1
215676578 | Central HP <5.4 tons | COMFORTMAKER | HRCU-A-CB (Split System: Heat Pump with Remote Outdoor Unit-Air-Source) | C5H0V48*K*AAA* |  |  | EVD5X60M21A*+WALLCON | *96CTN1002122B* | 48000 | 19 | 9 | 50000 | 36600 | 73.2% | 2 | 0 | 10 |  |  |  | No | R-454B | 4 | Residential & Commercial | Ducted CEE Tier 1
215676778 | Central HP <5.4 tons | COMFORTMAKER | HRCU-A-CB (Split System: Heat Pump with Remote Outdoor Unit-Air-Source) | C5H0V48*K*AAA* |  |  | EVD5X61M21A*+WALLCON | *95CSU0802120B* | 48500 | 18.5 | 9 | 50000 | 37000 | 74% | 2 | 0 | 10 |  |  |  | No | R-454B | 4.0417 | Residential & Commercial | Ducted CEE Tier 1
215675658 | Central HP <5.4 tons | COMFORTMAKER | HRCU-A-CB (Split System: Heat Pump with Remote Outdoor Unit-Air-Source) | C5H0V48*K*AAA* |  |  | EVM5X49M21A*+WALLCON | *96CTN1002122B* | 48000 | 19 | 9 | 50000 | 36800 | 73.6% | 2 | 0 | 10.5 |  |  |  | No | R-454B | 4 | Residential & Commercial | Ducted CEE Tier 1
215675908 | Central HP <5.4 tons | COMFORTMAKER | HRCU-A-CB (Split System: Heat Pump with Remote Outdoor Unit-Air-Source) | C5H0V48*K*AAA* |  |  | EVM5X60M24A*+WALLCON | *95CSU0802120B* | 47500 | 18.5 | 9 | 50000 | 36800 | 73.6% | 2 | 0 | 10 |  |  |  | No | R-454B | 3.9583 | Residential & Commercial | Ducted CEE Tier 1
215676428 | Central HP <5.4 tons | COMFORTMAKER | HRCU-A-CB (Split System: Heat Pump with Remote Outdoor Unit-Air-Source) | C5H0V48*K*AAA* |  |  | EVD5X60M21A*+WALLCON | *80CSU1002120A* | 48000 | 18.5 | 9 | 50000 | 36800 | 73.6% | 2 | 0 | 10 |  |  |  | No | R-454B | 4 | Residential & Commercial | Ducted CEE Tier 1
215676558 | Central HP <5.4 tons | COMFORTMAKER | HRCU-A-CB (Split System: Heat Pump with Remote Outdoor Unit-Air-Source) | C5H0V48*K*AAA* |  |  | EVD5X60M21A*+WALLCON | *97CMN1002122B* | 48000 | 19 | 9 | 50000 | 36600 | 73.2% | 2 | 0 | 10 |  |  |  | No | R-454B | 4 | Residential & Commercial | Ducted CEE Tier 1
215675518 | Central HP <5.4 tons | COMFORTMAKER | HRCU-A-CB (Split System: Heat Pump with Remote Outdoor Unit-Air-Source) | C5H0V48*K*AAA* |  |  | EVM5X49M21A*+WALLCON | *80CSU1002120A* | 48000 | 18.5 | 9 | 50000 | 36800 | 73.6% | 2 | 0 | 10 |  |  |  | No | R-454B | 4 | Residential & Commercial | Ducted CEE Tier 1
212987000 | Central HP <5.4 tons | AIRQUEST | HRCU-A-CB (Split System: Heat Pump with Remote Outdoor Unit-Air-Source) | DLCURAH18ABK |  |  | EA*4X24L17A* | *96MSN0601412A* | 17300 | 16 | 8.5 | 18200 | 19400 | 106.6% | 2.34 | 0 | 10.5 |  |  |  | No | R-410A | 1.4417 | Residential & Commercial | Ducted CEE Tier 1
212978228 | Central HP <5.4 tons | DAY & NIGHT | HRCU-A-CB (Split System: Heat Pump with Remote Outdoor Unit-Air-Source) | DLCURAH18ABK |  |  | EA*4X19L17A* | *80MS(N,L)0701412A* | 18200 | 17 | 8.5 | 18100 | 17700 | 97.79% | 2.16 | 0 | 11 |  |  |  | No | R-410A | 1.5167 | Residential & Commercial | Ducted CEE Tier 1
212978747 | Central HP <5.4 tons | DAY & NIGHT | HRCU-A-CB (Split System: Heat Pump with Remote Outdoor Unit-Air-Source) | DLCURAH18ABK |  |  | EA*4X19L17A* | *80MS(N,L)0701712A* | 18000 | 17 | 8.5 | 17900 | 17800 | 99.44% | 2.16 | 0 | 11 |  |  |  | No | R-410A | 1.5 | Residential & Commercial | Ducted CEE Tier 1
211229183 | Central HP <5.4 tons | BRYANT HEATING AND COOLING SYSTEMS | HRCU-A-CB (Split System: Heat Pump with Remote Outdoor Unit-Air-Source) | 38MURAQ36AB3* |  |  | CAP**4821AL* | 926TB66100V21*** | 35800 | 16.5 | 8.5 | 37800 | 34600 | 91.53% | 2.04 | 0 | 10 |  |  |  | No | R-410A | 2.9833 | Residential & Commercial | Ducted CEE Tier 1
211229367 | Central HP <5.4 tons | BRYANT HEATING AND COOLING SYSTEMS | HRCU-A-CB (Split System: Heat Pump with Remote Outdoor Unit-Air-Source) | 38MURAQ36AB3* |  |  | CAP**4824AL* | 82*SA66110V24*** | 35800 | 16.5 | 8.5 | 37800 | 34600 | 91.53% | 2.04 | 0 | 10 |  |  |  | No | R-410A | 2.9833 | Residential & Commercial | Ducted CEE Tier 1
213076651 | Central HP <5.4 tons | BRYANT HEATING AND COOLING SYSTEMS | HRCU-A-CB (Split System: Heat Pump with Remote Outdoor Unit-Air-Source) | 38MURAQ36AB3* |  |  | CAP**4221AL* | 82*TB60090V21*** | 35200 | 16 | 8.1 | 38500 | 35000 | 90.91% | 1.88 | 0 | 10 |  |  |  | No | R-410A | 2.9333 | Residential & Commercial | Ducted CEE Tier 1
213076860 | Central HP <5.4 tons | BRYANT HEATING AND COOLING SYSTEMS | HRCU-A-CB (Split System: Heat Pump with Remote Outdoor Unit-Air-Source) | 38MURAQ36AB3* |  |  | CAP**4224AL* | 82*TB66135V24*** | 35400 | 16.5 | 8.1 | 38500 | 35000 | 90.91% | 1.88 | 0 | 10 |  |  |  | No | R-410A | 2.95 | Residential & Commercial | Ducted CEE Tier 1
213077126 | Central HP <5.4 tons | BRYANT HEATING AND COOLING SYSTEMS | HRCU-A-CB (Split System: Heat Pump with Remote Outdoor Unit-Air-Source) | 38MURAQ36AB3* |  |  | CNPV*4824AL* | 926SB60080V21*** | 35600 | 16.5 | 8.1 | 38500 | 34800 | 90.39% | 1.98 | 0 | 10 |  |  |  | No | R-410A | 2.9667 | Residential & Commercial | Ducted CEE Tier 1
215935555 | Central HP <5.4 tons | BRYANT HEATING AND COOLING SYSTEMS | HRCU-A-CB (Split System: Heat Pump with Remote Outdoor Unit-Air-Source) | 293VAN036**AA* |  |  | CVAVA3117XMA*+UI | 986TD42060C17*** | 34800 | 21 | 8.5 | 38000 | 27800 | 73.16% | 2.06 | 0 | 11 |  |  |  | No | R-454B | 2.9 | Residential & Commercial | Ducted CEE Tier 1
215936795 | Central HP <5.4 tons | BRYANT HEATING AND COOLING SYSTEMS | HRCU-A-CB (Split System: Heat Pump with Remote Outdoor Unit-Air-Source) | 293VAN036**AA* |  |  | CVAVA6024XMA*+UI | 935CB66100C21*** | 35600 | 22 | 8.5 | 38000 | 28400 | 74.74% | 2.06 | 0 | 12.5 |  |  |  | No | R-454B | 2.9667 | Residential & Commercial | Ducted CEE Tier 1
213080561 | Central HP <5.4 tons | BRYANT HEATING AND COOLING SYSTEMS | HRCU-A-CB (Split System: Heat Pump with Remote Outdoor Unit-Air-Source) | 38MURAQ36AB3* |  |  | CAP**4321AL* | 935SB36040M17*** | 36200 | 15.5 | 8.5 | 38500 | 35000 | 90.91% | 2.04 | 0 | 10 |  |  |  | No | R-410A | 3.0167 | Residential & Commercial | Ducted CEE Tier 1
212969837 | Central HP <5.4 tons | BRYANT HEATING AND COOLING SYSTEMS | HRCU-A-CB (Split System: Heat Pump with Remote Outdoor Unit-Air-Source) | 38MURAQ24AB3* |  |  | CNPV*3617AL* | 82*SB36045V14*** | 23600 | 17 | 8.5 | 26200 | 24600 | 93.89% | 2.04 | 0 | 10.5 |  |  |  | No | R-410A | 1.9667 | Residential & Commercial | Ducted CEE Tier 1
212973707 | Central HP <5.4 tons | DAY & NIGHT | HRCU-A-CB (Split System: Heat Pump with Remote Outdoor Unit-Air-Source) | DLCURAH18ABK |  |  | EN(A,D)4X30L17** | *96VSN0801716B* | 17500 | 16 | 8.1 | 18000 | 18700 | 103.9% | 2.24 | 0 | 11 |  |  |  | No | R-410A | 1.4583 | Residential & Commercial | Ducted CEE Tier 1
212978252 | Central HP <5.4 tons | DAY & NIGHT | HRCU-A-CB (Split System: Heat Pump with Remote Outdoor Unit-Air-Source) | DLCURAH18ABK |  |  | EA*4X24L17A* | *80MS(N,L)0701412A* | 17600 | 16.5 | 8.5 | 18500 | 19400 | 104.9% | 2.34 | 0 | 10.5 |  |  |  | No | R-410A | 1.4667 | Residential & Commercial | Ducted CEE Tier 1
211240774 | Central HP <5.4 tons | BRYANT HEATING AND COOLING SYSTEMS | HRCU-A-CB (Split System: Heat Pump with Remote Outdoor Unit-Air-Source) | 38MURAQ24AB3* |  |  | CAP**2417AL* | OVMAAB036098 | 23400 | 16.5 | 8.5 | 26600 | 25000 | 93.98% | 2.08 | 0 | 10 |  |  |  | No | R-410A | 1.95 | Residential & Commercial | Ducted CEE Tier 1
211259640 | Central HP <5.4 tons | AIRQUEST | HRCU-A-CB (Split System: Heat Pump with Remote Outdoor Unit-Air-Source) | DLCURAH18ABK |  |  | EA*4X19L17A* | *96VSN0601412A* | 18400 | 16 | 8.5 | 18400 | 17600 | 95.65% | 2.12 | 0 | 11 |  |  |  | No | R-410A | 1.5333 | Residential & Commercial | Ducted CEE Tier 1
215937097 | Central HP <5.4 tons | AIRQUEST | HRCU-A-CB (Split System: Heat Pump with Remote Outdoor Unit-Air-Source) | H5H3V48*K*AAA* |  |  | EVM5X48M21A*+WALLCON | *97CMN1002122B* | 44500 | 20 | 8.1 | 52000 | 38500 | 74.04% | 2 | 0 | 11 |  |  |  | No | R-454B | 3.7083 | Residential & Commercial | Ducted CEE Tier 1
213080681 | Central HP <5.4 tons | BRYANT HEATING AND COOLING SYSTEMS | HRCU-A-CB (Split System: Heat Pump with Remote Outdoor Unit-Air-Source) | 38MURAQ36AB3* |  |  | CAP**3721AL* | 935SB48060M17*** | 36600 | 16 | 8.5 | 38500 | 35000 | 90.91% | 2.06 | 0 | 10 |  |  |  | No | R-410A | 3.05 | Residential & Commercial | Ducted CEE Tier 1
215675538 | Central HP <5.4 tons | COMFORTMAKER | HRCU-A-CB (Split System: Heat Pump with Remote Outdoor Unit-Air-Source) | C5H0V48*K*AAA* |  |  | EVM5X49M21A*+WALLCON | *80CTL0701716B* | 48000 | 18.5 | 9 | 50000 | 37200 | 74.4% | 2 | 0 | 10 |  |  |  | No | R-454B | 4 | Residential & Commercial | Ducted CEE Tier 1
215676348 | Central HP <5.4 tons | COMFORTMAKER | HRCU-A-CB (Split System: Heat Pump with Remote Outdoor Unit-Air-Source) | C5H0V48*K*AAA* |  |  | EVD5X49M24A*+WALLCON | *97CMN0602120B* | 47500 | 18.5 | 9 | 50000 | 37000 | 74% | 1.98 | 0 | 10 |  |  |  | No | R-454B | 3.9583 | Residential & Commercial | Ducted CEE Tier 1
215676598 | Central HP <5.4 tons | COMFORTMAKER | HRCU-A-CB (Split System: Heat Pump with Remote Outdoor Unit-Air-Source) | C5H0V48*K*AAA* |  |  | EVD5X60M24A*+WALLCON | *80CSU1002120A* | 48000 | 18.5 | 9 | 50000 | 36600 | 73.2% | 2 | 0 | 10 |  |  |  | No | R-454B | 4 | Residential & Commercial | Ducted CEE Tier 1
215676848 | Central HP <5.4 tons | COMFORTMAKER | HRCU-A-CB (Split System: Heat Pump with Remote Outdoor Unit-Air-Source) | C5H0V48*K*AAA* |  |  | EVD5X61M24A*+WALLCON | *80CSU0802120A* | 49000 | 19.5 | 9 | 50000 | 36600 | 73.2% | 2.1 | 0 | 10.5 |  |  |  | No | R-454B | 4.0833 | Residential & Commercial | Ducted CEE Tier 1
215676828 | Central HP <5.4 tons | COMFORTMAKER | HRCU-A-CB (Split System: Heat Pump with Remote Outdoor Unit-Air-Source) | C5H0V48*K*AAA* |  |  | EVD5X61M21A*+WALLCON | *96CTN0801714B* | 48000 | 19 | 9 | 50000 | 36400 | 72.8% | 2.02 | 0 | 10 |  |  |  | No | R-454B | 4 | Residential & Commercial | Ducted CEE Tier 1
215940023 | Central HP <5.4 tons | TEMPSTAR | HRCU-A-CB (Split System: Heat Pump with Remote Outdoor Unit-Air-Source) | T5H3V36*K*AAA* |  |  | ESH5X42M12A*+WALLCON | *96CTN0802120B* | 33600 | 19 | 9 | 34800 | 26600 | 76.44% | 1.92 | 0 | 11.5 |  |  |  | No | R-454B | 2.8 | Residential & Commercial | Ducted CEE Tier 1
210596801 | Central HP <5.4 tons | DAY & NIGHT | HRCU-A-CB (Split System: Heat Pump with Remote Outdoor Unit-Air-Source) | CVH825GKA2* |  |  | EA*4X43L21A*+WALLCON | *97CMN0801714A* | 24400 | 16.5 | 8.1 | 21200 | 16700 | 78.77% | 2.02 | 0 | 11 |  |  |  | No | R-410A | 2.0333 | Residential & Commercial | Ducted CEE Tier 1
207820993 | Central HP <5.4 tons | AMERICAN STANDARD | HRCU-A-CB (Split System: Heat Pump with Remote Outdoor Unit-Air-Source) | 4A6V0X60A1 |  |  | TEM8B0C60V51+TDR |  | 54000 | 19.5 | 8.5 | 51000 | 37000 | 72.55% | 1.84 | 12.5 | 12 |  |  |  | No | R-410A | 4.5 | Residential & Commercial | Ducted CEE Tier 1
206788916 | Central HP <5.4 tons | CARRIER | HRCU-A-CB (Split System: Heat Pump with Remote Outdoor Unit-Air-Source) | 25VNA448A*031* |  |  | CAP**4824AL*+UI | 59MN7B120C24**22 | 43500 | 20.5 | 9.5 | 46500 | 36400 | 78.28% | 2.26 | 12 | 11.7 |  |  |  | No | R-410A | 3.625 | Residential & Commercial | Ducted CEE Tier 1
206788918 | Central HP <5.4 tons | CARRIER | HRCU-A-CB (Split System: Heat Pump with Remote Outdoor Unit-Air-Source) | 25VNA448A*031* |  |  | CAP**6024AL*+UI | 59MN7B120C24**22 | 44500 | 21 | 9.5 | 46000 | 36400 | 79.13% | 2.34 | 12.5 | 12 |  |  |  | No | R-410A | 3.7083 | Residential & Commercial | Ducted CEE Tier 1
206788934 | Central HP <5.4 tons | CARRIER | HRCU-A-CB (Split System: Heat Pump with Remote Outdoor Unit-Air-Source) | 25VNA448A*031* |  |  | CAP**6124AL*+UI | 59TN6B120C24**22 | 45500 | 21.5 | 9.5 | 46000 | 36200 | 78.7% | 2.38 | 12.5 | 12 |  |  |  | No | R-410A | 3.7917 | Residential & Commercial | Ducted CEE Tier 1
203118281 | Central HP <5.4 tons | TRANE | HRCU-A-CB (Split System: Heat Pump with Remote Outdoor Unit-Air-Source) | 4TWA7048A4 |  |  | 4PX*DU60BS3 | S8X2D120M5PTA | 47500 | 16.5 | 8.1 | 48000 | 48000 | 100% | 3.6 | 13 | 12 |  |  |  | No | R-410A | 3.9583 | Residential & Commercial | Ducted CEE Tier 1
204451193 | Central HP <5.4 tons | CARRIER | HRCU-A-CB (Split System: Heat Pump with Remote Outdoor Unit-Air-Source) | 25VNA825A*031* |  |  | CAP**2417AL*+UI | 58TN*A070C17**16 | 23200 | 16.5 | 8.1 | 22000 | 16800 | 76.36% | 1.9 | 11 | 10.5 |  |  |  | No | R-410A | 1.9333 | Residential & Commercial | Ducted CEE Tier 1
204451210 | Central HP <5.4 tons | CARRIER | HRCU-A-CB (Split System: Heat Pump with Remote Outdoor Unit-Air-Source) | 25VNA825A*031* |  |  | CAP**3017AL*+UI | 58TN*A070C17**16 | 23400 | 16.5 | 8.1 | 21600 | 16700 | 77.31% | 1.92 | 11 | 11 |  |  |  | No | R-410A | 1.95 | Residential & Commercial | Ducted CEE Tier 1
215667135 | Central HP <5.4 tons | COMFORTMAKER | HRCU-A-CB (Split System: Heat Pump with Remote Outdoor Unit-Air-Source) | C5H0V24*K*AAA* |  |  | EA*5X24M17A*+WALLCON | *96CTN0601714B* | 22800 | 16.5 | 9 | 24000 | 16900 | 70.42% | 1.94 | 0 | 10 |  |  |  | No | R-454B | 1.9 | Residential & Commercial | Ducted CEE Tier 1
215667385 | Central HP <5.4 tons | COMFORTMAKER | HRCU-A-CB (Split System: Heat Pump with Remote Outdoor Unit-Air-Source) | C5H0V24*K*AAA* |  |  | EA*5X30M17A*+WALLCON | *80CSU0601716A* | 23000 | 17 | 9 | 23800 | 16700 | 70.17% | 1.98 | 0 | 10 |  |  |  | No | R-454B | 1.9167 | Residential & Commercial | Ducted CEE Tier 1
215667419 | Central HP <5.4 tons | COMFORTMAKER | HRCU-A-CB (Split System: Heat Pump with Remote Outdoor Unit-Air-Source) | C5H0V24*K*AAA* |  |  | EA*5X30M17A*+WALLCON | *80CTL0701412B* | 23000 | 17 | 9 | 23800 | 16700 | 70.17% | 1.98 | 0 | 10 |  |  |  | No | R-454B | 1.9167 | Residential & Commercial | Ducted CEE Tier 1
214229435 | Central HP <5.4 tons | BRYANT HEATING AND COOLING SYSTEMS | HRCU-A-CB (Split System: Heat Pump with Remote Outdoor Unit-Air-Source) | 38MURAQ36AB3* |  |  | CAP**4824AL* | 83*SB60100M21*** | 35600 | 16 | 8.5 | 38000 | 34600 | 91.05% | 2.04 | 0 | 10 |  |  |  | No | R-410A | 2.9667 | Residential & Commercial | Ducted CEE Tier 1
215668719 | Central HP <5.4 tons | COMFORTMAKER | HRCU-A-CB (Split System: Heat Pump with Remote Outdoor Unit-Air-Source) | C5H0V36*K*AAA* |  |  | EA*5X37M21A*+WALLCON | *95CSU1002122B* | 34600 | 18 | 9 | 35200 | 25000 | 71.02% | 1.9 | 0 | 10 |  |  |  | No | R-454B | 2.8833 | Residential & Commercial | Ducted CEE Tier 1
215668783 | Central HP <5.4 tons | COMFORTMAKER | HRCU-A-CB (Split System: Heat Pump with Remote Outdoor Unit-Air-Source) | C5H0V36*K*AAA* |  |  | EA*5X37M21A*+WALLCON | *96CTN1002122B* | 34600 | 18 | 9 | 35200 | 25000 | 71.02% | 1.9 | 0 | 10 |  |  |  | No | R-454B | 2.8833 | Residential & Commercial | Ducted CEE Tier 1
215668951 | Central HP <5.4 tons | COMFORTMAKER | HRCU-A-CB (Split System: Heat Pump with Remote Outdoor Unit-Air-Source) | C5H0V36*K*AAA* |  |  | EA*5X43M21A*+WALLCON | *80CSU0401712A* | 34400 | 18 | 9 | 35200 | 25200 | 71.59% | 1.88 | 0 | 10 |  |  |  | No | R-454B | 2.8667 | Residential & Commercial | Ducted CEE Tier 1
215668879 | Central HP <5.4 tons | COMFORTMAKER | HRCU-A-CB (Split System: Heat Pump with Remote Outdoor Unit-Air-Source) | C5H0V36*K*AAA* |  |  | EA*5X42M21A*+WALLCON | *95CSU1002122B* | 33200 | 17.5 | 9 | 35800 | 25600 | 71.51% | 1.84 | 0 | 10 |  |  |  | No | R-454B | 2.7667 | Residential & Commercial | Ducted CEE Tier 1
203118193 | Central HP <5.4 tons | TRANE | HRCU-A-CB (Split System: Heat Pump with Remote Outdoor Unit-Air-Source) | 4TWA7048A3 |  |  | 4PX*DU60BS3 | S8X1D120M5PTA | 47500 | 16.5 | 8.1 | 48000 | 48000 | 100% | 3.6 | 13 | 12 |  |  |  | No | R-410A | 3.9583 | Residential & Commercial | Ducted CEE Tier 1
203118202 | Central HP <5.4 tons | TRANE | HRCU-A-CB (Split System: Heat Pump with Remote Outdoor Unit-Air-Source) | 4TWA7048A3 |  |  | 4TXCD010DS3 | S8X1D120M5PTA | 47500 | 16.5 | 8.1 | 48000 | 48000 | 100% | 3.6 | 13 | 12 |  |  |  | No | R-410A | 3.9583 | Residential & Commercial | Ducted CEE Tier 1
207526308 | Central HP <5.4 tons | TRANE | HRCU-A-CB (Split System: Heat Pump with Remote Outdoor Unit-Air-Source) | 4TWV8X60A1 |  |  | 4TXCD010DS3 | *UHMD120ACV5 | 53500 | 18 | 8.2 | 51000 | 39000 | 76.47% | 1.8 | 11.75 | 11.7 |  |  |  | No | R-410A | 4.4583 | Residential & Commercial | Ducted CEE Tier 1
212384288 | Central HP <5.4 tons | BRYANT HEATING AND COOLING SYSTEMS | HRCU-A-CB (Split System: Heat Pump with Remote Outdoor Unit-Air-Source) | 38MURAQ36AB3* |  |  | CNPV*4217AL* | 8(0,1)*SA42090E17*** | 36200 | 15.5 | 8.1 | 39500 | 35000 | 88.61% | 1.98 | 0 | 10 |  |  |  | No | R-410A | 3.0167 | Residential & Commercial | Ducted CEE Tier 1
213079250 | Central HP <5.4 tons | BRYANT HEATING AND COOLING SYSTEMS | HRCU-A-CB (Split System: Heat Pump with Remote Outdoor Unit-Air-Source) | 38MURAQ36AB3* |  |  | CAP**4321AL* | 83*SB60080M21*** | 36600 | 16.5 | 8.5 | 38000 | 34600 | 91.05% | 2.08 | 0 | 10 |  |  |  | No | R-410A | 3.05 | Residential & Commercial | Ducted CEE Tier 1
213079720 | Central HP <5.4 tons | BRYANT HEATING AND COOLING SYSTEMS | HRCU-A-CB (Split System: Heat Pump with Remote Outdoor Unit-Air-Source) | 38MURAQ36AB3* |  |  | CNPV*4824AL* | 912SE60080M21*** | 35800 | 16.5 | 8.1 | 38500 | 34800 | 90.39% | 2 | 0 | 10 |  |  |  | No | R-410A | 2.9833 | Residential & Commercial | Ducted CEE Tier 1
212970697 | Central HP <5.4 tons | BRYANT HEATING AND COOLING SYSTEMS | HRCU-A-CB (Split System: Heat Pump with Remote Outdoor Unit-Air-Source) | 38MURAQ36AB3* |  |  | CAP**4824AL* | 82*SB60090V21*** | 35800 | 16.5 | 8.5 | 38500 | 34600 | 89.87% | 2.02 | 0 | 10 |  |  |  | No | R-410A | 2.9833 | Residential & Commercial | Ducted CEE Tier 1
212972068 | Central HP <5.4 tons | BRYANT HEATING AND COOLING SYSTEMS | HRCU-A-CB (Split System: Heat Pump with Remote Outdoor Unit-Air-Source) | 38MURAQ36AB3* |  |  | CAP**4821AL* | 82*TB48090V17*** | 35800 | 16 | 8.5 | 37800 | 34800 | 92.06% | 2.02 | 0 | 10 |  |  |  | No | R-410A | 2.9833 | Residential & Commercial | Ducted CEE Tier 1
204451241 | Central HP <5.4 tons | CARRIER | HRCU-A-CB (Split System: Heat Pump with Remote Outdoor Unit-Air-Source) | 25VNA825A*031* |  |  | CAP**3717AL*+UI | 58TN*A070C17**16 | 24200 | 16.5 | 8.1 | 21400 | 16700 | 78.04% | 2 | 11 | 11 |  |  |  | No | R-410A | 2.0167 | Residential & Commercial | Ducted CEE Tier 1
204451242 | Central HP <5.4 tons | CARRIER | HRCU-A-CB (Split System: Heat Pump with Remote Outdoor Unit-Air-Source) | 25VNA825A*031* |  |  | CAP**3717AL*+UI | 59TN6B060C17**14 | 24000 | 16 | 8.1 | 21400 | 16800 | 78.5% | 1.98 | 11 | 11 |  |  |  | No | R-410A | 2 | Residential & Commercial | Ducted CEE Tier 1
204451260 | Central HP <5.4 tons | CARRIER | HRCU-A-CB (Split System: Heat Pump with Remote Outdoor Unit-Air-Source) | 25VNA825A*031* |  |  | CAP**3721AL*+UI | 58TN*A090C17**16 | 24600 | 17.5 | 8.5 | 21000 | 16500 | 78.57% | 2.04 | 12 | 11.7 |  |  |  | No | R-410A | 2.05 | Residential & Commercial | Ducted CEE Tier 1
214066877 | Central HP <5.4 tons | FRIEDRICH | HRCU-A-CB (Split System: Heat Pump with Remote Outdoor Unit-Air-Source) | RD17AZ36AJ3N |  |  | TCFZ3621MTANM | FR921V0603A17M4 | 34200 | 18 | 8.1 | 34200 | 29800 | 87.13% | 1.9 | 0 | 10 |  |  |  | No | R-410A | 2.85 | Residential & Commercial | Ducted CEE Tier 1
206136350 | Central HP <5.4 tons | CARRIER | HRCU-A-CB (Split System: Heat Pump with Remote Outdoor Unit-Air-Source) | 25VNA837A*030* |  |  | CSPH*4812AL*+UI | 59CU5A080C21**20 | 32600 | 17 | 8.1 | 33000 | 24800 | 75.15% | 1.98 | 11.5 | 11 |  |  |  | No | R-410A | 2.7167 | Residential & Commercial | Ducted CEE Tier 1
215940323 | Central HP <5.4 tons | TEMPSTAR | HRCU-A-CB (Split System: Heat Pump with Remote Outdoor Unit-Air-Source) | T5H3V36*K*AAA* |  |  | EVM5X44M21A*+WALLCON | *97CTN1002122A* | 35600 | 22 | 8.5 | 38000 | 28600 | 75.26% | 2.02 | 0 | 12.5 |  |  |  | No | R-454B | 2.9667 | Residential & Commercial | Ducted CEE Tier 1
215940373 | Central HP <5.4 tons | TEMPSTAR | HRCU-A-CB (Split System: Heat Pump with Remote Outdoor Unit-Air-Source) | T5H3V36*K*AAA* |  |  | EVM5X49M21A*+WALLCON | *97CTN0801716A* | 35400 | 21 | 8.5 | 38500 | 29000 | 75.32% | 2.02 | 0 | 12 |  |  |  | No | R-454B | 2.95 | Residential & Commercial | Ducted CEE Tier 1
215675668 | Central HP <5.4 tons | COMFORTMAKER | HRCU-A-CB (Split System: Heat Pump with Remote Outdoor Unit-Air-Source) | C5H0V48*K*AAA* |  |  | EVM5X60M21A*+WALLCON | *80CSU0601716A* | 48000 | 19 | 9 | 50000 | 36800 | 73.6% | 2 | 0 | 10 |  |  |  | No | R-454B | 4 | Residential & Commercial | Ducted CEE Tier 1
215675688 | Central HP <5.4 tons | COMFORTMAKER | HRCU-A-CB (Split System: Heat Pump with Remote Outdoor Unit-Air-Source) | C5H0V48*K*AAA* |  |  | EVM5X60M21A*+WALLCON | *80CSU1002120A* | 48000 | 18.5 | 9 | 50000 | 36800 | 73.6% | 2 | 0 | 10 |  |  |  | No | R-454B | 4 | Residential & Commercial | Ducted CEE Tier 1
215675838 | Central HP <5.4 tons | COMFORTMAKER | HRCU-A-CB (Split System: Heat Pump with Remote Outdoor Unit-Air-Source) | C5H0V48*K*AAA* |  |  | EVM5X60M21A*+WALLCON | *96CTN1002122B* | 48000 | 19 | 9 | 50000 | 36800 | 73.6% | 2 | 0 | 10 |  |  |  | No | R-454B | 4 | Residential & Commercial | Ducted CEE Tier 1
215676038 | Central HP <5.4 tons | COMFORTMAKER | HRCU-A-CB (Split System: Heat Pump with Remote Outdoor Unit-Air-Source) | C5H0V48*K*AAA* |  |  | EVM5X61M24A*+WALLCON | *97CMN0602120B* | 48500 | 19 | 9 | 50000 | 37200 | 74.4% | 1.98 | 0 | 10 |  |  |  | No | R-454B | 4.0417 | Residential & Commercial | Ducted CEE Tier 1
215942519 | Central HP <5.4 tons | TEMPSTAR | HRCU-A-CB (Split System: Heat Pump with Remote Outdoor Unit-Air-Source) | T5H3V36*K*AAA* |  |  | EVD5X61M21A*+WALLCON | *97CMN0601714B* | 35600 | 21.5 | 8.5 | 37400 | 28200 | 75.4% | 2.06 | 0 | 11.7 |  |  |  | No | R-454B | 2.9667 | Residential & Commercial | Ducted CEE Tier 1
214570523 | Central HP <5.4 tons | COMFORTMAKER | HRCU-A-CB (Split System: Heat Pump with Remote Outdoor Unit-Air-Source) | CVH825GKA3* |  |  | EA*4X42L21A*+WALLCON | *97CMN0602120B* | 23600 | 16.5 | 8.1 | 21400 | 16700 | 78.04% | 1.96 | 0 | 10.5 |  |  |  | No | R-410A | 1.9667 | Residential & Commercial | Ducted CEE Tier 1
214570743 | Central HP <5.4 tons | COMFORTMAKER | HRCU-A-CB (Split System: Heat Pump with Remote Outdoor Unit-Air-Source) | CVH825GKA3* |  |  | EA*4X48L24A*+WALLCON | *95CSU0802120B* | 24000 | 16.5 | 8.5 | 21000 | 16600 | 79.05% | 2.02 | 0 | 11 |  |  |  | No | R-410A | 2 | Residential & Commercial | Ducted CEE Tier 1
215941673 | Central HP <5.4 tons | TEMPSTAR | HRCU-A-CB (Split System: Heat Pump with Remote Outdoor Unit-Air-Source) | T5H3V48*K*AAA* |  |  | EVD5X60M21A*+WALLCON | *96CTN0802120B* | 45500 | 20.5 | 8.1 | 53000 | 38500 | 72.64% | 1.95 | 0 | 11 |  |  |  | No | R-454B | 3.7917 | Residential & Commercial | Ducted CEE Tier 1
210596819 | Central HP <5.4 tons | DAY & NIGHT | HRCU-A-CB (Split System: Heat Pump with Remote Outdoor Unit-Air-Source) | CVH825GKA2* |  |  | EA*4X48L21A*+WALLCON | *80CTL0701716A* | 24000 | 17 | 8.1 | 21000 | 16600 | 79.05% | 2.02 | 0 | 11 |  |  |  | No | R-410A | 2 | Residential & Commercial | Ducted CEE Tier 1
210596969 | Central HP <5.4 tons | DAY & NIGHT | HRCU-A-CB (Split System: Heat Pump with Remote Outdoor Unit-Air-Source) | CVH825GKA2* |  |  | EHD4X48AAL+WALLCON | *95CSU0802120A* | 24200 | 16.5 | 8.1 | 21200 | 16600 | 78.3% | 2.02 | 0 | 11 |  |  |  | No | R-410A | 2.0167 | Residential & Commercial | Ducted CEE Tier 1
210596984 | Central HP <5.4 tons | DAY & NIGHT | HRCU-A-CB (Split System: Heat Pump with Remote Outdoor Unit-Air-Source) | CVH825GKA2* |  |  | EHD4X48AAL+WALLCON | *96CTN1202422A* | 24200 | 16.5 | 8.1 | 21200 | 16600 | 78.3% | 2.02 | 0 | 11 |  |  |  | No | R-410A | 2.0167 | Residential & Commercial | Ducted CEE Tier 1
211227547 | Central HP <5.4 tons | HEIL | HRCU-A-CB (Split System: Heat Pump with Remote Outdoor Unit-Air-Source) | DLCURAH36ABK |  |  | EA*4X42L21A* | *92ESN1002120A* | 35200 | 16.5 | 8.1 | 38500 | 35000 | 90.91% | 1.88 | 0 | 10 |  |  |  | No | R-410A | 2.9333 | Residential & Commercial | Ducted CEE Tier 1
214239009 | Central HP <5.4 tons | DAY & NIGHT | HRCU-A-CB (Split System: Heat Pump with Remote Outdoor Unit-Air-Source) | CVH837GKA2* |  |  | END4X42L17**+WALLCON | *97CMN0601714B* | 31800 | 16.5 | 8.1 | 33200 | 25000 | 75.3% | 1.88 | 0 | 11 |  |  |  | No | R-410A | 2.65 | Residential & Commercial | Ducted CEE Tier 1
211226937 | Central HP <5.4 tons | HEIL | HRCU-A-CB (Split System: Heat Pump with Remote Outdoor Unit-Air-Source) | DLCURAH36ABK |  |  | EA*4X37L21A* | *80ESU1002120A* | 36200 | 16 | 8.5 | 38500 | 34800 | 90.39% | 2.08 | 0 | 10 |  |  |  | No | R-410A | 3.0167 | Residential & Commercial | Ducted CEE Tier 1
211227336 | Central HP <5.4 tons | HEIL | HRCU-A-CB (Split System: Heat Pump with Remote Outdoor Unit-Air-Source) | DLCURAH36ABK |  |  | EA*4X42L21A* | *80ES(N,L)0901714A* | 36000 | 15.5 | 8.1 | 39500 | 35200 | 89.11% | 1.9 | 0 | 10 |  |  |  | No | R-410A | 3 | Residential & Commercial | Ducted CEE Tier 1
211227372 | Central HP <5.4 tons | HEIL | HRCU-A-CB (Split System: Heat Pump with Remote Outdoor Unit-Air-Source) | DLCURAH36ABK |  |  | EA*4X42L21A* | *80ES(N,L)1102120A* | 35400 | 16 | 8.1 | 38500 | 35000 | 90.91% | 1.88 | 0 | 10 |  |  |  | No | R-410A | 2.95 | Residential & Commercial | Ducted CEE Tier 1
213770272 | Central HP <5.4 tons | BRYANT HEATING AND COOLING SYSTEMS | HRCU-A-CB (Split System: Heat Pump with Remote Outdoor Unit-Air-Source) | 284ANV048*0**B* |  |  | CAP**4824AL*+UI | 88*TB60110C21*** | 44000 | 21 | 9 | 46000 | 36200 | 78.7% | 2.28 | 0 | 11.5 |  |  |  | No | R-410A | 3.6667 | Residential & Commercial | Ducted CEE Tier 1
212985810 | Central HP <5.4 tons | HEIL | HRCU-A-CB (Split System: Heat Pump with Remote Outdoor Unit-Air-Source) | DLCURAH24ABK |  |  | EA*4X36L17A* | *96MSN0261410A* | 23400 | 16.5 | 8.5 | 26200 | 24400 | 93.13% | 2.02 | 0 | 10 |  |  |  | No | R-410A | 1.95 | Residential & Commercial | Ducted CEE Tier 1
214239015 | Central HP <5.4 tons | HEIL | HRCU-A-CB (Split System: Heat Pump with Remote Outdoor Unit-Air-Source) | HVH837GKA2* |  |  | END4X42L17**+WALLCON | *97CMN0801714B* | 32000 | 16.5 | 8.1 | 33200 | 24800 | 74.7% | 1.88 | 0 | 11 |  |  |  | No | R-410A | 2.6667 | Residential & Commercial | Ducted CEE Tier 1
214239035 | Central HP <5.4 tons | HEIL | HRCU-A-CB (Split System: Heat Pump with Remote Outdoor Unit-Air-Source) | HVH837GKA2* |  |  | END4X42L17**+WALLCON | *96CTN0801714B* | 32000 | 16.5 | 8.1 | 33000 | 24800 | 75.15% | 1.9 | 0 | 11 |  |  |  | No | R-410A | 2.6667 | Residential & Commercial | Ducted CEE Tier 1
215939963 | Central HP <5.4 tons | TEMPSTAR | HRCU-A-CB (Split System: Heat Pump with Remote Outdoor Unit-Air-Source) | T5H3V36*K*AAA* |  |  | ESH5X36M12A*+WALLCON | *80CSU0601716B* | 33400 | 19 | 9 | 34800 | 26600 | 76.44% | 1.92 | 0 | 11.5 |  |  |  | No | R-454B | 2.7833 | Residential & Commercial | Ducted CEE Tier 1
215940013 | Central HP <5.4 tons | TEMPSTAR | HRCU-A-CB (Split System: Heat Pump with Remote Outdoor Unit-Air-Source) | T5H3V36*K*AAA* |  |  | ESH5X36M12A*+WALLCON | *97CTN1202422A* | 33400 | 19 | 9 | 34800 | 26600 | 76.44% | 1.92 | 0 | 11 |  |  |  | No | R-454B | 2.7833 | Residential & Commercial | Ducted CEE Tier 1
215940113 | Central HP <5.4 tons | TEMPSTAR | HRCU-A-CB (Split System: Heat Pump with Remote Outdoor Unit-Air-Source) | T5H3V36*K*AAA* |  |  | ESH5X48M12A*+WALLCON | *80CSU0401712B* | 33800 | 19.5 | 9 | 34600 | 26400 | 76.3% | 1.92 | 0 | 11.7 |  |  |  | No | R-454B | 2.8167 | Residential & Commercial | Ducted CEE Tier 1
215676482 | Central HP <5.4 tons | TEMPSTAR | HRCU-A-CB (Split System: Heat Pump with Remote Outdoor Unit-Air-Source) | T5H0V48*K*AAA* |  |  | EVD5X60M21A*+WALLCON | *80CTL0902120B* | 48000 | 19 | 9.5 | 50000 | 36600 | 73.2% | 2.12 | 0 | 10.5 |  |  |  | No | R-454B | 4 | Residential & Commercial | Ducted CEE Tier 1
212969577 | Central HP <5.4 tons | BRYANT HEATING AND COOLING SYSTEMS | HRCU-A-CB (Split System: Heat Pump with Remote Outdoor Unit-Air-Source) | 38MURAQ18AB3* |  |  | CNPV*2417AL* | 82*SB36045V14*** | 17700 | 16.5 | 8.5 | 18700 | 19100 | 102.1% | 2.3 | 0 | 11 |  |  |  | No | R-410A | 1.475 | Residential & Commercial | Ducted CEE Tier 1
212969597 | Central HP <5.4 tons | BRYANT HEATING AND COOLING SYSTEMS | HRCU-A-CB (Split System: Heat Pump with Remote Outdoor Unit-Air-Source) | 38MURAQ18AB3* |  |  | CNPV*3017AL* | 82*SB36045V14*** | 17400 | 16.5 | 8.1 | 17900 | 18600 | 103.9% | 2.24 | 0 | 11 |  |  |  | No | R-410A | 1.45 | Residential & Commercial | Ducted CEE Tier 1
212970737 | Central HP <5.4 tons | BRYANT HEATING AND COOLING SYSTEMS | HRCU-A-CB (Split System: Heat Pump with Remote Outdoor Unit-Air-Source) | 38MURAQ36AB3* |  |  | CNPV*4824AL* | 82*SB60090V21*** | 36000 | 16.5 | 8.1 | 38500 | 35000 | 90.91% | 2 | 0 | 10 |  |  |  | No | R-410A | 3 | Residential & Commercial | Ducted CEE Tier 1
212984736 | Central HP <5.4 tons | AIRQUEST | HRCU-A-CB (Split System: Heat Pump with Remote Outdoor Unit-Air-Source) | DLCURAH18ABK |  |  | EA*4X30L17A* | *92MSN0801716A* | 17900 | 16.5 | 8.5 | 18500 | 18700 | 101.1% | 2.26 | 0 | 10.5 |  |  |  | No | R-410A | 1.4917 | Residential & Commercial | Ducted CEE Tier 1
212986310 | Central HP <5.4 tons | AIRQUEST | HRCU-A-CB (Split System: Heat Pump with Remote Outdoor Unit-Air-Source) | DLCURAH18ABK |  |  | EA*4X30L14A* | *96MSN0401410A* | 17600 | 16 | 8.5 | 18300 | 18900 | 103.3% | 2.26 | 0 | 10.5 |  |  |  | No | R-410A | 1.4667 | Residential & Commercial | Ducted CEE Tier 1
204298765 | Central HP <5.4 tons | CARRIER | HRCU-A-CB (Split System: Heat Pump with Remote Outdoor Unit-Air-Source) | 25VNA837A*030* |  |  | CAP**3621AL*+UI | 58TN*A090C17**16 | 31600 | 17.5 | 8.1 | 33000 | 24200 | 73.33% | 1.86 | 11.5 | 11.5 |  |  |  | No | R-410A | 2.6333 | Residential & Commercial | Ducted CEE Tier 1
206133756 | Central HP <5.4 tons | CARRIER | HRCU-A-CB (Split System: Heat Pump with Remote Outdoor Unit-Air-Source) | 25VNA825A*031* |  |  | CAP**3617AL*+UI | 59CU5A060C17**16 | 23400 | 16.5 | 8.1 | 21600 | 16800 | 77.78% | 1.92 | 11 | 10.5 |  |  |  | No | R-410A | 1.95 | Residential & Commercial | Ducted CEE Tier 1
211260724 | Central HP <5.4 tons | BRYANT HEATING AND COOLING SYSTEMS | HRCU-A-CB (Split System: Heat Pump with Remote Outdoor Unit-Air-Source) | 38MURAQ18AB3* |  |  | CAP**2517AL* | 926SA36040V17*** | 18200 | 15.5 | 8.5 | 18200 | 17500 | 96.15% | 2.12 | 0 | 10.5 |  |  |  | No | R-410A | 1.5167 | Residential & Commercial | Ducted CEE Tier 1
211260976 | Central HP <5.4 tons | BRYANT HEATING AND COOLING SYSTEMS | HRCU-A-CB (Split System: Heat Pump with Remote Outdoor Unit-Air-Source) | 38MURAQ18AB3* |  |  | CAP**2517AL* | 8(0,1)*SA36045E14*** | 18600 | 16.5 | 8.5 | 18400 | 17400 | 94.57% | 2.12 | 0 | 11 |  |  |  | No | R-410A | 1.55 | Residential & Commercial | Ducted CEE Tier 1
211261019 | Central HP <5.4 tons | BRYANT HEATING AND COOLING SYSTEMS | HRCU-A-CB (Split System: Heat Pump with Remote Outdoor Unit-Air-Source) | 38MURAQ18AB3* |  |  | CAP**2517AL* | 912SD36060E14*** | 18700 | 16.5 | 8.5 | 18500 | 17400 | 94.05% | 2.12 | 0 | 11 |  |  |  | No | R-410A | 1.5583 | Residential & Commercial | Ducted CEE Tier 1
211261342 | Central HP <5.4 tons | BRYANT HEATING AND COOLING SYSTEMS | HRCU-A-CB (Split System: Heat Pump with Remote Outdoor Unit-Air-Source) | 38MURAQ18AB3* |  |  | CAP**3014AL* | 915SB36060E14*** | 17900 | 16 | 8.5 | 18500 | 18500 | 100% | 2.22 | 0 | 10.5 |  |  |  | No | R-410A | 1.4917 | Residential & Commercial | Ducted CEE Tier 1
215676478 | Central HP <5.4 tons | COMFORTMAKER | HRCU-A-CB (Split System: Heat Pump with Remote Outdoor Unit-Air-Source) | C5H0V48*K*AAA* |  |  | EVD5X60M21A*+WALLCON | *80CTL0902120B* | 48000 | 19 | 9.5 | 50000 | 36600 | 73.2% | 2.12 | 0 | 10.5 |  |  |  | No | R-454B | 4 | Residential & Commercial | Ducted CEE Tier 1
215676678 | Central HP <5.4 tons | COMFORTMAKER | HRCU-A-CB (Split System: Heat Pump with Remote Outdoor Unit-Air-Source) | C5H0V48*K*AAA* |  |  | EVD5X60M24A*+WALLCON | *96CTN1202422B* | 48000 | 19 | 9 | 50000 | 36600 | 73.2% | 2 | 0 | 10.5 |  |  |  | No | R-454B | 4 | Residential & Commercial | Ducted CEE Tier 1
214075247 | Central HP <5.4 tons | FRIEDRICH | HRCU-A-CB (Split System: Heat Pump with Remote Outdoor Unit-Air-Source) | RD17AZ60AJ3N |  |  | TCFZ6024STANM | FR802V1005A21UHN | 55500 | 18 | 8.1 | 53500 | 49000 | 91.59% | 1.75 | 0 | 10 |  |  |  | No | R-410A | 4.625 | Residential & Commercial | Ducted CEE Tier 1
211262605 | Central HP <5.4 tons | TEMPSTAR | HRCU-A-CB (Split System: Heat Pump with Remote Outdoor Unit-Air-Source) | DLCURAH18ABK |  |  | EN(A,D)4X24L14** | *95ESN0401410A* | 17800 | 15.5 | 8.5 | 18700 | 18800 | 100.5% | 2.26 | 0 | 10.5 |  |  |  | No | R-410A | 1.4833 | Residential & Commercial | Ducted CEE Tier 1
212989267 | Central HP <5.4 tons | DAY & NIGHT | HRCU-A-CB (Split System: Heat Pump with Remote Outdoor Unit-Air-Source) | DLCURAH18ABK |  |  | EA*4X19L17A* | *95MSU0601716A* | 17800 | 16.5 | 8.1 | 17800 | 17900 | 100.6% | 2.16 | 0 | 10.5 |  |  |  | No | R-410A | 1.4833 | Residential & Commercial | Ducted CEE Tier 1
206135662 | Central HP <5.4 tons | CARRIER | HRCU-A-CB (Split System: Heat Pump with Remote Outdoor Unit-Air-Source) | 25VNA837A*030* |  |  | CAP**3721AL*+UI | 58CU*A060C17**16 | 32800 | 17 | 8.5 | 33000 | 25200 | 76.36% | 1.96 | 12 | 11 |  |  |  | No | R-410A | 2.7333 | Residential & Commercial | Ducted CEE Tier 1
215678298 | Central HP <5.4 tons | COMFORTMAKER | HRCU-A-CB (Split System: Heat Pump with Remote Outdoor Unit-Air-Source) | C5H0V24*K*AAA* |  |  | EA*5X30M17A*+WALLCON | *97CTN0801716A* | 23000 | 16.5 | 9 | 23800 | 16700 | 70.17% | 1.86 | 0 | 10 |  |  |  | No | R-454B | 1.9167 | Residential & Commercial | Ducted CEE Tier 1
215678348 | Central HP <5.4 tons | COMFORTMAKER | HRCU-A-CB (Split System: Heat Pump with Remote Outdoor Unit-Air-Source) | C5H0V24*K*AAA* |  |  | EA*5X37M17A*+WALLCON | *80CSU0401712B* | 23800 | 17 | 9 | 23400 | 16400 | 70.09% | 2 | 0 | 10 |  |  |  | No | R-454B | 1.9833 | Residential & Commercial | Ducted CEE Tier 1
206765150 | Central HP <5.4 tons | CARRIER | HRCU-A-CB (Split System: Heat Pump with Remote Outdoor Unit-Air-Source) | 25VNA837A*031* |  |  | CAP**4824AL*+UI | 59CU5A080C21**20 | 32400 | 17.5 | 8.5 | 32400 | 24800 | 76.54% | 2 | 12 | 11.5 |  |  |  | No | R-410A | 2.7 | Residential & Commercial | Ducted CEE Tier 1
206765166 | Central HP <5.4 tons | CARRIER | HRCU-A-CB (Split System: Heat Pump with Remote Outdoor Unit-Air-Source) | 25VNA837A*031* |  |  | CSPH*4812AL*+UI | 59CU5A100C21**22 | 32600 | 17 | 8.1 | 32800 | 24800 | 75.61% | 1.98 | 11.5 | 11 |  |  |  | No | R-410A | 2.7167 | Residential & Commercial | Ducted CEE Tier 1
212984188 | Central HP <5.4 tons | HEIL | HRCU-A-CB (Split System: Heat Pump with Remote Outdoor Unit-Air-Source) | DLCURAH18ABK |  |  | EA*4X25L17A* | *92MSN0601714A* | 18100 | 16.5 | 8.5 | 17900 | 17700 | 98.88% | 2.14 | 0 | 11 |  |  |  | No | R-410A | 1.5083 | Residential & Commercial | Ducted CEE Tier 1
212984224 | Central HP <5.4 tons | HEIL | HRCU-A-CB (Split System: Heat Pump with Remote Outdoor Unit-Air-Source) | DLCURAH18ABK |  |  | EN(A,D)4X30L17** | *92MSN0601714A* | 17700 | 16.5 | 8.1 | 18300 | 18600 | 101.6% | 2.24 | 0 | 11 |  |  |  | No | R-410A | 1.475 | Residential & Commercial | Ducted CEE Tier 1
212986698 | Central HP <5.4 tons | HEIL | HRCU-A-CB (Split System: Heat Pump with Remote Outdoor Unit-Air-Source) | DLCURAH18ABK |  |  | EA*4X30L17A* | *96MSN0401712A* | 17300 | 15.5 | 8.5 | 18100 | 18800 | 103.9% | 2.24 | 0 | 10 |  |  |  | No | R-410A | 1.4417 | Residential & Commercial | Ducted CEE Tier 1
211262713 | Central HP <5.4 tons | TEMPSTAR | HRCU-A-CB (Split System: Heat Pump with Remote Outdoor Unit-Air-Source) | DLCURAH18ABK |  |  | EN(A,D)4X24L14** | *80ES(N,L)0451412A* | 18000 | 16 | 8.5 | 18900 | 18700 | 98.94% | 2.26 | 0 | 11 |  |  |  | No | R-410A | 1.5 | Residential & Commercial | Ducted CEE Tier 1
211263242 | Central HP <5.4 tons | TEMPSTAR | HRCU-A-CB (Split System: Heat Pump with Remote Outdoor Unit-Air-Source) | DLCURAH18ABK |  |  | EN(A,D)4X24L17** | *96VTN0601412A* | 17900 | 15.5 | 8.5 | 18800 | 18700 | 99.47% | 2.26 | 0 | 11 |  |  |  | No | R-410A | 1.4917 | Residential & Commercial | Ducted CEE Tier 1
211263819 | Central HP <5.4 tons | TEMPSTAR | HRCU-A-CB (Split System: Heat Pump with Remote Outdoor Unit-Air-Source) | DLCURAH18ABK |  |  | EN(A,D)4X30L14** | *92ESN0601412A* | 18200 | 16 | 8.5 | 18700 | 18300 | 97.86% | 2.22 | 0 | 11 |  |  |  | No | R-410A | 1.5167 | Residential & Commercial | Ducted CEE Tier 1
213770290 | Central HP <5.4 tons | BRYANT HEATING AND COOLING SYSTEMS | HRCU-A-CB (Split System: Heat Pump with Remote Outdoor Unit-Air-Source) | 284ANV048*0**B* |  |  | CAP**6024AL*+UI | 987MC66100C21*** | 44500 | 21 | 9 | 46000 | 36200 | 78.7% | 2.34 | 0 | 11.7 |  |  |  | No | R-410A | 3.7083 | Residential & Commercial | Ducted CEE Tier 1
213770292 | Central HP <5.4 tons | BRYANT HEATING AND COOLING SYSTEMS | HRCU-A-CB (Split System: Heat Pump with Remote Outdoor Unit-Air-Source) | 284ANV048*0**B* |  |  | CAP**6024AL*+UI | 987MC66120C24*** | 44500 | 21 | 9 | 46000 | 36200 | 78.7% | 2.32 | 0 | 11.7 |  |  |  | No | R-410A | 3.7083 | Residential & Commercial | Ducted CEE Tier 1
213770322 | Central HP <5.4 tons | BRYANT HEATING AND COOLING SYSTEMS | HRCU-A-CB (Split System: Heat Pump with Remote Outdoor Unit-Air-Source) | 284ANV048*0**B* |  |  | CAP**6124AL*+UI | 986TD66120C24*** | 45500 | 21.5 | 9.5 | 46000 | 36200 | 78.7% | 2.36 | 0 | 12 |  |  |  | No | R-410A | 3.7917 | Residential & Commercial | Ducted CEE Tier 1
213770340 | Central HP <5.4 tons | BRYANT HEATING AND COOLING SYSTEMS | HRCU-A-CB (Split System: Heat Pump with Remote Outdoor Unit-Air-Source) | 284ANV048*0**B* |  |  | CSPH*4812AL*+UI | 986TD66120C24*** | 44500 | 20 | 8.5 | 46500 | 36400 | 78.28% | 2.2 | 0 | 11.5 |  |  |  | No | R-410A | 3.7083 | Residential & Commercial | Ducted CEE Tier 1
212988014 | Central HP <5.4 tons | AIRQUEST | HRCU-A-CB (Split System: Heat Pump with Remote Outdoor Unit-Air-Source) | DLCURAH36ABK |  |  | EA*4X48L24A* | *96MSN1002120A* | 36000 | 16.5 | 8.5 | 37800 | 34600 | 91.53% | 2.04 | 0 | 10 |  |  |  | No | R-410A | 3 | Residential & Commercial | Ducted CEE Tier 1
213080741 | Central HP <5.4 tons | BRYANT HEATING AND COOLING SYSTEMS | HRCU-A-CB (Split System: Heat Pump with Remote Outdoor Unit-Air-Source) | 38MURAQ36AB3* |  |  | CNPV*4217AL* | 935SB48060M17*** | 35800 | 15.5 | 8.1 | 38500 | 35200 | 91.43% | 1.96 | 0 | 10 |  |  |  | No | R-410A | 2.9833 | Residential & Commercial | Ducted CEE Tier 1
214650082 | Central HP <5.4 tons | JOHNSON CONTROLS | HRCU-A-CB (Split System: Heat Pump with Remote Outdoor Unit-Air-Source) | HH824E2S11 |  |  | CTU36B5XDS1+TXV | TL9E060B12UH11 | 23000 | 18 | 9.5 | 23000 | 18900 | 82.17% | 2 | 0 | 12 |  |  |  | No | R-454B | 1.9167 | Residential & Commercial | Ducted CEE Tier 1
203120319 | Central HP <5.4 tons | AMERICAN STANDARD | HRCU-A-CB (Split System: Heat Pump with Remote Outdoor Unit-Air-Source) | 4A6C7048A4 |  |  | 4TXCD010DS3 | S8X2D120M5PTA | 47500 | 16.5 | 8.1 | 48000 | 48000 | 100% | 3.6 | 13 | 12 |  |  |  | No | R-410A | 3.9583 | Residential & Commercial | Ducted CEE Tier 1
214609072 | Central HP <5.4 tons | JOHNSON CONTROLS | HRCU-A-CB (Split System: Heat Pump with Remote Outdoor Unit-Air-Source) | HH824E2S11 |  |  | CTF36B5ADS1 | Z9ES060B12SMPS1 | 23000 | 17 | 9.5 | 23000 | 18700 | 81.3% | 2 | 0 | 12 |  |  |  | No | R-454B | 1.9167 | Residential & Commercial | Ducted CEE Tier 1
206135812 | Central HP <5.4 tons | CARRIER | HRCU-A-CB (Split System: Heat Pump with Remote Outdoor Unit-Air-Source) | 25VNA837A*030* |  |  | CAP**4824AL*+UI | 58CU*A100C21**20 | 32200 | 17 | 8.1 | 32600 | 25000 | 76.69% | 1.96 | 12 | 11 |  |  |  | No | R-410A | 2.6833 | Residential & Commercial | Ducted CEE Tier 1
215678198 | Central HP <5.4 tons | COMFORTMAKER | HRCU-A-CB (Split System: Heat Pump with Remote Outdoor Unit-Air-Source) | C5H0V24*K*AAA* |  |  | EA*5X24M17A*+WALLCON | *80CSU0601716B* | 22800 | 16.5 | 8.5 | 24000 | 16800 | 70% | 1.96 | 0 | 10 |  |  |  | No | R-454B | 1.9 | Residential & Commercial | Ducted CEE Tier 1
204300239 | Central HP <5.4 tons | CARRIER | HRCU-A-CB (Split System: Heat Pump with Remote Outdoor Unit-Air-Source) | 25VNA837A*030* |  |  | CSPH*4212AL*+UI | 58TN*A070C17**16 | 32400 | 16.5 | 8.1 | 33200 | 25000 | 75.3% | 1.94 | 11.5 | 11 |  |  |  | No | R-410A | 2.7 | Residential & Commercial | Ducted CEE Tier 1
204300269 | Central HP <5.4 tons | CARRIER | HRCU-A-CB (Split System: Heat Pump with Remote Outdoor Unit-Air-Source) | 25VNA837A*030* |  |  | CSPH*4212AL*+UI | 58TN*A135C24**22 | 32600 | 17 | 8.1 | 33000 | 24800 | 75.15% | 1.96 | 11 | 11 |  |  |  | No | R-410A | 2.7167 | Residential & Commercial | Ducted CEE Tier 1
204300389 | Central HP <5.4 tons | CARRIER | HRCU-A-CB (Split System: Heat Pump with Remote Outdoor Unit-Air-Source) | 25VNA837A*030* |  |  | CSPH*4212AL*+UI | 58TN*A090C17**16 | 32600 | 17 | 8.1 | 33000 | 24800 | 75.15% | 1.96 | 12 | 11 |  |  |  | No | R-410A | 2.7167 | Residential & Commercial | Ducted CEE Tier 1
211264894 | Central HP <5.4 tons | TEMPSTAR | HRCU-A-CB (Split System: Heat Pump with Remote Outdoor Unit-Air-Source) | DLCURAH18ABK |  |  | FXM4X24**AL |  | 18100 | 16 | 8.5 | 18600 | 18500 | 99.46% | 2.22 | 0 | 10.5 |  |  |  | No | R-410A | 1.5083 | Residential & Commercial | Ducted CEE Tier 1
211262580 | Central HP <5.4 tons | TEMPSTAR | HRCU-A-CB (Split System: Heat Pump with Remote Outdoor Unit-Air-Source) | DLCURAH18ABK |  |  | EN(A,D)4X24L14** | *80VTL0451412A* | 17600 | 16 | 8.5 | 18500 | 18800 | 101.6% | 2.26 | 0 | 11 |  |  |  | No | R-410A | 1.4667 | Residential & Commercial | Ducted CEE Tier 1
212988796 | Central HP <5.4 tons | AIRQUEST | HRCU-A-CB (Split System: Heat Pump with Remote Outdoor Unit-Air-Source) | DLCURAH18ABK |  |  | EA*4X25L17A* | *95MSU0401712A* | 17700 | 16.5 | 8.1 | 17700 | 17800 | 100.6% | 2.14 | 0 | 10.5 |  |  |  | No | R-410A | 1.475 | Residential & Commercial | Ducted CEE Tier 1
212989312 | Central HP <5.4 tons | AIRQUEST | HRCU-A-CB (Split System: Heat Pump with Remote Outdoor Unit-Air-Source) | DLCURAH18ABK |  |  | EN(A,D)4X24L17** | *95MSU0601716A* | 17300 | 16 | 8.1 | 18300 | 19200 | 104.9% | 2.32 | 0 | 10.5 |  |  |  | No | R-410A | 1.4417 | Residential & Commercial | Ducted CEE Tier 1
215678218 | Central HP <5.4 tons | COMFORTMAKER | HRCU-A-CB (Split System: Heat Pump with Remote Outdoor Unit-Air-Source) | C5H0V24*K*AAA* |  |  | EA*5X24M17A*+WALLCON | *97CTN0801716A* | 22800 | 16.5 | 9 | 24000 | 16900 | 70.42% | 1.94 | 0 | 10 |  |  |  | No | R-454B | 1.9 | Residential & Commercial | Ducted CEE Tier 1
206136284 | Central HP <5.4 tons | CARRIER | HRCU-A-CB (Split System: Heat Pump with Remote Outdoor Unit-Air-Source) | 25VNA837A*030* |  |  | CNPV*4821AL*+UI | 59CU5A100C21**22 | 32400 | 17.5 | 8.1 | 32800 | 24600 | 75% | 1.98 | 12 | 11.7 |  |  |  | No | R-410A | 2.7 | Residential & Commercial | Ducted CEE Tier 1
204451200 | Central HP <5.4 tons | CARRIER | HRCU-A-CB (Split System: Heat Pump with Remote Outdoor Unit-Air-Source) | 25VNA825A*031* |  |  | CAP**2517AL*+UI | 58TN*A045C17**12 | 24200 | 16.5 | 8.1 | 21400 | 16800 | 78.5% | 2 | 11 | 11 |  |  |  | No | R-410A | 2.0167 | Residential & Commercial | Ducted CEE Tier 1
204451202 | Central HP <5.4 tons | CARRIER | HRCU-A-CB (Split System: Heat Pump with Remote Outdoor Unit-Air-Source) | 25VNA825A*031* |  |  | CAP**2517AL*+UI | 59TN6B060C17**14 | 24200 | 16.5 | 8.1 | 21400 | 16700 | 78.04% | 2 | 11 | 11 |  |  |  | No | R-410A | 2.0167 | Residential & Commercial | Ducted CEE Tier 1
207805746 | Central HP <5.4 tons | TRANE | HRCU-A-CB (Split System: Heat Pump with Remote Outdoor Unit-Air-Source) | 4TWA7048A3 |  |  | 4TXCC009DS3+P0V0C000M50SC |  | 48000 | 17 | 8.1 | 48000 | 48500 | 101% | 3.6 | 13 | 12.5 |  |  |  | No | R-410A | 4 | Residential & Commercial | Ducted CEE Tier 1
212984200 | Central HP <5.4 tons | HEIL | HRCU-A-CB (Split System: Heat Pump with Remote Outdoor Unit-Air-Source) | DLCURAH18ABK |  |  | EA*4X30L17A* | *92MSN0601714A* | 17700 | 16.5 | 8.5 | 18300 | 18700 | 102.2% | 2.24 | 0 | 10.5 |  |  |  | No | R-410A | 1.475 | Residential & Commercial | Ducted CEE Tier 1
211262230 | Central HP <5.4 tons | TEMPSTAR | HRCU-A-CB (Split System: Heat Pump with Remote Outdoor Unit-Air-Source) | DLCURAH18ABK |  |  | EA*4X30L17A* | OMV112K14A | 18200 | 15.5 | 8.5 | 18900 | 18400 | 97.35% | 2.2 | 0 | 10.5 |  |  |  | No | R-410A | 1.5167 | Residential & Commercial | Ducted CEE Tier 1
211262302 | Central HP <5.4 tons | TEMPSTAR | HRCU-A-CB (Split System: Heat Pump with Remote Outdoor Unit-Air-Source) | DLCURAH18ABK |  |  | EN(A,D)4X18L14** | *80VTL0451412A* | 17400 | 16 | 8.5 | 18400 | 19400 | 105.4% | 2.34 | 0 | 10.5 |  |  |  | No | R-410A | 1.45 | Residential & Commercial | Ducted CEE Tier 1
211263151 | Central HP <5.4 tons | TEMPSTAR | HRCU-A-CB (Split System: Heat Pump with Remote Outdoor Unit-Air-Source) | DLCURAH18ABK |  |  | EN(A,D)4X24L17** | *95ESN0401410A* | 17800 | 15.5 | 8.5 | 18700 | 18800 | 100.5% | 2.26 | 0 | 10.5 |  |  |  | No | R-410A | 1.4833 | Residential & Commercial | Ducted CEE Tier 1
211263288 | Central HP <5.4 tons | TEMPSTAR | HRCU-A-CB (Split System: Heat Pump with Remote Outdoor Unit-Air-Source) | DLCURAH18ABK |  |  | EN(A,D)4X24L17** | *96VTN0601714A* | 17600 | 15.5 | 8.5 | 18600 | 18900 | 101.6% | 2.26 | 0 | 10.5 |  |  |  | No | R-410A | 1.4667 | Residential & Commercial | Ducted CEE Tier 1
211264724 | Central HP <5.4 tons | TEMPSTAR | HRCU-A-CB (Split System: Heat Pump with Remote Outdoor Unit-Air-Source) | DLCURAH18ABK |  |  | EN(A,D)4X30L17** | OMV112K14A | 18200 | 15.5 | 8.5 | 18900 | 18400 | 97.35% | 2.2 | 0 | 11 |  |  |  | No | R-410A | 1.5167 | Residential & Commercial | Ducted CEE Tier 1
211262737 | Central HP <5.4 tons | TEMPSTAR | HRCU-A-CB (Split System: Heat Pump with Remote Outdoor Unit-Air-Source) | DLCURAH18ABK |  |  | EN(A,D)4X24L14** | *92ESN0601412A* | 18100 | 16 | 8.5 | 19000 | 18600 | 97.89% | 2.24 | 0 | 11 |  |  |  | No | R-410A | 1.5083 | Residential & Commercial | Ducted CEE Tier 1
211263066 | Central HP <5.4 tons | TEMPSTAR | HRCU-A-CB (Split System: Heat Pump with Remote Outdoor Unit-Air-Source) | DLCURAH18ABK |  |  | EN(A,D)4X24L17** | *80VTL0451412A* | 17600 | 16 | 8.5 | 18500 | 18800 | 101.6% | 2.26 | 0 | 11 |  |  |  | No | R-410A | 1.4667 | Residential & Commercial | Ducted CEE Tier 1
211263359 | Central HP <5.4 tons | TEMPSTAR | HRCU-A-CB (Split System: Heat Pump with Remote Outdoor Unit-Air-Source) | DLCURAH18ABK |  |  | EN(A,D)4X24L17** | *80ES(N,L)0701712A* | 18000 | 16 | 8.5 | 18900 | 18700 | 98.94% | 2.26 | 0 | 11 |  |  |  | No | R-410A | 1.5 | Residential & Commercial | Ducted CEE Tier 1
211263384 | Central HP <5.4 tons | TEMPSTAR | HRCU-A-CB (Split System: Heat Pump with Remote Outdoor Unit-Air-Source) | DLCURAH18ABK |  |  | EN(A,D)4X24L17** | *92ESN0601412A* | 18100 | 16 | 8.5 | 19000 | 18600 | 97.89% | 2.24 | 0 | 11 |  |  |  | No | R-410A | 1.5083 | Residential & Commercial | Ducted CEE Tier 1
212987030 | Central HP <5.4 tons | AIRQUEST | HRCU-A-CB (Split System: Heat Pump with Remote Outdoor Unit-Air-Source) | DLCURAH18ABK |  |  | EA*4X30L17A* | *96MSN0601412A* | 17500 | 16.5 | 8.5 | 18100 | 18700 | 103.3% | 2.26 | 0 | 10.5 |  |  |  | No | R-410A | 1.4583 | Residential & Commercial | Ducted CEE Tier 1
212987080 | Central HP <5.4 tons | AIRQUEST | HRCU-A-CB (Split System: Heat Pump with Remote Outdoor Unit-Air-Source) | DLCURAH18ABK |  |  | EN(A,D)4X30L17** | *96MSN0601412A* | 17500 | 16 | 8.1 | 18000 | 18600 | 103.3% | 2.24 | 0 | 11 |  |  |  | No | R-410A | 1.4583 | Residential & Commercial | Ducted CEE Tier 1
212988784 | Central HP <5.4 tons | AIRQUEST | HRCU-A-CB (Split System: Heat Pump with Remote Outdoor Unit-Air-Source) | DLCURAH18ABK |  |  | EA*4X24L17A* | *95MSU0401712A* | 17200 | 16 | 8.5 | 18200 | 19400 | 106.6% | 2.34 | 0 | 10.5 |  |  |  | No | R-410A | 1.4333 | Residential & Commercial | Ducted CEE Tier 1
211262211 | Central HP <5.4 tons | TEMPSTAR | HRCU-A-CB (Split System: Heat Pump with Remote Outdoor Unit-Air-Source) | DLCURAH18ABK |  |  | EA*4X30L17A* | OLV098A12* | 18200 | 15.5 | 8.5 | 18800 | 18400 | 97.87% | 2.22 | 0 | 10.5 |  |  |  | No | R-410A | 1.5167 | Residential & Commercial | Ducted CEE Tier 1
211262392 | Central HP <5.4 tons | TEMPSTAR | HRCU-A-CB (Split System: Heat Pump with Remote Outdoor Unit-Air-Source) | DLCURAH18ABK |  |  | EN(A,D)4X18L14** | *96VTN0601412A* | 17600 | 15.5 | 8.5 | 18700 | 19300 | 103.2% | 2.32 | 0 | 10.5 |  |  |  | No | R-410A | 1.4667 | Residential & Commercial | Ducted CEE Tier 1
215668883 | Central HP <5.4 tons | TEMPSTAR | HRCU-A-CB (Split System: Heat Pump with Remote Outdoor Unit-Air-Source) | T5H0V36*K*AAA* |  |  | EA*5X42M21A*+WALLCON | *95CSU1002122B* | 33200 | 17.5 | 9 | 35800 | 25600 | 71.51% | 1.84 | 0 | 10 |  |  |  | No | R-454B | 2.7667 | Residential & Commercial | Ducted CEE Tier 1
204299025 | Central HP <5.4 tons | CARRIER | HRCU-A-CB (Split System: Heat Pump with Remote Outdoor Unit-Air-Source) | 25VNA837A*030* |  |  | CAP**4221AL*+UI | 58TN*A090C17**16 | 31800 | 17.5 | 8.5 | 33000 | 24400 | 73.94% | 1.9 | 12 | 11.7 |  |  |  | No | R-410A | 2.65 | Residential & Commercial | Ducted CEE Tier 1
204299375 | Central HP <5.4 tons | CARRIER | HRCU-A-CB (Split System: Heat Pump with Remote Outdoor Unit-Air-Source) | 25VNA837A*030* |  |  | CAP**4824AL*+UI | 59TN6B120C24**22 | 32400 | 17.5 | 8.5 | 32400 | 24800 | 76.54% | 2 | 12 | 11.7 |  |  |  | No | R-410A | 2.7 | Residential & Commercial | Ducted CEE Tier 1
204300179 | Central HP <5.4 tons | CARRIER | HRCU-A-CB (Split System: Heat Pump with Remote Outdoor Unit-Air-Source) | 25VNA837A*030* |  |  | CSPH*3612AL*+UI | 59TN6B100C21**22 | 32200 | 16.5 | 8.1 | 33200 | 24800 | 74.7% | 1.94 | 11.5 | 11 |  |  |  | No | R-410A | 2.6833 | Residential & Commercial | Ducted CEE Tier 1
204300429 | Central HP <5.4 tons | CARRIER | HRCU-A-CB (Split System: Heat Pump with Remote Outdoor Unit-Air-Source) | 25VNA837A*030* |  |  | CSPH*4812AL*+UI | 58TN*A070C17**16 | 32600 | 17 | 8.1 | 33200 | 25000 | 75.3% | 1.96 | 11.5 | 11 |  |  |  | No | R-410A | 2.7167 | Residential & Commercial | Ducted CEE Tier 1
215667223 | Central HP <5.4 tons | COMFORTMAKER | HRCU-A-CB (Split System: Heat Pump with Remote Outdoor Unit-Air-Source) | C5H0V24*K*AAA* |  |  | EA*5X25M17A*+WALLCON | *80CTL0901716B* | 24000 | 17.5 | 9 | 23200 | 16400 | 70.69% | 2 | 0 | 10.5 |  |  |  | No | R-454B | 2 | Residential & Commercial | Ducted CEE Tier 1
211378594 | Central HP <5.4 tons | YORK | HRCU-A-CB (Split System: Heat Pump with Remote Outdoor Unit-Air-Source) | HMH72B341 |  |  | XAFB36DBCN1 | TMLE100B12MP11 | 34000 | 18 | 8.1 | 33800 | 23800 | 70.41% | 2.06 | 0 | 10 |  |  |  | No | R-410A | 2.8333 | Residential & Commercial | Ducted CEE Tier 1
215678258 | Central HP <5.4 tons | COMFORTMAKER | HRCU-A-CB (Split System: Heat Pump with Remote Outdoor Unit-Air-Source) | C5H0V24*K*AAA* |  |  | EA*5X25M17A*+WALLCON | *97CTN0801716A* | 23800 | 17 | 9 | 23400 | 16500 | 70.51% | 2.02 | 0 | 10.5 |  |  |  | No | R-454B | 1.9833 | Residential & Commercial | Ducted CEE Tier 1
210595935 | Central HP <5.4 tons | CARRIER | HRCU-A-CB (Split System: Heat Pump with Remote Outdoor Unit-Air-Source) | 25VNA825A*031* |  |  | CAP**4221AL*+UI | 58CU*A040C17**12 | 23800 | 17 | 8.1 | 21400 | 16600 | 77.57% | 1.96 | 0 | 11 |  |  |  | No | R-410A | 1.9833 | Residential & Commercial | Ducted CEE Tier 1
210595946 | Central HP <5.4 tons | CARRIER | HRCU-A-CB (Split System: Heat Pump with Remote Outdoor Unit-Air-Source) | 25VNA825A*031* |  |  | CAP**4221AL*+UI | 59MN7B080C17**14 | 23600 | 16.5 | 8.1 | 21400 | 16700 | 78.04% | 1.96 | 0 | 11 |  |  |  | No | R-410A | 1.9667 | Residential & Commercial | Ducted CEE Tier 1
215941143 | Central HP <5.4 tons | TEMPSTAR | HRCU-A-CB (Split System: Heat Pump with Remote Outdoor Unit-Air-Source) | T5H3V48*K*AAA* |  |  | ESH5X48M12A*+WALLCON | *96CTN0802120B* | 44000 | 20 | 9 | 48500 | 36600 | 75.46% | 1.8 | 0 | 10.5 |  |  |  | No | R-454B | 3.6667 | Residential & Commercial | Ducted CEE Tier 1
215941763 | Central HP <5.4 tons | TEMPSTAR | HRCU-A-CB (Split System: Heat Pump with Remote Outdoor Unit-Air-Source) | T5H3V48*K*AAA* |  |  | EVD5X60M24A*+WALLCON | *97CTN1202422A* | 45500 | 20.5 | 8.1 | 52500 | 38000 | 72.38% | 1.95 | 0 | 11.5 |  |  |  | No | R-454B | 3.7917 | Residential & Commercial | Ducted CEE Tier 1
211378945 | Central HP <5.4 tons | YORK | HRCU-A-CB (Split System: Heat Pump with Remote Outdoor Unit-Air-Source) | HMH72B341 |  |  | XAFA30DXXN1+TXV | TM8Y060A12MP11 | 33600 | 17.5 | 8.1 | 33200 | 23400 | 70.48% | 2.02 | 0 | 10 |  |  |  | No | R-410A | 2.8 | Residential & Commercial | Ducted CEE Tier 1
214075331 | Central HP <5.4 tons | FRIEDRICH | HRCU-A-CB (Split System: Heat Pump with Remote Outdoor Unit-Air-Source) | RD17AZ60AJ3N |  |  | TCFZ6024STANM | FR921V0705A21M4 | 55000 | 18 | 8.1 | 54000 | 49500 | 91.67% | 1.75 | 0 | 10 |  |  |  | No | R-410A | 4.5833 | Residential & Commercial | Ducted CEE Tier 1
215676088 | Central HP <5.4 tons | COMFORTMAKER | HRCU-A-CB (Split System: Heat Pump with Remote Outdoor Unit-Air-Source) | C5H0V48*K*AAA* |  |  | EVM5X61M24A*+WALLCON | *96CTN1202422B* | 48500 | 19.5 | 9.5 | 50000 | 36600 | 73.2% | 2.12 | 0 | 10.5 |  |  |  | No | R-454B | 4.0417 | Residential & Commercial | Ducted CEE Tier 1
215676388 | Central HP <5.4 tons | COMFORTMAKER | HRCU-A-CB (Split System: Heat Pump with Remote Outdoor Unit-Air-Source) | C5H0V48*K*AAA* |  |  | EVD5X49M24A*+WALLCON | *96CTN1002122B* | 48000 | 19 | 9 | 50000 | 36600 | 73.2% | 2 | 0 | 10 |  |  |  | No | R-454B | 4 | Residential & Commercial | Ducted CEE Tier 1
215676608 | Central HP <5.4 tons | COMFORTMAKER | HRCU-A-CB (Split System: Heat Pump with Remote Outdoor Unit-Air-Source) | C5H0V48*K*AAA* |  |  | EVD5X60M24A*+WALLCON | *80CTL0702120B* | 47500 | 19 | 9 | 50000 | 36800 | 73.6% | 2 | 0 | 10 |  |  |  | No | R-454B | 3.9583 | Residential & Commercial | Ducted CEE Tier 1
215676928 | Central HP <5.4 tons | COMFORTMAKER | HRCU-A-CB (Split System: Heat Pump with Remote Outdoor Unit-Air-Source) | C5H0V48*K*AAA* |  |  | EVD5X61M24A*+WALLCON | *97CMN1002122B* | 48500 | 19.5 | 9.5 | 50000 | 36800 | 73.6% | 2.12 | 0 | 10.5 |  |  |  | No | R-454B | 4.0417 | Residential & Commercial | Ducted CEE Tier 1
212977257 | Central HP <5.4 tons | DAY & NIGHT | HRCU-A-CB (Split System: Heat Pump with Remote Outdoor Unit-Air-Source) | DLCURAH36ABK |  |  | EA*4X48L24A* | *96VTN1202422B* | 35600 | 16.5 | 8.5 | 37800 | 34600 | 91.53% | 2.02 | 0 | 10 |  |  |  | No | R-410A | 2.9667 | Residential & Commercial | Ducted CEE Tier 1
211227536 | Central HP <5.4 tons | HEIL | HRCU-A-CB (Split System: Heat Pump with Remote Outdoor Unit-Air-Source) | DLCURAH36ABK |  |  | EA*4X42L21A* | *92ESN0802120A* | 35200 | 16.5 | 8.1 | 38500 | 35000 | 90.91% | 1.88 | 0 | 10 |  |  |  | No | R-410A | 2.9333 | Residential & Commercial | Ducted CEE Tier 1
213770270 | Central HP <5.4 tons | BRYANT HEATING AND COOLING SYSTEMS | HRCU-A-CB (Split System: Heat Pump with Remote Outdoor Unit-Air-Source) | 284ANV048*0**B* |  |  | CAP**4824AL*+UI | 88*TB60090C21*** | 44000 | 21 | 9 | 46500 | 36200 | 77.85% | 2.28 | 0 | 11.7 |  |  |  | No | R-410A | 3.6667 | Residential & Commercial | Ducted CEE Tier 1
213770334 | Central HP <5.4 tons | BRYANT HEATING AND COOLING SYSTEMS | HRCU-A-CB (Split System: Heat Pump with Remote Outdoor Unit-Air-Source) | 284ANV048*0**B* |  |  | CSPH*4812AL*+UI | 987MC66100C21*** | 44500 | 20 | 8.5 | 46500 | 36400 | 78.28% | 2.2 | 0 | 11 |  |  |  | No | R-410A | 3.7083 | Residential & Commercial | Ducted CEE Tier 1
213770338 | Central HP <5.4 tons | BRYANT HEATING AND COOLING SYSTEMS | HRCU-A-CB (Split System: Heat Pump with Remote Outdoor Unit-Air-Source) | 284ANV048*0**B* |  |  | CSPH*4812AL*+UI | 986TD66100C21*** | 44500 | 20 | 8.5 | 46500 | 36400 | 78.28% | 2.2 | 0 | 11 |  |  |  | No | R-410A | 3.7083 | Residential & Commercial | Ducted CEE Tier 1
211262626 | Central HP <5.4 tons | TEMPSTAR | HRCU-A-CB (Split System: Heat Pump with Remote Outdoor Unit-Air-Source) | DLCURAH18ABK |  |  | EN(A,D)4X24L14** | *95ESN0601412A* | 17800 | 16 | 8.5 | 18700 | 18800 | 100.5% | 2.26 | 0 | 11 |  |  |  | No | R-410A | 1.4833 | Residential & Commercial | Ducted CEE Tier 1
211262875 | Central HP <5.4 tons | TEMPSTAR | HRCU-A-CB (Split System: Heat Pump with Remote Outdoor Unit-Air-Source) | DLCURAH18ABK |  |  | EN(A,D)4X24L17** | *96VSN0401712A* | 17700 | 15.5 | 8.5 | 18700 | 18800 | 100.5% | 2.26 | 0 | 10.5 |  |  |  | No | R-410A | 1.475 | Residential & Commercial | Ducted CEE Tier 1
211264688 | Central HP <5.4 tons | TEMPSTAR | HRCU-A-CB (Split System: Heat Pump with Remote Outdoor Unit-Air-Source) | DLCURAH18ABK |  |  | EN(A,D)4X30L17** | OMV098J12* | 18400 | 16 | 8.5 | 18900 | 18300 | 96.83% | 2.2 | 0 | 11 |  |  |  | No | R-410A | 1.5333 | Residential & Commercial | Ducted CEE Tier 1
211264938 | Central HP <5.4 tons | TEMPSTAR | HRCU-A-CB (Split System: Heat Pump with Remote Outdoor Unit-Air-Source) | DLCURAH18ABK |  |  | FMA4X18**AL* |  | 17400 | 16 | 8.5 | 18500 | 20000 | 108.1% | 2.44 | 0 | 10.5 |  |  |  | No | R-410A | 1.45 | Residential & Commercial | Ducted CEE Tier 1
211262691 | Central HP <5.4 tons | TEMPSTAR | HRCU-A-CB (Split System: Heat Pump with Remote Outdoor Unit-Air-Source) | DLCURAH18ABK |  |  | EN(A,D)4X24L14** | *95ESN0261410A* | 18000 | 15.5 | 8.5 | 19000 | 18700 | 98.42% | 2.24 | 0 | 10.5 |  |  |  | No | R-410A | 1.5 | Residential & Commercial | Ducted CEE Tier 1
211264750 | Central HP <5.4 tons | TEMPSTAR | HRCU-A-CB (Split System: Heat Pump with Remote Outdoor Unit-Air-Source) | DLCURAH18ABK |  |  | FJMA4*18L*A* |  | 18000 | 15.5 | 8.5 | 19000 | 19100 | 100.5% | 2.28 | 0 | 10.5 |  |  |  | No | R-410A | 1.5 | Residential & Commercial | Ducted CEE Tier 1
214239154 | Central HP <5.4 tons | BRYANT HEATING AND COOLING SYSTEMS | HRCU-A-CB (Split System: Heat Pump with Remote Outdoor Unit-Air-Source) | 288BNV037*0**B* |  |  | CNPV*4221AL*+UI | 986TD66100C21*** | 31800 | 16.5 | 8.1 | 33000 | 24400 | 73.94% | 1.88 | 0 | 11 |  |  |  | No | R-410A | 2.65 | Residential & Commercial | Ducted CEE Tier 1
214239304 | Central HP <5.4 tons | BRYANT HEATING AND COOLING SYSTEMS | HRCU-A-CB (Split System: Heat Pump with Remote Outdoor Unit-Air-Source) | 288BNV037*0**B* |  |  | CNPV*4824AL*+UI | 88*TB66135C24*** | 32400 | 17 | 8.1 | 32600 | 24600 | 75.46% | 1.96 | 0 | 11.7 |  |  |  | No | R-410A | 2.7 | Residential & Commercial | Ducted CEE Tier 1
212975277 | Central HP <5.4 tons | BRYANT HEATING AND COOLING SYSTEMS | HRCU-A-CB (Split System: Heat Pump with Remote Outdoor Unit-Air-Source) | 38MURAQ24AB3* |  |  | CAP**3017AL* | 926TC36040V17*** | 23200 | 16 | 8.5 | 26400 | 25200 | 95.45% | 2.08 | 0 | 10 |  |  |  | No | R-410A | 1.9333 | Residential & Commercial | Ducted CEE Tier 1
211262282 | Central HP <5.4 tons | TEMPSTAR | HRCU-A-CB (Split System: Heat Pump with Remote Outdoor Unit-Air-Source) | DLCURAH18ABK |  |  | EN(A,D)4X18L14** | *96VSN0601412A* | 17600 | 15.5 | 8.5 | 18700 | 19300 | 103.2% | 2.32 | 0 | 10.5 |  |  |  | No | R-410A | 1.4667 | Residential & Commercial | Ducted CEE Tier 1
211263772 | Central HP <5.4 tons | TEMPSTAR | HRCU-A-CB (Split System: Heat Pump with Remote Outdoor Unit-Air-Source) | DLCURAH18ABK |  |  | EN(A,D)4X30L14** | *95ESN0261410A* | 18100 | 15.5 | 8.5 | 18800 | 18400 | 97.87% | 2.2 | 0 | 11 |  |  |  | No | R-410A | 1.5083 | Residential & Commercial | Ducted CEE Tier 1
212975695 | Central HP <5.4 tons | BRYANT HEATING AND COOLING SYSTEMS | HRCU-A-CB (Split System: Heat Pump with Remote Outdoor Unit-Air-Source) | 38MURAQ24AB3* |  |  | CAP**3717AL* | 926TC36060V14*** | 24000 | 17 | 8.1 | 25200 | 22400 | 88.89% | 1.86 | 0 | 10 |  |  |  | No | R-410A | 2 | Residential & Commercial | Ducted CEE Tier 1
215937325 | Central HP <5.4 tons | BRYANT HEATING AND COOLING SYSTEMS | HRCU-A-CB (Split System: Heat Pump with Remote Outdoor Unit-Air-Source) | 293VAN048**AA* |  |  | CVAMA6021XMA*+UI | 88*TB48090C17*** | 44500 | 20.5 | 8.1 | 53500 | 37600 | 70.28% | 1.95 | 0 | 11.5 |  |  |  | No | R-454B | 3.7083 | Residential & Commercial | Ducted CEE Tier 1
215937945 | Central HP <5.4 tons | BRYANT HEATING AND COOLING SYSTEMS | HRCU-A-CB (Split System: Heat Pump with Remote Outdoor Unit-Air-Source) | 293VAN048**AA* |  |  | CVAVA4824XMA*+UI | 987MC60080C21*** | 44500 | 20 | 8.1 | 52000 | 38000 | 73.08% | 1.9 | 0 | 11 |  |  |  | No | R-454B | 3.7083 | Residential & Commercial | Ducted CEE Tier 1
210595955 | Central HP <5.4 tons | CARRIER | HRCU-A-CB (Split System: Heat Pump with Remote Outdoor Unit-Air-Source) | 25VNA825A*031* |  |  | CAP**4224AL*+UI | 59MN7B060C21**20 | 23600 | 16.5 | 8.1 | 21400 | 16700 | 78.04% | 1.96 | 0 | 11 |  |  |  | No | R-410A | 1.9667 | Residential & Commercial | Ducted CEE Tier 1
210595960 | Central HP <5.4 tons | CARRIER | HRCU-A-CB (Split System: Heat Pump with Remote Outdoor Unit-Air-Source) | 25VNA825A*031* |  |  | CAP**4321AL*+UI | 58CU*A040C17**12 | 24400 | 17 | 8.5 | 21200 | 16600 | 78.3% | 2.04 | 0 | 11 |  |  |  | No | R-410A | 2.0333 | Residential & Commercial | Ducted CEE Tier 1
210596046 | Central HP <5.4 tons | CARRIER | HRCU-A-CB (Split System: Heat Pump with Remote Outdoor Unit-Air-Source) | 25VNA825A*031* |  |  | CNPV*4824AL*+UI | 59CU5A080C21**20 | 24200 | 17 | 8.1 | 21200 | 16600 | 78.3% | 2.02 | 0 | 11.5 |  |  |  | No | R-410A | 2.0167 | Residential & Commercial | Ducted CEE Tier 1
212988005 | Central HP <5.4 tons | DAY & NIGHT | HRCU-A-CB (Split System: Heat Pump with Remote Outdoor Unit-Air-Source) | DLCURAH36ABK |  |  | EA*4X48L21A* | *96MSN1002120A* | 35800 | 16.5 | 8.5 | 37800 | 34600 | 91.53% | 2.04 | 0 | 10 |  |  |  | No | R-410A | 2.9833 | Residential & Commercial | Ducted CEE Tier 1
212988323 | Central HP <5.4 tons | DAY & NIGHT | HRCU-A-CB (Split System: Heat Pump with Remote Outdoor Unit-Air-Source) | DLCURAH36ABK |  |  | EA*4X48L24A* | *96MSN1202422A* | 35600 | 16.5 | 8.5 | 37800 | 34600 | 91.53% | 2.02 | 0 | 10 |  |  |  | No | R-410A | 2.9667 | Residential & Commercial | Ducted CEE Tier 1
212988407 | Central HP <5.4 tons | DAY & NIGHT | HRCU-A-CB (Split System: Heat Pump with Remote Outdoor Unit-Air-Source) | DLCURAH36ABK |  |  | EA*4X48L24A* | *96MSN1402422A* | 35600 | 16.5 | 8.5 | 37800 | 34600 | 91.53% | 2.02 | 0 | 10 |  |  |  | No | R-410A | 2.9667 | Residential & Commercial | Ducted CEE Tier 1
213770486 | Central HP <5.4 tons | BRYANT HEATING AND COOLING SYSTEMS | HRCU-A-CB (Split System: Heat Pump with Remote Outdoor Unit-Air-Source) | 288BNV025*0**B* |  |  | CAP**2417AL*+UI | 88*TB36045C17*** | 23200 | 16 | 8.1 | 22000 | 16900 | 76.82% | 1.88 | 0 | 10.5 |  |  |  | No | R-410A | 1.9333 | Residential & Commercial | Ducted CEE Tier 1
211229551 | Central HP <5.4 tons | BRYANT HEATING AND COOLING SYSTEMS | HRCU-A-CB (Split System: Heat Pump with Remote Outdoor Unit-Air-Source) | 38MURAQ36AB3* |  |  | CAP**4824AL* | 926SA66120V24*** | 35800 | 16 | 8.5 | 38500 | 34600 | 89.87% | 2.04 | 0 | 10 |  |  |  | No | R-410A | 2.9833 | Residential & Commercial | Ducted CEE Tier 1
214398606 | Central HP <5.4 tons | JOHNSON CONTROLS | HRCU-A-CB (Split System: Heat Pump with Remote Outdoor Unit-Air-Source) | HH836E2S11 |  |  | CTF48C5CFS1 | TL9E080C16UH11 | 33400 | 18 | 9 | 31400 | 25400 | 80.89% | 2 | 0 | 11 |  |  |  | No | R-454B | 2.7833 | Residential & Commercial | Ducted CEE Tier 1
214398131 | Central HP <5.4 tons | JOHNSON CONTROLS | HRCU-A-CB (Split System: Heat Pump with Remote Outdoor Unit-Air-Source) | HH836E2S11 |  |  | CTF36C5CDS1 | TM8Y100C16MP11 | 33600 | 18 | 8.5 | 30800 | 25200 | 81.82% | 2 | 0 | 11.7 |  |  |  | No | R-454B | 2.8 | Residential & Commercial | Ducted CEE Tier 1
214398601 | Central HP <5.4 tons | JOHNSON CONTROLS | HRCU-A-CB (Split System: Heat Pump with Remote Outdoor Unit-Air-Source) | HH836E2S11 |  |  | CTF48C5CFS1 | TM8Y100C20MP11 | 34400 | 19 | 9 | 32600 | 25800 | 79.14% | 2 | 0 | 11 |  |  |  | No | R-454B | 2.8667 | Residential & Commercial | Ducted CEE Tier 1
211229620 | Central HP <5.4 tons | BRYANT HEATING AND COOLING SYSTEMS | HRCU-A-CB (Split System: Heat Pump with Remote Outdoor Unit-Air-Source) | 38MURAQ36AB3* |  |  | CAP**4824AL* | 926TB66120V24*** | 36000 | 16 | 8.5 | 38500 | 34600 | 89.87% | 2.06 | 0 | 10 |  |  |  | No | R-410A | 3 | Residential & Commercial | Ducted CEE Tier 1
211230119 | Central HP <5.4 tons | BRYANT HEATING AND COOLING SYSTEMS | HRCU-A-CB (Split System: Heat Pump with Remote Outdoor Unit-Air-Source) | 38MURAQ36AB3* |  |  | CNPV*4821AL* | 912SD42060E17*** | 36200 | 16 | 8.1 | 38500 | 34800 | 90.39% | 2.02 | 0 | 10 |  |  |  | No | R-410A | 3.0167 | Residential & Commercial | Ducted CEE Tier 1
211230152 | Central HP <5.4 tons | BRYANT HEATING AND COOLING SYSTEMS | HRCU-A-CB (Split System: Heat Pump with Remote Outdoor Unit-Air-Source) | 38MURAQ36AB3* |  |  | CNPV*4821AL* | 912SD66100E21*** | 37600 | 15.5 | 8.5 | 39500 | 35000 | 88.61% | 2.08 | 0 | 10.5 |  |  |  | No | R-410A | 3.1333 | Residential & Commercial | Ducted CEE Tier 1
213077176 | Central HP <5.4 tons | BRYANT HEATING AND COOLING SYSTEMS | HRCU-A-CB (Split System: Heat Pump with Remote Outdoor Unit-Air-Source) | 38MURAQ36AB3* |  |  | CAP**4321AL* | 926SB60100V21*** | 36200 | 16 | 8.5 | 38000 | 34800 | 91.58% | 2.04 | 0 | 10 |  |  |  | No | R-410A | 3.0167 | Residential & Commercial | Ducted CEE Tier 1
213077612 | Central HP <5.4 tons | BRYANT HEATING AND COOLING SYSTEMS | HRCU-A-CB (Split System: Heat Pump with Remote Outdoor Unit-Air-Source) | 38MURAQ36AB3* |  |  | CAP**4221AL* | 926TC60100V21*** | 35400 | 16 | 8.1 | 38500 | 35000 | 90.91% | 1.88 | 0 | 10 |  |  |  | No | R-410A | 2.95 | Residential & Commercial | Ducted CEE Tier 1
213077805 | Central HP <5.4 tons | BRYANT HEATING AND COOLING SYSTEMS | HRCU-A-CB (Split System: Heat Pump with Remote Outdoor Unit-Air-Source) | 38MURAQ36AB3* |  |  | CNPV*4824AL* | 926TC66120V24*** | 35800 | 16.5 | 8.1 | 38500 | 35000 | 90.91% | 2 | 0 | 10 |  |  |  | No | R-410A | 2.9833 | Residential & Commercial | Ducted CEE Tier 1
207805744 | Central HP <5.4 tons | TRANE | HRCU-A-CB (Split System: Heat Pump with Remote Outdoor Unit-Air-Source) | 4TWA7048A3 |  |  | 4PX*DU60BS3+P0V0C000M50SC |  | 46500 | 17 | 8.1 | 46500 | 47000 | 101.1% | 3.6 | 13 | 12.5 |  |  |  | No | R-410A | 3.875 | Residential & Commercial | Ducted CEE Tier 1
212976298 | Central HP <5.4 tons | BRYANT HEATING AND COOLING SYSTEMS | HRCU-A-CB (Split System: Heat Pump with Remote Outdoor Unit-Air-Source) | 38MURAQ36AB3* |  |  | CAP**4821AL* | 926TC48080V17*** | 35400 | 16 | 8.1 | 37800 | 34800 | 92.06% | 2 | 0 | 10 |  |  |  | No | R-410A | 2.95 | Residential & Commercial | Ducted CEE Tier 1
213080385 | Central HP <5.4 tons | BRYANT HEATING AND COOLING SYSTEMS | HRCU-A-CB (Split System: Heat Pump with Remote Outdoor Unit-Air-Source) | 38MURAQ36AB3* |  |  | CAP**3721AL* | 916SA66100M21*** | 36800 | 16 | 8.5 | 38500 | 34800 | 90.39% | 2.1 | 0 | 10 |  |  |  | No | R-410A | 3.0667 | Residential & Commercial | Ducted CEE Tier 1
213080469 | Central HP <5.4 tons | BRYANT HEATING AND COOLING SYSTEMS | HRCU-A-CB (Split System: Heat Pump with Remote Outdoor Unit-Air-Source) | 38MURAQ36AB3* |  |  | CNPV*4824AL* | 916SA66120M24*** | 35800 | 16.5 | 8.1 | 38500 | 35000 | 90.91% | 2 | 0 | 10 |  |  |  | No | R-410A | 2.9833 | Residential & Commercial | Ducted CEE Tier 1
215935740 | Central HP <5.4 tons | DAY & NIGHT | HRCU-A-CB (Split System: Heat Pump with Remote Outdoor Unit-Air-Source) | C5H3V36*K*AAA* |  |  | EVD5X36M21A*+WALLCON | *97CMN0802120B* | 34400 | 20.5 | 8.5 | 38500 | 28200 | 73.25% | 2.04 | 0 | 11.7 |  |  |  | No | R-454B | 2.8667 | Residential & Commercial | Ducted CEE Tier 1
215936040 | Central HP <5.4 tons | DAY & NIGHT | HRCU-A-CB (Split System: Heat Pump with Remote Outdoor Unit-Air-Source) | C5H3V36*K*AAA* |  |  | EVD5X42M21A*+WALLCON | *95CSU0601716B* | 34200 | 20.5 | 8.5 | 39000 | 28600 | 73.33% | 2.04 | 0 | 11.5 |  |  |  | No | R-454B | 2.85 | Residential & Commercial | Ducted CEE Tier 1
215936260 | Central HP <5.4 tons | DAY & NIGHT | HRCU-A-CB (Split System: Heat Pump with Remote Outdoor Unit-Air-Source) | C5H3V36*K*AAA* |  |  | EVD5X42M24A*+WALLCON | *96CTN1002122B* | 35600 | 22 | 8.5 | 38000 | 28400 | 74.74% | 2.04 | 0 | 12.5 |  |  |  | No | R-454B | 2.9667 | Residential & Commercial | Ducted CEE Tier 1
215936460 | Central HP <5.4 tons | DAY & NIGHT | HRCU-A-CB (Split System: Heat Pump with Remote Outdoor Unit-Air-Source) | C5H3V36*K*AAA* |  |  | EVD5X49M24A*+WALLCON | *80CTL1102120B* | 35600 | 22 | 8.5 | 38000 | 28400 | 74.74% | 2.04 | 0 | 12.5 |  |  |  | No | R-454B | 2.9667 | Residential & Commercial | Ducted CEE Tier 1
215936610 | Central HP <5.4 tons | DAY & NIGHT | HRCU-A-CB (Split System: Heat Pump with Remote Outdoor Unit-Air-Source) | C5H3V36*K*AAA* |  |  | EVD5X60M21A*+WALLCON | *80CTL0702120B* | 35600 | 21.5 | 8.5 | 38000 | 28600 | 75.26% | 2.04 | 0 | 12 |  |  |  | No | R-454B | 2.9667 | Residential & Commercial | Ducted CEE Tier 1
211263044 | Central HP <5.4 tons | TEMPSTAR | HRCU-A-CB (Split System: Heat Pump with Remote Outdoor Unit-Air-Source) | DLCURAH18ABK |  |  | EN(A,D)4X24L17** | *80ESU0401712A* | 18400 | 16 | 8.5 | 19200 | 18500 | 96.35% | 2.24 | 0 | 11 |  |  |  | No | R-410A | 1.5333 | Residential & Commercial | Ducted CEE Tier 1
211263430 | Central HP <5.4 tons | TEMPSTAR | HRCU-A-CB (Split System: Heat Pump with Remote Outdoor Unit-Air-Source) | DLCURAH18ABK |  |  | EN(A,D)4X24L17** | *92ESN0801716A* | 18500 | 16 | 8.5 | 19500 | 18400 | 94.36% | 2.24 | 0 | 11 |  |  |  | No | R-410A | 1.5417 | Residential & Commercial | Ducted CEE Tier 1
211263545 | Central HP <5.4 tons | TEMPSTAR | HRCU-A-CB (Split System: Heat Pump with Remote Outdoor Unit-Air-Source) | DLCURAH18ABK |  |  | EN(A,D)4X24L17** | OMV098J12* | 18300 | 15.5 | 8.5 | 19300 | 18600 | 96.37% | 2.24 | 0 | 11 |  |  |  | No | R-410A | 1.525 | Residential & Commercial | Ducted CEE Tier 1
211263795 | Central HP <5.4 tons | TEMPSTAR | HRCU-A-CB (Split System: Heat Pump with Remote Outdoor Unit-Air-Source) | DLCURAH18ABK |  |  | EN(A,D)4X30L14** | *80ES(N,L)0451412A* | 18200 | 16 | 8.5 | 18600 | 18400 | 98.92% | 2.22 | 0 | 11 |  |  |  | No | R-410A | 1.5167 | Residential & Commercial | Ducted CEE Tier 1
215941583 | Central HP <5.4 tons | TEMPSTAR | HRCU-A-CB (Split System: Heat Pump with Remote Outdoor Unit-Air-Source) | T5H3V48*K*AAA* |  |  | EVD5X48M21A*+WALLCON | *97CTN1002122A* | 44500 | 20 | 8.1 | 52000 | 38500 | 74.04% | 2 | 0 | 11 |  |  |  | No | R-454B | 3.7083 | Residential & Commercial | Ducted CEE Tier 1
213770586 | Central HP <5.4 tons | BRYANT HEATING AND COOLING SYSTEMS | HRCU-A-CB (Split System: Heat Pump with Remote Outdoor Unit-Air-Source) | 288BNV025*0**B* |  |  | CAP**2517AL*+UI | 88*TB36045C17*** | 24200 | 16.5 | 8.1 | 21400 | 16800 | 78.5% | 2 | 0 | 11 |  |  |  | No | R-410A | 2.0167 | Residential & Commercial | Ducted CEE Tier 1
213770786 | Central HP <5.4 tons | BRYANT HEATING AND COOLING SYSTEMS | HRCU-A-CB (Split System: Heat Pump with Remote Outdoor Unit-Air-Source) | 288BNV025*0**B* |  |  | CAP**3017AL*+UI | 986TD42060C17*** | 23400 | 16 | 8.1 | 21600 | 16800 | 77.78% | 1.9 | 0 | 10.5 |  |  |  | No | R-410A | 1.95 | Residential & Commercial | Ducted CEE Tier 1
213770886 | Central HP <5.4 tons | BRYANT HEATING AND COOLING SYSTEMS | HRCU-A-CB (Split System: Heat Pump with Remote Outdoor Unit-Air-Source) | 288BNV025*0**B* |  |  | CAP**3617AL*+UI | 986TD42060C17*** | 23400 | 16 | 8.1 | 21600 | 16700 | 77.31% | 1.92 | 0 | 10.5 |  |  |  | No | R-410A | 1.95 | Residential & Commercial | Ducted CEE Tier 1
212985338 | Central HP <5.4 tons | AIRQUEST | HRCU-A-CB (Split System: Heat Pump with Remote Outdoor Unit-Air-Source) | DLCURAH24ABK |  |  | EA*4X36L21A* | *92MSN1002120A* | 23800 | 17.5 | 8.5 | 26200 | 23600 | 90.08% | 1.96 | 0 | 10 |  |  |  | No | R-410A | 1.9833 | Residential & Commercial | Ducted CEE Tier 1
212985806 | Central HP <5.4 tons | AIRQUEST | HRCU-A-CB (Split System: Heat Pump with Remote Outdoor Unit-Air-Source) | DLCURAH24ABK |  |  | EA*4X36L17A* | *96MSN0261410A* | 23400 | 16.5 | 8.5 | 26200 | 24400 | 93.13% | 2.02 | 0 | 10 |  |  |  | No | R-410A | 1.95 | Residential & Commercial | Ducted CEE Tier 1
212987429 | Central HP <5.4 tons | DAY & NIGHT | HRCU-A-CB (Split System: Heat Pump with Remote Outdoor Unit-Air-Source) | DLCURAH24ABK |  |  | EA*4X37L17A* | *96MSN0801716A* | 24200 | 17 | 8.5 | 25200 | 22000 | 87.3% | 1.84 | 0 | 10 |  |  |  | No | R-410A | 2.0167 | Residential & Commercial | Ducted CEE Tier 1
212987813 | Central HP <5.4 tons | DAY & NIGHT | HRCU-A-CB (Split System: Heat Pump with Remote Outdoor Unit-Air-Source) | DLCURAH24ABK |  |  | EA*4X37L21A* | *96MSN0802120A* | 24200 | 17.5 | 8.5 | 25200 | 21600 | 85.71% | 1.82 | 0 | 10 |  |  |  | No | R-410A | 2.0167 | Residential & Commercial | Ducted CEE Tier 1
213780687 | Central HP <5.4 tons | HEIL | HRCU-A-CB (Split System: Heat Pump with Remote Outdoor Unit-Air-Source) | HVH837GKA2* |  |  | EA*4X36L17A*+WALLCON | *97CMN0601714B* | 31200 | 16.5 | 8.1 | 33400 | 24600 | 73.65% | 1.82 | 0 | 10.5 |  |  |  | No | R-410A | 2.6 | Residential & Commercial | Ducted CEE Tier 1
212984079 | Central HP <5.4 tons | DAY & NIGHT | HRCU-A-CB (Split System: Heat Pump with Remote Outdoor Unit-Air-Source) | DLCURAH24ABK |  |  | EA*4X36L21A* | *92MSN0601714A* | 23800 | 17.5 | 8.5 | 26200 | 23600 | 90.08% | 1.96 | 0 | 10 |  |  |  | No | R-410A | 1.9833 | Residential & Commercial | Ducted CEE Tier 1
214075220 | Central HP <5.4 tons | FRIEDRICH | HRCU-A-CB (Split System: Heat Pump with Remote Outdoor Unit-Air-Source) | RD17AZ60AJ3N |  |  | TCFZ6024STANM | FR801V0755A21UH | 55500 | 18 | 8.1 | 54000 | 49500 | 91.67% | 1.75 | 0 | 10 |  |  |  | No | R-410A | 4.625 | Residential & Commercial | Ducted CEE Tier 1
215669544 | Central HP <5.4 tons | HEIL | HRCU-A-CB (Split System: Heat Pump with Remote Outdoor Unit-Air-Source) | H5H0V36*K*AAA* |  |  | EA*5X61M21A*+WALLCON | *97CMN0602120B* | 34600 | 18 | 9 | 34600 | 25000 | 72.25% | 1.9 | 0 | 10 |  |  |  | No | R-454B | 2.8833 | Residential & Commercial | Ducted CEE Tier 1
215674159 | Central HP <5.4 tons | COMFORTMAKER | HRCU-A-CB (Split System: Heat Pump with Remote Outdoor Unit-Air-Source) | C5H0V48*K*AAA* |  |  | EA*5X60M24A*+WALLCON | *80CSU0802120A* | 45000 | 18 | 9 | 47000 | 33400 | 71.06% | 2.08 | 0 | 10 |  |  |  | No | R-454B | 3.75 | Residential & Commercial | Ducted CEE Tier 1
211262458 | Central HP <5.4 tons | TEMPSTAR | HRCU-A-CB (Split System: Heat Pump with Remote Outdoor Unit-Air-Source) | DLCURAH18ABK |  |  | EN(A,D)4X18L14** | *92ESN0601412A* | 17800 | 15.5 | 8.5 | 18900 | 19200 | 101.6% | 2.3 | 0 | 10.5 |  |  |  | No | R-410A | 1.4833 | Residential & Commercial | Ducted CEE Tier 1
211262348 | Central HP <5.4 tons | TEMPSTAR | HRCU-A-CB (Split System: Heat Pump with Remote Outdoor Unit-Air-Source) | DLCURAH18ABK |  |  | EN(A,D)4X18L14** | *95ESN0601412A* | 17600 | 15.5 | 8.5 | 18700 | 19300 | 103.2% | 2.32 | 0 | 10.5 |  |  |  | No | R-410A | 1.4667 | Residential & Commercial | Ducted CEE Tier 1
213779027 | Central HP <5.4 tons | HEIL | HRCU-A-CB (Split System: Heat Pump with Remote Outdoor Unit-Air-Source) | HVH837GKA** |  |  | EA*4X37L21A*+WALLCON | *96CTN0601714B* | 32600 | 17 | 8.1 | 33000 | 25400 | 76.97% | 1.94 | 0 | 11 |  |  |  | No | R-410A | 2.7167 | Residential & Commercial | Ducted CEE Tier 1
213779277 | Central HP <5.4 tons | HEIL | HRCU-A-CB (Split System: Heat Pump with Remote Outdoor Unit-Air-Source) | HVH837GKA** |  |  | EA*4X43L21A*+WALLCON | *80CTL0902120B* | 32800 | 17 | 8.5 | 32600 | 25000 | 76.69% | 1.98 | 0 | 11.5 |  |  |  | No | R-410A | 2.7333 | Residential & Commercial | Ducted CEE Tier 1
212989507 | Central HP <5.4 tons | DAY & NIGHT | HRCU-A-CB (Split System: Heat Pump with Remote Outdoor Unit-Air-Source) | DLCURAH36ABK |  |  | EA*4X48L24A* | *95MSU0802120A* | 35600 | 16.5 | 8.5 | 37800 | 34600 | 91.53% | 2.02 | 0 | 10 |  |  |  | No | R-410A | 2.9667 | Residential & Commercial | Ducted CEE Tier 1
211263524 | Central HP <5.4 tons | TEMPSTAR | HRCU-A-CB (Split System: Heat Pump with Remote Outdoor Unit-Air-Source) | DLCURAH18ABK |  |  | EN(A,D)4X24L17** | *80ESU0601716A | 18500 | 16 | 8.5 | 19400 | 18500 | 95.36% | 2.24 | 0 | 11 |  |  |  | No | R-410A | 1.5417 | Residential & Commercial | Ducted CEE Tier 1
212984163 | Central HP <5.4 tons | DAY & NIGHT | HRCU-A-CB (Split System: Heat Pump with Remote Outdoor Unit-Air-Source) | DLCURAH18ABK |  |  | EA*4X19L17A* | *92MSN0601714A* | 18000 | 16.5 | 8.5 | 18000 | 17800 | 98.89% | 2.14 | 0 | 11 |  |  |  | No | R-410A | 1.5 | Residential & Commercial | Ducted CEE Tier 1
211262893 | Central HP <5.4 tons | TEMPSTAR | HRCU-A-CB (Split System: Heat Pump with Remote Outdoor Unit-Air-Source) | DLCURAH18ABK |  |  | EN(A,D)4X24L17** | *96VSN0601412A* | 17900 | 15.5 | 8.5 | 18800 | 18700 | 99.47% | 2.26 | 0 | 11 |  |  |  | No | R-410A | 1.4917 | Residential & Commercial | Ducted CEE Tier 1
211263094 | Central HP <5.4 tons | TEMPSTAR | HRCU-A-CB (Split System: Heat Pump with Remote Outdoor Unit-Air-Source) | DLCURAH18ABK |  |  | EN(A,D)4X24L17** | *96VTN0401712A* | 17700 | 15.5 | 8.5 | 18700 | 18800 | 100.5% | 2.26 | 0 | 10.5 |  |  |  | No | R-410A | 1.475 | Residential & Commercial | Ducted CEE Tier 1
211263263 | Central HP <5.4 tons | TEMPSTAR | HRCU-A-CB (Split System: Heat Pump with Remote Outdoor Unit-Air-Source) | DLCURAH18ABK |  |  | EN(A,D)4X24L17** | *95ESN0261410A* | 18000 | 15.5 | 8.5 | 19000 | 18700 | 98.42% | 2.24 | 0 | 10.5 |  |  |  | No | R-410A | 1.5 | Residential & Commercial | Ducted CEE Tier 1
211262560 | Central HP <5.4 tons | TEMPSTAR | HRCU-A-CB (Split System: Heat Pump with Remote Outdoor Unit-Air-Source) | DLCURAH18ABK |  |  | EN(A,D)4X24L14** | *96VSN0601412A* | 17900 | 15.5 | 8.5 | 18800 | 18700 | 99.47% | 2.26 | 0 | 11 |  |  |  | No | R-410A | 1.4917 | Residential & Commercial | Ducted CEE Tier 1
211262929 | Central HP <5.4 tons | TEMPSTAR | HRCU-A-CB (Split System: Heat Pump with Remote Outdoor Unit-Air-Source) | DLCURAH18ABK |  |  | EN(A,D)4X24L17** | *95ESU0401712A* | 17600 | 16 | 8.5 | 18500 | 18800 | 101.6% | 2.26 | 0 | 11 |  |  |  | No | R-410A | 1.4667 | Residential & Commercial | Ducted CEE Tier 1
211259703 | Central HP <5.4 tons | BRYANT HEATING AND COOLING SYSTEMS | HRCU-A-CB (Split System: Heat Pump with Remote Outdoor Unit-Air-Source) | 38MURAQ18AB3* |  |  | CAP**1917AL* | 82*SA48045V17*** | 18100 | 16 | 8.5 | 18100 | 17700 | 97.79% | 2.14 | 0 | 10.5 |  |  |  | No | R-410A | 1.5083 | Residential & Commercial | Ducted CEE Tier 1
211259819 | Central HP <5.4 tons | BRYANT HEATING AND COOLING SYSTEMS | HRCU-A-CB (Split System: Heat Pump with Remote Outdoor Unit-Air-Source) | 38MURAQ18AB3* |  |  | CAP**1917AL* | 915SB36060E14*** | 18400 | 16.5 | 8.5 | 18300 | 17600 | 96.17% | 2.14 | 0 | 11 |  |  |  | No | R-410A | 1.5333 | Residential & Commercial | Ducted CEE Tier 1
211260136 | Central HP <5.4 tons | BRYANT HEATING AND COOLING SYSTEMS | HRCU-A-CB (Split System: Heat Pump with Remote Outdoor Unit-Air-Source) | 38MURAQ18AB3* |  |  | CAP**2414AL* | 915SB36060E14*** | 17800 | 16 | 8.5 | 18700 | 19000 | 101.6% | 2.28 | 0 | 10.5 |  |  |  | No | R-410A | 1.4833 | Residential & Commercial | Ducted CEE Tier 1
211260069 | Central HP <5.4 tons | BRYANT HEATING AND COOLING SYSTEMS | HRCU-A-CB (Split System: Heat Pump with Remote Outdoor Unit-Air-Source) | 38MURAQ18AB3* |  |  | CAP**2414AL* | 82*SA36045V14*** | 17700 | 16 | 8.5 | 18600 | 19100 | 102.7% | 2.3 | 0 | 10.5 |  |  |  | No | R-410A | 1.475 | Residential & Commercial | Ducted CEE Tier 1
211260588 | Central HP <5.4 tons | BRYANT HEATING AND COOLING SYSTEMS | HRCU-A-CB (Split System: Heat Pump with Remote Outdoor Unit-Air-Source) | 38MURAQ18AB3* |  |  | CAP**2417AL* | 912SD42060E17*** | 17700 | 16.5 | 8.5 | 18500 | 19100 | 103.2% | 2.3 | 0 | 10.5 |  |  |  | No | R-410A | 1.475 | Residential & Commercial | Ducted CEE Tier 1
215940493 | Central HP <5.4 tons | TEMPSTAR | HRCU-A-CB (Split System: Heat Pump with Remote Outdoor Unit-Air-Source) | T5H3V36*K*AAA* |  |  | EVM5X60M24A*+WALLCON | *97CTN1002122A* | 35600 | 22 | 8.5 | 38000 | 28400 | 74.74% | 2.04 | 0 | 12.5 |  |  |  | No | R-454B | 2.9667 | Residential & Commercial | Ducted CEE Tier 1
211263563 | Central HP <5.4 tons | TEMPSTAR | HRCU-A-CB (Split System: Heat Pump with Remote Outdoor Unit-Air-Source) | DLCURAH18ABK |  |  | EN(A,D)4X24L17** | OLV098A12* | 18100 | 15.5 | 8.5 | 19100 | 18700 | 97.91% | 2.24 | 0 | 10.5 |  |  |  | No | R-410A | 1.5083 | Residential & Commercial | Ducted CEE Tier 1
211264483 | Central HP <5.4 tons | TEMPSTAR | HRCU-A-CB (Split System: Heat Pump with Remote Outdoor Unit-Air-Source) | DLCURAH18ABK |  |  | EN(A,D)4X30L17** | *80ES(N,L)0451412A* | 18200 | 16.5 | 8.5 | 18700 | 18300 | 97.86% | 2.22 | 0 | 11 |  |  |  | No | R-410A | 1.5167 | Residential & Commercial | Ducted CEE Tier 1
211262782 | Central HP <5.4 tons | TEMPSTAR | HRCU-A-CB (Split System: Heat Pump with Remote Outdoor Unit-Air-Source) | DLCURAH18ABK |  |  | EN(A,D)4X24L14** | *80ES(N,L)0701412A* | 17500 | 16 | 8.5 | 18400 | 18800 | 102.2% | 2.26 | 0 | 11 |  |  |  | No | R-410A | 1.4583 | Residential & Commercial | Ducted CEE Tier 1
211263309 | Central HP <5.4 tons | TEMPSTAR | HRCU-A-CB (Split System: Heat Pump with Remote Outdoor Unit-Air-Source) | DLCURAH18ABK |  |  | EN(A,D)4X24L17** | *80ES(N,L)0451412A* | 18000 | 16 | 8.5 | 18900 | 18700 | 98.94% | 2.26 | 0 | 11 |  |  |  | No | R-410A | 1.5 | Residential & Commercial | Ducted CEE Tier 1
211263334 | Central HP <5.4 tons | TEMPSTAR | HRCU-A-CB (Split System: Heat Pump with Remote Outdoor Unit-Air-Source) | DLCURAH18ABK |  |  | EN(A,D)4X24L17** | *80ES(N,L)0451712A* | 18400 | 15.5 | 8.5 | 19400 | 18500 | 95.36% | 2.24 | 0 | 11 |  |  |  | No | R-410A | 1.5333 | Residential & Commercial | Ducted CEE Tier 1
211264820 | Central HP <5.4 tons | TEMPSTAR | HRCU-A-CB (Split System: Heat Pump with Remote Outdoor Unit-Air-Source) | DLCURAH18ABK |  |  | FEM4X18**BL |  | 17400 | 16 | 8.5 | 18300 | 19400 | 106% | 2.34 | 0 | 10.5 |  |  |  | No | R-410A | 1.45 | Residential & Commercial | Ducted CEE Tier 1
213353733 | Central HP <5.4 tons | HEIL | HRCU-A-CB (Split System: Heat Pump with Remote Outdoor Unit-Air-Source) | DLCURAH18ABK |  |  | F5MA4*18L*A* |  | 18200 | 16 | 9 | 19200 | 19100 | 99.48% | 2.3 | 0 | 10.5 |  |  |  | No | R-410A | 1.5167 | Residential & Commercial | Ducted CEE Tier 1
213771021 | Central HP <5.4 tons | DAY & NIGHT | HRCU-A-CB (Split System: Heat Pump with Remote Outdoor Unit-Air-Source) | CVH825GKA2* |  |  | EA*4X36L21A*+WALLCON | *96CTN1002122B* | 23600 | 16.5 | 8.1 | 21400 | 16600 | 77.57% | 1.94 | 0 | 11 |  |  |  | No | R-410A | 1.9667 | Residential & Commercial | Ducted CEE Tier 1
213771071 | Central HP <5.4 tons | DAY & NIGHT | HRCU-A-CB (Split System: Heat Pump with Remote Outdoor Unit-Air-Source) | CVH825GKA2* |  |  | EA*4X37L17A*+WALLCON | *95CSU0601716B* | 24200 | 16.5 | 8.1 | 21400 | 16700 | 78.04% | 2 | 0 | 10.5 |  |  |  | No | R-410A | 2.0167 | Residential & Commercial | Ducted CEE Tier 1
213771441 | Central HP <5.4 tons | DAY & NIGHT | HRCU-A-CB (Split System: Heat Pump with Remote Outdoor Unit-Air-Source) | CVH825GKA2* |  |  | EA*4X43L21A*+WALLCON | *80CTL0451712B* | 24200 | 16.5 | 8.1 | 21200 | 16700 | 78.77% | 2.02 | 0 | 10.5 |  |  |  | No | R-410A | 2.0167 | Residential & Commercial | Ducted CEE Tier 1
212973393 | Central HP <5.4 tons | BRYANT HEATING AND COOLING SYSTEMS | HRCU-A-CB (Split System: Heat Pump with Remote Outdoor Unit-Air-Source) | 38MURAQ18AB3* |  |  | CNPV*3017AL* | 926SB36060V14*** | 17500 | 16.5 | 8.1 | 18000 | 18700 | 103.9% | 2.24 | 0 | 11 |  |  |  | No | R-410A | 1.4583 | Residential & Commercial | Ducted CEE Tier 1
212973663 | Central HP <5.4 tons | BRYANT HEATING AND COOLING SYSTEMS | HRCU-A-CB (Split System: Heat Pump with Remote Outdoor Unit-Air-Source) | 38MURAQ18AB3* |  |  | CAP**2417AL* | 926SB48080V17*** | 17200 | 16 | 8.5 | 18200 | 19400 | 106.6% | 2.34 | 0 | 10.5 |  |  |  | No | R-410A | 1.4333 | Residential & Commercial | Ducted CEE Tier 1
211261735 | Central HP <5.4 tons | BRYANT HEATING AND COOLING SYSTEMS | HRCU-A-CB (Split System: Heat Pump with Remote Outdoor Unit-Air-Source) | 38MURAQ18AB3* |  |  | CAP**3017AL* | 83*SA36040E17*** | 18600 | 16.5 | 9 | 19000 | 18200 | 95.79% | 2.22 | 0 | 11 |  |  |  | No | R-410A | 1.55 | Residential & Commercial | Ducted CEE Tier 1
211262112 | Central HP <5.4 tons | BRYANT HEATING AND COOLING SYSTEMS | HRCU-A-CB (Split System: Heat Pump with Remote Outdoor Unit-Air-Source) | 38MURAQ18AB3* |  |  | CAP**3017AL* | 912SD30040E14*** | 18000 | 15.5 | 8.5 | 18700 | 18500 | 98.93% | 2.22 | 0 | 10.5 |  |  |  | No | R-410A | 1.5 | Residential & Commercial | Ducted CEE Tier 1
211262178 | Central HP <5.4 tons | BRYANT HEATING AND COOLING SYSTEMS | HRCU-A-CB (Split System: Heat Pump with Remote Outdoor Unit-Air-Source) | 38MURAQ18AB3* |  |  | CAP**3017AL* | OVMAAB036098 | 18300 | 16 | 8.5 | 18900 | 18400 | 97.35% | 2.22 | 0 | 10.5 |  |  |  | No | R-410A | 1.525 | Residential & Commercial | Ducted CEE Tier 1
211262196 | Central HP <5.4 tons | BRYANT HEATING AND COOLING SYSTEMS | HRCU-A-CB (Split System: Heat Pump with Remote Outdoor Unit-Air-Source) | 38MURAQ18AB3* |  |  | CAP**3017AL* | OVLAAB036098 | 18200 | 15.5 | 8.5 | 18800 | 18400 | 97.87% | 2.22 | 0 | 10.5 |  |  |  | No | R-410A | 1.5167 | Residential & Commercial | Ducted CEE Tier 1
210596053 | Central HP <5.4 tons | CARRIER | HRCU-A-CB (Split System: Heat Pump with Remote Outdoor Unit-Air-Source) | 25VNA825A*031* |  |  | CSPH*4212AL*+UI | 58CU*A040C17**12 | 24200 | 16.5 | 8.1 | 21400 | 16600 | 77.57% | 2 | 0 | 11 |  |  |  | No | R-410A | 2.0167 | Residential & Commercial | Ducted CEE Tier 1
210596062 | Central HP <5.4 tons | CARRIER | HRCU-A-CB (Split System: Heat Pump with Remote Outdoor Unit-Air-Source) | 25VNA825A*031* |  |  | CSPH*4212AL*+UI | 59CU5A080C21**20 | 24200 | 16 | 8.1 | 21400 | 16600 | 77.57% | 2 | 0 | 11 |  |  |  | No | R-410A | 2.0167 | Residential & Commercial | Ducted CEE Tier 1
210596087 | Central HP <5.4 tons | CARRIER | HRCU-A-CB (Split System: Heat Pump with Remote Outdoor Unit-Air-Source) | 25VNA825A*031* |  |  | CSPH*4812AL*+UI | 59MN7B100C21**22 | 24200 | 16 | 8.1 | 21200 | 16700 | 78.77% | 2.04 | 0 | 11 |  |  |  | No | R-410A | 2.0167 | Residential & Commercial | Ducted CEE Tier 1
210596180 | Central HP <5.4 tons | CARRIER | HRCU-A-CB (Split System: Heat Pump with Remote Outdoor Unit-Air-Source) | 25VNA837A*030* |  |  | CAP**6024AL*+UI | 59TN6B120C24**22 | 32800 | 18 | 8.5 | 31800 | 24800 | 77.99% | 2 | 0 | 11.7 |  |  |  | No | R-410A | 2.7333 | Residential & Commercial | Ducted CEE Tier 1
210596189 | Central HP <5.4 tons | CARRIER | HRCU-A-CB (Split System: Heat Pump with Remote Outdoor Unit-Air-Source) | 25VNA837A*030* |  |  | CAP**6121AL*+UI | 59CU5A100C21**22 | 33200 | 18 | 8.5 | 32000 | 24800 | 77.5% | 2 | 0 | 11.5 |  |  |  | No | R-410A | 2.7667 | Residential & Commercial | Ducted CEE Tier 1
210596219 | Central HP <5.4 tons | CARRIER | HRCU-A-CB (Split System: Heat Pump with Remote Outdoor Unit-Air-Source) | 25VNA837A*030* |  |  | CNPV*4824AL*+UI | 58CU*A100C21**20 | 32400 | 17 | 8.1 | 33000 | 24800 | 75.15% | 1.94 | 0 | 11.5 |  |  |  | No | R-410A | 2.7 | Residential & Commercial | Ducted CEE Tier 1
214075481 | Central HP <5.4 tons | FRIEDRICH | HRCU-A-CB (Split System: Heat Pump with Remote Outdoor Unit-Air-Source) | RD17AZ24AJ3N |  |  | TCFZ2417MTANM | FR802V0754A17UH | 22600 | 18 | 9.5 | 22600 | 16800 | 74.34% | 2.1 | 0 | 11.2 |  |  |  | No | R-410A | 1.8833 | Residential & Commercial | Ducted CEE Tier 1
214075572 | Central HP <5.4 tons | FRIEDRICH | HRCU-A-CB (Split System: Heat Pump with Remote Outdoor Unit-Air-Source) | RD17AZ24AJ3N |  |  | TCFZ2417MTANM | FR801V0504A17UHS | 22600 | 17 | 9.5 | 22600 | 16900 | 74.78% | 2 | 0 | 11.2 |  |  |  | No | R-410A | 1.8833 | Residential & Commercial | Ducted CEE Tier 1
215932136 | Central HP <5.4 tons | HEIL | HRCU-A-CB (Split System: Heat Pump with Remote Outdoor Unit-Air-Source) | H5H3V36*K*AAA* |  |  | EA*5X37M17A*+WALLCON | *97CMN0601714B* | 33200 | 19 | 9.5 | 34600 | 26400 | 76.3% | 2.04 | 0 | 10.5 |  |  |  | No | R-454B | 2.7667 | Residential & Commercial | Ducted CEE Tier 1
215932236 | Central HP <5.4 tons | HEIL | HRCU-A-CB (Split System: Heat Pump with Remote Outdoor Unit-Air-Source) | H5H3V36*K*AAA* |  |  | EA*5X42M21A*+WALLCON | *80CTL0702120B* | 32600 | 19.5 | 9.5 | 35000 | 26800 | 76.57% | 2.02 | 0 | 11 |  |  |  | No | R-454B | 2.7167 | Residential & Commercial | Ducted CEE Tier 1
214075439 | Central HP <5.4 tons | FRIEDRICH | HRCU-A-CB (Split System: Heat Pump with Remote Outdoor Unit-Air-Source) | RD17AZ24AJ3N |  |  | TCFZ2417MTANM | FR97MV0703A17DH | 22600 | 17 | 9.5 | 22600 | 16900 | 74.78% | 2 | 0 | 11.2 |  |  |  | No | R-410A | 1.8833 | Residential & Commercial | Ducted CEE Tier 1
206788333 | Central HP <5.4 tons | CARRIER | HRCU-A-CB (Split System: Heat Pump with Remote Outdoor Unit-Air-Source) | 25VNA424A*031* |  |  | CAP**3617AL*+UI | 59MN7B080C17**14 | 23200 | 20 | 10 | 26800 | 20000 | 74.63% | 2.4 | 13 | 13 |  |  |  | No | R-410A | 1.9333 | Residential & Commercial | Ducted CEE Tier 1
206788548 | Central HP <5.4 tons | CARRIER | HRCU-A-CB (Split System: Heat Pump with Remote Outdoor Unit-Air-Source) | 25VNA424A*031* |  |  | CAP**3617AL*+UI | 58CU*A060C17**16 | 23200 | 20 | 10 | 26600 | 19900 | 74.81% | 2.4 | 13.5 | 12.5 |  |  |  | No | R-410A | 1.9333 | Residential & Commercial | Ducted CEE Tier 1
214396321 | Central HP <5.4 tons | JOHNSON CONTROLS | HRCU-A-CB (Split System: Heat Pump with Remote Outdoor Unit-Air-Source) | HH860E2S11 |  |  | CTM60C5CHS1+JME16C2SN1 |  | 54000 | 19 | 9 | 53500 | 38500 | 71.96% | 2 | 0 | 12 |  |  |  | No | R-454B | 4.5 | Residential & Commercial | Ducted CEE Tier 1
214396638 | Central HP <5.4 tons | JOHNSON CONTROLS | HRCU-A-CB (Split System: Heat Pump with Remote Outdoor Unit-Air-Source) | HH860E2S11 |  |  | CTM60C5CGS1 | TM8V080C16MP12 | 44000 | 18 | 9 | 44500 | 33600 | 75.51% | 2 | 0 | 11.7 |  |  |  | No | R-454B | 3.6667 | Residential & Commercial | Ducted CEE Tier 1
214609105 | Central HP <5.4 tons | JOHNSON CONTROLS | HRCU-A-CB (Split System: Heat Pump with Remote Outdoor Unit-Air-Source) | HH860E2S11 |  |  | CTF60C5CHS1 | Z9ES080C20SMPS1 | 53500 | 19 | 8.5 | 54000 | 39000 | 72.22% | 2 | 0 | 11 |  |  |  | No | R-454B | 4.4583 | Residential & Commercial | Ducted CEE Tier 1
214609140 | Central HP <5.4 tons | JOHNSON CONTROLS | HRCU-A-CB (Split System: Heat Pump with Remote Outdoor Unit-Air-Source) | HH860E2S11 |  |  | CTM60C5CGS1 | Z9ES100C20SMPS1 | 45500 | 18 | 9 | 47000 | 34400 | 73.19% | 2 | 0 | 11.7 |  |  |  | No | R-454B | 3.7917 | Residential & Commercial | Ducted CEE Tier 1
214719971 | Central HP <5.4 tons | JOHNSON CONTROLS | HRCU-A-CB (Split System: Heat Pump with Remote Outdoor Unit-Air-Source) | HH860E2S11 |  |  | CTU60C5XGS1+TXV | TPLC120C20MP13 | 44500 | 18 | 9 | 45000 | 33800 | 75.11% | 2 | 0 | 11 |  |  |  | No | R-454B | 3.7083 | Residential & Commercial | Ducted CEE Tier 1
207559016 | Central HP <5.4 tons | TRANE | HRCU-A-CB (Split System: Heat Pump with Remote Outdoor Unit-Air-Source) | 4TWV0X60A1 |  |  | 4TXCD010DS3 | *UHMD120ACV5 | 53500 | 19 | 8.2 | 51000 | 39000 | 76.47% | 1.8 | 11.5 | 11.7 |  |  |  | No | R-410A | 4.4583 | Residential & Commercial | Ducted CEE Tier 1
214421555 | Central HP <5.4 tons | JOHNSON CONTROLS | HRCU-A-CB (Split System: Heat Pump with Remote Outdoor Unit-Air-Source) | HH860E2S11 |  |  | CTM60D5CJS1+JMET18DS2N1 |  | 53000 | 19 | 9 | 54000 | 39000 | 72.22% | 2 | 0 | 11 |  |  |  | No | R-454B | 4.4167 | Residential & Commercial | Ducted CEE Tier 1
206765430 | Central HP <5.4 tons | TEMPSTAR | HRCU-A-CB (Split System: Heat Pump with Remote Outdoor Unit-Air-Source) | TVH825GKA3* |  |  | EA*4X24L17A*+WALLCON | *80CTL0701716A* | 23200 | 16.5 | 8.1 | 22000 | 16800 | 76.36% | 1.9 | 11 | 10.5 |  |  |  | No | R-410A | 1.9333 | Residential & Commercial | Ducted CEE Tier 1
206765914 | Central HP <5.4 tons | TEMPSTAR | HRCU-A-CB (Split System: Heat Pump with Remote Outdoor Unit-Air-Source) | TVH825GKA3* |  |  | EA*4X37L17A*+WALLCON | *80CTL0701412A* | 24200 | 17 | 8.1 | 21400 | 16600 | 77.57% | 2 | 11 | 11 |  |  |  | No | R-410A | 2.0167 | Residential & Commercial | Ducted CEE Tier 1
206765554 | Central HP <5.4 tons | TEMPSTAR | HRCU-A-CB (Split System: Heat Pump with Remote Outdoor Unit-Air-Source) | TVH825GKA3* |  |  | EA*4X25L17A*+WALLCON | *80CTL0701412A* | 24400 | 17.5 | 8.5 | 21200 | 16600 | 78.3% | 2.02 | 11 | 11.5 |  |  |  | No | R-410A | 2.0333 | Residential & Commercial | Ducted CEE Tier 1
206765905 | Central HP <5.4 tons | TEMPSTAR | HRCU-A-CB (Split System: Heat Pump with Remote Outdoor Unit-Air-Source) | TVH825GKA3* |  |  | EA*4X37L17A*+WALLCON | *97CMN0801714A* | 24200 | 16 | 8.1 | 21400 | 16800 | 78.5% | 1.98 | 11 | 11 |  |  |  | No | R-410A | 2.0167 | Residential & Commercial | Ducted CEE Tier 1
214808992 | Central HP <5.4 tons | JOHNSON CONTROLS | HRCU-A-CB (Split System: Heat Pump with Remote Outdoor Unit-Air-Source) | HH860E2S11 |  |  | CTU60C5XGS1+TXV | TL8E100C20UH11 | 45000 | 18 | 9 | 45000 | 33400 | 74.22% | 2 | 0 | 11.7 |  |  |  | No | R-454B | 3.75 | Residential & Commercial | Ducted CEE Tier 1
214809017 | Central HP <5.4 tons | JOHNSON CONTROLS | HRCU-A-CB (Split System: Heat Pump with Remote Outdoor Unit-Air-Source) | HH860E2S11 |  |  | CTU60C5XGS1+TXV | TP9C100C16MP13 | 43500 | 18 | 9 | 44000 | 33200 | 75.45% | 2 | 0 | 11.7 |  |  |  | No | R-454B | 3.625 | Residential & Commercial | Ducted CEE Tier 1
206788451 | Central HP <5.4 tons | CARRIER | HRCU-A-CB (Split System: Heat Pump with Remote Outdoor Unit-Air-Source) | 25VNA424A*031* |  |  | CAP**3621AL*+UI | 58TN*A045C17**12 | 23200 | 20 | 10 | 26800 | 20000 | 74.63% | 2.4 | 14 | 13 |  |  |  | No | R-410A | 1.9333 | Residential & Commercial | Ducted CEE Tier 1
206788528 | Central HP <5.4 tons | CARRIER | HRCU-A-CB (Split System: Heat Pump with Remote Outdoor Unit-Air-Source) | 25VNA424A*031* |  |  | CSPH*4212AL*+UI | 59TN6B060C17**14 | 23800 | 19 | 9 | 26600 | 19900 | 74.81% | 2.5 | 14 | 12.5 |  |  |  | No | R-410A | 1.9833 | Residential & Commercial | Ducted CEE Tier 1
206765509 | Central HP <5.4 tons | TEMPSTAR | HRCU-A-CB (Split System: Heat Pump with Remote Outdoor Unit-Air-Source) | TVH825GKA3* |  |  | EA*4X25L17A*+WALLCON | *80CTL0701716A* | 24400 | 16.5 | 8.1 | 21200 | 16600 | 78.3% | 2.02 | 11 | 11 |  |  |  | No | R-410A | 2.0333 | Residential & Commercial | Ducted CEE Tier 1
206765545 | Central HP <5.4 tons | TEMPSTAR | HRCU-A-CB (Split System: Heat Pump with Remote Outdoor Unit-Air-Source) | TVH825GKA3* |  |  | EA*4X25L17A*+WALLCON | *97CMN0801714A* | 24200 | 16.5 | 8.1 | 21400 | 16700 | 78.04% | 2 | 11 | 11 |  |  |  | No | R-410A | 2.0167 | Residential & Commercial | Ducted CEE Tier 1
206765761 | Central HP <5.4 tons | TEMPSTAR | HRCU-A-CB (Split System: Heat Pump with Remote Outdoor Unit-Air-Source) | TVH825GKA3* |  |  | EA*4X36L21A*+WALLCON | *96CTN0601714A* | 23400 | 16.5 | 8.1 | 21600 | 16700 | 77.31% | 1.92 | 11 | 10.5 |  |  |  | No | R-410A | 1.95 | Residential & Commercial | Ducted CEE Tier 1
216374553 | Central HP <5.4 tons | JOHNSON CONTROLS | HRCU-A-CB (Split System: Heat Pump with Remote Outdoor Unit-Air-Source) | HH836E2S11 |  |  | CTF36B5CDS1 | Z9ET080B12SMPS1 | 33400 | 18 | 8.5 | 31400 | 24000 | 76.43% | 2 | 0 | 11 |  |  |  | No | R-454B | 2.7833 | Residential & Commercial | Ducted CEE Tier 1
216374635 | Central HP <5.4 tons | JOHNSON CONTROLS | HRCU-A-CB (Split System: Heat Pump with Remote Outdoor Unit-Air-Source) | HH836E2S11 |  |  | CTM36C5CDS1 | Z9ET080C16SMPS1 | 33400 | 18 | 8.5 | 31000 | 23600 | 76.13% | 2 | 0 | 11 |  |  |  | No | R-454B | 2.7833 | Residential & Commercial | Ducted CEE Tier 1
213770906 | Central HP <5.4 tons | BRYANT HEATING AND COOLING SYSTEMS | HRCU-A-CB (Split System: Heat Pump with Remote Outdoor Unit-Air-Source) | 288BNV025*0**B* |  |  | CAP**3621AL*+UI | 88*TB36045C17*** | 23400 | 16 | 8.1 | 21600 | 16800 | 77.78% | 1.92 | 0 | 10.5 |  |  |  | No | R-410A | 1.95 | Residential & Commercial | Ducted CEE Tier 1
213770956 | Central HP <5.4 tons | BRYANT HEATING AND COOLING SYSTEMS | HRCU-A-CB (Split System: Heat Pump with Remote Outdoor Unit-Air-Source) | 288BNV025*0**B* |  |  | CAP**3621AL*+UI | 935CB48060C17*** | 23600 | 16.5 | 8.1 | 21600 | 16700 | 77.31% | 1.94 | 0 | 10.5 |  |  |  | No | R-410A | 1.9667 | Residential & Commercial | Ducted CEE Tier 1
213771036 | Central HP <5.4 tons | BRYANT HEATING AND COOLING SYSTEMS | HRCU-A-CB (Split System: Heat Pump with Remote Outdoor Unit-Air-Source) | 288BNV025*0**B* |  |  | CAP**3717AL*+UI | 88*TB36070C14*** | 24200 | 16.5 | 8.1 | 21400 | 16700 | 78.04% | 2 | 0 | 11 |  |  |  | No | R-410A | 2.0167 | Residential & Commercial | Ducted CEE Tier 1
206771630 | Central HP <5.4 tons | TEMPSTAR | HRCU-A-CB (Split System: Heat Pump with Remote Outdoor Unit-Air-Source) | TVH837GKA2* |  |  | EA*4X43L21A*+WALLCON | *80CTL0701716A* | 32800 | 17.5 | 8.5 | 33000 | 25200 | 76.36% | 1.98 | 11 | 11.7 |  |  |  | No | R-410A | 2.7333 | Residential & Commercial | Ducted CEE Tier 1
206788578 | Central HP <5.4 tons | CARRIER | HRCU-A-CB (Split System: Heat Pump with Remote Outdoor Unit-Air-Source) | 25VNA436A*031* |  |  | CAP**3717AL*+UI | 58TN*A090C17**16 | 34000 | 19.5 | 9.5 | 35200 | 26000 | 73.86% | 2.04 | 12.5 | 12 |  |  |  | No | R-410A | 2.8333 | Residential & Commercial | Ducted CEE Tier 1
206788610 | Central HP <5.4 tons | CARRIER | HRCU-A-CB (Split System: Heat Pump with Remote Outdoor Unit-Air-Source) | 25VNA436A*031* |  |  | CAP**4224AL*+UI | 59MN7B120C24**22 | 33000 | 19 | 9.5 | 35400 | 26600 | 75.14% | 1.98 | 12 | 12 |  |  |  | No | R-410A | 2.75 | Residential & Commercial | Ducted CEE Tier 1
215935685 | Central HP <5.4 tons | BRYANT HEATING AND COOLING SYSTEMS | HRCU-A-CB (Split System: Heat Pump with Remote Outdoor Unit-Air-Source) | 293VAN036**AA* |  |  | CVAVA3621XMA*+UI | 935CB60080C21*** | 34400 | 20.5 | 8.5 | 38500 | 28200 | 73.25% | 2.04 | 0 | 11.7 |  |  |  | No | R-454B | 2.8667 | Residential & Commercial | Ducted CEE Tier 1
215935955 | Central HP <5.4 tons | BRYANT HEATING AND COOLING SYSTEMS | HRCU-A-CB (Split System: Heat Pump with Remote Outdoor Unit-Air-Source) | 293VAN036**AA* |  |  | CVAVA4221XMA*+UI | 83*CA48060C17*** | 34400 | 21 | 8.5 | 38500 | 28200 | 73.25% | 2.04 | 0 | 11.7 |  |  |  | No | R-454B | 2.8667 | Residential & Commercial | Ducted CEE Tier 1
215936005 | Central HP <5.4 tons | BRYANT HEATING AND COOLING SYSTEMS | HRCU-A-CB (Split System: Heat Pump with Remote Outdoor Unit-Air-Source) | 293VAN036**AA* |  |  | CVAVA4221XMA*+UI | 88*TB48090C17*** | 34400 | 21 | 8.5 | 38500 | 28200 | 73.25% | 2.04 | 0 | 11.7 |  |  |  | No | R-454B | 2.8667 | Residential & Commercial | Ducted CEE Tier 1
215936105 | Central HP <5.4 tons | BRYANT HEATING AND COOLING SYSTEMS | HRCU-A-CB (Split System: Heat Pump with Remote Outdoor Unit-Air-Source) | 293VAN036**AA* |  |  | CVAVA4221XMA*+UI | 987MC66100C21*** | 34400 | 21 | 8.5 | 38500 | 28000 | 72.73% | 2.06 | 0 | 12 |  |  |  | No | R-454B | 2.8667 | Residential & Commercial | Ducted CEE Tier 1
213829716 | Central HP <5.4 tons | FRIEDRICH | HRCU-A-CB (Split System: Heat Pump with Remote Outdoor Unit-Air-Source) | FRP18AZ24AJVC |  |  | TCFZ2421HEAAM | FR801V0704A17UHU | 22800 | 20 | 8.5 | 22800 | 26000 | 114% | 2.1 | 0 | 12.5 |  |  |  | No | R-410A | 1.9 | Residential & Commercial | Ducted CEE Tier 1
215941223 | Central HP <5.4 tons | TEMPSTAR | HRCU-A-CB (Split System: Heat Pump with Remote Outdoor Unit-Air-Source) | T5H3V48*K*AAA* |  |  | ESH5X60M12A*+WALLCON | *80CSU0601716B* | 45000 | 20.5 | 9 | 48500 | 36600 | 75.46% | 1.82 | 0 | 11.5 |  |  |  | No | R-454B | 3.75 | Residential & Commercial | Ducted CEE Tier 1
215941323 | Central HP <5.4 tons | TEMPSTAR | HRCU-A-CB (Split System: Heat Pump with Remote Outdoor Unit-Air-Source) | T5H3V48*K*AAA* |  |  | EVM5X48M21A*+WALLCON | *97CTN1002122A* | 44500 | 20 | 8.1 | 52000 | 38500 | 74.04% | 2 | 0 | 11 |  |  |  | No | R-454B | 3.7083 | Residential & Commercial | Ducted CEE Tier 1
215941473 | Central HP <5.4 tons | TEMPSTAR | HRCU-A-CB (Split System: Heat Pump with Remote Outdoor Unit-Air-Source) | T5H3V48*K*AAA* |  |  | EVM5X60M24A*+WALLCON | *97CTN1002122A* | 45500 | 20.5 | 8.1 | 52500 | 38000 | 72.38% | 1.9 | 0 | 11.5 |  |  |  | No | R-454B | 3.7917 | Residential & Commercial | Ducted CEE Tier 1
206771720 | Central HP <5.4 tons | TEMPSTAR | HRCU-A-CB (Split System: Heat Pump with Remote Outdoor Unit-Air-Source) | TVH837GKA2* |  |  | EA*4X43L21A*+WALLCON | *96CTN1002122A* | 33000 | 17.5 | 8.5 | 33000 | 25200 | 76.36% | 2 | 12 | 11.7 |  |  |  | No | R-410A | 2.75 | Residential & Commercial | Ducted CEE Tier 1
206788628 | Central HP <5.4 tons | CARRIER | HRCU-A-CB (Split System: Heat Pump with Remote Outdoor Unit-Air-Source) | 25VNA436A*031* |  |  | CAP**4821AL*+UI | 58TN*A070C17**16 | 33600 | 19.5 | 9.5 | 35000 | 25800 | 73.71% | 2.02 | 12.5 | 11.7 |  |  |  | No | R-410A | 2.8 | Residential & Commercial | Ducted CEE Tier 1
206788662 | Central HP <5.4 tons | CARRIER | HRCU-A-CB (Split System: Heat Pump with Remote Outdoor Unit-Air-Source) | 25VNA436A*031* |  |  | CAP**6024AL*+UI | 59MN7B060C21**20 | 34000 | 19 | 9 | 34600 | 25400 | 73.41% | 2 | 12.5 | 12 |  |  |  | No | R-410A | 2.8333 | Residential & Commercial | Ducted CEE Tier 1
206788746 | Central HP <5.4 tons | CARRIER | HRCU-A-CB (Split System: Heat Pump with Remote Outdoor Unit-Air-Source) | 25VNA436A*031* |  |  | CSPH*3612AL*+UI | 59TN6B120C24**22 | 33800 | 18.5 | 9 | 35200 | 26200 | 74.43% | 2.02 | 12.5 | 11.7 |  |  |  | No | R-410A | 2.8167 | Residential & Commercial | Ducted CEE Tier 1
206788753 | Central HP <5.4 tons | CARRIER | HRCU-A-CB (Split System: Heat Pump with Remote Outdoor Unit-Air-Source) | 25VNA436A*031* |  |  | CSPH*3612AL*+UI | 58TN*A090C17**16 | 33800 | 19 | 9 | 35200 | 26200 | 74.43% | 2.02 | 12.5 | 12 |  |  |  | No | R-410A | 2.8167 | Residential & Commercial | Ducted CEE Tier 1
206788755 | Central HP <5.4 tons | CARRIER | HRCU-A-CB (Split System: Heat Pump with Remote Outdoor Unit-Air-Source) | 25VNA436A*031* |  |  | CSPH*3612AL*+UI | 59MN7B060C21**20 | 33400 | 17.5 | 9 | 35400 | 26400 | 74.58% | 2 | 12 | 11 |  |  |  | No | R-410A | 2.7833 | Residential & Commercial | Ducted CEE Tier 1
206788812 | Central HP <5.4 tons | CARRIER | HRCU-A-CB (Split System: Heat Pump with Remote Outdoor Unit-Air-Source) | 25VNA436A*031* |  |  | CAP**4221AL*+UI | 58CU*A100C21**20 | 33000 | 19 | 9 | 35600 | 26600 | 74.72% | 1.98 | 12 | 11.7 |  |  |  | No | R-410A | 2.75 | Residential & Commercial | Ducted CEE Tier 1
206788835 | Central HP <5.4 tons | CARRIER | HRCU-A-CB (Split System: Heat Pump with Remote Outdoor Unit-Air-Source) | 25VNA436A*031* |  |  | CSPH*4212AL*+UI | 58CU*A060C17**16 | 33800 | 18.5 | 9 | 35200 | 26000 | 73.86% | 2.02 | 12 | 11.7 |  |  |  | No | R-410A | 2.8167 | Residential & Commercial | Ducted CEE Tier 1
206788921 | Central HP <5.4 tons | CARRIER | HRCU-A-CB (Split System: Heat Pump with Remote Outdoor Unit-Air-Source) | 25VNA448A*031* |  |  | CAP**6124AL*+UI | 59MN7B120C24**22 | 45500 | 21 | 9.5 | 46000 | 36400 | 79.13% | 2.36 | 12.5 | 12 |  |  |  | No | R-410A | 3.7917 | Residential & Commercial | Ducted CEE Tier 1
215936947 | Central HP <5.4 tons | AIRQUEST | HRCU-A-CB (Split System: Heat Pump with Remote Outdoor Unit-Air-Source) | H5H3V36*K*AAA* |  |  | EVD5X61M24A*+WALLCON | *95CSU1002122B* | 36000 | 22.5 | 8.5 | 37600 | 28200 | 75% | 2.06 | 0 | 12.5 |  |  |  | No | R-454B | 3 | Residential & Commercial | Ducted CEE Tier 1
215933087 | Central HP <5.4 tons | AIRQUEST | HRCU-A-CB (Split System: Heat Pump with Remote Outdoor Unit-Air-Source) | H5H3V36*K*AAA* |  |  | ESH5X36M12A*+WALLCON | *80CTL0702120B* | 33200 | 19 | 9 | 35000 | 26800 | 76.57% | 1.92 | 0 | 11 |  |  |  | No | R-454B | 2.7667 | Residential & Commercial | Ducted CEE Tier 1
210596246 | Central HP <5.4 tons | CARRIER | HRCU-A-CB (Split System: Heat Pump with Remote Outdoor Unit-Air-Source) | 25VNA837A*030* |  |  | CSPH*6012AL*+UI | 58TN*A135C24**22 | 33000 | 17 | 8.1 | 32200 | 24800 | 77.02% | 2.02 | 0 | 11.5 |  |  |  | No | R-410A | 2.75 | Residential & Commercial | Ducted CEE Tier 1
204299825 | Central HP <5.4 tons | CARRIER | HRCU-A-CB (Split System: Heat Pump with Remote Outdoor Unit-Air-Source) | 25VNA837A*030* |  |  | CNPV*4821AL*+UI | 59TN6B100C21**22 | 32400 | 17.5 | 8.1 | 33000 | 24800 | 75.15% | 1.96 | 11.5 | 11.7 |  |  |  | No | R-410A | 2.7 | Residential & Commercial | Ducted CEE Tier 1
204300259 | Central HP <5.4 tons | CARRIER | HRCU-A-CB (Split System: Heat Pump with Remote Outdoor Unit-Air-Source) | 25VNA837A*030* |  |  | CSPH*4212AL*+UI | 58TN*A090C21**20 | 32400 | 16.5 | 8.1 | 33200 | 24800 | 74.7% | 1.96 | 12 | 11 |  |  |  | No | R-410A | 2.7 | Residential & Commercial | Ducted CEE Tier 1
204451205 | Central HP <5.4 tons | CARRIER | HRCU-A-CB (Split System: Heat Pump with Remote Outdoor Unit-Air-Source) | 25VNA825A*031* |  |  | CAP**2517AL*+UI | 59MN7B080C17**14 | 24200 | 16.5 | 8.1 | 21400 | 16700 | 78.04% | 2 | 11 | 11 |  |  |  | No | R-410A | 2.0167 | Residential & Commercial | Ducted CEE Tier 1
204300529 | Central HP <5.4 tons | CARRIER | HRCU-A-CB (Split System: Heat Pump with Remote Outdoor Unit-Air-Source) | 25VNA837A*030* |  |  | CSPH*4812AL*+UI | 59MN7B100C21**22 | 32600 | 17 | 8.1 | 33000 | 24800 | 75.15% | 1.98 | 12 | 11 |  |  |  | No | R-410A | 2.7167 | Residential & Commercial | Ducted CEE Tier 1
206133304 | Central HP <5.4 tons | CARRIER | HRCU-A-CB (Split System: Heat Pump with Remote Outdoor Unit-Air-Source) | 25VNA825A*031* |  |  | CAP**2417AL*+UI | 58CU*A060C17**16 | 23200 | 16.5 | 8.1 | 22000 | 16800 | 76.36% | 1.9 | 11 | 10.5 |  |  |  | No | R-410A | 1.9333 | Residential & Commercial | Ducted CEE Tier 1
206771594 | Central HP <5.4 tons | TEMPSTAR | HRCU-A-CB (Split System: Heat Pump with Remote Outdoor Unit-Air-Source) | TVH837GKA2* |  |  | EA*4X42L24A*+WALLCON | *96CTN1002122A* | 31800 | 17.5 | 8.1 | 33000 | 24400 | 73.94% | 1.9 | 12 | 11.5 |  |  |  | No | R-410A | 2.65 | Residential & Commercial | Ducted CEE Tier 1
206771864 | Central HP <5.4 tons | TEMPSTAR | HRCU-A-CB (Split System: Heat Pump with Remote Outdoor Unit-Air-Source) | TVH837GKA2* |  |  | EA*4X48L21A*+WALLCON | *80CTL0901716A* | 32400 | 18 | 8.5 | 32600 | 24800 | 76.07% | 2 | 12 | 11.7 |  |  |  | No | R-410A | 2.7 | Residential & Commercial | Ducted CEE Tier 1
206772323 | Central HP <5.4 tons | TEMPSTAR | HRCU-A-CB (Split System: Heat Pump with Remote Outdoor Unit-Air-Source) | TVH837GKA2* |  |  | EN(A,D,W)4X48L21**+WALLCON | *96CTN1002122A* | 32400 | 17.5 | 8.1 | 33000 | 24800 | 75.15% | 1.96 | 11.5 | 11.7 |  |  |  | No | R-410A | 2.7 | Residential & Commercial | Ducted CEE Tier 1
206772702 | Central HP <5.4 tons | TEMPSTAR | HRCU-A-CB (Split System: Heat Pump with Remote Outdoor Unit-Air-Source) | TVH837GKA2* |  |  | EHD4X42AAL+WALLCON | *80CTL0701716A* | 32400 | 16.5 | 8.1 | 33200 | 25000 | 75.3% | 1.94 | 11.5 | 11 |  |  |  | No | R-410A | 2.7 | Residential & Commercial | Ducted CEE Tier 1
206772891 | Central HP <5.4 tons | TEMPSTAR | HRCU-A-CB (Split System: Heat Pump with Remote Outdoor Unit-Air-Source) | TVH837GKA2* |  |  | EHD4X48AAL+WALLCON | *80CTL0902120A* | 32600 | 17 | 8.1 | 33000 | 25000 | 75.76% | 1.98 | 12 | 11 |  |  |  | No | R-410A | 2.7167 | Residential & Commercial | Ducted CEE Tier 1
206771801 | Central HP <5.4 tons | TEMPSTAR | HRCU-A-CB (Split System: Heat Pump with Remote Outdoor Unit-Air-Source) | TVH837GKA2* |  |  | EA*4X48L21A*+WALLCON | *96CTN0801714A* | 32200 | 17 | 8.1 | 32800 | 25200 | 76.83% | 1.96 | 11.5 | 11 |  |  |  | No | R-410A | 2.6833 | Residential & Commercial | Ducted CEE Tier 1
206771936 | Central HP <5.4 tons | TEMPSTAR | HRCU-A-CB (Split System: Heat Pump with Remote Outdoor Unit-Air-Source) | TVH837GKA2* |  |  | EA*4X48L24A*+WALLCON | *97CMN1002122A* | 32400 | 17.5 | 8.5 | 32600 | 24800 | 76.07% | 2 | 12 | 11.7 |  |  |  | No | R-410A | 2.7 | Residential & Commercial | Ducted CEE Tier 1
211241176 | Central HP <5.4 tons | BRYANT HEATING AND COOLING SYSTEMS | HRCU-A-CB (Split System: Heat Pump with Remote Outdoor Unit-Air-Source) | 38MURAQ24AB3* |  |  | CAP**2517AL* | 912SD36040E17*** | 24200 | 16 | 8.1 | 25400 | 21600 | 85.04% | 1.78 | 0 | 10 |  |  |  | No | R-410A | 2.0167 | Residential & Commercial | Ducted CEE Tier 1
211264873 | Central HP <5.4 tons | TEMPSTAR | HRCU-A-CB (Split System: Heat Pump with Remote Outdoor Unit-Air-Source) | DLCURAH18ABK |  |  | FXM4X18**AL |  | 17800 | 16.5 | 8.5 | 18300 | 18500 | 101.1% | 2.22 | 0 | 10.5 |  |  |  | No | R-410A | 1.4833 | Residential & Commercial | Ducted CEE Tier 1
211241274 | Central HP <5.4 tons | BRYANT HEATING AND COOLING SYSTEMS | HRCU-A-CB (Split System: Heat Pump with Remote Outdoor Unit-Air-Source) | 38MURAQ24AB3* |  |  | CAP**3014AL* | 82*TA36070V14*** | 24200 | 16.5 | 8.5 | 26400 | 23000 | 87.12% | 1.9 | 0 | 10 |  |  |  | No | R-410A | 2.0167 | Residential & Commercial | Ducted CEE Tier 1
211262247 | Central HP <5.4 tons | TEMPSTAR | HRCU-A-CB (Split System: Heat Pump with Remote Outdoor Unit-Air-Source) | DLCURAH18ABK |  |  | EN(A,D)4X18L14** | *80VSL0451412A* | 17400 | 15.5 | 8.5 | 18600 | 19400 | 104.3% | 2.32 | 0 | 10.5 |  |  |  | No | R-410A | 1.45 | Residential & Commercial | Ducted CEE Tier 1
202461057 | Central HP <5.4 tons | AMERICAN STANDARD | HRCU-A-CB (Split System: Heat Pump with Remote Outdoor Unit-Air-Source) | 4A6C7048A3 |  |  | 4TXFH064AZ3 | S8X2D120M5PSA | 47500 | 16.5 | 8.1 | 48000 | 48000 | 100% | 3.6 | 13 | 12 |  |  |  | No | R-410A | 3.9583 | Residential & Commercial | Ducted CEE Tier 1
212984595 | Central HP <5.4 tons | DAY & NIGHT | HRCU-A-CB (Split System: Heat Pump with Remote Outdoor Unit-Air-Source) | DLCURAH24ABK |  |  | EA*4X30L17A* | *92MSN0801716A* | 23400 | 17.5 | 8.5 | 26200 | 24800 | 94.66% | 2.08 | 0 | 10 |  |  |  | No | R-410A | 1.95 | Residential & Commercial | Ducted CEE Tier 1
212985799 | Central HP <5.4 tons | DAY & NIGHT | HRCU-A-CB (Split System: Heat Pump with Remote Outdoor Unit-Air-Source) | DLCURAH24ABK |  |  | EA*4X30L17A* | *96MSN0261410A* | 23400 | 16.5 | 8.5 | 26200 | 25000 | 95.42% | 2.08 | 0 | 10 |  |  |  | No | R-410A | 1.95 | Residential & Commercial | Ducted CEE Tier 1
212986601 | Central HP <5.4 tons | DAY & NIGHT | HRCU-A-CB (Split System: Heat Pump with Remote Outdoor Unit-Air-Source) | DLCURAH24ABK |  |  | EA*4X37L21A* | *96MSN0401712A* | 24000 | 16 | 8.1 | 25200 | 22000 | 87.3% | 1.82 | 0 | 10 |  |  |  | No | R-410A | 2 | Residential & Commercial | Ducted CEE Tier 1
212984056 | Central HP <5.4 tons | HEIL | HRCU-A-CB (Split System: Heat Pump with Remote Outdoor Unit-Air-Source) | DLCURAH24ABK |  |  | EA*4X30L17A* | *92MSN0601714A* | 23600 | 17 | 8.5 | 26400 | 24600 | 93.18% | 2.04 | 0 | 10 |  |  |  | No | R-410A | 1.9667 | Residential & Commercial | Ducted CEE Tier 1
213076403 | Central HP <5.4 tons | HEIL | HRCU-A-CB (Split System: Heat Pump with Remote Outdoor Unit-Air-Source) | DLCURAH24ABK |  |  | EN(A,D)4X24L17** | *96VTN0601716B* | 23200 | 16.5 | 8.5 | 26800 | 25400 | 94.78% | 2.12 | 0 | 10 |  |  |  | No | R-410A | 1.9333 | Residential & Commercial | Ducted CEE Tier 1
211245342 | Central HP <5.4 tons | HEIL | HRCU-A-CB (Split System: Heat Pump with Remote Outdoor Unit-Air-Source) | DLCURAH24ABK |  |  | EN(A,D)4X36L21** | *96VSN0401712A* | 23400 | 16 | 8.1 | 25800 | 24000 | 93.02% | 1.98 | 0 | 10 |  |  |  | No | R-410A | 1.95 | Residential & Commercial | Ducted CEE Tier 1
211245798 | Central HP <5.4 tons | HEIL | HRCU-A-CB (Split System: Heat Pump with Remote Outdoor Unit-Air-Source) | DLCURAH24ABK |  |  | FEM4P30**AL |  | 24000 | 17 | 8.5 | 26200 | 23400 | 89.31% | 1.94 | 0 | 10 |  |  |  | No | R-410A | 2 | Residential & Commercial | Ducted CEE Tier 1
206765878 | Central HP <5.4 tons | TEMPSTAR | HRCU-A-CB (Split System: Heat Pump with Remote Outdoor Unit-Air-Source) | TVH825GKA3* |  |  | EA*4X37L17A*+WALLCON | *96CTN0601714A* | 24000 | 16 | 8.1 | 21400 | 16800 | 78.5% | 1.98 | 11 | 11 |  |  |  | No | R-410A | 2 | Residential & Commercial | Ducted CEE Tier 1
214398710 | Central HP <5.4 tons | JOHNSON CONTROLS | HRCU-A-CB (Split System: Heat Pump with Remote Outdoor Unit-Air-Source) | HH860E2S11 |  |  | CTF60C5CGS1 | TM9V100C20MP12 | 44000 | 18 | 9 | 45000 | 33800 | 75.11% | 2 | 0 | 11 |  |  |  | No | R-454B | 3.6667 | Residential & Commercial | Ducted CEE Tier 1
214398656 | Central HP <5.4 tons | JOHNSON CONTROLS | HRCU-A-CB (Split System: Heat Pump with Remote Outdoor Unit-Air-Source) | HH860E2S11 |  |  | CTF60C5CGS1 | TPLC080C16MP13 | 43500 | 18 | 9 | 44000 | 33400 | 75.91% | 2 | 0 | 11.7 |  |  |  | No | R-454B | 3.625 | Residential & Commercial | Ducted CEE Tier 1
206788524 | Central HP <5.4 tons | CARRIER | HRCU-A-CB (Split System: Heat Pump with Remote Outdoor Unit-Air-Source) | 25VNA424A*031* |  |  | CSPH*4212AL*+UI | 58TN*A070C17**16 | 23800 | 20 | 9.5 | 26600 | 19700 | 74.06% | 2.52 | 14 | 13 |  |  |  | No | R-410A | 1.9833 | Residential & Commercial | Ducted CEE Tier 1
214808987 | Central HP <5.4 tons | JOHNSON CONTROLS | HRCU-A-CB (Split System: Heat Pump with Remote Outdoor Unit-Air-Source) | HH860E2S11 |  |  | CTU60C5XGS1+TXV | Z8ES120C20SMPS1 | 45000 | 18 | 9 | 45500 | 33400 | 73.41% | 2 | 0 | 11.7 |  |  |  | No | R-454B | 3.75 | Residential & Commercial | Ducted CEE Tier 1
204388859 | Central HP <5.4 tons | AMERICAN STANDARD | HRCU-A-CB (Split System: Heat Pump with Remote Outdoor Unit-Air-Source) | 4A6C7048A4 |  |  | TEM6A0C42H41+TDR |  | 45500 | 16.5 | 8.1 | 48500 | 44500 | 91.75% | 3.5 | 12.5 | 12 |  |  |  | No | R-410A | 3.7917 | Residential & Commercial | Ducted CEE Tier 1
206788928 | Central HP <5.4 tons | CARRIER | HRCU-A-CB (Split System: Heat Pump with Remote Outdoor Unit-Air-Source) | 25VNA448A*031* |  |  | CAP**4821AL*+UI | 59TN6B100C21**22 | 43500 | 21 | 9.5 | 46500 | 36400 | 78.28% | 2.28 | 12 | 11.7 |  |  |  | No | R-410A | 3.625 | Residential & Commercial | Ducted CEE Tier 1
207590808 | Central HP <5.4 tons | AMERICAN STANDARD | HRCU-A-CB (Split System: Heat Pump with Remote Outdoor Unit-Air-Source) | 4A6V8X48A1 |  |  | 4TXCC009DS3 | *UHMC100ACV4 | 46500 | 18 | 8.5 | 41000 | 29000 | 70.73% | 2 | 12.5 | 12 |  |  |  | No | R-410A | 3.875 | Residential & Commercial | Ducted CEE Tier 1
206788837 | Central HP <5.4 tons | CARRIER | HRCU-A-CB (Split System: Heat Pump with Remote Outdoor Unit-Air-Source) | 25VNA436A*031* |  |  | CSPH*4212AL*+UI | 58CU*A100C21**20 | 33800 | 18 | 9 | 35200 | 26000 | 73.86% | 2.02 | 12.5 | 11.7 |  |  |  | No | R-410A | 2.8167 | Residential & Commercial | Ducted CEE Tier 1
206788844 | Central HP <5.4 tons | CARRIER | HRCU-A-CB (Split System: Heat Pump with Remote Outdoor Unit-Air-Source) | 25VNA436A*031* |  |  | CAP**3721AL*+UI | 59CU5A080C21**20 | 34400 | 19.5 | 9.5 | 35000 | 25600 | 73.14% | 2.06 | 12.5 | 12.5 |  |  |  | No | R-410A | 2.8667 | Residential & Commercial | Ducted CEE Tier 1
206788853 | Central HP <5.4 tons | CARRIER | HRCU-A-CB (Split System: Heat Pump with Remote Outdoor Unit-Air-Source) | 25VNA436A*031* |  |  | CAP**4321AL*+UI | 59CU5A100C21**22 | 34600 | 19.5 | 9.5 | 35000 | 25600 | 73.14% | 2.06 | 13 | 12.5 |  |  |  | No | R-410A | 2.8833 | Residential & Commercial | Ducted CEE Tier 1
206788862 | Central HP <5.4 tons | CARRIER | HRCU-A-CB (Split System: Heat Pump with Remote Outdoor Unit-Air-Source) | 25VNA436A*031* |  |  | CNPV*4821AL*+UI | 59CU5A080C21**20 | 33800 | 19.5 | 9 | 35000 | 26000 | 74.29% | 2.04 | 13 | 12.5 |  |  |  | No | R-410A | 2.8167 | Residential & Commercial | Ducted CEE Tier 1
206788878 | Central HP <5.4 tons | CARRIER | HRCU-A-CB (Split System: Heat Pump with Remote Outdoor Unit-Air-Source) | 25VNA436A*031* |  |  | CNPV*4821AL*+UI | 58TN*A045C17**12 | 33400 | 19 | 9 | 35400 | 26400 | 74.58% | 2 | 12 | 11.7 |  |  |  | No | R-410A | 2.7833 | Residential & Commercial | Ducted CEE Tier 1
206788880 | Central HP <5.4 tons | CARRIER | HRCU-A-CB (Split System: Heat Pump with Remote Outdoor Unit-Air-Source) | 25VNA436A*031* |  |  | CSPH*4212AL*+UI | 58TN*A045C17**12 | 33600 | 18 | 9 | 35600 | 26200 | 73.6% | 2 | 12 | 11 |  |  |  | No | R-410A | 2.8 | Residential & Commercial | Ducted CEE Tier 1
206133354 | Central HP <5.4 tons | CARRIER | HRCU-A-CB (Split System: Heat Pump with Remote Outdoor Unit-Air-Source) | 25VNA825A*031* |  |  | CAP**3617AL*+UI | 58CU*A040C17**12 | 23600 | 16.5 | 8.1 | 21400 | 16600 | 77.57% | 1.94 | 11 | 10.5 |  |  |  | No | R-410A | 1.9667 | Residential & Commercial | Ducted CEE Tier 1
206133686 | Central HP <5.4 tons | CARRIER | HRCU-A-CB (Split System: Heat Pump with Remote Outdoor Unit-Air-Source) | 25VNA825A*031* |  |  | CSPH*3612AL*+UI | 58CU*A040C17**12 | 24000 | 16 | 8.1 | 21400 | 16600 | 77.57% | 1.98 | 11 | 10.5 |  |  |  | No | R-410A | 2 | Residential & Commercial | Ducted CEE Tier 1
204451212 | Central HP <5.4 tons | CARRIER | HRCU-A-CB (Split System: Heat Pump with Remote Outdoor Unit-Air-Source) | 25VNA825A*031* |  |  | CAP**3017AL*+UI | 59TN6B080C17**14 | 23400 | 16.5 | 8.1 | 21600 | 16800 | 77.78% | 1.9 | 11 | 10.5 |  |  |  | No | R-410A | 1.95 | Residential & Commercial | Ducted CEE Tier 1
204451223 | Central HP <5.4 tons | CARRIER | HRCU-A-CB (Split System: Heat Pump with Remote Outdoor Unit-Air-Source) | 25VNA825A*031* |  |  | CAP**3617AL*+UI | 58TN*A070C14**12 | 23600 | 17 | 8.1 | 21400 | 16600 | 77.57% | 1.94 | 11 | 11 |  |  |  | No | R-410A | 1.9667 | Residential & Commercial | Ducted CEE Tier 1
204451230 | Central HP <5.4 tons | CARRIER | HRCU-A-CB (Split System: Heat Pump with Remote Outdoor Unit-Air-Source) | 25VNA825A*031* |  |  | CAP**3621AL*+UI | 59TN6B080C17**14 | 23600 | 16.5 | 8.1 | 21400 | 16700 | 78.04% | 1.94 | 11 | 11 |  |  |  | No | R-410A | 1.9667 | Residential & Commercial | Ducted CEE Tier 1
204451232 | Central HP <5.4 tons | CARRIER | HRCU-A-CB (Split System: Heat Pump with Remote Outdoor Unit-Air-Source) | 25VNA825A*031* |  |  | CAP**3621AL*+UI | 59MN7B080C17**14 | 23600 | 16.5 | 8.1 | 21600 | 16700 | 77.31% | 1.92 | 11.5 | 11 |  |  |  | No | R-410A | 1.9667 | Residential & Commercial | Ducted CEE Tier 1
211262840 | Central HP <5.4 tons | TEMPSTAR | HRCU-A-CB (Split System: Heat Pump with Remote Outdoor Unit-Air-Source) | DLCURAH18ABK |  |  | EN(A,D)4X24L17** | *96VSN0601714A* | 17600 | 15.5 | 8.5 | 18500 | 18800 | 101.6% | 2.26 | 0 | 10.5 |  |  |  | No | R-410A | 1.4667 | Residential & Commercial | Ducted CEE Tier 1
211264796 | Central HP <5.4 tons | TEMPSTAR | HRCU-A-CB (Split System: Heat Pump with Remote Outdoor Unit-Air-Source) | DLCURAH18ABK |  |  | FEM4P24**AL |  | 17300 | 16 | 8.5 | 18200 | 19400 | 106.6% | 2.34 | 0 | 10.5 |  |  |  | No | R-410A | 1.4417 | Residential & Commercial | Ducted CEE Tier 1
211262524 | Central HP <5.4 tons | TEMPSTAR | HRCU-A-CB (Split System: Heat Pump with Remote Outdoor Unit-Air-Source) | DLCURAH18ABK |  |  | EN(A,D)4X24L14** | *80VSL0451412A* | 17700 | 16 | 8.5 | 18600 | 18800 | 101.1% | 2.26 | 0 | 10.5 |  |  |  | No | R-410A | 1.475 | Residential & Commercial | Ducted CEE Tier 1
211263196 | Central HP <5.4 tons | TEMPSTAR | HRCU-A-CB (Split System: Heat Pump with Remote Outdoor Unit-Air-Source) | DLCURAH18ABK |  |  | EN(A,D)4X24L17** | *95ESN0601412A* | 17800 | 16 | 8.5 | 18700 | 18800 | 100.5% | 2.26 | 0 | 11 |  |  |  | No | R-410A | 1.4833 | Residential & Commercial | Ducted CEE Tier 1
206765412 | Central HP <5.4 tons | TEMPSTAR | HRCU-A-CB (Split System: Heat Pump with Remote Outdoor Unit-Air-Source) | TVH825GKA3* |  |  | EA*4X24L14A*+WALLCON | *80CTL0701412A* | 23400 | 17 | 8.1 | 22000 | 16800 | 76.36% | 1.9 | 11 | 10.5 |  |  |  | No | R-410A | 1.95 | Residential & Commercial | Ducted CEE Tier 1
206765779 | Central HP <5.4 tons | TEMPSTAR | HRCU-A-CB (Split System: Heat Pump with Remote Outdoor Unit-Air-Source) | TVH825GKA3* |  |  | EA*4X36L21A*+WALLCON | *97CMN0601714A* | 23400 | 16 | 8.1 | 21600 | 16800 | 77.78% | 1.92 | 11 | 10.5 |  |  |  | No | R-410A | 1.95 | Residential & Commercial | Ducted CEE Tier 1
214719980 | Central HP <5.4 tons | JOHNSON CONTROLS | HRCU-A-CB (Split System: Heat Pump with Remote Outdoor Unit-Air-Source) | HH860E2S11 |  |  | CTU60C5XGS1+TXV | TM9E100C16MP12 | 44500 | 18 | 9 | 46000 | 34400 | 74.78% | 2 | 0 | 11 |  |  |  | No | R-454B | 3.7083 | Residential & Commercial | Ducted CEE Tier 1
206765716 | Central HP <5.4 tons | TEMPSTAR | HRCU-A-CB (Split System: Heat Pump with Remote Outdoor Unit-Air-Source) | TVH825GKA3* |  |  | EA*4X36L17A*+WALLCON | *80CTL0901716A* | 23600 | 17 | 8.1 | 21400 | 16600 | 77.57% | 1.94 | 11.5 | 11 |  |  |  | No | R-410A | 1.9667 | Residential & Commercial | Ducted CEE Tier 1
206765941 | Central HP <5.4 tons | TEMPSTAR | HRCU-A-CB (Split System: Heat Pump with Remote Outdoor Unit-Air-Source) | TVH825GKA3* |  |  | EA*4X37L21A*+WALLCON | *80CTL0701716A* | 24400 | 17 | 8.5 | 21200 | 16600 | 78.3% | 2.02 | 11 | 11 |  |  |  | No | R-410A | 2.0333 | Residential & Commercial | Ducted CEE Tier 1
210691852 | Central HP <5.4 tons | TRANE | HRCU-A-CB (Split System: Heat Pump with Remote Outdoor Unit-Air-Source) | 4TWV0X60A1 |  |  | 4PX*DU60BS3 | S8V2D120M5PCA | 54000 | 19 | 8.2 | 52000 | 39500 | 75.96% | 1.83 | 12 | 11.7 |  |  |  | No | R-410A | 4.5 | Residential & Commercial | Ducted CEE Tier 1
213076276 | Central HP <5.4 tons | HEIL | HRCU-A-CB (Split System: Heat Pump with Remote Outdoor Unit-Air-Source) | DLCURAH36ABK |  |  | EA*4X42L24A* | *95MSU1002122A* | 35600 | 16.5 | 8.1 | 38500 | 35000 | 90.91% | 1.9 | 0 | 10 |  |  |  | No | R-410A | 2.9667 | Residential & Commercial | Ducted CEE Tier 1
214720148 | Central HP <5.4 tons | JOHNSON CONTROLS | HRCU-A-CB (Split System: Heat Pump with Remote Outdoor Unit-Air-Source) | HH836E2S11 |  |  | CTU48C5XFS1+TXV | Z9ES080C16SMPS1 | 34000 | 19 | 9 | 32600 | 25800 | 79.14% | 2 | 0 | 11 |  |  |  | No | R-454B | 2.8333 | Residential & Commercial | Ducted CEE Tier 1
204451207 | Central HP <5.4 tons | CARRIER | HRCU-A-CB (Split System: Heat Pump with Remote Outdoor Unit-Air-Source) | 25VNA825A*031* |  |  | CAP**2517AL*+UI | 58TN*A090C17**16 | 24400 | 17.5 | 8.5 | 21200 | 16600 | 78.3% | 2.04 | 12 | 11.5 |  |  |  | No | R-410A | 2.0333 | Residential & Commercial | Ducted CEE Tier 1
204451246 | Central HP <5.4 tons | CARRIER | HRCU-A-CB (Split System: Heat Pump with Remote Outdoor Unit-Air-Source) | 25VNA825A*031* |  |  | CAP**3717AL*+UI | 58TN*A070C14**12 | 24200 | 17 | 8.1 | 21400 | 16600 | 77.57% | 2 | 11 | 11 |  |  |  | No | R-410A | 2.0167 | Residential & Commercial | Ducted CEE Tier 1
204451262 | Central HP <5.4 tons | CARRIER | HRCU-A-CB (Split System: Heat Pump with Remote Outdoor Unit-Air-Source) | 25VNA825A*031* |  |  | CAP**3721AL*+UI | 59MN7B060C21**20 | 24400 | 16.5 | 8.1 | 21200 | 16700 | 78.77% | 2.02 | 11 | 11 |  |  |  | No | R-410A | 2.0333 | Residential & Commercial | Ducted CEE Tier 1
206133766 | Central HP <5.4 tons | CARRIER | HRCU-A-CB (Split System: Heat Pump with Remote Outdoor Unit-Air-Source) | 25VNA825A*031* |  |  | CAP**3621AL*+UI | 59CU5A060C17**16 | 23600 | 16.5 | 8.1 | 21600 | 16700 | 77.31% | 1.92 | 11 | 10.5 |  |  |  | No | R-410A | 1.9667 | Residential & Commercial | Ducted CEE Tier 1
206136174 | Central HP <5.4 tons | CARRIER | HRCU-A-CB (Split System: Heat Pump with Remote Outdoor Unit-Air-Source) | 25VNA837A*030* |  |  | CAP**4821AL*+UI | 59CU5A100C21**22 | 32400 | 17.5 | 8.5 | 32600 | 24800 | 76.07% | 2 | 12 | 11.5 |  |  |  | No | R-410A | 2.7 | Residential & Commercial | Ducted CEE Tier 1
204451197 | Central HP <5.4 tons | CARRIER | HRCU-A-CB (Split System: Heat Pump with Remote Outdoor Unit-Air-Source) | 25VNA825A*031* |  |  | CAP**2417AL*+UI | 59MN7B080C17**14 | 23200 | 16 | 8.1 | 22000 | 16900 | 76.82% | 1.88 | 11 | 10.5 |  |  |  | No | R-410A | 1.9333 | Residential & Commercial | Ducted CEE Tier 1
215933037 | Central HP <5.4 tons | AIRQUEST | HRCU-A-CB (Split System: Heat Pump with Remote Outdoor Unit-Air-Source) | H5H3V36*K*AAA* |  |  | ESH5X36M12A*+WALLCON | *80CSU0601716A* | 33200 | 19 | 9 | 34800 | 26800 | 77.01% | 1.92 | 0 | 11 |  |  |  | No | R-454B | 2.7667 | Residential & Commercial | Ducted CEE Tier 1
215936567 | Central HP <5.4 tons | AIRQUEST | HRCU-A-CB (Split System: Heat Pump with Remote Outdoor Unit-Air-Source) | H5H3V36*K*AAA* |  |  | EVD5X60M21A*+WALLCON | *80CSU0601716A* | 35600 | 22 | 8.5 | 38000 | 28600 | 75.26% | 2.04 | 0 | 12 |  |  |  | No | R-454B | 2.9667 | Residential & Commercial | Ducted CEE Tier 1
215936737 | Central HP <5.4 tons | AIRQUEST | HRCU-A-CB (Split System: Heat Pump with Remote Outdoor Unit-Air-Source) | H5H3V36*K*AAA* |  |  | EVD5X60M24A*+WALLCON | *80CSU1002120A* | 35400 | 21.5 | 8.5 | 38000 | 28600 | 75.26% | 2.04 | 0 | 12 |  |  |  | No | R-454B | 2.95 | Residential & Commercial | Ducted CEE Tier 1
210692073 | Central HP <5.4 tons | AMERICAN STANDARD | HRCU-A-CB (Split System: Heat Pump with Remote Outdoor Unit-Air-Source) | 4A6V0X60A1 |  |  | 4PX*CU60BS3 | S8V2C100M5PCA | 54000 | 19 | 8.2 | 52000 | 40000 | 76.92% | 1.78 | 11.7 | 11.7 |  |  |  | No | R-410A | 4.5 | Residential & Commercial | Ducted CEE Tier 1
206788965 | Central HP <5.4 tons | CARRIER | HRCU-A-CB (Split System: Heat Pump with Remote Outdoor Unit-Air-Source) | 25VNA448A*031* |  |  | CAP**6124AL*+UI | 59CU5A100C21**22 | 45500 | 21.5 | 9.5 | 46000 | 36200 | 78.7% | 2.38 | 12.5 | 12.3 |  |  |  | No | R-410A | 3.7917 | Residential & Commercial | Ducted CEE Tier 1
204298897 | Central HP <5.4 tons | CARRIER | HRCU-A-CB (Split System: Heat Pump with Remote Outdoor Unit-Air-Source) | 25VNA837A*030* |  |  | CAP**3721AL*+UI | 59TN6B100C21**22 | 33000 | 17.5 | 8.5 | 33000 | 25200 | 76.36% | 2 | 12 | 11.7 |  |  |  | No | R-410A | 2.75 | Residential & Commercial | Ducted CEE Tier 1
206135994 | Central HP <5.4 tons | CARRIER | HRCU-A-CB (Split System: Heat Pump with Remote Outdoor Unit-Air-Source) | 25VNA837A*030* |  |  | CSPH*4212AL*+UI | 58CU*A100C21**20 | 32400 | 16 | 8.1 | 33200 | 24800 | 74.7% | 1.94 | 11.5 | 11 |  |  |  | No | R-410A | 2.7 | Residential & Commercial | Ducted CEE Tier 1
206136194 | Central HP <5.4 tons | CARRIER | HRCU-A-CB (Split System: Heat Pump with Remote Outdoor Unit-Air-Source) | 25VNA837A*030* |  |  | CAP**4824AL*+UI | 59CU5A100C21**22 | 32400 | 17.5 | 8.5 | 32400 | 24800 | 76.54% | 2 | 12 | 11.5 |  |  |  | No | R-410A | 2.7 | Residential & Commercial | Ducted CEE Tier 1
206136360 | Central HP <5.4 tons | CARRIER | HRCU-A-CB (Split System: Heat Pump with Remote Outdoor Unit-Air-Source) | 25VNA837A*030* |  |  | CSPH*4812AL*+UI | 59CU5A100C21**22 | 32600 | 17 | 8.1 | 32800 | 24800 | 75.61% | 1.98 | 11.5 | 11 |  |  |  | No | R-410A | 2.7167 | Residential & Commercial | Ducted CEE Tier 1
206765084 | Central HP <5.4 tons | CARRIER | HRCU-A-CB (Split System: Heat Pump with Remote Outdoor Unit-Air-Source) | 25VNA837A*031* |  |  | CSPH*4812AL*+UI | 58TN*A135C24**22 | 32600 | 17 | 8.1 | 33000 | 24800 | 75.15% | 1.98 | 11 | 11 |  |  |  | No | R-410A | 2.7167 | Residential & Commercial | Ducted CEE Tier 1
215941053 | Central HP <5.4 tons | TEMPSTAR | HRCU-A-CB (Split System: Heat Pump with Remote Outdoor Unit-Air-Source) | T5H3V48*K*AAA* |  |  | EA*5X61M21A*+WALLCON | *80CSU0401712B* | 45500 | 21.5 | 9.5 | 48500 | 36800 | 75.88% | 2 | 0 | 11.5 |  |  |  | No | R-454B | 3.7917 | Residential & Commercial | Ducted CEE Tier 1
215941653 | Central HP <5.4 tons | TEMPSTAR | HRCU-A-CB (Split System: Heat Pump with Remote Outdoor Unit-Air-Source) | T5H3V48*K*AAA* |  |  | EVD5X49M24A*+WALLCON | *97CTN1002122A* | 45500 | 20.5 | 8.1 | 52500 | 38000 | 72.38% | 1.9 | 0 | 11.5 |  |  |  | No | R-454B | 3.7917 | Residential & Commercial | Ducted CEE Tier 1
215937167 | Central HP <5.4 tons | AIRQUEST | HRCU-A-CB (Split System: Heat Pump with Remote Outdoor Unit-Air-Source) | H5H3V48*K*AAA* |  |  | EVM5X49M21A*+WALLCON | *80CTL0901716B* | 44500 | 20.5 | 8.1 | 53500 | 37600 | 70.28% | 1.95 | 0 | 11.5 |  |  |  | No | R-454B | 3.7083 | Residential & Commercial | Ducted CEE Tier 1
215937267 | Central HP <5.4 tons | AIRQUEST | HRCU-A-CB (Split System: Heat Pump with Remote Outdoor Unit-Air-Source) | H5H3V48*K*AAA* |  |  | EVM5X49M21A*+WALLCON | *96CTN0801714B* | 44000 | 20 | 8.1 | 53500 | 37600 | 70.28% | 2 | 0 | 11.5 |  |  |  | No | R-454B | 3.6667 | Residential & Commercial | Ducted CEE Tier 1
206772305 | Central HP <5.4 tons | TEMPSTAR | HRCU-A-CB (Split System: Heat Pump with Remote Outdoor Unit-Air-Source) | TVH837GKA2* |  |  | EN(A,D,W)4X48L21**+WALLCON | *97CMN1002122A* | 32400 | 17.5 | 8.1 | 33000 | 24800 | 75.15% | 1.96 | 12 | 11.7 |  |  |  | No | R-410A | 2.7 | Residential & Commercial | Ducted CEE Tier 1
206772855 | Central HP <5.4 tons | TEMPSTAR | HRCU-A-CB (Split System: Heat Pump with Remote Outdoor Unit-Air-Source) | TVH837GKA2* |  |  | EHD4X42AAL+WALLCON | *97CMN0602120A* | 32400 | 16.5 | 8.1 | 33400 | 25200 | 75.45% | 1.94 | 11.5 | 10.5 |  |  |  | No | R-410A | 2.7 | Residential & Commercial | Ducted CEE Tier 1
206771612 | Central HP <5.4 tons | TEMPSTAR | HRCU-A-CB (Split System: Heat Pump with Remote Outdoor Unit-Air-Source) | TVH837GKA2* |  |  | EA*4X42L24A*+WALLCON | *97CMN0602120A* | 31600 | 17 | 8.1 | 33400 | 24600 | 73.65% | 1.88 | 11.5 | 11 |  |  |  | No | R-410A | 2.6333 | Residential & Commercial | Ducted CEE Tier 1
215936837 | Central HP <5.4 tons | AIRQUEST | HRCU-A-CB (Split System: Heat Pump with Remote Outdoor Unit-Air-Source) | H5H3V36*K*AAA* |  |  | EVD5X60M24A*+WALLCON | *97CMN1202422B* | 35400 | 22 | 8.5 | 38000 | 28400 | 74.74% | 2.04 | 0 | 12.5 |  |  |  | No | R-454B | 2.95 | Residential & Commercial | Ducted CEE Tier 1
214075500 | Central HP <5.4 tons | FRIEDRICH | HRCU-A-CB (Split System: Heat Pump with Remote Outdoor Unit-Air-Source) | RD17AZ24AJ3N |  |  | TCFZ2417MTANM | FR962V0703A17M4 | 22600 | 17 | 9.5 | 22600 | 16900 | 74.78% | 2 | 0 | 11.2 |  |  |  | No | R-410A | 1.8833 | Residential & Commercial | Ducted CEE Tier 1
215933207 | Central HP <5.4 tons | AIRQUEST | HRCU-A-CB (Split System: Heat Pump with Remote Outdoor Unit-Air-Source) | H5H3V36*K*AAA* |  |  | ESH5X36M12A*+WALLCON | *97CMN1002122B* | 33400 | 19 | 9 | 34800 | 26600 | 76.44% | 1.92 | 0 | 11 |  |  |  | No | R-454B | 2.7833 | Residential & Commercial | Ducted CEE Tier 1
215933337 | Central HP <5.4 tons | AIRQUEST | HRCU-A-CB (Split System: Heat Pump with Remote Outdoor Unit-Air-Source) | H5H3V36*K*AAA* |  |  | ESH5X42M12A*+WALLCON | *80CTL0901716B* | 33600 | 19 | 9 | 34800 | 26600 | 76.44% | 1.92 | 0 | 11 |  |  |  | No | R-454B | 2.8 | Residential & Commercial | Ducted CEE Tier 1
215933387 | Central HP <5.4 tons | AIRQUEST | HRCU-A-CB (Split System: Heat Pump with Remote Outdoor Unit-Air-Source) | H5H3V36*K*AAA* |  |  | ESH5X42M12A*+WALLCON | *95CSU1002122B* | 33600 | 19.5 | 9 | 34600 | 26400 | 76.3% | 1.92 | 0 | 11.7 |  |  |  | No | R-454B | 2.8 | Residential & Commercial | Ducted CEE Tier 1
215933457 | Central HP <5.4 tons | AIRQUEST | HRCU-A-CB (Split System: Heat Pump with Remote Outdoor Unit-Air-Source) | H5H3V36*K*AAA* |  |  | ESH5X42M12A*+WALLCON | *96CTN0401410B* | 32000 | 17 | 9 | 33800 | 26000 | 76.92% | 1.96 | 0 | 10.5 |  |  |  | No | R-454B | 2.6667 | Residential & Commercial | Ducted CEE Tier 1
216051147 | Central HP <5.4 tons | FRIEDRICH | HRCU-A-CB (Split System: Heat Pump with Remote Outdoor Unit-Air-Source) | FRP19AY60AJVC |  |  | TCFY6021SEAAM | FR98MV0855A21UP | 53500 | 17 | 10 | 53500 | 48500 | 90.65% | 2 | 0 | 10 |  |  |  | No | R-454B | 4.4583 | Residential & Commercial | Ducted CEE Tier 1
206765500 | Central HP <5.4 tons | TEMPSTAR | HRCU-A-CB (Split System: Heat Pump with Remote Outdoor Unit-Air-Source) | TVH825GKA3* |  |  | EA*4X25L17A*+WALLCON | *80CTL0451712A* | 24200 | 16.5 | 8.1 | 21400 | 16800 | 78.5% | 2 | 11 | 11 |  |  |  | No | R-410A | 2.0167 | Residential & Commercial | Ducted CEE Tier 1
214421540 | Central HP <5.4 tons | JOHNSON CONTROLS | HRCU-A-CB (Split System: Heat Pump with Remote Outdoor Unit-Air-Source) | HH860E2S11 |  |  | CTM60C5CHS1+JMET16CS2N1 |  | 53000 | 19 | 8.5 | 53500 | 38500 | 71.96% | 2 | 0 | 11.7 |  |  |  | No | R-454B | 4.4167 | Residential & Commercial | Ducted CEE Tier 1
206765475 | Central HP <5.4 tons | TEMPSTAR | HRCU-A-CB (Split System: Heat Pump with Remote Outdoor Unit-Air-Source) | TVH825GKA3* |  |  | EA*4X24L17A*+WALLCON | *80CTL0701412A* | 23400 | 17 | 8.1 | 22000 | 16700 | 75.91% | 1.9 | 11 | 11 |  |  |  | No | R-410A | 1.95 | Residential & Commercial | Ducted CEE Tier 1
206765626 | Central HP <5.4 tons | TEMPSTAR | HRCU-A-CB (Split System: Heat Pump with Remote Outdoor Unit-Air-Source) | TVH825GKA3* |  |  | EA*4X30L17A*+WALLCON | *97CMN0801714A* | 23400 | 16 | 8.1 | 21600 | 16800 | 77.78% | 1.9 | 11 | 10.5 |  |  |  | No | R-410A | 1.95 | Residential & Commercial | Ducted CEE Tier 1
206765662 | Central HP <5.4 tons | TEMPSTAR | HRCU-A-CB (Split System: Heat Pump with Remote Outdoor Unit-Air-Source) | TVH825GKA3* |  |  | EA*4X36L17A*+WALLCON | *80CTL0701716A* | 23600 | 16.5 | 8.1 | 21400 | 16700 | 78.04% | 1.94 | 11.5 | 11 |  |  |  | No | R-410A | 1.9667 | Residential & Commercial | Ducted CEE Tier 1
206788939 | Central HP <5.4 tons | CARRIER | HRCU-A-CB (Split System: Heat Pump with Remote Outdoor Unit-Air-Source) | 25VNA448A*031* |  |  | CSPH*6012AL*+UI | 59TN6B120C24**22 | 45000 | 20.5 | 9 | 46000 | 36200 | 78.7% | 2.36 | 12.5 | 12 |  |  |  | No | R-410A | 3.75 | Residential & Commercial | Ducted CEE Tier 1
206788955 | Central HP <5.4 tons | CARRIER | HRCU-A-CB (Split System: Heat Pump with Remote Outdoor Unit-Air-Source) | 25VNA448A*031* |  |  | CSPH*6012AL*+UI | 58CU*A100C21**20 | 45000 | 20 | 9 | 46000 | 36200 | 78.7% | 2.32 | 12 | 11.7 |  |  |  | No | R-410A | 3.75 | Residential & Commercial | Ducted CEE Tier 1
214807738 | Central HP <5.4 tons | JOHNSON CONTROLS | HRCU-A-CB (Split System: Heat Pump with Remote Outdoor Unit-Air-Source) | HH824E2S11 |  |  | CTM36B5ADS1 | TMLE100B12MP11 | 23000 | 18 | 9.5 | 23000 | 18800 | 81.74% | 2 | 0 | 12 |  |  |  | No | R-454B | 1.9167 | Residential & Commercial | Ducted CEE Tier 1
203120301 | Central HP <5.4 tons | AMERICAN STANDARD | HRCU-A-CB (Split System: Heat Pump with Remote Outdoor Unit-Air-Source) | 4A6C7048A4 |  |  | 4PX*DU60BS3 | S8X2D120M5PTA | 47500 | 16.5 | 8.1 | 48000 | 48000 | 100% | 3.6 | 13 | 12 |  |  |  | No | R-410A | 3.9583 | Residential & Commercial | Ducted CEE Tier 1
210691853 | Central HP <5.4 tons | TRANE | HRCU-A-CB (Split System: Heat Pump with Remote Outdoor Unit-Air-Source) | 4TWV0X60A1 |  |  | 4TXCC009DS3 | S8V2C100M5PCA | 54000 | 19 | 8.2 | 52000 | 40000 | 76.92% | 1.78 | 11.7 | 11.7 |  |  |  | No | R-410A | 4.5 | Residential & Commercial | Ducted CEE Tier 1
210691855 | Central HP <5.4 tons | TRANE | HRCU-A-CB (Split System: Heat Pump with Remote Outdoor Unit-Air-Source) | 4TWV0X60A1 |  |  | 4TXCD010DS3 | S8V2D120M5PCA | 54000 | 19 | 8.2 | 52000 | 39500 | 75.96% | 1.83 | 12 | 11.7 |  |  |  | No | R-410A | 4.5 | Residential & Commercial | Ducted CEE Tier 1
214719696 | Central HP <5.4 tons | JOHNSON CONTROLS | HRCU-A-CB (Split System: Heat Pump with Remote Outdoor Unit-Air-Source) | HH836E2S11 |  |  | CTU36B5XDS1+TXV | TM9Y080B12MP11 | 33400 | 18 | 8.5 | 31400 | 25600 | 81.53% | 2 | 0 | 11 |  |  |  | No | R-454B | 2.7833 | Residential & Commercial | Ducted CEE Tier 1
204451208 | Central HP <5.4 tons | CARRIER | HRCU-A-CB (Split System: Heat Pump with Remote Outdoor Unit-Air-Source) | 25VNA825A*031* |  |  | CAP**3014AL*+UI | 58TN*A070C14**12 | 23400 | 17 | 8.1 | 21600 | 16700 | 77.31% | 1.92 | 11 | 11 |  |  |  | No | R-410A | 1.95 | Residential & Commercial | Ducted CEE Tier 1
204451226 | Central HP <5.4 tons | CARRIER | HRCU-A-CB (Split System: Heat Pump with Remote Outdoor Unit-Air-Source) | 25VNA825A*031* |  |  | CAP**3621AL*+UI | 58TN*A070C17**16 | 23600 | 16.5 | 8.1 | 21400 | 16600 | 77.57% | 1.94 | 11 | 11 |  |  |  | No | R-410A | 1.9667 | Residential & Commercial | Ducted CEE Tier 1
204451245 | Central HP <5.4 tons | CARRIER | HRCU-A-CB (Split System: Heat Pump with Remote Outdoor Unit-Air-Source) | 25VNA825A*031* |  |  | CAP**3717AL*+UI | 59MN7B080C17**14 | 24200 | 16 | 8.1 | 21400 | 16800 | 78.5% | 1.98 | 11 | 11 |  |  |  | No | R-410A | 2.0167 | Residential & Commercial | Ducted CEE Tier 1
204451358 | Central HP <5.4 tons | CARRIER | HRCU-A-CB (Split System: Heat Pump with Remote Outdoor Unit-Air-Source) | 25VNA825A*031* |  |  | CSPH*3612AL*+UI | 58TN*A090C17**16 | 24200 | 16.5 | 8.1 | 21400 | 16600 | 77.57% | 2 | 11 | 11 |  |  |  | No | R-410A | 2.0167 | Residential & Commercial | Ducted CEE Tier 1
204451221 | Central HP <5.4 tons | CARRIER | HRCU-A-CB (Split System: Heat Pump with Remote Outdoor Unit-Air-Source) | 25VNA825A*031* |  |  | CAP**3617AL*+UI | 59MN7B060C17**14 | 23400 | 16 | 8.1 | 21600 | 16800 | 77.78% | 1.92 | 11 | 10.5 |  |  |  | No | R-410A | 1.95 | Residential & Commercial | Ducted CEE Tier 1
204451237 | Central HP <5.4 tons | CARRIER | HRCU-A-CB (Split System: Heat Pump with Remote Outdoor Unit-Air-Source) | 25VNA825A*031* |  |  | CAP**3621AL*+UI | 58TN*A090C17**16 | 23600 | 17.5 | 8.1 | 21400 | 16600 | 77.57% | 1.96 | 11 | 11 |  |  |  | No | R-410A | 1.9667 | Residential & Commercial | Ducted CEE Tier 1
204451239 | Central HP <5.4 tons | CARRIER | HRCU-A-CB (Split System: Heat Pump with Remote Outdoor Unit-Air-Source) | 25VNA825A*031* |  |  | CAP**3621AL*+UI | 59MN7B060C21**20 | 23600 | 16 | 8.1 | 21600 | 16700 | 77.31% | 1.92 | 11 | 10.5 |  |  |  | No | R-410A | 1.9667 | Residential & Commercial | Ducted CEE Tier 1
206133806 | Central HP <5.4 tons | CARRIER | HRCU-A-CB (Split System: Heat Pump with Remote Outdoor Unit-Air-Source) | 25VNA825A*031* |  |  | CAP**3721AL*+UI | 59CU5A060C17**16 | 24400 | 16.5 | 8.1 | 21400 | 16700 | 78.04% | 2.02 | 11.5 | 10.5 |  |  |  | No | R-410A | 2.0333 | Residential & Commercial | Ducted CEE Tier 1
206135792 | Central HP <5.4 tons | CARRIER | HRCU-A-CB (Split System: Heat Pump with Remote Outdoor Unit-Air-Source) | 25VNA837A*030* |  |  | CAP**4821AL*+UI | 58CU*A100C21**20 | 32200 | 17 | 8.1 | 32600 | 25000 | 76.69% | 1.96 | 11.5 | 11 |  |  |  | No | R-410A | 2.6833 | Residential & Commercial | Ducted CEE Tier 1
204299045 | Central HP <5.4 tons | CARRIER | HRCU-A-CB (Split System: Heat Pump with Remote Outdoor Unit-Air-Source) | 25VNA837A*030* |  |  | CAP**4221AL*+UI | 59MN7B060C21**20 | 31600 | 17 | 8.1 | 33400 | 24800 | 74.25% | 1.86 | 11 | 11 |  |  |  | No | R-410A | 2.6333 | Residential & Commercial | Ducted CEE Tier 1
204299065 | Central HP <5.4 tons | CARRIER | HRCU-A-CB (Split System: Heat Pump with Remote Outdoor Unit-Air-Source) | 25VNA837A*030* |  |  | CAP**4224AL*+UI | 58TN*A090C21**20 | 31800 | 17.5 | 8.1 | 33200 | 24400 | 73.49% | 1.9 | 11 | 11.5 |  |  |  | No | R-410A | 2.65 | Residential & Commercial | Ducted CEE Tier 1
204300149 | Central HP <5.4 tons | CARRIER | HRCU-A-CB (Split System: Heat Pump with Remote Outdoor Unit-Air-Source) | 25VNA837A*030* |  |  | CSPH*3612AL*+UI | 59MN7B100C21**22 | 32200 | 16.5 | 8.1 | 33200 | 24800 | 74.7% | 1.94 | 11.5 | 11 |  |  |  | No | R-410A | 2.6833 | Residential & Commercial | Ducted CEE Tier 1
204300599 | Central HP <5.4 tons | CARRIER | HRCU-A-CB (Split System: Heat Pump with Remote Outdoor Unit-Air-Source) | 25VNA837A*030* |  |  | CSPH*4812AL*+UI | 59MN7B060C21**20 | 32400 | 16.5 | 8.1 | 33200 | 25200 | 75.9% | 1.94 | 11.5 | 11 |  |  |  | No | R-410A | 2.7 | Residential & Commercial | Ducted CEE Tier 1
206136184 | Central HP <5.4 tons | CARRIER | HRCU-A-CB (Split System: Heat Pump with Remote Outdoor Unit-Air-Source) | 25VNA837A*030* |  |  | CAP**4824AL*+UI | 59CU5A080C21**20 | 32400 | 17.5 | 8.5 | 32400 | 24800 | 76.54% | 2 | 12 | 11.5 |  |  |  | No | R-410A | 2.7 | Residential & Commercial | Ducted CEE Tier 1
206136320 | Central HP <5.4 tons | CARRIER | HRCU-A-CB (Split System: Heat Pump with Remote Outdoor Unit-Air-Source) | 25VNA837A*030* |  |  | CSPH*3612AL*+UI | 59CU5A100C21**22 | 32200 | 16.5 | 8.1 | 33200 | 24600 | 74.1% | 1.94 | 11.5 | 11 |  |  |  | No | R-410A | 2.6833 | Residential & Commercial | Ducted CEE Tier 1
204451201 | Central HP <5.4 tons | CARRIER | HRCU-A-CB (Split System: Heat Pump with Remote Outdoor Unit-Air-Source) | 25VNA825A*031* |  |  | CAP**2517AL*+UI | 58TN*A070C17**16 | 24400 | 16.5 | 8.1 | 21200 | 16600 | 78.3% | 2.02 | 11 | 11 |  |  |  | No | R-410A | 2.0333 | Residential & Commercial | Ducted CEE Tier 1
204451216 | Central HP <5.4 tons | CARRIER | HRCU-A-CB (Split System: Heat Pump with Remote Outdoor Unit-Air-Source) | 25VNA825A*031* |  |  | CAP**3017AL*+UI | 58TN*A090C17**16 | 23600 | 17 | 8.1 | 21400 | 16600 | 77.57% | 1.92 | 11 | 11 |  |  |  | No | R-410A | 1.9667 | Residential & Commercial | Ducted CEE Tier 1
207805727 | Central HP <5.4 tons | AMERICAN STANDARD | HRCU-A-CB (Split System: Heat Pump with Remote Outdoor Unit-Air-Source) | 4A6V8X60A1 |  |  | 4TXCD010DS3+P0V0D000M50SC+RP |  | 54000 | 18 | 8.2 | 51500 | 39000 | 75.73% | 1.75 | 12.5 | 12 |  |  |  | No | R-410A | 4.5 | Residential & Commercial | Ducted CEE Tier 1
210692137 | Central HP <5.4 tons | AMERICAN STANDARD | HRCU-A-CB (Split System: Heat Pump with Remote Outdoor Unit-Air-Source) | 4A6V8X60A1 |  |  | 4PX*CU60BS3 | S8V2C100M5PCA | 54000 | 18 | 8.2 | 52000 | 40000 | 76.92% | 1.78 | 11.7 | 11.7 |  |  |  | No | R-410A | 4.5 | Residential & Commercial | Ducted CEE Tier 1
206771108 | Central HP <5.4 tons | TEMPSTAR | HRCU-A-CB (Split System: Heat Pump with Remote Outdoor Unit-Air-Source) | TVH837GKA2* |  |  | EA*4X36L21A*+WALLCON | *97CMN0801714A* | 31400 | 17 | 8.1 | 33400 | 24600 | 73.65% | 1.84 | 11 | 11 |  |  |  | No | R-410A | 2.6167 | Residential & Commercial | Ducted CEE Tier 1
206771126 | Central HP <5.4 tons | TEMPSTAR | HRCU-A-CB (Split System: Heat Pump with Remote Outdoor Unit-Air-Source) | TVH837GKA2* |  |  | EA*4X36L21A*+WALLCON | *97CMN1002122A* | 31600 | 17 | 8.1 | 33200 | 24200 | 72.89% | 1.86 | 11.5 | 11 |  |  |  | No | R-410A | 2.6333 | Residential & Commercial | Ducted CEE Tier 1
206771261 | Central HP <5.4 tons | TEMPSTAR | HRCU-A-CB (Split System: Heat Pump with Remote Outdoor Unit-Air-Source) | TVH837GKA2* |  |  | EA*4X37L21A*+WALLCON | *80CTL0701716A* | 32800 | 17.5 | 8.5 | 33000 | 25200 | 76.36% | 1.98 | 11 | 11.5 |  |  |  | No | R-410A | 2.7333 | Residential & Commercial | Ducted CEE Tier 1
213771026 | Central HP <5.4 tons | BRYANT HEATING AND COOLING SYSTEMS | HRCU-A-CB (Split System: Heat Pump with Remote Outdoor Unit-Air-Source) | 288BNV025*0**B* |  |  | CAP**3717AL*+UI | 88*TB36045C17*** | 24000 | 16 | 8.1 | 21600 | 16800 | 77.78% | 1.98 | 0 | 10.5 |  |  |  | No | R-410A | 2 | Residential & Commercial | Ducted CEE Tier 1
213771476 | Central HP <5.4 tons | BRYANT HEATING AND COOLING SYSTEMS | HRCU-A-CB (Split System: Heat Pump with Remote Outdoor Unit-Air-Source) | 288BNV025*0**B* |  |  | CAP**4321AL*+UI | 88*TB60110C21*** | 24400 | 17 | 8.5 | 21200 | 16600 | 78.3% | 2.04 | 0 | 11 |  |  |  | No | R-410A | 2.0333 | Residential & Commercial | Ducted CEE Tier 1
206765100 | Central HP <5.4 tons | CARRIER | HRCU-A-CB (Split System: Heat Pump with Remote Outdoor Unit-Air-Source) | 25VNA837A*031* |  |  | CAP**3721AL*+UI | 58CU*A040C17**12 | 32800 | 17.5 | 8.5 | 33000 | 25200 | 76.36% | 1.98 | 12 | 11 |  |  |  | No | R-410A | 2.7333 | Residential & Commercial | Ducted CEE Tier 1
212976098 | Central HP <5.4 tons | BRYANT HEATING AND COOLING SYSTEMS | HRCU-A-CB (Split System: Heat Pump with Remote Outdoor Unit-Air-Source) | 38MURAQ24AB3* |  |  | CNPV*3017AL* | 926TC48080V17*** | 23400 | 16.5 | 8.1 | 25800 | 24200 | 93.8% | 2 | 0 | 10 |  |  |  | No | R-410A | 1.95 | Residential & Commercial | Ducted CEE Tier 1
212976664 | Central HP <5.4 tons | BRYANT HEATING AND COOLING SYSTEMS | HRCU-A-CB (Split System: Heat Pump with Remote Outdoor Unit-Air-Source) | 38MURAQ24AB3* |  |  | CAP**3621AL* | 926TC60100V21*** | 23600 | 17.5 | 8.5 | 26200 | 23800 | 90.84% | 1.98 | 0 | 10 |  |  |  | No | R-410A | 1.9667 | Residential & Commercial | Ducted CEE Tier 1
212977599 | Central HP <5.4 tons | BRYANT HEATING AND COOLING SYSTEMS | HRCU-A-CB (Split System: Heat Pump with Remote Outdoor Unit-Air-Source) | 38MURAQ24AB3* |  |  | CAP**3014AL* | 8(0,1)*SB36045M14*** | 23600 | 17 | 8.5 | 26400 | 24600 | 93.18% | 2.04 | 0 | 10 |  |  |  | No | R-410A | 1.9667 | Residential & Commercial | Ducted CEE Tier 1
212986694 | Central HP <5.4 tons | AIRQUEST | HRCU-A-CB (Split System: Heat Pump with Remote Outdoor Unit-Air-Source) | DLCURAH18ABK |  |  | EA*4X30L17A* | *96MSN0401712A* | 17300 | 15.5 | 8.5 | 18100 | 18800 | 103.9% | 2.24 | 0 | 10 |  |  |  | No | R-410A | 1.4417 | Residential & Commercial | Ducted CEE Tier 1
211262435 | Central HP <5.4 tons | TEMPSTAR | HRCU-A-CB (Split System: Heat Pump with Remote Outdoor Unit-Air-Source) | DLCURAH18ABK |  |  | EN(A,D)4X18L14** | *80ES(N,L)0451412A* | 17800 | 15.5 | 8.5 | 18900 | 19200 | 101.6% | 2.3 | 0 | 10.5 |  |  |  | No | R-410A | 1.4833 | Residential & Commercial | Ducted CEE Tier 1
211264555 | Central HP <5.4 tons | TEMPSTAR | HRCU-A-CB (Split System: Heat Pump with Remote Outdoor Unit-Air-Source) | DLCURAH18ABK |  |  | EN(A,D)4X30L17** | *92ESN0601412A* | 18300 | 16 | 8.5 | 18800 | 18300 | 97.34% | 2.22 | 0 | 11 |  |  |  | No | R-410A | 1.525 | Residential & Commercial | Ducted CEE Tier 1
204299135 | Central HP <5.4 tons | CARRIER | HRCU-A-CB (Split System: Heat Pump with Remote Outdoor Unit-Air-Source) | 25VNA837A*030* |  |  | CAP**4224AL*+UI | 59TN6B100C21**22 | 31800 | 17.5 | 8.1 | 33000 | 24400 | 73.94% | 1.9 | 12 | 11.5 |  |  |  | No | R-410A | 2.65 | Residential & Commercial | Ducted CEE Tier 1
204299183 | Central HP <5.4 tons | CARRIER | HRCU-A-CB (Split System: Heat Pump with Remote Outdoor Unit-Air-Source) | 25VNA837A*030* |  |  | CAP**4321AL*+UI | 59MN7B100C21**22 | 33000 | 17.5 | 8.5 | 33000 | 25200 | 76.36% | 2 | 12 | 11.7 |  |  |  | No | R-410A | 2.75 | Residential & Commercial | Ducted CEE Tier 1
204300069 | Central HP <5.4 tons | CARRIER | HRCU-A-CB (Split System: Heat Pump with Remote Outdoor Unit-Air-Source) | 25VNA837A*030* |  |  | CSPH*3612AL*+UI | 58TN*A090C21**20 | 32200 | 16.5 | 8.1 | 33200 | 24800 | 74.7% | 1.92 | 11.5 | 11 |  |  |  | No | R-410A | 2.6833 | Residential & Commercial | Ducted CEE Tier 1
214719944 | Central HP <5.4 tons | JOHNSON CONTROLS | HRCU-A-CB (Split System: Heat Pump with Remote Outdoor Unit-Air-Source) | HH860E2S11 |  |  | CTU60C5XGS1+TXV | TM9Y080C16MP11 | 43500 | 17 | 9 | 44500 | 33800 | 75.96% | 2 | 0 | 11 |  |  |  | No | R-454B | 3.625 | Residential & Commercial | Ducted CEE Tier 1
206767149 | Central HP <5.4 tons | TEMPSTAR | HRCU-A-CB (Split System: Heat Pump with Remote Outdoor Unit-Air-Source) | TVH825GKA3* |  |  | EA*4X36L21A*+WALLCON | *80CSU0401712A* | 23600 | 17 | 8.1 | 21400 | 16600 | 77.57% | 1.94 | 11.5 | 10.5 |  |  |  | No | R-410A | 1.9667 | Residential & Commercial | Ducted CEE Tier 1
206765968 | Central HP <5.4 tons | TEMPSTAR | HRCU-A-CB (Split System: Heat Pump with Remote Outdoor Unit-Air-Source) | TVH825GKA3* |  |  | EA*4X37L21A*+WALLCON | *96CTN0601714A* | 24400 | 16.5 | 8.1 | 21200 | 16700 | 78.77% | 2.02 | 11 | 11 |  |  |  | No | R-410A | 2.0333 | Residential & Commercial | Ducted CEE Tier 1
206765986 | Central HP <5.4 tons | TEMPSTAR | HRCU-A-CB (Split System: Heat Pump with Remote Outdoor Unit-Air-Source) | TVH825GKA3* |  |  | EA*4X37L21A*+WALLCON | *97CMN0601714A* | 24200 | 16 | 8.1 | 21200 | 16800 | 79.25% | 2 | 11 | 11 |  |  |  | No | R-410A | 2.0167 | Residential & Commercial | Ducted CEE Tier 1
206767541 | Central HP <5.4 tons | TEMPSTAR | HRCU-A-CB (Split System: Heat Pump with Remote Outdoor Unit-Air-Source) | TVH825GKA3* |  |  | EA*4X37L21A*+WALLCON | *95CSU0601716A* | 24400 | 16.5 | 8.1 | 21400 | 16700 | 78.04% | 2.02 | 11.5 | 10.5 |  |  |  | No | R-410A | 2.0333 | Residential & Commercial | Ducted CEE Tier 1
204298774 | Central HP <5.4 tons | TEMPSTAR | HRCU-A-CB (Split System: Heat Pump with Remote Outdoor Unit-Air-Source) | TVH837GKA** |  |  | EA*4X36L21A*+WALLCON | *80CTL0901716A* | 31600 | 17.5 | 8.1 | 33000 | 24200 | 73.33% | 1.86 | 11.5 | 11.5 |  |  |  | No | R-410A | 2.6333 | Residential & Commercial | Ducted CEE Tier 1
214075291 | Central HP <5.4 tons | FRIEDRICH | HRCU-A-CB (Split System: Heat Pump with Remote Outdoor Unit-Air-Source) | RD17AZ60AJ3N |  |  | TCFZ6024STANM | FR801V1255A24DZ | 55500 | 18 | 8.1 | 53500 | 49000 | 91.59% | 1.75 | 0 | 10 |  |  |  | No | R-410A | 4.625 | Residential & Commercial | Ducted CEE Tier 1
214075376 | Central HP <5.4 tons | FRIEDRICH | HRCU-A-CB (Split System: Heat Pump with Remote Outdoor Unit-Air-Source) | RD17AZ60AJ3N |  |  | TCFZ6024STANM | FR962V1005A21M4 | 55000 | 18 | 8.1 | 54000 | 49500 | 91.67% | 1.75 | 0 | 10 |  |  |  | No | R-410A | 4.5833 | Residential & Commercial | Ducted CEE Tier 1
214075402 | Central HP <5.4 tons | FRIEDRICH | HRCU-A-CB (Split System: Heat Pump with Remote Outdoor Unit-Air-Source) | RD17AZ60AJ3N |  |  | TCFZ6024STANM | FR98MV1155A24UP | 55000 | 18 | 8.1 | 54000 | 49500 | 91.67% | 1.75 | 0 | 10 |  |  |  | No | R-410A | 4.5833 | Residential & Commercial | Ducted CEE Tier 1
214075368 | Central HP <5.4 tons | FRIEDRICH | HRCU-A-CB (Split System: Heat Pump with Remote Outdoor Unit-Air-Source) | RD17AZ60AJ3N |  |  | TCFZ6024STANM | FR98MV0855A21UP | 55000 | 18 | 8.1 | 54000 | 49500 | 91.67% | 1.75 | 0 | 10 |  |  |  | No | R-410A | 4.5833 | Residential & Commercial | Ducted CEE Tier 1
214075319 | Central HP <5.4 tons | FRIEDRICH | HRCU-A-CB (Split System: Heat Pump with Remote Outdoor Unit-Air-Source) | RD17AZ60AJ3N |  |  | TCFZ6024STANM | FR921V0855A21M4 | 55000 | 17 | 8.1 | 54000 | 49500 | 91.67% | 1.75 | 0 | 10 |  |  |  | No | R-410A | 4.5833 | Residential & Commercial | Ducted CEE Tier 1
214075218 | Central HP <5.4 tons | FRIEDRICH | HRCU-A-CB (Split System: Heat Pump with Remote Outdoor Unit-Air-Source) | RD17AZ60AJ3N |  |  | TCFZ6024STANM | FR801V1255A24UH | 55500 | 18 | 8.1 | 53500 | 49000 | 91.59% | 1.75 | 0 | 10 |  |  |  | No | R-410A | 4.625 | Residential & Commercial | Ducted CEE Tier 1
215934107 | Central HP <5.4 tons | AIRQUEST | HRCU-A-CB (Split System: Heat Pump with Remote Outdoor Unit-Air-Source) | H5H3V48*K*AAA* |  |  | EA*5X60M24A*+WALLCON | *80CTL1102120B* | 45000 | 21.5 | 9.5 | 48000 | 36200 | 75.42% | 2 | 0 | 11 |  |  |  | No | R-454B | 3.75 | Residential & Commercial | Ducted CEE Tier 1
211264706 | Central HP <5.4 tons | TEMPSTAR | HRCU-A-CB (Split System: Heat Pump with Remote Outdoor Unit-Air-Source) | DLCURAH18ABK |  |  | EN(A,D)4X30L17** | OLV098A12* | 18200 | 15.5 | 8.5 | 18800 | 18400 | 97.87% | 2.2 | 0 | 11 |  |  |  | No | R-410A | 1.5167 | Residential & Commercial | Ducted CEE Tier 1
211241341 | Central HP <5.4 tons | BRYANT HEATING AND COOLING SYSTEMS | HRCU-A-CB (Split System: Heat Pump with Remote Outdoor Unit-Air-Source) | 38MURAQ24AB3* |  |  | CAP**3014AL* | 912SD36060E14*** | 23400 | 16.5 | 8.5 | 25800 | 24400 | 94.57% | 2.02 | 0 | 10 |  |  |  | No | R-410A | 1.95 | Residential & Commercial | Ducted CEE Tier 1
211241595 | Central HP <5.4 tons | BRYANT HEATING AND COOLING SYSTEMS | HRCU-A-CB (Split System: Heat Pump with Remote Outdoor Unit-Air-Source) | 38MURAQ24AB3* |  |  | CAP**3017AL* | 926TB30040V14*** | 23200 | 16 | 8.5 | 25800 | 24200 | 93.8% | 2.02 | 0 | 10 |  |  |  | No | R-410A | 1.9333 | Residential & Commercial | Ducted CEE Tier 1
211241761 | Central HP <5.4 tons | BRYANT HEATING AND COOLING SYSTEMS | HRCU-A-CB (Split System: Heat Pump with Remote Outdoor Unit-Air-Source) | 38MURAQ24AB3* |  |  | CAP**3017AL* | 8(0,1)*SA36070E14*** | 24200 | 16.5 | 8.5 | 26400 | 22800 | 86.36% | 1.88 | 0 | 10 |  |  |  | No | R-410A | 2.0167 | Residential & Commercial | Ducted CEE Tier 1
211262804 | Central HP <5.4 tons | TEMPSTAR | HRCU-A-CB (Split System: Heat Pump with Remote Outdoor Unit-Air-Source) | DLCURAH18ABK |  |  | EN(A,D)4X24L17** | *80VSL0451412A* | 17700 | 16 | 8.5 | 18600 | 18800 | 101.1% | 2.26 | 0 | 10.5 |  |  |  | No | R-410A | 1.475 | Residential & Commercial | Ducted CEE Tier 1
211263499 | Central HP <5.4 tons | TEMPSTAR | HRCU-A-CB (Split System: Heat Pump with Remote Outdoor Unit-Air-Source) | DLCURAH18ABK |  |  | EN(A,D)4X24L17** | *80ES(N,L)0701412A* | 17500 | 16 | 8.5 | 18400 | 18800 | 102.2% | 2.26 | 0 | 11 |  |  |  | No | R-410A | 1.4583 | Residential & Commercial | Ducted CEE Tier 1
206765896 | Central HP <5.4 tons | TEMPSTAR | HRCU-A-CB (Split System: Heat Pump with Remote Outdoor Unit-Air-Source) | TVH825GKA3* |  |  | EA*4X37L17A*+WALLCON | *97CMN0601714A* | 24000 | 16 | 8.1 | 21600 | 16900 | 78.24% | 1.98 | 11 | 10.5 |  |  |  | No | R-410A | 2 | Residential & Commercial | Ducted CEE Tier 1
206765977 | Central HP <5.4 tons | TEMPSTAR | HRCU-A-CB (Split System: Heat Pump with Remote Outdoor Unit-Air-Source) | TVH825GKA3* |  |  | EA*4X37L21A*+WALLCON | *96CTN0801714A* | 24400 | 16.5 | 8.1 | 21200 | 16700 | 78.77% | 2.02 | 11 | 11 |  |  |  | No | R-410A | 2.0333 | Residential & Commercial | Ducted CEE Tier 1
206767514 | Central HP <5.4 tons | TEMPSTAR | HRCU-A-CB (Split System: Heat Pump with Remote Outdoor Unit-Air-Source) | TVH825GKA3* |  |  | EA*4X36L21A*+WALLCON | *95CSU0802120A* | 23600 | 16.5 | 8.1 | 21400 | 16600 | 77.57% | 1.94 | 11 | 11 |  |  |  | No | R-410A | 1.9667 | Residential & Commercial | Ducted CEE Tier 1
214809249 | Central HP <5.4 tons | JOHNSON CONTROLS | HRCU-A-CB (Split System: Heat Pump with Remote Outdoor Unit-Air-Source) | HH860E2S11 |  |  | CTU60C5XGS1+TXV | TM8Y080C16MP11 | 44000 | 18 | 9 | 44000 | 33400 | 75.91% | 2 | 0 | 11.7 |  |  |  | No | R-454B | 3.6667 | Residential & Commercial | Ducted CEE Tier 1
214719887 | Central HP <5.4 tons | JOHNSON CONTROLS | HRCU-A-CB (Split System: Heat Pump with Remote Outdoor Unit-Air-Source) | HH860E2S11 |  |  | CTU60C5XGS1+TXV | TMLE080C20MP11 | 44500 | 17 | 9 | 45000 | 33800 | 75.11% | 2 | 0 | 11.7 |  |  |  | No | R-454B | 3.7083 | Residential & Commercial | Ducted CEE Tier 1
207526362 | Central HP <5.4 tons | TRANE | HRCU-A-CB (Split System: Heat Pump with Remote Outdoor Unit-Air-Source) | 4TWV8X60A1 |  |  | TEM8A0C60V51+TDR |  | 53000 | 18 | 8.5 | 51000 | 38000 | 74.51% | 1.8 | 12.2 | 11.7 |  |  |  | No | R-410A | 4.4167 | Residential & Commercial | Ducted CEE Tier 1
207154539 | Central HP <5.4 tons | TRANE | HRCU-A-CB (Split System: Heat Pump with Remote Outdoor Unit-Air-Source) | 4TWA7048A3 |  |  | 4PX*CU42BS3 | S8X1C100M5PSC | 47000 | 17 | 8.1 | 49500 | 46500 | 93.94% | 3.4 | 12 | 11.5 |  |  |  | No | R-410A | 3.9167 | Residential & Commercial | Ducted CEE Tier 1
204298924 | Central HP <5.4 tons | TEMPSTAR | HRCU-A-CB (Split System: Heat Pump with Remote Outdoor Unit-Air-Source) | TVH837GKA** |  |  | EA*4X42L21A*+WALLCON | *80CTL0701716A* | 31800 | 17 | 8.1 | 33200 | 24600 | 74.1% | 1.88 | 11 | 11 |  |  |  | No | R-410A | 2.65 | Residential & Commercial | Ducted CEE Tier 1
203120266 | Central HP <5.4 tons | AMERICAN STANDARD | HRCU-A-CB (Split System: Heat Pump with Remote Outdoor Unit-Air-Source) | 4A6C7048A3 |  |  | 4TXCD010DS3 | S8X2D120M5PTA | 47500 | 16.5 | 8.1 | 48000 | 48000 | 100% | 3.6 | 13 | 12 |  |  |  | No | R-410A | 3.9583 | Residential & Commercial | Ducted CEE Tier 1
214327248 | Central HP <5.4 tons | FRIEDRICH | HRCU-A-CB (Split System: Heat Pump with Remote Outdoor Unit-Air-Source) | FRP18AZ36AJVC |  |  | RCFZ3621MEAAM | FR801V0504A17UHU | 34200 | 19 | 8.5 | 34200 | 43500 | 127.2% | 2.2 | 0 | 12.5 |  |  |  | No | R-410A | 2.85 | Residential & Commercial | Ducted CEE Tier 1
213078498 | Central HP <5.4 tons | BRYANT HEATING AND COOLING SYSTEMS | HRCU-A-CB (Split System: Heat Pump with Remote Outdoor Unit-Air-Source) | 38MURAQ36AB3* |  |  | CAP**3721AL* | 8(0,1)*SB60090M21*** | 37000 | 16 | 8.5 | 38500 | 35000 | 90.91% | 2.08 | 0 | 10 |  |  |  | No | R-410A | 3.0833 | Residential & Commercial | Ducted CEE Tier 1
213078616 | Central HP <5.4 tons | BRYANT HEATING AND COOLING SYSTEMS | HRCU-A-CB (Split System: Heat Pump with Remote Outdoor Unit-Air-Source) | 38MURAQ36AB3* |  |  | CAP**3721AL* | 8(0,1)*SB60110M21*** | 36600 | 16.5 | 8.5 | 38000 | 34800 | 91.58% | 2.06 | 0 | 10 |  |  |  | No | R-410A | 3.05 | Residential & Commercial | Ducted CEE Tier 1
214574053 | Central HP <5.4 tons | COMFORTMAKER | HRCU-A-CB (Split System: Heat Pump with Remote Outdoor Unit-Air-Source) | CVH837GKA2* |  |  | EA*4X60L24A*+WALLCON | *95CSU1002122B* | 32800 | 17.5 | 8.5 | 31600 | 24800 | 78.48% | 2 | 0 | 11.5 |  |  |  | No | R-410A | 2.7333 | Residential & Commercial | Ducted CEE Tier 1
211264337 | Central HP <5.4 tons | TEMPSTAR | HRCU-A-CB (Split System: Heat Pump with Remote Outdoor Unit-Air-Source) | DLCURAH18ABK |  |  | EN(A,D)4X30L17** | *95ESN0601412A* | 18000 | 16 | 8.5 | 18500 | 18400 | 99.46% | 2.22 | 0 | 11 |  |  |  | No | R-410A | 1.5 | Residential & Commercial | Ducted CEE Tier 1
211262671 | Central HP <5.4 tons | TEMPSTAR | HRCU-A-CB (Split System: Heat Pump with Remote Outdoor Unit-Air-Source) | DLCURAH18ABK |  |  | EN(A,D)4X24L14** | *96VTN0601412A* | 17900 | 15.5 | 8.5 | 18800 | 18700 | 99.47% | 2.26 | 0 | 11 |  |  |  | No | R-410A | 1.4917 | Residential & Commercial | Ducted CEE Tier 1
211265047 | Central HP <5.4 tons | TEMPSTAR | HRCU-A-CB (Split System: Heat Pump with Remote Outdoor Unit-Air-Source) | DLCURAH18ABK |  |  | FVM4X24***L |  | 18100 | 16.5 | 8.5 | 18500 | 18000 | 97.3% | 2.18 | 0 | 11 |  |  |  | No | R-410A | 1.5083 | Residential & Commercial | Ducted CEE Tier 1
212971403 | Central HP <5.4 tons | BRYANT HEATING AND COOLING SYSTEMS | HRCU-A-CB (Split System: Heat Pump with Remote Outdoor Unit-Air-Source) | 38MURAQ24AB3* |  |  | CAP**3017AL* | 82*TB36045V14*** | 23800 | 17.5 | 8.5 | 26400 | 24200 | 91.67% | 2.02 | 0 | 10 |  |  |  | No | R-410A | 1.9833 | Residential & Commercial | Ducted CEE Tier 1
214066734 | Central HP <5.4 tons | FRIEDRICH | HRCU-A-CB (Split System: Heat Pump with Remote Outdoor Unit-Air-Source) | RD17AZ36AJ3N |  |  | TCFZ3621MTANM | FR801V0755A21UH | 34200 | 18 | 8.1 | 34200 | 29400 | 85.96% | 2 | 0 | 11.7 |  |  |  | No | R-410A | 2.85 | Residential & Commercial | Ducted CEE Tier 1
206133736 | Central HP <5.4 tons | CARRIER | HRCU-A-CB (Split System: Heat Pump with Remote Outdoor Unit-Air-Source) | 25VNA825A*031* |  |  | CAP**2517AL*+UI | 59CU5A060C17**16 | 24200 | 16.5 | 8.1 | 21400 | 16700 | 78.04% | 2 | 11 | 10.5 |  |  |  | No | R-410A | 2.0167 | Residential & Commercial | Ducted CEE Tier 1
210692079 | Central HP <5.4 tons | AMERICAN STANDARD | HRCU-A-CB (Split System: Heat Pump with Remote Outdoor Unit-Air-Source) | 4A6V0X60A1 |  |  | 4TXCD010DS3 | S8V2D120M5PCA | 54000 | 19 | 8.2 | 52000 | 39500 | 75.96% | 1.83 | 12 | 11.7 |  |  |  | No | R-410A | 4.5 | Residential & Commercial | Ducted CEE Tier 1
206765439 | Central HP <5.4 tons | TEMPSTAR | HRCU-A-CB (Split System: Heat Pump with Remote Outdoor Unit-Air-Source) | TVH825GKA3* |  |  | EA*4X24L17A*+WALLCON | *96CTN0601714A* | 23200 | 16 | 8.1 | 22000 | 16900 | 76.82% | 1.88 | 11 | 10.5 |  |  |  | No | R-410A | 1.9333 | Residential & Commercial | Ducted CEE Tier 1
206765457 | Central HP <5.4 tons | TEMPSTAR | HRCU-A-CB (Split System: Heat Pump with Remote Outdoor Unit-Air-Source) | TVH825GKA3* |  |  | EA*4X24L17A*+WALLCON | *97CMN0601714A* | 23000 | 16 | 8.1 | 22000 | 17000 | 77.27% | 1.88 | 11 | 10.5 |  |  |  | No | R-410A | 1.9167 | Residential & Commercial | Ducted CEE Tier 1
206765466 | Central HP <5.4 tons | TEMPSTAR | HRCU-A-CB (Split System: Heat Pump with Remote Outdoor Unit-Air-Source) | TVH825GKA3* |  |  | EA*4X24L17A*+WALLCON | *97CMN0801714A* | 23200 | 16 | 8.1 | 22000 | 16900 | 76.82% | 1.88 | 11 | 10.5 |  |  |  | No | R-410A | 1.9333 | Residential & Commercial | Ducted CEE Tier 1
206765680 | Central HP <5.4 tons | TEMPSTAR | HRCU-A-CB (Split System: Heat Pump with Remote Outdoor Unit-Air-Source) | TVH825GKA3* |  |  | EA*4X36L17A*+WALLCON | *96CTN0801714A* | 23600 | 16.5 | 8.1 | 21600 | 16700 | 77.31% | 1.92 | 11.5 | 10.5 |  |  |  | No | R-410A | 1.9667 | Residential & Commercial | Ducted CEE Tier 1
206765923 | Central HP <5.4 tons | TEMPSTAR | HRCU-A-CB (Split System: Heat Pump with Remote Outdoor Unit-Air-Source) | TVH825GKA3* |  |  | EA*4X37L17A*+WALLCON | *80CTL0901716A* | 24200 | 17 | 8.1 | 21400 | 16600 | 77.57% | 2.02 | 11 | 11 |  |  |  | No | R-410A | 2.0167 | Residential & Commercial | Ducted CEE Tier 1
206765932 | Central HP <5.4 tons | TEMPSTAR | HRCU-A-CB (Split System: Heat Pump with Remote Outdoor Unit-Air-Source) | TVH825GKA3* |  |  | EA*4X37L21A*+WALLCON | *80CTL0451712A* | 24200 | 16.5 | 8.1 | 21200 | 16700 | 78.77% | 2 | 11 | 11 |  |  |  | No | R-410A | 2.0167 | Residential & Commercial | Ducted CEE Tier 1
206788560 | Central HP <5.4 tons | CARRIER | HRCU-A-CB (Split System: Heat Pump with Remote Outdoor Unit-Air-Source) | 25VNA424A*031* |  |  | CSPH*3612AL*+UI | 58CU*A060C17**16 | 23400 | 19 | 9 | 26600 | 19800 | 74.44% | 2.48 | 13.5 | 12.5 |  |  |  | No | R-410A | 1.95 | Residential & Commercial | Ducted CEE Tier 1
213079436 | Central HP <5.4 tons | BRYANT HEATING AND COOLING SYSTEMS | HRCU-A-CB (Split System: Heat Pump with Remote Outdoor Unit-Air-Source) | 38MURAQ36AB3* |  |  | CAP**4321AL* | 912SE42060M17*** | 36600 | 16 | 8.5 | 38500 | 35000 | 90.91% | 2.06 | 0 | 10 |  |  |  | No | R-410A | 3.05 | Residential & Commercial | Ducted CEE Tier 1
213079670 | Central HP <5.4 tons | BRYANT HEATING AND COOLING SYSTEMS | HRCU-A-CB (Split System: Heat Pump with Remote Outdoor Unit-Air-Source) | 38MURAQ36AB3* |  |  | CAP**4224AL* | 912SE60080M21*** | 35200 | 16.5 | 8.1 | 38500 | 35000 | 90.91% | 1.88 | 0 | 10 |  |  |  | No | R-410A | 2.9333 | Residential & Commercial | Ducted CEE Tier 1
210450203 | Central HP <5.4 tons | CARRIER | HRCU-A-CB (Split System: Heat Pump with Remote Outdoor Unit-Air-Source) | 38MURAQ36AB3* |  |  | CNPV*4821AL* | 59TP6B080V17**16 | 35800 | 16 | 8.5 | 38500 | 35000 | 90.91% | 2 | 0 | 10 |  |  |  | No | R-410A | 2.9833 | Residential & Commercial | Ducted CEE Tier 1
215938037 | Central HP <5.4 tons | AIRQUEST | HRCU-A-CB (Split System: Heat Pump with Remote Outdoor Unit-Air-Source) | H5H3V48*K*AAA* |  |  | EVD5X49M24A*+WALLCON | *80CTL1352422B* | 45500 | 21 | 8.1 | 52500 | 38000 | 72.38% | 1.95 | 0 | 11.5 |  |  |  | No | R-454B | 3.7917 | Residential & Commercial | Ducted CEE Tier 1
215938107 | Central HP <5.4 tons | AIRQUEST | HRCU-A-CB (Split System: Heat Pump with Remote Outdoor Unit-Air-Source) | H5H3V48*K*AAA* |  |  | EVD5X49M24A*+WALLCON | *96CTN1002122B* | 45500 | 20.5 | 8.1 | 52500 | 38000 | 72.38% | 1.9 | 0 | 11.5 |  |  |  | No | R-454B | 3.7917 | Residential & Commercial | Ducted CEE Tier 1
214075510 | Central HP <5.4 tons | FRIEDRICH | HRCU-A-CB (Split System: Heat Pump with Remote Outdoor Unit-Air-Source) | RD17AZ24AJ3N |  |  | TCFZ2417MTANM | FR802V0754A17UHN | 22600 | 18 | 9.5 | 22600 | 16800 | 74.34% | 2.1 | 0 | 11.2 |  |  |  | No | R-410A | 1.8833 | Residential & Commercial | Ducted CEE Tier 1
206788571 | Central HP <5.4 tons | CARRIER | HRCU-A-CB (Split System: Heat Pump with Remote Outdoor Unit-Air-Source) | 25VNA424A*031* |  |  | CSPH*3612AL*+UI | 59CU5A060C17**16 | 23600 | 19 | 9 | 26600 | 19900 | 74.81% | 2.46 | 13.5 | 12.5 |  |  |  | No | R-410A | 1.9667 | Residential & Commercial | Ducted CEE Tier 1
206765421 | Central HP <5.4 tons | TEMPSTAR | HRCU-A-CB (Split System: Heat Pump with Remote Outdoor Unit-Air-Source) | TVH825GKA3* |  |  | EA*4X24L17A*+WALLCON | *80CTL0451712A* | 23200 | 16 | 8.1 | 22000 | 16900 | 76.82% | 1.88 | 11 | 10.5 |  |  |  | No | R-410A | 1.9333 | Residential & Commercial | Ducted CEE Tier 1
206765707 | Central HP <5.4 tons | TEMPSTAR | HRCU-A-CB (Split System: Heat Pump with Remote Outdoor Unit-Air-Source) | TVH825GKA3* |  |  | EA*4X36L17A*+WALLCON | *80CTL0701412A* | 23600 | 17 | 8.1 | 21400 | 16600 | 77.57% | 1.94 | 11 | 11 |  |  |  | No | R-410A | 1.9667 | Residential & Commercial | Ducted CEE Tier 1
206765518 | Central HP <5.4 tons | TEMPSTAR | HRCU-A-CB (Split System: Heat Pump with Remote Outdoor Unit-Air-Source) | TVH825GKA3* |  |  | EA*4X25L17A*+WALLCON | *96CTN0601714A* | 24200 | 16.5 | 8.1 | 21400 | 16700 | 78.04% | 2 | 11 | 11 |  |  |  | No | R-410A | 2.0167 | Residential & Commercial | Ducted CEE Tier 1
206765734 | Central HP <5.4 tons | TEMPSTAR | HRCU-A-CB (Split System: Heat Pump with Remote Outdoor Unit-Air-Source) | TVH825GKA3* |  |  | EA*4X36L21A*+WALLCON | *80CTL0701716A* | 23600 | 16.5 | 8.1 | 21400 | 16600 | 77.57% | 1.94 | 11 | 11 |  |  |  | No | R-410A | 1.9667 | Residential & Commercial | Ducted CEE Tier 1
206765851 | Central HP <5.4 tons | TEMPSTAR | HRCU-A-CB (Split System: Heat Pump with Remote Outdoor Unit-Air-Source) | TVH825GKA3* |  |  | EA*4X36L21A*+WALLCON | *97CMN0602120A* | 23600 | 16 | 8.1 | 21600 | 16700 | 77.31% | 1.92 | 11 | 10.5 |  |  |  | No | R-410A | 1.9667 | Residential & Commercial | Ducted CEE Tier 1
206765869 | Central HP <5.4 tons | TEMPSTAR | HRCU-A-CB (Split System: Heat Pump with Remote Outdoor Unit-Air-Source) | TVH825GKA3* |  |  | EA*4X37L17A*+WALLCON | *80CTL0701716A* | 24200 | 16.5 | 8.1 | 21400 | 16700 | 78.04% | 2 | 11 | 11 |  |  |  | No | R-410A | 2.0167 | Residential & Commercial | Ducted CEE Tier 1
211245899 | Central HP <5.4 tons | HEIL | HRCU-A-CB (Split System: Heat Pump with Remote Outdoor Unit-Air-Source) | DLCURAH24ABK |  |  | FMA4X30**AL* |  | 25800 | 18 | 9 | 27600 | 21000 | 76.09% | 1.8 | 0 | 10.5 |  |  |  | No | R-410A | 2.15 | Residential & Commercial | Ducted CEE Tier 1
211245427 | Central HP <5.4 tons | HEIL | HRCU-A-CB (Split System: Heat Pump with Remote Outdoor Unit-Air-Source) | DLCURAH24ABK |  |  | EN(A,D)4X36L21** | *80VSL0451716A* | 24200 | 16 | 8.1 | 26400 | 22800 | 86.36% | 1.88 | 0 | 10.5 |  |  |  | No | R-410A | 2.0167 | Residential & Commercial | Ducted CEE Tier 1
214573013 | Central HP <5.4 tons | COMFORTMAKER | HRCU-A-CB (Split System: Heat Pump with Remote Outdoor Unit-Air-Source) | CVH837GKA** |  |  | EA*4X61L24A*+WALLCON | *80CTL0702120B* | 33200 | 18 | 8.5 | 32000 | 24800 | 77.5% | 2 | 0 | 11.5 |  |  |  | No | R-410A | 2.7667 | Residential & Commercial | Ducted CEE Tier 1
215676658 | Central HP <5.4 tons | COMFORTMAKER | HRCU-A-CB (Split System: Heat Pump with Remote Outdoor Unit-Air-Source) | C5H0V48*K*AAA* |  |  | EVD5X60M24A*+WALLCON | *97CMN0602120B* | 47500 | 18.5 | 9 | 50000 | 37000 | 74% | 1.98 | 0 | 10 |  |  |  | No | R-454B | 3.9583 | Residential & Commercial | Ducted CEE Tier 1
215676838 | Central HP <5.4 tons | COMFORTMAKER | HRCU-A-CB (Split System: Heat Pump with Remote Outdoor Unit-Air-Source) | C5H0V48*K*AAA* |  |  | EVD5X61M21A*+WALLCON | *96CTN1002122B* | 48500 | 19.5 | 9.5 | 50000 | 36800 | 73.6% | 2.12 | 0 | 10.5 |  |  |  | No | R-454B | 4.0417 | Residential & Commercial | Ducted CEE Tier 1
212971357 | Central HP <5.4 tons | BRYANT HEATING AND COOLING SYSTEMS | HRCU-A-CB (Split System: Heat Pump with Remote Outdoor Unit-Air-Source) | 38MURAQ18AB3* |  |  | CAP**2517AL* | 82*TB36045V14*** | 18200 | 16.5 | 8.5 | 18000 | 17600 | 97.78% | 2.14 | 0 | 11 |  |  |  | No | R-410A | 1.5167 | Residential & Commercial | Ducted CEE Tier 1
206771144 | Central HP <5.4 tons | TEMPSTAR | HRCU-A-CB (Split System: Heat Pump with Remote Outdoor Unit-Air-Source) | TVH837GKA2* |  |  | EA*4X36L21A*+WALLCON | *96CTN1002122A* | 31600 | 17 | 8.1 | 33200 | 24200 | 72.89% | 1.86 | 11 | 11 |  |  |  | No | R-410A | 2.6333 | Residential & Commercial | Ducted CEE Tier 1
206772729 | Central HP <5.4 tons | TEMPSTAR | HRCU-A-CB (Split System: Heat Pump with Remote Outdoor Unit-Air-Source) | TVH837GKA2* |  |  | EHD4X42AAL+WALLCON | *80CTL1352422A* | 32600 | 17 | 8.1 | 33000 | 24800 | 75.15% | 1.96 | 11 | 11 |  |  |  | No | R-410A | 2.7167 | Residential & Commercial | Ducted CEE Tier 1
206773481 | Central HP <5.4 tons | TEMPSTAR | HRCU-A-CB (Split System: Heat Pump with Remote Outdoor Unit-Air-Source) | TVH837GKA2* |  |  | EA*4X43L21A*+WALLCON | *95CSU0802120A* | 33000 | 17.5 | 8.5 | 32800 | 25000 | 76.22% | 2 | 12 | 11.5 |  |  |  | No | R-410A | 2.75 | Residential & Commercial | Ducted CEE Tier 1
213771056 | Central HP <5.4 tons | BRYANT HEATING AND COOLING SYSTEMS | HRCU-A-CB (Split System: Heat Pump with Remote Outdoor Unit-Air-Source) | 288BNV025*0**B* |  |  | CAP**3717AL*+UI | 88*TB48090C17*** | 24200 | 16.5 | 8.1 | 21400 | 16700 | 78.04% | 2 | 0 | 11 |  |  |  | No | R-410A | 2.0167 | Residential & Commercial | Ducted CEE Tier 1
213771156 | Central HP <5.4 tons | BRYANT HEATING AND COOLING SYSTEMS | HRCU-A-CB (Split System: Heat Pump with Remote Outdoor Unit-Air-Source) | 288BNV025*0**B* |  |  | CAP**3721AL*+UI | 88*TB60090C21*** | 24400 | 16.5 | 8.5 | 21200 | 16600 | 78.3% | 2.04 | 0 | 11 |  |  |  | No | R-410A | 2.0333 | Residential & Commercial | Ducted CEE Tier 1
213771206 | Central HP <5.4 tons | BRYANT HEATING AND COOLING SYSTEMS | HRCU-A-CB (Split System: Heat Pump with Remote Outdoor Unit-Air-Source) | 288BNV025*0**B* |  |  | CAP**3721AL*+UI | 987MC66100C21*** | 24400 | 16.5 | 8.5 | 21200 | 16600 | 78.3% | 2.04 | 0 | 11 |  |  |  | No | R-410A | 2.0333 | Residential & Commercial | Ducted CEE Tier 1
213771606 | Central HP <5.4 tons | BRYANT HEATING AND COOLING SYSTEMS | HRCU-A-CB (Split System: Heat Pump with Remote Outdoor Unit-Air-Source) | 288BNV025*0**B* |  |  | CAP**4821AL*+UI | 935CB48060C17*** | 24000 | 16.5 | 8.1 | 21000 | 16500 | 78.57% | 2 | 0 | 10.5 |  |  |  | No | R-410A | 2 | Residential & Commercial | Ducted CEE Tier 1
211242444 | Central HP <5.4 tons | BRYANT HEATING AND COOLING SYSTEMS | HRCU-A-CB (Split System: Heat Pump with Remote Outdoor Unit-Air-Source) | 38MURAQ24AB3* |  |  | CAP**3621AL* | 82*TA48090V17*** | 24000 | 17 | 8.5 | 26000 | 22800 | 87.69% | 1.9 | 0 | 10 |  |  |  | No | R-410A | 2 | Residential & Commercial | Ducted CEE Tier 1
211242548 | Central HP <5.4 tons | BRYANT HEATING AND COOLING SYSTEMS | HRCU-A-CB (Split System: Heat Pump with Remote Outdoor Unit-Air-Source) | 38MURAQ24AB3* |  |  | CAP**3621AL* | 8(0,1)*SA36045E17*** | 24200 | 17 | 8.5 | 26200 | 22600 | 86.26% | 1.86 | 0 | 10 |  |  |  | No | R-410A | 2.0167 | Residential & Commercial | Ducted CEE Tier 1
211265004 | Central HP <5.4 tons | TEMPSTAR | HRCU-A-CB (Split System: Heat Pump with Remote Outdoor Unit-Air-Source) | DLCURAH18ABK |  |  | FM(C,U)4Z24**AL* |  | 17800 | 17 | 9 | 18700 | 19800 | 105.9% | 2.4 | 0 | 11 |  |  |  | No | R-410A | 1.4833 | Residential & Commercial | Ducted CEE Tier 1
212973913 | Central HP <5.4 tons | BRYANT HEATING AND COOLING SYSTEMS | HRCU-A-CB (Split System: Heat Pump with Remote Outdoor Unit-Air-Source) | 38MURAQ24AB3* |  |  | CNPV*3617AL* | 926SB48080V17*** | 23400 | 16.5 | 8.1 | 25800 | 24200 | 93.8% | 2 | 0 | 10 |  |  |  | No | R-410A | 1.95 | Residential & Commercial | Ducted CEE Tier 1
215668855 | Central HP <5.4 tons | COMFORTMAKER | HRCU-A-CB (Split System: Heat Pump with Remote Outdoor Unit-Air-Source) | C5H0V36*K*AAA* |  |  | EA*5X42M21A*+WALLCON | *80CTL1102120B* | 33200 | 18 | 9 | 35800 | 25600 | 71.51% | 1.84 | 0 | 10 |  |  |  | No | R-454B | 2.7667 | Residential & Commercial | Ducted CEE Tier 1
207155059 | Central HP <5.4 tons | AMERICAN STANDARD | HRCU-A-CB (Split System: Heat Pump with Remote Outdoor Unit-Air-Source) | 4A6C7048A4 |  |  | 4PX*CU42BS3 | S8X1C100M5PSC | 47000 | 17 | 8.1 | 49500 | 46500 | 93.94% | 3.4 | 12 | 11.5 |  |  |  | No | R-410A | 3.9167 | Residential & Commercial | Ducted CEE Tier 1
214573183 | Central HP <5.4 tons | COMFORTMAKER | HRCU-A-CB (Split System: Heat Pump with Remote Outdoor Unit-Air-Source) | CVH837GKA** |  |  | EHD4X42AAL+WALLCON | *96CTN0802120B* | 32600 | 17.5 | 8.5 | 32800 | 24800 | 75.61% | 1.96 | 0 | 11 |  |  |  | No | R-410A | 2.7167 | Residential & Commercial | Ducted CEE Tier 1
212987368 | Central HP <5.4 tons | COMFORTMAKER | HRCU-A-CB (Split System: Heat Pump with Remote Outdoor Unit-Air-Source) | DLCURAH24ABK |  |  | EA*4X24L17A* | *96MSN0801716A* | 23400 | 16.5 | 8.5 | 27000 | 26000 | 96.3% | 2.16 | 0 | 10 |  |  |  | No | R-410A | 1.95 | Residential & Commercial | Ducted CEE Tier 1
212984028 | Central HP <5.4 tons | AIRQUEST | HRCU-A-CB (Split System: Heat Pump with Remote Outdoor Unit-Air-Source) | DLCURAH24ABK |  |  | EA*4X24L17A* | *92MSN0601714A* | 23400 | 17 | 8.5 | 26800 | 26400 | 98.51% | 2.24 | 0 | 10 |  |  |  | No | R-410A | 1.95 | Residential & Commercial | Ducted CEE Tier 1
210597522 | Central HP <5.4 tons | DAY & NIGHT | HRCU-A-CB (Split System: Heat Pump with Remote Outdoor Unit-Air-Source) | CVH837GKA** |  |  | EHD4X60AAL+WALLCON | *80CTL1352422A* | 33000 | 17 | 8.1 | 32200 | 24800 | 77.02% | 2.02 | 0 | 11.5 |  |  |  | No | R-410A | 2.75 | Residential & Commercial | Ducted CEE Tier 1
210597552 | Central HP <5.4 tons | DAY & NIGHT | HRCU-A-CB (Split System: Heat Pump with Remote Outdoor Unit-Air-Source) | CVH837GKA** |  |  | EHD4X60AAL+WALLCON | *97CMN1002122A* | 33000 | 17 | 8.1 | 32200 | 24800 | 77.02% | 2.02 | 0 | 11.5 |  |  |  | No | R-410A | 2.75 | Residential & Commercial | Ducted CEE Tier 1
210597555 | Central HP <5.4 tons | DAY & NIGHT | HRCU-A-CB (Split System: Heat Pump with Remote Outdoor Unit-Air-Source) | CVH837GKA** |  |  | EHD4X60AAL+WALLCON | *97CMN1202422A* | 33000 | 17 | 8.1 | 32200 | 25000 | 77.64% | 2 | 0 | 11 |  |  |  | No | R-410A | 2.75 | Residential & Commercial | Ducted CEE Tier 1
212972946 | Central HP <5.4 tons | COMFORTMAKER | HRCU-A-CB (Split System: Heat Pump with Remote Outdoor Unit-Air-Source) | DLCURAH24ABK |  |  | EA*4X36L17A* | *96VSN0401410B* | 23600 | 16 | 8.5 | 26200 | 24000 | 91.6% | 1.98 | 0 | 10 |  |  |  | No | R-410A | 1.9667 | Residential & Commercial | Ducted CEE Tier 1
211263978 | Central HP <5.4 tons | TEMPSTAR | HRCU-A-CB (Split System: Heat Pump with Remote Outdoor Unit-Air-Source) | DLCURAH18ABK |  |  | EN(A,D)4X30L17** | *96VSN0601412A* | 18000 | 16 | 8.5 | 18600 | 18400 | 98.92% | 2.22 | 0 | 11 |  |  |  | No | R-410A | 1.5 | Residential & Commercial | Ducted CEE Tier 1
211264531 | Central HP <5.4 tons | TEMPSTAR | HRCU-A-CB (Split System: Heat Pump with Remote Outdoor Unit-Air-Source) | DLCURAH18ABK |  |  | EN(A,D)4X30L17** | *80ES(N,L)0701712A* | 18200 | 16.5 | 8.5 | 18700 | 18300 | 97.86% | 2.22 | 0 | 11 |  |  |  | No | R-410A | 1.5167 | Residential & Commercial | Ducted CEE Tier 1
211264982 | Central HP <5.4 tons | TEMPSTAR | HRCU-A-CB (Split System: Heat Pump with Remote Outdoor Unit-Air-Source) | DLCURAH18ABK |  |  | FM(C,U)4Z18**AL* |  | 17800 | 17 | 9 | 18700 | 19800 | 105.9% | 2.4 | 0 | 11 |  |  |  | No | R-410A | 1.4833 | Residential & Commercial | Ducted CEE Tier 1
212973396 | Central HP <5.4 tons | COMFORTMAKER | HRCU-A-CB (Split System: Heat Pump with Remote Outdoor Unit-Air-Source) | DLCURAH18ABK |  |  | EN(A,D)4X30L17** | *96VSN0601412B* | 17500 | 16.5 | 8.1 | 18000 | 18700 | 103.9% | 2.24 | 0 | 11 |  |  |  | No | R-410A | 1.4583 | Residential & Commercial | Ducted CEE Tier 1
215941263 | Central HP <5.4 tons | TEMPSTAR | HRCU-A-CB (Split System: Heat Pump with Remote Outdoor Unit-Air-Source) | T5H3V48*K*AAA* |  |  | ESH5X60M12A*+WALLCON | *97CTN1202422A* | 45000 | 20.5 | 9 | 48500 | 36400 | 75.05% | 1.82 | 0 | 11 |  |  |  | No | R-454B | 3.75 | Residential & Commercial | Ducted CEE Tier 1
207820946 | Central HP <5.4 tons | TRANE | HRCU-A-CB (Split System: Heat Pump with Remote Outdoor Unit-Air-Source) | 4TWV0X60A1 |  |  | TEM6B0C60H51+TDR+RP |  | 54000 | 19 | 8.5 | 52500 | 38000 | 72.38% | 1.8 | 12.5 | 12 |  |  |  | No | R-410A | 4.5 | Residential & Commercial | Ducted CEE Tier 1
212973246 | Central HP <5.4 tons | COMFORTMAKER | HRCU-A-CB (Split System: Heat Pump with Remote Outdoor Unit-Air-Source) | DLCURAH24ABK |  |  | EA*4X37L21A* | *96VSN0401712B* | 24200 | 16.5 | 8.5 | 25400 | 21600 | 85.04% | 1.8 | 0 | 10 |  |  |  | No | R-410A | 2.0167 | Residential & Commercial | Ducted CEE Tier 1
212974316 | Central HP <5.4 tons | COMFORTMAKER | HRCU-A-CB (Split System: Heat Pump with Remote Outdoor Unit-Air-Source) | DLCURAH24ABK |  |  | EA*4X36L21A* | *96VSN1002120B* | 23600 | 17 | 8.5 | 26200 | 24000 | 91.6% | 2 | 0 | 10 |  |  |  | No | R-410A | 1.9667 | Residential & Commercial | Ducted CEE Tier 1
212974969 | Central HP <5.4 tons | COMFORTMAKER | HRCU-A-CB (Split System: Heat Pump with Remote Outdoor Unit-Air-Source) | DLCURAH24ABK |  |  | EA*4X30L17A* | *96VTN0401410B* | 23400 | 16 | 8.5 | 26400 | 24800 | 93.94% | 2.06 | 0 | 10 |  |  |  | No | R-410A | 1.95 | Residential & Commercial | Ducted CEE Tier 1
212975021 | Central HP <5.4 tons | COMFORTMAKER | HRCU-A-CB (Split System: Heat Pump with Remote Outdoor Unit-Air-Source) | DLCURAH24ABK |  |  | EN(A,D)4X24L17** | *96VTN0401410B* | 23200 | 15.5 | 8.5 | 27000 | 25000 | 92.59% | 2.06 | 0 | 10 |  |  |  | No | R-410A | 1.9333 | Residential & Commercial | Ducted CEE Tier 1
212975034 | Central HP <5.4 tons | COMFORTMAKER | HRCU-A-CB (Split System: Heat Pump with Remote Outdoor Unit-Air-Source) | DLCURAH24ABK |  |  | EN(A,D)4X30L14** | *96VTN0401410B* | 23200 | 15.5 | 8.1 | 25800 | 24200 | 93.8% | 2 | 0 | 10 |  |  |  | No | R-410A | 1.9333 | Residential & Commercial | Ducted CEE Tier 1
212975369 | Central HP <5.4 tons | COMFORTMAKER | HRCU-A-CB (Split System: Heat Pump with Remote Outdoor Unit-Air-Source) | DLCURAH24ABK |  |  | EN(A,D)4X36L21** | *96VTN0401712B* | 23200 | 16 | 8.1 | 26200 | 24800 | 94.66% | 2.06 | 0 | 10 |  |  |  | No | R-410A | 1.9333 | Residential & Commercial | Ducted CEE Tier 1
214421530 | Central HP <5.4 tons | JOHNSON CONTROLS | HRCU-A-CB (Split System: Heat Pump with Remote Outdoor Unit-Air-Source) | HH836E2S11 |  |  | CTM48C5CFS1+JMET16CS2N1 |  | 33800 | 19 | 9 | 31400 | 25200 | 80.25% | 2 | 0 | 11.7 |  |  |  | No | R-454B | 2.8167 | Residential & Commercial | Ducted CEE Tier 1
213297632 | Central HP <5.4 tons | JOHNSON CONTROLS | HRCU-A-CB (Split System: Heat Pump with Remote Outdoor Unit-Air-Source) | HMH72B341 |  |  | XAHB36DXXN1+TXV | Z8ES080B12SMPS1 | 33200 | 17.5 | 8.1 | 32800 | 23000 | 70.12% | 2 | 0 | 10 |  |  |  | No | R-410A | 2.7667 | Residential & Commercial | Ducted CEE Tier 1
215935650 | Central HP <5.4 tons | DAY & NIGHT | HRCU-A-CB (Split System: Heat Pump with Remote Outdoor Unit-Air-Source) | C5H3V36*K*AAA* |  |  | EVD5X36M21A*+WALLCON | *80CTL0901716B* | 34400 | 21 | 8.5 | 38500 | 28200 | 73.25% | 2.04 | 0 | 11.7 |  |  |  | No | R-454B | 2.8667 | Residential & Commercial | Ducted CEE Tier 1
213771491 | Central HP <5.4 tons | DAY & NIGHT | HRCU-A-CB (Split System: Heat Pump with Remote Outdoor Unit-Air-Source) | CVH825GKA2* |  |  | EA*4X43L21A*+WALLCON | *95CSU0601716B* | 24400 | 16.5 | 8.1 | 21200 | 16600 | 78.3% | 2.02 | 0 | 10.5 |  |  |  | No | R-410A | 2.0333 | Residential & Commercial | Ducted CEE Tier 1
213771521 | Central HP <5.4 tons | DAY & NIGHT | HRCU-A-CB (Split System: Heat Pump with Remote Outdoor Unit-Air-Source) | CVH825GKA2* |  |  | EA*4X43L21A*+WALLCON | *97CMN1002122B* | 24400 | 16.5 | 8.5 | 21200 | 16600 | 78.3% | 2.04 | 0 | 11 |  |  |  | No | R-410A | 2.0333 | Residential & Commercial | Ducted CEE Tier 1
213078880 | Central HP <5.4 tons | AIRQUEST | HRCU-A-CB (Split System: Heat Pump with Remote Outdoor Unit-Air-Source) | DLCURAH36ABK |  |  | EA*4X43L21A* | *80MSU1002120A* | 36400 | 16 | 8.5 | 38000 | 34800 | 91.58% | 2.1 | 0 | 10 |  |  |  | No | R-410A | 3.0333 | Residential & Commercial | Ducted CEE Tier 1
207805752 | Central HP <5.4 tons | TRANE | HRCU-A-CB (Split System: Heat Pump with Remote Outdoor Unit-Air-Source) | 4TWA7048A4 |  |  | 4PX*CU60BS3+P0V0C000M50SC |  | 48000 | 17 | 8.1 | 48000 | 48500 | 101% | 3.6 | 13 | 12.5 |  |  |  | No | R-410A | 4 | Residential & Commercial | Ducted CEE Tier 1
212975655 | Central HP <5.4 tons | COMFORTMAKER | HRCU-A-CB (Split System: Heat Pump with Remote Outdoor Unit-Air-Source) | DLCURAH24ABK |  |  | EA*4X25L17A* | *96VTN0601412B* | 24000 | 17 | 8.5 | 25000 | 21800 | 87.2% | 1.82 | 0 | 10 |  |  |  | No | R-410A | 2 | Residential & Commercial | Ducted CEE Tier 1
212985846 | Central HP <5.4 tons | AIRQUEST | HRCU-A-CB (Split System: Heat Pump with Remote Outdoor Unit-Air-Source) | DLCURAH24ABK |  |  | EN(A,D)4X30L14** | *96MSN0261410A* | 23400 | 16 | 8.1 | 26000 | 24000 | 92.31% | 1.98 | 0 | 10 |  |  |  | No | R-410A | 1.95 | Residential & Commercial | Ducted CEE Tier 1
212987414 | Central HP <5.4 tons | AIRQUEST | HRCU-A-CB (Split System: Heat Pump with Remote Outdoor Unit-Air-Source) | DLCURAH24ABK |  |  | EA*4X36L21A* | *96MSN0801716A* | 23400 | 17 | 8.5 | 26000 | 24200 | 93.08% | 2.02 | 0 | 10 |  |  |  | No | R-410A | 1.95 | Residential & Commercial | Ducted CEE Tier 1
212987489 | Central HP <5.4 tons | DAY & NIGHT | HRCU-A-CB (Split System: Heat Pump with Remote Outdoor Unit-Air-Source) | DLCURAH24ABK |  |  | EN(A,D)4X36L21** | *96MSN0801716A* | 23800 | 17 | 8.5 | 26400 | 24000 | 90.91% | 1.98 | 0 | 10.5 |  |  |  | No | R-410A | 1.9833 | Residential & Commercial | Ducted CEE Tier 1
211245877 | Central HP <5.4 tons | HEIL | HRCU-A-CB (Split System: Heat Pump with Remote Outdoor Unit-Air-Source) | DLCURAH24ABK |  |  | FMA4P30**AL* |  | 25200 | 15.2 | 9 | 27800 | 21600 | 77.7% | 1.78 | 0 | 10 |  |  |  | No | R-410A | 2.1 | Residential & Commercial | Ducted CEE Tier 1
211245943 | Central HP <5.4 tons | HEIL | HRCU-A-CB (Split System: Heat Pump with Remote Outdoor Unit-Air-Source) | DLCURAH24ABK |  |  | FM(C,U)4Z24**AL* |  | 23800 | 17.5 | 9 | 27200 | 25800 | 94.85% | 2.18 | 0 | 10 |  |  |  | No | R-410A | 1.9833 | Residential & Commercial | Ducted CEE Tier 1
212989180 | Central HP <5.4 tons | AIRQUEST | HRCU-A-CB (Split System: Heat Pump with Remote Outdoor Unit-Air-Source) | DLCURAH24ABK |  |  | EA*4X36L21A* | *95MSU0601716A* | 23800 | 17.5 | 8.5 | 26200 | 23800 | 90.84% | 1.98 | 0 | 10 |  |  |  | No | R-410A | 1.9833 | Residential & Commercial | Ducted CEE Tier 1
215941333 | Central HP <5.4 tons | TEMPSTAR | HRCU-A-CB (Split System: Heat Pump with Remote Outdoor Unit-Air-Source) | T5H3V48*K*AAA* |  |  | EVM5X49M21A*+WALLCON | *96CTN0802120B* | 45500 | 20.5 | 8.1 | 53000 | 38500 | 72.64% | 1.95 | 0 | 11 |  |  |  | No | R-454B | 3.7917 | Residential & Commercial | Ducted CEE Tier 1
204451217 | Central HP <5.4 tons | CARRIER | HRCU-A-CB (Split System: Heat Pump with Remote Outdoor Unit-Air-Source) | 25VNA825A*031* |  |  | CAP**3617AL*+UI | 58TN*A045C17**12 | 23400 | 16 | 8.1 | 21600 | 16800 | 77.78% | 1.92 | 11 | 10.5 |  |  |  | No | R-410A | 1.95 | Residential & Commercial | Ducted CEE Tier 1
204451218 | Central HP <5.4 tons | CARRIER | HRCU-A-CB (Split System: Heat Pump with Remote Outdoor Unit-Air-Source) | 25VNA825A*031* |  |  | CAP**3617AL*+UI | 58TN*A070C17**16 | 23600 | 16.5 | 8.1 | 21400 | 16700 | 78.04% | 1.94 | 11.5 | 11 |  |  |  | No | R-410A | 1.9667 | Residential & Commercial | Ducted CEE Tier 1
204451220 | Central HP <5.4 tons | CARRIER | HRCU-A-CB (Split System: Heat Pump with Remote Outdoor Unit-Air-Source) | 25VNA825A*031* |  |  | CAP**3617AL*+UI | 59TN6B080C17**14 | 23600 | 16.5 | 8.1 | 21600 | 16700 | 77.31% | 1.92 | 11.5 | 10.5 |  |  |  | No | R-410A | 1.9667 | Residential & Commercial | Ducted CEE Tier 1
204451234 | Central HP <5.4 tons | CARRIER | HRCU-A-CB (Split System: Heat Pump with Remote Outdoor Unit-Air-Source) | 25VNA825A*031* |  |  | CAP**3621AL*+UI | 59MN7B100C21**22 | 23600 | 16.5 | 8.1 | 21400 | 16600 | 77.57% | 1.94 | 11 | 11 |  |  |  | No | R-410A | 1.9667 | Residential & Commercial | Ducted CEE Tier 1
204451215 | Central HP <5.4 tons | CARRIER | HRCU-A-CB (Split System: Heat Pump with Remote Outdoor Unit-Air-Source) | 25VNA825A*031* |  |  | CAP**3017AL*+UI | 58TN*A070C14**12 | 23600 | 17 | 8.1 | 21600 | 16600 | 76.85% | 1.92 | 11.5 | 11 |  |  |  | No | R-410A | 1.9667 | Residential & Commercial | Ducted CEE Tier 1
204451229 | Central HP <5.4 tons | CARRIER | HRCU-A-CB (Split System: Heat Pump with Remote Outdoor Unit-Air-Source) | 25VNA825A*031* |  |  | CAP**3621AL*+UI | 59TN6B060C17**14 | 23400 | 16.5 | 8.1 | 21600 | 16700 | 77.31% | 1.92 | 11 | 10.5 |  |  |  | No | R-410A | 1.95 | Residential & Commercial | Ducted CEE Tier 1
207820956 | Central HP <5.4 tons | TRANE | HRCU-A-CB (Split System: Heat Pump with Remote Outdoor Unit-Air-Source) | 4TWV8X60A1 |  |  | TEM6B0C60H51+TDR+RP |  | 54000 | 18 | 8.5 | 52500 | 38000 | 72.38% | 1.8 | 12.5 | 12 |  |  |  | No | R-410A | 4.5 | Residential & Commercial | Ducted CEE Tier 1
207252260 | Central HP <5.4 tons | TRANE | HRCU-A-CB (Split System: Heat Pump with Remote Outdoor Unit-Air-Source) | 4TWA7048A3 |  |  | 4PX*CU60BS3 | L8V1C100U5VSA | 48000 | 17 | 8.1 | 48500 | 48000 | 98.97% | 3.6 | 12.5 | 12 |  |  |  | No | R-410A | 4 | Residential & Commercial | Ducted CEE Tier 1
215934157 | Central HP <5.4 tons | AIRQUEST | HRCU-A-CB (Split System: Heat Pump with Remote Outdoor Unit-Air-Source) | H5H3V48*K*AAA* |  |  | EA*5X61M21A*+WALLCON | *80CTL0701716B* | 44500 | 20.5 | 9 | 49000 | 37400 | 76.33% | 2 | 0 | 11 |  |  |  | No | R-454B | 3.7083 | Residential & Commercial | Ducted CEE Tier 1
215934507 | Central HP <5.4 tons | AIRQUEST | HRCU-A-CB (Split System: Heat Pump with Remote Outdoor Unit-Air-Source) | H5H3V48*K*AAA* |  |  | ESH5X48M12A*+WALLCON | *97CMN1202422B* | 44000 | 20 | 9 | 48500 | 36600 | 75.46% | 1.82 | 0 | 10.5 |  |  |  | No | R-454B | 3.6667 | Residential & Commercial | Ducted CEE Tier 1
215937540 | Central HP <5.4 tons | DAY & NIGHT | HRCU-A-CB (Split System: Heat Pump with Remote Outdoor Unit-Air-Source) | C5H3V48*K*AAA* |  |  | EVM5X60M24A*+WALLCON | *97CMN1002122B* | 45500 | 20.5 | 8.1 | 52500 | 38000 | 72.38% | 1.9 | 0 | 11.5 |  |  |  | No | R-454B | 3.7917 | Residential & Commercial | Ducted CEE Tier 1
212971407 | Central HP <5.4 tons | BRYANT HEATING AND COOLING SYSTEMS | HRCU-A-CB (Split System: Heat Pump with Remote Outdoor Unit-Air-Source) | 38MURAQ24AB3* |  |  | CAP**3717AL* | 82*TB36045V14*** | 24200 | 17 | 8.5 | 25200 | 22000 | 87.3% | 1.84 | 0 | 10 |  |  |  | No | R-410A | 2.0167 | Residential & Commercial | Ducted CEE Tier 1
212985879 | Central HP <5.4 tons | DAY & NIGHT | HRCU-A-CB (Split System: Heat Pump with Remote Outdoor Unit-Air-Source) | DLCURAH18ABK |  |  | EA*4X19L17A* | *96MSN0261410A* | 17800 | 16.5 | 8.1 | 17800 | 17900 | 100.6% | 2.16 | 0 | 10.5 |  |  |  | No | R-410A | 1.4833 | Residential & Commercial | Ducted CEE Tier 1
211264099 | Central HP <5.4 tons | TEMPSTAR | HRCU-A-CB (Split System: Heat Pump with Remote Outdoor Unit-Air-Source) | DLCURAH18ABK |  |  | EN(A,D)4X30L17** | *80ESU0401712A* | 18600 | 16.5 | 8.5 | 19000 | 18200 | 95.79% | 2.2 | 0 | 11 |  |  |  | No | R-410A | 1.55 | Residential & Commercial | Ducted CEE Tier 1
211264960 | Central HP <5.4 tons | TEMPSTAR | HRCU-A-CB (Split System: Heat Pump with Remote Outdoor Unit-Air-Source) | DLCURAH18ABK |  |  | FMA4X24**AL* |  | 17400 | 16 | 8.5 | 18500 | 20000 | 108.1% | 2.44 | 0 | 10.5 |  |  |  | No | R-410A | 1.45 | Residential & Commercial | Ducted CEE Tier 1
214239924 | Central HP <5.4 tons | BRYANT HEATING AND COOLING SYSTEMS | HRCU-A-CB (Split System: Heat Pump with Remote Outdoor Unit-Air-Source) | 288BNV037*0**A* |  |  | CNPV*4821AL*+UI | 987MC66100C21*** | 32400 | 17 | 8.1 | 32600 | 24600 | 75.46% | 1.96 | 0 | 11.7 |  |  |  | No | R-410A | 2.7 | Residential & Commercial | Ducted CEE Tier 1
214240024 | Central HP <5.4 tons | BRYANT HEATING AND COOLING SYSTEMS | HRCU-A-CB (Split System: Heat Pump with Remote Outdoor Unit-Air-Source) | 288BNV037*0**A* |  |  | CNPV*4824AL*+UI | 986TD66120C24*** | 32400 | 17 | 8.1 | 32600 | 24600 | 75.46% | 1.96 | 0 | 11.7 |  |  |  | No | R-410A | 2.7 | Residential & Commercial | Ducted CEE Tier 1
206766013 | Central HP <5.4 tons | TEMPSTAR | HRCU-A-CB (Split System: Heat Pump with Remote Outdoor Unit-Air-Source) | TVH825GKA3* |  |  | EA*4X37L21A*+WALLCON | *97CMN1002122A* | 24400 | 16.5 | 8.5 | 21200 | 16600 | 78.3% | 2.04 | 11 | 11 |  |  |  | No | R-410A | 2.0333 | Residential & Commercial | Ducted CEE Tier 1
206767131 | Central HP <5.4 tons | TEMPSTAR | HRCU-A-CB (Split System: Heat Pump with Remote Outdoor Unit-Air-Source) | TVH825GKA3* |  |  | EA*4X36L17A*+WALLCON | *80CSU0401712A* | 23600 | 16.5 | 8.1 | 21400 | 16600 | 77.57% | 1.94 | 11 | 10.5 |  |  |  | No | R-410A | 1.9667 | Residential & Commercial | Ducted CEE Tier 1
206767701 | Central HP <5.4 tons | TEMPSTAR | HRCU-A-CB (Split System: Heat Pump with Remote Outdoor Unit-Air-Source) | TVH825GKA3* |  |  | EHD4X36AAL+WALLCON | *95CSU0802120A* | 24000 | 16 | 8.1 | 21400 | 16600 | 77.57% | 1.98 | 11 | 10.5 |  |  |  | No | R-410A | 2 | Residential & Commercial | Ducted CEE Tier 1
214809166 | Central HP <5.4 tons | JOHNSON CONTROLS | HRCU-A-CB (Split System: Heat Pump with Remote Outdoor Unit-Air-Source) | HH860E2S11 |  |  | CTU60D5XGS1+JME18D2SN1+TXV |  | 46000 | 19 | 9.5 | 45500 | 33800 | 74.29% | 2 | 0 | 12 |  |  |  | No | R-454B | 3.8333 | Residential & Commercial | Ducted CEE Tier 1
214809225 | Central HP <5.4 tons | JOHNSON CONTROLS | HRCU-A-CB (Split System: Heat Pump with Remote Outdoor Unit-Air-Source) | HH860E2S11 |  |  | CTU60C5XGS1+TXV | Z8ES100C16SMPS1 | 44000 | 18 | 9 | 44000 | 33200 | 75.45% | 2 | 0 | 12 |  |  |  | No | R-454B | 3.6667 | Residential & Commercial | Ducted CEE Tier 1
214802164 | Central HP <5.4 tons | FRIEDRICH | HRCU-A-CB (Split System: Heat Pump with Remote Outdoor Unit-Air-Source) | FRP18AZ48AJVC |  |  | RCFZ4821SEAAM | FR951V0705A21UHU | 44500 | 19 | 8.1 | 40000 | 42000 | 105% | 1.8 | 0 | 10 |  |  |  | No | R-410A | 3.7083 | Residential & Commercial | Ducted CEE Tier 1
203119231 | Central HP <5.4 tons | TRANE | HRCU-A-CB (Split System: Heat Pump with Remote Outdoor Unit-Air-Source) | 4TWA7048A4 |  |  | 4TXFH064AZ3 | S8X1D120M5PTA | 47500 | 16.5 | 8.1 | 48000 | 48000 | 100% | 3.6 | 13 | 12 |  |  |  | No | R-410A | 3.9583 | Residential & Commercial | Ducted CEE Tier 1
207252273 | Central HP <5.4 tons | TRANE | HRCU-A-CB (Split System: Heat Pump with Remote Outdoor Unit-Air-Source) | 4TWA7048A4 |  |  | 4TXCD008DS3 | L8V1C100U5VSA | 45500 | 17 | 8.1 | 47500 | 45500 | 95.79% | 3.4 | 12.5 | 12 |  |  |  | No | R-410A | 3.7917 | Residential & Commercial | Ducted CEE Tier 1
212989327 | Central HP <5.4 tons | DAY & NIGHT | HRCU-A-CB (Split System: Heat Pump with Remote Outdoor Unit-Air-Source) | DLCURAH18ABK |  |  | EN(A,D)4X30L17** | *95MSU0601716A* | 17600 | 16.5 | 8.1 | 18100 | 18700 | 103.3% | 2.24 | 0 | 11 |  |  |  | No | R-410A | 1.4667 | Residential & Commercial | Ducted CEE Tier 1
212987023 | Central HP <5.4 tons | DAY & NIGHT | HRCU-A-CB (Split System: Heat Pump with Remote Outdoor Unit-Air-Source) | DLCURAH18ABK |  |  | EA*4X30L14A* | *96MSN0601412A* | 17400 | 16 | 8.5 | 18000 | 18700 | 103.9% | 2.26 | 0 | 10.5 |  |  |  | No | R-410A | 1.45 | Residential & Commercial | Ducted CEE Tier 1
211263023 | Central HP <5.4 tons | TEMPSTAR | HRCU-A-CB (Split System: Heat Pump with Remote Outdoor Unit-Air-Source) | DLCURAH18ABK |  |  | EN(A,D)4X24L17** | *95ESU0601716A* | 18500 | 15.5 | 8.5 | 19500 | 18400 | 94.36% | 2.24 | 0 | 11 |  |  |  | No | R-410A | 1.5417 | Residential & Commercial | Ducted CEE Tier 1
207805637 | Central HP <5.4 tons | TRANE | HRCU-A-CB (Split System: Heat Pump with Remote Outdoor Unit-Air-Source) | 4TWV8X60A1 |  |  | 4TXCD010DS3+P0V0D000M50SC+RP |  | 54000 | 18 | 8.2 | 51500 | 39000 | 75.73% | 1.75 | 12.5 | 12 |  |  |  | No | R-410A | 4.5 | Residential & Commercial | Ducted CEE Tier 1
210691923 | Central HP <5.4 tons | TRANE | HRCU-A-CB (Split System: Heat Pump with Remote Outdoor Unit-Air-Source) | 4TWV8X60A1 |  |  | 4PX*DU60BS3 | S8V2D120M5PCA | 54000 | 18 | 8.2 | 52000 | 39500 | 75.96% | 1.83 | 12 | 11.7 |  |  |  | No | R-410A | 4.5 | Residential & Commercial | Ducted CEE Tier 1
215932789 | Central HP <5.4 tons | COMFORTMAKER | HRCU-A-CB (Split System: Heat Pump with Remote Outdoor Unit-Air-Source) | C5H3V36*K*AAA* |  |  | EA*5X61M21A*+WALLCON | *97CMN0602120B* | 34200 | 20 | 9 | 34800 | 26600 | 76.44% | 1.92 | 0 | 11.5 |  |  |  | No | R-454B | 2.85 | Residential & Commercial | Ducted CEE Tier 1
206771900 | Central HP <5.4 tons | TEMPSTAR | HRCU-A-CB (Split System: Heat Pump with Remote Outdoor Unit-Air-Source) | TVH837GKA2* |  |  | EA*4X48L24A*+WALLCON | *80CTL0902120A* | 32400 | 17.5 | 8.5 | 32600 | 25000 | 76.69% | 1.98 | 12 | 11.7 |  |  |  | No | R-410A | 2.7 | Residential & Commercial | Ducted CEE Tier 1
206772332 | Central HP <5.4 tons | TEMPSTAR | HRCU-A-CB (Split System: Heat Pump with Remote Outdoor Unit-Air-Source) | TVH837GKA2* |  |  | EN(A,D,W)4X48L21**+WALLCON | *80CTL0901716A* | 32400 | 18 | 8.1 | 32800 | 24800 | 75.61% | 1.98 | 12.5 | 11.7 |  |  |  | No | R-410A | 2.7 | Residential & Commercial | Ducted CEE Tier 1
206773170 | Central HP <5.4 tons | TEMPSTAR | HRCU-A-CB (Split System: Heat Pump with Remote Outdoor Unit-Air-Source) | TVH837GKA2* |  |  | EA*4X48L21A*+WALLCON | *80CSU1002120A* | 32200 | 17 | 8.1 | 32600 | 25000 | 76.69% | 1.96 | 11.5 | 11 |  |  |  | No | R-410A | 2.6833 | Residential & Commercial | Ducted CEE Tier 1
206773427 | Central HP <5.4 tons | TEMPSTAR | HRCU-A-CB (Split System: Heat Pump with Remote Outdoor Unit-Air-Source) | TVH837GKA2* |  |  | EA*4X37L21A*+WALLCON | *95CSU0802120A* | 33000 | 17.5 | 8.5 | 32800 | 25000 | 76.22% | 2 | 12 | 11.5 |  |  |  | No | R-410A | 2.75 | Residential & Commercial | Ducted CEE Tier 1
206771054 | Central HP <5.4 tons | TEMPSTAR | HRCU-A-CB (Split System: Heat Pump with Remote Outdoor Unit-Air-Source) | TVH837GKA2* |  |  | EA*4X36L21A*+WALLCON | *80CTL0701716A* | 31400 | 17 | 8.1 | 33400 | 24400 | 73.05% | 1.84 | 11.5 | 11 |  |  |  | No | R-410A | 2.6167 | Residential & Commercial | Ducted CEE Tier 1
206771513 | Central HP <5.4 tons | TEMPSTAR | HRCU-A-CB (Split System: Heat Pump with Remote Outdoor Unit-Air-Source) | TVH837GKA2* |  |  | EA*4X42L21A*+WALLCON | *97CMN0602120A* | 31600 | 17 | 8.1 | 33400 | 24800 | 74.25% | 1.86 | 11 | 11 |  |  |  | No | R-410A | 2.6333 | Residential & Commercial | Ducted CEE Tier 1
215932819 | Central HP <5.4 tons | COMFORTMAKER | HRCU-A-CB (Split System: Heat Pump with Remote Outdoor Unit-Air-Source) | C5H3V36*K*AAA* |  |  | EA*5X61M21A*+WALLCON | *96CTN0601714B* | 34000 | 20 | 9.4 | 33800 | 25600 | 75.74% | 2.05 | 0 | 11 |  |  |  | No | R-454B | 2.8333 | Residential & Commercial | Ducted CEE Tier 1
215932869 | Central HP <5.4 tons | COMFORTMAKER | HRCU-A-CB (Split System: Heat Pump with Remote Outdoor Unit-Air-Source) | C5H3V36*K*AAA* |  |  | EA*5X61M24A*+WALLCON | *80CTL0902120B* | 34600 | 20.5 | 9.5 | 34200 | 25800 | 75.44% | 2.06 | 0 | 12 |  |  |  | No | R-454B | 2.8833 | Residential & Commercial | Ducted CEE Tier 1
215932969 | Central HP <5.4 tons | COMFORTMAKER | HRCU-A-CB (Split System: Heat Pump with Remote Outdoor Unit-Air-Source) | C5H3V36*K*AAA* |  |  | ESH5X24M12A*+WALLCON | *97CMN0601714B* | 32000 | 17.5 | 9 | 35000 | 27000 | 77.14% | 1.9 | 0 | 10 |  |  |  | No | R-454B | 2.6667 | Residential & Commercial | Ducted CEE Tier 1
215935870 | Central HP <5.4 tons | DAY & NIGHT | HRCU-A-CB (Split System: Heat Pump with Remote Outdoor Unit-Air-Source) | C5H3V36*K*AAA* |  |  | EVD5X38M17A*+WALLCON | *95CSU0601716B* | 35200 | 21 | 8.5 | 38500 | 29200 | 75.84% | 2.02 | 0 | 11.7 |  |  |  | No | R-454B | 2.9333 | Residential & Commercial | Ducted CEE Tier 1
215935520 | Central HP <5.4 tons | DAY & NIGHT | HRCU-A-CB (Split System: Heat Pump with Remote Outdoor Unit-Air-Source) | C5H3V36*K*AAA* |  |  | EVD5X25M17A*+WALLCON | *96CTN0601714B* | 34000 | 20 | 8.1 | 38000 | 27200 | 71.58% | 2 | 0 | 11 |  |  |  | No | R-454B | 2.8333 | Residential & Commercial | Ducted CEE Tier 1
215935670 | Central HP <5.4 tons | DAY & NIGHT | HRCU-A-CB (Split System: Heat Pump with Remote Outdoor Unit-Air-Source) | C5H3V36*K*AAA* |  |  | EVD5X36M21A*+WALLCON | *80CTL1102120B* | 34400 | 21 | 8.5 | 38500 | 28000 | 72.73% | 2.04 | 0 | 12 |  |  |  | No | R-454B | 2.8667 | Residential & Commercial | Ducted CEE Tier 1
204451240 | Central HP <5.4 tons | CARRIER | HRCU-A-CB (Split System: Heat Pump with Remote Outdoor Unit-Air-Source) | 25VNA825A*031* |  |  | CAP**3717AL*+UI | 58TN*A045C17**12 | 24000 | 16 | 8.1 | 21600 | 16800 | 77.78% | 1.98 | 11 | 10.5 |  |  |  | No | R-410A | 2 | Residential & Commercial | Ducted CEE Tier 1
204451339 | Central HP <5.4 tons | CARRIER | HRCU-A-CB (Split System: Heat Pump with Remote Outdoor Unit-Air-Source) | 25VNA825A*031* |  |  | CSPH*3012AL*+UI | 58TN*A090C17**16 | 23800 | 16 | 8.1 | 21800 | 16700 | 76.61% | 1.98 | 11 | 10.5 |  |  |  | No | R-410A | 1.9833 | Residential & Commercial | Ducted CEE Tier 1
210641117 | Central HP <5.4 tons | AMERICAN STANDARD | HRCU-A-CB (Split System: Heat Pump with Remote Outdoor Unit-Air-Source) | 4A6V0X48A1 |  |  | 4PX*CU60BS3 | *UD2C100A9V5+RP | 45500 | 19 | 8.2 | 42000 | 29400 | 70% | 1.76 | 0 | 11.7 |  |  |  | No | R-410A | 3.7917 | Residential & Commercial | Ducted CEE Tier 1
214610110 | Central HP <5.4 tons | FRIEDRICH | HRCU-A-CB (Split System: Heat Pump with Remote Outdoor Unit-Air-Source) | FRP18AZ24AJVC |  |  | TCFZ2421HEAAM | FR97MV1005A21DH | 22800 | 20 | 8.5 | 22800 | 26000 | 114% | 2.1 | 0 | 12.5 |  |  |  | No | R-410A | 1.9 | Residential & Commercial | Ducted CEE Tier 1
213079682 | Central HP <5.4 tons | AIRQUEST | HRCU-A-CB (Split System: Heat Pump with Remote Outdoor Unit-Air-Source) | DLCURAH36ABK |  |  | EA*4X43L21A* | *92MSN0802120A* | 36800 | 16.5 | 8.5 | 38500 | 34800 | 90.39% | 2.08 | 0 | 10 |  |  |  | No | R-410A | 3.0667 | Residential & Commercial | Ducted CEE Tier 1
213079816 | Central HP <5.4 tons | AIRQUEST | HRCU-A-CB (Split System: Heat Pump with Remote Outdoor Unit-Air-Source) | DLCURAH36ABK |  |  | EN(A,D,W)4X48L21** | *92MSN1002120A* | 36000 | 16.5 | 8.1 | 38500 | 34800 | 90.39% | 2 | 0 | 10.5 |  |  |  | No | R-410A | 3 | Residential & Commercial | Ducted CEE Tier 1
213079315 | Central HP <5.4 tons | DAY & NIGHT | HRCU-A-CB (Split System: Heat Pump with Remote Outdoor Unit-Air-Source) | DLCURAH36ABK |  |  | EN(A,D,W)4X48L21** | *80MSU0802120A* | 35800 | 17 | 8.1 | 38000 | 34800 | 91.58% | 2.04 | 0 | 10.5 |  |  |  | No | R-410A | 2.9833 | Residential & Commercial | Ducted CEE Tier 1
213079665 | Central HP <5.4 tons | DAY & NIGHT | HRCU-A-CB (Split System: Heat Pump with Remote Outdoor Unit-Air-Source) | DLCURAH36ABK |  |  | EA*4X42L21A* | *92MSN0802120A* | 35200 | 16.5 | 8.1 | 38500 | 35000 | 90.91% | 1.88 | 0 | 10 |  |  |  | No | R-410A | 2.9333 | Residential & Commercial | Ducted CEE Tier 1
213079783 | Central HP <5.4 tons | DAY & NIGHT | HRCU-A-CB (Split System: Heat Pump with Remote Outdoor Unit-Air-Source) | DLCURAH36ABK |  |  | EA*4X43L21A* | *92MSN1002120A* | 36600 | 16.5 | 8.5 | 38000 | 34800 | 91.58% | 2.08 | 0 | 10 |  |  |  | No | R-410A | 3.05 | Residential & Commercial | Ducted CEE Tier 1
210691925 | Central HP <5.4 tons | TRANE | HRCU-A-CB (Split System: Heat Pump with Remote Outdoor Unit-Air-Source) | 4TWV8X60A1 |  |  | 4TXCC009DS3 | S8V2C100M5PCA | 54000 | 18 | 8.2 | 52000 | 40000 | 76.92% | 1.78 | 11.7 | 11.7 |  |  |  | No | R-410A | 4.5 | Residential & Commercial | Ducted CEE Tier 1
215935900 | Central HP <5.4 tons | DAY & NIGHT | HRCU-A-CB (Split System: Heat Pump with Remote Outdoor Unit-Air-Source) | C5H3V36*K*AAA* |  |  | EVD5X38M17A*+WALLCON | *96CTN0601714B* | 35200 | 21 | 8.5 | 38000 | 28000 | 73.68% | 2 | 0 | 11.7 |  |  |  | No | R-454B | 2.9333 | Residential & Commercial | Ducted CEE Tier 1
215936050 | Central HP <5.4 tons | DAY & NIGHT | HRCU-A-CB (Split System: Heat Pump with Remote Outdoor Unit-Air-Source) | C5H3V36*K*AAA* |  |  | EVD5X42M21A*+WALLCON | *95CSU0802120B* | 34400 | 20.5 | 8.5 | 38500 | 28200 | 73.25% | 2.04 | 0 | 11.7 |  |  |  | No | R-454B | 2.8667 | Residential & Commercial | Ducted CEE Tier 1
215936250 | Central HP <5.4 tons | DAY & NIGHT | HRCU-A-CB (Split System: Heat Pump with Remote Outdoor Unit-Air-Source) | C5H3V36*K*AAA* |  |  | EVD5X42M24A*+WALLCON | *97CMN1202422B* | 35400 | 22 | 8.5 | 38000 | 28400 | 74.74% | 2.04 | 0 | 12.5 |  |  |  | No | R-454B | 2.95 | Residential & Commercial | Ducted CEE Tier 1
206771765 | Central HP <5.4 tons | TEMPSTAR | HRCU-A-CB (Split System: Heat Pump with Remote Outdoor Unit-Air-Source) | TVH837GKA2* |  |  | EA*4X48L21A*+WALLCON | *80CTL0701716A* | 32200 | 17.5 | 8.1 | 32600 | 25000 | 76.69% | 1.96 | 11 | 11.5 |  |  |  | No | R-410A | 2.6833 | Residential & Commercial | Ducted CEE Tier 1
206772233 | Central HP <5.4 tons | TEMPSTAR | HRCU-A-CB (Split System: Heat Pump with Remote Outdoor Unit-Air-Source) | TVH837GKA2* |  |  | EN(A,D,W)4X48L21**+WALLCON | *80CTL0701716A* | 32400 | 17.5 | 8.1 | 33000 | 25000 | 75.76% | 1.94 | 12 | 11.5 |  |  |  | No | R-410A | 2.7 | Residential & Commercial | Ducted CEE Tier 1
206772251 | Central HP <5.4 tons | TEMPSTAR | HRCU-A-CB (Split System: Heat Pump with Remote Outdoor Unit-Air-Source) | TVH837GKA2* |  |  | EN(A,D,W)4X48L21**+WALLCON | *80CTL0902120A* | 32400 | 17.5 | 8.1 | 33000 | 24800 | 75.15% | 1.96 | 12 | 11.7 |  |  |  | No | R-410A | 2.7 | Residential & Commercial | Ducted CEE Tier 1
206772585 | Central HP <5.4 tons | TEMPSTAR | HRCU-A-CB (Split System: Heat Pump with Remote Outdoor Unit-Air-Source) | TVH837GKA2* |  |  | EHD4X36AAL+WALLCON | *96CTN1202422A* | 32200 | 16.5 | 8.1 | 33200 | 24600 | 74.1% | 1.94 | 11 | 11 |  |  |  | No | R-410A | 2.6833 | Residential & Commercial | Ducted CEE Tier 1
206773535 | Central HP <5.4 tons | TEMPSTAR | HRCU-A-CB (Split System: Heat Pump with Remote Outdoor Unit-Air-Source) | TVH837GKA2* |  |  | EA*4X48L24A*+WALLCON | *95CSU1002122A* | 32400 | 17.5 | 8.5 | 32400 | 24800 | 76.54% | 2 | 12 | 11.5 |  |  |  | No | R-410A | 2.7 | Residential & Commercial | Ducted CEE Tier 1
212989135 | Central HP <5.4 tons | DAY & NIGHT | HRCU-A-CB (Split System: Heat Pump with Remote Outdoor Unit-Air-Source) | DLCURAH24ABK |  |  | EA*4X24L17A* | *95MSU0601716A* | 23400 | 17 | 9 | 26800 | 26400 | 98.51% | 2.24 | 0 | 10 |  |  |  | No | R-410A | 1.95 | Residential & Commercial | Ducted CEE Tier 1
212988667 | Central HP <5.4 tons | DAY & NIGHT | HRCU-A-CB (Split System: Heat Pump with Remote Outdoor Unit-Air-Source) | DLCURAH24ABK |  |  | EA*4X30L17A* | *95MSU0401712A* | 23600 | 16.5 | 8.5 | 26400 | 24400 | 92.42% | 2.02 | 0 | 10 |  |  |  | No | R-410A | 1.9667 | Residential & Commercial | Ducted CEE Tier 1
212988703 | Central HP <5.4 tons | DAY & NIGHT | HRCU-A-CB (Split System: Heat Pump with Remote Outdoor Unit-Air-Source) | DLCURAH24ABK |  |  | EA*4X37L17A* | *95MSU0401712A* | 24000 | 16.5 | 8.5 | 25200 | 22200 | 88.1% | 1.84 | 0 | 10 |  |  |  | No | R-410A | 2 | Residential & Commercial | Ducted CEE Tier 1
212985779 | Central HP <5.4 tons | DAY & NIGHT | HRCU-A-CB (Split System: Heat Pump with Remote Outdoor Unit-Air-Source) | DLCURAH24ABK |  |  | EA*4X25L17A* | *96MSN0261410A* | 24200 | 16.5 | 8.5 | 25200 | 21600 | 85.71% | 1.82 | 0 | 10 |  |  |  | No | R-410A | 2.0167 | Residential & Commercial | Ducted CEE Tier 1
212977568 | Central HP <5.4 tons | DAY & NIGHT | HRCU-A-CB (Split System: Heat Pump with Remote Outdoor Unit-Air-Source) | DLCURAH24ABK |  |  | EA*4X24L14A* | *80MS(N,L)0451412A* | 23400 | 17 | 8.5 | 27000 | 26200 | 97.04% | 2.22 | 0 | 10 |  |  |  | No | R-410A | 1.95 | Residential & Commercial | Ducted CEE Tier 1
212978204 | Central HP <5.4 tons | DAY & NIGHT | HRCU-A-CB (Split System: Heat Pump with Remote Outdoor Unit-Air-Source) | DLCURAH24ABK |  |  | EN(A,D)4X30L17** | *80MS(N,L)0701412A* | 23600 | 17 | 8.1 | 26000 | 24000 | 92.31% | 2 | 0 | 10.5 |  |  |  | No | R-410A | 1.9667 | Residential & Commercial | Ducted CEE Tier 1
213078075 | Central HP <5.4 tons | DAY & NIGHT | HRCU-A-CB (Split System: Heat Pump with Remote Outdoor Unit-Air-Source) | DLCURAH36ABK |  |  | EA*4X37L21A* | *80MS(N,L)0701716A* | 36600 | 16 | 8.5 | 38500 | 35000 | 90.91% | 2.06 | 0 | 10 |  |  |  | No | R-410A | 3.05 | Residential & Commercial | Ducted CEE Tier 1
213078159 | Central HP <5.4 tons | DAY & NIGHT | HRCU-A-CB (Split System: Heat Pump with Remote Outdoor Unit-Air-Source) | DLCURAH36ABK |  |  | EN(A,D,W)4X48L21** | *80MS(N,L)0701716A* | 35800 | 16.5 | 8.1 | 38500 | 35000 | 90.91% | 2 | 0 | 10 |  |  |  | No | R-410A | 2.9833 | Residential & Commercial | Ducted CEE Tier 1
213078211 | Central HP <5.4 tons | DAY & NIGHT | HRCU-A-CB (Split System: Heat Pump with Remote Outdoor Unit-Air-Source) | DLCURAH36ABK |  |  | EA*4X43L21A* | *80MS(N,L)0702116A* | 36400 | 16 | 8.5 | 38000 | 34800 | 91.58% | 2.06 | 0 | 10 |  |  |  | No | R-410A | 3.0333 | Residential & Commercial | Ducted CEE Tier 1
213078309 | Central HP <5.4 tons | DAY & NIGHT | HRCU-A-CB (Split System: Heat Pump with Remote Outdoor Unit-Air-Source) | DLCURAH36ABK |  |  | EA*4X42L21A* | *80MS(N,L)0901714A* | 35400 | 16.5 | 8.1 | 38500 | 35000 | 90.91% | 1.88 | 0 | 10 |  |  |  | No | R-410A | 2.95 | Residential & Commercial | Ducted CEE Tier 1
204451192 | Central HP <5.4 tons | CARRIER | HRCU-A-CB (Split System: Heat Pump with Remote Outdoor Unit-Air-Source) | 25VNA825A*031* |  |  | CAP**2417AL*+UI | 58TN*A045C17**12 | 23200 | 16 | 8.1 | 22000 | 16900 | 76.82% | 1.88 | 11 | 10.5 |  |  |  | No | R-410A | 1.9333 | Residential & Commercial | Ducted CEE Tier 1
204451211 | Central HP <5.4 tons | CARRIER | HRCU-A-CB (Split System: Heat Pump with Remote Outdoor Unit-Air-Source) | 25VNA825A*031* |  |  | CAP**3017AL*+UI | 59TN6B060C17**14 | 23400 | 16 | 8.1 | 21600 | 16800 | 77.78% | 1.9 | 11 | 10.5 |  |  |  | No | R-410A | 1.95 | Residential & Commercial | Ducted CEE Tier 1
204451243 | Central HP <5.4 tons | CARRIER | HRCU-A-CB (Split System: Heat Pump with Remote Outdoor Unit-Air-Source) | 25VNA825A*031* |  |  | CAP**3717AL*+UI | 59TN6B080C17**14 | 24200 | 16.5 | 8.1 | 21400 | 16700 | 78.04% | 1.98 | 11.5 | 11 |  |  |  | No | R-410A | 2.0167 | Residential & Commercial | Ducted CEE Tier 1
204298794 | Central HP <5.4 tons | TEMPSTAR | HRCU-A-CB (Split System: Heat Pump with Remote Outdoor Unit-Air-Source) | TVH837GKA** |  |  | EA*4X36L21A*+WALLCON | *97CMN0602120A* | 31400 | 17 | 8.1 | 33600 | 24600 | 73.21% | 1.84 | 11 | 11 |  |  |  | No | R-410A | 2.6167 | Residential & Commercial | Ducted CEE Tier 1
204299164 | Central HP <5.4 tons | TEMPSTAR | HRCU-A-CB (Split System: Heat Pump with Remote Outdoor Unit-Air-Source) | TVH837GKA** |  |  | EA*4X42L24A*+WALLCON | *97CMN0602120A* | 31600 | 17 | 8.1 | 33400 | 24600 | 73.65% | 1.88 | 11.5 | 11 |  |  |  | No | R-410A | 2.6333 | Residential & Commercial | Ducted CEE Tier 1
204299814 | Central HP <5.4 tons | TEMPSTAR | HRCU-A-CB (Split System: Heat Pump with Remote Outdoor Unit-Air-Source) | TVH837GKA** |  |  | EN(A,D,W)4X48L21**+WALLCON | *97CMN1002122A* | 32400 | 17.5 | 8.1 | 33000 | 24800 | 75.15% | 1.96 | 12 | 11.7 |  |  |  | No | R-410A | 2.7 | Residential & Commercial | Ducted CEE Tier 1
204300418 | Central HP <5.4 tons | TEMPSTAR | HRCU-A-CB (Split System: Heat Pump with Remote Outdoor Unit-Air-Source) | TVH837GKA** |  |  | EHD4X42AAL+WALLCON | *97CMN0602120A* | 32400 | 16.5 | 8.1 | 33400 | 25200 | 75.45% | 1.94 | 11.5 | 10.5 |  |  |  | No | R-410A | 2.7 | Residential & Commercial | Ducted CEE Tier 1
204300568 | Central HP <5.4 tons | TEMPSTAR | HRCU-A-CB (Split System: Heat Pump with Remote Outdoor Unit-Air-Source) | TVH837GKA** |  |  | EHD4X48AAL+WALLCON | *96CTN1002122A* | 32600 | 17 | 8.1 | 33000 | 24800 | 75.15% | 1.98 | 12 | 11 |  |  |  | No | R-410A | 2.7167 | Residential & Commercial | Ducted CEE Tier 1
206136013 | Central HP <5.4 tons | TEMPSTAR | HRCU-A-CB (Split System: Heat Pump with Remote Outdoor Unit-Air-Source) | TVH837GKA** |  |  | EHD4X48AAL+WALLCON | *80CSU0401712A* | 32600 | 16.5 | 8.1 | 33000 | 24800 | 75.15% | 1.96 | 11.5 | 11 |  |  |  | No | R-410A | 2.7167 | Residential & Commercial | Ducted CEE Tier 1
213080304 | Central HP <5.4 tons | BRYANT HEATING AND COOLING SYSTEMS | HRCU-A-CB (Split System: Heat Pump with Remote Outdoor Unit-Air-Source) | 38MURAQ36AB3* |  |  | CAP**4224AL* | 916SA60100M21*** | 35400 | 16 | 8.1 | 38500 | 35000 | 90.91% | 1.88 | 0 | 10 |  |  |  | No | R-410A | 2.95 | Residential & Commercial | Ducted CEE Tier 1
210450262 | Central HP <5.4 tons | CARRIER | HRCU-A-CB (Split System: Heat Pump with Remote Outdoor Unit-Air-Source) | 38MURAQ36AB3* |  |  | CNPV*4821AL* | GG96VTAA48080B | 35800 | 16 | 8.5 | 38500 | 35000 | 90.91% | 2 | 0 | 10 |  |  |  | No | R-410A | 2.9833 | Residential & Commercial | Ducted CEE Tier 1
210596599 | Central HP <5.4 tons | BRYANT HEATING AND COOLING SYSTEMS | HRCU-A-CB (Split System: Heat Pump with Remote Outdoor Unit-Air-Source) | 288BNV037*0**A* |  |  | CSPH*6012AL*+UI | 88*TA48090C17*** | 33000 | 17.5 | 8.1 | 32200 | 24800 | 77.02% | 2.02 | 0 | 11.5 |  |  |  | No | R-410A | 2.75 | Residential & Commercial | Ducted CEE Tier 1
215938373 | Central HP <5.4 tons | TEMPSTAR | HRCU-A-CB (Split System: Heat Pump with Remote Outdoor Unit-Air-Source) | T5H3V48*K*AAA* |  |  | EVD5X60M24A*+WALLCON | *97CMN1002122B* | 45500 | 20.5 | 8.1 | 52500 | 38000 | 72.38% | 1.9 | 0 | 11.5 |  |  |  | No | R-454B | 3.7917 | Residential & Commercial | Ducted CEE Tier 1
215937005 | Central HP <5.4 tons | BRYANT HEATING AND COOLING SYSTEMS | HRCU-A-CB (Split System: Heat Pump with Remote Outdoor Unit-Air-Source) | 293VAN048**AA* |  |  | CVAMA4821XMA*+UI | 88*TB48090C17*** | 43500 | 20 | 8.1 | 52500 | 37600 | 71.62% | 2 | 0 | 11.5 |  |  |  | No | R-454B | 3.625 | Residential & Commercial | Ducted CEE Tier 1
215937875 | Central HP <5.4 tons | BRYANT HEATING AND COOLING SYSTEMS | HRCU-A-CB (Split System: Heat Pump with Remote Outdoor Unit-Air-Source) | 293VAN048**AA* |  |  | CVAVA4824XMA*+UI | 88*TB60070C21*** | 44500 | 20 | 8.1 | 52500 | 38500 | 73.33% | 1.9 | 0 | 11 |  |  |  | No | R-454B | 3.7083 | Residential & Commercial | Ducted CEE Tier 1
211387534 | Central HP <5.4 tons | JOHNSON CONTROLS | HRCU-A-CB (Split System: Heat Pump with Remote Outdoor Unit-Air-Source) | HMH72B341 |  |  | XAFC36DBCN1 | TM9V100C16MP12 | 34000 | 17.5 | 8.5 | 34000 | 24000 | 70.59% | 2.1 | 0 | 10 |  |  |  | No | R-410A | 2.8333 | Residential & Commercial | Ducted CEE Tier 1
211386785 | Central HP <5.4 tons | JOHNSON CONTROLS | HRCU-A-CB (Split System: Heat Pump with Remote Outdoor Unit-Air-Source) | HMH72B341 |  |  | XAFC30CXXN1+TXV | TM9Y100C16MP11 | 32800 | 18 | 8.1 | 33400 | 23400 | 70.06% | 2.04 | 0 | 10 |  |  |  | No | R-410A | 2.7333 | Residential & Commercial | Ducted CEE Tier 1
213297657 | Central HP <5.4 tons | JOHNSON CONTROLS | HRCU-A-CB (Split System: Heat Pump with Remote Outdoor Unit-Air-Source) | HMH72B341 |  |  | XAHB36DXXN1+TXV | Z8ES040A12LMPS1 | 33200 | 17.5 | 8.1 | 32800 | 23000 | 70.12% | 2.02 | 0 | 10 |  |  |  | No | R-410A | 2.7667 | Residential & Commercial | Ducted CEE Tier 1
215936690 | Central HP <5.4 tons | DAY & NIGHT | HRCU-A-CB (Split System: Heat Pump with Remote Outdoor Unit-Air-Source) | C5H3V36*K*AAA* |  |  | EVD5X60M21A*+WALLCON | *97CMN0801714B* | 35400 | 21.5 | 8.5 | 38500 | 29000 | 75.32% | 2.02 | 0 | 12 |  |  |  | No | R-454B | 2.95 | Residential & Commercial | Ducted CEE Tier 1
215933189 | Central HP <5.4 tons | COMFORTMAKER | HRCU-A-CB (Split System: Heat Pump with Remote Outdoor Unit-Air-Source) | C5H3V36*K*AAA* |  |  | ESH5X36M12A*+WALLCON | *97CMN0801714B* | 33000 | 18.5 | 9 | 35600 | 27200 | 76.4% | 1.92 | 0 | 10.5 |  |  |  | No | R-454B | 2.75 | Residential & Commercial | Ducted CEE Tier 1
215935720 | Central HP <5.4 tons | DAY & NIGHT | HRCU-A-CB (Split System: Heat Pump with Remote Outdoor Unit-Air-Source) | C5H3V36*K*AAA* |  |  | EVD5X36M21A*+WALLCON | *97CMN0602120B* | 34200 | 20.5 | 8.5 | 39000 | 28600 | 73.33% | 2.04 | 0 | 11.5 |  |  |  | No | R-454B | 2.85 | Residential & Commercial | Ducted CEE Tier 1
215935820 | Central HP <5.4 tons | DAY & NIGHT | HRCU-A-CB (Split System: Heat Pump with Remote Outdoor Unit-Air-Source) | C5H3V36*K*AAA* |  |  | EVD5X38M17A*+WALLCON | *80CSU0601716A* | 35400 | 22 | 8.5 | 38000 | 28600 | 75.26% | 2.02 | 0 | 12 |  |  |  | No | R-454B | 2.95 | Residential & Commercial | Ducted CEE Tier 1
206133473 | Central HP <5.4 tons | TEMPSTAR | HRCU-A-CB (Split System: Heat Pump with Remote Outdoor Unit-Air-Source) | TVH825GKA2* |  |  | EA*4X37L21A*+WALLCON | *80CSU1002120A* | 24400 | 16.5 | 8.1 | 21200 | 16700 | 78.77% | 2.02 | 11.5 | 11 |  |  |  | No | R-410A | 2.0333 | Residential & Commercial | Ducted CEE Tier 1
206133775 | Central HP <5.4 tons | TEMPSTAR | HRCU-A-CB (Split System: Heat Pump with Remote Outdoor Unit-Air-Source) | TVH825GKA2* |  |  | EA*4X36L21A*+WALLCON | *95CSU0601716A* | 23600 | 16.5 | 8.1 | 21600 | 16700 | 77.31% | 1.92 | 11 | 10.5 |  |  |  | No | R-410A | 1.9667 | Residential & Commercial | Ducted CEE Tier 1
215935440 | Central HP <5.4 tons | DAY & NIGHT | HRCU-A-CB (Split System: Heat Pump with Remote Outdoor Unit-Air-Source) | C5H3V36*K*AAA* |  |  | EVM5X60M24A*+WALLCON | *96CTN1002122B* | 35600 | 22 | 8.5 | 38000 | 28400 | 74.74% | 2.04 | 0 | 12.5 |  |  |  | No | R-454B | 2.9667 | Residential & Commercial | Ducted CEE Tier 1
215935860 | Central HP <5.4 tons | DAY & NIGHT | HRCU-A-CB (Split System: Heat Pump with Remote Outdoor Unit-Air-Source) | C5H3V36*K*AAA* |  |  | EVD5X38M17A*+WALLCON | *80CTL0901716B* | 35400 | 21.5 | 8.5 | 38000 | 28800 | 75.79% | 2.02 | 0 | 12 |  |  |  | No | R-454B | 2.95 | Residential & Commercial | Ducted CEE Tier 1
215935910 | Central HP <5.4 tons | DAY & NIGHT | HRCU-A-CB (Split System: Heat Pump with Remote Outdoor Unit-Air-Source) | C5H3V36*K*AAA* |  |  | EVD5X38M17A*+WALLCON | *96CTN0801714B* | 35400 | 21.5 | 8.5 | 38500 | 29000 | 75.32% | 2.02 | 0 | 12 |  |  |  | No | R-454B | 2.95 | Residential & Commercial | Ducted CEE Tier 1
215936140 | Central HP <5.4 tons | DAY & NIGHT | HRCU-A-CB (Split System: Heat Pump with Remote Outdoor Unit-Air-Source) | C5H3V36*K*AAA* |  |  | EVD5X42M21A*+WALLCON | *96CTN1002122B* | 34400 | 21 | 8.5 | 38500 | 28000 | 72.73% | 2.06 | 0 | 12 |  |  |  | No | R-454B | 2.8667 | Residential & Commercial | Ducted CEE Tier 1
215936440 | Central HP <5.4 tons | DAY & NIGHT | HRCU-A-CB (Split System: Heat Pump with Remote Outdoor Unit-Air-Source) | C5H3V36*K*AAA* |  |  | EVD5X49M24A*+WALLCON | *80CTL0702120B* | 35400 | 21.5 | 8.5 | 38000 | 28600 | 75.26% | 2.04 | 0 | 12 |  |  |  | No | R-454B | 2.95 | Residential & Commercial | Ducted CEE Tier 1
214876040 | Central HP <5.4 tons | JOHNSON CONTROLS | HRCU-A-CB (Split System: Heat Pump with Remote Outdoor Unit-Air-Source) | HMH72B341 |  |  | XAFB36DBCN1+JME12B2SN1 |  | 34000 | 18.5 | 8.5 | 33000 | 23200 | 70.3% | 2 | 0 | 10.5 |  |  |  | No | R-410A | 2.8333 | Residential & Commercial | Ducted CEE Tier 1
213829710 | Central HP <5.4 tons | FRIEDRICH | HRCU-A-CB (Split System: Heat Pump with Remote Outdoor Unit-Air-Source) | FRP18AZ24AJVC |  |  | TCFZ2421HEAAM | FR801V0504A17UHU | 22800 | 20 | 8.5 | 22800 | 26000 | 114% | 2.1 | 0 | 12.5 |  |  |  | No | R-410A | 1.9 | Residential & Commercial | Ducted CEE Tier 1
211263407 | Central HP <5.4 tons | TEMPSTAR | HRCU-A-CB (Split System: Heat Pump with Remote Outdoor Unit-Air-Source) | DLCURAH18ABK |  |  | EN(A,D)4X24L17** | *92ESN0601714A* | 17700 | 16 | 8.5 | 18500 | 18800 | 101.6% | 2.26 | 0 | 11 |  |  |  | No | R-410A | 1.475 | Residential & Commercial | Ducted CEE Tier 1
211264668 | Central HP <5.4 tons | TEMPSTAR | HRCU-A-CB (Split System: Heat Pump with Remote Outdoor Unit-Air-Source) | DLCURAH18ABK |  |  | EN(A,D)4X30L17** | *80ESU0601716A | 18700 | 16.5 | 8.5 | 19200 | 18200 | 94.79% | 2.2 | 0 | 11 |  |  |  | No | R-410A | 1.5583 | Residential & Commercial | Ducted CEE Tier 1
213296937 | Central HP <5.4 tons | JOHNSON CONTROLS | HRCU-A-CB (Split System: Heat Pump with Remote Outdoor Unit-Air-Source) | HMH72B341 |  |  | XAFC36DXXN1+TXV | Z8ES080C20SMPS1 | 34000 | 18 | 8.5 | 33400 | 24400 | 73.05% | 2.12 | 0 | 10 |  |  |  | No | R-410A | 2.8333 | Residential & Commercial | Ducted CEE Tier 1
213296957 | Central HP <5.4 tons | JOHNSON CONTROLS | HRCU-A-CB (Split System: Heat Pump with Remote Outdoor Unit-Air-Source) | HMH72B341 |  |  | XAHC36DXXN1+TXV | Z8ES080B12SMPS1 | 33400 | 17.5 | 8.1 | 32800 | 23000 | 70.12% | 2.02 | 0 | 10 |  |  |  | No | R-410A | 2.7833 | Residential & Commercial | Ducted CEE Tier 1
213297407 | Central HP <5.4 tons | JOHNSON CONTROLS | HRCU-A-CB (Split System: Heat Pump with Remote Outdoor Unit-Air-Source) | HMH72B341 |  |  | XAHB30CXXN1+TXV | Z8ES040A12SMPS1 | 31800 | 17 | 8.1 | 32200 | 22600 | 70.19% | 2 | 0 | 10 |  |  |  | No | R-410A | 2.65 | Residential & Commercial | Ducted CEE Tier 1
212978703 | Central HP <5.4 tons | DAY & NIGHT | HRCU-A-CB (Split System: Heat Pump with Remote Outdoor Unit-Air-Source) | DLCURAH24ABK |  |  | EN(A,D)4X24L17** | *80MS(N,L)0701712A* | 23400 | 17 | 8.5 | 27000 | 24800 | 91.85% | 2.08 | 0 | 10 |  |  |  | No | R-410A | 1.95 | Residential & Commercial | Ducted CEE Tier 1
212986963 | Central HP <5.4 tons | DAY & NIGHT | HRCU-A-CB (Split System: Heat Pump with Remote Outdoor Unit-Air-Source) | DLCURAH24ABK |  |  | EN(A,D)4X30L17** | *96MSN0601412A* | 23600 | 16.5 | 8.1 | 26400 | 24200 | 91.67% | 2.02 | 0 | 10 |  |  |  | No | R-410A | 1.9667 | Residential & Commercial | Ducted CEE Tier 1
212987417 | Central HP <5.4 tons | DAY & NIGHT | HRCU-A-CB (Split System: Heat Pump with Remote Outdoor Unit-Air-Source) | DLCURAH24ABK |  |  | EA*4X36L21A* | *96MSN0801716A* | 23400 | 17 | 8.5 | 26000 | 24200 | 93.08% | 2.02 | 0 | 10 |  |  |  | No | R-410A | 1.95 | Residential & Commercial | Ducted CEE Tier 1
212984116 | Central HP <5.4 tons | HEIL | HRCU-A-CB (Split System: Heat Pump with Remote Outdoor Unit-Air-Source) | DLCURAH24ABK |  |  | EN(A,D)4X24L17** | *92MSN0601714A* | 23200 | 16.5 | 8.5 | 26800 | 25400 | 94.78% | 2.14 | 0 | 10 |  |  |  | No | R-410A | 1.9333 | Residential & Commercial | Ducted CEE Tier 1
212985341 | Central HP <5.4 tons | DAY & NIGHT | HRCU-A-CB (Split System: Heat Pump with Remote Outdoor Unit-Air-Source) | DLCURAH24ABK |  |  | EA*4X36L21A* | *92MSN1002120A* | 23800 | 17.5 | 8.5 | 26200 | 23600 | 90.08% | 1.96 | 0 | 10 |  |  |  | No | R-410A | 1.9833 | Residential & Commercial | Ducted CEE Tier 1
204298644 | Central HP <5.4 tons | TEMPSTAR | HRCU-A-CB (Split System: Heat Pump with Remote Outdoor Unit-Air-Source) | TVH837GKA** |  |  | EA*4X36L17A*+WALLCON | *80CTL0901716A* | 31600 | 17.5 | 8.1 | 33200 | 24200 | 72.89% | 1.86 | 11 | 11 |  |  |  | No | R-410A | 2.6333 | Residential & Commercial | Ducted CEE Tier 1
204298664 | Central HP <5.4 tons | TEMPSTAR | HRCU-A-CB (Split System: Heat Pump with Remote Outdoor Unit-Air-Source) | TVH837GKA** |  |  | EA*4X36L21A*+WALLCON | *80CTL0701716A* | 31400 | 17 | 8.1 | 33400 | 24400 | 73.05% | 1.84 | 11.5 | 11 |  |  |  | No | R-410A | 2.6167 | Residential & Commercial | Ducted CEE Tier 1
204299934 | Central HP <5.4 tons | TEMPSTAR | HRCU-A-CB (Split System: Heat Pump with Remote Outdoor Unit-Air-Source) | TVH837GKA** |  |  | EN(A,D)4X48L24**+WALLCON | *97CMN1202422A* | 32400 | 17.5 | 8.1 | 33000 | 24800 | 75.15% | 1.96 | 12 | 11.5 |  |  |  | No | R-410A | 2.7 | Residential & Commercial | Ducted CEE Tier 1
204300248 | Central HP <5.4 tons | TEMPSTAR | HRCU-A-CB (Split System: Heat Pump with Remote Outdoor Unit-Air-Source) | TVH837GKA** |  |  | EHD4X42AAL+WALLCON | *80CTL0701716A* | 32400 | 16.5 | 8.1 | 33200 | 25000 | 75.3% | 1.94 | 11.5 | 11 |  |  |  | No | R-410A | 2.7 | Residential & Commercial | Ducted CEE Tier 1
204300268 | Central HP <5.4 tons | TEMPSTAR | HRCU-A-CB (Split System: Heat Pump with Remote Outdoor Unit-Air-Source) | TVH837GKA** |  |  | EHD4X42AAL+WALLCON | *80CTL0902120A* | 32400 | 16.5 | 8.1 | 33200 | 24800 | 74.7% | 1.96 | 12 | 11 |  |  |  | No | R-410A | 2.7 | Residential & Commercial | Ducted CEE Tier 1
206766058 | Central HP <5.4 tons | TEMPSTAR | HRCU-A-CB (Split System: Heat Pump with Remote Outdoor Unit-Air-Source) | TVH825GKA3* |  |  | EA*4X37L21A*+WALLCON | *97CMN0602120A* | 24400 | 16.5 | 8.1 | 21200 | 16700 | 78.77% | 2.02 | 11 | 11 |  |  |  | No | R-410A | 2.0333 | Residential & Commercial | Ducted CEE Tier 1
206788350 | Central HP <5.4 tons | CARRIER | HRCU-A-CB (Split System: Heat Pump with Remote Outdoor Unit-Air-Source) | 25VNA424A*031* |  |  | CAP**4224AL*+UI | 59MN7B060C21**20 | 23400 | 20 | 10.5 | 26600 | 19900 | 74.81% | 2.44 | 13 | 13 |  |  |  | No | R-410A | 1.95 | Residential & Commercial | Ducted CEE Tier 1
214719954 | Central HP <5.4 tons | JOHNSON CONTROLS | HRCU-A-CB (Split System: Heat Pump with Remote Outdoor Unit-Air-Source) | HH860E2S11 |  |  | CTU60C5XGS1+TXV | TM8V100C20MP12 | 44500 | 18 | 9 | 45000 | 33800 | 75.11% | 2 | 0 | 11 |  |  |  | No | R-454B | 3.7083 | Residential & Commercial | Ducted CEE Tier 1
214421545 | Central HP <5.4 tons | JOHNSON CONTROLS | HRCU-A-CB (Split System: Heat Pump with Remote Outdoor Unit-Air-Source) | HH860E2S11 |  |  | CTM60D5CGS1+JMET18DS2N1 |  | 45500 | 18 | 9.5 | 45500 | 33800 | 74.29% | 2 | 0 | 12 |  |  |  | No | R-454B | 3.7917 | Residential & Commercial | Ducted CEE Tier 1
206765488 | Central HP <5.4 tons | TEMPSTAR | HRCU-A-CB (Split System: Heat Pump with Remote Outdoor Unit-Air-Source) | TVH825GKA3* |  |  | EA*4X24L17A*+WALLCON | *80CTL0901716A* | 23400 | 17 | 8.1 | 21800 | 16700 | 76.61% | 1.9 | 11.5 | 11 |  |  |  | No | R-410A | 1.95 | Residential & Commercial | Ducted CEE Tier 1
206765572 | Central HP <5.4 tons | TEMPSTAR | HRCU-A-CB (Split System: Heat Pump with Remote Outdoor Unit-Air-Source) | TVH825GKA3* |  |  | EA*4X30L14A*+WALLCON | *80CTL0701412A* | 23400 | 17 | 8.1 | 21600 | 16700 | 77.31% | 1.92 | 11 | 11 |  |  |  | No | R-410A | 1.95 | Residential & Commercial | Ducted CEE Tier 1
206765590 | Central HP <5.4 tons | TEMPSTAR | HRCU-A-CB (Split System: Heat Pump with Remote Outdoor Unit-Air-Source) | TVH825GKA3* |  |  | EA*4X30L17A*+WALLCON | *80CTL0701716A* | 23400 | 16.5 | 8.1 | 21600 | 16700 | 77.31% | 1.92 | 11 | 11 |  |  |  | No | R-410A | 1.95 | Residential & Commercial | Ducted CEE Tier 1
212986289 | Central HP <5.4 tons | DAY & NIGHT | HRCU-A-CB (Split System: Heat Pump with Remote Outdoor Unit-Air-Source) | DLCURAH18ABK |  |  | EA*4X24L14A* | *96MSN0401410A* | 17400 | 16 | 8.5 | 18500 | 19500 | 105.4% | 2.34 | 0 | 10.5 |  |  |  | No | R-410A | 1.45 | Residential & Commercial | Ducted CEE Tier 1
212989279 | Central HP <5.4 tons | DAY & NIGHT | HRCU-A-CB (Split System: Heat Pump with Remote Outdoor Unit-Air-Source) | DLCURAH18ABK |  |  | EA*4X24L17A* | *95MSU0601716A* | 17300 | 16.5 | 8.5 | 18200 | 19400 | 106.6% | 2.34 | 0 | 10.5 |  |  |  | No | R-410A | 1.4417 | Residential & Commercial | Ducted CEE Tier 1
211264917 | Central HP <5.4 tons | TEMPSTAR | HRCU-A-CB (Split System: Heat Pump with Remote Outdoor Unit-Air-Source) | DLCURAH18ABK |  |  | FXM4X30**AL |  | 18100 | 16 | 8.5 | 18400 | 18200 | 98.91% | 2.18 | 0 | 10.5 |  |  |  | No | R-410A | 1.5083 | Residential & Commercial | Ducted CEE Tier 1
215941099 | Central HP <5.4 tons | COMFORTMAKER | HRCU-A-CB (Split System: Heat Pump with Remote Outdoor Unit-Air-Source) | C5H3V48*K*AAA* |  |  | EA*5X61M24A*+WALLCON | *96CTN0802120B* | 45500 | 21 | 9.5 | 48500 | 37000 | 76.29% | 2 | 0 | 11 |  |  |  | No | R-454B | 3.7917 | Residential & Commercial | Ducted CEE Tier 1
215941149 | Central HP <5.4 tons | COMFORTMAKER | HRCU-A-CB (Split System: Heat Pump with Remote Outdoor Unit-Air-Source) | C5H3V48*K*AAA* |  |  | ESH5X48M12A*+WALLCON | *80CSU0401712B* | 44000 | 20 | 9 | 48500 | 36600 | 75.46% | 1.82 | 0 | 11 |  |  |  | No | R-454B | 3.6667 | Residential & Commercial | Ducted CEE Tier 1
215941179 | Central HP <5.4 tons | COMFORTMAKER | HRCU-A-CB (Split System: Heat Pump with Remote Outdoor Unit-Air-Source) | C5H3V48*K*AAA* |  |  | ESH5X48M12A*+WALLCON | *97CTN0802120A* | 44000 | 20 | 9 | 48500 | 36600 | 75.46% | 1.8 | 0 | 10.5 |  |  |  | No | R-454B | 3.6667 | Residential & Commercial | Ducted CEE Tier 1
213772397 | Central HP <5.4 tons | HEIL | HRCU-A-CB (Split System: Heat Pump with Remote Outdoor Unit-Air-Source) | HVH825GKA2* |  |  | EHD4X42AAL+WALLCON | *96CTN0801714B* | 24000 | 16 | 8.1 | 21400 | 16600 | 77.57% | 2 | 0 | 10.5 |  |  |  | No | R-410A | 2 | Residential & Commercial | Ducted CEE Tier 1
214651439 | Central HP <5.4 tons | JOHNSON CONTROLS | HRCU-A-CB (Split System: Heat Pump with Remote Outdoor Unit-Air-Source) | HH824E2S11 |  |  | CTU36B5XDS1+TXV | TM8E100B12MP11 | 23000 | 18 | 9.5 | 23000 | 18900 | 82.17% | 2 | 0 | 12 |  |  |  | No | R-454B | 1.9167 | Residential & Commercial | Ducted CEE Tier 1
213078729 | Central HP <5.4 tons | DAY & NIGHT | HRCU-A-CB (Split System: Heat Pump with Remote Outdoor Unit-Air-Source) | DLCURAH36ABK |  |  | EN(A,D)4X48L24** | *80MS(N,L)1102120A* | 36400 | 16.5 | 8.1 | 38500 | 35000 | 90.91% | 2.02 | 0 | 10.5 |  |  |  | No | R-410A | 3.0333 | Residential & Commercial | Ducted CEE Tier 1
213078847 | Central HP <5.4 tons | DAY & NIGHT | HRCU-A-CB (Split System: Heat Pump with Remote Outdoor Unit-Air-Source) | DLCURAH36ABK |  |  | EA*4X37L17A* | *80MSU1002120A* | 36000 | 15.5 | 8.5 | 38500 | 35000 | 90.91% | 2 | 0 | 10 |  |  |  | No | R-410A | 3 | Residential & Commercial | Ducted CEE Tier 1
213079279 | Central HP <5.4 tons | DAY & NIGHT | HRCU-A-CB (Split System: Heat Pump with Remote Outdoor Unit-Air-Source) | DLCURAH36ABK |  |  | EA*4X48L24A* | *80MSU0802120A* | 35600 | 16.5 | 8.5 | 37800 | 34600 | 91.53% | 2.06 | 0 | 10 |  |  |  | No | R-410A | 2.9667 | Residential & Commercial | Ducted CEE Tier 1
213076805 | Central HP <5.4 tons | DAY & NIGHT | HRCU-A-CB (Split System: Heat Pump with Remote Outdoor Unit-Air-Source) | DLCURAH36ABK |  |  | EA*4X48L24A* | *80VTL1102122B* | 36200 | 16.5 | 8.5 | 38000 | 34800 | 91.58% | 2.04 | 0 | 10 |  |  |  | No | R-410A | 3.0167 | Residential & Commercial | Ducted CEE Tier 1
214610127 | Central HP <5.4 tons | FRIEDRICH | HRCU-A-CB (Split System: Heat Pump with Remote Outdoor Unit-Air-Source) | FRP18AZ36AJVC |  |  | TCFZ6021SEAAM | FR962V1005A21M4 | 34200 | 18 | 8.5 | 34200 | 43000 | 125.7% | 2.2 | 0 | 12.5 |  |  |  | No | R-410A | 2.85 | Residential & Commercial | Ducted CEE Tier 1
215936540 | Central HP <5.4 tons | DAY & NIGHT | HRCU-A-CB (Split System: Heat Pump with Remote Outdoor Unit-Air-Source) | C5H3V36*K*AAA* |  |  | EVD5X49M24A*+WALLCON | *96CTN1002122B* | 35400 | 22 | 8.5 | 38000 | 28400 | 74.74% | 2.04 | 0 | 12.5 |  |  |  | No | R-454B | 2.95 | Residential & Commercial | Ducted CEE Tier 1
215935920 | Central HP <5.4 tons | DAY & NIGHT | HRCU-A-CB (Split System: Heat Pump with Remote Outdoor Unit-Air-Source) | C5H3V36*K*AAA* |  |  | EVD5X42M17A*+WALLCON | *97CMN0601714B* | 34200 | 20 | 8.5 | 38000 | 27400 | 72.11% | 2.08 | 0 | 11 |  |  |  | No | R-454B | 2.85 | Residential & Commercial | Ducted CEE Tier 1
210691927 | Central HP <5.4 tons | TRANE | HRCU-A-CB (Split System: Heat Pump with Remote Outdoor Unit-Air-Source) | 4TWV8X60A1 |  |  | 4TXCD010DS3 | S8V2D120M5PCA | 54000 | 18 | 8.2 | 52000 | 39500 | 75.96% | 1.83 | 12 | 11.7 |  |  |  | No | R-410A | 4.5 | Residential & Commercial | Ducted CEE Tier 1
207526336 | Central HP <5.4 tons | TRANE | HRCU-A-CB (Split System: Heat Pump with Remote Outdoor Unit-Air-Source) | 4TWV8X60A1 |  |  | TAM9A0C60V51 |  | 53000 | 18 | 8.2 | 50000 | 39500 | 79% | 1.76 | 12.5 | 12 |  |  |  | No | R-410A | 4.4167 | Residential & Commercial | Ducted CEE Tier 1
215933339 | Central HP <5.4 tons | COMFORTMAKER | HRCU-A-CB (Split System: Heat Pump with Remote Outdoor Unit-Air-Source) | C5H3V36*K*AAA* |  |  | ESH5X42M12A*+WALLCON | *80CTL0901716B* | 33600 | 19 | 9 | 34800 | 26600 | 76.44% | 1.92 | 0 | 11 |  |  |  | No | R-454B | 2.8 | Residential & Commercial | Ducted CEE Tier 1
215933539 | Central HP <5.4 tons | COMFORTMAKER | HRCU-A-CB (Split System: Heat Pump with Remote Outdoor Unit-Air-Source) | C5H3V36*K*AAA* |  |  | ESH5X48M12A*+WALLCON | *80CTL0451712B* | 33400 | 18.5 | 9 | 35600 | 27400 | 76.97% | 1.9 | 0 | 10.5 |  |  |  | No | R-454B | 2.7833 | Residential & Commercial | Ducted CEE Tier 1
213297857 | Central HP <5.4 tons | JOHNSON CONTROLS | HRCU-A-CB (Split System: Heat Pump with Remote Outdoor Unit-Air-Source) | HMH72B341 |  |  | XAFC36DBCN1+JMET12CS2N1 |  | 34000 | 18.5 | 8.5 | 34000 | 24200 | 71.18% | 2.14 | 0 | 10 |  |  |  | No | R-410A | 2.8333 | Residential & Commercial | Ducted CEE Tier 1
206788881 | Central HP <5.4 tons | CARRIER | HRCU-A-CB (Split System: Heat Pump with Remote Outdoor Unit-Air-Source) | 25VNA436A*031* |  |  | CSPH*4812AL*+UI | 58TN*A045C17**12 | 33800 | 18 | 9 | 35400 | 26200 | 74.01% | 2 | 12 | 11 |  |  |  | No | R-410A | 2.8167 | Residential & Commercial | Ducted CEE Tier 1
206788883 | Central HP <5.4 tons | CARRIER | HRCU-A-CB (Split System: Heat Pump with Remote Outdoor Unit-Air-Source) | 25VNA436A*031* |  |  | CAP**4221AL*+UI | 59MN7B060C17**14 | 32600 | 18.5 | 9 | 36000 | 27000 | 75% | 1.96 | 11.5 | 11 |  |  |  | No | R-410A | 2.7167 | Residential & Commercial | Ducted CEE Tier 1
212985242 | Central HP <5.4 tons | AIRQUEST | HRCU-A-CB (Split System: Heat Pump with Remote Outdoor Unit-Air-Source) | DLCURAH36ABK |  |  | EA*4X48L24A* | *92MSN1002120A* | 35800 | 16.5 | 8.5 | 37800 | 34600 | 91.53% | 2.02 | 0 | 10 |  |  |  | No | R-410A | 2.9833 | Residential & Commercial | Ducted CEE Tier 1
206765608 | Central HP <5.4 tons | TEMPSTAR | HRCU-A-CB (Split System: Heat Pump with Remote Outdoor Unit-Air-Source) | TVH825GKA3* |  |  | EA*4X30L17A*+WALLCON | *96CTN0801714A* | 23400 | 16.5 | 8.1 | 21600 | 16800 | 77.78% | 1.9 | 11 | 10.5 |  |  |  | No | R-410A | 1.95 | Residential & Commercial | Ducted CEE Tier 1
206765806 | Central HP <5.4 tons | TEMPSTAR | HRCU-A-CB (Split System: Heat Pump with Remote Outdoor Unit-Air-Source) | TVH825GKA3* |  |  | EA*4X36L21A*+WALLCON | *97CMN1002122A* | 23600 | 16.5 | 8.1 | 21400 | 16600 | 77.57% | 1.94 | 11 | 11 |  |  |  | No | R-410A | 1.9667 | Residential & Commercial | Ducted CEE Tier 1
206788385 | Central HP <5.4 tons | CARRIER | HRCU-A-CB (Split System: Heat Pump with Remote Outdoor Unit-Air-Source) | 25VNA424A*031* |  |  | CNPV*4217AL*+UI | 58TN*A070C14**12 | 23800 | 21.5 | 10 | 26600 | 19700 | 74.06% | 2.5 | 14 | 13.5 |  |  |  | No | R-410A | 1.9833 | Residential & Commercial | Ducted CEE Tier 1
206788569 | Central HP <5.4 tons | CARRIER | HRCU-A-CB (Split System: Heat Pump with Remote Outdoor Unit-Air-Source) | 25VNA424A*031* |  |  | CNPV*3621AL*+UI | 59CU5A080C21**20 | 23200 | 20.5 | 10 | 26600 | 19800 | 74.44% | 2.4 | 14 | 13 |  |  |  | No | R-410A | 1.9333 | Residential & Commercial | Ducted CEE Tier 1
216051155 | Central HP <5.4 tons | FRIEDRICH | HRCU-A-CB (Split System: Heat Pump with Remote Outdoor Unit-Air-Source) | FRP19AY60AJVC |  |  | TCFY6021SEAAM | FR97MV1005A21DH | 53500 | 17 | 10 | 53500 | 48500 | 90.65% | 2 | 0 | 10 |  |  |  | No | R-454B | 4.4583 | Residential & Commercial | Ducted CEE Tier 1
206765689 | Central HP <5.4 tons | TEMPSTAR | HRCU-A-CB (Split System: Heat Pump with Remote Outdoor Unit-Air-Source) | TVH825GKA3* |  |  | EA*4X36L17A*+WALLCON | *97CMN0601714A* | 23400 | 16 | 8.1 | 21600 | 16800 | 77.78% | 1.92 | 11 | 10.5 |  |  |  | No | R-410A | 1.95 | Residential & Commercial | Ducted CEE Tier 1
206788493 | Central HP <5.4 tons | CARRIER | HRCU-A-CB (Split System: Heat Pump with Remote Outdoor Unit-Air-Source) | 25VNA424A*031* |  |  | CNPV*4217AL*+UI | 59TN6B060C17**14 | 23600 | 20 | 10 | 26600 | 19900 | 74.81% | 2.46 | 14 | 13 |  |  |  | No | R-410A | 1.9667 | Residential & Commercial | Ducted CEE Tier 1
206771414 | Central HP <5.4 tons | TEMPSTAR | HRCU-A-CB (Split System: Heat Pump with Remote Outdoor Unit-Air-Source) | TVH837GKA2* |  |  | EA*4X42L21A*+WALLCON | *80CTL0902120A* | 31800 | 17.5 | 8.1 | 33200 | 24400 | 73.49% | 1.9 | 11 | 11.5 |  |  |  | No | R-410A | 2.65 | Residential & Commercial | Ducted CEE Tier 1
206771432 | Central HP <5.4 tons | TEMPSTAR | HRCU-A-CB (Split System: Heat Pump with Remote Outdoor Unit-Air-Source) | TVH837GKA2* |  |  | EA*4X42L21A*+WALLCON | *96CTN0801714A* | 31600 | 17 | 8.1 | 33400 | 24800 | 74.25% | 1.86 | 11.5 | 11 |  |  |  | No | R-410A | 2.6333 | Residential & Commercial | Ducted CEE Tier 1
206771855 | Central HP <5.4 tons | TEMPSTAR | HRCU-A-CB (Split System: Heat Pump with Remote Outdoor Unit-Air-Source) | TVH837GKA2* |  |  | EA*4X48L21A*+WALLCON | *96CTN1002122A* | 32400 | 17.5 | 8.5 | 32600 | 25000 | 76.69% | 1.98 | 12 | 11.7 |  |  |  | No | R-410A | 2.7 | Residential & Commercial | Ducted CEE Tier 1
211010185 | Central HP <5.4 tons | JOHNSON CONTROLS | HRCU-A-CB (Split System: Heat Pump with Remote Outdoor Unit-Air-Source) | HL20B4821 |  |  | JHVVC48HE3C2N1+CC |  | 44500 | 19.5 | 8.5 | 44000 | 35200 | 80% | 2 | 0 | 12.4 |  |  |  | No | R-410A | 3.7083 | Residential & Commercial | Ducted CEE Tier 1
207709026 | Central HP <5.4 tons | AMERICAN STANDARD | HRCU-A-CB (Split System: Heat Pump with Remote Outdoor Unit-Air-Source) | 4A6V0X60A1 |  |  | TEM8A0C48V41+TDR |  | 54000 | 19.5 | 8.5 | 51000 | 37000 | 72.55% | 1.84 | 12.25 | 12 |  |  |  | No | R-410A | 4.5 | Residential & Commercial | Ducted CEE Tier 1
212987381 | Central HP <5.4 tons | DAY & NIGHT | HRCU-A-CB (Split System: Heat Pump with Remote Outdoor Unit-Air-Source) | DLCURAH24ABK |  |  | EA*4X25L17A* | *96MSN0801716A* | 24400 | 17 | 8.5 | 25200 | 21600 | 85.71% | 1.8 | 0 | 10 |  |  |  | No | R-410A | 2.0333 | Residential & Commercial | Ducted CEE Tier 1
212988751 | Central HP <5.4 tons | DAY & NIGHT | HRCU-A-CB (Split System: Heat Pump with Remote Outdoor Unit-Air-Source) | DLCURAH24ABK |  |  | EN(A,D,W)4X36L17** | *95MSU0401712A* | 23600 | 16.5 | 8.1 | 26400 | 24200 | 91.67% | 2.02 | 0 | 10 |  |  |  | No | R-410A | 1.9667 | Residential & Commercial | Ducted CEE Tier 1
212984031 | Central HP <5.4 tons | DAY & NIGHT | HRCU-A-CB (Split System: Heat Pump with Remote Outdoor Unit-Air-Source) | DLCURAH24ABK |  |  | EA*4X24L17A* | *92MSN0601714A* | 23400 | 17 | 8.5 | 26800 | 26400 | 98.51% | 2.24 | 0 | 10 |  |  |  | No | R-410A | 1.95 | Residential & Commercial | Ducted CEE Tier 1
212988727 | Central HP <5.4 tons | DAY & NIGHT | HRCU-A-CB (Split System: Heat Pump with Remote Outdoor Unit-Air-Source) | DLCURAH24ABK |  |  | EN(A,D)4X24L17** | *95MSU0401712A* | 23200 | 16 | 8.5 | 27000 | 25200 | 93.33% | 2.1 | 0 | 10 |  |  |  | No | R-410A | 1.9333 | Residential & Commercial | Ducted CEE Tier 1
212989147 | Central HP <5.4 tons | DAY & NIGHT | HRCU-A-CB (Split System: Heat Pump with Remote Outdoor Unit-Air-Source) | DLCURAH24ABK |  |  | EA*4X25L17A* | *95MSU0601716A* | 24200 | 17 | 8.5 | 25200 | 21800 | 86.51% | 1.82 | 0 | 10 |  |  |  | No | R-410A | 2.0167 | Residential & Commercial | Ducted CEE Tier 1
212986253 | Central HP <5.4 tons | DAY & NIGHT | HRCU-A-CB (Split System: Heat Pump with Remote Outdoor Unit-Air-Source) | DLCURAH24ABK |  |  | EN(A,D)4X30L17** | *96MSN0401410A* | 23400 | 16 | 8.1 | 26400 | 24400 | 92.42% | 2.02 | 0 | 10 |  |  |  | No | R-410A | 1.95 | Residential & Commercial | Ducted CEE Tier 1
212988679 | Central HP <5.4 tons | DAY & NIGHT | HRCU-A-CB (Split System: Heat Pump with Remote Outdoor Unit-Air-Source) | DLCURAH24ABK |  |  | EA*4X36L17A* | *95MSU0401712A* | 23600 | 16.5 | 8.5 | 26200 | 23800 | 90.84% | 1.96 | 0 | 10 |  |  |  | No | R-410A | 1.9667 | Residential & Commercial | Ducted CEE Tier 1
216050985 | Central HP <5.4 tons | FRIEDRICH | HRCU-A-CB (Split System: Heat Pump with Remote Outdoor Unit-Air-Source) | FRP19AY24AJVC |  |  | TCFY2421HEAAM | FR951V0703A17M4 | 22800 | 20 | 8.5 | 22800 | 18600 | 81.58% | 1.8 | 0 | 12 |  |  |  | No | R-454B | 1.9 | Residential & Commercial | Ducted CEE Tier 1
216051051 | Central HP <5.4 tons | FRIEDRICH | HRCU-A-CB (Split System: Heat Pump with Remote Outdoor Unit-Air-Source) | FRP19AY24AJVC |  |  | TCFY2421HEAAM | FR801V0504A17UHS | 22800 | 20 | 8.5 | 22800 | 18500 | 81.14% | 1.8 | 0 | 12 |  |  |  | No | R-454B | 1.9 | Residential & Commercial | Ducted CEE Tier 1
215935077 | Central HP <5.4 tons | AIRQUEST | HRCU-A-CB (Split System: Heat Pump with Remote Outdoor Unit-Air-Source) | H5H3V36*K*AAA* |  |  | EVM5X49M21A*+WALLCON | *95CSU1002122B* | 35600 | 22 | 8.5 | 38000 | 28400 | 74.74% | 2.04 | 0 | 12.5 |  |  |  | No | R-454B | 2.9667 | Residential & Commercial | Ducted CEE Tier 1
212986205 | Central HP <5.4 tons | DAY & NIGHT | HRCU-A-CB (Split System: Heat Pump with Remote Outdoor Unit-Air-Source) | DLCURAH24ABK |  |  | EA*4X37L17A* | *96MSN0401410A* | 24000 | 16 | 8.1 | 25200 | 22200 | 88.1% | 1.84 | 0 | 10 |  |  |  | No | R-410A | 2 | Residential & Commercial | Ducted CEE Tier 1
212985035 | Central HP <5.4 tons | DAY & NIGHT | HRCU-A-CB (Split System: Heat Pump with Remote Outdoor Unit-Air-Source) | DLCURAH24ABK |  |  | EA*4X36L21A* | *92MSN0802120A* | 23600 | 17.5 | 8.5 | 26000 | 24000 | 92.31% | 2.02 | 0 | 10 |  |  |  | No | R-410A | 1.9667 | Residential & Commercial | Ducted CEE Tier 1
212985869 | Central HP <5.4 tons | DAY & NIGHT | HRCU-A-CB (Split System: Heat Pump with Remote Outdoor Unit-Air-Source) | DLCURAH24ABK |  |  | EN(A,D,W)4X36L17** | *96MSN0261410A* | 23400 | 16.5 | 8.1 | 26000 | 24400 | 93.85% | 2.02 | 0 | 10 |  |  |  | No | R-410A | 1.95 | Residential & Commercial | Ducted CEE Tier 1
212987825 | Central HP <5.4 tons | DAY & NIGHT | HRCU-A-CB (Split System: Heat Pump with Remote Outdoor Unit-Air-Source) | DLCURAH24ABK |  |  | EN(A,D)4X36L21** | *96MSN0802120A* | 23600 | 17 | 8.5 | 26400 | 24200 | 91.67% | 2.02 | 0 | 10.5 |  |  |  | No | R-410A | 1.9667 | Residential & Commercial | Ducted CEE Tier 1
212987405 | Central HP <5.4 tons | DAY & NIGHT | HRCU-A-CB (Split System: Heat Pump with Remote Outdoor Unit-Air-Source) | DLCURAH24ABK |  |  | EA*4X36L17A* | *96MSN0801716A* | 23800 | 17 | 8.5 | 26400 | 23600 | 89.39% | 1.96 | 0 | 10 |  |  |  | No | R-410A | 1.9833 | Residential & Commercial | Ducted CEE Tier 1
212986589 | Central HP <5.4 tons | DAY & NIGHT | HRCU-A-CB (Split System: Heat Pump with Remote Outdoor Unit-Air-Source) | DLCURAH24ABK |  |  | EA*4X37L17A* | *96MSN0401712A* | 24000 | 15.5 | 8.5 | 25600 | 22200 | 86.72% | 1.82 | 0 | 10 |  |  |  | No | R-410A | 2 | Residential & Commercial | Ducted CEE Tier 1
214238974 | Central HP <5.4 tons | BRYANT HEATING AND COOLING SYSTEMS | HRCU-A-CB (Split System: Heat Pump with Remote Outdoor Unit-Air-Source) | 288BNV037*0**B* |  |  | CNPV*4217AL*+UI | 88*TB48070C17*** | 32000 | 16.5 | 8.1 | 33000 | 24800 | 75.15% | 1.9 | 0 | 11 |  |  |  | No | R-410A | 2.6667 | Residential & Commercial | Ducted CEE Tier 1
212988979 | Central HP <5.4 tons | DAY & NIGHT | HRCU-A-CB (Split System: Heat Pump with Remote Outdoor Unit-Air-Source) | DLCURAH36ABK |  |  | EA*4X48L21A* | *95MSU0601716A* | 35400 | 16 | 8.1 | 37800 | 34600 | 91.53% | 2 | 0 | 10 |  |  |  | No | R-410A | 2.95 | Residential & Commercial | Ducted CEE Tier 1
215674179 | Central HP <5.4 tons | COMFORTMAKER | HRCU-A-CB (Split System: Heat Pump with Remote Outdoor Unit-Air-Source) | C5H0V48*K*AAA* |  |  | EA*5X60M24A*+WALLCON | *80CTL0702120B* | 45000 | 18 | 9 | 47500 | 33600 | 70.74% | 2.08 | 0 | 10 |  |  |  | No | R-454B | 3.75 | Residential & Commercial | Ducted CEE Tier 1
215669465 | Central HP <5.4 tons | AIRQUEST | HRCU-A-CB (Split System: Heat Pump with Remote Outdoor Unit-Air-Source) | H5H0V36*K*AAA* |  |  | EA*5X61M21A*+WALLCON | *80CTL0701716B* | 34600 | 18 | 9 | 34600 | 25000 | 72.25% | 1.9 | 0 | 10 |  |  |  | No | R-454B | 2.8833 | Residential & Commercial | Ducted CEE Tier 1
206773188 | Central HP <5.4 tons | TEMPSTAR | HRCU-A-CB (Split System: Heat Pump with Remote Outdoor Unit-Air-Source) | TVH837GKA2* |  |  | EA*4X48L24A*+WALLCON | *80CSU1002120A* | 32200 | 17 | 8.1 | 32600 | 25000 | 76.69% | 1.96 | 12 | 11 |  |  |  | No | R-410A | 2.6833 | Residential & Commercial | Ducted CEE Tier 1
206773472 | Central HP <5.4 tons | TEMPSTAR | HRCU-A-CB (Split System: Heat Pump with Remote Outdoor Unit-Air-Source) | TVH837GKA2* |  |  | EA*4X42L24A*+WALLCON | *95CSU1002122A* | 31800 | 17.5 | 8.1 | 33000 | 24400 | 73.94% | 1.9 | 11.5 | 11 |  |  |  | No | R-410A | 2.65 | Residential & Commercial | Ducted CEE Tier 1
206773490 | Central HP <5.4 tons | TEMPSTAR | HRCU-A-CB (Split System: Heat Pump with Remote Outdoor Unit-Air-Source) | TVH837GKA2* |  |  | EA*4X43L21A*+WALLCON | *95CSU1002122A* | 33000 | 17.5 | 8.5 | 32800 | 25000 | 76.22% | 2 | 12 | 11.5 |  |  |  | No | R-410A | 2.75 | Residential & Commercial | Ducted CEE Tier 1
213075904 | Central HP <5.4 tons | DAY & NIGHT | HRCU-A-CB (Split System: Heat Pump with Remote Outdoor Unit-Air-Source) | DLCURAH36ABK |  |  | EA*4X42L21A* | *95MSU1002120A* | 35600 | 16 | 8.1 | 38500 | 35200 | 91.43% | 1.9 | 0 | 10 |  |  |  | No | R-410A | 2.9667 | Residential & Commercial | Ducted CEE Tier 1
211387542 | Central HP <5.4 tons | JOHNSON CONTROLS | HRCU-A-CB (Split System: Heat Pump with Remote Outdoor Unit-Air-Source) | HMH72B341 |  |  | XAFC36DBCN1 | TP9C100C16MP13 | 34000 | 17.5 | 8.5 | 34000 | 24000 | 70.59% | 2.1 | 0 | 10 |  |  |  | No | R-410A | 2.8333 | Residential & Commercial | Ducted CEE Tier 1
211387945 | Central HP <5.4 tons | JOHNSON CONTROLS | HRCU-A-CB (Split System: Heat Pump with Remote Outdoor Unit-Air-Source) | HMH72B341 |  |  | XAFB36DBCN1 | TP9C080B12MP13 | 33600 | 17.5 | 8.5 | 33400 | 23400 | 70.06% | 2.04 | 0 | 10 |  |  |  | No | R-410A | 2.8 | Residential & Commercial | Ducted CEE Tier 1
214421520 | Central HP <5.4 tons | JOHNSON CONTROLS | HRCU-A-CB (Split System: Heat Pump with Remote Outdoor Unit-Air-Source) | HH860E2S11 |  |  | CTF60D5CJS1+JMVT20DC2N1 |  | 53000 | 19 | 9 | 54000 | 39000 | 72.22% | 2 | 0 | 11 |  |  |  | No | R-454B | 4.4167 | Residential & Commercial | Ducted CEE Tier 1
206765563 | Central HP <5.4 tons | TEMPSTAR | HRCU-A-CB (Split System: Heat Pump with Remote Outdoor Unit-Air-Source) | TVH825GKA3* |  |  | EA*4X25L17A*+WALLCON | *80CTL0901716A* | 24400 | 17.5 | 8.5 | 21200 | 16600 | 78.3% | 2.04 | 12 | 11.5 |  |  |  | No | R-410A | 2.0333 | Residential & Commercial | Ducted CEE Tier 1
206765824 | Central HP <5.4 tons | TEMPSTAR | HRCU-A-CB (Split System: Heat Pump with Remote Outdoor Unit-Air-Source) | TVH825GKA3* |  |  | EA*4X36L21A*+WALLCON | *96CTN1002122A* | 23600 | 16.5 | 8.1 | 21400 | 16600 | 77.57% | 1.94 | 11 | 11 |  |  |  | No | R-410A | 1.9667 | Residential & Commercial | Ducted CEE Tier 1
206767086 | Central HP <5.4 tons | TEMPSTAR | HRCU-A-CB (Split System: Heat Pump with Remote Outdoor Unit-Air-Source) | TVH825GKA3* |  |  | EA*4X24L17A*+WALLCON | *80CSU0601716A* | 23200 | 16.5 | 8.1 | 22000 | 16800 | 76.36% | 1.88 | 11 | 10.5 |  |  |  | No | R-410A | 1.9333 | Residential & Commercial | Ducted CEE Tier 1
206767095 | Central HP <5.4 tons | TEMPSTAR | HRCU-A-CB (Split System: Heat Pump with Remote Outdoor Unit-Air-Source) | TVH825GKA3* |  |  | EA*4X25L17A*+WALLCON | *80CSU0401712A* | 24400 | 17 | 8.1 | 21200 | 16600 | 78.3% | 2.02 | 11.5 | 11 |  |  |  | No | R-410A | 2.0333 | Residential & Commercial | Ducted CEE Tier 1
206767104 | Central HP <5.4 tons | TEMPSTAR | HRCU-A-CB (Split System: Heat Pump with Remote Outdoor Unit-Air-Source) | TVH825GKA3* |  |  | EA*4X25L17A*+WALLCON | *80CSU0601716A* | 24400 | 16.5 | 8.1 | 21200 | 16600 | 78.3% | 2 | 11.5 | 11 |  |  |  | No | R-410A | 2.0333 | Residential & Commercial | Ducted CEE Tier 1
203120318 | Central HP <5.4 tons | AMERICAN STANDARD | HRCU-A-CB (Split System: Heat Pump with Remote Outdoor Unit-Air-Source) | 4A6C7048A4 |  |  | 4TXCD010DS3 | S8X1D120M5PTA | 47500 | 16.5 | 8.1 | 48000 | 48000 | 100% | 3.6 | 13 | 12 |  |  |  | No | R-410A | 3.9583 | Residential & Commercial | Ducted CEE Tier 1
207252292 | Central HP <5.4 tons | AMERICAN STANDARD | HRCU-A-CB (Split System: Heat Pump with Remote Outdoor Unit-Air-Source) | 4A6C7048A4 |  |  | 4PX*CU60BS3 | L8V1C100U5VSA | 48000 | 17 | 8.1 | 48500 | 48000 | 98.97% | 3.6 | 12.5 | 12 |  |  |  | No | R-410A | 4 | Residential & Commercial | Ducted CEE Tier 1
214397557 | Central HP <5.4 tons | JOHNSON CONTROLS | HRCU-A-CB (Split System: Heat Pump with Remote Outdoor Unit-Air-Source) | HH824E2S11 |  |  | CTM30B5ACS1 | TM8V080B12MP12 | 23000 | 17 | 9.5 | 23000 | 17900 | 77.83% | 2 | 0 | 12 |  |  |  | No | R-454B | 1.9167 | Residential & Commercial | Ducted CEE Tier 1
214397942 | Central HP <5.4 tons | JOHNSON CONTROLS | HRCU-A-CB (Split System: Heat Pump with Remote Outdoor Unit-Air-Source) | HH824E2S11 |  |  | CTF30A5ADS1 | TM8E040A12MP11 | 23000 | 18 | 9.5 | 23000 | 18500 | 80.43% | 2 | 0 | 12 |  |  |  | No | R-454B | 1.9167 | Residential & Commercial | Ducted CEE Tier 1
207590062 | Central HP <5.4 tons | AMERICAN STANDARD | HRCU-A-CB (Split System: Heat Pump with Remote Outdoor Unit-Air-Source) | 4A6V0X60A1 |  |  | TEM8A0C60V51+TDR |  | 53000 | 19.5 | 8.5 | 51000 | 38000 | 74.51% | 1.8 | 12.5 | 11.7 |  |  |  | No | R-410A | 4.4167 | Residential & Commercial | Ducted CEE Tier 1
207526297 | Central HP <5.4 tons | TRANE | HRCU-A-CB (Split System: Heat Pump with Remote Outdoor Unit-Air-Source) | 4TWV8X48A1 |  |  | 4TXCC009DS3 | *UHMC100ACV4 | 46500 | 18 | 8.5 | 41000 | 29000 | 70.73% | 2 | 12.5 | 12 |  |  |  | No | R-410A | 3.875 | Residential & Commercial | Ducted CEE Tier 1
212984762 | Central HP <5.4 tons | COMFORTMAKER | HRCU-A-CB (Split System: Heat Pump with Remote Outdoor Unit-Air-Source) | DLCURAH18ABK |  |  | EN(A,D)4X30L17** | *92MSN0801716A* | 17400 | 16.5 | 8.1 | 17900 | 18600 | 103.9% | 2.24 | 0 | 11 |  |  |  | No | R-410A | 1.45 | Residential & Commercial | Ducted CEE Tier 1
212986384 | Central HP <5.4 tons | COMFORTMAKER | HRCU-A-CB (Split System: Heat Pump with Remote Outdoor Unit-Air-Source) | DLCURAH18ABK |  |  | EN(A,D)4X30L17** | *96MSN0401410A* | 17600 | 16 | 8.1 | 18200 | 18700 | 102.7% | 2.24 | 0 | 11 |  |  |  | No | R-410A | 1.4667 | Residential & Commercial | Ducted CEE Tier 1
212984160 | Central HP <5.4 tons | AIRQUEST | HRCU-A-CB (Split System: Heat Pump with Remote Outdoor Unit-Air-Source) | DLCURAH18ABK |  |  | EA*4X19L17A* | *92MSN0601714A* | 18000 | 16.5 | 8.5 | 18000 | 17800 | 98.89% | 2.14 | 0 | 11 |  |  |  | No | R-410A | 1.5 | Residential & Commercial | Ducted CEE Tier 1
212989326 | Central HP <5.4 tons | COMFORTMAKER | HRCU-A-CB (Split System: Heat Pump with Remote Outdoor Unit-Air-Source) | DLCURAH18ABK |  |  | EN(A,D)4X30L17** | *95MSU0601716A* | 17600 | 16.5 | 8.1 | 18100 | 18700 | 103.3% | 2.24 | 0 | 11 |  |  |  | No | R-410A | 1.4667 | Residential & Commercial | Ducted CEE Tier 1
212986190 | Central HP <5.4 tons | AIRQUEST | HRCU-A-CB (Split System: Heat Pump with Remote Outdoor Unit-Air-Source) | DLCURAH24ABK |  |  | EA*4X36L17A* | *96MSN0401410A* | 23600 | 16 | 8.5 | 26200 | 24000 | 91.6% | 1.98 | 0 | 10 |  |  |  | No | R-410A | 1.9667 | Residential & Commercial | Ducted CEE Tier 1
212986960 | Central HP <5.4 tons | AIRQUEST | HRCU-A-CB (Split System: Heat Pump with Remote Outdoor Unit-Air-Source) | DLCURAH24ABK |  |  | EN(A,D)4X30L17** | *96MSN0601412A* | 23600 | 16.5 | 8.1 | 26400 | 24200 | 91.67% | 2.02 | 0 | 10 |  |  |  | No | R-410A | 1.9667 | Residential & Commercial | Ducted CEE Tier 1
212984571 | Central HP <5.4 tons | DAY & NIGHT | HRCU-A-CB (Split System: Heat Pump with Remote Outdoor Unit-Air-Source) | DLCURAH24ABK |  |  | EA*4X24L17A* | *92MSN0801716A* | 23200 | 17 | 9 | 26800 | 26800 | 100% | 2.3 | 0 | 10 |  |  |  | No | R-410A | 1.9333 | Residential & Commercial | Ducted CEE Tier 1
212986157 | Central HP <5.4 tons | DAY & NIGHT | HRCU-A-CB (Split System: Heat Pump with Remote Outdoor Unit-Air-Source) | DLCURAH24ABK |  |  | EA*4X25L17A* | *96MSN0401410A* | 24000 | 16.5 | 8.5 | 25400 | 21800 | 85.83% | 1.82 | 0 | 10 |  |  |  | No | R-410A | 2 | Residential & Commercial | Ducted CEE Tier 1
212986193 | Central HP <5.4 tons | DAY & NIGHT | HRCU-A-CB (Split System: Heat Pump with Remote Outdoor Unit-Air-Source) | DLCURAH24ABK |  |  | EA*4X36L17A* | *96MSN0401410A* | 23600 | 16 | 8.5 | 26200 | 24000 | 91.6% | 1.98 | 0 | 10 |  |  |  | No | R-410A | 1.9667 | Residential & Commercial | Ducted CEE Tier 1
212986541 | Central HP <5.4 tons | DAY & NIGHT | HRCU-A-CB (Split System: Heat Pump with Remote Outdoor Unit-Air-Source) | DLCURAH24ABK |  |  | EA*4X25L17A* | *96MSN0401712A* | 24200 | 15.5 | 8.1 | 25400 | 21600 | 85.04% | 1.8 | 0 | 10 |  |  |  | No | R-410A | 2.0167 | Residential & Commercial | Ducted CEE Tier 1
212984067 | Central HP <5.4 tons | DAY & NIGHT | HRCU-A-CB (Split System: Heat Pump with Remote Outdoor Unit-Air-Source) | DLCURAH24ABK |  |  | EA*4X36L17A* | *92MSN0601714A* | 23800 | 17 | 8.5 | 26200 | 23800 | 90.84% | 1.98 | 0 | 10 |  |  |  | No | R-410A | 1.9833 | Residential & Commercial | Ducted CEE Tier 1
213297812 | Central HP <5.4 tons | JOHNSON CONTROLS | HRCU-A-CB (Split System: Heat Pump with Remote Outdoor Unit-Air-Source) | HMH72B341 |  |  | XAHC30CXXN1+TXV | Z8ES080B12SMPS1 | 31800 | 17 | 8.1 | 32200 | 22600 | 70.19% | 2 | 0 | 10 |  |  |  | No | R-410A | 2.65 | Residential & Commercial | Ducted CEE Tier 1
213297862 | Central HP <5.4 tons | JOHNSON CONTROLS | HRCU-A-CB (Split System: Heat Pump with Remote Outdoor Unit-Air-Source) | HMH72B341 |  |  | XAFC30CXXN1+TXV | Z9ET080B12SMPS1 | 32800 | 18.5 | 8.1 | 33000 | 23400 | 70.91% | 2.02 | 0 | 10 |  |  |  | No | R-410A | 2.7333 | Residential & Commercial | Ducted CEE Tier 1
213297847 | Central HP <5.4 tons | JOHNSON CONTROLS | HRCU-A-CB (Split System: Heat Pump with Remote Outdoor Unit-Air-Source) | HMH72B341 |  |  | XAHB36DBCN1+JMVT12BC2N1 |  | 33200 | 18 | 8.1 | 32200 | 22600 | 70.19% | 2.02 | 0 | 10 |  |  |  | No | R-410A | 2.7667 | Residential & Commercial | Ducted CEE Tier 1
213296977 | Central HP <5.4 tons | JOHNSON CONTROLS | HRCU-A-CB (Split System: Heat Pump with Remote Outdoor Unit-Air-Source) | HMH72B341 |  |  | XAFB36DXXN1+TXV | Z8ES080B12SMPS1 | 34000 | 18 | 8.1 | 33400 | 24000 | 71.86% | 2.08 | 0 | 10 |  |  |  | No | R-410A | 2.8333 | Residential & Commercial | Ducted CEE Tier 1
213297242 | Central HP <5.4 tons | JOHNSON CONTROLS | HRCU-A-CB (Split System: Heat Pump with Remote Outdoor Unit-Air-Source) | HMH72B341 |  |  | XAFC36DBCN1 | Z9ET080B12SMPS1 | 33800 | 18 | 8.5 | 33000 | 23200 | 70.3% | 2 | 0 | 10 |  |  |  | No | R-410A | 2.8167 | Residential & Commercial | Ducted CEE Tier 1
213297477 | Central HP <5.4 tons | JOHNSON CONTROLS | HRCU-A-CB (Split System: Heat Pump with Remote Outdoor Unit-Air-Source) | HMH72B341 |  |  | XAFB36DBCN1 | Z9ES060B12SMPS1 | 33000 | 16.5 | 8.5 | 32000 | 22400 | 70% | 1.8 | 0 | 10 |  |  |  | No | R-410A | 2.75 | Residential & Commercial | Ducted CEE Tier 1
207590076 | Central HP <5.4 tons | AMERICAN STANDARD | HRCU-A-CB (Split System: Heat Pump with Remote Outdoor Unit-Air-Source) | 4A6V8X60A1 |  |  | TEM8A0C60V51+TDR |  | 53000 | 18 | 8.5 | 51000 | 38000 | 74.51% | 1.8 | 12.2 | 11.7 |  |  |  | No | R-410A | 4.4167 | Residential & Commercial | Ducted CEE Tier 1
210474267 | Central HP <5.4 tons | COMFORTMAKER | HRCU-A-CB (Split System: Heat Pump with Remote Outdoor Unit-Air-Source) | CVH825GKA3* |  |  | EHD4X42AAL+WALLCON | *80CSU0601716A* | 24200 | 16 | 8.1 | 21400 | 16600 | 77.57% | 2 | 0 | 10.5 |  |  |  | No | R-410A | 2.0167 | Residential & Commercial | Ducted CEE Tier 1
210474333 | Central HP <5.4 tons | COMFORTMAKER | HRCU-A-CB (Split System: Heat Pump with Remote Outdoor Unit-Air-Source) | CVH825GKA3* |  |  | EHD4X42AAL+WALLCON | *96CTN0801714A* | 24000 | 16 | 8.1 | 21400 | 16700 | 78.04% | 2 | 0 | 10.5 |  |  |  | No | R-410A | 2 | Residential & Commercial | Ducted CEE Tier 1
204300468 | Central HP <5.4 tons | TEMPSTAR | HRCU-A-CB (Split System: Heat Pump with Remote Outdoor Unit-Air-Source) | TVH837GKA** |  |  | EHD4X48AAL+WALLCON | *80CTL1352422A* | 32600 | 17 | 8.1 | 33000 | 24800 | 75.15% | 1.98 | 11 | 11 |  |  |  | No | R-410A | 2.7167 | Residential & Commercial | Ducted CEE Tier 1
204298634 | Central HP <5.4 tons | TEMPSTAR | HRCU-A-CB (Split System: Heat Pump with Remote Outdoor Unit-Air-Source) | TVH837GKA** |  |  | EA*4X36L17A*+WALLCON | *80CTL0701412A* | 31400 | 17.5 | 8.1 | 33400 | 24400 | 73.05% | 1.84 | 11.5 | 11 |  |  |  | No | R-410A | 2.6167 | Residential & Commercial | Ducted CEE Tier 1
204299084 | Central HP <5.4 tons | TEMPSTAR | HRCU-A-CB (Split System: Heat Pump with Remote Outdoor Unit-Air-Source) | TVH837GKA** |  |  | EA*4X42L24A*+WALLCON | *80CTL1352422A* | 31800 | 17.5 | 8.1 | 33000 | 24400 | 73.94% | 1.9 | 12 | 11.5 |  |  |  | No | R-410A | 2.65 | Residential & Commercial | Ducted CEE Tier 1
216051103 | Central HP <5.4 tons | FRIEDRICH | HRCU-A-CB (Split System: Heat Pump with Remote Outdoor Unit-Air-Source) | FRP19AY36AJVC |  |  | TCFY3621MEAAM | FR962V0403A17M4 | 34200 | 20 | 10 | 34200 | 29600 | 86.55% | 2 | 0 | 12 |  |  |  | No | R-454B | 2.85 | Residential & Commercial | Ducted CEE Tier 1
216051064 | Central HP <5.4 tons | FRIEDRICH | HRCU-A-CB (Split System: Heat Pump with Remote Outdoor Unit-Air-Source) | FRP19AY36AJVC |  |  | TCFY3621MEAAM | FR802V1005A21UH | 34200 | 20 | 10 | 34200 | 29200 | 85.38% | 2 | 0 | 12 |  |  |  | No | R-454B | 2.85 | Residential & Commercial | Ducted CEE Tier 1
204451203 | Central HP <5.4 tons | CARRIER | HRCU-A-CB (Split System: Heat Pump with Remote Outdoor Unit-Air-Source) | 25VNA825A*031* |  |  | CAP**2517AL*+UI | 59TN6B080C17**14 | 24200 | 16.5 | 8.1 | 21400 | 16700 | 78.04% | 2 | 11 | 11 |  |  |  | No | R-410A | 2.0167 | Residential & Commercial | Ducted CEE Tier 1
215669565 | Central HP <5.4 tons | AIRQUEST | HRCU-A-CB (Split System: Heat Pump with Remote Outdoor Unit-Air-Source) | H5H0V36*K*AAA* |  |  | EA*5X61M21A*+WALLCON | *97CMN0802120B* | 34800 | 18 | 9 | 34400 | 24800 | 72.09% | 1.92 | 0 | 10 |  |  |  | No | R-454B | 2.9 | Residential & Commercial | Ducted CEE Tier 1
215669615 | Central HP <5.4 tons | AIRQUEST | HRCU-A-CB (Split System: Heat Pump with Remote Outdoor Unit-Air-Source) | H5H0V36*K*AAA* |  |  | EA*5X61M24A*+WALLCON | *80CSU1002120A* | 34800 | 18 | 9 | 34400 | 24800 | 72.09% | 1.92 | 0 | 10 |  |  |  | No | R-454B | 2.9 | Residential & Commercial | Ducted CEE Tier 1
215669665 | Central HP <5.4 tons | AIRQUEST | HRCU-A-CB (Split System: Heat Pump with Remote Outdoor Unit-Air-Source) | H5H0V36*K*AAA* |  |  | EA*5X61M24A*+WALLCON | *95CSU0802120B* | 34800 | 18 | 9 | 34400 | 24800 | 72.09% | 1.92 | 0 | 10 |  |  |  | No | R-454B | 2.9 | Residential & Commercial | Ducted CEE Tier 1
215669735 | Central HP <5.4 tons | AIRQUEST | HRCU-A-CB (Split System: Heat Pump with Remote Outdoor Unit-Air-Source) | H5H0V36*K*AAA* |  |  | EA*5X61M24A*+WALLCON | *96CTN1202422B* | 35000 | 18.5 | 9 | 34400 | 24800 | 72.09% | 1.92 | 0 | 10.5 |  |  |  | No | R-454B | 2.9167 | Residential & Commercial | Ducted CEE Tier 1
213297212 | Central HP <5.4 tons | JOHNSON CONTROLS | HRCU-A-CB (Split System: Heat Pump with Remote Outdoor Unit-Air-Source) | HMH72B341 |  |  | XAHC30CXXN1+JMET12CS2N1+TXV |  | 32800 | 18 | 8.5 | 32400 | 22800 | 70.37% | 2.04 | 0 | 10 |  |  |  | No | R-410A | 2.7333 | Residential & Commercial | Ducted CEE Tier 1
211387520 | Central HP <5.4 tons | JOHNSON CONTROLS | HRCU-A-CB (Split System: Heat Pump with Remote Outdoor Unit-Air-Source) | HMH72B341 |  |  | XAFC36DXXN1+TXV | TP9C100C16MP13 | 34000 | 17.5 | 8.5 | 34000 | 24000 | 70.59% | 2.1 | 0 | 10 |  |  |  | No | R-410A | 2.8333 | Residential & Commercial | Ducted CEE Tier 1
214875893 | Central HP <5.4 tons | JOHNSON CONTROLS | HRCU-A-CB (Split System: Heat Pump with Remote Outdoor Unit-Air-Source) | HMH72B341 |  |  | XAFC36DBCN1+JME16C2SN1 |  | 34000 | 18.5 | 8.5 | 33000 | 23200 | 70.3% | 2 | 0 | 10.5 |  |  |  | No | R-410A | 2.8333 | Residential & Commercial | Ducted CEE Tier 1
211387897 | Central HP <5.4 tons | JOHNSON CONTROLS | HRCU-A-CB (Split System: Heat Pump with Remote Outdoor Unit-Air-Source) | HMH72B341 |  |  | XAFB36DXXN1+TXV | TP9C080B12MP13 | 33600 | 17.5 | 8.5 | 33400 | 23400 | 70.06% | 2.04 | 0 | 10 |  |  |  | No | R-410A | 2.8 | Residential & Commercial | Ducted CEE Tier 1
213297802 | Central HP <5.4 tons | JOHNSON CONTROLS | HRCU-A-CB (Split System: Heat Pump with Remote Outdoor Unit-Air-Source) | HMH72B341 |  |  | XAFC30CXXN1+TXV | Z8ES080C20SMPS1 | 33600 | 18 | 8.5 | 33000 | 23200 | 70.3% | 2.08 | 0 | 10 |  |  |  | No | R-410A | 2.8 | Residential & Commercial | Ducted CEE Tier 1
213782330 | Central HP <5.4 tons | COMFORTMAKER | HRCU-A-CB (Split System: Heat Pump with Remote Outdoor Unit-Air-Source) | CVH837GKA2* |  |  | EHD4X60AAL+WALLCON | *96CTN0601714B* | 32800 | 16.5 | 8.1 | 32400 | 25000 | 77.16% | 1.96 | 0 | 11 |  |  |  | No | R-410A | 2.7333 | Residential & Commercial | Ducted CEE Tier 1
213077785 | Central HP <5.4 tons | COMFORTMAKER | HRCU-A-CB (Split System: Heat Pump with Remote Outdoor Unit-Air-Source) | DLCURAH36ABK |  |  | EN(A,D)4X48L24** | *96VTN1002122B* | 36000 | 17 | 8.1 | 38500 | 34800 | 90.39% | 2 | 0 | 10.5 |  |  |  | No | R-410A | 3 | Residential & Commercial | Ducted CEE Tier 1
213077833 | Central HP <5.4 tons | COMFORTMAKER | HRCU-A-CB (Split System: Heat Pump with Remote Outdoor Unit-Air-Source) | DLCURAH36ABK |  |  | EA*4X37L17A* | *80MS(N,L)0451412A* | 36000 | 15.2 | 8.5 | 38500 | 35200 | 91.43% | 2 | 0 | 10 |  |  |  | No | R-410A | 3 | Residential & Commercial | Ducted CEE Tier 1
206771465 | Central HP <5.4 tons | DAY & NIGHT | HRCU-A-CB (Split System: Heat Pump with Remote Outdoor Unit-Air-Source) | CVH837GKA2* |  |  | EA*4X42L21A*+WALLCON | *97CMN1002122A* | 31800 | 17 | 8.1 | 33000 | 24400 | 73.94% | 1.9 | 11.5 | 11.5 |  |  |  | No | R-410A | 2.65 | Residential & Commercial | Ducted CEE Tier 1
206771942 | Central HP <5.4 tons | DAY & NIGHT | HRCU-A-CB (Split System: Heat Pump with Remote Outdoor Unit-Air-Source) | CVH837GKA2* |  |  | EA*4X48L24A*+WALLCON | *97CMN1202422A* | 32200 | 17.5 | 8.5 | 32600 | 25000 | 76.69% | 1.98 | 12 | 11.7 |  |  |  | No | R-410A | 2.6833 | Residential & Commercial | Ducted CEE Tier 1
206772699 | Central HP <5.4 tons | DAY & NIGHT | HRCU-A-CB (Split System: Heat Pump with Remote Outdoor Unit-Air-Source) | CVH837GKA2* |  |  | EHD4X42AAL+WALLCON | *80CTL0701716A* | 32400 | 16.5 | 8.1 | 33200 | 25000 | 75.3% | 1.94 | 11.5 | 11 |  |  |  | No | R-410A | 2.7 | Residential & Commercial | Ducted CEE Tier 1
215934777 | Central HP <5.4 tons | AIRQUEST | HRCU-A-CB (Split System: Heat Pump with Remote Outdoor Unit-Air-Source) | H5H3V36*K*AAA* |  |  | EVM5X44M21A*+WALLCON | *80CSU0401712A* | 35600 | 22 | 8.5 | 38000 | 28800 | 75.79% | 2.02 | 0 | 12 |  |  |  | No | R-454B | 2.9667 | Residential & Commercial | Ducted CEE Tier 1
215934977 | Central HP <5.4 tons | AIRQUEST | HRCU-A-CB (Split System: Heat Pump with Remote Outdoor Unit-Air-Source) | H5H3V36*K*AAA* |  |  | EVM5X49M21A*+WALLCON | *80CSU0401712A* | 35600 | 22 | 8.5 | 38000 | 28800 | 75.79% | 2.02 | 0 | 12 |  |  |  | No | R-454B | 2.9667 | Residential & Commercial | Ducted CEE Tier 1
215935327 | Central HP <5.4 tons | AIRQUEST | HRCU-A-CB (Split System: Heat Pump with Remote Outdoor Unit-Air-Source) | H5H3V36*K*AAA* |  |  | EVM5X60M24A*+WALLCON | *80CSU1002120A* | 35400 | 21.5 | 8.5 | 38000 | 28600 | 75.26% | 2.02 | 0 | 12 |  |  |  | No | R-454B | 2.95 | Residential & Commercial | Ducted CEE Tier 1
214075528 | Central HP <5.4 tons | FRIEDRICH | HRCU-A-CB (Split System: Heat Pump with Remote Outdoor Unit-Air-Source) | RD17AZ24AJ3N |  |  | TCFZ2417MTANM | FR962V0403A17M4 | 22600 | 17 | 9.5 | 22600 | 16900 | 74.78% | 2 | 0 | 11.2 |  |  |  | No | R-410A | 1.8833 | Residential & Commercial | Ducted CEE Tier 1
214075445 | Central HP <5.4 tons | FRIEDRICH | HRCU-A-CB (Split System: Heat Pump with Remote Outdoor Unit-Air-Source) | RD17AZ24AJ3N |  |  | TCFZ2417MTANM | FR801V1004A17UH | 22600 | 17 | 9.5 | 22600 | 16800 | 74.34% | 2.1 | 0 | 11.2 |  |  |  | No | R-410A | 1.8833 | Residential & Commercial | Ducted CEE Tier 1
216051041 | Central HP <5.4 tons | FRIEDRICH | HRCU-A-CB (Split System: Heat Pump with Remote Outdoor Unit-Air-Source) | FRP19AY24AJVC |  |  | TCFY2421HEAAM | FR801V0754A17UH | 22800 | 21 | 8.5 | 22800 | 18400 | 80.7% | 1.8 | 0 | 13 |  |  |  | No | R-454B | 1.9 | Residential & Commercial | Ducted CEE Tier 1
214075534 | Central HP <5.4 tons | FRIEDRICH | HRCU-A-CB (Split System: Heat Pump with Remote Outdoor Unit-Air-Source) | RD17AZ24AJ3N |  |  | TCFZ2417MTANM | FR802V0754A17DZ | 22600 | 17 | 9.5 | 22600 | 16800 | 74.34% | 2.1 | 0 | 11.2 |  |  |  | No | R-410A | 1.8833 | Residential & Commercial | Ducted CEE Tier 1
215933689 | Central HP <5.4 tons | COMFORTMAKER | HRCU-A-CB (Split System: Heat Pump with Remote Outdoor Unit-Air-Source) | C5H3V36*K*AAA* |  |  | ESH5X48M12A*+WALLCON | *96CTN0401410B* | 32200 | 17.5 | 9 | 33800 | 26000 | 76.92% | 1.94 | 0 | 10.5 |  |  |  | No | R-454B | 2.6833 | Residential & Commercial | Ducted CEE Tier 1
215934659 | Central HP <5.4 tons | COMFORTMAKER | HRCU-A-CB (Split System: Heat Pump with Remote Outdoor Unit-Air-Source) | C5H3V36*K*AAA* |  |  | EVM5X30M17A*+WALLCON | *96CTN0601714B* | 34000 | 20 | 8.1 | 38000 | 27200 | 71.58% | 2 | 0 | 11 |  |  |  | No | R-454B | 2.8333 | Residential & Commercial | Ducted CEE Tier 1
215936300 | Central HP <5.4 tons | DAY & NIGHT | HRCU-A-CB (Split System: Heat Pump with Remote Outdoor Unit-Air-Source) | C5H3V36*K*AAA* |  |  | EVD5X48M24A*+WALLCON | *80CSU1002120A* | 35000 | 21.5 | 8.5 | 38500 | 28400 | 73.77% | 2.04 | 0 | 12 |  |  |  | No | R-454B | 2.9167 | Residential & Commercial | Ducted CEE Tier 1
215936670 | Central HP <5.4 tons | DAY & NIGHT | HRCU-A-CB (Split System: Heat Pump with Remote Outdoor Unit-Air-Source) | C5H3V36*K*AAA* |  |  | EVD5X60M21A*+WALLCON | *95CSU1002122B* | 35600 | 22 | 9 | 38000 | 28400 | 74.74% | 2.14 | 0 | 12.5 |  |  |  | No | R-454B | 2.9667 | Residential & Commercial | Ducted CEE Tier 1
215936710 | Central HP <5.4 tons | DAY & NIGHT | HRCU-A-CB (Split System: Heat Pump with Remote Outdoor Unit-Air-Source) | C5H3V36*K*AAA* |  |  | EVD5X60M21A*+WALLCON | *97CMN1002122B* | 35600 | 22 | 8.5 | 38000 | 28600 | 75.26% | 2.02 | 0 | 12.5 |  |  |  | No | R-454B | 2.9667 | Residential & Commercial | Ducted CEE Tier 1
204299434 | Central HP <5.4 tons | TEMPSTAR | HRCU-A-CB (Split System: Heat Pump with Remote Outdoor Unit-Air-Source) | TVH837GKA** |  |  | EA*4X48L24A*+WALLCON | *96CTN1002122A* | 32400 | 17.5 | 8.5 | 32600 | 24800 | 76.07% | 2 | 12 | 11.7 |  |  |  | No | R-410A | 2.7 | Residential & Commercial | Ducted CEE Tier 1
206788566 | Central HP <5.4 tons | CARRIER | HRCU-A-CB (Split System: Heat Pump with Remote Outdoor Unit-Air-Source) | 25VNA424A*031* |  |  | CAP**3621AL*+UI | 59CU5A100C21**22 | 23400 | 20.5 | 10 | 26600 | 19700 | 74.06% | 2.44 | 14 | 13.5 |  |  |  | No | R-410A | 1.95 | Residential & Commercial | Ducted CEE Tier 1
206765536 | Central HP <5.4 tons | TEMPSTAR | HRCU-A-CB (Split System: Heat Pump with Remote Outdoor Unit-Air-Source) | TVH825GKA3* |  |  | EA*4X25L17A*+WALLCON | *97CMN0601714A* | 24200 | 15.5 | 8.1 | 20000 | 16000 | 80% | 1.94 | 11.5 | 10.5 |  |  |  | No | R-410A | 2.0167 | Residential & Commercial | Ducted CEE Tier 1
206765617 | Central HP <5.4 tons | TEMPSTAR | HRCU-A-CB (Split System: Heat Pump with Remote Outdoor Unit-Air-Source) | TVH825GKA3* |  |  | EA*4X30L17A*+WALLCON | *97CMN0601714A* | 23200 | 16 | 8.1 | 21600 | 16900 | 78.24% | 1.9 | 11 | 10.5 |  |  |  | No | R-410A | 1.9333 | Residential & Commercial | Ducted CEE Tier 1
206765653 | Central HP <5.4 tons | TEMPSTAR | HRCU-A-CB (Split System: Heat Pump with Remote Outdoor Unit-Air-Source) | TVH825GKA3* |  |  | EA*4X36L17A*+WALLCON | *80CTL0451712A* | 23400 | 16 | 8.1 | 21600 | 16800 | 77.78% | 1.92 | 11 | 10.5 |  |  |  | No | R-410A | 1.95 | Residential & Commercial | Ducted CEE Tier 1
206767212 | Central HP <5.4 tons | TEMPSTAR | HRCU-A-CB (Split System: Heat Pump with Remote Outdoor Unit-Air-Source) | TVH825GKA3* |  |  | EA*4X37L21A*+WALLCON | *80CSU0601716A* | 24400 | 17 | 8.1 | 21200 | 16600 | 78.3% | 2.02 | 11.5 | 11 |  |  |  | No | R-410A | 2.0333 | Residential & Commercial | Ducted CEE Tier 1
206767478 | Central HP <5.4 tons | TEMPSTAR | HRCU-A-CB (Split System: Heat Pump with Remote Outdoor Unit-Air-Source) | TVH825GKA3* |  |  | EA*4X25L17A*+WALLCON | *95CSU0601716A* | 24200 | 16.5 | 8.1 | 21400 | 16700 | 78.04% | 2 | 11 | 10.5 |  |  |  | No | R-410A | 2.0167 | Residential & Commercial | Ducted CEE Tier 1
213297852 | Central HP <5.4 tons | JOHNSON CONTROLS | HRCU-A-CB (Split System: Heat Pump with Remote Outdoor Unit-Air-Source) | HMH72B341 |  |  | XAFC36DXXN1+JMET12CS2N1+TXV |  | 34000 | 18.5 | 8.5 | 34000 | 24200 | 71.18% | 2.14 | 0 | 10 |  |  |  | No | R-410A | 2.8333 | Residential & Commercial | Ducted CEE Tier 1
206772969 | Central HP <5.4 tons | DAY & NIGHT | HRCU-A-CB (Split System: Heat Pump with Remote Outdoor Unit-Air-Source) | CVH837GKA2* |  |  | EHD4X48AAL+WALLCON | *97CMN1202422A* | 32600 | 16.5 | 8.1 | 33000 | 25000 | 75.76% | 1.96 | 11.5 | 11 |  |  |  | No | R-410A | 2.7167 | Residential & Commercial | Ducted CEE Tier 1
213770354 | Central HP <5.4 tons | BRYANT HEATING AND COOLING SYSTEMS | HRCU-A-CB (Split System: Heat Pump with Remote Outdoor Unit-Air-Source) | 284ANV048*0**B* |  |  | CSPH*6012AL*+UI | 987MC66120C24*** | 45000 | 20 | 9 | 46000 | 36200 | 78.7% | 2.34 | 0 | 11.7 |  |  |  | No | R-410A | 3.75 | Residential & Commercial | Ducted CEE Tier 1
212985520 | Central HP <5.4 tons | DAY & NIGHT | HRCU-A-CB (Split System: Heat Pump with Remote Outdoor Unit-Air-Source) | DLCURAH36ABK |  |  | EA*4X48L24A* | *92MSN1002122A* | 36000 | 16.5 | 8.5 | 37800 | 34600 | 91.53% | 2.04 | 0 | 10 |  |  |  | No | R-410A | 3 | Residential & Commercial | Ducted CEE Tier 1
213077950 | Central HP <5.4 tons | COMFORTMAKER | HRCU-A-CB (Split System: Heat Pump with Remote Outdoor Unit-Air-Source) | DLCURAH36ABK |  |  | EA*4X37L21A* | *80MS(N,L)0701712A* | 36200 | 16 | 8.5 | 38000 | 34800 | 91.58% | 2.04 | 0 | 10 |  |  |  | No | R-410A | 3.0167 | Residential & Commercial | Ducted CEE Tier 1
213078200 | Central HP <5.4 tons | COMFORTMAKER | HRCU-A-CB (Split System: Heat Pump with Remote Outdoor Unit-Air-Source) | DLCURAH36ABK |  |  | EA*4X42L24A* | *80MS(N,L)0702116A* | 35200 | 16.5 | 8.1 | 38500 | 35000 | 90.91% | 1.88 | 0 | 10 |  |  |  | No | R-410A | 2.9333 | Residential & Commercial | Ducted CEE Tier 1
204299904 | Central HP <5.4 tons | TEMPSTAR | HRCU-A-CB (Split System: Heat Pump with Remote Outdoor Unit-Air-Source) | TVH837GKA** |  |  | EN(A,D)4X48L24**+WALLCON | *96CTN1202422A* | 32400 | 17.5 | 8.1 | 32800 | 24800 | 75.61% | 1.96 | 12 | 11.7 |  |  |  | No | R-410A | 2.7 | Residential & Commercial | Ducted CEE Tier 1
204300438 | Central HP <5.4 tons | TEMPSTAR | HRCU-A-CB (Split System: Heat Pump with Remote Outdoor Unit-Air-Source) | TVH837GKA** |  |  | EHD4X48AAL+WALLCON | *80CTL0701716A* | 32600 | 17 | 8.1 | 33200 | 25000 | 75.3% | 1.96 | 11.5 | 11 |  |  |  | No | R-410A | 2.7167 | Residential & Commercial | Ducted CEE Tier 1
212987513 | Central HP <5.4 tons | DAY & NIGHT | HRCU-A-CB (Split System: Heat Pump with Remote Outdoor Unit-Air-Source) | DLCURAH18ABK |  |  | EA*4X24L17A* | *96MSN0801716A* | 17700 | 16 | 8.5 | 18600 | 19400 | 104.3% | 2.32 | 0 | 10.5 |  |  |  | No | R-410A | 1.475 | Residential & Commercial | Ducted CEE Tier 1
212985969 | Central HP <5.4 tons | DAY & NIGHT | HRCU-A-CB (Split System: Heat Pump with Remote Outdoor Unit-Air-Source) | DLCURAH18ABK |  |  | EN(A,D)4X30L14** | *96MSN0261410A* | 17500 | 16 | 8.1 | 18100 | 18600 | 102.8% | 2.24 | 0 | 11 |  |  |  | No | R-410A | 1.4583 | Residential & Commercial | Ducted CEE Tier 1
212984715 | Central HP <5.4 tons | DAY & NIGHT | HRCU-A-CB (Split System: Heat Pump with Remote Outdoor Unit-Air-Source) | DLCURAH18ABK |  |  | EA*4X24L17A* | *92MSN0801716A* | 17700 | 16.5 | 8.5 | 18700 | 19300 | 103.2% | 2.32 | 0 | 10.5 |  |  |  | No | R-410A | 1.475 | Residential & Commercial | Ducted CEE Tier 1
212984712 | Central HP <5.4 tons | AIRQUEST | HRCU-A-CB (Split System: Heat Pump with Remote Outdoor Unit-Air-Source) | DLCURAH18ABK |  |  | EA*4X24L17A* | *92MSN0801716A* | 17700 | 16.5 | 8.5 | 18700 | 19300 | 103.2% | 2.32 | 0 | 10.5 |  |  |  | No | R-410A | 1.475 | Residential & Commercial | Ducted CEE Tier 1
206135674 | Central HP <5.4 tons | HEIL | HRCU-A-CB (Split System: Heat Pump with Remote Outdoor Unit-Air-Source) | HVH837GKA** |  |  | EA*4X37L21A*+WALLCON | *80CSU1002120A* | 32800 | 17 | 8.5 | 33000 | 25200 | 76.36% | 1.96 | 12 | 11 |  |  |  | No | R-410A | 2.7333 | Residential & Commercial | Ducted CEE Tier 1
216051067 | Central HP <5.4 tons | FRIEDRICH | HRCU-A-CB (Split System: Heat Pump with Remote Outdoor Unit-Air-Source) | FRP19AY36AJVC |  |  | RCFY3621MEAAM | FR802V1005A21UH | 34200 | 20 | 10 | 34200 | 29200 | 85.38% | 2 | 0 | 12 |  |  |  | No | R-454B | 2.85 | Residential & Commercial | Ducted CEE Tier 1
206771036 | Central HP <5.4 tons | TEMPSTAR | HRCU-A-CB (Split System: Heat Pump with Remote Outdoor Unit-Air-Source) | TVH837GKA2* |  |  | EA*4X36L17A*+WALLCON | *80CTL0901716A* | 31600 | 17.5 | 8.1 | 33200 | 24200 | 72.89% | 1.86 | 11 | 11 |  |  |  | No | R-410A | 2.6333 | Residential & Commercial | Ducted CEE Tier 1
206771090 | Central HP <5.4 tons | TEMPSTAR | HRCU-A-CB (Split System: Heat Pump with Remote Outdoor Unit-Air-Source) | TVH837GKA2* |  |  | EA*4X36L21A*+WALLCON | *96CTN0801714A* | 31400 | 17 | 8.1 | 33400 | 24400 | 73.05% | 1.84 | 11 | 11 |  |  |  | No | R-410A | 2.6167 | Residential & Commercial | Ducted CEE Tier 1
206771549 | Central HP <5.4 tons | TEMPSTAR | HRCU-A-CB (Split System: Heat Pump with Remote Outdoor Unit-Air-Source) | TVH837GKA2* |  |  | EA*4X42L24A*+WALLCON | *96CTN1202422A* | 31800 | 17.5 | 8.1 | 33000 | 24400 | 73.94% | 1.9 | 11 | 11.5 |  |  |  | No | R-410A | 2.65 | Residential & Commercial | Ducted CEE Tier 1
206771981 | Central HP <5.4 tons | TEMPSTAR | HRCU-A-CB (Split System: Heat Pump with Remote Outdoor Unit-Air-Source) | TVH837GKA2* |  |  | EA*4X48L24A*+WALLCON | *97CMN0602120A* | 32200 | 17 | 8.1 | 32800 | 25200 | 76.83% | 1.96 | 11.5 | 11 |  |  |  | No | R-410A | 2.6833 | Residential & Commercial | Ducted CEE Tier 1
206133350 | Central HP <5.4 tons | DAY & NIGHT | HRCU-A-CB (Split System: Heat Pump with Remote Outdoor Unit-Air-Source) | CVH825GKA2* |  |  | EA*4X30L17A*+WALLCON | *80CSU0601716A* | 23400 | 16.5 | 8.1 | 21600 | 16700 | 77.31% | 1.92 | 11 | 10.5 |  |  |  | No | R-410A | 1.95 | Residential & Commercial | Ducted CEE Tier 1
212984643 | Central HP <5.4 tons | DAY & NIGHT | HRCU-A-CB (Split System: Heat Pump with Remote Outdoor Unit-Air-Source) | DLCURAH24ABK |  |  | EA*4X37L21A* | *92MSN0801716A* | 24200 | 17.5 | 8.5 | 25000 | 21400 | 85.6% | 1.8 | 0 | 10.5 |  |  |  | No | R-410A | 2.0167 | Residential & Commercial | Ducted CEE Tier 1
212984139 | Central HP <5.4 tons | DAY & NIGHT | HRCU-A-CB (Split System: Heat Pump with Remote Outdoor Unit-Air-Source) | DLCURAH24ABK |  |  | EN(A,D,W)4X36L17** | *92MSN0601714A* | 23600 | 17 | 8.5 | 26400 | 24400 | 92.42% | 2.02 | 0 | 10.5 |  |  |  | No | R-410A | 1.9667 | Residential & Commercial | Ducted CEE Tier 1
204298921 | Central HP <5.4 tons | DAY & NIGHT | HRCU-A-CB (Split System: Heat Pump with Remote Outdoor Unit-Air-Source) | CVH837GKA** |  |  | EA*4X42L21A*+WALLCON | *80CTL0701716A* | 31800 | 17 | 8.1 | 33200 | 24600 | 74.1% | 1.88 | 11 | 11 |  |  |  | No | R-410A | 2.65 | Residential & Commercial | Ducted CEE Tier 1
204299071 | Central HP <5.4 tons | DAY & NIGHT | HRCU-A-CB (Split System: Heat Pump with Remote Outdoor Unit-Air-Source) | CVH837GKA** |  |  | EA*4X42L24A*+WALLCON | *80CTL0902120A* | 31800 | 17.5 | 8.1 | 33200 | 24400 | 73.49% | 1.9 | 11 | 11.5 |  |  |  | No | R-410A | 2.65 | Residential & Commercial | Ducted CEE Tier 1
204299321 | Central HP <5.4 tons | DAY & NIGHT | HRCU-A-CB (Split System: Heat Pump with Remote Outdoor Unit-Air-Source) | CVH837GKA** |  |  | EA*4X48L21A*+WALLCON | *80CTL0901716A* | 32400 | 18 | 8.5 | 32600 | 24800 | 76.07% | 2 | 12 | 11.7 |  |  |  | No | R-410A | 2.7 | Residential & Commercial | Ducted CEE Tier 1
204299891 | Central HP <5.4 tons | DAY & NIGHT | HRCU-A-CB (Split System: Heat Pump with Remote Outdoor Unit-Air-Source) | CVH837GKA** |  |  | EN(A,D)4X48L24**+WALLCON | *80CTL1352422A* | 32400 | 17.5 | 8.1 | 32800 | 24800 | 75.61% | 1.98 | 12 | 11.7 |  |  |  | No | R-410A | 2.7 | Residential & Commercial | Ducted CEE Tier 1
216051050 | Central HP <5.4 tons | FRIEDRICH | HRCU-A-CB (Split System: Heat Pump with Remote Outdoor Unit-Air-Source) | FRP19AY24AJVC |  |  | TCFY2421HEAAM | FR802V0754A17UH | 22800 | 21 | 8.5 | 22800 | 18400 | 80.7% | 1.8 | 0 | 13 |  |  |  | No | R-454B | 1.9 | Residential & Commercial | Ducted CEE Tier 1
216051014 | Central HP <5.4 tons | FRIEDRICH | HRCU-A-CB (Split System: Heat Pump with Remote Outdoor Unit-Air-Source) | FRP19AY24AJVC |  |  | TCFY2421HEAAM | FR962V0603A17M4 | 22800 | 21 | 8.5 | 22800 | 18600 | 81.58% | 1.8 | 0 | 13 |  |  |  | No | R-454B | 1.9 | Residential & Commercial | Ducted CEE Tier 1
216051031 | Central HP <5.4 tons | FRIEDRICH | HRCU-A-CB (Split System: Heat Pump with Remote Outdoor Unit-Air-Source) | FRP19AY24AJVC |  |  | TCFY2421HEAAM | FR97MV0703A17DH | 22800 | 21 | 8.5 | 22800 | 18500 | 81.14% | 1.8 | 0 | 13 |  |  |  | No | R-454B | 1.9 | Residential & Commercial | Ducted CEE Tier 1
214651088 | Central HP <5.4 tons | JOHNSON CONTROLS | HRCU-A-CB (Split System: Heat Pump with Remote Outdoor Unit-Air-Source) | HH860E2S11 |  |  | CTU60D5XHS1+TXV | TM8E130D20MP11 | 54000 | 19 | 8.5 | 55000 | 38500 | 70% | 2 | 0 | 11.7 |  |  |  | No | R-454B | 4.5 | Residential & Commercial | Ducted CEE Tier 1
210450257 | Central HP <5.4 tons | CARRIER | HRCU-A-CB (Split System: Heat Pump with Remote Outdoor Unit-Air-Source) | 38MURAQ36AB3* |  |  | CNPV*4217AL* | GG96VTAA48080B | 35400 | 15.5 | 8.5 | 38500 | 35000 | 90.91% | 1.94 | 0 | 10 |  |  |  | No | R-410A | 2.95 | Residential & Commercial | Ducted CEE Tier 1
214802163 | Central HP <5.4 tons | FRIEDRICH | HRCU-A-CB (Split System: Heat Pump with Remote Outdoor Unit-Air-Source) | FRP18AZ48AJVC |  |  | TCFZ4821SEAAM | FR951V0705A21UHU | 44500 | 19 | 8.1 | 40000 | 42000 | 105% | 1.8 | 0 | 10 |  |  |  | No | R-410A | 3.7083 | Residential & Commercial | Ducted CEE Tier 1
213078469 | Central HP <5.4 tons | COMFORTMAKER | HRCU-A-CB (Split System: Heat Pump with Remote Outdoor Unit-Air-Source) | DLCURAH36ABK |  |  | EN(A,D,W)4X48L21** | *80MS(N,L)0902116A* | 35800 | 16.5 | 8.1 | 38500 | 34800 | 90.39% | 2 | 0 | 10 |  |  |  | No | R-410A | 2.9833 | Residential & Commercial | Ducted CEE Tier 1
206771105 | Central HP <5.4 tons | DAY & NIGHT | HRCU-A-CB (Split System: Heat Pump with Remote Outdoor Unit-Air-Source) | CVH837GKA2* |  |  | EA*4X36L21A*+WALLCON | *97CMN0801714A* | 31400 | 17 | 8.1 | 33400 | 24600 | 73.65% | 1.84 | 11 | 11 |  |  |  | No | R-410A | 2.6167 | Residential & Commercial | Ducted CEE Tier 1
206771348 | Central HP <5.4 tons | DAY & NIGHT | HRCU-A-CB (Split System: Heat Pump with Remote Outdoor Unit-Air-Source) | CVH837GKA2* |  |  | EA*4X37L21A*+WALLCON | *96CTN1002122A* | 33000 | 17.5 | 8.5 | 33000 | 25200 | 76.36% | 2 | 12 | 11.7 |  |  |  | No | R-410A | 2.75 | Residential & Commercial | Ducted CEE Tier 1
206771798 | Central HP <5.4 tons | DAY & NIGHT | HRCU-A-CB (Split System: Heat Pump with Remote Outdoor Unit-Air-Source) | CVH837GKA2* |  |  | EA*4X48L21A*+WALLCON | *96CTN0801714A* | 32200 | 17 | 8.1 | 32800 | 25200 | 76.83% | 1.96 | 11.5 | 11 |  |  |  | No | R-410A | 2.6833 | Residential & Commercial | Ducted CEE Tier 1
206772248 | Central HP <5.4 tons | DAY & NIGHT | HRCU-A-CB (Split System: Heat Pump with Remote Outdoor Unit-Air-Source) | CVH837GKA2* |  |  | EN(A,D,W)4X48L21**+WALLCON | *80CTL0902120A* | 32400 | 17.5 | 8.1 | 33000 | 24800 | 75.15% | 1.96 | 12 | 11.7 |  |  |  | No | R-410A | 2.7 | Residential & Commercial | Ducted CEE Tier 1
204300575 | Central HP <5.4 tons | DAY & NIGHT | HRCU-A-CB (Split System: Heat Pump with Remote Outdoor Unit-Air-Source) | CVH837GKA** |  |  | EHD4X48AAL+WALLCON | *80CTL0701412A* | 32600 | 17 | 8.1 | 33200 | 25000 | 75.3% | 1.96 | 11.5 | 11 |  |  |  | No | R-410A | 2.7167 | Residential & Commercial | Ducted CEE Tier 1
212975688 | Central HP <5.4 tons | COMFORTMAKER | HRCU-A-CB (Split System: Heat Pump with Remote Outdoor Unit-Air-Source) | DLCURAH24ABK |  |  | EA*4X36L17A* | *96VTN0601412B* | 23600 | 17 | 8.5 | 26200 | 24000 | 91.6% | 2 | 0 | 10 |  |  |  | No | R-410A | 1.9667 | Residential & Commercial | Ducted CEE Tier 1
212979516 | Central HP <5.4 tons | COMFORTMAKER | HRCU-A-CB (Split System: Heat Pump with Remote Outdoor Unit-Air-Source) | DLCURAH24ABK |  |  | EN(A,D)4X36L21** | *80MS(N,L)0702116A* | 23800 | 17 | 8.5 | 26400 | 24000 | 90.91% | 2 | 0 | 10.5 |  |  |  | No | R-410A | 1.9833 | Residential & Commercial | Ducted CEE Tier 1
212979898 | Central HP <5.4 tons | COMFORTMAKER | HRCU-A-CB (Split System: Heat Pump with Remote Outdoor Unit-Air-Source) | DLCURAH24ABK |  |  | EN(A,D)4X24L17** | *80MS(N,L)0901714A* | 23400 | 16.5 | 8.5 | 27000 | 24400 | 90.37% | 2.02 | 0 | 10 |  |  |  | No | R-410A | 1.95 | Residential & Commercial | Ducted CEE Tier 1
212980601 | Central HP <5.4 tons | COMFORTMAKER | HRCU-A-CB (Split System: Heat Pump with Remote Outdoor Unit-Air-Source) | DLCURAH24ABK |  |  | EN(A,D)4X36L21** | *80MS(N,L)0902120A* | 23600 | 17 | 8.5 | 26200 | 24400 | 93.13% | 2.04 | 0 | 10.5 |  |  |  | No | R-410A | 1.9667 | Residential & Commercial | Ducted CEE Tier 1
214239245 | Central HP <5.4 tons | HEIL | HRCU-A-CB (Split System: Heat Pump with Remote Outdoor Unit-Air-Source) | HVH837GKA2* |  |  | EN(A,D,W)4X48L21**+WALLCON | *97CMN1002122B* | 32400 | 17 | 8.1 | 32600 | 24600 | 75.46% | 1.96 | 0 | 11.7 |  |  |  | No | R-410A | 2.7 | Residential & Commercial | Ducted CEE Tier 1
214239365 | Central HP <5.4 tons | HEIL | HRCU-A-CB (Split System: Heat Pump with Remote Outdoor Unit-Air-Source) | HVH837GKA2* |  |  | EN(A,D,W)4X60L24**+WALLCON | *80CTL1102120B* | 32800 | 17.5 | 8.1 | 32200 | 24600 | 76.4% | 1.96 | 0 | 12 |  |  |  | No | R-410A | 2.7333 | Residential & Commercial | Ducted CEE Tier 1
215935627 | Central HP <5.4 tons | AIRQUEST | HRCU-A-CB (Split System: Heat Pump with Remote Outdoor Unit-Air-Source) | H5H3V36*K*AAA* |  |  | EVD5X36M21A*+WALLCON | *80CTL0701716B* | 34200 | 20.5 | 8.5 | 39000 | 28400 | 72.82% | 2.02 | 0 | 11.5 |  |  |  | No | R-454B | 2.85 | Residential & Commercial | Ducted CEE Tier 1
215936347 | Central HP <5.4 tons | AIRQUEST | HRCU-A-CB (Split System: Heat Pump with Remote Outdoor Unit-Air-Source) | H5H3V36*K*AAA* |  |  | EVD5X48M24A*+WALLCON | *95CSU0802120B* | 35000 | 21 | 8.5 | 38500 | 28400 | 73.77% | 2.04 | 0 | 12 |  |  |  | No | R-454B | 2.9167 | Residential & Commercial | Ducted CEE Tier 1
206788529 | Central HP <5.4 tons | CARRIER | HRCU-A-CB (Split System: Heat Pump with Remote Outdoor Unit-Air-Source) | 25VNA424A*031* |  |  | CSPH*4212AL*+UI | 59TN6B080C17**14 | 23800 | 19.5 | 9.5 | 26600 | 19800 | 74.44% | 2.5 | 14 | 12.5 |  |  |  | No | R-410A | 1.9833 | Residential & Commercial | Ducted CEE Tier 1
206788554 | Central HP <5.4 tons | CARRIER | HRCU-A-CB (Split System: Heat Pump with Remote Outdoor Unit-Air-Source) | 25VNA424A*031* |  |  | CNPV*3617AL*+UI | 58CU*A060C17**16 | 23200 | 20 | 9.5 | 26800 | 20000 | 74.63% | 2.38 | 14 | 13 |  |  |  | No | R-410A | 1.9333 | Residential & Commercial | Ducted CEE Tier 1
206767176 | Central HP <5.4 tons | TEMPSTAR | HRCU-A-CB (Split System: Heat Pump with Remote Outdoor Unit-Air-Source) | TVH825GKA3* |  |  | EA*4X36L21A*+WALLCON | *80CSU1002120A* | 23600 | 16.5 | 8.1 | 21400 | 16700 | 78.04% | 1.92 | 11.5 | 10.5 |  |  |  | No | R-410A | 1.9667 | Residential & Commercial | Ducted CEE Tier 1
206773068 | Central HP <5.4 tons | DAY & NIGHT | HRCU-A-CB (Split System: Heat Pump with Remote Outdoor Unit-Air-Source) | CVH837GKA2* |  |  | EA*4X42L21A*+WALLCON | *80CSU0601716A* | 31800 | 17 | 8.1 | 33200 | 24400 | 73.49% | 1.86 | 11.5 | 11 |  |  |  | No | R-410A | 2.65 | Residential & Commercial | Ducted CEE Tier 1
206773284 | Central HP <5.4 tons | DAY & NIGHT | HRCU-A-CB (Split System: Heat Pump with Remote Outdoor Unit-Air-Source) | CVH837GKA2* |  |  | EN(A,D,W)4X48L21**+WALLCON | *80CSU1002120A* | 32400 | 17 | 8.1 | 33000 | 24800 | 75.15% | 1.94 | 12.2 | 11.5 |  |  |  | No | R-410A | 2.7 | Residential & Commercial | Ducted CEE Tier 1
206773334 | Central HP <5.4 tons | DAY & NIGHT | HRCU-A-CB (Split System: Heat Pump with Remote Outdoor Unit-Air-Source) | CVH837GKA2* |  |  | EHD4X42AAL+WALLCON | *80CSU0601716A* | 32400 | 16.5 | 8.1 | 33200 | 24800 | 74.7% | 1.94 | 11.5 | 11 |  |  |  | No | R-410A | 2.7 | Residential & Commercial | Ducted CEE Tier 1
212988017 | Central HP <5.4 tons | DAY & NIGHT | HRCU-A-CB (Split System: Heat Pump with Remote Outdoor Unit-Air-Source) | DLCURAH36ABK |  |  | EA*4X48L24A* | *96MSN1002120A* | 36000 | 16.5 | 8.5 | 37800 | 34600 | 91.53% | 2.04 | 0 | 10 |  |  |  | No | R-410A | 3 | Residential & Commercial | Ducted CEE Tier 1
204298771 | Central HP <5.4 tons | DAY & NIGHT | HRCU-A-CB (Split System: Heat Pump with Remote Outdoor Unit-Air-Source) | CVH837GKA** |  |  | EA*4X36L21A*+WALLCON | *80CTL0901716A* | 31600 | 17.5 | 8.1 | 33000 | 24200 | 73.33% | 1.86 | 11.5 | 11.5 |  |  |  | No | R-410A | 2.6333 | Residential & Commercial | Ducted CEE Tier 1
204299371 | Central HP <5.4 tons | DAY & NIGHT | HRCU-A-CB (Split System: Heat Pump with Remote Outdoor Unit-Air-Source) | CVH837GKA** |  |  | EA*4X48L24A*+WALLCON | *80CTL1352422A* | 32400 | 17.5 | 8.5 | 32400 | 24800 | 76.54% | 2 | 12 | 11.7 |  |  |  | No | R-410A | 2.7 | Residential & Commercial | Ducted CEE Tier 1
212981753 | Central HP <5.4 tons | COMFORTMAKER | HRCU-A-CB (Split System: Heat Pump with Remote Outdoor Unit-Air-Source) | DLCURAH24ABK |  |  | EA*4X37L17A* | *80MSU1002120A* | 24200 | 16.5 | 8.5 | 25200 | 22000 | 87.3% | 1.84 | 0 | 10 |  |  |  | No | R-410A | 2.0167 | Residential & Commercial | Ducted CEE Tier 1
212982305 | Central HP <5.4 tons | COMFORTMAKER | HRCU-A-CB (Split System: Heat Pump with Remote Outdoor Unit-Air-Source) | DLCURAH24ABK |  |  | EA*4X37L17A* | *80MSU0401712A* | 24200 | 16.5 | 8.5 | 25200 | 22000 | 87.3% | 1.84 | 0 | 10 |  |  |  | No | R-410A | 2.0167 | Residential & Commercial | Ducted CEE Tier 1
212983541 | Central HP <5.4 tons | COMFORTMAKER | HRCU-A-CB (Split System: Heat Pump with Remote Outdoor Unit-Air-Source) | DLCURAH24ABK |  |  | EA*4X30L14A* | *92MSN0601412A* | 23800 | 16.5 | 8.5 | 26400 | 24200 | 91.67% | 2 | 0 | 10 |  |  |  | No | R-410A | 1.9833 | Residential & Commercial | Ducted CEE Tier 1
212983561 | Central HP <5.4 tons | COMFORTMAKER | HRCU-A-CB (Split System: Heat Pump with Remote Outdoor Unit-Air-Source) | DLCURAH24ABK |  |  | EA*4X36L17A* | *92MSN0601412A* | 24000 | 17 | 8.5 | 26400 | 23400 | 88.64% | 1.94 | 0 | 10 |  |  |  | No | R-410A | 2 | Residential & Commercial | Ducted CEE Tier 1
212983611 | Central HP <5.4 tons | COMFORTMAKER | HRCU-A-CB (Split System: Heat Pump with Remote Outdoor Unit-Air-Source) | DLCURAH24ABK |  |  | EN(A,D)4X30L17** | *92MSN0601412A* | 23800 | 17 | 8.5 | 26400 | 23800 | 90.15% | 1.98 | 0 | 10.5 |  |  |  | No | R-410A | 1.9833 | Residential & Commercial | Ducted CEE Tier 1
206135681 | Central HP <5.4 tons | TEMPSTAR | HRCU-A-CB (Split System: Heat Pump with Remote Outdoor Unit-Air-Source) | TVH837GKA** |  |  | EA*4X37L21A*+WALLCON | *80CSU1002120A* | 32800 | 17 | 8.5 | 33000 | 25200 | 76.36% | 1.96 | 12 | 11 |  |  |  | No | R-410A | 2.7333 | Residential & Commercial | Ducted CEE Tier 1
206133380 | Central HP <5.4 tons | DAY & NIGHT | HRCU-A-CB (Split System: Heat Pump with Remote Outdoor Unit-Air-Source) | CVH825GKA2* |  |  | EA*4X36L21A*+WALLCON | *80CSU0401712A* | 23600 | 17 | 8.1 | 21400 | 16600 | 77.57% | 1.94 | 11.5 | 11 |  |  |  | No | R-410A | 1.9667 | Residential & Commercial | Ducted CEE Tier 1
206133450 | Central HP <5.4 tons | DAY & NIGHT | HRCU-A-CB (Split System: Heat Pump with Remote Outdoor Unit-Air-Source) | CVH825GKA2* |  |  | EA*4X37L21A*+WALLCON | *80CSU0601716A* | 24400 | 17 | 8.1 | 21200 | 16600 | 78.3% | 2.02 | 11.5 | 11 |  |  |  | No | R-410A | 2.0333 | Residential & Commercial | Ducted CEE Tier 1
204298657 | Central HP <5.4 tons | HEIL | HRCU-A-CB (Split System: Heat Pump with Remote Outdoor Unit-Air-Source) | HVH837GKA** |  |  | EA*4X36L21A*+WALLCON | *80CTL0701716A* | 31400 | 17 | 8.1 | 33400 | 24400 | 73.05% | 1.84 | 11.5 | 11 |  |  |  | No | R-410A | 2.6167 | Residential & Commercial | Ducted CEE Tier 1
204298957 | Central HP <5.4 tons | HEIL | HRCU-A-CB (Split System: Heat Pump with Remote Outdoor Unit-Air-Source) | HVH837GKA** |  |  | EA*4X42L21A*+WALLCON | *96CTN0801714A* | 31600 | 17 | 8.1 | 33400 | 24800 | 74.25% | 1.86 | 11.5 | 11 |  |  |  | No | R-410A | 2.6333 | Residential & Commercial | Ducted CEE Tier 1
212975435 | Central HP <5.4 tons | COMFORTMAKER | HRCU-A-CB (Split System: Heat Pump with Remote Outdoor Unit-Air-Source) | DLCURAH18ABK |  |  | EA*4X30L17A* | *96VTN0601412B* | 17400 | 16.5 | 8.5 | 18000 | 18700 | 103.9% | 2.26 | 0 | 10.5 |  |  |  | No | R-410A | 1.45 | Residential & Commercial | Ducted CEE Tier 1
212981837 | Central HP <5.4 tons | COMFORTMAKER | HRCU-A-CB (Split System: Heat Pump with Remote Outdoor Unit-Air-Source) | DLCURAH18ABK |  |  | EA*4X24L17A* | *80MSU1002120A* | 17200 | 15.5 | 8.5 | 18300 | 19400 | 106% | 2.32 | 0 | 10 |  |  |  | No | R-410A | 1.4333 | Residential & Commercial | Ducted CEE Tier 1
212981873 | Central HP <5.4 tons | COMFORTMAKER | HRCU-A-CB (Split System: Heat Pump with Remote Outdoor Unit-Air-Source) | DLCURAH18ABK |  |  | EN(A,D)4X24L17** | *80MSU1002120A* | 17900 | 15.5 | 8.5 | 19000 | 19000 | 100% | 2.28 | 0 | 10.5 |  |  |  | No | R-410A | 1.4917 | Residential & Commercial | Ducted CEE Tier 1
212983310 | Central HP <5.4 tons | COMFORTMAKER | HRCU-A-CB (Split System: Heat Pump with Remote Outdoor Unit-Air-Source) | DLCURAH18ABK |  |  | EN(A,D)4X30L17** | *92MSN0401712A* | 17400 | 15.5 | 8.1 | 18100 | 18700 | 103.3% | 2.24 | 0 | 10.5 |  |  |  | No | R-410A | 1.45 | Residential & Commercial | Ducted CEE Tier 1
211241536 | Central HP <5.4 tons | COMFORTMAKER | HRCU-A-CB (Split System: Heat Pump with Remote Outdoor Unit-Air-Source) | DLCURAH24ABK |  |  | EA*4X30L17A* | *96VTN0401712A* | 23200 | 16 | 8.5 | 25800 | 24200 | 93.8% | 2 | 0 | 10 |  |  |  | No | R-410A | 1.9333 | Residential & Commercial | Ducted CEE Tier 1
211241619 | Central HP <5.4 tons | COMFORTMAKER | HRCU-A-CB (Split System: Heat Pump with Remote Outdoor Unit-Air-Source) | DLCURAH24ABK |  |  | EA*4X30L17A* | *95ESN0261410A* | 23200 | 16.5 | 8.5 | 25800 | 24400 | 94.57% | 2.02 | 0 | 10 |  |  |  | No | R-410A | 1.9333 | Residential & Commercial | Ducted CEE Tier 1
211242286 | Central HP <5.4 tons | COMFORTMAKER | HRCU-A-CB (Split System: Heat Pump with Remote Outdoor Unit-Air-Source) | DLCURAH24ABK |  |  | EA*4X36L21A* | *96VSN0802120A* | 24200 | 17 | 8.5 | 26000 | 22600 | 86.92% | 1.88 | 0 | 10 |  |  |  | No | R-410A | 2.0167 | Residential & Commercial | Ducted CEE Tier 1
211242389 | Central HP <5.4 tons | COMFORTMAKER | HRCU-A-CB (Split System: Heat Pump with Remote Outdoor Unit-Air-Source) | DLCURAH24ABK |  |  | EA*4X36L21A* | *80VSL0451716A* | 23400 | 17 | 8.5 | 25600 | 23600 | 92.19% | 1.96 | 0 | 10 |  |  |  | No | R-410A | 1.95 | Residential & Commercial | Ducted CEE Tier 1
211243090 | Central HP <5.4 tons | COMFORTMAKER | HRCU-A-CB (Split System: Heat Pump with Remote Outdoor Unit-Air-Source) | DLCURAH24ABK |  |  | EA*4X37L17A* | *92ESN0801716A* | 24800 | 17 | 8.5 | 25600 | 21400 | 83.59% | 1.8 | 0 | 10.5 |  |  |  | No | R-410A | 2.0667 | Residential & Commercial | Ducted CEE Tier 1
211243157 | Central HP <5.4 tons | COMFORTMAKER | HRCU-A-CB (Split System: Heat Pump with Remote Outdoor Unit-Air-Source) | DLCURAH24ABK |  |  | EA*4X37L17A* | *80ESU0601716A | 25400 | 16.5 | 8.5 | 26200 | 21000 | 80.15% | 1.76 | 0 | 10.5 |  |  |  | No | R-410A | 2.1167 | Residential & Commercial | Ducted CEE Tier 1
211243239 | Central HP <5.4 tons | COMFORTMAKER | HRCU-A-CB (Split System: Heat Pump with Remote Outdoor Unit-Air-Source) | DLCURAH24ABK |  |  | EA*4X37L21A* | *96VSN1002120A* | 24400 | 17 | 8.5 | 25200 | 21200 | 84.13% | 1.78 | 0 | 10.5 |  |  |  | No | R-410A | 2.0333 | Residential & Commercial | Ducted CEE Tier 1
206772549 | Central HP <5.4 tons | TEMPSTAR | HRCU-A-CB (Split System: Heat Pump with Remote Outdoor Unit-Air-Source) | TVH837GKA2* |  |  | EHD4X36AAL+WALLCON | *80CTL0902120A* | 32200 | 16.5 | 8.1 | 33200 | 24800 | 74.7% | 1.92 | 11.5 | 11 |  |  |  | No | R-410A | 2.6833 | Residential & Commercial | Ducted CEE Tier 1
206772792 | Central HP <5.4 tons | TEMPSTAR | HRCU-A-CB (Split System: Heat Pump with Remote Outdoor Unit-Air-Source) | TVH837GKA2* |  |  | EHD4X42AAL+WALLCON | *97CMN1002122A* | 32600 | 16.5 | 8.1 | 33000 | 24800 | 75.15% | 1.96 | 12 | 11 |  |  |  | No | R-410A | 2.7167 | Residential & Commercial | Ducted CEE Tier 1
206772900 | Central HP <5.4 tons | TEMPSTAR | HRCU-A-CB (Split System: Heat Pump with Remote Outdoor Unit-Air-Source) | TVH837GKA2* |  |  | EHD4X48AAL+WALLCON | *80CTL1352422A* | 32600 | 17 | 8.1 | 33000 | 24800 | 75.15% | 1.98 | 11 | 11 |  |  |  | No | R-410A | 2.7167 | Residential & Commercial | Ducted CEE Tier 1
206773143 | Central HP <5.4 tons | TEMPSTAR | HRCU-A-CB (Split System: Heat Pump with Remote Outdoor Unit-Air-Source) | TVH837GKA2* |  |  | EA*4X48L21A*+WALLCON | *80CSU0401712A* | 32400 | 17.5 | 8.1 | 32600 | 25000 | 76.69% | 1.96 | 12 | 11 |  |  |  | No | R-410A | 2.7 | Residential & Commercial | Ducted CEE Tier 1
206773152 | Central HP <5.4 tons | TEMPSTAR | HRCU-A-CB (Split System: Heat Pump with Remote Outdoor Unit-Air-Source) | TVH837GKA2* |  |  | EA*4X48L21A*+WALLCON | *80CSU0601716A* | 32200 | 17 | 8.1 | 32600 | 25000 | 76.69% | 1.96 | 12 | 11 |  |  |  | No | R-410A | 2.6833 | Residential & Commercial | Ducted CEE Tier 1
206773436 | Central HP <5.4 tons | TEMPSTAR | HRCU-A-CB (Split System: Heat Pump with Remote Outdoor Unit-Air-Source) | TVH837GKA2* |  |  | EA*4X37L21A*+WALLCON | *95CSU1002122A* | 33000 | 17.5 | 8.5 | 32800 | 25000 | 76.22% | 2 | 12 | 11.5 |  |  |  | No | R-410A | 2.75 | Residential & Commercial | Ducted CEE Tier 1
206771072 | Central HP <5.4 tons | TEMPSTAR | HRCU-A-CB (Split System: Heat Pump with Remote Outdoor Unit-Air-Source) | TVH837GKA2* |  |  | EA*4X36L21A*+WALLCON | *80CTL0902120A* | 31600 | 17 | 8.1 | 33200 | 24200 | 72.89% | 1.86 | 11 | 11 |  |  |  | No | R-410A | 2.6333 | Residential & Commercial | Ducted CEE Tier 1
215936960 | Central HP <5.4 tons | DAY & NIGHT | HRCU-A-CB (Split System: Heat Pump with Remote Outdoor Unit-Air-Source) | C5H3V36*K*AAA* |  |  | EVD5X61M24A*+WALLCON | *96CTN1202422B* | 36000 | 22 | 8.5 | 37600 | 28400 | 75.53% | 2.04 | 0 | 12.5 |  |  |  | No | R-454B | 3 | Residential & Commercial | Ducted CEE Tier 1
204300075 | Central HP <5.4 tons | DAY & NIGHT | HRCU-A-CB (Split System: Heat Pump with Remote Outdoor Unit-Air-Source) | CVH837GKA** |  |  | EHD4X36AAL+WALLCON | *80CTL0902120A* | 32200 | 16.5 | 8.1 | 33200 | 24800 | 74.7% | 1.92 | 11.5 | 11 |  |  |  | No | R-410A | 2.6833 | Residential & Commercial | Ducted CEE Tier 1
212986873 | Central HP <5.4 tons | DAY & NIGHT | HRCU-A-CB (Split System: Heat Pump with Remote Outdoor Unit-Air-Source) | DLCURAH24ABK |  |  | EA*4X24L17A* | *96MSN0601412A* | 23400 | 16.5 | 8.5 | 27000 | 26400 | 97.78% | 2.22 | 0 | 10 |  |  |  | No | R-410A | 1.95 | Residential & Commercial | Ducted CEE Tier 1
212986923 | Central HP <5.4 tons | DAY & NIGHT | HRCU-A-CB (Split System: Heat Pump with Remote Outdoor Unit-Air-Source) | DLCURAH24ABK |  |  | EA*4X37L17A* | *96MSN0601412A* | 24000 | 16.5 | 8.5 | 25200 | 22200 | 88.1% | 1.84 | 0 | 10 |  |  |  | No | R-410A | 2 | Residential & Commercial | Ducted CEE Tier 1
204451206 | Central HP <5.4 tons | CARRIER | HRCU-A-CB (Split System: Heat Pump with Remote Outdoor Unit-Air-Source) | 25VNA825A*031* |  |  | CAP**2517AL*+UI | 58TN*A070C14**12 | 24400 | 17.5 | 8.5 | 21200 | 16600 | 78.3% | 2.02 | 11 | 11.5 |  |  |  | No | R-410A | 2.0333 | Residential & Commercial | Ducted CEE Tier 1
204451224 | Central HP <5.4 tons | CARRIER | HRCU-A-CB (Split System: Heat Pump with Remote Outdoor Unit-Air-Source) | 25VNA825A*031* |  |  | CAP**3617AL*+UI | 58TN*A090C17**16 | 23600 | 17 | 8.1 | 21400 | 16600 | 77.57% | 1.94 | 11.5 | 11 |  |  |  | No | R-410A | 1.9667 | Residential & Commercial | Ducted CEE Tier 1
215667619 | Central HP <5.4 tons | COMFORTMAKER | HRCU-A-CB (Split System: Heat Pump with Remote Outdoor Unit-Air-Source) | C5H0V24*K*AAA* |  |  | EA*5X36M17A*+WALLCON | *80CTL0701412B* | 23200 | 17 | 9 | 23600 | 16600 | 70.34% | 1.98 | 0 | 10 |  |  |  | No | R-454B | 1.9333 | Residential & Commercial | Ducted CEE Tier 1
206771279 | Central HP <5.4 tons | TEMPSTAR | HRCU-A-CB (Split System: Heat Pump with Remote Outdoor Unit-Air-Source) | TVH837GKA2* |  |  | EA*4X37L21A*+WALLCON | *80CTL0902120A* | 32800 | 17.5 | 8.5 | 33000 | 25200 | 76.36% | 1.98 | 12 | 11.7 |  |  |  | No | R-410A | 2.7333 | Residential & Commercial | Ducted CEE Tier 1
206771783 | Central HP <5.4 tons | TEMPSTAR | HRCU-A-CB (Split System: Heat Pump with Remote Outdoor Unit-Air-Source) | TVH837GKA2* |  |  | EA*4X48L21A*+WALLCON | *80CTL0902120A* | 32200 | 17.5 | 8.5 | 32600 | 25000 | 76.69% | 1.98 | 12 | 11.7 |  |  |  | No | R-410A | 2.6833 | Residential & Commercial | Ducted CEE Tier 1
206771171 | Central HP <5.4 tons | TEMPSTAR | HRCU-A-CB (Split System: Heat Pump with Remote Outdoor Unit-Air-Source) | TVH837GKA2* |  |  | EA*4X36L21A*+WALLCON | *97CMN0602120A* | 31400 | 17 | 8.1 | 33600 | 24600 | 73.21% | 1.84 | 11 | 11 |  |  |  | No | R-410A | 2.6167 | Residential & Commercial | Ducted CEE Tier 1
215932039 | Central HP <5.4 tons | COMFORTMAKER | HRCU-A-CB (Split System: Heat Pump with Remote Outdoor Unit-Air-Source) | C5H3V36*K*AAA* |  |  | EA*5X36M17A*+WALLCON | *80CSU0401712A* | 32200 | 19.5 | 9.5 | 35200 | 27200 | 77.27% | 1.98 | 0 | 11 |  |  |  | No | R-454B | 2.6833 | Residential & Commercial | Ducted CEE Tier 1
215932089 | Central HP <5.4 tons | COMFORTMAKER | HRCU-A-CB (Split System: Heat Pump with Remote Outdoor Unit-Air-Source) | C5H3V36*K*AAA* |  |  | EA*5X36M17A*+WALLCON | *97CMN0601714B* | 32000 | 19 | 9.5 | 34600 | 26600 | 76.88% | 2 | 0 | 10.5 |  |  |  | No | R-454B | 2.6667 | Residential & Commercial | Ducted CEE Tier 1
215932139 | Central HP <5.4 tons | COMFORTMAKER | HRCU-A-CB (Split System: Heat Pump with Remote Outdoor Unit-Air-Source) | C5H3V36*K*AAA* |  |  | EA*5X37M17A*+WALLCON | *97CMN0601714B* | 33200 | 19 | 9.5 | 34600 | 26400 | 76.3% | 2.04 | 0 | 10.5 |  |  |  | No | R-454B | 2.7667 | Residential & Commercial | Ducted CEE Tier 1
207805585 | Central HP <5.4 tons | TRANE | HRCU-A-CB (Split System: Heat Pump with Remote Outdoor Unit-Air-Source) | 4TWV0X60A1 |  |  | 4PX*DU60BS3+P0V0D000M50SC+RP |  | 54000 | 19.5 | 8.2 | 51500 | 39000 | 75.73% | 1.75 | 12.5 | 12 |  |  |  | No | R-410A | 4.5 | Residential & Commercial | Ducted CEE Tier 1
206773451 | Central HP <5.4 tons | DAY & NIGHT | HRCU-A-CB (Split System: Heat Pump with Remote Outdoor Unit-Air-Source) | CVH837GKA2* |  |  | EA*4X42L21A*+WALLCON | *95CSU1002122A* | 31800 | 17.5 | 8.1 | 33000 | 24400 | 73.94% | 1.9 | 11.5 | 11 |  |  |  | No | R-410A | 2.65 | Residential & Commercial | Ducted CEE Tier 1
206773505 | Central HP <5.4 tons | DAY & NIGHT | HRCU-A-CB (Split System: Heat Pump with Remote Outdoor Unit-Air-Source) | CVH837GKA2* |  |  | EA*4X48L21A*+WALLCON | *95CSU0802120A* | 32400 | 17.5 | 8.5 | 32600 | 25000 | 76.69% | 1.98 | 12 | 11.5 |  |  |  | No | R-410A | 2.7 | Residential & Commercial | Ducted CEE Tier 1
214238975 | Central HP <5.4 tons | HEIL | HRCU-A-CB (Split System: Heat Pump with Remote Outdoor Unit-Air-Source) | HVH837GKA2* |  |  | END4X42L17**+WALLCON | *80CTL0701716B* | 32000 | 16.5 | 8.1 | 33000 | 24800 | 75.15% | 1.9 | 0 | 11 |  |  |  | No | R-410A | 2.6667 | Residential & Commercial | Ducted CEE Tier 1
204298581 | Central HP <5.4 tons | DAY & NIGHT | HRCU-A-CB (Split System: Heat Pump with Remote Outdoor Unit-Air-Source) | CVH837GKA** |  |  | EA*4X36L17A*+WALLCON | *80CTL0701716A* | 31400 | 17 | 8.1 | 33400 | 24400 | 73.05% | 1.84 | 11 | 11 |  |  |  | No | R-410A | 2.6167 | Residential & Commercial | Ducted CEE Tier 1
204299051 | Central HP <5.4 tons | DAY & NIGHT | HRCU-A-CB (Split System: Heat Pump with Remote Outdoor Unit-Air-Source) | CVH837GKA** |  |  | EA*4X42L21A*+WALLCON | *97CMN0602120A* | 31600 | 17 | 8.1 | 33400 | 24800 | 74.25% | 1.86 | 11 | 11 |  |  |  | No | R-410A | 2.6333 | Residential & Commercial | Ducted CEE Tier 1
211243257 | Central HP <5.4 tons | COMFORTMAKER | HRCU-A-CB (Split System: Heat Pump with Remote Outdoor Unit-Air-Source) | DLCURAH24ABK |  |  | EA*4X37L21A* | *96VSN0801716A* | 24800 | 17 | 8.5 | 25600 | 21000 | 82.03% | 1.76 | 0 | 10.5 |  |  |  | No | R-410A | 2.0667 | Residential & Commercial | Ducted CEE Tier 1
211244645 | Central HP <5.4 tons | COMFORTMAKER | HRCU-A-CB (Split System: Heat Pump with Remote Outdoor Unit-Air-Source) | DLCURAH24ABK |  |  | EN(A,D)4X30L17** | *96VTN0601412A* | 23600 | 16.5 | 8.1 | 25800 | 23800 | 92.25% | 1.98 | 0 | 10 |  |  |  | No | R-410A | 1.9667 | Residential & Commercial | Ducted CEE Tier 1
212985919 | Central HP <5.4 tons | DAY & NIGHT | HRCU-A-CB (Split System: Heat Pump with Remote Outdoor Unit-Air-Source) | DLCURAH18ABK |  |  | EA*4X30L14A* | *96MSN0261410A* | 17400 | 16 | 8.5 | 18000 | 18800 | 104.4% | 2.26 | 0 | 10.5 |  |  |  | No | R-410A | 1.45 | Residential & Commercial | Ducted CEE Tier 1
212987073 | Central HP <5.4 tons | DAY & NIGHT | HRCU-A-CB (Split System: Heat Pump with Remote Outdoor Unit-Air-Source) | DLCURAH18ABK |  |  | EN(A,D)4X30L14** | *96MSN0601412A* | 17500 | 16 | 8.1 | 18000 | 18600 | 103.3% | 2.24 | 0 | 11 |  |  |  | No | R-410A | 1.4583 | Residential & Commercial | Ducted CEE Tier 1
212986337 | Central HP <5.4 tons | DAY & NIGHT | HRCU-A-CB (Split System: Heat Pump with Remote Outdoor Unit-Air-Source) | DLCURAH18ABK |  |  | EN(A,D)4X18L14** | *96MSN0401410A* | 17200 | 15.5 | 8.5 | 18500 | 19800 | 107% | 2.38 | 0 | 10.5 |  |  |  | No | R-410A | 1.4333 | Residential & Commercial | Ducted CEE Tier 1
212986721 | Central HP <5.4 tons | DAY & NIGHT | HRCU-A-CB (Split System: Heat Pump with Remote Outdoor Unit-Air-Source) | DLCURAH18ABK |  |  | EN(A,D)4X30L17** | *96MSN0401712A* | 17400 | 15.5 | 8.1 | 18100 | 18700 | 103.3% | 2.24 | 0 | 10.5 |  |  |  | No | R-410A | 1.45 | Residential & Commercial | Ducted CEE Tier 1
211264812 | Central HP <5.4 tons | DAY & NIGHT | HRCU-A-CB (Split System: Heat Pump with Remote Outdoor Unit-Air-Source) | DLCURAH18ABK |  |  | FEM4X18**BL |  | 17400 | 16 | 8.5 | 18300 | 19400 | 106% | 2.34 | 0 | 10.5 |  |  |  | No | R-410A | 1.45 | Residential & Commercial | Ducted CEE Tier 1
212986313 | Central HP <5.4 tons | DAY & NIGHT | HRCU-A-CB (Split System: Heat Pump with Remote Outdoor Unit-Air-Source) | DLCURAH18ABK |  |  | EA*4X30L14A* | *96MSN0401410A* | 17600 | 16 | 8.5 | 18300 | 18900 | 103.3% | 2.26 | 0 | 10.5 |  |  |  | No | R-410A | 1.4667 | Residential & Commercial | Ducted CEE Tier 1
206133982 | Central HP <5.4 tons | CARRIER | HRCU-A-CB (Split System: Heat Pump with Remote Outdoor Unit-Air-Source) | 25VNA825A*031* |  |  | CSPH*3612AL*+UI | 59CU5A080C21**20 | 24000 | 16 | 8.1 | 21400 | 16600 | 77.57% | 1.98 | 11 | 10.5 |  |  |  | No | R-410A | 2 | Residential & Commercial | Ducted CEE Tier 1
206135974 | Central HP <5.4 tons | CARRIER | HRCU-A-CB (Split System: Heat Pump with Remote Outdoor Unit-Air-Source) | 25VNA837A*030* |  |  | CSPH*4212AL*+UI | 58CU*A060C17**16 | 32400 | 16.5 | 8.1 | 33200 | 24800 | 74.7% | 1.94 | 11.5 | 11 |  |  |  | No | R-410A | 2.7 | Residential & Commercial | Ducted CEE Tier 1
206136124 | Central HP <5.4 tons | CARRIER | HRCU-A-CB (Split System: Heat Pump with Remote Outdoor Unit-Air-Source) | 25VNA837A*030* |  |  | CAP**4224AL*+UI | 59CU5A100C21**22 | 31800 | 17.5 | 8.1 | 33000 | 24400 | 73.94% | 1.9 | 11.5 | 11 |  |  |  | No | R-410A | 2.65 | Residential & Commercial | Ducted CEE Tier 1
204451214 | Central HP <5.4 tons | CARRIER | HRCU-A-CB (Split System: Heat Pump with Remote Outdoor Unit-Air-Source) | 25VNA825A*031* |  |  | CAP**3017AL*+UI | 59MN7B080C17**14 | 23400 | 16 | 8.1 | 21600 | 16800 | 77.78% | 1.9 | 11 | 10.5 |  |  |  | No | R-410A | 1.95 | Residential & Commercial | Ducted CEE Tier 1
204451255 | Central HP <5.4 tons | CARRIER | HRCU-A-CB (Split System: Heat Pump with Remote Outdoor Unit-Air-Source) | 25VNA825A*031* |  |  | CAP**3721AL*+UI | 59MN7B080C17**14 | 24400 | 16.5 | 8.1 | 21200 | 16700 | 78.77% | 2.02 | 11 | 11 |  |  |  | No | R-410A | 2.0333 | Residential & Commercial | Ducted CEE Tier 1
206133390 | Central HP <5.4 tons | DAY & NIGHT | HRCU-A-CB (Split System: Heat Pump with Remote Outdoor Unit-Air-Source) | CVH825GKA2* |  |  | EA*4X36L21A*+WALLCON | *80CSU0601716A* | 23600 | 16.5 | 8.1 | 21400 | 16600 | 77.57% | 1.94 | 11.5 | 10.5 |  |  |  | No | R-410A | 1.9667 | Residential & Commercial | Ducted CEE Tier 1
206133692 | Central HP <5.4 tons | DAY & NIGHT | HRCU-A-CB (Split System: Heat Pump with Remote Outdoor Unit-Air-Source) | CVH825GKA2* |  |  | EHD4X36AAL+WALLCON | *80CSU0401712A* | 24000 | 16 | 8.1 | 21400 | 16600 | 77.57% | 1.98 | 11 | 10.5 |  |  |  | No | R-410A | 2 | Residential & Commercial | Ducted CEE Tier 1
211378826 | Central HP <5.4 tons | YORK | HRCU-A-CB (Split System: Heat Pump with Remote Outdoor Unit-Air-Source) | HMH72B341 |  |  | XAFC30CXXN1+TXV | TL9E100C20UH11 | 33400 | 17 | 8.5 | 33400 | 23400 | 70.06% | 2.06 | 0 | 10 |  |  |  | No | R-410A | 2.7833 | Residential & Commercial | Ducted CEE Tier 1
206771330 | Central HP <5.4 tons | DAY & NIGHT | HRCU-A-CB (Split System: Heat Pump with Remote Outdoor Unit-Air-Source) | CVH837GKA2* |  |  | EA*4X37L21A*+WALLCON | *97CMN1002122A* | 33000 | 17.5 | 8.5 | 33000 | 25200 | 76.36% | 2 | 12 | 11.7 |  |  |  | No | R-410A | 2.75 | Residential & Commercial | Ducted CEE Tier 1
206771573 | Central HP <5.4 tons | DAY & NIGHT | HRCU-A-CB (Split System: Heat Pump with Remote Outdoor Unit-Air-Source) | CVH837GKA2* |  |  | EA*4X42L24A*+WALLCON | *97CMN1202422A* | 31800 | 17 | 8.1 | 33200 | 24400 | 73.49% | 1.88 | 11.5 | 11 |  |  |  | No | R-410A | 2.65 | Residential & Commercial | Ducted CEE Tier 1
206772618 | Central HP <5.4 tons | DAY & NIGHT | HRCU-A-CB (Split System: Heat Pump with Remote Outdoor Unit-Air-Source) | CVH837GKA2* |  |  | EHD4X36AAL+WALLCON | *97CMN1002122A* | 32200 | 16.5 | 8.1 | 33200 | 24800 | 74.7% | 1.94 | 11.5 | 11 |  |  |  | No | R-410A | 2.6833 | Residential & Commercial | Ducted CEE Tier 1
215222792 | Central HP <5.4 tons | FRIEDRICH | HRCU-A-CB (Split System: Heat Pump with Remote Outdoor Unit-Air-Source) | RD17AZ60AJ3N |  |  | RCFZ6021STAAM | FR921T0705A21M4 | 54500 | 18 | 8.1 | 46500 | 33800 | 72.69% | 2 | 0 | 10 |  |  |  | No | R-410A | 4.5417 | Residential & Commercial | Ducted CEE Tier 1
215669175 | Central HP <5.4 tons | AIRQUEST | HRCU-A-CB (Split System: Heat Pump with Remote Outdoor Unit-Air-Source) | H5H0V36*K*AAA* |  |  | EA*5X48M21A*+WALLCON | *80CTL1102120B* | 33800 | 18 | 9 | 35000 | 25000 | 71.43% | 1.9 | 0 | 10 |  |  |  | No | R-454B | 2.8167 | Residential & Commercial | Ducted CEE Tier 1
215669425 | Central HP <5.4 tons | AIRQUEST | HRCU-A-CB (Split System: Heat Pump with Remote Outdoor Unit-Air-Source) | H5H0V36*K*AAA* |  |  | EA*5X61M21A*+WALLCON | *80CSU0401712A* | 34800 | 18.5 | 9 | 34400 | 24800 | 72.09% | 1.92 | 0 | 10 |  |  |  | No | R-454B | 2.9 | Residential & Commercial | Ducted CEE Tier 1
216051084 | Central HP <5.4 tons | FRIEDRICH | HRCU-A-CB (Split System: Heat Pump with Remote Outdoor Unit-Air-Source) | FRP19AY36AJVC |  |  | RCFY3621MEAAM | FR97MV0703A17DH | 34200 | 20 | 10 | 34200 | 29600 | 86.55% | 2 | 0 | 12 |  |  |  | No | R-454B | 2.85 | Residential & Commercial | Ducted CEE Tier 1
216051097 | Central HP <5.4 tons | FRIEDRICH | HRCU-A-CB (Split System: Heat Pump with Remote Outdoor Unit-Air-Source) | FRP19AY36AJVC |  |  | TCFY3621MEAAM | FR97MV0855A21DH | 34200 | 21 | 10 | 34200 | 29400 | 85.96% | 2 | 0 | 12 |  |  |  | No | R-454B | 2.85 | Residential & Commercial | Ducted CEE Tier 1
206771468 | Central HP <5.4 tons | TEMPSTAR | HRCU-A-CB (Split System: Heat Pump with Remote Outdoor Unit-Air-Source) | TVH837GKA2* |  |  | EA*4X42L21A*+WALLCON | *97CMN1002122A* | 31800 | 17 | 8.1 | 33000 | 24400 | 73.94% | 1.9 | 11.5 | 11.5 |  |  |  | No | R-410A | 2.65 | Residential & Commercial | Ducted CEE Tier 1
206771567 | Central HP <5.4 tons | TEMPSTAR | HRCU-A-CB (Split System: Heat Pump with Remote Outdoor Unit-Air-Source) | TVH837GKA2* |  |  | EA*4X42L24A*+WALLCON | *97CMN1002122A* | 31800 | 17.5 | 8.1 | 33000 | 24400 | 73.94% | 1.9 | 12 | 11.5 |  |  |  | No | R-410A | 2.65 | Residential & Commercial | Ducted CEE Tier 1
212989303 | Central HP <5.4 tons | DAY & NIGHT | HRCU-A-CB (Split System: Heat Pump with Remote Outdoor Unit-Air-Source) | DLCURAH18ABK |  |  | EA*4X30L17A* | *95MSU0601716A* | 17500 | 16.5 | 8.5 | 18100 | 18700 | 103.3% | 2.26 | 0 | 10.5 |  |  |  | No | R-410A | 1.4583 | Residential & Commercial | Ducted CEE Tier 1
214075367 | Central HP <5.4 tons | FRIEDRICH | HRCU-A-CB (Split System: Heat Pump with Remote Outdoor Unit-Air-Source) | RD17AZ60AJ3N |  |  | TCFZ6024STANM | FR97MV0855A21DH | 55000 | 18 | 8.1 | 54000 | 49500 | 91.67% | 1.75 | 0 | 10 |  |  |  | No | R-410A | 4.5833 | Residential & Commercial | Ducted CEE Tier 1
215669069 | Central HP <5.4 tons | AIRQUEST | HRCU-A-CB (Split System: Heat Pump with Remote Outdoor Unit-Air-Source) | H5H0V36*K*AAA* |  |  | EA*5X43M21A*+WALLCON | *97CMN1002122B* | 34600 | 18 | 9 | 35200 | 25000 | 71.02% | 1.9 | 0 | 10 |  |  |  | No | R-454B | 2.8833 | Residential & Commercial | Ducted CEE Tier 1
215669135 | Central HP <5.4 tons | AIRQUEST | HRCU-A-CB (Split System: Heat Pump with Remote Outdoor Unit-Air-Source) | H5H0V36*K*AAA* |  |  | EA*5X48M21A*+WALLCON | *80CTL0701716B* | 33600 | 18 | 9 | 35200 | 25200 | 71.59% | 1.88 | 0 | 10 |  |  |  | No | R-454B | 2.8 | Residential & Commercial | Ducted CEE Tier 1
215669285 | Central HP <5.4 tons | AIRQUEST | HRCU-A-CB (Split System: Heat Pump with Remote Outdoor Unit-Air-Source) | H5H0V36*K*AAA* |  |  | EA*5X48M21A*+WALLCON | *96CTN1002122B* | 33800 | 18 | 9 | 35000 | 25000 | 71.43% | 1.9 | 0 | 10 |  |  |  | No | R-454B | 2.8167 | Residential & Commercial | Ducted CEE Tier 1
215669505 | Central HP <5.4 tons | AIRQUEST | HRCU-A-CB (Split System: Heat Pump with Remote Outdoor Unit-Air-Source) | H5H0V36*K*AAA* |  |  | EA*5X61M21A*+WALLCON | *95CSU0601716B* | 34600 | 17.5 | 9 | 34600 | 25000 | 72.25% | 1.9 | 0 | 10 |  |  |  | No | R-454B | 2.8833 | Residential & Commercial | Ducted CEE Tier 1
215669635 | Central HP <5.4 tons | AIRQUEST | HRCU-A-CB (Split System: Heat Pump with Remote Outdoor Unit-Air-Source) | H5H0V36*K*AAA* |  |  | EA*5X61M24A*+WALLCON | *80CTL0902120B* | 35000 | 18.5 | 9 | 34400 | 24600 | 71.51% | 1.92 | 0 | 10.5 |  |  |  | No | R-454B | 2.9167 | Residential & Commercial | Ducted CEE Tier 1
212985929 | Central HP <5.4 tons | DAY & NIGHT | HRCU-A-CB (Split System: Heat Pump with Remote Outdoor Unit-Air-Source) | DLCURAH18ABK |  |  | EA*4X30L17A* | *96MSN0261410A* | 17500 | 16 | 8.5 | 18100 | 18800 | 103.9% | 2.26 | 0 | 10.5 |  |  |  | No | R-410A | 1.4583 | Residential & Commercial | Ducted CEE Tier 1
212987063 | Central HP <5.4 tons | DAY & NIGHT | HRCU-A-CB (Split System: Heat Pump with Remote Outdoor Unit-Air-Source) | DLCURAH18ABK |  |  | EN(A,D)4X24L17** | *96MSN0601412A* | 17300 | 16 | 8.1 | 18300 | 19200 | 104.9% | 2.32 | 0 | 10.5 |  |  |  | No | R-410A | 1.4417 | Residential & Commercial | Ducted CEE Tier 1
212987501 | Central HP <5.4 tons | DAY & NIGHT | HRCU-A-CB (Split System: Heat Pump with Remote Outdoor Unit-Air-Source) | DLCURAH18ABK |  |  | EA*4X19L17A* | *96MSN0801716A* | 18200 | 16.5 | 8.5 | 18100 | 17700 | 97.79% | 2.14 | 0 | 11 |  |  |  | No | R-410A | 1.5167 | Residential & Commercial | Ducted CEE Tier 1
206771429 | Central HP <5.4 tons | DAY & NIGHT | HRCU-A-CB (Split System: Heat Pump with Remote Outdoor Unit-Air-Source) | CVH837GKA2* |  |  | EA*4X42L21A*+WALLCON | *96CTN0801714A* | 31600 | 17 | 8.1 | 33400 | 24800 | 74.25% | 1.86 | 11.5 | 11 |  |  |  | No | R-410A | 2.6333 | Residential & Commercial | Ducted CEE Tier 1
212979416 | Central HP <5.4 tons | COMFORTMAKER | HRCU-A-CB (Split System: Heat Pump with Remote Outdoor Unit-Air-Source) | DLCURAH36ABK |  |  | EA*4X48L24A* | *80MS(N,L)0702116A* | 35600 | 16.5 | 8.5 | 37800 | 34600 | 91.53% | 2 | 0 | 10 |  |  |  | No | R-410A | 2.9667 | Residential & Commercial | Ducted CEE Tier 1
212981537 | Central HP <5.4 tons | COMFORTMAKER | HRCU-A-CB (Split System: Heat Pump with Remote Outdoor Unit-Air-Source) | DLCURAH36ABK |  |  | EA*4X48L21A* | *80MSU1002120A* | 35600 | 16 | 8.5 | 38000 | 34600 | 91.05% | 2.04 | 0 | 10 |  |  |  | No | R-410A | 2.9667 | Residential & Commercial | Ducted CEE Tier 1
211226627 | Central HP <5.4 tons | COMFORTMAKER | HRCU-A-CB (Split System: Heat Pump with Remote Outdoor Unit-Air-Source) | DLCURAH36ABK |  |  | EA*4X37L17A* | *92ESN0601714A* | 35800 | 16 | 8.1 | 38500 | 34800 | 90.39% | 2 | 0 | 10 |  |  |  | No | R-410A | 2.9833 | Residential & Commercial | Ducted CEE Tier 1
206765581 | Central HP <5.4 tons | TEMPSTAR | HRCU-A-CB (Split System: Heat Pump with Remote Outdoor Unit-Air-Source) | TVH825GKA3* |  |  | EA*4X30L17A*+WALLCON | *80CTL0451712A* | 23400 | 16 | 8.1 | 21600 | 16800 | 77.78% | 1.9 | 11 | 10.5 |  |  |  | No | R-410A | 1.95 | Residential & Commercial | Ducted CEE Tier 1
206765599 | Central HP <5.4 tons | TEMPSTAR | HRCU-A-CB (Split System: Heat Pump with Remote Outdoor Unit-Air-Source) | TVH825GKA3* |  |  | EA*4X30L17A*+WALLCON | *96CTN0601714A* | 23400 | 16 | 8.1 | 21600 | 16800 | 77.78% | 1.9 | 11 | 10.5 |  |  |  | No | R-410A | 1.95 | Residential & Commercial | Ducted CEE Tier 1
206766031 | Central HP <5.4 tons | TEMPSTAR | HRCU-A-CB (Split System: Heat Pump with Remote Outdoor Unit-Air-Source) | TVH825GKA3* |  |  | EA*4X37L21A*+WALLCON | *96CTN1002122A* | 24400 | 16.5 | 8.5 | 21200 | 16600 | 78.3% | 2.04 | 11 | 11 |  |  |  | No | R-410A | 2.0333 | Residential & Commercial | Ducted CEE Tier 1
215678338 | Central HP <5.4 tons | COMFORTMAKER | HRCU-A-CB (Split System: Heat Pump with Remote Outdoor Unit-Air-Source) | C5H0V24*K*AAA* |  |  | EA*5X36M17A*+WALLCON | *97CTN0801716A* | 23000 | 17 | 9 | 23800 | 16700 | 70.17% | 1.98 | 0 | 10 |  |  |  | No | R-454B | 1.9167 | Residential & Commercial | Ducted CEE Tier 1
204451219 | Central HP <5.4 tons | CARRIER | HRCU-A-CB (Split System: Heat Pump with Remote Outdoor Unit-Air-Source) | 25VNA825A*031* |  |  | CAP**3617AL*+UI | 59TN6B060C17**14 | 23400 | 16 | 8.1 | 21600 | 16800 | 77.78% | 1.92 | 11 | 10.5 |  |  |  | No | R-410A | 1.95 | Residential & Commercial | Ducted CEE Tier 1
206765527 | Central HP <5.4 tons | TEMPSTAR | HRCU-A-CB (Split System: Heat Pump with Remote Outdoor Unit-Air-Source) | TVH825GKA3* |  |  | EA*4X25L17A*+WALLCON | *96CTN0801714A* | 24200 | 16.5 | 8.1 | 21400 | 16700 | 78.04% | 2 | 11 | 11 |  |  |  | No | R-410A | 2.0167 | Residential & Commercial | Ducted CEE Tier 1
206765644 | Central HP <5.4 tons | TEMPSTAR | HRCU-A-CB (Split System: Heat Pump with Remote Outdoor Unit-Air-Source) | TVH825GKA3* |  |  | EA*4X30L17A*+WALLCON | *80CTL0901716A* | 23600 | 17 | 8.1 | 21400 | 16600 | 77.57% | 1.92 | 11 | 11 |  |  |  | No | R-410A | 1.9667 | Residential & Commercial | Ducted CEE Tier 1
206765860 | Central HP <5.4 tons | TEMPSTAR | HRCU-A-CB (Split System: Heat Pump with Remote Outdoor Unit-Air-Source) | TVH825GKA3* |  |  | EA*4X37L17A*+WALLCON | *80CTL0451712A* | 24000 | 16 | 8.1 | 21600 | 16800 | 77.78% | 1.98 | 11 | 10.5 |  |  |  | No | R-410A | 2 | Residential & Commercial | Ducted CEE Tier 1
206773050 | Central HP <5.4 tons | DAY & NIGHT | HRCU-A-CB (Split System: Heat Pump with Remote Outdoor Unit-Air-Source) | CVH837GKA2* |  |  | EA*4X37L21A*+WALLCON | *80CSU0601716A* | 32800 | 17 | 8.5 | 33000 | 25200 | 76.36% | 1.96 | 12 | 11 |  |  |  | No | R-410A | 2.7333 | Residential & Commercial | Ducted CEE Tier 1
206772801 | Central HP <5.4 tons | TEMPSTAR | HRCU-A-CB (Split System: Heat Pump with Remote Outdoor Unit-Air-Source) | TVH837GKA2* |  |  | EHD4X42AAL+WALLCON | *97CMN1202422A* | 32400 | 16.5 | 8.1 | 33200 | 25000 | 75.3% | 1.96 | 11.5 | 11 |  |  |  | No | R-410A | 2.7 | Residential & Commercial | Ducted CEE Tier 1
206772819 | Central HP <5.4 tons | TEMPSTAR | HRCU-A-CB (Split System: Heat Pump with Remote Outdoor Unit-Air-Source) | TVH837GKA2* |  |  | EHD4X42AAL+WALLCON | *96CTN1002122A* | 32600 | 16.5 | 8.1 | 33000 | 24800 | 75.15% | 1.96 | 12 | 11 |  |  |  | No | R-410A | 2.7167 | Residential & Commercial | Ducted CEE Tier 1
204299364 | Central HP <5.4 tons | TEMPSTAR | HRCU-A-CB (Split System: Heat Pump with Remote Outdoor Unit-Air-Source) | TVH837GKA** |  |  | EA*4X48L24A*+WALLCON | *80CTL0902120A* | 32400 | 17.5 | 8.5 | 32600 | 25000 | 76.69% | 1.98 | 12 | 11.7 |  |  |  | No | R-410A | 2.7 | Residential & Commercial | Ducted CEE Tier 1
204300118 | Central HP <5.4 tons | TEMPSTAR | HRCU-A-CB (Split System: Heat Pump with Remote Outdoor Unit-Air-Source) | TVH837GKA** |  |  | EHD4X36AAL+WALLCON | *96CTN1202422A* | 32200 | 16.5 | 8.1 | 33200 | 24600 | 74.1% | 1.94 | 11 | 11 |  |  |  | No | R-410A | 2.6833 | Residential & Commercial | Ducted CEE Tier 1
206135721 | Central HP <5.4 tons | TEMPSTAR | HRCU-A-CB (Split System: Heat Pump with Remote Outdoor Unit-Air-Source) | TVH837GKA** |  |  | EA*4X42L24A*+WALLCON | *80CSU1002120A* | 31800 | 17 | 8.1 | 33200 | 24400 | 73.49% | 1.88 | 11.5 | 11 |  |  |  | No | R-410A | 2.65 | Residential & Commercial | Ducted CEE Tier 1
215669685 | Central HP <5.4 tons | AIRQUEST | HRCU-A-CB (Split System: Heat Pump with Remote Outdoor Unit-Air-Source) | H5H0V36*K*AAA* |  |  | EA*5X61M24A*+WALLCON | *97CMN0602120B* | 34600 | 18 | 9 | 34600 | 25000 | 72.25% | 1.9 | 0 | 10 |  |  |  | No | R-454B | 2.8833 | Residential & Commercial | Ducted CEE Tier 1
207805760 | Central HP <5.4 tons | TRANE | HRCU-A-CB (Split System: Heat Pump with Remote Outdoor Unit-Air-Source) | 4TWA7048A4 |  |  | 4TXCC009DS3+P0V0C000M50SC |  | 48000 | 17 | 8.1 | 48000 | 48500 | 101% | 3.6 | 13 | 12.5 |  |  |  | No | R-410A | 4 | Residential & Commercial | Ducted CEE Tier 1
212977591 | Central HP <5.4 tons | COMFORTMAKER | HRCU-A-CB (Split System: Heat Pump with Remote Outdoor Unit-Air-Source) | DLCURAH24ABK |  |  | EA*4X25L17A* | *80MS(N,L)0451412A* | 24200 | 17 | 8.5 | 25200 | 21800 | 86.51% | 1.82 | 0 | 10 |  |  |  | No | R-410A | 2.0167 | Residential & Commercial | Ducted CEE Tier 1
212978143 | Central HP <5.4 tons | COMFORTMAKER | HRCU-A-CB (Split System: Heat Pump with Remote Outdoor Unit-Air-Source) | DLCURAH24ABK |  |  | EA*4X36L17A* | *80MS(N,L)0701412A* | 23600 | 17.5 | 8.5 | 26200 | 23800 | 90.84% | 2 | 0 | 10 |  |  |  | No | R-410A | 1.9667 | Residential & Commercial | Ducted CEE Tier 1
212984076 | Central HP <5.4 tons | AIRQUEST | HRCU-A-CB (Split System: Heat Pump with Remote Outdoor Unit-Air-Source) | DLCURAH24ABK |  |  | EA*4X36L21A* | *92MSN0601714A* | 23800 | 17.5 | 8.5 | 26200 | 23600 | 90.08% | 1.96 | 0 | 10 |  |  |  | No | R-410A | 1.9833 | Residential & Commercial | Ducted CEE Tier 1
212984628 | Central HP <5.4 tons | AIRQUEST | HRCU-A-CB (Split System: Heat Pump with Remote Outdoor Unit-Air-Source) | DLCURAH24ABK |  |  | EA*4X37L17A* | *92MSN0801716A* | 24400 | 17.5 | 8.5 | 25400 | 21800 | 85.83% | 1.82 | 0 | 10.5 |  |  |  | No | R-410A | 2.0333 | Residential & Commercial | Ducted CEE Tier 1
206133330 | Central HP <5.4 tons | DAY & NIGHT | HRCU-A-CB (Split System: Heat Pump with Remote Outdoor Unit-Air-Source) | CVH825GKA2* |  |  | EA*4X25L17A*+WALLCON | *80CSU0601716A* | 24400 | 16.5 | 8.1 | 21200 | 16700 | 78.77% | 2.02 | 11.5 | 11 |  |  |  | No | R-410A | 2.0333 | Residential & Commercial | Ducted CEE Tier 1
206133782 | Central HP <5.4 tons | DAY & NIGHT | HRCU-A-CB (Split System: Heat Pump with Remote Outdoor Unit-Air-Source) | CVH825GKA2* |  |  | EA*4X36L21A*+WALLCON | *95CSU0802120A* | 23600 | 16.5 | 8.1 | 21400 | 16600 | 77.57% | 1.94 | 11 | 11 |  |  |  | No | R-410A | 1.9667 | Residential & Commercial | Ducted CEE Tier 1
215931589 | Central HP <5.4 tons | COMFORTMAKER | HRCU-A-CB (Split System: Heat Pump with Remote Outdoor Unit-Air-Source) | C5H3V60*K*AAA* |  |  | EA*5X60M24A*+WALLCON | *95CSU1002122B* | 56000 | 18.5 | 8.5 | 60500 | 45500 | 75.21% | 2.08 | 0 | 11.5 |  |  |  | No | R-454B | 4.6667 | Residential & Commercial | Ducted CEE Tier 1
213076732 | Central HP <5.4 tons | COMFORTMAKER | HRCU-A-CB (Split System: Heat Pump with Remote Outdoor Unit-Air-Source) | DLCURAH36ABK |  |  | EA*4X36L21A* | *80VTL1102122B* | 35400 | 16 | 8.1 | 39000 | 35200 | 90.26% | 1.84 | 0 | 10 |  |  |  | No | R-410A | 2.95 | Residential & Commercial | Ducted CEE Tier 1
213076780 | Central HP <5.4 tons | COMFORTMAKER | HRCU-A-CB (Split System: Heat Pump with Remote Outdoor Unit-Air-Source) | DLCURAH36ABK |  |  | EA*4X43L21A* | *80VTL1102122B* | 36600 | 16 | 8.5 | 38000 | 34800 | 91.58% | 2.06 | 0 | 10 |  |  |  | No | R-410A | 3.05 | Residential & Commercial | Ducted CEE Tier 1
213077049 | Central HP <5.4 tons | COMFORTMAKER | HRCU-A-CB (Split System: Heat Pump with Remote Outdoor Unit-Air-Source) | DLCURAH36ABK |  |  | EA*4X37L21A* | *96VSN0802120B* | 36600 | 16 | 8.5 | 38000 | 34800 | 91.58% | 2.06 | 0 | 10 |  |  |  | No | R-410A | 3.05 | Residential & Commercial | Ducted CEE Tier 1
206772825 | Central HP <5.4 tons | DAY & NIGHT | HRCU-A-CB (Split System: Heat Pump with Remote Outdoor Unit-Air-Source) | CVH837GKA2* |  |  | EHD4X42AAL+WALLCON | *80CTL0701412A* | 32400 | 17 | 8.1 | 33200 | 25000 | 75.3% | 1.94 | 11.5 | 11 |  |  |  | No | R-410A | 2.7 | Residential & Commercial | Ducted CEE Tier 1
206772834 | Central HP <5.4 tons | DAY & NIGHT | HRCU-A-CB (Split System: Heat Pump with Remote Outdoor Unit-Air-Source) | CVH837GKA2* |  |  | EHD4X42AAL+WALLCON | *80CTL0901716A* | 32600 | 17 | 8.1 | 33000 | 24800 | 75.15% | 1.96 | 12 | 11 |  |  |  | No | R-410A | 2.7167 | Residential & Commercial | Ducted CEE Tier 1
206773613 | Central HP <5.4 tons | DAY & NIGHT | HRCU-A-CB (Split System: Heat Pump with Remote Outdoor Unit-Air-Source) | CVH837GKA2* |  |  | EN(A,D,W)4X48L21**+WALLCON | *95CSU1002122A* | 32400 | 17.5 | 8.1 | 32800 | 24600 | 75% | 1.98 | 12 | 11.7 |  |  |  | No | R-410A | 2.7 | Residential & Commercial | Ducted CEE Tier 1
215670539 | Central HP <5.4 tons | AIRQUEST | HRCU-A-CB (Split System: Heat Pump with Remote Outdoor Unit-Air-Source) | H5H0V36*K*AAA* |  |  | ESH5X60M12A*+WALLCON | *97CMN1002122B* | 34600 | 17 | 8.5 | 34600 | 24800 | 71.68% | 1.92 | 0 | 10 |  |  |  | No | R-454B | 2.8833 | Residential & Commercial | Ducted CEE Tier 1
204451357 | Central HP <5.4 tons | CARRIER | HRCU-A-CB (Split System: Heat Pump with Remote Outdoor Unit-Air-Source) | 25VNA825A*031* |  |  | CSPH*3612AL*+UI | 58TN*A070C14**12 | 24000 | 16.5 | 8.1 | 21400 | 16600 | 77.57% | 2 | 11.5 | 11 |  |  |  | No | R-410A | 2 | Residential & Commercial | Ducted CEE Tier 1
215678398 | Central HP <5.4 tons | COMFORTMAKER | HRCU-A-CB (Split System: Heat Pump with Remote Outdoor Unit-Air-Source) | C5H0V24*K*AAA* |  |  | EA*5X37M21A*+WALLCON | *80CSU0601716B* | 24200 | 17.5 | 9 | 23200 | 16300 | 70.26% | 2.02 | 0 | 10.5 |  |  |  | No | R-454B | 2.0167 | Residential & Commercial | Ducted CEE Tier 1
203119245 | Central HP <5.4 tons | TRANE | HRCU-A-CB (Split System: Heat Pump with Remote Outdoor Unit-Air-Source) | 4TWA7048A4 |  |  | 4TXFH064AZ3 | S8X2D120M5PTA | 47500 | 16.5 | 8.1 | 48000 | 48000 | 100% | 3.6 | 13 | 12 |  |  |  | No | R-410A | 3.9583 | Residential & Commercial | Ducted CEE Tier 1
215937860 | Central HP <5.4 tons | DAY & NIGHT | HRCU-A-CB (Split System: Heat Pump with Remote Outdoor Unit-Air-Source) | C5H3V48*K*AAA* |  |  | EVD5X48M21A*+WALLCON | *96CTN1002122B* | 44500 | 20 | 8.1 | 52000 | 38500 | 74.04% | 2 | 0 | 11 |  |  |  | No | R-454B | 3.7083 | Residential & Commercial | Ducted CEE Tier 1
215934039 | Central HP <5.4 tons | COMFORTMAKER | HRCU-A-CB (Split System: Heat Pump with Remote Outdoor Unit-Air-Source) | C5H3V48*K*AAA* |  |  | EA*5X48M21A*+WALLCON | *95CSU1002122B* | 44000 | 21 | 9.5 | 48000 | 36200 | 75.42% | 2 | 0 | 11 |  |  |  | No | R-454B | 3.6667 | Residential & Commercial | Ducted CEE Tier 1
215937030 | Central HP <5.4 tons | DAY & NIGHT | HRCU-A-CB (Split System: Heat Pump with Remote Outdoor Unit-Air-Source) | C5H3V48*K*AAA* |  |  | EVM5X48M21A*+WALLCON | *80CTL1102120B* | 44500 | 20 | 8.1 | 52000 | 38000 | 73.08% | 1.9 | 0 | 11 |  |  |  | No | R-454B | 3.7083 | Residential & Commercial | Ducted CEE Tier 1
206135731 | Central HP <5.4 tons | TEMPSTAR | HRCU-A-CB (Split System: Heat Pump with Remote Outdoor Unit-Air-Source) | TVH837GKA** |  |  | EA*4X43L21A*+WALLCON | *80CSU0401712A* | 33000 | 17.5 | 8.5 | 33000 | 25000 | 75.76% | 1.98 | 12 | 11 |  |  |  | No | R-410A | 2.75 | Residential & Commercial | Ducted CEE Tier 1
204299254 | Central HP <5.4 tons | TEMPSTAR | HRCU-A-CB (Split System: Heat Pump with Remote Outdoor Unit-Air-Source) | TVH837GKA** |  |  | EA*4X48L21A*+WALLCON | *96CTN0801714A* | 32200 | 17 | 8.1 | 32800 | 25200 | 76.83% | 1.96 | 11.5 | 11 |  |  |  | No | R-410A | 2.6833 | Residential & Commercial | Ducted CEE Tier 1
204299924 | Central HP <5.4 tons | TEMPSTAR | HRCU-A-CB (Split System: Heat Pump with Remote Outdoor Unit-Air-Source) | TVH837GKA** |  |  | EN(A,D)4X48L24**+WALLCON | *97CMN1002122A* | 32400 | 17.5 | 8.1 | 33000 | 24800 | 75.15% | 1.96 | 12 | 11.7 |  |  |  | No | R-410A | 2.7 | Residential & Commercial | Ducted CEE Tier 1
215670609 | Central HP <5.4 tons | AIRQUEST | HRCU-A-CB (Split System: Heat Pump with Remote Outdoor Unit-Air-Source) | H5H0V36*K*AAA* |  |  | FCMA5B36L0C*+WALLCON |  | 33400 | 18.5 | 9 | 35800 | 25600 | 71.51% | 1.86 | 0 | 10 |  |  |  | No | R-454B | 2.7833 | Residential & Commercial | Ducted CEE Tier 1
214075393 | Central HP <5.4 tons | FRIEDRICH | HRCU-A-CB (Split System: Heat Pump with Remote Outdoor Unit-Air-Source) | RD17AZ60AJ3N |  |  | TCFZ6024STANM | FR962V0705A21M4 | 55000 | 18 | 8.1 | 54000 | 49500 | 91.67% | 1.75 | 0 | 10 |  |  |  | No | R-410A | 4.5833 | Residential & Commercial | Ducted CEE Tier 1
214075207 | Central HP <5.4 tons | FRIEDRICH | HRCU-A-CB (Split System: Heat Pump with Remote Outdoor Unit-Air-Source) | RD17AZ60AJ3N |  |  | TCFZ6024STANM | FR802V1255A24DZ | 55500 | 18 | 8.1 | 53500 | 49000 | 91.59% | 1.75 | 0 | 10 |  |  |  | No | R-410A | 4.625 | Residential & Commercial | Ducted CEE Tier 1
215668989 | Central HP <5.4 tons | AIRQUEST | HRCU-A-CB (Split System: Heat Pump with Remote Outdoor Unit-Air-Source) | H5H0V36*K*AAA* |  |  | EA*5X43M21A*+WALLCON | *80CTL0702120B* | 34400 | 18 | 9 | 35400 | 25200 | 71.19% | 1.88 | 0 | 10 |  |  |  | No | R-454B | 2.8667 | Residential & Commercial | Ducted CEE Tier 1
215676768 | Central HP <5.4 tons | COMFORTMAKER | HRCU-A-CB (Split System: Heat Pump with Remote Outdoor Unit-Air-Source) | C5H0V48*K*AAA* |  |  | EVD5X61M21A*+WALLCON | *95CSU0601716B* | 48000 | 18.5 | 9 | 50000 | 37400 | 74.8% | 2 | 0 | 10 |  |  |  | No | R-454B | 4 | Residential & Commercial | Ducted CEE Tier 1
206772386 | Central HP <5.4 tons | TEMPSTAR | HRCU-A-CB (Split System: Heat Pump with Remote Outdoor Unit-Air-Source) | TVH837GKA2* |  |  | EN(A,D)4X48L24**+WALLCON | *96CTN1202422A* | 32400 | 17.5 | 8.1 | 32800 | 24800 | 75.61% | 1.96 | 12 | 11.7 |  |  |  | No | R-410A | 2.7 | Residential & Commercial | Ducted CEE Tier 1
206772837 | Central HP <5.4 tons | TEMPSTAR | HRCU-A-CB (Split System: Heat Pump with Remote Outdoor Unit-Air-Source) | TVH837GKA2* |  |  | EHD4X42AAL+WALLCON | *80CTL0901716A* | 32600 | 17 | 8.1 | 33000 | 24800 | 75.15% | 1.96 | 12 | 11 |  |  |  | No | R-410A | 2.7167 | Residential & Commercial | Ducted CEE Tier 1
206773107 | Central HP <5.4 tons | TEMPSTAR | HRCU-A-CB (Split System: Heat Pump with Remote Outdoor Unit-Air-Source) | TVH837GKA2* |  |  | EA*4X43L21A*+WALLCON | *80CSU0401712A* | 33000 | 17.5 | 8.5 | 33000 | 25000 | 75.76% | 1.98 | 12 | 11 |  |  |  | No | R-410A | 2.75 | Residential & Commercial | Ducted CEE Tier 1
215674177 | Central HP <5.4 tons | AIRQUEST | HRCU-A-CB (Split System: Heat Pump with Remote Outdoor Unit-Air-Source) | H5H0V48*K*AAA* |  |  | EA*5X60M24A*+WALLCON | *80CTL0702120B* | 45000 | 18 | 9 | 47500 | 33600 | 70.74% | 2.08 | 0 | 10 |  |  |  | No | R-454B | 3.75 | Residential & Commercial | Ducted CEE Tier 1
215674347 | Central HP <5.4 tons | AIRQUEST | HRCU-A-CB (Split System: Heat Pump with Remote Outdoor Unit-Air-Source) | H5H0V48*K*AAA* |  |  | EA*5X61M21A*+WALLCON | *80CTL0702120B* | 46000 | 18 | 9 | 48000 | 33800 | 70.42% | 2.06 | 0 | 10 |  |  |  | No | R-454B | 3.8333 | Residential & Commercial | Ducted CEE Tier 1
206771945 | Central HP <5.4 tons | TEMPSTAR | HRCU-A-CB (Split System: Heat Pump with Remote Outdoor Unit-Air-Source) | TVH837GKA2* |  |  | EA*4X48L24A*+WALLCON | *97CMN1202422A* | 32200 | 17.5 | 8.5 | 32600 | 25000 | 76.69% | 1.98 | 12 | 11.7 |  |  |  | No | R-410A | 2.6833 | Residential & Commercial | Ducted CEE Tier 1
206771963 | Central HP <5.4 tons | TEMPSTAR | HRCU-A-CB (Split System: Heat Pump with Remote Outdoor Unit-Air-Source) | TVH837GKA2* |  |  | EA*4X48L24A*+WALLCON | *96CTN1002122A* | 32400 | 17.5 | 8.5 | 32600 | 24800 | 76.07% | 2 | 12 | 11.7 |  |  |  | No | R-410A | 2.7 | Residential & Commercial | Ducted CEE Tier 1
206773008 | Central HP <5.4 tons | TEMPSTAR | HRCU-A-CB (Split System: Heat Pump with Remote Outdoor Unit-Air-Source) | TVH837GKA2* |  |  | EHD4X48AAL+WALLCON | *80CTL0901716A* | 32800 | 17.5 | 8.1 | 33000 | 24800 | 75.15% | 1.98 | 12 | 11.5 |  |  |  | No | R-410A | 2.7333 | Residential & Commercial | Ducted CEE Tier 1
206773026 | Central HP <5.4 tons | TEMPSTAR | HRCU-A-CB (Split System: Heat Pump with Remote Outdoor Unit-Air-Source) | TVH837GKA2* |  |  | EHD4X48AAL+WALLCON | *97CMN0602120A* | 32400 | 16.5 | 8.1 | 33200 | 25200 | 75.9% | 1.94 | 11.5 | 11 |  |  |  | No | R-410A | 2.7 | Residential & Commercial | Ducted CEE Tier 1
206765833 | Central HP <5.4 tons | TEMPSTAR | HRCU-A-CB (Split System: Heat Pump with Remote Outdoor Unit-Air-Source) | TVH825GKA3* |  |  | EA*4X36L21A*+WALLCON | *80CTL0901716A* | 23600 | 17.5 | 8.1 | 21400 | 16600 | 77.57% | 1.96 | 11 | 11 |  |  |  | No | R-410A | 1.9667 | Residential & Commercial | Ducted CEE Tier 1
206767496 | Central HP <5.4 tons | TEMPSTAR | HRCU-A-CB (Split System: Heat Pump with Remote Outdoor Unit-Air-Source) | TVH825GKA3* |  |  | EA*4X36L17A*+WALLCON | *95CSU0601716A* | 23400 | 16.5 | 8.1 | 21600 | 16800 | 77.78% | 1.92 | 11 | 10.5 |  |  |  | No | R-410A | 1.95 | Residential & Commercial | Ducted CEE Tier 1
206767505 | Central HP <5.4 tons | TEMPSTAR | HRCU-A-CB (Split System: Heat Pump with Remote Outdoor Unit-Air-Source) | TVH825GKA3* |  |  | EA*4X36L21A*+WALLCON | *95CSU0601716A* | 23600 | 16.5 | 8.1 | 21600 | 16700 | 77.31% | 1.92 | 11 | 10.5 |  |  |  | No | R-410A | 1.9667 | Residential & Commercial | Ducted CEE Tier 1
206765698 | Central HP <5.4 tons | TEMPSTAR | HRCU-A-CB (Split System: Heat Pump with Remote Outdoor Unit-Air-Source) | TVH825GKA3* |  |  | EA*4X36L17A*+WALLCON | *97CMN0801714A* | 23400 | 16.5 | 8.1 | 21600 | 16700 | 77.31% | 1.92 | 11 | 10.5 |  |  |  | No | R-410A | 1.95 | Residential & Commercial | Ducted CEE Tier 1
206765725 | Central HP <5.4 tons | TEMPSTAR | HRCU-A-CB (Split System: Heat Pump with Remote Outdoor Unit-Air-Source) | TVH825GKA3* |  |  | EA*4X36L21A*+WALLCON | *80CTL0451712A* | 23400 | 16 | 8.1 | 21600 | 16800 | 77.78% | 1.92 | 11 | 10.5 |  |  |  | No | R-410A | 1.95 | Residential & Commercial | Ducted CEE Tier 1
215674309 | Central HP <5.4 tons | COMFORTMAKER | HRCU-A-CB (Split System: Heat Pump with Remote Outdoor Unit-Air-Source) | C5H0V48*K*AAA* |  |  | EA*5X61M21A*+WALLCON | *80CSU0802120A* | 46000 | 18 | 9 | 47500 | 33600 | 70.74% | 2.08 | 0 | 10 |  |  |  | No | R-454B | 3.8333 | Residential & Commercial | Ducted CEE Tier 1
215674459 | Central HP <5.4 tons | COMFORTMAKER | HRCU-A-CB (Split System: Heat Pump with Remote Outdoor Unit-Air-Source) | C5H0V48*K*AAA* |  |  | EA*5X61M24A*+WALLCON | *80CSU0802120A* | 46000 | 18 | 9 | 47500 | 33600 | 70.74% | 2.08 | 0 | 10 |  |  |  | No | R-454B | 3.8333 | Residential & Commercial | Ducted CEE Tier 1
215669077 | Central HP <5.4 tons | AIRQUEST | HRCU-A-CB (Split System: Heat Pump with Remote Outdoor Unit-Air-Source) | H5H0V36*K*AAA* |  |  | EA*5X43M21A*+WALLCON | *96CTN0801714B* | 34400 | 18 | 8.1 | 35400 | 25200 | 71.19% | 1.9 | 0 | 10 |  |  |  | No | R-454B | 2.8667 | Residential & Commercial | Ducted CEE Tier 1
215669145 | Central HP <5.4 tons | AIRQUEST | HRCU-A-CB (Split System: Heat Pump with Remote Outdoor Unit-Air-Source) | H5H0V36*K*AAA* |  |  | EA*5X48M21A*+WALLCON | *80CTL0702120B* | 33800 | 18 | 9 | 35000 | 25000 | 71.43% | 1.88 | 0 | 10 |  |  |  | No | R-454B | 2.8167 | Residential & Commercial | Ducted CEE Tier 1
215936937 | Central HP <5.4 tons | AIRQUEST | HRCU-A-CB (Split System: Heat Pump with Remote Outdoor Unit-Air-Source) | H5H3V36*K*AAA* |  |  | EVD5X61M24A*+WALLCON | *80CTL1102120B* | 36000 | 22.5 | 8.5 | 37600 | 28200 | 75% | 2.06 | 0 | 12.5 |  |  |  | No | R-454B | 3 | Residential & Commercial | Ducted CEE Tier 1
215674207 | Central HP <5.4 tons | AIRQUEST | HRCU-A-CB (Split System: Heat Pump with Remote Outdoor Unit-Air-Source) | H5H0V48*K*AAA* |  |  | EA*5X60M24A*+WALLCON | *80CTL1352422B* | 45000 | 18 | 9 | 47500 | 33400 | 70.32% | 2.08 | 0 | 10 |  |  |  | No | R-454B | 3.75 | Residential & Commercial | Ducted CEE Tier 1
215674307 | Central HP <5.4 tons | AIRQUEST | HRCU-A-CB (Split System: Heat Pump with Remote Outdoor Unit-Air-Source) | H5H0V48*K*AAA* |  |  | EA*5X61M21A*+WALLCON | *80CSU0802120A* | 46000 | 18 | 9 | 47500 | 33600 | 70.74% | 2.08 | 0 | 10 |  |  |  | No | R-454B | 3.8333 | Residential & Commercial | Ducted CEE Tier 1
206771531 | Central HP <5.4 tons | TEMPSTAR | HRCU-A-CB (Split System: Heat Pump with Remote Outdoor Unit-Air-Source) | TVH837GKA2* |  |  | EA*4X42L24A*+WALLCON | *80CTL0902120A* | 31800 | 17.5 | 8.1 | 33200 | 24400 | 73.49% | 1.9 | 11 | 11.5 |  |  |  | No | R-410A | 2.65 | Residential & Commercial | Ducted CEE Tier 1
206773044 | Central HP <5.4 tons | TEMPSTAR | HRCU-A-CB (Split System: Heat Pump with Remote Outdoor Unit-Air-Source) | TVH837GKA2* |  |  | EA*4X37L21A*+WALLCON | *80CSU0401712A* | 32800 | 17.5 | 8.5 | 33000 | 25200 | 76.36% | 1.98 | 12 | 11 |  |  |  | No | R-410A | 2.7333 | Residential & Commercial | Ducted CEE Tier 1
206771540 | Central HP <5.4 tons | TEMPSTAR | HRCU-A-CB (Split System: Heat Pump with Remote Outdoor Unit-Air-Source) | TVH837GKA2* |  |  | EA*4X42L24A*+WALLCON | *80CTL1352422A* | 31800 | 17.5 | 8.1 | 33000 | 24400 | 73.94% | 1.9 | 12 | 11.5 |  |  |  | No | R-410A | 2.65 | Residential & Commercial | Ducted CEE Tier 1
204298984 | Central HP <5.4 tons | TEMPSTAR | HRCU-A-CB (Split System: Heat Pump with Remote Outdoor Unit-Air-Source) | TVH837GKA** |  |  | EA*4X42L21A*+WALLCON | *97CMN0801714A* | 31600 | 17 | 8.1 | 33400 | 24800 | 74.25% | 1.86 | 11.5 | 11 |  |  |  | No | R-410A | 2.6333 | Residential & Commercial | Ducted CEE Tier 1
204299454 | Central HP <5.4 tons | TEMPSTAR | HRCU-A-CB (Split System: Heat Pump with Remote Outdoor Unit-Air-Source) | TVH837GKA** |  |  | EA*4X48L24A*+WALLCON | *97CMN0602120A* | 32200 | 17 | 8.1 | 32800 | 25200 | 76.83% | 1.96 | 11.5 | 11 |  |  |  | No | R-410A | 2.6833 | Residential & Commercial | Ducted CEE Tier 1
206770979 | Central HP <5.4 tons | DAY & NIGHT | HRCU-A-CB (Split System: Heat Pump with Remote Outdoor Unit-Air-Source) | CVH837GKA2* |  |  | EA*4X36L17A*+WALLCON | *80CTL0701716A* | 31400 | 17 | 8.1 | 33400 | 24400 | 73.05% | 1.84 | 11 | 11 |  |  |  | No | R-410A | 2.6167 | Residential & Commercial | Ducted CEE Tier 1
206771447 | Central HP <5.4 tons | DAY & NIGHT | HRCU-A-CB (Split System: Heat Pump with Remote Outdoor Unit-Air-Source) | CVH837GKA2* |  |  | EA*4X42L21A*+WALLCON | *97CMN0801714A* | 31600 | 17 | 8.1 | 33400 | 24800 | 74.25% | 1.86 | 11.5 | 11 |  |  |  | No | R-410A | 2.6333 | Residential & Commercial | Ducted CEE Tier 1
212985816 | Central HP <5.4 tons | AIRQUEST | HRCU-A-CB (Split System: Heat Pump with Remote Outdoor Unit-Air-Source) | DLCURAH24ABK |  |  | EA*4X37L17A* | *96MSN0261410A* | 24000 | 16.5 | 8.5 | 25200 | 22200 | 88.1% | 1.84 | 0 | 10 |  |  |  | No | R-410A | 2 | Residential & Commercial | Ducted CEE Tier 1
212985866 | Central HP <5.4 tons | AIRQUEST | HRCU-A-CB (Split System: Heat Pump with Remote Outdoor Unit-Air-Source) | DLCURAH24ABK |  |  | EN(A,D,W)4X36L17** | *96MSN0261410A* | 23400 | 16.5 | 8.1 | 26000 | 24400 | 93.85% | 2.02 | 0 | 10 |  |  |  | No | R-410A | 1.95 | Residential & Commercial | Ducted CEE Tier 1
206135688 | Central HP <5.4 tons | DAY & NIGHT | HRCU-A-CB (Split System: Heat Pump with Remote Outdoor Unit-Air-Source) | CVH837GKA** |  |  | EA*4X42L21A*+WALLCON | *80CSU0601716A* | 31800 | 17 | 8.1 | 33200 | 24400 | 73.49% | 1.86 | 11.5 | 11 |  |  |  | No | R-410A | 2.65 | Residential & Commercial | Ducted CEE Tier 1
206136140 | Central HP <5.4 tons | DAY & NIGHT | HRCU-A-CB (Split System: Heat Pump with Remote Outdoor Unit-Air-Source) | CVH837GKA** |  |  | EA*4X43L21A*+WALLCON | *95CSU0802120A* | 33000 | 17.5 | 8.5 | 32800 | 25000 | 76.22% | 2 | 12 | 11.5 |  |  |  | No | R-410A | 2.75 | Residential & Commercial | Ducted CEE Tier 1
215669205 | Central HP <5.4 tons | AIRQUEST | HRCU-A-CB (Split System: Heat Pump with Remote Outdoor Unit-Air-Source) | H5H0V36*K*AAA* |  |  | EA*5X48M21A*+WALLCON | *95CSU1002122B* | 33800 | 18 | 9 | 35000 | 25000 | 71.43% | 1.9 | 0 | 10 |  |  |  | No | R-454B | 2.8167 | Residential & Commercial | Ducted CEE Tier 1
215669325 | Central HP <5.4 tons | AIRQUEST | HRCU-A-CB (Split System: Heat Pump with Remote Outdoor Unit-Air-Source) | H5H0V36*K*AAA* |  |  | EA*5X60M24A*+WALLCON | *80CTL1102120B* | 34400 | 18.5 | 9 | 34200 | 24600 | 71.93% | 1.92 | 0 | 10.5 |  |  |  | No | R-454B | 2.8667 | Residential & Commercial | Ducted CEE Tier 1
207154559 | Central HP <5.4 tons | TRANE | HRCU-A-CB (Split System: Heat Pump with Remote Outdoor Unit-Air-Source) | 4TWA7048A4 |  |  | 4PX*CU42BS3 | S8X1C100M5PSC | 47000 | 17 | 8.1 | 49500 | 46500 | 93.94% | 3.4 | 12 | 11.5 |  |  |  | No | R-410A | 3.9167 | Residential & Commercial | Ducted CEE Tier 1
206133323 | Central HP <5.4 tons | TEMPSTAR | HRCU-A-CB (Split System: Heat Pump with Remote Outdoor Unit-Air-Source) | TVH825GKA2* |  |  | EA*4X25L17A*+WALLCON | *80CSU0401712A* | 24400 | 17 | 8.1 | 21200 | 16600 | 78.3% | 2.02 | 11.5 | 11 |  |  |  | No | R-410A | 2.0333 | Residential & Commercial | Ducted CEE Tier 1
204456363 | Central HP <5.4 tons | TEMPSTAR | HRCU-A-CB (Split System: Heat Pump with Remote Outdoor Unit-Air-Source) | TVH825GKA2* |  |  | EA*4X24L14A*+WALLCON | *80CTL0701412A* | 23400 | 17 | 8.1 | 22000 | 16800 | 76.36% | 1.9 | 11 | 10.5 |  |  |  | No | R-410A | 1.95 | Residential & Commercial | Ducted CEE Tier 1
210691921 | Central HP <5.4 tons | TRANE | HRCU-A-CB (Split System: Heat Pump with Remote Outdoor Unit-Air-Source) | 4TWV8X60A1 |  |  | 4PX*CU60BS3 | S8V2C100M5PCA | 54000 | 18 | 8.2 | 52000 | 40000 | 76.92% | 1.78 | 11.7 | 11.7 |  |  |  | No | R-410A | 4.5 | Residential & Commercial | Ducted CEE Tier 1
206133313 | Central HP <5.4 tons | TEMPSTAR | HRCU-A-CB (Split System: Heat Pump with Remote Outdoor Unit-Air-Source) | TVH825GKA2* |  |  | EA*4X24L17A*+WALLCON | *80CSU0601716A* | 23200 | 16.5 | 8.1 | 22000 | 16800 | 76.36% | 1.9 | 11 | 10.5 |  |  |  | No | R-410A | 1.9333 | Residential & Commercial | Ducted CEE Tier 1
206133443 | Central HP <5.4 tons | TEMPSTAR | HRCU-A-CB (Split System: Heat Pump with Remote Outdoor Unit-Air-Source) | TVH825GKA2* |  |  | EA*4X37L21A*+WALLCON | *80CSU0401712A* | 24400 | 17 | 8.5 | 21200 | 16600 | 78.3% | 2.04 | 11.5 | 11 |  |  |  | No | R-410A | 2.0333 | Residential & Commercial | Ducted CEE Tier 1
215936570 | Central HP <5.4 tons | DAY & NIGHT | HRCU-A-CB (Split System: Heat Pump with Remote Outdoor Unit-Air-Source) | C5H3V36*K*AAA* |  |  | EVD5X60M21A*+WALLCON | *80CSU0601716A* | 35600 | 22 | 8.5 | 38000 | 28600 | 75.26% | 2.04 | 0 | 12 |  |  |  | No | R-454B | 2.9667 | Residential & Commercial | Ducted CEE Tier 1
210636927 | Central HP <5.4 tons | TRANE | HRCU-A-CB (Split System: Heat Pump with Remote Outdoor Unit-Air-Source) | 4TWV8X60A1 |  |  | TEM8A0C48V41+TDR |  | 54000 | 18 | 8.5 | 51000 | 37000 | 72.55% | 1.84 | 0 | 12 |  |  |  | No | R-410A | 4.5 | Residential & Commercial | Ducted CEE Tier 1
213296827 | Central HP <5.4 tons | JOHNSON CONTROLS | HRCU-A-CB (Split System: Heat Pump with Remote Outdoor Unit-Air-Source) | HMH72B341 |  |  | XAFC36DBCN1 | Z9ES060B12SMPS1 | 33000 | 16.5 | 8.5 | 32000 | 22400 | 70% | 1.8 | 0 | 10 |  |  |  | No | R-410A | 2.75 | Residential & Commercial | Ducted CEE Tier 1
215853322 | Central HP <5.4 tons | JOHNSON CONTROLS | HRCU-A-CB (Split System: Heat Pump with Remote Outdoor Unit-Air-Source) | HH836E2S11 |  |  | JHE36B5CD2SS1 |  | 34200 | 19 | 9 | 31800 | 26000 | 81.76% | 2 | 0 | 11 |  |  |  | No | R-454B | 2.85 | Residential & Commercial | Ducted CEE Tier 1
215853325 | Central HP <5.4 tons | JOHNSON CONTROLS | HRCU-A-CB (Split System: Heat Pump with Remote Outdoor Unit-Air-Source) | HH836E2S11 |  |  | CTM36C5CDS1+JMET12CS2N1 |  | 34000 | 19 | 9 | 31200 | 25600 | 82.05% | 2 | 0 | 11.7 |  |  |  | No | R-454B | 2.8333 | Residential & Commercial | Ducted CEE Tier 1
207805763 | Central HP <5.4 tons | TRANE | HRCU-A-CB (Split System: Heat Pump with Remote Outdoor Unit-Air-Source) | 4TWA7048A4 |  |  | 4TXCD010DS3+P0V0C000M50SC |  | 46500 | 17 | 8.1 | 46500 | 47000 | 101.1% | 3.6 | 13 | 12.5 |  |  |  | No | R-410A | 3.875 | Residential & Commercial | Ducted CEE Tier 1
212969777 | Central HP <5.4 tons | BRYANT HEATING AND COOLING SYSTEMS | HRCU-A-CB (Split System: Heat Pump with Remote Outdoor Unit-Air-Source) | 38MURAQ24AB3* |  |  | CAP**3617AL* | 82*SB36045V14*** | 23600 | 17 | 8.5 | 26000 | 24200 | 93.08% | 2 | 0 | 10 |  |  |  | No | R-410A | 1.9667 | Residential & Commercial | Ducted CEE Tier 1
212969807 | Central HP <5.4 tons | BRYANT HEATING AND COOLING SYSTEMS | HRCU-A-CB (Split System: Heat Pump with Remote Outdoor Unit-Air-Source) | 38MURAQ24AB3* |  |  | CNPV*2417AL* | 82*SB36045V14*** | 23400 | 17 | 8.5 | 27000 | 25000 | 92.59% | 2.08 | 0 | 10 |  |  |  | No | R-410A | 1.95 | Residential & Commercial | Ducted CEE Tier 1
211242664 | Central HP <5.4 tons | BRYANT HEATING AND COOLING SYSTEMS | HRCU-A-CB (Split System: Heat Pump with Remote Outdoor Unit-Air-Source) | 38MURAQ24AB3* |  |  | CAP**3621AL* | 915SB42060E17*** | 24800 | 16 | 8.5 | 26600 | 22000 | 82.71% | 1.82 | 0 | 10 |  |  |  | No | R-410A | 2.0667 | Residential & Commercial | Ducted CEE Tier 1
211243064 | Central HP <5.4 tons | BRYANT HEATING AND COOLING SYSTEMS | HRCU-A-CB (Split System: Heat Pump with Remote Outdoor Unit-Air-Source) | 38MURAQ24AB3* |  |  | CAP**3717AL* | 912SD36060E14*** | 25200 | 16.5 | 8.5 | 26200 | 21000 | 80.15% | 1.76 | 0 | 10 |  |  |  | No | R-410A | 2.1 | Residential & Commercial | Ducted CEE Tier 1
216013306 | Central HP <5.4 tons | JOHNSON CONTROLS | HRCU-A-CB (Split System: Heat Pump with Remote Outdoor Unit-Air-Source) | HH824E2S11 |  |  | CTM36B5ADS1+JMET12BS2N1 |  | 23000 | 18 | 9.5 | 23000 | 18000 | 78.26% | 2 | 0 | 12 |  |  |  | No | R-454B | 1.9167 | Residential & Commercial | Ducted CEE Tier 1
215223955 | Central HP <5.4 tons | YORK | HRCU-A-CB (Split System: Heat Pump with Remote Outdoor Unit-Air-Source) | HH824E2S11 |  |  | CTM36B5ADS1 | Y81E100B12SMPS1 | 23000 | 18 | 9.5 | 23000 | 18800 | 81.74% | 2 | 0 | 12 |  |  |  | No | R-454B | 1.9167 | Residential & Commercial | Ducted CEE Tier 1
215674247 | Central HP <5.4 tons | AIRQUEST | HRCU-A-CB (Split System: Heat Pump with Remote Outdoor Unit-Air-Source) | H5H0V48*K*AAA* |  |  | EA*5X60M24A*+WALLCON | *97CMN0802120B* | 45000 | 18 | 9 | 47500 | 33600 | 70.74% | 2.06 | 0 | 10 |  |  |  | No | R-454B | 3.75 | Residential & Commercial | Ducted CEE Tier 1
215674377 | Central HP <5.4 tons | AIRQUEST | HRCU-A-CB (Split System: Heat Pump with Remote Outdoor Unit-Air-Source) | H5H0V48*K*AAA* |  |  | EA*5X61M21A*+WALLCON | *80CTL1102120B* | 46000 | 18.5 | 9 | 47500 | 33600 | 70.74% | 2.06 | 0 | 10 |  |  |  | No | R-454B | 3.8333 | Residential & Commercial | Ducted CEE Tier 1
215674397 | Central HP <5.4 tons | AIRQUEST | HRCU-A-CB (Split System: Heat Pump with Remote Outdoor Unit-Air-Source) | H5H0V48*K*AAA* |  |  | EA*5X61M21A*+WALLCON | *95CSU1002122B* | 46000 | 18 | 9 | 48000 | 33600 | 70% | 2.08 | 0 | 10 |  |  |  | No | R-454B | 3.8333 | Residential & Commercial | Ducted CEE Tier 1
215667669 | Central HP <5.4 tons | COMFORTMAKER | HRCU-A-CB (Split System: Heat Pump with Remote Outdoor Unit-Air-Source) | C5H0V24*K*AAA* |  |  | EA*5X36M17A*+WALLCON | *97CMN0601714B* | 23000 | 17 | 9 | 23800 | 16700 | 70.17% | 1.98 | 0 | 10 |  |  |  | No | R-454B | 1.9167 | Residential & Commercial | Ducted CEE Tier 1
204451236 | Central HP <5.4 tons | CARRIER | HRCU-A-CB (Split System: Heat Pump with Remote Outdoor Unit-Air-Source) | 25VNA825A*031* |  |  | CAP**3621AL*+UI | 59TN6B100C21**22 | 23600 | 16.5 | 8.1 | 21400 | 16600 | 77.57% | 1.94 | 11 | 11 |  |  |  | No | R-410A | 1.9667 | Residential & Commercial | Ducted CEE Tier 1
215669061 | Central HP <5.4 tons | AIRQUEST | HRCU-A-CB (Split System: Heat Pump with Remote Outdoor Unit-Air-Source) | H5H0V36*K*AAA* |  |  | EA*5X43M21A*+WALLCON | *97CMN0802120B* | 34600 | 18 | 9 | 35200 | 25000 | 71.02% | 1.88 | 0 | 10 |  |  |  | No | R-454B | 2.8833 | Residential & Commercial | Ducted CEE Tier 1
215669495 | Central HP <5.4 tons | AIRQUEST | HRCU-A-CB (Split System: Heat Pump with Remote Outdoor Unit-Air-Source) | H5H0V36*K*AAA* |  |  | EA*5X61M21A*+WALLCON | *80CTL1102120B* | 35000 | 18.5 | 9 | 34400 | 24800 | 72.09% | 1.92 | 0 | 10.5 |  |  |  | No | R-454B | 2.9167 | Residential & Commercial | Ducted CEE Tier 1
204451252 | Central HP <5.4 tons | CARRIER | HRCU-A-CB (Split System: Heat Pump with Remote Outdoor Unit-Air-Source) | 25VNA825A*031* |  |  | CAP**3721AL*+UI | 59TN6B060C17**14 | 24400 | 16.5 | 8.1 | 21200 | 16700 | 78.77% | 2.02 | 11 | 11 |  |  |  | No | R-410A | 2.0333 | Residential & Commercial | Ducted CEE Tier 1
204451253 | Central HP <5.4 tons | CARRIER | HRCU-A-CB (Split System: Heat Pump with Remote Outdoor Unit-Air-Source) | 25VNA825A*031* |  |  | CAP**3721AL*+UI | 59TN6B080C17**14 | 24400 | 16.5 | 8.1 | 21200 | 16700 | 78.77% | 2.02 | 11 | 11 |  |  |  | No | R-410A | 2.0333 | Residential & Commercial | Ducted CEE Tier 1
206773287 | Central HP <5.4 tons | TEMPSTAR | HRCU-A-CB (Split System: Heat Pump with Remote Outdoor Unit-Air-Source) | TVH837GKA2* |  |  | EN(A,D,W)4X48L21**+WALLCON | *80CSU1002120A* | 32400 | 17 | 8.1 | 33000 | 24800 | 75.15% | 1.94 | 12.2 | 11.5 |  |  |  | No | R-410A | 2.7 | Residential & Commercial | Ducted CEE Tier 1
206771027 | Central HP <5.4 tons | TEMPSTAR | HRCU-A-CB (Split System: Heat Pump with Remote Outdoor Unit-Air-Source) | TVH837GKA2* |  |  | EA*4X36L17A*+WALLCON | *80CTL0701412A* | 31400 | 17.5 | 8.1 | 33400 | 24400 | 73.05% | 1.84 | 11.5 | 11 |  |  |  | No | R-410A | 2.6167 | Residential & Commercial | Ducted CEE Tier 1
206771360 | Central HP <5.4 tons | TEMPSTAR | HRCU-A-CB (Split System: Heat Pump with Remote Outdoor Unit-Air-Source) | TVH837GKA2* |  |  | EA*4X37L21A*+WALLCON | *80CTL0901716A* | 33000 | 18 | 8.5 | 32800 | 25000 | 76.22% | 2 | 12 | 11.7 |  |  |  | No | R-410A | 2.75 | Residential & Commercial | Ducted CEE Tier 1
206771495 | Central HP <5.4 tons | TEMPSTAR | HRCU-A-CB (Split System: Heat Pump with Remote Outdoor Unit-Air-Source) | TVH837GKA2* |  |  | EA*4X42L21A*+WALLCON | *80CTL0901716A* | 31800 | 17.5 | 8.5 | 33000 | 24400 | 73.94% | 1.9 | 12 | 11.7 |  |  |  | No | R-410A | 2.65 | Residential & Commercial | Ducted CEE Tier 1
206771576 | Central HP <5.4 tons | TEMPSTAR | HRCU-A-CB (Split System: Heat Pump with Remote Outdoor Unit-Air-Source) | TVH837GKA2* |  |  | EA*4X42L24A*+WALLCON | *97CMN1202422A* | 31800 | 17 | 8.1 | 33200 | 24400 | 73.49% | 1.88 | 11.5 | 11 |  |  |  | No | R-410A | 2.65 | Residential & Commercial | Ducted CEE Tier 1
210450202 | Central HP <5.4 tons | CARRIER | HRCU-A-CB (Split System: Heat Pump with Remote Outdoor Unit-Air-Source) | 38MURAQ36AB3* |  |  | CNPV*4221AL* | 59TP6B080V17**16 | 35000 | 15.5 | 8.5 | 38500 | 35200 | 91.43% | 1.86 | 0 | 10 |  |  |  | No | R-410A | 2.9167 | Residential & Commercial | Ducted CEE Tier 1
210474531 | Central HP <5.4 tons | COMFORTMAKER | HRCU-A-CB (Split System: Heat Pump with Remote Outdoor Unit-Air-Source) | CVH825GKA3* |  |  | EHD4X48AAL+WALLCON | *80CTL1352422A* | 24200 | 16 | 8.1 | 21200 | 16600 | 78.3% | 2.02 | 0 | 11 |  |  |  | No | R-410A | 2.0167 | Residential & Commercial | Ducted CEE Tier 1
206765866 | Central HP <5.4 tons | DAY & NIGHT | HRCU-A-CB (Split System: Heat Pump with Remote Outdoor Unit-Air-Source) | CVH825GKA3* |  |  | EA*4X37L17A*+WALLCON | *80CTL0701716A* | 24200 | 16.5 | 8.1 | 21400 | 16700 | 78.04% | 2 | 11 | 11 |  |  |  | No | R-410A | 2.0167 | Residential & Commercial | Ducted CEE Tier 1
206767209 | Central HP <5.4 tons | DAY & NIGHT | HRCU-A-CB (Split System: Heat Pump with Remote Outdoor Unit-Air-Source) | CVH825GKA3* |  |  | EA*4X37L21A*+WALLCON | *80CSU0601716A* | 24400 | 17 | 8.1 | 21200 | 16600 | 78.3% | 2.02 | 11.5 | 11 |  |  |  | No | R-410A | 2.0333 | Residential & Commercial | Ducted CEE Tier 1
206767502 | Central HP <5.4 tons | DAY & NIGHT | HRCU-A-CB (Split System: Heat Pump with Remote Outdoor Unit-Air-Source) | CVH825GKA3* |  |  | EA*4X36L21A*+WALLCON | *95CSU0601716A* | 23600 | 16.5 | 8.1 | 21600 | 16700 | 77.31% | 1.92 | 11 | 10.5 |  |  |  | No | R-410A | 1.9667 | Residential & Commercial | Ducted CEE Tier 1
206765472 | Central HP <5.4 tons | DAY & NIGHT | HRCU-A-CB (Split System: Heat Pump with Remote Outdoor Unit-Air-Source) | CVH825GKA3* |  |  | EA*4X24L17A*+WALLCON | *80CTL0701412A* | 23400 | 17 | 8.1 | 22000 | 16700 | 75.91% | 1.9 | 11 | 11 |  |  |  | No | R-410A | 1.95 | Residential & Commercial | Ducted CEE Tier 1
206765533 | Central HP <5.4 tons | DAY & NIGHT | HRCU-A-CB (Split System: Heat Pump with Remote Outdoor Unit-Air-Source) | CVH825GKA3* |  |  | EA*4X25L17A*+WALLCON | *97CMN0601714A* | 24200 | 15.5 | 8.1 | 20000 | 16000 | 80% | 1.94 | 11.5 | 10.5 |  |  |  | No | R-410A | 2.0167 | Residential & Commercial | Ducted CEE Tier 1
206765767 | Central HP <5.4 tons | DAY & NIGHT | HRCU-A-CB (Split System: Heat Pump with Remote Outdoor Unit-Air-Source) | CVH825GKA3* |  |  | EA*4X36L21A*+WALLCON | *96CTN0801714A* | 23600 | 16.5 | 8.1 | 21400 | 16700 | 78.04% | 1.94 | 11 | 11 |  |  |  | No | R-410A | 1.9667 | Residential & Commercial | Ducted CEE Tier 1
206765983 | Central HP <5.4 tons | DAY & NIGHT | HRCU-A-CB (Split System: Heat Pump with Remote Outdoor Unit-Air-Source) | CVH825GKA3* |  |  | EA*4X37L21A*+WALLCON | *97CMN0601714A* | 24200 | 16 | 8.1 | 21200 | 16800 | 79.25% | 2 | 11 | 11 |  |  |  | No | R-410A | 2.0167 | Residential & Commercial | Ducted CEE Tier 1
210692141 | Central HP <5.4 tons | AMERICAN STANDARD | HRCU-A-CB (Split System: Heat Pump with Remote Outdoor Unit-Air-Source) | 4A6V8X60A1 |  |  | 4TXCC009DS3 | S8V2C100M5PCA | 54000 | 18 | 8.2 | 52000 | 40000 | 76.92% | 1.78 | 11.7 | 11.7 |  |  |  | No | R-410A | 4.5 | Residential & Commercial | Ducted CEE Tier 1
206765506 | Central HP <5.4 tons | DAY & NIGHT | HRCU-A-CB (Split System: Heat Pump with Remote Outdoor Unit-Air-Source) | CVH825GKA3* |  |  | EA*4X25L17A*+WALLCON | *80CTL0701716A* | 24400 | 16.5 | 8.1 | 21200 | 16600 | 78.3% | 2.02 | 11 | 11 |  |  |  | No | R-410A | 2.0333 | Residential & Commercial | Ducted CEE Tier 1
206765482 | Central HP <5.4 tons | DAY & NIGHT | HRCU-A-CB (Split System: Heat Pump with Remote Outdoor Unit-Air-Source) | CVH825GKA3* |  |  | EA*4X24L17A*+WALLCON | *80CTL0901716A* | 23400 | 17 | 8.1 | 21800 | 16700 | 76.61% | 1.9 | 11.5 | 11 |  |  |  | No | R-410A | 1.95 | Residential & Commercial | Ducted CEE Tier 1
206765596 | Central HP <5.4 tons | DAY & NIGHT | HRCU-A-CB (Split System: Heat Pump with Remote Outdoor Unit-Air-Source) | CVH825GKA3* |  |  | EA*4X30L17A*+WALLCON | *96CTN0601714A* | 23400 | 16 | 8.1 | 21600 | 16800 | 77.78% | 1.9 | 11 | 10.5 |  |  |  | No | R-410A | 1.95 | Residential & Commercial | Ducted CEE Tier 1
206765623 | Central HP <5.4 tons | DAY & NIGHT | HRCU-A-CB (Split System: Heat Pump with Remote Outdoor Unit-Air-Source) | CVH825GKA3* |  |  | EA*4X30L17A*+WALLCON | *97CMN0801714A* | 23400 | 16 | 8.1 | 21600 | 16800 | 77.78% | 1.9 | 11 | 10.5 |  |  |  | No | R-410A | 1.95 | Residential & Commercial | Ducted CEE Tier 1
206765848 | Central HP <5.4 tons | DAY & NIGHT | HRCU-A-CB (Split System: Heat Pump with Remote Outdoor Unit-Air-Source) | CVH825GKA3* |  |  | EA*4X36L21A*+WALLCON | *97CMN0602120A* | 23600 | 16 | 8.1 | 21600 | 16700 | 77.31% | 1.92 | 11 | 10.5 |  |  |  | No | R-410A | 1.9667 | Residential & Commercial | Ducted CEE Tier 1
206765515 | Central HP <5.4 tons | DAY & NIGHT | HRCU-A-CB (Split System: Heat Pump with Remote Outdoor Unit-Air-Source) | CVH825GKA3* |  |  | EA*4X25L17A*+WALLCON | *96CTN0601714A* | 24200 | 16.5 | 8.1 | 21400 | 16700 | 78.04% | 2 | 11 | 11 |  |  |  | No | R-410A | 2.0167 | Residential & Commercial | Ducted CEE Tier 1
206765524 | Central HP <5.4 tons | DAY & NIGHT | HRCU-A-CB (Split System: Heat Pump with Remote Outdoor Unit-Air-Source) | CVH825GKA3* |  |  | EA*4X25L17A*+WALLCON | *96CTN0801714A* | 24200 | 16.5 | 8.1 | 21400 | 16700 | 78.04% | 2 | 11 | 11 |  |  |  | No | R-410A | 2.0167 | Residential & Commercial | Ducted CEE Tier 1
206765731 | Central HP <5.4 tons | DAY & NIGHT | HRCU-A-CB (Split System: Heat Pump with Remote Outdoor Unit-Air-Source) | CVH825GKA3* |  |  | EA*4X36L21A*+WALLCON | *80CTL0701716A* | 23600 | 16.5 | 8.1 | 21400 | 16600 | 77.57% | 1.94 | 11 | 11 |  |  |  | No | R-410A | 1.9667 | Residential & Commercial | Ducted CEE Tier 1
206765992 | Central HP <5.4 tons | DAY & NIGHT | HRCU-A-CB (Split System: Heat Pump with Remote Outdoor Unit-Air-Source) | CVH825GKA3* |  |  | EA*4X37L21A*+WALLCON | *97CMN0801714A* | 24400 | 16.5 | 8.1 | 21200 | 16700 | 78.77% | 2.02 | 11 | 11 |  |  |  | No | R-410A | 2.0333 | Residential & Commercial | Ducted CEE Tier 1
206765454 | Central HP <5.4 tons | DAY & NIGHT | HRCU-A-CB (Split System: Heat Pump with Remote Outdoor Unit-Air-Source) | CVH825GKA3* |  |  | EA*4X24L17A*+WALLCON | *97CMN0601714A* | 23000 | 16 | 8.1 | 22000 | 17000 | 77.27% | 1.88 | 11 | 10.5 |  |  |  | No | R-410A | 1.9167 | Residential & Commercial | Ducted CEE Tier 1
206765497 | Central HP <5.4 tons | DAY & NIGHT | HRCU-A-CB (Split System: Heat Pump with Remote Outdoor Unit-Air-Source) | CVH825GKA3* |  |  | EA*4X25L17A*+WALLCON | *80CTL0451712A* | 24200 | 16.5 | 8.1 | 21400 | 16800 | 78.5% | 2 | 11 | 11 |  |  |  | No | R-410A | 2.0167 | Residential & Commercial | Ducted CEE Tier 1
206765569 | Central HP <5.4 tons | DAY & NIGHT | HRCU-A-CB (Split System: Heat Pump with Remote Outdoor Unit-Air-Source) | CVH825GKA3* |  |  | EA*4X30L14A*+WALLCON | *80CTL0701412A* | 23400 | 17 | 8.1 | 21600 | 16700 | 77.31% | 1.92 | 11 | 11 |  |  |  | No | R-410A | 1.95 | Residential & Commercial | Ducted CEE Tier 1
206765704 | Central HP <5.4 tons | DAY & NIGHT | HRCU-A-CB (Split System: Heat Pump with Remote Outdoor Unit-Air-Source) | CVH825GKA3* |  |  | EA*4X36L17A*+WALLCON | *80CTL0701412A* | 23600 | 17 | 8.1 | 21400 | 16600 | 77.57% | 1.94 | 11 | 11 |  |  |  | No | R-410A | 1.9667 | Residential & Commercial | Ducted CEE Tier 1
206765785 | Central HP <5.4 tons | DAY & NIGHT | HRCU-A-CB (Split System: Heat Pump with Remote Outdoor Unit-Air-Source) | CVH825GKA3* |  |  | EA*4X36L21A*+WALLCON | *97CMN0801714A* | 23600 | 16.5 | 8.1 | 21600 | 16700 | 77.31% | 1.92 | 11.5 | 11 |  |  |  | No | R-410A | 1.9667 | Residential & Commercial | Ducted CEE Tier 1
210636944 | Central HP <5.4 tons | AMERICAN STANDARD | HRCU-A-CB (Split System: Heat Pump with Remote Outdoor Unit-Air-Source) | 4A6V8X60A1 |  |  | TEM8A0D48V41+TDR |  | 52000 | 18 | 8.5 | 50500 | 38000 | 75.25% | 1.86 | 0 | 11.7 |  |  |  | No | R-410A | 4.3333 | Residential & Commercial | Ducted CEE Tier 1
210692139 | Central HP <5.4 tons | AMERICAN STANDARD | HRCU-A-CB (Split System: Heat Pump with Remote Outdoor Unit-Air-Source) | 4A6V8X60A1 |  |  | 4PX*DU60BS3 | S8V2D120M5PCA | 54000 | 18 | 8.2 | 52000 | 39500 | 75.96% | 1.83 | 12 | 11.7 |  |  |  | No | R-410A | 4.5 | Residential & Commercial | Ducted CEE Tier 1
206765695 | Central HP <5.4 tons | DAY & NIGHT | HRCU-A-CB (Split System: Heat Pump with Remote Outdoor Unit-Air-Source) | CVH825GKA3* |  |  | EA*4X36L17A*+WALLCON | *97CMN0801714A* | 23400 | 16.5 | 8.1 | 21600 | 16700 | 77.31% | 1.92 | 11 | 10.5 |  |  |  | No | R-410A | 1.95 | Residential & Commercial | Ducted CEE Tier 1
206766010 | Central HP <5.4 tons | DAY & NIGHT | HRCU-A-CB (Split System: Heat Pump with Remote Outdoor Unit-Air-Source) | CVH825GKA3* |  |  | EA*4X37L21A*+WALLCON | *97CMN1002122A* | 24400 | 16.5 | 8.5 | 21200 | 16600 | 78.3% | 2.04 | 11 | 11 |  |  |  | No | R-410A | 2.0333 | Residential & Commercial | Ducted CEE Tier 1
206771699 | Central HP <5.4 tons | DAY & NIGHT | HRCU-A-CB (Split System: Heat Pump with Remote Outdoor Unit-Air-Source) | CVH837GKA2* |  |  | EA*4X43L21A*+WALLCON | *97CMN1002122A* | 33000 | 17.5 | 8.5 | 33000 | 25200 | 76.36% | 2 | 12 | 11.7 |  |  |  | No | R-410A | 2.75 | Residential & Commercial | Ducted CEE Tier 1
206766870 | Central HP <5.4 tons | TEMPSTAR | HRCU-A-CB (Split System: Heat Pump with Remote Outdoor Unit-Air-Source) | TVH825GKA3* |  |  | EHD4X30AAL+WALLCON | *80CTL0701412A* | 23800 | 16 | 8.1 | 21800 | 16700 | 76.61% | 1.98 | 11 | 10.5 |  |  |  | No | R-410A | 1.9833 | Residential & Commercial | Ducted CEE Tier 1
216374568 | Central HP <5.4 tons | JOHNSON CONTROLS | HRCU-A-CB (Split System: Heat Pump with Remote Outdoor Unit-Air-Source) | HH860E2S11 |  |  | CTU60C5XGS1+TXV | Z9ET080C16SMPS1 | 44000 | 18 | 9 | 45000 | 32800 | 72.89% | 2 | 0 | 11 |  |  |  | No | R-454B | 3.6667 | Residential & Commercial | Ducted CEE Tier 1
216374619 | Central HP <5.4 tons | JOHNSON CONTROLS | HRCU-A-CB (Split System: Heat Pump with Remote Outdoor Unit-Air-Source) | HH860E2S11 |  |  | CTM60C5CHS1 | Z9ET100C20SMPS1 | 53500 | 19 | 8.5 | 54000 | 39000 | 72.22% | 2 | 0 | 11 |  |  |  | No | R-454B | 4.4583 | Residential & Commercial | Ducted CEE Tier 1
206767122 | Central HP <5.4 tons | TEMPSTAR | HRCU-A-CB (Split System: Heat Pump with Remote Outdoor Unit-Air-Source) | TVH825GKA3* |  |  | EA*4X30L17A*+WALLCON | *80CSU0601716A* | 23400 | 16.5 | 8.1 | 21600 | 16700 | 77.31% | 1.9 | 11 | 10.5 |  |  |  | No | R-410A | 1.95 | Residential & Commercial | Ducted CEE Tier 1
206766040 | Central HP <5.4 tons | TEMPSTAR | HRCU-A-CB (Split System: Heat Pump with Remote Outdoor Unit-Air-Source) | TVH825GKA3* |  |  | EA*4X37L21A*+WALLCON | *80CTL0901716A* | 24600 | 17.5 | 8.5 | 21000 | 16500 | 78.57% | 2.04 | 12 | 11.7 |  |  |  | No | R-410A | 2.05 | Residential & Commercial | Ducted CEE Tier 1
204451257 | Central HP <5.4 tons | CARRIER | HRCU-A-CB (Split System: Heat Pump with Remote Outdoor Unit-Air-Source) | 25VNA825A*031* |  |  | CAP**3721AL*+UI | 59MN7B100C21**22 | 24400 | 16.5 | 8.5 | 21200 | 16600 | 78.3% | 2.04 | 11 | 11 |  |  |  | No | R-410A | 2.0333 | Residential & Commercial | Ducted CEE Tier 1
206767194 | Central HP <5.4 tons | TEMPSTAR | HRCU-A-CB (Split System: Heat Pump with Remote Outdoor Unit-Air-Source) | TVH825GKA3* |  |  | EA*4X37L17A*+WALLCON | *80CSU0601716A* | 24200 | 16.5 | 8.1 | 21400 | 16700 | 78.04% | 1.98 | 11.5 | 10.5 |  |  |  | No | R-410A | 2.0167 | Residential & Commercial | Ducted CEE Tier 1
214075498 | Central HP <5.4 tons | FRIEDRICH | HRCU-A-CB (Split System: Heat Pump with Remote Outdoor Unit-Air-Source) | RD17AZ24AJ3N |  |  | TCFZ2417MTANM | FR802V0504A17UHN | 22600 | 17 | 9.5 | 22600 | 16900 | 74.78% | 2 | 0 | 11.2 |  |  |  | No | R-410A | 1.8833 | Residential & Commercial | Ducted CEE Tier 1
211206959 | Central HP <5.4 tons | JOHNSON CONTROLS | HRCU-A-CB (Split System: Heat Pump with Remote Outdoor Unit-Air-Source) | HL20B4821 |  |  | XAMC48HE3N1+CC | TM8V100C20MP12 | 43500 | 19 | 9 | 44500 | 36200 | 81.35% | 2.14 | 0 | 12 |  |  |  | No | R-410A | 3.625 | Residential & Commercial | Ducted CEE Tier 1
210640869 | Central HP <5.4 tons | TRANE | HRCU-A-CB (Split System: Heat Pump with Remote Outdoor Unit-Air-Source) | 4TWV0X48A1 |  |  | 4PX*CU60BS3 | *UD2C100A9V5+RP | 45500 | 19 | 8.2 | 42000 | 29400 | 70% | 1.76 | 0 | 11.7 |  |  |  | No | R-410A | 3.7917 | Residential & Commercial | Ducted CEE Tier 1
215935420 | Central HP <5.4 tons | DAY & NIGHT | HRCU-A-CB (Split System: Heat Pump with Remote Outdoor Unit-Air-Source) | C5H3V36*K*AAA* |  |  | EVM5X60M24A*+WALLCON | *97CMN1002122B* | 35600 | 22 | 8.5 | 38000 | 28400 | 74.74% | 2.04 | 0 | 12.5 |  |  |  | No | R-454B | 2.9667 | Residential & Commercial | Ducted CEE Tier 1
215935570 | Central HP <5.4 tons | DAY & NIGHT | HRCU-A-CB (Split System: Heat Pump with Remote Outdoor Unit-Air-Source) | C5H3V36*K*AAA* |  |  | EVD5X36M17A*+WALLCON | *97CMN0601714B* | 34000 | 20 | 8.1 | 38000 | 27200 | 71.58% | 2 | 0 | 11 |  |  |  | No | R-454B | 2.8333 | Residential & Commercial | Ducted CEE Tier 1
215934909 | Central HP <5.4 tons | COMFORTMAKER | HRCU-A-CB (Split System: Heat Pump with Remote Outdoor Unit-Air-Source) | C5H3V36*K*AAA* |  |  | EVM5X44M21A*+WALLCON | *97CMN0801714B* | 35400 | 21.5 | 8.5 | 38500 | 29000 | 75.32% | 2.02 | 0 | 12 |  |  |  | No | R-454B | 2.95 | Residential & Commercial | Ducted CEE Tier 1
215669345 | Central HP <5.4 tons | AIRQUEST | HRCU-A-CB (Split System: Heat Pump with Remote Outdoor Unit-Air-Source) | H5H0V36*K*AAA* |  |  | EA*5X60M24A*+WALLCON | *95CSU0802120B* | 34400 | 18 | 9 | 34200 | 24800 | 72.51% | 1.9 | 0 | 10 |  |  |  | No | R-454B | 2.8667 | Residential & Commercial | Ducted CEE Tier 1
215669395 | Central HP <5.4 tons | AIRQUEST | HRCU-A-CB (Split System: Heat Pump with Remote Outdoor Unit-Air-Source) | H5H0V36*K*AAA* |  |  | EA*5X60M24A*+WALLCON | *97CMN1202422B* | 34400 | 18.5 | 9 | 34200 | 24800 | 72.51% | 1.9 | 0 | 10 |  |  |  | No | R-454B | 2.8667 | Residential & Commercial | Ducted CEE Tier 1
206771051 | Central HP <5.4 tons | DAY & NIGHT | HRCU-A-CB (Split System: Heat Pump with Remote Outdoor Unit-Air-Source) | CVH837GKA2* |  |  | EA*4X36L21A*+WALLCON | *80CTL0701716A* | 31400 | 17 | 8.1 | 33400 | 24400 | 73.05% | 1.84 | 11.5 | 11 |  |  |  | No | R-410A | 2.6167 | Residential & Commercial | Ducted CEE Tier 1
206773185 | Central HP <5.4 tons | DAY & NIGHT | HRCU-A-CB (Split System: Heat Pump with Remote Outdoor Unit-Air-Source) | CVH837GKA2* |  |  | EA*4X48L24A*+WALLCON | *80CSU1002120A* | 32200 | 17 | 8.1 | 32600 | 25000 | 76.69% | 1.96 | 12 | 11 |  |  |  | No | R-410A | 2.6833 | Residential & Commercial | Ducted CEE Tier 1
214398215 | Central HP <5.4 tons | JOHNSON CONTROLS | HRCU-A-CB (Split System: Heat Pump with Remote Outdoor Unit-Air-Source) | HH836E2S11 |  |  | CTF48C5CFS1 | TM9Y080C16MP11 | 32800 | 19 | 9 | 31000 | 25200 | 81.29% | 2 | 0 | 11 |  |  |  | No | R-454B | 2.7333 | Residential & Commercial | Ducted CEE Tier 1
206773469 | Central HP <5.4 tons | DAY & NIGHT | HRCU-A-CB (Split System: Heat Pump with Remote Outdoor Unit-Air-Source) | CVH837GKA2* |  |  | EA*4X42L24A*+WALLCON | *95CSU1002122A* | 31800 | 17.5 | 8.1 | 33000 | 24400 | 73.94% | 1.9 | 11.5 | 11 |  |  |  | No | R-410A | 2.65 | Residential & Commercial | Ducted CEE Tier 1
206771933 | Central HP <5.4 tons | DAY & NIGHT | HRCU-A-CB (Split System: Heat Pump with Remote Outdoor Unit-Air-Source) | CVH837GKA2* |  |  | EA*4X48L24A*+WALLCON | *97CMN1002122A* | 32400 | 17.5 | 8.5 | 32600 | 24800 | 76.07% | 2 | 12 | 11.7 |  |  |  | No | R-410A | 2.7 | Residential & Commercial | Ducted CEE Tier 1
215934959 | Central HP <5.4 tons | COMFORTMAKER | HRCU-A-CB (Split System: Heat Pump with Remote Outdoor Unit-Air-Source) | C5H3V36*K*AAA* |  |  | EVM5X48M21A*+WALLCON | *97CMN0601714B* | 34400 | 20.5 | 8.5 | 38000 | 27600 | 72.63% | 2.08 | 0 | 11 |  |  |  | No | R-454B | 2.8667 | Residential & Commercial | Ducted CEE Tier 1
215936010 | Central HP <5.4 tons | DAY & NIGHT | HRCU-A-CB (Split System: Heat Pump with Remote Outdoor Unit-Air-Source) | C5H3V36*K*AAA* |  |  | EVD5X42M21A*+WALLCON | *80CTL0901716B* | 34400 | 21 | 8.5 | 38500 | 28200 | 73.25% | 2.04 | 0 | 11.7 |  |  |  | No | R-454B | 2.8667 | Residential & Commercial | Ducted CEE Tier 1
206133343 | Central HP <5.4 tons | TEMPSTAR | HRCU-A-CB (Split System: Heat Pump with Remote Outdoor Unit-Air-Source) | TVH825GKA2* |  |  | EA*4X30L17A*+WALLCON | *80CSU0401712A* | 23400 | 16.5 | 8.1 | 21600 | 16700 | 77.31% | 1.92 | 11 | 10.5 |  |  |  | No | R-410A | 1.95 | Residential & Commercial | Ducted CEE Tier 1
215853508 | Central HP <5.4 tons | JOHNSON CONTROLS | HRCU-A-CB (Split System: Heat Pump with Remote Outdoor Unit-Air-Source) | HH860E2S11 |  |  | CTM60D5CJS1 | Z9ES120D20SMPS1 | 53000 | 18 | 9 | 55000 | 40000 | 72.73% | 2 | 0 | 10 |  |  |  | No | R-454B | 4.4167 | Residential & Commercial | Ducted CEE Tier 1
215853506 | Central HP <5.4 tons | JOHNSON CONTROLS | HRCU-A-CB (Split System: Heat Pump with Remote Outdoor Unit-Air-Source) | HH860E2S11 |  |  | CTM60D5CJS1 | Z8ES130D20SMPS1 | 53500 | 19 | 9 | 55000 | 39500 | 71.82% | 2 | 0 | 11 |  |  |  | No | R-454B | 4.4583 | Residential & Commercial | Ducted CEE Tier 1
214584645 | Central HP <5.4 tons | JOHNSON CONTROLS | HRCU-A-CB (Split System: Heat Pump with Remote Outdoor Unit-Air-Source) | HH860E2S11 |  |  | CTM60C5CGS1 | Z8ES120C20SMPS1 | 44000 | 18 | 9 | 44500 | 33400 | 75.06% | 2 | 0 | 11.7 |  |  |  | No | R-454B | 3.6667 | Residential & Commercial | Ducted CEE Tier 1
214584730 | Central HP <5.4 tons | JOHNSON CONTROLS | HRCU-A-CB (Split System: Heat Pump with Remote Outdoor Unit-Air-Source) | HH860E2S11 |  |  | CTF60D5CGS1 | Z8ES130D20SMPS1 | 45000 | 18 | 9 | 45000 | 33200 | 73.78% | 2 | 0 | 12 |  |  |  | No | R-454B | 3.75 | Residential & Commercial | Ducted CEE Tier 1
206767674 | Central HP <5.4 tons | TEMPSTAR | HRCU-A-CB (Split System: Heat Pump with Remote Outdoor Unit-Air-Source) | TVH825GKA3* |  |  | EHD4X30AAL+WALLCON | *95CSU0802120A* | 23800 | 16 | 8.1 | 21800 | 16700 | 76.61% | 1.98 | 11 | 10.5 |  |  |  | No | R-410A | 1.9833 | Residential & Commercial | Ducted CEE Tier 1
206773116 | Central HP <5.4 tons | TEMPSTAR | HRCU-A-CB (Split System: Heat Pump with Remote Outdoor Unit-Air-Source) | TVH837GKA2* |  |  | EA*4X43L21A*+WALLCON | *80CSU0601716A* | 32800 | 17 | 8.5 | 33000 | 25200 | 76.36% | 1.96 | 12 | 11 |  |  |  | No | R-410A | 2.7333 | Residential & Commercial | Ducted CEE Tier 1
206136083 | Central HP <5.4 tons | TEMPSTAR | HRCU-A-CB (Split System: Heat Pump with Remote Outdoor Unit-Air-Source) | TVH837GKA** |  |  | EA*4X37L21A*+WALLCON | *95CSU0802120A* | 33000 | 17.5 | 8.5 | 32800 | 25000 | 76.22% | 2 | 12 | 11.5 |  |  |  | No | R-410A | 2.75 | Residential & Commercial | Ducted CEE Tier 1
204299054 | Central HP <5.4 tons | TEMPSTAR | HRCU-A-CB (Split System: Heat Pump with Remote Outdoor Unit-Air-Source) | TVH837GKA** |  |  | EA*4X42L21A*+WALLCON | *97CMN0602120A* | 31600 | 17 | 8.1 | 33400 | 24800 | 74.25% | 1.86 | 11 | 11 |  |  |  | No | R-410A | 2.6333 | Residential & Commercial | Ducted CEE Tier 1
204299324 | Central HP <5.4 tons | TEMPSTAR | HRCU-A-CB (Split System: Heat Pump with Remote Outdoor Unit-Air-Source) | TVH837GKA** |  |  | EA*4X48L21A*+WALLCON | *80CTL0901716A* | 32400 | 18 | 8.5 | 32600 | 24800 | 76.07% | 2 | 12 | 11.7 |  |  |  | No | R-410A | 2.7 | Residential & Commercial | Ducted CEE Tier 1
204299374 | Central HP <5.4 tons | TEMPSTAR | HRCU-A-CB (Split System: Heat Pump with Remote Outdoor Unit-Air-Source) | TVH837GKA** |  |  | EA*4X48L24A*+WALLCON | *80CTL1352422A* | 32400 | 17.5 | 8.5 | 32400 | 24800 | 76.54% | 2 | 12 | 11.7 |  |  |  | No | R-410A | 2.7 | Residential & Commercial | Ducted CEE Tier 1
206771351 | Central HP <5.4 tons | TEMPSTAR | HRCU-A-CB (Split System: Heat Pump with Remote Outdoor Unit-Air-Source) | TVH837GKA2* |  |  | EA*4X37L21A*+WALLCON | *96CTN1002122A* | 33000 | 17.5 | 8.5 | 33000 | 25200 | 76.36% | 2 | 12 | 11.7 |  |  |  | No | R-410A | 2.75 | Residential & Commercial | Ducted CEE Tier 1
206773062 | Central HP <5.4 tons | TEMPSTAR | HRCU-A-CB (Split System: Heat Pump with Remote Outdoor Unit-Air-Source) | TVH837GKA2* |  |  | EA*4X37L21A*+WALLCON | *80CSU1002120A* | 32800 | 17 | 8.5 | 33000 | 25200 | 76.36% | 1.96 | 12 | 11 |  |  |  | No | R-410A | 2.7333 | Residential & Commercial | Ducted CEE Tier 1
204299231 | Central HP <5.4 tons | DAY & NIGHT | HRCU-A-CB (Split System: Heat Pump with Remote Outdoor Unit-Air-Source) | CVH837GKA** |  |  | EA*4X48L21A*+WALLCON | *80CTL0902120A* | 32200 | 17.5 | 8.5 | 32600 | 25000 | 76.69% | 1.98 | 12 | 11.7 |  |  |  | No | R-410A | 2.6833 | Residential & Commercial | Ducted CEE Tier 1
204299731 | Central HP <5.4 tons | DAY & NIGHT | HRCU-A-CB (Split System: Heat Pump with Remote Outdoor Unit-Air-Source) | CVH837GKA** |  |  | EN(A,D,W)4X48L21**+WALLCON | *80CTL0701716A* | 32400 | 17.5 | 8.1 | 33000 | 25000 | 75.76% | 1.94 | 12 | 11.5 |  |  |  | No | R-410A | 2.7 | Residential & Commercial | Ducted CEE Tier 1
212986166 | Central HP <5.4 tons | AIRQUEST | HRCU-A-CB (Split System: Heat Pump with Remote Outdoor Unit-Air-Source) | DLCURAH24ABK |  |  | EA*4X30L14A* | *96MSN0401410A* | 23400 | 16 | 8.5 | 26400 | 24800 | 93.94% | 2.04 | 0 | 10 |  |  |  | No | R-410A | 1.95 | Residential & Commercial | Ducted CEE Tier 1
212986870 | Central HP <5.4 tons | AIRQUEST | HRCU-A-CB (Split System: Heat Pump with Remote Outdoor Unit-Air-Source) | DLCURAH24ABK |  |  | EA*4X24L17A* | *96MSN0601412A* | 23400 | 16.5 | 8.5 | 27000 | 26400 | 97.78% | 2.22 | 0 | 10 |  |  |  | No | R-410A | 1.95 | Residential & Commercial | Ducted CEE Tier 1
212986900 | Central HP <5.4 tons | AIRQUEST | HRCU-A-CB (Split System: Heat Pump with Remote Outdoor Unit-Air-Source) | DLCURAH24ABK |  |  | EA*4X30L17A* | *96MSN0601412A* | 23600 | 16.5 | 8.5 | 26200 | 24200 | 92.37% | 2 | 0 | 10 |  |  |  | No | R-410A | 1.9667 | Residential & Commercial | Ducted CEE Tier 1
212986920 | Central HP <5.4 tons | AIRQUEST | HRCU-A-CB (Split System: Heat Pump with Remote Outdoor Unit-Air-Source) | DLCURAH24ABK |  |  | EA*4X37L17A* | *96MSN0601412A* | 24000 | 16.5 | 8.5 | 25200 | 22200 | 88.1% | 1.84 | 0 | 10 |  |  |  | No | R-410A | 2 | Residential & Commercial | Ducted CEE Tier 1
215678308 | Central HP <5.4 tons | COMFORTMAKER | HRCU-A-CB (Split System: Heat Pump with Remote Outdoor Unit-Air-Source) | C5H0V24*K*AAA* |  |  | EA*5X36M17A*+WALLCON | *80CSU0401712B* | 23200 | 17 | 8.5 | 23400 | 16500 | 70.51% | 2 | 0 | 10 |  |  |  | No | R-454B | 1.9333 | Residential & Commercial | Ducted CEE Tier 1
206771450 | Central HP <5.4 tons | TEMPSTAR | HRCU-A-CB (Split System: Heat Pump with Remote Outdoor Unit-Air-Source) | TVH837GKA2* |  |  | EA*4X42L21A*+WALLCON | *97CMN0801714A* | 31600 | 17 | 8.1 | 33400 | 24800 | 74.25% | 1.86 | 11.5 | 11 |  |  |  | No | R-410A | 2.6333 | Residential & Commercial | Ducted CEE Tier 1
206771702 | Central HP <5.4 tons | TEMPSTAR | HRCU-A-CB (Split System: Heat Pump with Remote Outdoor Unit-Air-Source) | TVH837GKA2* |  |  | EA*4X43L21A*+WALLCON | *97CMN1002122A* | 33000 | 17.5 | 8.5 | 33000 | 25200 | 76.36% | 2 | 12 | 11.7 |  |  |  | No | R-410A | 2.75 | Residential & Commercial | Ducted CEE Tier 1
206771918 | Central HP <5.4 tons | TEMPSTAR | HRCU-A-CB (Split System: Heat Pump with Remote Outdoor Unit-Air-Source) | TVH837GKA2* |  |  | EA*4X48L24A*+WALLCON | *96CTN1202422A* | 32400 | 17.5 | 8.5 | 32400 | 24800 | 76.54% | 2 | 12 | 11.7 |  |  |  | No | R-410A | 2.7 | Residential & Commercial | Ducted CEE Tier 1
206771897 | Central HP <5.4 tons | DAY & NIGHT | HRCU-A-CB (Split System: Heat Pump with Remote Outdoor Unit-Air-Source) | CVH837GKA2* |  |  | EA*4X48L24A*+WALLCON | *80CTL0902120A* | 32400 | 17.5 | 8.5 | 32600 | 25000 | 76.69% | 1.98 | 12 | 11.7 |  |  |  | No | R-410A | 2.7 | Residential & Commercial | Ducted CEE Tier 1
206771906 | Central HP <5.4 tons | DAY & NIGHT | HRCU-A-CB (Split System: Heat Pump with Remote Outdoor Unit-Air-Source) | CVH837GKA2* |  |  | EA*4X48L24A*+WALLCON | *80CTL1352422A* | 32400 | 17.5 | 8.5 | 32400 | 24800 | 76.54% | 2 | 12 | 11.7 |  |  |  | No | R-410A | 2.7 | Residential & Commercial | Ducted CEE Tier 1
206771915 | Central HP <5.4 tons | DAY & NIGHT | HRCU-A-CB (Split System: Heat Pump with Remote Outdoor Unit-Air-Source) | CVH837GKA2* |  |  | EA*4X48L24A*+WALLCON | *96CTN1202422A* | 32400 | 17.5 | 8.5 | 32400 | 24800 | 76.54% | 2 | 12 | 11.7 |  |  |  | No | R-410A | 2.7 | Residential & Commercial | Ducted CEE Tier 1
206772717 | Central HP <5.4 tons | DAY & NIGHT | HRCU-A-CB (Split System: Heat Pump with Remote Outdoor Unit-Air-Source) | CVH837GKA2* |  |  | EHD4X42AAL+WALLCON | *80CTL0902120A* | 32400 | 16.5 | 8.1 | 33200 | 24800 | 74.7% | 1.96 | 12 | 11 |  |  |  | No | R-410A | 2.7 | Residential & Commercial | Ducted CEE Tier 1
206772960 | Central HP <5.4 tons | DAY & NIGHT | HRCU-A-CB (Split System: Heat Pump with Remote Outdoor Unit-Air-Source) | CVH837GKA2* |  |  | EHD4X48AAL+WALLCON | *97CMN1002122A* | 32600 | 17 | 8.1 | 33000 | 24800 | 75.15% | 1.98 | 12 | 11 |  |  |  | No | R-410A | 2.7167 | Residential & Commercial | Ducted CEE Tier 1
204456468 | Central HP <5.4 tons | DAY & NIGHT | HRCU-A-CB (Split System: Heat Pump with Remote Outdoor Unit-Air-Source) | CVH825GKA2* |  |  | EA*4X25L17A*+WALLCON | *96CTN0801714A* | 24200 | 16.5 | 8.1 | 21400 | 16700 | 78.04% | 2 | 11 | 11 |  |  |  | No | R-410A | 2.0167 | Residential & Commercial | Ducted CEE Tier 1
204456486 | Central HP <5.4 tons | DAY & NIGHT | HRCU-A-CB (Split System: Heat Pump with Remote Outdoor Unit-Air-Source) | CVH825GKA2* |  |  | EA*4X25L17A*+WALLCON | *97CMN0801714A* | 24200 | 16.5 | 8.1 | 21400 | 16700 | 78.04% | 2 | 11 | 11 |  |  |  | No | R-410A | 2.0167 | Residential & Commercial | Ducted CEE Tier 1
204456495 | Central HP <5.4 tons | DAY & NIGHT | HRCU-A-CB (Split System: Heat Pump with Remote Outdoor Unit-Air-Source) | CVH825GKA2* |  |  | EA*4X25L17A*+WALLCON | *80CTL0701412A* | 24400 | 17.5 | 8.5 | 21200 | 16600 | 78.3% | 2.02 | 11 | 11.5 |  |  |  | No | R-410A | 2.0333 | Residential & Commercial | Ducted CEE Tier 1
204456820 | Central HP <5.4 tons | DAY & NIGHT | HRCU-A-CB (Split System: Heat Pump with Remote Outdoor Unit-Air-Source) | CVH825GKA2* |  |  | EA*4X37L17A*+WALLCON | *80CTL0451712A* | 24000 | 16 | 8.1 | 21600 | 16800 | 77.78% | 1.98 | 11 | 10.5 |  |  |  | No | R-410A | 2 | Residential & Commercial | Ducted CEE Tier 1
206771717 | Central HP <5.4 tons | DAY & NIGHT | HRCU-A-CB (Split System: Heat Pump with Remote Outdoor Unit-Air-Source) | CVH837GKA2* |  |  | EA*4X43L21A*+WALLCON | *96CTN1002122A* | 33000 | 17.5 | 8.5 | 33000 | 25200 | 76.36% | 2 | 12 | 11.7 |  |  |  | No | R-410A | 2.75 | Residential & Commercial | Ducted CEE Tier 1
206135771 | Central HP <5.4 tons | TEMPSTAR | HRCU-A-CB (Split System: Heat Pump with Remote Outdoor Unit-Air-Source) | TVH837GKA** |  |  | EA*4X48L21A*+WALLCON | *80CSU0401712A* | 32400 | 17.5 | 8.1 | 32600 | 25000 | 76.69% | 1.96 | 12 | 11 |  |  |  | No | R-410A | 2.7 | Residential & Commercial | Ducted CEE Tier 1
206771258 | Central HP <5.4 tons | DAY & NIGHT | HRCU-A-CB (Split System: Heat Pump with Remote Outdoor Unit-Air-Source) | CVH837GKA2* |  |  | EA*4X37L21A*+WALLCON | *80CTL0701716A* | 32800 | 17.5 | 8.5 | 33000 | 25200 | 76.36% | 1.98 | 11 | 11.5 |  |  |  | No | R-410A | 2.7333 | Residential & Commercial | Ducted CEE Tier 1
206771276 | Central HP <5.4 tons | DAY & NIGHT | HRCU-A-CB (Split System: Heat Pump with Remote Outdoor Unit-Air-Source) | CVH837GKA2* |  |  | EA*4X37L21A*+WALLCON | *80CTL0902120A* | 32800 | 17.5 | 8.5 | 33000 | 25200 | 76.36% | 1.98 | 12 | 11.7 |  |  |  | No | R-410A | 2.7333 | Residential & Commercial | Ducted CEE Tier 1
212989495 | Central HP <5.4 tons | DAY & NIGHT | HRCU-A-CB (Split System: Heat Pump with Remote Outdoor Unit-Air-Source) | DLCURAH36ABK |  |  | EA*4X48L21A* | *95MSU0802120A* | 35600 | 16.5 | 8.5 | 37800 | 34600 | 91.53% | 2.02 | 0 | 10 |  |  |  | No | R-410A | 2.9667 | Residential & Commercial | Ducted CEE Tier 1
206136339 | Central HP <5.4 tons | TEMPSTAR | HRCU-A-CB (Split System: Heat Pump with Remote Outdoor Unit-Air-Source) | TVH837GKA** |  |  | EHD4X42AAL+WALLCON | *95CSU0802120A* | 32600 | 17 | 8.1 | 33000 | 24800 | 75.15% | 1.96 | 11.5 | 11 |  |  |  | No | R-410A | 2.7167 | Residential & Commercial | Ducted CEE Tier 1
204299034 | Central HP <5.4 tons | TEMPSTAR | HRCU-A-CB (Split System: Heat Pump with Remote Outdoor Unit-Air-Source) | TVH837GKA** |  |  | EA*4X42L21A*+WALLCON | *80CTL0901716A* | 31800 | 17.5 | 8.5 | 33000 | 24400 | 73.94% | 1.9 | 12 | 11.7 |  |  |  | No | R-410A | 2.65 | Residential & Commercial | Ducted CEE Tier 1
215912233 | Central HP <5.4 tons | JOHNSON CONTROLS | HRCU-A-CB (Split System: Heat Pump with Remote Outdoor Unit-Air-Source) | HH824E2S11 |  |  | CTM36B5ADS1 | TM9E060B12MP12 | 23000 | 17 | 9 | 23000 | 18400 | 80% | 2 | 0 | 12 |  |  |  | No | R-454B | 1.9167 | Residential & Commercial | Ducted CEE Tier 1
204298764 | Central HP <5.4 tons | TEMPSTAR | HRCU-A-CB (Split System: Heat Pump with Remote Outdoor Unit-Air-Source) | TVH837GKA** |  |  | EA*4X36L21A*+WALLCON | *96CTN1002122A* | 31600 | 17 | 8.1 | 33200 | 24200 | 72.89% | 1.86 | 11 | 11 |  |  |  | No | R-410A | 2.6333 | Residential & Commercial | Ducted CEE Tier 1
204299214 | Central HP <5.4 tons | TEMPSTAR | HRCU-A-CB (Split System: Heat Pump with Remote Outdoor Unit-Air-Source) | TVH837GKA** |  |  | EA*4X48L21A*+WALLCON | *80CTL0701716A* | 32200 | 17.5 | 8.1 | 32600 | 25000 | 76.69% | 1.96 | 11 | 11.5 |  |  |  | No | R-410A | 2.6833 | Residential & Commercial | Ducted CEE Tier 1
204299314 | Central HP <5.4 tons | TEMPSTAR | HRCU-A-CB (Split System: Heat Pump with Remote Outdoor Unit-Air-Source) | TVH837GKA** |  |  | EA*4X48L21A*+WALLCON | *96CTN1002122A* | 32400 | 17.5 | 8.5 | 32600 | 25000 | 76.69% | 1.98 | 12 | 11.7 |  |  |  | No | R-410A | 2.7 | Residential & Commercial | Ducted CEE Tier 1
204299414 | Central HP <5.4 tons | TEMPSTAR | HRCU-A-CB (Split System: Heat Pump with Remote Outdoor Unit-Air-Source) | TVH837GKA** |  |  | EA*4X48L24A*+WALLCON | *97CMN1202422A* | 32200 | 17.5 | 8.5 | 32600 | 25000 | 76.69% | 1.98 | 12 | 11.7 |  |  |  | No | R-410A | 2.6833 | Residential & Commercial | Ducted CEE Tier 1
206133795 | Central HP <5.4 tons | TEMPSTAR | HRCU-A-CB (Split System: Heat Pump with Remote Outdoor Unit-Air-Source) | TVH825GKA2* |  |  | EA*4X36L21A*+WALLCON | *95CSU1002122A* | 23600 | 16.5 | 8.1 | 21400 | 16600 | 77.57% | 1.94 | 11.5 | 10.5 |  |  |  | No | R-410A | 1.9667 | Residential & Commercial | Ducted CEE Tier 1
206133333 | Central HP <5.4 tons | TEMPSTAR | HRCU-A-CB (Split System: Heat Pump with Remote Outdoor Unit-Air-Source) | TVH825GKA2* |  |  | EA*4X25L17A*+WALLCON | *80CSU0601716A* | 24400 | 16.5 | 8.1 | 21200 | 16700 | 78.77% | 2.02 | 11.5 | 11 |  |  |  | No | R-410A | 2.0333 | Residential & Commercial | Ducted CEE Tier 1
206133383 | Central HP <5.4 tons | TEMPSTAR | HRCU-A-CB (Split System: Heat Pump with Remote Outdoor Unit-Air-Source) | TVH825GKA2* |  |  | EA*4X36L21A*+WALLCON | *80CSU0401712A* | 23600 | 17 | 8.1 | 21400 | 16600 | 77.57% | 1.94 | 11.5 | 11 |  |  |  | No | R-410A | 1.9667 | Residential & Commercial | Ducted CEE Tier 1
207436486 | Central HP <5.4 tons | LENNOX | HRCU-A-CB (Split System: Heat Pump with Remote Outdoor Unit-Air-Source) | SL25XPV-036-230A** |  |  | CX35-48C+TDR | SL280UH110V60C* | 34000 | 21 | 8.8 | 35400 | 27400 | 77.4% | 1.84 | 14 | 13.5 |  |  |  | No | R-410A | 2.8333 | Residential & Commercial | Ducted CEE Tier 1
206133430 | Central HP <5.4 tons | DAY & NIGHT | HRCU-A-CB (Split System: Heat Pump with Remote Outdoor Unit-Air-Source) | CVH825GKA2* |  |  | EA*4X37L17A*+WALLCON | *80CSU0601716A* | 24200 | 16.5 | 8.1 | 21400 | 16700 | 78.04% | 2 | 11.5 | 10.5 |  |  |  | No | R-410A | 2.0167 | Residential & Commercial | Ducted CEE Tier 1
206771852 | Central HP <5.4 tons | DAY & NIGHT | HRCU-A-CB (Split System: Heat Pump with Remote Outdoor Unit-Air-Source) | CVH837GKA2* |  |  | EA*4X48L21A*+WALLCON | *96CTN1002122A* | 32400 | 17.5 | 8.5 | 32600 | 25000 | 76.69% | 1.98 | 12 | 11.7 |  |  |  | No | R-410A | 2.7 | Residential & Commercial | Ducted CEE Tier 1
206772789 | Central HP <5.4 tons | DAY & NIGHT | HRCU-A-CB (Split System: Heat Pump with Remote Outdoor Unit-Air-Source) | CVH837GKA2* |  |  | EHD4X42AAL+WALLCON | *97CMN1002122A* | 32600 | 16.5 | 8.1 | 33000 | 24800 | 75.15% | 1.96 | 12 | 11 |  |  |  | No | R-410A | 2.7167 | Residential & Commercial | Ducted CEE Tier 1
206772987 | Central HP <5.4 tons | DAY & NIGHT | HRCU-A-CB (Split System: Heat Pump with Remote Outdoor Unit-Air-Source) | CVH837GKA2* |  |  | EHD4X48AAL+WALLCON | *96CTN1002122A* | 32600 | 17 | 8.1 | 33000 | 24800 | 75.15% | 1.98 | 12 | 11 |  |  |  | No | R-410A | 2.7167 | Residential & Commercial | Ducted CEE Tier 1
206773041 | Central HP <5.4 tons | DAY & NIGHT | HRCU-A-CB (Split System: Heat Pump with Remote Outdoor Unit-Air-Source) | CVH837GKA2* |  |  | EA*4X37L21A*+WALLCON | *80CSU0401712A* | 32800 | 17.5 | 8.5 | 33000 | 25200 | 76.36% | 1.98 | 12 | 11 |  |  |  | No | R-410A | 2.7333 | Residential & Commercial | Ducted CEE Tier 1
213077616 | Central HP <5.4 tons | COMFORTMAKER | HRCU-A-CB (Split System: Heat Pump with Remote Outdoor Unit-Air-Source) | DLCURAH36ABK |  |  | EA*4X42L21A* | *96VTN1002120B* | 35400 | 16 | 8.1 | 38500 | 35000 | 90.91% | 1.88 | 0 | 10 |  |  |  | No | R-410A | 2.95 | Residential & Commercial | Ducted CEE Tier 1
215666930 | Central HP <5.4 tons | AIRQUEST | HRCU-A-CB (Split System: Heat Pump with Remote Outdoor Unit-Air-Source) | H5H0V24*K*AAA* |  |  | EA*5X24M14A*+WALLCON | *80CTL0701412B* | 22800 | 17 | 9 | 24000 | 16900 | 70.42% | 1.94 | 0 | 10 |  |  |  | No | R-454B | 1.9 | Residential & Commercial | Ducted CEE Tier 1
204299451 | Central HP <5.4 tons | DAY & NIGHT | HRCU-A-CB (Split System: Heat Pump with Remote Outdoor Unit-Air-Source) | CVH837GKA** |  |  | EA*4X48L24A*+WALLCON | *97CMN0602120A* | 32200 | 17 | 8.1 | 32800 | 25200 | 76.83% | 1.96 | 11.5 | 11 |  |  |  | No | R-410A | 2.6833 | Residential & Commercial | Ducted CEE Tier 1
204299921 | Central HP <5.4 tons | DAY & NIGHT | HRCU-A-CB (Split System: Heat Pump with Remote Outdoor Unit-Air-Source) | CVH837GKA** |  |  | EN(A,D)4X48L24**+WALLCON | *97CMN1002122A* | 32400 | 17.5 | 8.1 | 33000 | 24800 | 75.15% | 1.96 | 12 | 11.7 |  |  |  | No | R-410A | 2.7 | Residential & Commercial | Ducted CEE Tier 1
204300155 | Central HP <5.4 tons | DAY & NIGHT | HRCU-A-CB (Split System: Heat Pump with Remote Outdoor Unit-Air-Source) | CVH837GKA** |  |  | EHD4X36AAL+WALLCON | *97CMN1002122A* | 32200 | 16.5 | 8.1 | 33200 | 24800 | 74.7% | 1.94 | 11.5 | 11 |  |  |  | No | R-410A | 2.6833 | Residential & Commercial | Ducted CEE Tier 1
204299251 | Central HP <5.4 tons | DAY & NIGHT | HRCU-A-CB (Split System: Heat Pump with Remote Outdoor Unit-Air-Source) | CVH837GKA** |  |  | EA*4X48L21A*+WALLCON | *96CTN0801714A* | 32200 | 17 | 8.1 | 32800 | 25200 | 76.83% | 1.96 | 11.5 | 11 |  |  |  | No | R-410A | 2.6833 | Residential & Commercial | Ducted CEE Tier 1
204300355 | Central HP <5.4 tons | DAY & NIGHT | HRCU-A-CB (Split System: Heat Pump with Remote Outdoor Unit-Air-Source) | CVH837GKA** |  |  | EHD4X42AAL+WALLCON | *97CMN1202422A* | 32400 | 16.5 | 8.1 | 33200 | 25000 | 75.3% | 1.96 | 11.5 | 11 |  |  |  | No | R-410A | 2.7 | Residential & Commercial | Ducted CEE Tier 1
206135668 | Central HP <5.4 tons | DAY & NIGHT | HRCU-A-CB (Split System: Heat Pump with Remote Outdoor Unit-Air-Source) | CVH837GKA** |  |  | EA*4X37L21A*+WALLCON | *80CSU0601716A* | 32800 | 17 | 8.5 | 33000 | 25200 | 76.36% | 1.96 | 12 | 11 |  |  |  | No | R-410A | 2.7333 | Residential & Commercial | Ducted CEE Tier 1
206135970 | Central HP <5.4 tons | DAY & NIGHT | HRCU-A-CB (Split System: Heat Pump with Remote Outdoor Unit-Air-Source) | CVH837GKA** |  |  | EHD4X42AAL+WALLCON | *80CSU0401712A* | 32400 | 16.5 | 8.1 | 33200 | 24800 | 74.7% | 1.94 | 11.5 | 11 |  |  |  | No | R-410A | 2.7 | Residential & Commercial | Ducted CEE Tier 1
215670459 | Central HP <5.4 tons | AIRQUEST | HRCU-A-CB (Split System: Heat Pump with Remote Outdoor Unit-Air-Source) | H5H0V36*K*AAA* |  |  | ESH5X60M12A*+WALLCON | *80CTL1102120B* | 34600 | 17 | 8.5 | 34600 | 24800 | 71.68% | 1.92 | 0 | 10 |  |  |  | No | R-454B | 2.8833 | Residential & Commercial | Ducted CEE Tier 1
214610143 | Central HP <5.4 tons | FRIEDRICH | HRCU-A-CB (Split System: Heat Pump with Remote Outdoor Unit-Air-Source) | FRP18AZ48AJVC |  |  | TCFZ6021SEAAM | FR97MV0855A21DH | 44500 | 19 | 8.1 | 43500 | 45000 | 103.4% | 2 | 0 | 10 |  |  |  | No | R-410A | 3.7083 | Residential & Commercial | Ducted CEE Tier 1
206772756 | Central HP <5.4 tons | TEMPSTAR | HRCU-A-CB (Split System: Heat Pump with Remote Outdoor Unit-Air-Source) | TVH837GKA2* |  |  | EHD4X42AAL+WALLCON | *96CTN1202422A* | 32600 | 17 | 8.1 | 33000 | 24800 | 75.15% | 1.96 | 11 | 11 |  |  |  | No | R-410A | 2.7167 | Residential & Commercial | Ducted CEE Tier 1
206773668 | Central HP <5.4 tons | TEMPSTAR | HRCU-A-CB (Split System: Heat Pump with Remote Outdoor Unit-Air-Source) | TVH837GKA2* |  |  | EHD4X42AAL+WALLCON | *95CSU1002122A* | 32600 | 17 | 8.1 | 33000 | 24800 | 75.15% | 1.96 | 11.5 | 11 |  |  |  | No | R-410A | 2.7167 | Residential & Commercial | Ducted CEE Tier 1
216051069 | Central HP <5.4 tons | FRIEDRICH | HRCU-A-CB (Split System: Heat Pump with Remote Outdoor Unit-Air-Source) | FRP19AY36AJVC |  |  | TCFY3621MEAAM | FR962V0855A21M4 | 34200 | 19 | 10 | 34200 | 29400 | 85.96% | 2 | 0 | 12 |  |  |  | No | R-454B | 2.85 | Residential & Commercial | Ducted CEE Tier 1
215936020 | Central HP <5.4 tons | DAY & NIGHT | HRCU-A-CB (Split System: Heat Pump with Remote Outdoor Unit-Air-Source) | C5H3V36*K*AAA* |  |  | EVD5X42M21A*+WALLCON | *80CTL0902120B* | 34400 | 21 | 8.5 | 38500 | 28000 | 72.73% | 2.04 | 0 | 12 |  |  |  | No | R-454B | 2.8667 | Residential & Commercial | Ducted CEE Tier 1
206133433 | Central HP <5.4 tons | TEMPSTAR | HRCU-A-CB (Split System: Heat Pump with Remote Outdoor Unit-Air-Source) | TVH825GKA2* |  |  | EA*4X37L17A*+WALLCON | *80CSU0601716A* | 24200 | 16.5 | 8.1 | 21400 | 16700 | 78.04% | 2 | 11.5 | 10.5 |  |  |  | No | R-410A | 2.0167 | Residential & Commercial | Ducted CEE Tier 1
206133815 | Central HP <5.4 tons | TEMPSTAR | HRCU-A-CB (Split System: Heat Pump with Remote Outdoor Unit-Air-Source) | TVH825GKA2* |  |  | EA*4X37L21A*+WALLCON | *95CSU0601716A* | 24400 | 16.5 | 8.1 | 21400 | 16700 | 78.04% | 2.02 | 11.5 | 10.5 |  |  |  | No | R-410A | 2.0333 | Residential & Commercial | Ducted CEE Tier 1
215937890 | Central HP <5.4 tons | DAY & NIGHT | HRCU-A-CB (Split System: Heat Pump with Remote Outdoor Unit-Air-Source) | C5H3V48*K*AAA* |  |  | EVD5X48M24A*+WALLCON | *80CTL0902120B* | 45000 | 20.5 | 8.1 | 52000 | 38000 | 73.08% | 1.95 | 0 | 11.5 |  |  |  | No | R-454B | 3.75 | Residential & Commercial | Ducted CEE Tier 1
207436493 | Central HP <5.4 tons | LENNOX | HRCU-A-CB (Split System: Heat Pump with Remote Outdoor Unit-Air-Source) | SL25XPV-036-230A** |  |  | CX35-48C+TDR | SLP99UH110XV60C* | 34000 | 21.2 | 8.8 | 35600 | 27400 | 76.97% | 1.82 | 14 | 13.5 |  |  |  | No | R-410A | 2.8333 | Residential & Commercial | Ducted CEE Tier 1
215912228 | Central HP <5.4 tons | JOHNSON CONTROLS | HRCU-A-CB (Split System: Heat Pump with Remote Outdoor Unit-Air-Source) | HH824E2S11 |  |  | CTM36B5ADS1 | TM9Y080B12MP11 | 23000 | 18 | 9.5 | 23000 | 18500 | 80.43% | 2 | 0 | 12 |  |  |  | No | R-454B | 1.9167 | Residential & Commercial | Ducted CEE Tier 1
215912262 | Central HP <5.4 tons | JOHNSON CONTROLS | HRCU-A-CB (Split System: Heat Pump with Remote Outdoor Unit-Air-Source) | HH824E2S11 |  |  | CTM36B5ADS1 | TM9Y060B12MP11 | 23000 | 17 | 9 | 23000 | 18000 | 78.26% | 2 | 0 | 12 |  |  |  | No | R-454B | 1.9167 | Residential & Commercial | Ducted CEE Tier 1
213077006 | Central HP <5.4 tons | BRYANT HEATING AND COOLING SYSTEMS | HRCU-A-CB (Split System: Heat Pump with Remote Outdoor Unit-Air-Source) | 38MURAQ36AB3* |  |  | CNPV*4217AL* | 926SB48080V17*** | 35800 | 15.5 | 8.1 | 39000 | 35200 | 90.26% | 1.96 | 0 | 10 |  |  |  | No | R-410A | 2.9833 | Residential & Commercial | Ducted CEE Tier 1
213077625 | Central HP <5.4 tons | BRYANT HEATING AND COOLING SYSTEMS | HRCU-A-CB (Split System: Heat Pump with Remote Outdoor Unit-Air-Source) | 38MURAQ36AB3* |  |  | CAP**4224AL* | 926TC60100V21*** | 35400 | 16.5 | 8.1 | 38500 | 35000 | 90.91% | 1.88 | 0 | 10 |  |  |  | No | R-410A | 2.95 | Residential & Commercial | Ducted CEE Tier 1
214066538 | Central HP <5.4 tons | FRIEDRICH | HRCU-A-CB (Split System: Heat Pump with Remote Outdoor Unit-Air-Source) | RD17AZ36AJ3N |  |  | TCFZ3621MTANM | FR801V0504A17UHU | 34200 | 18 | 8.1 | 34200 | 29800 | 87.13% | 1.9 | 0 | 10 |  |  |  | No | R-410A | 2.85 | Residential & Commercial | Ducted CEE Tier 1
204298791 | Central HP <5.4 tons | DAY & NIGHT | HRCU-A-CB (Split System: Heat Pump with Remote Outdoor Unit-Air-Source) | CVH837GKA** |  |  | EA*4X36L21A*+WALLCON | *97CMN0602120A* | 31400 | 17 | 8.1 | 33600 | 24600 | 73.21% | 1.84 | 11 | 11 |  |  |  | No | R-410A | 2.6167 | Residential & Commercial | Ducted CEE Tier 1
204298941 | Central HP <5.4 tons | DAY & NIGHT | HRCU-A-CB (Split System: Heat Pump with Remote Outdoor Unit-Air-Source) | CVH837GKA** |  |  | EA*4X42L21A*+WALLCON | *80CTL0902120A* | 31800 | 17.5 | 8.1 | 33200 | 24400 | 73.49% | 1.9 | 11 | 11.5 |  |  |  | No | R-410A | 2.65 | Residential & Commercial | Ducted CEE Tier 1
204299141 | Central HP <5.4 tons | DAY & NIGHT | HRCU-A-CB (Split System: Heat Pump with Remote Outdoor Unit-Air-Source) | CVH837GKA** |  |  | EA*4X42L24A*+WALLCON | *96CTN1002122A* | 31800 | 17.5 | 8.1 | 33000 | 24400 | 73.94% | 1.9 | 12 | 11.5 |  |  |  | No | R-410A | 2.65 | Residential & Commercial | Ducted CEE Tier 1
204299211 | Central HP <5.4 tons | DAY & NIGHT | HRCU-A-CB (Split System: Heat Pump with Remote Outdoor Unit-Air-Source) | CVH837GKA** |  |  | EA*4X48L21A*+WALLCON | *80CTL0701716A* | 32200 | 17.5 | 8.1 | 32600 | 25000 | 76.69% | 1.96 | 11 | 11.5 |  |  |  | No | R-410A | 2.6833 | Residential & Commercial | Ducted CEE Tier 1
215937770 | Central HP <5.4 tons | DAY & NIGHT | HRCU-A-CB (Split System: Heat Pump with Remote Outdoor Unit-Air-Source) | C5H3V48*K*AAA* |  |  | EVD5X48M21A*+WALLCON | *80CTL1102120B* | 44500 | 20 | 8.1 | 52000 | 38000 | 73.08% | 1.9 | 0 | 11 |  |  |  | No | R-454B | 3.7083 | Residential & Commercial | Ducted CEE Tier 1
215937120 | Central HP <5.4 tons | DAY & NIGHT | HRCU-A-CB (Split System: Heat Pump with Remote Outdoor Unit-Air-Source) | C5H3V48*K*AAA* |  |  | EVM5X48M21A*+WALLCON | *96CTN1002122B* | 44500 | 20 | 8.1 | 52000 | 38500 | 74.04% | 2 | 0 | 11 |  |  |  | No | R-454B | 3.7083 | Residential & Commercial | Ducted CEE Tier 1
215937470 | Central HP <5.4 tons | DAY & NIGHT | HRCU-A-CB (Split System: Heat Pump with Remote Outdoor Unit-Air-Source) | C5H3V48*K*AAA* |  |  | EVM5X60M24A*+WALLCON | *80CTL0902120B* | 45500 | 21 | 8.1 | 52500 | 38000 | 72.38% | 1.95 | 0 | 11.5 |  |  |  | No | R-454B | 3.7917 | Residential & Commercial | Ducted CEE Tier 1
214651643 | Central HP <5.4 tons | JOHNSON CONTROLS | HRCU-A-CB (Split System: Heat Pump with Remote Outdoor Unit-Air-Source) | HH824E2S11 |  |  | CTU30B5XCS1+TXV | Z8ES080B12SMPS1 | 23000 | 18 | 9.5 | 23000 | 19100 | 83.04% | 2 | 0 | 12 |  |  |  | No | R-454B | 1.9167 | Residential & Commercial | Ducted CEE Tier 1
204299311 | Central HP <5.4 tons | DAY & NIGHT | HRCU-A-CB (Split System: Heat Pump with Remote Outdoor Unit-Air-Source) | CVH837GKA** |  |  | EA*4X48L21A*+WALLCON | *96CTN1002122A* | 32400 | 17.5 | 8.5 | 32600 | 25000 | 76.69% | 1.98 | 12 | 11.7 |  |  |  | No | R-410A | 2.7 | Residential & Commercial | Ducted CEE Tier 1
204300375 | Central HP <5.4 tons | DAY & NIGHT | HRCU-A-CB (Split System: Heat Pump with Remote Outdoor Unit-Air-Source) | CVH837GKA** |  |  | EHD4X42AAL+WALLCON | *96CTN1002122A* | 32600 | 16.5 | 8.1 | 33000 | 24800 | 75.15% | 1.96 | 12 | 11 |  |  |  | No | R-410A | 2.7167 | Residential & Commercial | Ducted CEE Tier 1
206136180 | Central HP <5.4 tons | DAY & NIGHT | HRCU-A-CB (Split System: Heat Pump with Remote Outdoor Unit-Air-Source) | CVH837GKA** |  |  | EA*4X48L21A*+WALLCON | *95CSU1002122A* | 32400 | 17.5 | 8.5 | 32600 | 24800 | 76.07% | 2 | 12 | 11.5 |  |  |  | No | R-410A | 2.7 | Residential & Commercial | Ducted CEE Tier 1
206771123 | Central HP <5.4 tons | DAY & NIGHT | HRCU-A-CB (Split System: Heat Pump with Remote Outdoor Unit-Air-Source) | CVH837GKA2* |  |  | EA*4X36L21A*+WALLCON | *97CMN1002122A* | 31600 | 17 | 8.1 | 33200 | 24200 | 72.89% | 1.86 | 11.5 | 11 |  |  |  | No | R-410A | 2.6333 | Residential & Commercial | Ducted CEE Tier 1
207820947 | Central HP <5.4 tons | TRANE | HRCU-A-CB (Split System: Heat Pump with Remote Outdoor Unit-Air-Source) | 4TWV0X60A1 |  |  | TEM8B0C60V51+TDR |  | 54000 | 19.5 | 8.5 | 51000 | 37000 | 72.55% | 1.84 | 12.5 | 12 |  |  |  | No | R-410A | 4.5 | Residential & Commercial | Ducted CEE Tier 1
207526348 | Central HP <5.4 tons | TRANE | HRCU-A-CB (Split System: Heat Pump with Remote Outdoor Unit-Air-Source) | 4TWV0X60A1 |  |  | TEM8A0C60V51+TDR |  | 53000 | 19.5 | 8.5 | 51000 | 38000 | 74.51% | 1.8 | 12.5 | 11.7 |  |  |  | No | R-410A | 4.4167 | Residential & Commercial | Ducted CEE Tier 1
211243431 | Central HP <5.4 tons | BRYANT HEATING AND COOLING SYSTEMS | HRCU-A-CB (Split System: Heat Pump with Remote Outdoor Unit-Air-Source) | 38MURAQ24AB3* |  |  | CAP**3721AL* | 82*TA48070V17*** | 24800 | 17 | 8.5 | 25400 | 20800 | 81.89% | 1.76 | 0 | 10.5 |  |  |  | No | R-410A | 2.0667 | Residential & Commercial | Ducted CEE Tier 1
204299227 | Central HP <5.4 tons | HEIL | HRCU-A-CB (Split System: Heat Pump with Remote Outdoor Unit-Air-Source) | HVH837GKA** |  |  | EA*4X48L21A*+WALLCON | *80CTL0902120A* | 32200 | 17.5 | 8.5 | 32600 | 25000 | 76.69% | 1.98 | 12 | 11.7 |  |  |  | No | R-410A | 2.6833 | Residential & Commercial | Ducted CEE Tier 1
212986382 | Central HP <5.4 tons | AIRQUEST | HRCU-A-CB (Split System: Heat Pump with Remote Outdoor Unit-Air-Source) | DLCURAH18ABK |  |  | EN(A,D)4X30L17** | *96MSN0401410A* | 17600 | 16 | 8.1 | 18200 | 18700 | 102.7% | 2.24 | 0 | 11 |  |  |  | No | R-410A | 1.4667 | Residential & Commercial | Ducted CEE Tier 1
212987070 | Central HP <5.4 tons | AIRQUEST | HRCU-A-CB (Split System: Heat Pump with Remote Outdoor Unit-Air-Source) | DLCURAH18ABK |  |  | EN(A,D)4X30L14** | *96MSN0601412A* | 17500 | 16 | 8.1 | 18000 | 18600 | 103.3% | 2.24 | 0 | 11 |  |  |  | No | R-410A | 1.4583 | Residential & Commercial | Ducted CEE Tier 1
212984162 | Central HP <5.4 tons | COMFORTMAKER | HRCU-A-CB (Split System: Heat Pump with Remote Outdoor Unit-Air-Source) | DLCURAH18ABK |  |  | EA*4X19L17A* | *92MSN0601714A* | 18000 | 16.5 | 8.5 | 18000 | 17800 | 98.89% | 2.14 | 0 | 11 |  |  |  | No | R-410A | 1.5 | Residential & Commercial | Ducted CEE Tier 1
206136280 | Central HP <5.4 tons | DAY & NIGHT | HRCU-A-CB (Split System: Heat Pump with Remote Outdoor Unit-Air-Source) | CVH837GKA** |  |  | EN(A,D,W)4X48L21**+WALLCON | *95CSU0802120A* | 32400 | 17.5 | 8.1 | 32800 | 24800 | 75.61% | 1.96 | 12 | 11.7 |  |  |  | No | R-410A | 2.7 | Residential & Commercial | Ducted CEE Tier 1
211240361 | Central HP <5.4 tons | SMART COMFORT | HRCU-A-CB (Split System: Heat Pump with Remote Outdoor Unit-Air-Source) | DLCURAH24ABK |  |  | EA*4X24L14A* | *80ES(N,L)0701412A* | 24000 | 16.5 | 8.5 | 26800 | 24000 | 89.55% | 1.98 | 0 | 10 |  |  |  | No | R-410A | 2 | Residential & Commercial | Ducted CEE Tier 1
212987456 | Central HP <5.4 tons | SMART COMFORT | HRCU-A-CB (Split System: Heat Pump with Remote Outdoor Unit-Air-Source) | DLCURAH24ABK |  |  | EN(A,D)4X24L17** | *96MSN0801716A* | 23400 | 16.5 | 8.5 | 27000 | 25000 | 92.59% | 2.06 | 0 | 10 |  |  |  | No | R-410A | 1.95 | Residential & Commercial | Ducted CEE Tier 1
212987408 | Central HP <5.4 tons | SMART COMFORT | HRCU-A-CB (Split System: Heat Pump with Remote Outdoor Unit-Air-Source) | DLCURAH24ABK |  |  | EA*4X36L17A* | *96MSN0801716A* | 23800 | 17 | 8.5 | 26400 | 23600 | 89.39% | 1.96 | 0 | 10 |  |  |  | No | R-410A | 1.9833 | Residential & Commercial | Ducted CEE Tier 1
211228442 | Central HP <5.4 tons | SMART COMFORT | HRCU-A-CB (Split System: Heat Pump with Remote Outdoor Unit-Air-Source) | DLCURAH36ABK |  |  | EA*4X43L21A* | *92ESN0601714A* | 36400 | 16 | 8.5 | 38500 | 34800 | 90.39% | 2.08 | 0 | 10 |  |  |  | No | R-410A | 3.0333 | Residential & Commercial | Ducted CEE Tier 1
211228876 | Central HP <5.4 tons | SMART COMFORT | HRCU-A-CB (Split System: Heat Pump with Remote Outdoor Unit-Air-Source) | DLCURAH36ABK |  |  | EA*4X48L21A* | *80ESU0601716A | 36600 | 16 | 8.5 | 38500 | 34800 | 90.39% | 2.08 | 0 | 10 |  |  |  | No | R-410A | 3.05 | Residential & Commercial | Ducted CEE Tier 1
211229395 | Central HP <5.4 tons | SMART COMFORT | HRCU-A-CB (Split System: Heat Pump with Remote Outdoor Unit-Air-Source) | DLCURAH36ABK |  |  | EA*4X48L24A* | *80ESU1002120A* | 36000 | 16 | 8.5 | 38500 | 34600 | 89.87% | 2.06 | 0 | 10 |  |  |  | No | R-410A | 3 | Residential & Commercial | Ducted CEE Tier 1
211229109 | Central HP <5.4 tons | SMART COMFORT | HRCU-A-CB (Split System: Heat Pump with Remote Outdoor Unit-Air-Source) | DLCURAH36ABK |  |  | EA*4X48L21A* | *96VSN1002120A* | 36000 | 16 | 8.5 | 38500 | 34600 | 89.87% | 2.06 | 0 | 10 |  |  |  | No | R-410A | 3 | Residential & Commercial | Ducted CEE Tier 1
211229646 | Central HP <5.4 tons | SMART COMFORT | HRCU-A-CB (Split System: Heat Pump with Remote Outdoor Unit-Air-Source) | DLCURAH36ABK |  |  | EA*4X48L24A* | OLV154F20A | 37400 | 15.2 | 8.5 | 39000 | 35000 | 89.74% | 2.14 | 0 | 10 |  |  |  | No | R-410A | 3.1167 | Residential & Commercial | Ducted CEE Tier 1
212987817 | Central HP <5.4 tons | SMART COMFORT | HRCU-A-CB (Split System: Heat Pump with Remote Outdoor Unit-Air-Source) | DLCURAH24ABK |  |  | EA*4X37L21A* | *96MSM0802120A* | 24200 | 17.5 | 8.5 | 25200 | 21600 | 85.71% | 1.82 | 0 | 10 |  |  |  | No | R-410A | 2.0167 | Residential & Commercial | Ducted CEE Tier 1
212988742 | Central HP <5.4 tons | SMART COMFORT | HRCU-A-CB (Split System: Heat Pump with Remote Outdoor Unit-Air-Source) | DLCURAH24ABK |  |  | EN(A,D)4X30L17** | *95MSU0401712A* | 23600 | 16.5 | 8.1 | 26400 | 24200 | 91.67% | 2.02 | 0 | 10 |  |  |  | No | R-410A | 1.9667 | Residential & Commercial | Ducted CEE Tier 1
212984634 | Central HP <5.4 tons | SMART COMFORT | HRCU-A-CB (Split System: Heat Pump with Remote Outdoor Unit-Air-Source) | DLCURAH24ABK |  |  | EA*4X37L17A* | *92MSN0801716A* | 24400 | 17.5 | 8.5 | 25400 | 21800 | 85.83% | 1.82 | 0 | 10.5 |  |  |  | No | R-410A | 2.0333 | Residential & Commercial | Ducted CEE Tier 1
213781507 | Central HP <5.4 tons | HEIL | HRCU-A-CB (Split System: Heat Pump with Remote Outdoor Unit-Air-Source) | HVH837GKA2* |  |  | EA*4X60L24A*+WALLCON | *97CMN1202422B* | 32800 | 17.5 | 8.1 | 31600 | 24600 | 77.85% | 1.98 | 0 | 11.5 |  |  |  | No | R-410A | 2.7333 | Residential & Commercial | Ducted CEE Tier 1
213781527 | Central HP <5.4 tons | HEIL | HRCU-A-CB (Split System: Heat Pump with Remote Outdoor Unit-Air-Source) | HVH837GKA2* |  |  | EA*4X60L24A*+WALLCON | *96CTN1202422B* | 32800 | 17.5 | 8.1 | 31800 | 24600 | 77.36% | 1.98 | 0 | 11.5 |  |  |  | No | R-410A | 2.7333 | Residential & Commercial | Ducted CEE Tier 1
213781677 | Central HP <5.4 tons | HEIL | HRCU-A-CB (Split System: Heat Pump with Remote Outdoor Unit-Air-Source) | HVH837GKA2* |  |  | EA*4X61L24A*+WALLCON | *80CTL1352422B* | 33200 | 17.5 | 8.5 | 32000 | 24800 | 77.5% | 2 | 0 | 11.7 |  |  |  | No | R-410A | 2.7667 | Residential & Commercial | Ducted CEE Tier 1
211240252 | Central HP <5.4 tons | SMART COMFORT | HRCU-A-CB (Split System: Heat Pump with Remote Outdoor Unit-Air-Source) | DLCURAH24ABK |  |  | EA*4X24L14A* | *96VSN0601412A* | 23200 | 16 | 8.5 | 26400 | 25600 | 96.97% | 2.14 | 0 | 10 |  |  |  | No | R-410A | 1.9333 | Residential & Commercial | Ducted CEE Tier 1
213076772 | Central HP <5.4 tons | SMART COMFORT | HRCU-A-CB (Split System: Heat Pump with Remote Outdoor Unit-Air-Source) | DLCURAH36ABK |  |  | EA*4X42L24A* | *80VTL1102122B* | 35800 | 16 | 8.1 | 38500 | 35200 | 91.43% | 1.9 | 0 | 10 |  |  |  | No | R-410A | 2.9833 | Residential & Commercial | Ducted CEE Tier 1
213077123 | Central HP <5.4 tons | SMART COMFORT | HRCU-A-CB (Split System: Heat Pump with Remote Outdoor Unit-Air-Source) | DLCURAH36ABK |  |  | EN(A,D,W)4X48L21** | *96VSN0802120B* | 35600 | 16.5 | 8.1 | 38500 | 34800 | 90.39% | 1.98 | 0 | 10 |  |  |  | No | R-410A | 2.9667 | Residential & Commercial | Ducted CEE Tier 1
213078612 | Central HP <5.4 tons | SMART COMFORT | HRCU-A-CB (Split System: Heat Pump with Remote Outdoor Unit-Air-Source) | DLCURAH36ABK |  |  | EA*4X36L21A* | *80MS(N,L)1102120A* | 35400 | 16.5 | 8.1 | 38500 | 35200 | 91.43% | 1.84 | 0 | 10 |  |  |  | No | R-410A | 2.95 | Residential & Commercial | Ducted CEE Tier 1
213078994 | Central HP <5.4 tons | SMART COMFORT | HRCU-A-CB (Split System: Heat Pump with Remote Outdoor Unit-Air-Source) | DLCURAH36ABK |  |  | EA*4X37L21A* | *80MSU0401712A* | 36600 | 16 | 8.5 | 38500 | 34800 | 90.39% | 2.08 | 0 | 10 |  |  |  | No | R-410A | 3.05 | Residential & Commercial | Ducted CEE Tier 1
215676278 | Central HP <5.4 tons | COMFORTMAKER | HRCU-A-CB (Split System: Heat Pump with Remote Outdoor Unit-Air-Source) | C5H0V48*K*AAA* |  |  | EVD5X48M24A*+WALLCON | *96CTN1202422B* | 47000 | 18.5 | 9 | 50000 | 36400 | 72.8% | 2 | 0 | 10 |  |  |  | No | R-454B | 3.9167 | Residential & Commercial | Ducted CEE Tier 1
215676398 | Central HP <5.4 tons | COMFORTMAKER | HRCU-A-CB (Split System: Heat Pump with Remote Outdoor Unit-Air-Source) | C5H0V48*K*AAA* |  |  | EVD5X49M24A*+WALLCON | *96CTN1202422B* | 48000 | 19 | 9 | 50000 | 36600 | 73.2% | 2 | 0 | 10.5 |  |  |  | No | R-454B | 4 | Residential & Commercial | Ducted CEE Tier 1
215676748 | Central HP <5.4 tons | COMFORTMAKER | HRCU-A-CB (Split System: Heat Pump with Remote Outdoor Unit-Air-Source) | C5H0V48*K*AAA* |  |  | EVD5X61M21A*+WALLCON | *80CTL0902120B* | 48500 | 19.5 | 9.5 | 50000 | 36600 | 73.2% | 2.12 | 0 | 10.5 |  |  |  | No | R-454B | 4.0417 | Residential & Commercial | Ducted CEE Tier 1
212988826 | Central HP <5.4 tons | SMART COMFORT | HRCU-A-CB (Split System: Heat Pump with Remote Outdoor Unit-Air-Source) | DLCURAH18ABK |  |  | EN(A,D)4X24L17** | *95MSU0401712A* | 17600 | 16 | 8.5 | 18700 | 19100 | 102.1% | 2.3 | 0 | 10.5 |  |  |  | No | R-410A | 1.4667 | Residential & Commercial | Ducted CEE Tier 1
212984214 | Central HP <5.4 tons | SMART COMFORT | HRCU-A-CB (Split System: Heat Pump with Remote Outdoor Unit-Air-Source) | DLCURAH18ABK |  |  | EN(A,D)4X24L17** | *92MSN0601714A* | 17500 | 16 | 8.5 | 18500 | 19200 | 103.8% | 2.3 | 0 | 10.5 |  |  |  | No | R-410A | 1.4583 | Residential & Commercial | Ducted CEE Tier 1
211260426 | Central HP <5.4 tons | SMART COMFORT | HRCU-A-CB (Split System: Heat Pump with Remote Outdoor Unit-Air-Source) | DLCURAH18ABK |  |  | EA*4X24L17A* | *96VTN0801716A* | 17400 | 16 | 8.5 | 18300 | 19200 | 104.9% | 2.3 | 0 | 10.5 |  |  |  | No | R-410A | 1.45 | Residential & Commercial | Ducted CEE Tier 1
211260824 | Central HP <5.4 tons | SMART COMFORT | HRCU-A-CB (Split System: Heat Pump with Remote Outdoor Unit-Air-Source) | DLCURAH18ABK |  |  | EA*4X25L17A* | *80ESU0401712A* | 19000 | 16.5 | 8.5 | 18600 | 17200 | 92.47% | 2.12 | 0 | 11 |  |  |  | No | R-410A | 1.5833 | Residential & Commercial | Ducted CEE Tier 1
211261853 | Central HP <5.4 tons | SMART COMFORT | HRCU-A-CB (Split System: Heat Pump with Remote Outdoor Unit-Air-Source) | DLCURAH18ABK |  |  | EA*4X30L17A* | *95ESN0401410A* | 17900 | 15.5 | 8.5 | 18500 | 18500 | 100% | 2.22 | 0 | 10.5 |  |  |  | No | R-410A | 1.4917 | Residential & Commercial | Ducted CEE Tier 1
213080181 | Central HP <5.4 tons | SMART COMFORT | HRCU-A-CB (Split System: Heat Pump with Remote Outdoor Unit-Air-Source) | DLCURAH36ABK |  |  | EA*4X42L24A* | *96MSM0802120A* | 35600 | 16 | 8.1 | 38500 | 35200 | 91.43% | 1.9 | 0 | 10 |  |  |  | No | R-410A | 2.9667 | Residential & Commercial | Ducted CEE Tier 1
213079330 | Central HP <5.4 tons | SMART COMFORT | HRCU-A-CB (Split System: Heat Pump with Remote Outdoor Unit-Air-Source) | DLCURAH36ABK |  |  | EN(A,D)4X48L24** | *80MSU0802120A* | 35800 | 17 | 8.1 | 38000 | 34800 | 91.58% | 2.04 | 0 | 10.5 |  |  |  | No | R-410A | 2.9833 | Residential & Commercial | Ducted CEE Tier 1
213079480 | Central HP <5.4 tons | SMART COMFORT | HRCU-A-CB (Split System: Heat Pump with Remote Outdoor Unit-Air-Source) | DLCURAH36ABK |  |  | END4X42L17** | *92MSN0601714A* | 35400 | 16 | 8.1 | 38500 | 35000 | 90.91% | 1.94 | 0 | 10 |  |  |  | No | R-410A | 2.95 | Residential & Commercial | Ducted CEE Tier 1
213080569 | Central HP <5.4 tons | SMART COMFORT | HRCU-A-CB (Split System: Heat Pump with Remote Outdoor Unit-Air-Source) | DLCURAH36ABK |  |  | EA*4X43L21A* | *95MSU0401712A* | 36200 | 15.5 | 8.5 | 38500 | 35000 | 90.91% | 2.04 | 0 | 10 |  |  |  | No | R-410A | 3.0167 | Residential & Commercial | Ducted CEE Tier 1
213080773 | Central HP <5.4 tons | SMART COMFORT | HRCU-A-CB (Split System: Heat Pump with Remote Outdoor Unit-Air-Source) | DLCURAH36ABK |  |  | EN(A,D,W)4X48L21** | *95MSU0601716A* | 35600 | 16 | 8.1 | 38500 | 35000 | 90.91% | 1.98 | 0 | 10 |  |  |  | No | R-410A | 2.9667 | Residential & Commercial | Ducted CEE Tier 1
213080689 | Central HP <5.4 tons | SMART COMFORT | HRCU-A-CB (Split System: Heat Pump with Remote Outdoor Unit-Air-Source) | DLCURAH36ABK |  |  | EA*4X37L21A* | *95MSU0601716A* | 36600 | 16 | 8.5 | 38500 | 35000 | 90.91% | 2.06 | 0 | 10 |  |  |  | No | R-410A | 3.05 | Residential & Commercial | Ducted CEE Tier 1
211261962 | Central HP <5.4 tons | SMART COMFORT | HRCU-A-CB (Split System: Heat Pump with Remote Outdoor Unit-Air-Source) | DLCURAH18ABK |  |  | EA*4X30L17A* | *95ESN0261410A* | 18200 | 15.5 | 8.5 | 18800 | 18400 | 97.87% | 2.22 | 0 | 10.5 |  |  |  | No | R-410A | 1.5167 | Residential & Commercial | Ducted CEE Tier 1
211260958 | Central HP <5.4 tons | SMART COMFORT | HRCU-A-CB (Split System: Heat Pump with Remote Outdoor Unit-Air-Source) | DLCURAH18ABK |  |  | EA*4X25L17A* | *95ESN0261410A* | 18600 | 16 | 8.5 | 18500 | 17400 | 94.05% | 2.12 | 0 | 11 |  |  |  | No | R-410A | 1.55 | Residential & Commercial | Ducted CEE Tier 1
211260985 | Central HP <5.4 tons | SMART COMFORT | HRCU-A-CB (Split System: Heat Pump with Remote Outdoor Unit-Air-Source) | DLCURAH18ABK |  |  | EA*4X25L17A* | *80ES(N,L)0451412A* | 18600 | 16.5 | 8.5 | 18400 | 17400 | 94.57% | 2.12 | 0 | 11 |  |  |  | No | R-410A | 1.55 | Residential & Commercial | Ducted CEE Tier 1
211261028 | Central HP <5.4 tons | SMART COMFORT | HRCU-A-CB (Split System: Heat Pump with Remote Outdoor Unit-Air-Source) | DLCURAH18ABK |  |  | EA*4X25L17A* | *92ESN0601412A* | 18700 | 16.5 | 8.5 | 18500 | 17400 | 94.05% | 2.12 | 0 | 11 |  |  |  | No | R-410A | 1.5583 | Residential & Commercial | Ducted CEE Tier 1
212971992 | Central HP <5.4 tons | BRYANT HEATING AND COOLING SYSTEMS | HRCU-A-CB (Split System: Heat Pump with Remote Outdoor Unit-Air-Source) | 38MURAQ24AB3* |  |  | CAP**3621AL* | 82*TB48090V17*** | 23600 | 17 | 8.5 | 26200 | 24000 | 91.6% | 2 | 0 | 10 |  |  |  | No | R-410A | 1.9667 | Residential & Commercial | Ducted CEE Tier 1
211260570 | Central HP <5.4 tons | SMART COMFORT | HRCU-A-CB (Split System: Heat Pump with Remote Outdoor Unit-Air-Source) | DLCURAH18ABK |  |  | EA*4X24L17A* | *80ES(N,L)0701712A* | 18000 | 16 | 8.5 | 18800 | 18900 | 100.5% | 2.28 | 0 | 10.5 |  |  |  | No | R-410A | 1.5 | Residential & Commercial | Ducted CEE Tier 1
211261273 | Central HP <5.4 tons | SMART COMFORT | HRCU-A-CB (Split System: Heat Pump with Remote Outdoor Unit-Air-Source) | DLCURAH18ABK |  |  | EA*4X30L14A* | *96VSN0401410A* | 17500 | 16 | 8.5 | 18100 | 18600 | 102.8% | 2.24 | 0 | 10.5 |  |  |  | No | R-410A | 1.4583 | Residential & Commercial | Ducted CEE Tier 1
213079576 | Central HP <5.4 tons | SMART COMFORT | HRCU-A-CB (Split System: Heat Pump with Remote Outdoor Unit-Air-Source) | DLCURAH36ABK |  |  | EA*4X43L21A* | *92MSN0801716A* | 36200 | 16.5 | 8.5 | 38000 | 34800 | 91.58% | 2.04 | 0 | 10 |  |  |  | No | R-410A | 3.0167 | Residential & Commercial | Ducted CEE Tier 1
213077263 | Central HP <5.4 tons | SMART COMFORT | HRCU-A-CB (Split System: Heat Pump with Remote Outdoor Unit-Air-Source) | DLCURAH36ABK |  |  | EN(A,D)4X48L24** | *96VSN1202422B* | 36000 | 16.5 | 8.1 | 38500 | 35000 | 90.91% | 2 | 0 | 10 |  |  |  | No | R-410A | 3 | Residential & Commercial | Ducted CEE Tier 1
211230891 | Central HP <5.4 tons | SMART COMFORT | HRCU-A-CB (Split System: Heat Pump with Remote Outdoor Unit-Air-Source) | DLCURAH36ABK |  |  | FMA4X36**AL* |  | 35800 | 17 | 8.1 | 40000 | 35200 | 88% | 1.86 | 0 | 10 |  |  |  | No | R-410A | 2.9833 | Residential & Commercial | Ducted CEE Tier 1
211261356 | Central HP <5.4 tons | SMART COMFORT | HRCU-A-CB (Split System: Heat Pump with Remote Outdoor Unit-Air-Source) | DLCURAH18ABK |  |  | EA*4X30L14A* | *95ESN0601412A* | 17900 | 16 | 8.5 | 18500 | 18500 | 100% | 2.22 | 0 | 10.5 |  |  |  | No | R-410A | 1.4917 | Residential & Commercial | Ducted CEE Tier 1
211264439 | Central HP <5.4 tons | TEMPSTAR | HRCU-A-CB (Split System: Heat Pump with Remote Outdoor Unit-Air-Source) | DLCURAH18ABK |  |  | EN(A,D)4X30L17** | *95ESN0261410A* | 18200 | 15.5 | 8.5 | 18800 | 18400 | 97.87% | 2.2 | 0 | 11 |  |  |  | No | R-410A | 1.5167 | Residential & Commercial | Ducted CEE Tier 1
212986292 | Central HP <5.4 tons | SMART COMFORT | HRCU-A-CB (Split System: Heat Pump with Remote Outdoor Unit-Air-Source) | DLCURAH18ABK |  |  | EA*4X24L14A* | *96MSN0401410A* | 17400 | 16 | 8.5 | 18500 | 19500 | 105.4% | 2.34 | 0 | 10.5 |  |  |  | No | R-410A | 1.45 | Residential & Commercial | Ducted CEE Tier 1
212986725 | Central HP <5.4 tons | SMART COMFORT | HRCU-A-CB (Split System: Heat Pump with Remote Outdoor Unit-Air-Source) | DLCURAH18ABK |  |  | EN(A,D)4X30L17** | *96MSM0401712A* | 17400 | 15.5 | 8.1 | 18100 | 18700 | 103.3% | 2.24 | 0 | 10.5 |  |  |  | No | R-410A | 1.45 | Residential & Commercial | Ducted CEE Tier 1
211260161 | Central HP <5.4 tons | SMART COMFORT | HRCU-A-CB (Split System: Heat Pump with Remote Outdoor Unit-Air-Source) | DLCURAH18ABK |  |  | EA*4X24L14A* | *96VTN0401410A* | 17300 | 16 | 8.5 | 18300 | 19200 | 104.9% | 2.3 | 0 | 10.5 |  |  |  | No | R-410A | 1.4417 | Residential & Commercial | Ducted CEE Tier 1
206135671 | Central HP <5.4 tons | TEMPSTAR | HRCU-A-CB (Split System: Heat Pump with Remote Outdoor Unit-Air-Source) | TVH837GKA** |  |  | EA*4X37L21A*+WALLCON | *80CSU0601716A* | 32800 | 17 | 8.5 | 33000 | 25200 | 76.36% | 1.96 | 12 | 11 |  |  |  | No | R-410A | 2.7333 | Residential & Commercial | Ducted CEE Tier 1
204299294 | Central HP <5.4 tons | TEMPSTAR | HRCU-A-CB (Split System: Heat Pump with Remote Outdoor Unit-Air-Source) | TVH837GKA** |  |  | EA*4X48L21A*+WALLCON | *97CMN1002122A* | 32400 | 17.5 | 8.5 | 32600 | 25000 | 76.69% | 1.98 | 12 | 11.7 |  |  |  | No | R-410A | 2.7 | Residential & Commercial | Ducted CEE Tier 1
214066540 | Central HP <5.4 tons | FRIEDRICH | HRCU-A-CB (Split System: Heat Pump with Remote Outdoor Unit-Air-Source) | RD17AZ36AJ3N |  |  | TCFZ3621MTANM | FR802V0504A17UHS | 34200 | 18 | 8.1 | 34200 | 29800 | 87.13% | 1.9 | 0 | 10 |  |  |  | No | R-410A | 2.85 | Residential & Commercial | Ducted CEE Tier 1
214066731 | Central HP <5.4 tons | FRIEDRICH | HRCU-A-CB (Split System: Heat Pump with Remote Outdoor Unit-Air-Source) | RD17AZ36AJ3N |  |  | TCFZ3621MTANM | FR801V0504A17UHS | 34200 | 18 | 8.1 | 34200 | 29800 | 87.13% | 1.9 | 0 | 10 |  |  |  | No | R-410A | 2.85 | Residential & Commercial | Ducted CEE Tier 1
211240759 | Central HP <5.4 tons | SMART COMFORT | HRCU-A-CB (Split System: Heat Pump with Remote Outdoor Unit-Air-Source) | DLCURAH24ABK |  |  | EA*4X24L17A* | *80ES(N,L)0701412A* | 24000 | 16.5 | 8.5 | 26800 | 23800 | 88.81% | 1.96 | 0 | 10 |  |  |  | No | R-410A | 2 | Residential & Commercial | Ducted CEE Tier 1
211240808 | Central HP <5.4 tons | SMART COMFORT | HRCU-A-CB (Split System: Heat Pump with Remote Outdoor Unit-Air-Source) | DLCURAH24ABK |  |  | EA*4X25L17A* | *80VSL0451412A* | 25000 | 16.5 | 8.5 | 25800 | 21000 | 81.4% | 1.76 | 0 | 10.5 |  |  |  | No | R-410A | 2.0833 | Residential & Commercial | Ducted CEE Tier 1
212984154 | Central HP <5.4 tons | SMART COMFORT | HRCU-A-CB (Split System: Heat Pump with Remote Outdoor Unit-Air-Source) | DLCURAH24ABK |  |  | EN(A,D)4X36L21** | *92MSN0601714A* | 23600 | 17 | 8.5 | 26400 | 24200 | 91.67% | 2.02 | 0 | 10.5 |  |  |  | No | R-410A | 1.9667 | Residential & Commercial | Ducted CEE Tier 1
212986973 | Central HP <5.4 tons | DAY & NIGHT | HRCU-A-CB (Split System: Heat Pump with Remote Outdoor Unit-Air-Source) | DLCURAH24ABK |  |  | EN(A,D,W)4X36L17** | *96MSN0601412A* | 23600 | 16.5 | 8.1 | 26400 | 24200 | 91.67% | 2.02 | 0 | 10 |  |  |  | No | R-410A | 1.9667 | Residential & Commercial | Ducted CEE Tier 1
212984631 | Central HP <5.4 tons | DAY & NIGHT | HRCU-A-CB (Split System: Heat Pump with Remote Outdoor Unit-Air-Source) | DLCURAH24ABK |  |  | EA*4X37L17A* | *92MSN0801716A* | 24400 | 17.5 | 8.5 | 25400 | 21800 | 85.83% | 1.82 | 0 | 10.5 |  |  |  | No | R-410A | 2.0333 | Residential & Commercial | Ducted CEE Tier 1
212985819 | Central HP <5.4 tons | DAY & NIGHT | HRCU-A-CB (Split System: Heat Pump with Remote Outdoor Unit-Air-Source) | DLCURAH24ABK |  |  | EA*4X37L17A* | *96MSN0261410A* | 24000 | 16.5 | 8.5 | 25200 | 22200 | 88.1% | 1.84 | 0 | 10 |  |  |  | No | R-410A | 2 | Residential & Commercial | Ducted CEE Tier 1
204299124 | Central HP <5.4 tons | TEMPSTAR | HRCU-A-CB (Split System: Heat Pump with Remote Outdoor Unit-Air-Source) | TVH837GKA** |  |  | EA*4X42L24A*+WALLCON | *97CMN1202422A* | 31800 | 17 | 8.1 | 33200 | 24400 | 73.49% | 1.88 | 11.5 | 11 |  |  |  | No | R-410A | 2.65 | Residential & Commercial | Ducted CEE Tier 1
206136173 | Central HP <5.4 tons | TEMPSTAR | HRCU-A-CB (Split System: Heat Pump with Remote Outdoor Unit-Air-Source) | TVH837GKA** |  |  | EA*4X48L21A*+WALLCON | *95CSU0802120A* | 32400 | 17.5 | 8.5 | 32600 | 25000 | 76.69% | 1.98 | 12 | 11.5 |  |  |  | No | R-410A | 2.7 | Residential & Commercial | Ducted CEE Tier 1
211241371 | Central HP <5.4 tons | SMART COMFORT | HRCU-A-CB (Split System: Heat Pump with Remote Outdoor Unit-Air-Source) | DLCURAH24ABK |  |  | EA*4X30L14A* | *80ES(N,L)0701412A* | 24200 | 16.5 | 8.5 | 26400 | 23000 | 87.12% | 1.9 | 0 | 10 |  |  |  | No | R-410A | 2.0167 | Residential & Commercial | Ducted CEE Tier 1
212985809 | Central HP <5.4 tons | DAY & NIGHT | HRCU-A-CB (Split System: Heat Pump with Remote Outdoor Unit-Air-Source) | DLCURAH24ABK |  |  | EA*4X36L17A* | *96MSN0261410A* | 23400 | 16.5 | 8.5 | 26200 | 24400 | 93.13% | 2.02 | 0 | 10 |  |  |  | No | R-410A | 1.95 | Residential & Commercial | Ducted CEE Tier 1
212985829 | Central HP <5.4 tons | DAY & NIGHT | HRCU-A-CB (Split System: Heat Pump with Remote Outdoor Unit-Air-Source) | DLCURAH24ABK |  |  | EN(A,D)4X24L14** | *96MSN0261410A* | 23200 | 16 | 8.5 | 27000 | 25200 | 93.33% | 2.08 | 0 | 10 |  |  |  | No | R-410A | 1.9333 | Residential & Commercial | Ducted CEE Tier 1
211241504 | Central HP <5.4 tons | SMART COMFORT | HRCU-A-CB (Split System: Heat Pump with Remote Outdoor Unit-Air-Source) | DLCURAH24ABK |  |  | EA*4X30L17A* | *95ESU0601716A* | 24200 | 16.5 | 8.5 | 26400 | 23000 | 87.12% | 1.9 | 0 | 10 |  |  |  | No | R-410A | 2.0167 | Residential & Commercial | Ducted CEE Tier 1
211240682 | Central HP <5.4 tons | SMART COMFORT | HRCU-A-CB (Split System: Heat Pump with Remote Outdoor Unit-Air-Source) | DLCURAH24ABK |  |  | EA*4X24L17A* | *92ESN0601412A* | 23200 | 16.5 | 8.5 | 26400 | 25800 | 97.73% | 2.18 | 0 | 10 |  |  |  | No | R-410A | 1.9333 | Residential & Commercial | Ducted CEE Tier 1
211240550 | Central HP <5.4 tons | SMART COMFORT | HRCU-A-CB (Split System: Heat Pump with Remote Outdoor Unit-Air-Source) | DLCURAH24ABK |  |  | EA*4X24L17A* | *80VTL0701716A* | 23800 | 16.5 | 8.5 | 26800 | 24000 | 89.55% | 2 | 0 | 10 |  |  |  | No | R-410A | 1.9833 | Residential & Commercial | Ducted CEE Tier 1
204299234 | Central HP <5.4 tons | TEMPSTAR | HRCU-A-CB (Split System: Heat Pump with Remote Outdoor Unit-Air-Source) | TVH837GKA** |  |  | EA*4X48L21A*+WALLCON | *80CTL0902120A* | 32200 | 17.5 | 8.5 | 32600 | 25000 | 76.69% | 1.98 | 12 | 11.7 |  |  |  | No | R-410A | 2.6833 | Residential & Commercial | Ducted CEE Tier 1
204300538 | Central HP <5.4 tons | TEMPSTAR | HRCU-A-CB (Split System: Heat Pump with Remote Outdoor Unit-Air-Source) | TVH837GKA** |  |  | EHD4X48AAL+WALLCON | *97CMN1002122A* | 32600 | 17 | 8.1 | 33000 | 24800 | 75.15% | 1.98 | 12 | 11 |  |  |  | No | R-410A | 2.7167 | Residential & Commercial | Ducted CEE Tier 1
204299404 | Central HP <5.4 tons | TEMPSTAR | HRCU-A-CB (Split System: Heat Pump with Remote Outdoor Unit-Air-Source) | TVH837GKA** |  |  | EA*4X48L24A*+WALLCON | *97CMN1002122A* | 32400 | 17.5 | 8.5 | 32600 | 24800 | 76.07% | 2 | 12 | 11.7 |  |  |  | No | R-410A | 2.7 | Residential & Commercial | Ducted CEE Tier 1
204300608 | Central HP <5.4 tons | TEMPSTAR | HRCU-A-CB (Split System: Heat Pump with Remote Outdoor Unit-Air-Source) | TVH837GKA** |  |  | EHD4X48AAL+WALLCON | *97CMN0602120A* | 32400 | 16.5 | 8.1 | 33200 | 25200 | 75.9% | 1.94 | 11.5 | 11 |  |  |  | No | R-410A | 2.7 | Residential & Commercial | Ducted CEE Tier 1
215669695 | Central HP <5.4 tons | AIRQUEST | HRCU-A-CB (Split System: Heat Pump with Remote Outdoor Unit-Air-Source) | H5H0V36*K*AAA* |  |  | EA*5X61M24A*+WALLCON | *97CMN0802120B* | 34800 | 18 | 9 | 34400 | 24800 | 72.09% | 1.92 | 0 | 10.5 |  |  |  | No | R-454B | 2.9 | Residential & Commercial | Ducted CEE Tier 1
215670529 | Central HP <5.4 tons | AIRQUEST | HRCU-A-CB (Split System: Heat Pump with Remote Outdoor Unit-Air-Source) | H5H0V36*K*AAA* |  |  | ESH5X60M12A*+WALLCON | *97CMN0802120B* | 34600 | 17 | 8.5 | 34600 | 24800 | 71.68% | 1.8 | 0 | 10 |  |  |  | No | R-454B | 2.8833 | Residential & Commercial | Ducted CEE Tier 1
206773134 | Central HP <5.4 tons | TEMPSTAR | HRCU-A-CB (Split System: Heat Pump with Remote Outdoor Unit-Air-Source) | TVH837GKA2* |  |  | EA*4X43L21A*+WALLCON | *80CSU1002120A* | 32800 | 17 | 8.5 | 33000 | 25200 | 76.36% | 1.98 | 12 | 11 |  |  |  | No | R-410A | 2.7333 | Residential & Commercial | Ducted CEE Tier 1
211241082 | Central HP <5.4 tons | SMART COMFORT | HRCU-A-CB (Split System: Heat Pump with Remote Outdoor Unit-Air-Source) | DLCURAH24ABK |  |  | EA*4X25L17A* | *80ES(N,L)0451712A* | 24800 | 17 | 8.5 | 25600 | 21200 | 82.81% | 1.78 | 0 | 10.5 |  |  |  | No | R-410A | 2.0667 | Residential & Commercial | Ducted CEE Tier 1
211240835 | Central HP <5.4 tons | SMART COMFORT | HRCU-A-CB (Split System: Heat Pump with Remote Outdoor Unit-Air-Source) | DLCURAH24ABK |  |  | EA*4X25L17A* | *96VSN0401410A* | 24400 | 16 | 8.5 | 25600 | 21400 | 83.59% | 1.78 | 0 | 10 |  |  |  | No | R-410A | 2.0333 | Residential & Commercial | Ducted CEE Tier 1
204300245 | Central HP <5.4 tons | DAY & NIGHT | HRCU-A-CB (Split System: Heat Pump with Remote Outdoor Unit-Air-Source) | CVH837GKA** |  |  | EHD4X42AAL+WALLCON | *80CTL0701716A* | 32400 | 16.5 | 8.1 | 33200 | 25000 | 75.3% | 1.94 | 11.5 | 11 |  |  |  | No | R-410A | 2.7 | Residential & Commercial | Ducted CEE Tier 1
204300395 | Central HP <5.4 tons | DAY & NIGHT | HRCU-A-CB (Split System: Heat Pump with Remote Outdoor Unit-Air-Source) | CVH837GKA** |  |  | EHD4X42AAL+WALLCON | *80CTL0901716A* | 32600 | 17 | 8.1 | 33000 | 24800 | 75.15% | 1.96 | 12 | 11 |  |  |  | No | R-410A | 2.7167 | Residential & Commercial | Ducted CEE Tier 1
204300565 | Central HP <5.4 tons | DAY & NIGHT | HRCU-A-CB (Split System: Heat Pump with Remote Outdoor Unit-Air-Source) | CVH837GKA** |  |  | EHD4X48AAL+WALLCON | *96CTN1002122A* | 32600 | 17 | 8.1 | 33000 | 24800 | 75.15% | 1.98 | 12 | 11 |  |  |  | No | R-410A | 2.7167 | Residential & Commercial | Ducted CEE Tier 1
212984094 | Central HP <5.4 tons | SMART COMFORT | HRCU-A-CB (Split System: Heat Pump with Remote Outdoor Unit-Air-Source) | DLCURAH24ABK |  |  | EA*4X37L17A* | *92MSN0601714A* | 24000 | 17 | 8.5 | 25600 | 22400 | 87.5% | 1.88 | 0 | 10 |  |  |  | No | R-410A | 2 | Residential & Commercial | Ducted CEE Tier 1
212984622 | Central HP <5.4 tons | SMART COMFORT | HRCU-A-CB (Split System: Heat Pump with Remote Outdoor Unit-Air-Source) | DLCURAH24ABK |  |  | EA*4X36L21A* | *92MSN0801716A* | 23800 | 17.5 | 8.5 | 26200 | 23800 | 90.84% | 2 | 0 | 10 |  |  |  | No | R-410A | 1.9833 | Residential & Commercial | Ducted CEE Tier 1
211260947 | Central HP <5.4 tons | SMART COMFORT | HRCU-A-CB (Split System: Heat Pump with Remote Outdoor Unit-Air-Source) | DLCURAH18ABK |  |  | EA*4X25L17A* | *96VTN0601412A* | 18500 | 16 | 8.5 | 18300 | 17400 | 95.08% | 2.12 | 0 | 11 |  |  |  | No | R-410A | 1.5417 | Residential & Commercial | Ducted CEE Tier 1
211261082 | Central HP <5.4 tons | SMART COMFORT | HRCU-A-CB (Split System: Heat Pump with Remote Outdoor Unit-Air-Source) | DLCURAH18ABK |  |  | EA*4X25L17A* | *92ESN0401712A* | 18400 | 15.5 | 8.5 | 18300 | 17500 | 95.63% | 2.12 | 0 | 10.5 |  |  |  | No | R-410A | 1.5333 | Residential & Commercial | Ducted CEE Tier 1
211261130 | Central HP <5.4 tons | SMART COMFORT | HRCU-A-CB (Split System: Heat Pump with Remote Outdoor Unit-Air-Source) | DLCURAH18ABK |  |  | EA*4X25L17A* | *80ES(N,L)0701412A* | 18200 | 16.5 | 8.5 | 17900 | 17500 | 97.77% | 2.12 | 0 | 11 |  |  |  | No | R-410A | 1.5167 | Residential & Commercial | Ducted CEE Tier 1
211262149 | Central HP <5.4 tons | SMART COMFORT | HRCU-A-CB (Split System: Heat Pump with Remote Outdoor Unit-Air-Source) | DLCURAH18ABK |  |  | EA*4X30L17A* | *92ESN0401712A* | 17900 | 15.5 | 8.5 | 18600 | 18500 | 99.46% | 2.22 | 0 | 10.5 |  |  |  | No | R-410A | 1.4917 | Residential & Commercial | Ducted CEE Tier 1
212989282 | Central HP <5.4 tons | SMART COMFORT | HRCU-A-CB (Split System: Heat Pump with Remote Outdoor Unit-Air-Source) | DLCURAH18ABK |  |  | EA*4X24L17A* | *95MSU0601716A* | 17300 | 16.5 | 8.5 | 18200 | 19400 | 106.6% | 2.34 | 0 | 10.5 |  |  |  | No | R-410A | 1.4417 | Residential & Commercial | Ducted CEE Tier 1
212989318 | Central HP <5.4 tons | SMART COMFORT | HRCU-A-CB (Split System: Heat Pump with Remote Outdoor Unit-Air-Source) | DLCURAH18ABK |  |  | EN(A,D)4X24L17** | *95MSU0601716A* | 17300 | 16 | 8.1 | 18300 | 19200 | 104.9% | 2.32 | 0 | 10.5 |  |  |  | No | R-410A | 1.4417 | Residential & Commercial | Ducted CEE Tier 1
211261200 | Central HP <5.4 tons | SMART COMFORT | HRCU-A-CB (Split System: Heat Pump with Remote Outdoor Unit-Air-Source) | DLCURAH18ABK |  |  | EA*4X25L17A* | OMV098J12* | 18800 | 16 | 8.5 | 18700 | 17300 | 92.51% | 2.12 | 0 | 11 |  |  |  | No | R-410A | 1.5667 | Residential & Commercial | Ducted CEE Tier 1
211241409 | Central HP <5.4 tons | SMART COMFORT | HRCU-A-CB (Split System: Heat Pump with Remote Outdoor Unit-Air-Source) | DLCURAH24ABK |  |  | EA*4X30L17A* | *96VSN0401410A* | 23200 | 16 | 8.5 | 25800 | 24200 | 93.8% | 2.02 | 0 | 10 |  |  |  | No | R-410A | 1.9333 | Residential & Commercial | Ducted CEE Tier 1
211241427 | Central HP <5.4 tons | SMART COMFORT | HRCU-A-CB (Split System: Heat Pump with Remote Outdoor Unit-Air-Source) | DLCURAH24ABK |  |  | EA*4X30L17A* | *96VSN0601412A* | 23400 | 16.5 | 8.5 | 26000 | 24000 | 92.31% | 1.98 | 0 | 10 |  |  |  | No | R-410A | 1.95 | Residential & Commercial | Ducted CEE Tier 1
211241526 | Central HP <5.4 tons | SMART COMFORT | HRCU-A-CB (Split System: Heat Pump with Remote Outdoor Unit-Air-Source) | DLCURAH24ABK |  |  | EA*4X30L17A* | *80VTL0451412A* | 24200 | 16.5 | 8.5 | 26400 | 23000 | 87.12% | 1.9 | 0 | 10 |  |  |  | No | R-410A | 2.0167 | Residential & Commercial | Ducted CEE Tier 1
211243966 | Central HP <5.4 tons | SMART COMFORT | HRCU-A-CB (Split System: Heat Pump with Remote Outdoor Unit-Air-Source) | DLCURAH24ABK |  |  | EN(A,D)4X24L17** | *95ESU0601716A* | 23800 | 16.5 | 8.5 | 26800 | 23400 | 87.31% | 1.92 | 0 | 10 |  |  |  | No | R-410A | 1.9833 | Residential & Commercial | Ducted CEE Tier 1
211242161 | Central HP <5.4 tons | SMART COMFORT | HRCU-A-CB (Split System: Heat Pump with Remote Outdoor Unit-Air-Source) | DLCURAH24ABK |  |  | EA*4X36L17A* | *95ESN0601714A* | 24600 | 16 | 8.5 | 26600 | 22200 | 83.46% | 1.82 | 0 | 10 |  |  |  | No | R-410A | 2.05 | Residential & Commercial | Ducted CEE Tier 1
211242194 | Central HP <5.4 tons | SMART COMFORT | HRCU-A-CB (Split System: Heat Pump with Remote Outdoor Unit-Air-Source) | DLCURAH24ABK |  |  | EA*4X36L17A* | *92ESN0401712A* | 23800 | 16 | 8.5 | 26000 | 23200 | 89.23% | 1.9 | 0 | 10 |  |  |  | No | R-410A | 1.9833 | Residential & Commercial | Ducted CEE Tier 1
211242028 | Central HP <5.4 tons | SMART COMFORT | HRCU-A-CB (Split System: Heat Pump with Remote Outdoor Unit-Air-Source) | DLCURAH24ABK |  |  | EA*4X36L17A* | *95ESN0601412A* | 24400 | 15.5 | 8.5 | 26600 | 22400 | 84.21% | 1.84 | 0 | 10 |  |  |  | No | R-410A | 2.0333 | Residential & Commercial | Ducted CEE Tier 1
211242245 | Central HP <5.4 tons | SMART COMFORT | HRCU-A-CB (Split System: Heat Pump with Remote Outdoor Unit-Air-Source) | DLCURAH24ABK |  |  | EA*4X36L17A* | OMV112K14A | 24200 | 16 | 8.5 | 26200 | 22600 | 86.26% | 1.86 | 0 | 10 |  |  |  | No | R-410A | 2.0167 | Residential & Commercial | Ducted CEE Tier 1
211242327 | Central HP <5.4 tons | SMART COMFORT | HRCU-A-CB (Split System: Heat Pump with Remote Outdoor Unit-Air-Source) | DLCURAH24ABK |  |  | EA*4X36L21A* | *95ESU0401712A* | 23800 | 17 | 8.5 | 25800 | 23200 | 89.92% | 1.92 | 0 | 10 |  |  |  | No | R-410A | 1.9833 | Residential & Commercial | Ducted CEE Tier 1
211242546 | Central HP <5.4 tons | SMART COMFORT | HRCU-A-CB (Split System: Heat Pump with Remote Outdoor Unit-Air-Source) | DLCURAH24ABK |  |  | EA*4X36L21A* | *80VTL1102122A* | 24000 | 17 | 8.5 | 25800 | 23000 | 89.15% | 1.9 | 0 | 10 |  |  |  | No | R-410A | 2 | Residential & Commercial | Ducted CEE Tier 1
211239229 | Central HP <5.4 tons | SMART COMFORT | HRCU-A-CB (Split System: Heat Pump with Remote Outdoor Unit-Air-Source) | DLCURAH24ABK |  |  | FJMA4*24L*B* |  | 24000 | 16 | 9 | 26400 | 23400 | 88.64% | 1.92 | 0 | 10 |  |  |  | No | R-410A | 2 | Residential & Commercial | Ducted CEE Tier 1
211230169 | Central HP <5.4 tons | SMART COMFORT | HRCU-A-CB (Split System: Heat Pump with Remote Outdoor Unit-Air-Source) | DLCURAH36ABK |  |  | EN(A,D,W)4X48L21** | *95ESN0601714A* | 35600 | 15.5 | 8.1 | 38500 | 35000 | 90.91% | 2 | 0 | 10 |  |  |  | No | R-410A | 2.9667 | Residential & Commercial | Ducted CEE Tier 1
207526350 | Central HP <5.4 tons | TRANE | HRCU-A-CB (Split System: Heat Pump with Remote Outdoor Unit-Air-Source) | 4TWV0X60A1 |  |  | TEM8A0D60V51+TDR |  | 51500 | 18.5 | 8.7 | 50500 | 38500 | 76.24% | 1.85 | 12.25 | 11.5 |  |  |  | No | R-410A | 4.2917 | Residential & Commercial | Ducted CEE Tier 1
211227160 | Central HP <5.4 tons | SMART COMFORT | HRCU-A-CB (Split System: Heat Pump with Remote Outdoor Unit-Air-Source) | DLCURAH36ABK |  |  | EA*4X37L21A* | *95ESU1002122A* | 37600 | 15.5 | 8.5 | 39500 | 35000 | 88.61% | 2.14 | 0 | 10 |  |  |  | No | R-410A | 3.1333 | Residential & Commercial | Ducted CEE Tier 1
211227190 | Central HP <5.4 tons | SMART COMFORT | HRCU-A-CB (Split System: Heat Pump with Remote Outdoor Unit-Air-Source) | DLCURAH36ABK |  |  | EA*4X37L21A* | *96VTN0802120A* | 37000 | 15.5 | 8.5 | 38500 | 35000 | 90.91% | 2.1 | 0 | 10 |  |  |  | No | R-410A | 3.0833 | Residential & Commercial | Ducted CEE Tier 1
211227808 | Central HP <5.4 tons | SMART COMFORT | HRCU-A-CB (Split System: Heat Pump with Remote Outdoor Unit-Air-Source) | DLCURAH36ABK |  |  | EA*4X42L24A* | *80ES(N,L)0902420A* | 35400 | 16 | 8.1 | 38500 | 35000 | 90.91% | 1.88 | 0 | 10 |  |  |  | No | R-410A | 2.95 | Residential & Commercial | Ducted CEE Tier 1
211227892 | Central HP <5.4 tons | SMART COMFORT | HRCU-A-CB (Split System: Heat Pump with Remote Outdoor Unit-Air-Source) | DLCURAH36ABK |  |  | EA*4X42L24A* | *80VSL1102422A* | 35400 | 16.5 | 8.1 | 38500 | 35000 | 90.91% | 1.88 | 0 | 10 |  |  |  | No | R-410A | 2.95 | Residential & Commercial | Ducted CEE Tier 1
211228067 | Central HP <5.4 tons | SMART COMFORT | HRCU-A-CB (Split System: Heat Pump with Remote Outdoor Unit-Air-Source) | DLCURAH36ABK |  |  | EA*4X42L24A* | *96VSN1002120A* | 35600 | 16 | 8.1 | 38500 | 35000 | 90.91% | 1.9 | 0 | 10 |  |  |  | No | R-410A | 2.9667 | Residential & Commercial | Ducted CEE Tier 1
206136349 | Central HP <5.4 tons | TEMPSTAR | HRCU-A-CB (Split System: Heat Pump with Remote Outdoor Unit-Air-Source) | TVH837GKA** |  |  | EHD4X42AAL+WALLCON | *95CSU1002122A* | 32600 | 17 | 8.1 | 33000 | 24800 | 75.15% | 1.96 | 11.5 | 11 |  |  |  | No | R-410A | 2.7167 | Residential & Commercial | Ducted CEE Tier 1
211240417 | Central HP <5.4 tons | SMART COMFORT | HRCU-A-CB (Split System: Heat Pump with Remote Outdoor Unit-Air-Source) | DLCURAH24ABK |  |  | EA*4X24L17A* | *96VSN0601412A* | 23200 | 16.5 | 8.5 | 26400 | 25600 | 96.97% | 2.14 | 0 | 10 |  |  |  | No | R-410A | 1.9333 | Residential & Commercial | Ducted CEE Tier 1
211240634 | Central HP <5.4 tons | SMART COMFORT | HRCU-A-CB (Split System: Heat Pump with Remote Outdoor Unit-Air-Source) | DLCURAH24ABK |  |  | EA*4X24L17A* | *80ES(N,L)0451412A* | 24400 | 16 | 8.5 | 27200 | 23200 | 85.29% | 1.9 | 0 | 10 |  |  |  | No | R-410A | 2.0333 | Residential & Commercial | Ducted CEE Tier 1
211240799 | Central HP <5.4 tons | SMART COMFORT | HRCU-A-CB (Split System: Heat Pump with Remote Outdoor Unit-Air-Source) | DLCURAH24ABK |  |  | EA*4X24L17A* | OMV112K14A | 23800 | 15.5 | 8.5 | 27000 | 24000 | 88.89% | 1.96 | 0 | 10 |  |  |  | No | R-410A | 1.9833 | Residential & Commercial | Ducted CEE Tier 1
211240966 | Central HP <5.4 tons | SMART COMFORT | HRCU-A-CB (Split System: Heat Pump with Remote Outdoor Unit-Air-Source) | DLCURAH24ABK |  |  | EA*4X25L17A* | *96VTN0401712A* | 23800 | 16 | 8.1 | 25200 | 21800 | 86.51% | 1.82 | 0 | 10 |  |  |  | No | R-410A | 1.9833 | Residential & Commercial | Ducted CEE Tier 1
211240436 | Central HP <5.4 tons | SMART COMFORT | HRCU-A-CB (Split System: Heat Pump with Remote Outdoor Unit-Air-Source) | DLCURAH24ABK |  |  | EA*4X24L17A* | *95ESU0401712A* | 23400 | 16.5 | 8.5 | 26400 | 25200 | 95.45% | 2.1 | 0 | 10 |  |  |  | No | R-410A | 1.95 | Residential & Commercial | Ducted CEE Tier 1
211228076 | Central HP <5.4 tons | SMART COMFORT | HRCU-A-CB (Split System: Heat Pump with Remote Outdoor Unit-Air-Source) | DLCURAH36ABK |  |  | EA*4X42L24A* | *96VSN1202422A* | 35400 | 16 | 8.1 | 38500 | 35000 | 90.91% | 1.88 | 0 | 10 |  |  |  | No | R-410A | 2.95 | Residential & Commercial | Ducted CEE Tier 1
211228219 | Central HP <5.4 tons | SMART COMFORT | HRCU-A-CB (Split System: Heat Pump with Remote Outdoor Unit-Air-Source) | DLCURAH36ABK |  |  | EA*4X43L21A* | *80ES(N,L)0451712A* | 36000 | 15.5 | 8.5 | 38500 | 34800 | 90.39% | 2.06 | 0 | 10 |  |  |  | No | R-410A | 3 | Residential & Commercial | Ducted CEE Tier 1
211228405 | Central HP <5.4 tons | SMART COMFORT | HRCU-A-CB (Split System: Heat Pump with Remote Outdoor Unit-Air-Source) | DLCURAH36ABK |  |  | EA*4X43L21A* | *80VTL1102122A* | 37200 | 15.5 | 8.5 | 38500 | 34800 | 90.39% | 2.12 | 0 | 10 |  |  |  | No | R-410A | 3.1 | Residential & Commercial | Ducted CEE Tier 1
211228453 | Central HP <5.4 tons | SMART COMFORT | HRCU-A-CB (Split System: Heat Pump with Remote Outdoor Unit-Air-Source) | DLCURAH36ABK |  |  | EA*4X43L21A* | *92ESN0802120A* | 37400 | 16 | 8.5 | 38500 | 34800 | 90.39% | 2.14 | 0 | 10 |  |  |  | No | R-410A | 3.1167 | Residential & Commercial | Ducted CEE Tier 1
211230677 | Central HP <5.4 tons | SMART COMFORT | HRCU-A-CB (Split System: Heat Pump with Remote Outdoor Unit-Air-Source) | DLCURAH36ABK |  |  | EN(A,D)4X48L24** | *95ESN1202422A* | 37400 | 15.5 | 8.1 | 39500 | 35000 | 88.61% | 2.08 | 0 | 10.5 |  |  |  | No | R-410A | 3.1167 | Residential & Commercial | Ducted CEE Tier 1
211229171 | Central HP <5.4 tons | SMART COMFORT | HRCU-A-CB (Split System: Heat Pump with Remote Outdoor Unit-Air-Source) | DLCURAH36ABK |  |  | EA*4X48L21A* | *96VTN0802120A* | 35400 | 16 | 8.1 | 37800 | 34600 | 91.53% | 2.02 | 0 | 10 |  |  |  | No | R-410A | 2.95 | Residential & Commercial | Ducted CEE Tier 1
211229589 | Central HP <5.4 tons | SMART COMFORT | HRCU-A-CB (Split System: Heat Pump with Remote Outdoor Unit-Air-Source) | DLCURAH36ABK |  |  | EA*4X48L24A* | *95ESU1002122A* | 37200 | 15.5 | 8.5 | 38500 | 35000 | 90.91% | 2.12 | 0 | 10 |  |  |  | No | R-410A | 3.1 | Residential & Commercial | Ducted CEE Tier 1
211229964 | Central HP <5.4 tons | SMART COMFORT | HRCU-A-CB (Split System: Heat Pump with Remote Outdoor Unit-Air-Source) | DLCURAH36ABK |  |  | EN(A,D,W)4X48L21** | *80ES(N,L)0902120A* | 36600 | 16 | 8.1 | 39500 | 34800 | 88.1% | 2.04 | 0 | 10.5 |  |  |  | No | R-410A | 3.05 | Residential & Commercial | Ducted CEE Tier 1
211262061 | Central HP <5.4 tons | SMART COMFORT | HRCU-A-CB (Split System: Heat Pump with Remote Outdoor Unit-Air-Source) | DLCURAH18ABK |  |  | EA*4X30L17A* | *80ES(N,L)0701712A* | 18200 | 16.5 | 8.5 | 18700 | 18400 | 98.4% | 2.22 | 0 | 10.5 |  |  |  | No | R-410A | 1.5167 | Residential & Commercial | Ducted CEE Tier 1
211260450 | Central HP <5.4 tons | SMART COMFORT | HRCU-A-CB (Split System: Heat Pump with Remote Outdoor Unit-Air-Source) | DLCURAH18ABK |  |  | EA*4X24L17A* | *95ESN0401410A* | 17700 | 15.5 | 8.5 | 18700 | 19000 | 101.6% | 2.28 | 0 | 10.5 |  |  |  | No | R-410A | 1.475 | Residential & Commercial | Ducted CEE Tier 1
211260584 | Central HP <5.4 tons | SMART COMFORT | HRCU-A-CB (Split System: Heat Pump with Remote Outdoor Unit-Air-Source) | DLCURAH18ABK |  |  | EA*4X24L17A* | *92ESN0601412A* | 18100 | 16 | 9 | 19000 | 18800 | 98.95% | 2.28 | 0 | 10.5 |  |  |  | No | R-410A | 1.5083 | Residential & Commercial | Ducted CEE Tier 1
212984226 | Central HP <5.4 tons | SMART COMFORT | HRCU-A-CB (Split System: Heat Pump with Remote Outdoor Unit-Air-Source) | DLCURAH18ABK |  |  | EN(A,D)4X30L17** | *92MSN0601714A* | 17700 | 16.5 | 8.1 | 18300 | 18600 | 101.6% | 2.24 | 0 | 11 |  |  |  | No | R-410A | 1.475 | Residential & Commercial | Ducted CEE Tier 1
212987504 | Central HP <5.4 tons | SMART COMFORT | HRCU-A-CB (Split System: Heat Pump with Remote Outdoor Unit-Air-Source) | DLCURAH18ABK |  |  | EA*4X19L17A* | *96MSN0801716A* | 18200 | 16.5 | 8.5 | 18100 | 17700 | 97.79% | 2.14 | 0 | 11 |  |  |  | No | R-410A | 1.5167 | Residential & Commercial | Ducted CEE Tier 1
211240952 | Central HP <5.4 tons | SMART COMFORT | HRCU-A-CB (Split System: Heat Pump with Remote Outdoor Unit-Air-Source) | DLCURAH24ABK |  |  | EA*4X25L17A* | *80VTL0451412A* | 24800 | 17 | 8.5 | 25600 | 21200 | 82.81% | 1.78 | 0 | 10.5 |  |  |  | No | R-410A | 2.0667 | Residential & Commercial | Ducted CEE Tier 1
211241703 | Central HP <5.4 tons | SMART COMFORT | HRCU-A-CB (Split System: Heat Pump with Remote Outdoor Unit-Air-Source) | DLCURAH24ABK |  |  | EA*4X30L17A* | *92ESN0601714A* | 24400 | 17 | 8.5 | 26400 | 22800 | 86.36% | 1.88 | 0 | 10 |  |  |  | No | R-410A | 2.0333 | Residential & Commercial | Ducted CEE Tier 1
211241736 | Central HP <5.4 tons | SMART COMFORT | HRCU-A-CB (Split System: Heat Pump with Remote Outdoor Unit-Air-Source) | DLCURAH24ABK |  |  | EA*4X30L17A* | *95ESN0801716A* | 24600 | 15.5 | 8.5 | 27000 | 22400 | 82.96% | 1.82 | 0 | 10 |  |  |  | No | R-410A | 2.05 | Residential & Commercial | Ducted CEE Tier 1
212986268 | Central HP <5.4 tons | SMART COMFORT | HRCU-A-CB (Split System: Heat Pump with Remote Outdoor Unit-Air-Source) | DLCURAH24ABK |  |  | EN(A,D,W)4X36L17** | *96MSN0401410A* | 23400 | 16 | 8.1 | 26400 | 24400 | 92.42% | 2.02 | 0 | 10 |  |  |  | No | R-410A | 1.95 | Residential & Commercial | Ducted CEE Tier 1
212987420 | Central HP <5.4 tons | SMART COMFORT | HRCU-A-CB (Split System: Heat Pump with Remote Outdoor Unit-Air-Source) | DLCURAH24ABK |  |  | EA*4X36L21A* | *96MSN0801716A* | 23400 | 17 | 8.5 | 26000 | 24200 | 93.08% | 2.02 | 0 | 10 |  |  |  | No | R-410A | 1.95 | Residential & Commercial | Ducted CEE Tier 1
215666982 | Central HP <5.4 tons | AIRQUEST | HRCU-A-CB (Split System: Heat Pump with Remote Outdoor Unit-Air-Source) | H5H0V24*K*AAA* |  |  | EA*5X24M17A*+WALLCON | *80CSU0601716A* | 22800 | 16.5 | 9 | 24000 | 16800 | 70% | 1.96 | 0 | 10 |  |  |  | No | R-454B | 1.9 | Residential & Commercial | Ducted CEE Tier 1
215667093 | Central HP <5.4 tons | AIRQUEST | HRCU-A-CB (Split System: Heat Pump with Remote Outdoor Unit-Air-Source) | H5H0V24*K*AAA* |  |  | EA*5X24M17A*+WALLCON | *97CMN0801714B* | 22800 | 16.5 | 9 | 24000 | 16900 | 70.42% | 1.94 | 0 | 10 |  |  |  | No | R-454B | 1.9 | Residential & Commercial | Ducted CEE Tier 1
211230532 | Central HP <5.4 tons | SMART COMFORT | HRCU-A-CB (Split System: Heat Pump with Remote Outdoor Unit-Air-Source) | DLCURAH36ABK |  |  | EN(A,D)4X48L24** | *80VSL1102422A* | 36000 | 16.5 | 8.1 | 38500 | 34800 | 90.39% | 2.02 | 0 | 10 |  |  |  | No | R-410A | 3 | Residential & Commercial | Ducted CEE Tier 1
211230484 | Central HP <5.4 tons | SMART COMFORT | HRCU-A-CB (Split System: Heat Pump with Remote Outdoor Unit-Air-Source) | DLCURAH36ABK |  |  | EN(A,D)4X48L24** | *80ES(N,L)1352420A* | 36200 | 16 | 8.1 | 38500 | 34800 | 90.39% | 2.02 | 0 | 10 |  |  |  | No | R-410A | 3.0167 | Residential & Commercial | Ducted CEE Tier 1
211230716 | Central HP <5.4 tons | SMART COMFORT | HRCU-A-CB (Split System: Heat Pump with Remote Outdoor Unit-Air-Source) | DLCURAH36ABK |  |  | EN(A,D)4X48L24** | *96VSN1202422A* | 36000 | 16 | 8.1 | 38500 | 34800 | 90.39% | 2.02 | 0 | 10 |  |  |  | No | R-410A | 3 | Residential & Commercial | Ducted CEE Tier 1
211230786 | Central HP <5.4 tons | SMART COMFORT | HRCU-A-CB (Split System: Heat Pump with Remote Outdoor Unit-Air-Source) | DLCURAH36ABK |  |  | EN(A,D)4X48L24** | *96VTN1202422A* | 36200 | 16 | 8.1 | 38500 | 34800 | 90.39% | 2.02 | 0 | 10 |  |  |  | No | R-410A | 3.0167 | Residential & Commercial | Ducted CEE Tier 1
206771726 | Central HP <5.4 tons | DAY & NIGHT | HRCU-A-CB (Split System: Heat Pump with Remote Outdoor Unit-Air-Source) | CVH837GKA2* |  |  | EA*4X43L21A*+WALLCON | *80CTL0901716A* | 33000 | 18 | 8.5 | 32800 | 25000 | 76.22% | 2 | 12 | 11.7 |  |  |  | No | R-410A | 2.75 | Residential & Commercial | Ducted CEE Tier 1
206771861 | Central HP <5.4 tons | DAY & NIGHT | HRCU-A-CB (Split System: Heat Pump with Remote Outdoor Unit-Air-Source) | CVH837GKA2* |  |  | EA*4X48L21A*+WALLCON | *80CTL0901716A* | 32400 | 18 | 8.5 | 32600 | 24800 | 76.07% | 2 | 12 | 11.7 |  |  |  | No | R-410A | 2.7 | Residential & Commercial | Ducted CEE Tier 1
206772230 | Central HP <5.4 tons | DAY & NIGHT | HRCU-A-CB (Split System: Heat Pump with Remote Outdoor Unit-Air-Source) | CVH837GKA2* |  |  | EN(A,D,W)4X48L21**+WALLCON | *80CTL0701716A* | 32400 | 17.5 | 8.1 | 33000 | 25000 | 75.76% | 1.94 | 12 | 11.5 |  |  |  | No | R-410A | 2.7 | Residential & Commercial | Ducted CEE Tier 1
211228058 | Central HP <5.4 tons | SMART COMFORT | HRCU-A-CB (Split System: Heat Pump with Remote Outdoor Unit-Air-Source) | DLCURAH36ABK |  |  | EA*4X42L24A* | *96VSN0802120A* | 35600 | 16 | 8.1 | 38500 | 35000 | 90.91% | 1.9 | 0 | 10 |  |  |  | No | R-410A | 2.9667 | Residential & Commercial | Ducted CEE Tier 1
211230795 | Central HP <5.4 tons | SMART COMFORT | HRCU-A-CB (Split System: Heat Pump with Remote Outdoor Unit-Air-Source) | DLCURAH36ABK |  |  | EN(A,D)4X48L24** | OLV112A16A | 36000 | 15.5 | 8.1 | 38500 | 35000 | 90.91% | 2.02 | 0 | 10 |  |  |  | No | R-410A | 3 | Residential & Commercial | Ducted CEE Tier 1
211229314 | Central HP <5.4 tons | SMART COMFORT | HRCU-A-CB (Split System: Heat Pump with Remote Outdoor Unit-Air-Source) | DLCURAH36ABK |  |  | EA*4X48L24A* | *80ES(N,L)1102420A* | 35800 | 16.5 | 8.5 | 37800 | 34600 | 91.53% | 2.06 | 0 | 10 |  |  |  | No | R-410A | 2.9833 | Residential & Commercial | Ducted CEE Tier 1
211230014 | Central HP <5.4 tons | SMART COMFORT | HRCU-A-CB (Split System: Heat Pump with Remote Outdoor Unit-Air-Source) | DLCURAH36ABK |  |  | EN(A,D,W)4X48L21** | *80VSL0902120A* | 35800 | 16.5 | 8.1 | 38500 | 34800 | 90.39% | 2 | 0 | 10 |  |  |  | No | R-410A | 2.9833 | Residential & Commercial | Ducted CEE Tier 1
211227844 | Central HP <5.4 tons | SMART COMFORT | HRCU-A-CB (Split System: Heat Pump with Remote Outdoor Unit-Air-Source) | DLCURAH36ABK |  |  | EA*4X42L24A* | *80ES(N,L)1352420A* | 35600 | 16 | 8.1 | 38500 | 35000 | 90.91% | 1.9 | 0 | 10 |  |  |  | No | R-410A | 2.9667 | Residential & Commercial | Ducted CEE Tier 1
211228017 | Central HP <5.4 tons | SMART COMFORT | HRCU-A-CB (Split System: Heat Pump with Remote Outdoor Unit-Air-Source) | DLCURAH36ABK |  |  | EA*4X42L24A* | *95ESN1002120A* | 36000 | 15.5 | 8.1 | 39500 | 35200 | 89.11% | 1.92 | 0 | 10 |  |  |  | No | R-410A | 3 | Residential & Commercial | Ducted CEE Tier 1
211229043 | Central HP <5.4 tons | SMART COMFORT | HRCU-A-CB (Split System: Heat Pump with Remote Outdoor Unit-Air-Source) | DLCURAH36ABK |  |  | EA*4X48L21A* | *95ESN0802120A* | 36600 | 15.5 | 8.5 | 38500 | 34800 | 90.39% | 2.08 | 0 | 10 |  |  |  | No | R-410A | 3.05 | Residential & Commercial | Ducted CEE Tier 1
211229091 | Central HP <5.4 tons | SMART COMFORT | HRCU-A-CB (Split System: Heat Pump with Remote Outdoor Unit-Air-Source) | DLCURAH36ABK |  |  | EA*4X48L21A* | *96VSN0801716A* | 35600 | 16 | 8.1 | 38500 | 34600 | 89.87% | 2.04 | 0 | 10 |  |  |  | No | R-410A | 2.9667 | Residential & Commercial | Ducted CEE Tier 1
211228793 | Central HP <5.4 tons | SMART COMFORT | HRCU-A-CB (Split System: Heat Pump with Remote Outdoor Unit-Air-Source) | DLCURAH36ABK |  |  | EA*4X48L21A* | *80ES(N,L)0902116A* | 36200 | 16 | 8.5 | 38500 | 34600 | 89.87% | 2.08 | 0 | 10 |  |  |  | No | R-410A | 3.0167 | Residential & Commercial | Ducted CEE Tier 1
211228757 | Central HP <5.4 tons | SMART COMFORT | HRCU-A-CB (Split System: Heat Pump with Remote Outdoor Unit-Air-Source) | DLCURAH36ABK |  |  | EA*4X48L21A* | *80ES(N,L)0701712A* | 36000 | 15.5 | 8.5 | 38500 | 34800 | 90.39% | 2.06 | 0 | 10 |  |  |  | No | R-410A | 3 | Residential & Commercial | Ducted CEE Tier 1
211228037 | Central HP <5.4 tons | SMART COMFORT | HRCU-A-CB (Split System: Heat Pump with Remote Outdoor Unit-Air-Source) | DLCURAH36ABK |  |  | EA*4X42L24A* | *95ESN1202422A* | 36600 | 15.2 | 8.1 | 40000 | 35200 | 88% | 1.94 | 0 | 10 |  |  |  | No | R-410A | 3.05 | Residential & Commercial | Ducted CEE Tier 1
211228769 | Central HP <5.4 tons | SMART COMFORT | HRCU-A-CB (Split System: Heat Pump with Remote Outdoor Unit-Air-Source) | DLCURAH36ABK |  |  | EA*4X48L21A* | *80ES(N,L)0702116A* | 35600 | 16.5 | 8.5 | 37800 | 34600 | 91.53% | 2.04 | 0 | 10 |  |  |  | No | R-410A | 2.9667 | Residential & Commercial | Ducted CEE Tier 1
212987804 | Central HP <5.4 tons | SMART COMFORT | HRCU-A-CB (Split System: Heat Pump with Remote Outdoor Unit-Air-Source) | DLCURAH24ABK |  |  | EA*4X36L21A* | *96MSN0802120A* | 23800 | 17 | 8.5 | 26200 | 23600 | 90.08% | 1.96 | 0 | 10 |  |  |  | No | R-410A | 1.9833 | Residential & Commercial | Ducted CEE Tier 1
211240670 | Central HP <5.4 tons | SMART COMFORT | HRCU-A-CB (Split System: Heat Pump with Remote Outdoor Unit-Air-Source) | DLCURAH24ABK |  |  | EA*4X24L17A* | *80ES(N,L)0901714A* | 24200 | 16.5 | 8.5 | 27000 | 23400 | 86.67% | 1.94 | 0 | 10 |  |  |  | No | R-410A | 2.0167 | Residential & Commercial | Ducted CEE Tier 1
211240704 | Central HP <5.4 tons | SMART COMFORT | HRCU-A-CB (Split System: Heat Pump with Remote Outdoor Unit-Air-Source) | DLCURAH24ABK |  |  | EA*4X24L17A* | *92ESN0801716A* | 24000 | 17 | 8.5 | 26800 | 23800 | 88.81% | 1.96 | 0 | 10 |  |  |  | No | R-410A | 2 | Residential & Commercial | Ducted CEE Tier 1
211240920 | Central HP <5.4 tons | SMART COMFORT | HRCU-A-CB (Split System: Heat Pump with Remote Outdoor Unit-Air-Source) | DLCURAH24ABK |  |  | EA*4X25L17A* | *80VSL0701716A* | 24400 | 17 | 8.5 | 25400 | 21400 | 84.25% | 1.8 | 0 | 10 |  |  |  | No | R-410A | 2.0333 | Residential & Commercial | Ducted CEE Tier 1
211241106 | Central HP <5.4 tons | SMART COMFORT | HRCU-A-CB (Split System: Heat Pump with Remote Outdoor Unit-Air-Source) | DLCURAH24ABK |  |  | EA*4X25L17A* | *80ES(N,L)0901714A* | 25200 | 17 | 8.5 | 25800 | 20800 | 80.62% | 1.76 | 0 | 10.5 |  |  |  | No | R-410A | 2.1 | Residential & Commercial | Ducted CEE Tier 1
211241195 | Central HP <5.4 tons | SMART COMFORT | HRCU-A-CB (Split System: Heat Pump with Remote Outdoor Unit-Air-Source) | DLCURAH24ABK |  |  | EA*4X25L17A* | *80ES(N,L)0701412A* | 25000 | 17 | 8.5 | 25600 | 21000 | 82.03% | 1.78 | 0 | 10.5 |  |  |  | No | R-410A | 2.0833 | Residential & Commercial | Ducted CEE Tier 1
211241272 | Central HP <5.4 tons | SMART COMFORT | HRCU-A-CB (Split System: Heat Pump with Remote Outdoor Unit-Air-Source) | DLCURAH24ABK |  |  | EA*4X30L14A* | *80VTL0451412A* | 24000 | 16.5 | 8.5 | 26200 | 23000 | 87.79% | 1.9 | 0 | 10 |  |  |  | No | R-410A | 2 | Residential & Commercial | Ducted CEE Tier 1
211228644 | Central HP <5.4 tons | SMART COMFORT | HRCU-A-CB (Split System: Heat Pump with Remote Outdoor Unit-Air-Source) | DLCURAH36ABK |  |  | EA*4X43L21A* | *96VTN0802120A* | 37000 | 15.5 | 8.5 | 38500 | 35000 | 90.91% | 2.1 | 0 | 10 |  |  |  | No | R-410A | 3.0833 | Residential & Commercial | Ducted CEE Tier 1
206773167 | Central HP <5.4 tons | DAY & NIGHT | HRCU-A-CB (Split System: Heat Pump with Remote Outdoor Unit-Air-Source) | CVH837GKA2* |  |  | EA*4X48L21A*+WALLCON | *80CSU1002120A* | 32200 | 17 | 8.1 | 32600 | 25000 | 76.69% | 1.96 | 11.5 | 11 |  |  |  | No | R-410A | 2.6833 | Residential & Commercial | Ducted CEE Tier 1
211228681 | Central HP <5.4 tons | SMART COMFORT | HRCU-A-CB (Split System: Heat Pump with Remote Outdoor Unit-Air-Source) | DLCURAH36ABK |  |  | EA*4X43L21A* | OLV112A16A | 36600 | 15.2 | 8.5 | 38500 | 35000 | 90.91% | 2.08 | 0 | 10 |  |  |  | No | R-410A | 3.05 | Residential & Commercial | Ducted CEE Tier 1
211229356 | Central HP <5.4 tons | SMART COMFORT | HRCU-A-CB (Split System: Heat Pump with Remote Outdoor Unit-Air-Source) | DLCURAH36ABK |  |  | EA*4X48L24A* | *80VSL0902120A* | 35600 | 16.5 | 8.1 | 37800 | 34600 | 91.53% | 2.04 | 0 | 10 |  |  |  | No | R-410A | 2.9667 | Residential & Commercial | Ducted CEE Tier 1
211229406 | Central HP <5.4 tons | SMART COMFORT | HRCU-A-CB (Split System: Heat Pump with Remote Outdoor Unit-Air-Source) | DLCURAH36ABK |  |  | EA*4X48L24A* | *80VTL0902120A* | 35600 | 16.5 | 8.1 | 37800 | 34600 | 91.53% | 2.04 | 0 | 10 |  |  |  | No | R-410A | 2.9667 | Residential & Commercial | Ducted CEE Tier 1
211241295 | Central HP <5.4 tons | SMART COMFORT | HRCU-A-CB (Split System: Heat Pump with Remote Outdoor Unit-Air-Source) | DLCURAH24ABK |  |  | EA*4X30L14A* | *95ESN0601412A* | 24200 | 15.5 | 8.5 | 26600 | 22800 | 85.71% | 1.86 | 0 | 10 |  |  |  | No | R-410A | 2.0167 | Residential & Commercial | Ducted CEE Tier 1
212984667 | Central HP <5.4 tons | DAY & NIGHT | HRCU-A-CB (Split System: Heat Pump with Remote Outdoor Unit-Air-Source) | DLCURAH24ABK |  |  | EN(A,D)4X30L17** | *92MSN0801716A* | 23600 | 17.5 | 8.5 | 26200 | 24600 | 93.89% | 2.04 | 0 | 10.5 |  |  |  | No | R-410A | 1.9667 | Residential & Commercial | Ducted CEE Tier 1
206136090 | Central HP <5.4 tons | DAY & NIGHT | HRCU-A-CB (Split System: Heat Pump with Remote Outdoor Unit-Air-Source) | CVH837GKA** |  |  | EA*4X37L21A*+WALLCON | *95CSU1002122A* | 33000 | 17.5 | 8.5 | 32800 | 25000 | 76.22% | 2 | 12 | 11.5 |  |  |  | No | R-410A | 2.75 | Residential & Commercial | Ducted CEE Tier 1
206136356 | Central HP <5.4 tons | DAY & NIGHT | HRCU-A-CB (Split System: Heat Pump with Remote Outdoor Unit-Air-Source) | CVH837GKA** |  |  | EHD4X48AAL+WALLCON | *95CSU0802120A* | 32600 | 17 | 8.1 | 33000 | 24800 | 75.15% | 1.98 | 11.5 | 11 |  |  |  | No | R-410A | 2.7167 | Residential & Commercial | Ducted CEE Tier 1
211240262 | Central HP <5.4 tons | SMART COMFORT | HRCU-A-CB (Split System: Heat Pump with Remote Outdoor Unit-Air-Source) | DLCURAH24ABK |  |  | EA*4X24L14A* | *80VTL0451412A* | 23800 | 16.5 | 8.5 | 26800 | 24000 | 89.55% | 1.98 | 0 | 10 |  |  |  | No | R-410A | 1.9833 | Residential & Commercial | Ducted CEE Tier 1
211240771 | Central HP <5.4 tons | SMART COMFORT | HRCU-A-CB (Split System: Heat Pump with Remote Outdoor Unit-Air-Source) | DLCURAH24ABK |  |  | EA*4X24L17A* | *80ESU0601716A | 24600 | 16.5 | 8.5 | 27200 | 23000 | 84.56% | 1.9 | 0 | 10 |  |  |  | No | R-410A | 2.05 | Residential & Commercial | Ducted CEE Tier 1
211259991 | Central HP <5.4 tons | SMART COMFORT | HRCU-A-CB (Split System: Heat Pump with Remote Outdoor Unit-Air-Source) | DLCURAH18ABK |  |  | EA*4X19L17A* | *92ESN0401712A* | 18300 | 15.5 | 8.5 | 18400 | 17600 | 95.65% | 2.12 | 0 | 10.5 |  |  |  | No | R-410A | 1.525 | Residential & Commercial | Ducted CEE Tier 1
211260282 | Central HP <5.4 tons | SMART COMFORT | HRCU-A-CB (Split System: Heat Pump with Remote Outdoor Unit-Air-Source) | DLCURAH18ABK |  |  | EA*4X24L17A* | *96VSN0401410A* | 17400 | 16 | 8.5 | 18300 | 19200 | 104.9% | 2.3 | 0 | 10.5 |  |  |  | No | R-410A | 1.45 | Residential & Commercial | Ducted CEE Tier 1
211260732 | Central HP <5.4 tons | SMART COMFORT | HRCU-A-CB (Split System: Heat Pump with Remote Outdoor Unit-Air-Source) | DLCURAH18ABK |  |  | EA*4X25L17A* | *96VSN0401712A* | 18200 | 15.5 | 8.5 | 18200 | 17500 | 96.15% | 2.12 | 0 | 10.5 |  |  |  | No | R-410A | 1.5167 | Residential & Commercial | Ducted CEE Tier 1
211261236 | Central HP <5.4 tons | SMART COMFORT | HRCU-A-CB (Split System: Heat Pump with Remote Outdoor Unit-Air-Source) | DLCURAH18ABK |  |  | EA*4X25L17A* | OMV112K14A | 18700 | 15.5 | 8.5 | 18700 | 17400 | 93.05% | 2.12 | 0 | 11 |  |  |  | No | R-410A | 1.5583 | Residential & Commercial | Ducted CEE Tier 1
211260491 | Central HP <5.4 tons | SMART COMFORT | HRCU-A-CB (Split System: Heat Pump with Remote Outdoor Unit-Air-Source) | DLCURAH18ABK |  |  | EA*4X24L17A* | *96VTN0401410A* | 17400 | 16 | 8.5 | 18300 | 19200 | 104.9% | 2.3 | 0 | 10.5 |  |  |  | No | R-410A | 1.45 | Residential & Commercial | Ducted CEE Tier 1
211261400 | Central HP <5.4 tons | SMART COMFORT | HRCU-A-CB (Split System: Heat Pump with Remote Outdoor Unit-Air-Source) | DLCURAH18ABK |  |  | EA*4X30L14A* | *96VTN0601412A* | 18000 | 16 | 8.5 | 18500 | 18500 | 100% | 2.22 | 0 | 10.5 |  |  |  | No | R-410A | 1.5 | Residential & Commercial | Ducted CEE Tier 1
211261584 | Central HP <5.4 tons | SMART COMFORT | HRCU-A-CB (Split System: Heat Pump with Remote Outdoor Unit-Air-Source) | DLCURAH18ABK |  |  | EA*4X30L17A* | *96VSN0401410A* | 17500 | 16 | 8.5 | 18100 | 18600 | 102.8% | 2.24 | 0 | 10.5 |  |  |  | No | R-410A | 1.4583 | Residential & Commercial | Ducted CEE Tier 1
211229054 | Central HP <5.4 tons | SMART COMFORT | HRCU-A-CB (Split System: Heat Pump with Remote Outdoor Unit-Air-Source) | DLCURAH36ABK |  |  | EA*4X48L21A* | *95ESN1002120A* | 36400 | 15.5 | 8.5 | 38500 | 34800 | 90.39% | 2.08 | 0 | 10 |  |  |  | No | R-410A | 3.0333 | Residential & Commercial | Ducted CEE Tier 1
211230776 | Central HP <5.4 tons | SMART COMFORT | HRCU-A-CB (Split System: Heat Pump with Remote Outdoor Unit-Air-Source) | DLCURAH36ABK |  |  | EN(A,D)4X48L24** | *96VTN1002122A* | 36000 | 16.5 | 8.1 | 38500 | 34800 | 90.39% | 2.02 | 0 | 10.5 |  |  |  | No | R-410A | 3 | Residential & Commercial | Ducted CEE Tier 1
211230090 | Central HP <5.4 tons | SMART COMFORT | HRCU-A-CB (Split System: Heat Pump with Remote Outdoor Unit-Air-Source) | DLCURAH36ABK |  |  | EN(A,D,W)4X48L21** | *80VTL1102122A* | 37000 | 16 | 8.1 | 39500 | 35000 | 88.61% | 2.06 | 0 | 10.5 |  |  |  | No | R-410A | 3.0833 | Residential & Commercial | Ducted CEE Tier 1
211228837 | Central HP <5.4 tons | SMART COMFORT | HRCU-A-CB (Split System: Heat Pump with Remote Outdoor Unit-Air-Source) | DLCURAH36ABK |  |  | EA*4X48L21A* | *80VSL0701716A* | 35600 | 16 | 8.1 | 37800 | 34600 | 91.53% | 2.04 | 0 | 10 |  |  |  | No | R-410A | 2.9667 | Residential & Commercial | Ducted CEE Tier 1
211228846 | Central HP <5.4 tons | SMART COMFORT | HRCU-A-CB (Split System: Heat Pump with Remote Outdoor Unit-Air-Source) | DLCURAH36ABK |  |  | EA*4X48L21A* | *80VSL0702120A* | 35800 | 16 | 8.5 | 38500 | 34600 | 89.87% | 2.04 | 0 | 10 |  |  |  | No | R-410A | 2.9833 | Residential & Commercial | Ducted CEE Tier 1
211228855 | Central HP <5.4 tons | SMART COMFORT | HRCU-A-CB (Split System: Heat Pump with Remote Outdoor Unit-Air-Source) | DLCURAH36ABK |  |  | EA*4X48L21A* | *80VSL0902120A* | 35400 | 16 | 8.1 | 37800 | 34600 | 91.53% | 2.02 | 0 | 10 |  |  |  | No | R-410A | 2.95 | Residential & Commercial | Ducted CEE Tier 1
211240930 | Central HP <5.4 tons | SMART COMFORT | HRCU-A-CB (Split System: Heat Pump with Remote Outdoor Unit-Air-Source) | DLCURAH24ABK |  |  | EA*4X25L17A* | *95ESU0601716A* | 24800 | 17 | 8.5 | 25600 | 21000 | 82.03% | 1.78 | 0 | 10.5 |  |  |  | No | R-410A | 2.0667 | Residential & Commercial | Ducted CEE Tier 1
211241173 | Central HP <5.4 tons | SMART COMFORT | HRCU-A-CB (Split System: Heat Pump with Remote Outdoor Unit-Air-Source) | DLCURAH24ABK |  |  | EA*4X25L17A* | *92ESN0401410A* | 24800 | 15.5 | 8.5 | 26000 | 21200 | 81.54% | 1.76 | 0 | 10 |  |  |  | No | R-410A | 2.0667 | Residential & Commercial | Ducted CEE Tier 1
212985769 | Central HP <5.4 tons | DAY & NIGHT | HRCU-A-CB (Split System: Heat Pump with Remote Outdoor Unit-Air-Source) | DLCURAH24ABK |  |  | EA*4X24L17A* | *96MSN0261410A* | 23400 | 16.5 | 8.5 | 27000 | 26200 | 97.04% | 2.2 | 0 | 10 |  |  |  | No | R-410A | 1.95 | Residential & Commercial | Ducted CEE Tier 1
212984583 | Central HP <5.4 tons | DAY & NIGHT | HRCU-A-CB (Split System: Heat Pump with Remote Outdoor Unit-Air-Source) | DLCURAH24ABK |  |  | EA*4X25L17A* | *92MSN0801716A* | 24000 | 17.5 | 8.5 | 25000 | 21800 | 87.2% | 1.84 | 0 | 10 |  |  |  | No | R-410A | 2 | Residential & Commercial | Ducted CEE Tier 1
211240862 | Central HP <5.4 tons | SMART COMFORT | HRCU-A-CB (Split System: Heat Pump with Remote Outdoor Unit-Air-Source) | DLCURAH24ABK |  |  | EA*4X25L17A* | *96VSN0801716A* | 24800 | 17 | 8.5 | 25600 | 21200 | 82.81% | 1.78 | 0 | 10.5 |  |  |  | No | R-410A | 2.0667 | Residential & Commercial | Ducted CEE Tier 1
206765758 | Central HP <5.4 tons | DAY & NIGHT | HRCU-A-CB (Split System: Heat Pump with Remote Outdoor Unit-Air-Source) | CVH825GKA3* |  |  | EA*4X36L21A*+WALLCON | *96CTN0601714A* | 23400 | 16.5 | 8.1 | 21600 | 16700 | 77.31% | 1.92 | 11 | 10.5 |  |  |  | No | R-410A | 1.95 | Residential & Commercial | Ducted CEE Tier 1
206767092 | Central HP <5.4 tons | DAY & NIGHT | HRCU-A-CB (Split System: Heat Pump with Remote Outdoor Unit-Air-Source) | CVH825GKA3* |  |  | EA*4X25L17A*+WALLCON | *80CSU0401712A* | 24400 | 17 | 8.1 | 21200 | 16600 | 78.3% | 2.02 | 11.5 | 11 |  |  |  | No | R-410A | 2.0333 | Residential & Commercial | Ducted CEE Tier 1
206767110 | Central HP <5.4 tons | DAY & NIGHT | HRCU-A-CB (Split System: Heat Pump with Remote Outdoor Unit-Air-Source) | CVH825GKA3* |  |  | EA*4X30L17A*+WALLCON | *80CSU0401712A* | 23400 | 16.5 | 8.1 | 21600 | 16700 | 77.31% | 1.9 | 11 | 10.5 |  |  |  | No | R-410A | 1.95 | Residential & Commercial | Ducted CEE Tier 1
206767532 | Central HP <5.4 tons | TEMPSTAR | HRCU-A-CB (Split System: Heat Pump with Remote Outdoor Unit-Air-Source) | TVH825GKA3* |  |  | EA*4X37L17A*+WALLCON | *95CSU0601716A* | 24200 | 16.5 | 8.1 | 21400 | 16800 | 78.5% | 1.98 | 11 | 10.5 |  |  |  | No | R-410A | 2.0167 | Residential & Commercial | Ducted CEE Tier 1
216051141 | Central HP <5.4 tons | FRIEDRICH | HRCU-A-CB (Split System: Heat Pump with Remote Outdoor Unit-Air-Source) | FRP19AY60AJVC |  |  | TCFY6021SEAAM | FR802V1005A21UH | 54000 | 17 | 10 | 54000 | 48500 | 89.81% | 2 | 0 | 10 |  |  |  | No | R-454B | 4.5 | Residential & Commercial | Ducted CEE Tier 1
207526278 | Central HP <5.4 tons | TRANE | HRCU-A-CB (Split System: Heat Pump with Remote Outdoor Unit-Air-Source) | 4TWV8X24A1 |  |  | 4TXCB004DS3 | *UHMB060ACV3 | 23800 | 18 | 8.5 | 18100 | 12700 | 70.17% | 1.8 | 12.5 | 12.5 |  |  |  | No | R-410A | 1.9833 | Residential & Commercial | Ducted CEE Tier 1
206771141 | Central HP <5.4 tons | DAY & NIGHT | HRCU-A-CB (Split System: Heat Pump with Remote Outdoor Unit-Air-Source) | CVH837GKA2* |  |  | EA*4X36L21A*+WALLCON | *96CTN1002122A* | 31600 | 17 | 8.1 | 33200 | 24200 | 72.89% | 1.86 | 11 | 11 |  |  |  | No | R-410A | 2.6333 | Residential & Commercial | Ducted CEE Tier 1
206771393 | Central HP <5.4 tons | DAY & NIGHT | HRCU-A-CB (Split System: Heat Pump with Remote Outdoor Unit-Air-Source) | CVH837GKA2* |  |  | EA*4X42L21A*+WALLCON | *80CTL0701716A* | 31800 | 17 | 8.1 | 33200 | 24600 | 74.1% | 1.88 | 11 | 11 |  |  |  | No | R-410A | 2.65 | Residential & Commercial | Ducted CEE Tier 1
206773650 | Central HP <5.4 tons | TEMPSTAR | HRCU-A-CB (Split System: Heat Pump with Remote Outdoor Unit-Air-Source) | TVH837GKA2* |  |  | EHD4X36AAL+WALLCON | *95CSU1002122A* | 32200 | 16.5 | 8.1 | 33200 | 24600 | 74.1% | 1.94 | 11.5 | 11 |  |  |  | No | R-410A | 2.6833 | Residential & Commercial | Ducted CEE Tier 1
215223956 | Central HP <5.4 tons | YORK | HRCU-A-CB (Split System: Heat Pump with Remote Outdoor Unit-Air-Source) | HH824E2S11 |  |  | CTM36B5ADS1 | Y81E080B12SMPS1 | 23000 | 18 | 9.5 | 23000 | 18600 | 80.87% | 2 | 0 | 12 |  |  |  | No | R-454B | 1.9167 | Residential & Commercial | Ducted CEE Tier 1
206771510 | Central HP <5.4 tons | DAY & NIGHT | HRCU-A-CB (Split System: Heat Pump with Remote Outdoor Unit-Air-Source) | CVH837GKA2* |  |  | EA*4X42L21A*+WALLCON | *97CMN0602120A* | 31600 | 17 | 8.1 | 33400 | 24800 | 74.25% | 1.86 | 11 | 11 |  |  |  | No | R-410A | 2.6333 | Residential & Commercial | Ducted CEE Tier 1
206771609 | Central HP <5.4 tons | DAY & NIGHT | HRCU-A-CB (Split System: Heat Pump with Remote Outdoor Unit-Air-Source) | CVH837GKA2* |  |  | EA*4X42L24A*+WALLCON | *97CMN0602120A* | 31600 | 17 | 8.1 | 33400 | 24600 | 73.65% | 1.88 | 11.5 | 11 |  |  |  | No | R-410A | 2.6333 | Residential & Commercial | Ducted CEE Tier 1
206771627 | Central HP <5.4 tons | DAY & NIGHT | HRCU-A-CB (Split System: Heat Pump with Remote Outdoor Unit-Air-Source) | CVH837GKA2* |  |  | EA*4X43L21A*+WALLCON | *80CTL0701716A* | 32800 | 17.5 | 8.5 | 33000 | 25200 | 76.36% | 1.98 | 11 | 11.7 |  |  |  | No | R-410A | 2.7333 | Residential & Commercial | Ducted CEE Tier 1
211228690 | Central HP <5.4 tons | SMART COMFORT | HRCU-A-CB (Split System: Heat Pump with Remote Outdoor Unit-Air-Source) | DLCURAH36ABK |  |  | EA*4X43L21A* | OMV098J12* | 36200 | 15.2 | 8.5 | 38500 | 35000 | 90.91% | 2.06 | 0 | 10 |  |  |  | No | R-410A | 3.0167 | Residential & Commercial | Ducted CEE Tier 1
211228474 | Central HP <5.4 tons | SMART COMFORT | HRCU-A-CB (Split System: Heat Pump with Remote Outdoor Unit-Air-Source) | DLCURAH36ABK |  |  | EA*4X43L21A* | *92ESN1002122A* | 37400 | 15.2 | 8.5 | 39000 | 35000 | 89.74% | 2.16 | 0 | 10 |  |  |  | No | R-410A | 3.1167 | Residential & Commercial | Ducted CEE Tier 1
211229011 | Central HP <5.4 tons | SMART COMFORT | HRCU-A-CB (Split System: Heat Pump with Remote Outdoor Unit-Air-Source) | DLCURAH36ABK |  |  | EA*4X48L21A* | *92ESN1002122A* | 37400 | 15.2 | 8.5 | 38500 | 35000 | 90.91% | 2.12 | 0 | 10 |  |  |  | No | R-410A | 3.1167 | Residential & Commercial | Ducted CEE Tier 1
211261752 | Central HP <5.4 tons | SMART COMFORT | HRCU-A-CB (Split System: Heat Pump with Remote Outdoor Unit-Air-Source) | DLCURAH18ABK |  |  | EA*4X30L17A* | *80ESU0401712A* | 18600 | 16.5 | 9 | 19000 | 18200 | 95.79% | 2.22 | 0 | 11 |  |  |  | No | R-410A | 1.55 | Residential & Commercial | Ducted CEE Tier 1
211260413 | Central HP <5.4 tons | SMART COMFORT | HRCU-A-CB (Split System: Heat Pump with Remote Outdoor Unit-Air-Source) | DLCURAH18ABK |  |  | EA*4X24L17A* | *96VTN0401712A* | 17700 | 15.5 | 8.5 | 18700 | 19100 | 102.1% | 2.28 | 0 | 10.5 |  |  |  | No | R-410A | 1.475 | Residential & Commercial | Ducted CEE Tier 1
211260093 | Central HP <5.4 tons | SMART COMFORT | HRCU-A-CB (Split System: Heat Pump with Remote Outdoor Unit-Air-Source) | DLCURAH18ABK |  |  | EA*4X24L14A* | *96VSN0401410A* | 17300 | 16 | 8.5 | 18300 | 19200 | 104.9% | 2.3 | 0 | 10.5 |  |  |  | No | R-410A | 1.4417 | Residential & Commercial | Ducted CEE Tier 1
212984739 | Central HP <5.4 tons | DAY & NIGHT | HRCU-A-CB (Split System: Heat Pump with Remote Outdoor Unit-Air-Source) | DLCURAH18ABK |  |  | EA*4X30L17A* | *92MSN0801716A* | 17900 | 16.5 | 8.5 | 18500 | 18700 | 101.1% | 2.26 | 0 | 10.5 |  |  |  | No | R-410A | 1.4917 | Residential & Commercial | Ducted CEE Tier 1
211229278 | Central HP <5.4 tons | SMART COMFORT | HRCU-A-CB (Split System: Heat Pump with Remote Outdoor Unit-Air-Source) | DLCURAH36ABK |  |  | EA*4X48L24A* | *80ES(N,L)0902120A* | 36600 | 16 | 8.5 | 38500 | 34800 | 90.39% | 2.08 | 0 | 10 |  |  |  | No | R-410A | 3.05 | Residential & Commercial | Ducted CEE Tier 1
211229509 | Central HP <5.4 tons | SMART COMFORT | HRCU-A-CB (Split System: Heat Pump with Remote Outdoor Unit-Air-Source) | DLCURAH36ABK |  |  | EA*4X48L24A* | *95ESN1002122A* | 37400 | 15.5 | 8.5 | 38500 | 35000 | 90.91% | 2.14 | 0 | 10 |  |  |  | No | R-410A | 3.1167 | Residential & Commercial | Ducted CEE Tier 1
211229609 | Central HP <5.4 tons | SMART COMFORT | HRCU-A-CB (Split System: Heat Pump with Remote Outdoor Unit-Air-Source) | DLCURAH36ABK |  |  | EA*4X48L24A* | *96VTN1002120A* | 36400 | 15.5 | 8.5 | 38500 | 34800 | 90.39% | 2.08 | 0 | 10 |  |  |  | No | R-410A | 3.0333 | Residential & Commercial | Ducted CEE Tier 1
211230412 | Central HP <5.4 tons | SMART COMFORT | HRCU-A-CB (Split System: Heat Pump with Remote Outdoor Unit-Air-Source) | DLCURAH36ABK |  |  | EN(A,D)4X48L24** | *80ES(N,L)0702116A* | 35800 | 16.5 | 8.1 | 38500 | 34800 | 90.39% | 2 | 0 | 10 |  |  |  | No | R-410A | 2.9833 | Residential & Commercial | Ducted CEE Tier 1
211230348 | Central HP <5.4 tons | SMART COMFORT | HRCU-A-CB (Split System: Heat Pump with Remote Outdoor Unit-Air-Source) | DLCURAH36ABK |  |  | EN(A,D,W)4X48L21** | *96VTN1002122A* | 36000 | 16.5 | 8.1 | 38500 | 34800 | 90.39% | 2.02 | 0 | 10.5 |  |  |  | No | R-410A | 3 | Residential & Commercial | Ducted CEE Tier 1
211230127 | Central HP <5.4 tons | SMART COMFORT | HRCU-A-CB (Split System: Heat Pump with Remote Outdoor Unit-Air-Source) | DLCURAH36ABK |  |  | EN(A,D,W)4X48L21** | *92ESN0601714A* | 36200 | 16 | 8.1 | 38500 | 34800 | 90.39% | 2.02 | 0 | 10 |  |  |  | No | R-410A | 3.0167 | Residential & Commercial | Ducted CEE Tier 1
211230212 | Central HP <5.4 tons | SMART COMFORT | HRCU-A-CB (Split System: Heat Pump with Remote Outdoor Unit-Air-Source) | DLCURAH36ABK |  |  | EN(A,D,W)4X48L21** | *95ESN1002122A* | 37600 | 15.5 | 8.5 | 39500 | 35000 | 88.61% | 2.08 | 0 | 10.5 |  |  |  | No | R-410A | 3.1333 | Residential & Commercial | Ducted CEE Tier 1
211259927 | Central HP <5.4 tons | SMART COMFORT | HRCU-A-CB (Split System: Heat Pump with Remote Outdoor Unit-Air-Source) | DLCURAH18ABK |  |  | EA*4X19L17A* | *80ES(N,L)0701712A* | 18600 | 16.5 | 8.5 | 18400 | 17500 | 95.11% | 2.14 | 0 | 11 |  |  |  | No | R-410A | 1.55 | Residential & Commercial | Ducted CEE Tier 1
211260463 | Central HP <5.4 tons | SMART COMFORT | HRCU-A-CB (Split System: Heat Pump with Remote Outdoor Unit-Air-Source) | DLCURAH18ABK |  |  | EA*4X24L17A* | *95ESN0401712A* | 17300 | 15.5 | 8.5 | 18300 | 19300 | 105.5% | 2.3 | 0 | 10 |  |  |  | No | R-410A | 1.4417 | Residential & Commercial | Ducted CEE Tier 1
211260597 | Central HP <5.4 tons | SMART COMFORT | HRCU-A-CB (Split System: Heat Pump with Remote Outdoor Unit-Air-Source) | DLCURAH18ABK |  |  | EA*4X24L17A* | *92ESN0601714A* | 17700 | 16.5 | 8.5 | 18500 | 19100 | 103.2% | 2.3 | 0 | 10.5 |  |  |  | No | R-410A | 1.475 | Residential & Commercial | Ducted CEE Tier 1
211260396 | Central HP <5.4 tons | SMART COMFORT | HRCU-A-CB (Split System: Heat Pump with Remote Outdoor Unit-Air-Source) | DLCURAH18ABK |  |  | EA*4X24L17A* | *80VTL0451412A* | 17600 | 16.5 | 8.5 | 18500 | 19100 | 103.2% | 2.3 | 0 | 10.5 |  |  |  | No | R-410A | 1.4667 | Residential & Commercial | Ducted CEE Tier 1
211260211 | Central HP <5.4 tons | SMART COMFORT | HRCU-A-CB (Split System: Heat Pump with Remote Outdoor Unit-Air-Source) | DLCURAH18ABK |  |  | EA*4X24L14A* | *92ESN0601412A* | 18100 | 16 | 9 | 18900 | 18900 | 100% | 2.28 | 0 | 10.5 |  |  |  | No | R-410A | 1.5083 | Residential & Commercial | Ducted CEE Tier 1
211260711 | Central HP <5.4 tons | SMART COMFORT | HRCU-A-CB (Split System: Heat Pump with Remote Outdoor Unit-Air-Source) | DLCURAH18ABK |  |  | EA*4X25L17A* | *96VSN0601714A* | 18200 | 16 | 8.5 | 18100 | 17600 | 97.24% | 2.12 | 0 | 11 |  |  |  | No | R-410A | 1.5167 | Residential & Commercial | Ducted CEE Tier 1
211260647 | Central HP <5.4 tons | SMART COMFORT | HRCU-A-CB (Split System: Heat Pump with Remote Outdoor Unit-Air-Source) | DLCURAH18ABK |  |  | EA*4X24L17A* | *80ESU0601716A | 18500 | 16 | 9 | 19400 | 18600 | 95.88% | 2.26 | 0 | 10.5 |  |  |  | No | R-410A | 1.5417 | Residential & Commercial | Ducted CEE Tier 1
211227538 | Central HP <5.4 tons | SMART COMFORT | HRCU-A-CB (Split System: Heat Pump with Remote Outdoor Unit-Air-Source) | DLCURAH36ABK |  |  | EA*4X42L21A* | *92ESN0802120A* | 35200 | 16.5 | 8.1 | 38500 | 35000 | 90.91% | 1.88 | 0 | 10 |  |  |  | No | R-410A | 2.9333 | Residential & Commercial | Ducted CEE Tier 1
211227236 | Central HP <5.4 tons | SMART COMFORT | HRCU-A-CB (Split System: Heat Pump with Remote Outdoor Unit-Air-Source) | DLCURAH36ABK |  |  | EA*4X37L21A* | OMV098J12* | 36200 | 15.2 | 8.5 | 38500 | 35000 | 90.91% | 2.06 | 0 | 10 |  |  |  | No | R-410A | 3.0167 | Residential & Commercial | Ducted CEE Tier 1
211228107 | Central HP <5.4 tons | SMART COMFORT | HRCU-A-CB (Split System: Heat Pump with Remote Outdoor Unit-Air-Source) | DLCURAH36ABK |  |  | EA*4X42L24A* | *95ESU1002122A* | 36600 | 15.2 | 8.1 | 40000 | 35200 | 88% | 1.94 | 0 | 10 |  |  |  | No | R-410A | 3.05 | Residential & Commercial | Ducted CEE Tier 1
204299844 | Central HP <5.4 tons | TEMPSTAR | HRCU-A-CB (Split System: Heat Pump with Remote Outdoor Unit-Air-Source) | TVH837GKA** |  |  | EN(A,D,W)4X48L21**+WALLCON | *80CTL0901716A* | 32400 | 18 | 8.1 | 32800 | 24800 | 75.61% | 1.98 | 12.5 | 11.7 |  |  |  | No | R-410A | 2.7 | Residential & Commercial | Ducted CEE Tier 1
204300278 | Central HP <5.4 tons | TEMPSTAR | HRCU-A-CB (Split System: Heat Pump with Remote Outdoor Unit-Air-Source) | TVH837GKA** |  |  | EHD4X42AAL+WALLCON | *80CTL1352422A* | 32600 | 17 | 8.1 | 33000 | 24800 | 75.15% | 1.96 | 11 | 11 |  |  |  | No | R-410A | 2.7167 | Residential & Commercial | Ducted CEE Tier 1
204300548 | Central HP <5.4 tons | TEMPSTAR | HRCU-A-CB (Split System: Heat Pump with Remote Outdoor Unit-Air-Source) | TVH837GKA** |  |  | EHD4X48AAL+WALLCON | *97CMN1202422A* | 32600 | 16.5 | 8.1 | 33000 | 25000 | 75.76% | 1.96 | 11.5 | 11 |  |  |  | No | R-410A | 2.7167 | Residential & Commercial | Ducted CEE Tier 1
206135983 | Central HP <5.4 tons | TEMPSTAR | HRCU-A-CB (Split System: Heat Pump with Remote Outdoor Unit-Air-Source) | TVH837GKA** |  |  | EHD4X42AAL+WALLCON | *80CSU0601716A* | 32400 | 16.5 | 8.1 | 33200 | 24800 | 74.7% | 1.94 | 11.5 | 11 |  |  |  | No | R-410A | 2.7 | Residential & Commercial | Ducted CEE Tier 1
206136003 | Central HP <5.4 tons | TEMPSTAR | HRCU-A-CB (Split System: Heat Pump with Remote Outdoor Unit-Air-Source) | TVH837GKA** |  |  | EHD4X42AAL+WALLCON | *80CSU1002120A* | 32400 | 16 | 8.1 | 33200 | 24800 | 74.7% | 1.94 | 11.5 | 11 |  |  |  | No | R-410A | 2.7 | Residential & Commercial | Ducted CEE Tier 1
211261566 | Central HP <5.4 tons | SMART COMFORT | HRCU-A-CB (Split System: Heat Pump with Remote Outdoor Unit-Air-Source) | DLCURAH18ABK |  |  | EA*4X30L17A* | *96VSN0601714A* | 17800 | 16 | 8.5 | 18400 | 18500 | 100.5% | 2.22 | 0 | 10.5 |  |  |  | No | R-410A | 1.4833 | Residential & Commercial | Ducted CEE Tier 1
211261731 | Central HP <5.4 tons | SMART COMFORT | HRCU-A-CB (Split System: Heat Pump with Remote Outdoor Unit-Air-Source) | DLCURAH18ABK |  |  | EA*4X30L17A* | *80VSL0701716A* | 17600 | 16 | 8.5 | 18100 | 18600 | 102.8% | 2.24 | 0 | 10.5 |  |  |  | No | R-410A | 1.4667 | Residential & Commercial | Ducted CEE Tier 1
211261800 | Central HP <5.4 tons | SMART COMFORT | HRCU-A-CB (Split System: Heat Pump with Remote Outdoor Unit-Air-Source) | DLCURAH18ABK |  |  | EA*4X30L17A* | *96VTN0401712A* | 17900 | 15.5 | 8.5 | 18500 | 18500 | 100% | 2.22 | 0 | 10.5 |  |  |  | No | R-410A | 1.4917 | Residential & Commercial | Ducted CEE Tier 1
211259866 | Central HP <5.4 tons | SMART COMFORT | HRCU-A-CB (Split System: Heat Pump with Remote Outdoor Unit-Air-Source) | DLCURAH18ABK |  |  | EA*4X19L17A* | *95ESN0261410A* | 18600 | 16 | 8.5 | 18600 | 17500 | 94.09% | 2.12 | 0 | 11 |  |  |  | No | R-410A | 1.55 | Residential & Commercial | Ducted CEE Tier 1
211260250 | Central HP <5.4 tons | SMART COMFORT | HRCU-A-CB (Split System: Heat Pump with Remote Outdoor Unit-Air-Source) | DLCURAH18ABK |  |  | EA*4X24L17A* | *80VSL0451412A* | 17700 | 16 | 8.5 | 18600 | 19100 | 102.7% | 2.28 | 0 | 10.5 |  |  |  | No | R-410A | 1.475 | Residential & Commercial | Ducted CEE Tier 1
211260541 | Central HP <5.4 tons | SMART COMFORT | HRCU-A-CB (Split System: Heat Pump with Remote Outdoor Unit-Air-Source) | DLCURAH18ABK |  |  | EA*4X24L17A* | *80ES(N,L)0451412A* | 18000 | 16 | 8.5 | 18900 | 18900 | 100% | 2.28 | 0 | 10.5 |  |  |  | No | R-410A | 1.5 | Residential & Commercial | Ducted CEE Tier 1
211260766 | Central HP <5.4 tons | SMART COMFORT | HRCU-A-CB (Split System: Heat Pump with Remote Outdoor Unit-Air-Source) | DLCURAH18ABK |  |  | EA*4X25L17A* | *95ESU0401712A* | 18200 | 16.5 | 8.5 | 18000 | 17600 | 97.78% | 2.12 | 0 | 11 |  |  |  | No | R-410A | 1.5167 | Residential & Commercial | Ducted CEE Tier 1
214229310 | Central HP <5.4 tons | BRYANT HEATING AND COOLING SYSTEMS | HRCU-A-CB (Split System: Heat Pump with Remote Outdoor Unit-Air-Source) | 38MURAQ36AB3* |  |  | CNPV*4217AL* | 83*SB48060M17*** | 35400 | 16 | 8.1 | 38500 | 35000 | 90.91% | 1.96 | 0 | 10 |  |  |  | No | R-410A | 2.95 | Residential & Commercial | Ducted CEE Tier 1
213076120 | Central HP <5.4 tons | DAY & NIGHT | HRCU-A-CB (Split System: Heat Pump with Remote Outdoor Unit-Air-Source) | DLCURAH24ABK |  |  | EN(A,D)4X36L21** | *95MSU1002120A* | 23800 | 17 | 8.5 | 26400 | 24000 | 90.91% | 2 | 0 | 10.5 |  |  |  | No | R-410A | 1.9833 | Residential & Commercial | Ducted CEE Tier 1
211240306 | Central HP <5.4 tons | SMART COMFORT | HRCU-A-CB (Split System: Heat Pump with Remote Outdoor Unit-Air-Source) | DLCURAH24ABK |  |  | EA*4X24L14A* | *96VTN0601412A* | 23200 | 16 | 8.5 | 26400 | 25600 | 96.97% | 2.14 | 0 | 10 |  |  |  | No | R-410A | 1.9333 | Residential & Commercial | Ducted CEE Tier 1
211240390 | Central HP <5.4 tons | SMART COMFORT | HRCU-A-CB (Split System: Heat Pump with Remote Outdoor Unit-Air-Source) | DLCURAH24ABK |  |  | EA*4X24L17A* | *96VSN0601714A* | 23800 | 16 | 8.5 | 26800 | 24000 | 89.55% | 1.98 | 0 | 10 |  |  |  | No | R-410A | 1.9833 | Residential & Commercial | Ducted CEE Tier 1
212984118 | Central HP <5.4 tons | SMART COMFORT | HRCU-A-CB (Split System: Heat Pump with Remote Outdoor Unit-Air-Source) | DLCURAH24ABK |  |  | EN(A,D)4X24L17** | *92MSN0601714A* | 23200 | 16.5 | 8.5 | 26800 | 25400 | 94.78% | 2.14 | 0 | 10 |  |  |  | No | R-410A | 1.9333 | Residential & Commercial | Ducted CEE Tier 1
211241818 | Central HP <5.4 tons | SMART COMFORT | HRCU-A-CB (Split System: Heat Pump with Remote Outdoor Unit-Air-Source) | DLCURAH24ABK |  |  | EA*4X36L17A* | *80VSL0451412A* | 23400 | 16.5 | 8.5 | 25600 | 23600 | 92.19% | 1.96 | 0 | 10 |  |  |  | No | R-410A | 1.95 | Residential & Commercial | Ducted CEE Tier 1
211241550 | Central HP <5.4 tons | SMART COMFORT | HRCU-A-CB (Split System: Heat Pump with Remote Outdoor Unit-Air-Source) | DLCURAH24ABK |  |  | EA*4X30L17A* | *96VTN0801716A* | 24200 | 16.5 | 8.5 | 26400 | 23000 | 87.12% | 1.9 | 0 | 10 |  |  |  | No | R-410A | 2.0167 | Residential & Commercial | Ducted CEE Tier 1
213077445 | Central HP <5.4 tons | SMART COMFORT | HRCU-A-CB (Split System: Heat Pump with Remote Outdoor Unit-Air-Source) | DLCURAH36ABK |  |  | END4X42L17** | *96VTN0801716B* | 35800 | 15.5 | 8.1 | 39000 | 35200 | 90.26% | 1.96 | 0 | 10 |  |  |  | No | R-410A | 2.9833 | Residential & Commercial | Ducted CEE Tier 1
213077620 | Central HP <5.4 tons | SMART COMFORT | HRCU-A-CB (Split System: Heat Pump with Remote Outdoor Unit-Air-Source) | DLCURAH36ABK |  |  | EA*4X42L21A* | *96VTN1002120B* | 35400 | 16 | 8.1 | 38500 | 35000 | 90.91% | 1.88 | 0 | 10 |  |  |  | No | R-410A | 2.95 | Residential & Commercial | Ducted CEE Tier 1
213078572 | Central HP <5.4 tons | SMART COMFORT | HRCU-A-CB (Split System: Heat Pump with Remote Outdoor Unit-Air-Source) | DLCURAH36ABK |  |  | EN(A,D,W)4X48L21** | *80MS(N,L)0902120A* | 36000 | 16.5 | 8.1 | 38500 | 35000 | 90.91% | 2 | 0 | 10.5 |  |  |  | No | R-410A | 3 | Residential & Commercial | Ducted CEE Tier 1
211230230 | Central HP <5.4 tons | SMART COMFORT | HRCU-A-CB (Split System: Heat Pump with Remote Outdoor Unit-Air-Source) | DLCURAH36ABK |  |  | EN(A,D,W)4X48L21** | *96VSN0601714A* | 35600 | 15.5 | 8.1 | 38500 | 35000 | 90.91% | 2 | 0 | 10 |  |  |  | No | R-410A | 2.9667 | Residential & Commercial | Ducted CEE Tier 1
211229628 | Central HP <5.4 tons | SMART COMFORT | HRCU-A-CB (Split System: Heat Pump with Remote Outdoor Unit-Air-Source) | DLCURAH36ABK |  |  | EA*4X48L24A* | *96VTN1202422A* | 36000 | 16 | 8.5 | 38500 | 34600 | 89.87% | 2.06 | 0 | 10 |  |  |  | No | R-410A | 3 | Residential & Commercial | Ducted CEE Tier 1
211241921 | Central HP <5.4 tons | SMART COMFORT | HRCU-A-CB (Split System: Heat Pump with Remote Outdoor Unit-Air-Source) | DLCURAH24ABK |  |  | EA*4X36L17A* | *80VSL0451716A* | 24200 | 16.5 | 8.5 | 26200 | 22600 | 86.26% | 1.86 | 0 | 10 |  |  |  | No | R-410A | 2.0167 | Residential & Commercial | Ducted CEE Tier 1
206136290 | Central HP <5.4 tons | DAY & NIGHT | HRCU-A-CB (Split System: Heat Pump with Remote Outdoor Unit-Air-Source) | CVH837GKA** |  |  | EN(A,D,W)4X48L21**+WALLCON | *95CSU1002122A* | 32400 | 17.5 | 8.1 | 32800 | 24600 | 75% | 1.98 | 12 | 11.7 |  |  |  | No | R-410A | 2.7 | Residential & Commercial | Ducted CEE Tier 1
211240285 | Central HP <5.4 tons | SMART COMFORT | HRCU-A-CB (Split System: Heat Pump with Remote Outdoor Unit-Air-Source) | DLCURAH24ABK |  |  | EA*4X24L14A* | *95ESN0601412A* | 24000 | 15.5 | 8.5 | 27200 | 23600 | 86.76% | 1.92 | 0 | 10 |  |  |  | No | R-410A | 2 | Residential & Commercial | Ducted CEE Tier 1
211240603 | Central HP <5.4 tons | SMART COMFORT | HRCU-A-CB (Split System: Heat Pump with Remote Outdoor Unit-Air-Source) | DLCURAH24ABK |  |  | EA*4X24L17A* | *96VTN0601412A* | 23200 | 16.5 | 8.5 | 26400 | 25600 | 96.97% | 2.14 | 0 | 10 |  |  |  | No | R-410A | 1.9333 | Residential & Commercial | Ducted CEE Tier 1
211240426 | Central HP <5.4 tons | SMART COMFORT | HRCU-A-CB (Split System: Heat Pump with Remote Outdoor Unit-Air-Source) | DLCURAH24ABK |  |  | EA*4X24L17A* | *96VSN0801716A* | 23800 | 16.5 | 8.5 | 26800 | 24000 | 89.55% | 1.98 | 0 | 10 |  |  |  | No | R-410A | 1.9833 | Residential & Commercial | Ducted CEE Tier 1
211241253 | Central HP <5.4 tons | SMART COMFORT | HRCU-A-CB (Split System: Heat Pump with Remote Outdoor Unit-Air-Source) | DLCURAH24ABK |  |  | EA*4X30L14A* | *96VSN0401410A* | 23600 | 15.5 | 8.5 | 26200 | 23600 | 90.08% | 1.94 | 0 | 10 |  |  |  | No | R-410A | 1.9667 | Residential & Commercial | Ducted CEE Tier 1
211241882 | Central HP <5.4 tons | SMART COMFORT | HRCU-A-CB (Split System: Heat Pump with Remote Outdoor Unit-Air-Source) | DLCURAH24ABK |  |  | EA*4X36L17A* | *95ESU0401712A* | 23800 | 16.5 | 8.5 | 25800 | 23200 | 89.92% | 1.92 | 0 | 10 |  |  |  | No | R-410A | 1.9833 | Residential & Commercial | Ducted CEE Tier 1
206773373 | Central HP <5.4 tons | TEMPSTAR | HRCU-A-CB (Split System: Heat Pump with Remote Outdoor Unit-Air-Source) | TVH837GKA2* |  |  | EHD4X48AAL+WALLCON | *80CSU0601716A* | 32600 | 16.5 | 8.1 | 33200 | 25000 | 75.3% | 1.96 | 11.5 | 11 |  |  |  | No | R-410A | 2.7167 | Residential & Commercial | Ducted CEE Tier 1
212984418 | Central HP <5.4 tons | SMART COMFORT | HRCU-A-CB (Split System: Heat Pump with Remote Outdoor Unit-Air-Source) | DLCURAH36ABK |  |  | EA*4X48L21A* | *92MSN0801716A* | 35800 | 16.5 | 8.5 | 37800 | 34600 | 91.53% | 2.02 | 0 | 10 |  |  |  | No | R-410A | 2.9833 | Residential & Commercial | Ducted CEE Tier 1
213078102 | Central HP <5.4 tons | SMART COMFORT | HRCU-A-CB (Split System: Heat Pump with Remote Outdoor Unit-Air-Source) | DLCURAH36ABK |  |  | EA*4X43L21A* | *80MS(N,L)0701716A* | 36600 | 16 | 8.5 | 38500 | 35000 | 90.91% | 2.06 | 0 | 10 |  |  |  | No | R-410A | 3.05 | Residential & Commercial | Ducted CEE Tier 1
213079540 | Central HP <5.4 tons | SMART COMFORT | HRCU-A-CB (Split System: Heat Pump with Remote Outdoor Unit-Air-Source) | DLCURAH36ABK |  |  | EA*4X37L17A* | *92MSN0801716A* | 36400 | 15.5 | 8.5 | 38500 | 35000 | 90.91% | 2.02 | 0 | 10 |  |  |  | No | R-410A | 3.0333 | Residential & Commercial | Ducted CEE Tier 1
206771909 | Central HP <5.4 tons | TEMPSTAR | HRCU-A-CB (Split System: Heat Pump with Remote Outdoor Unit-Air-Source) | TVH837GKA2* |  |  | EA*4X48L24A*+WALLCON | *80CTL1352422A* | 32400 | 17.5 | 8.5 | 32400 | 24800 | 76.54% | 2 | 12 | 11.7 |  |  |  | No | R-410A | 2.7 | Residential & Commercial | Ducted CEE Tier 1
206772368 | Central HP <5.4 tons | TEMPSTAR | HRCU-A-CB (Split System: Heat Pump with Remote Outdoor Unit-Air-Source) | TVH837GKA2* |  |  | EN(A,D)4X48L24**+WALLCON | *80CTL0902120A* | 32400 | 17.5 | 8.1 | 33000 | 24800 | 75.15% | 1.96 | 12 | 11.7 |  |  |  | No | R-410A | 2.7 | Residential & Commercial | Ducted CEE Tier 1
213079774 | Central HP <5.4 tons | SMART COMFORT | HRCU-A-CB (Split System: Heat Pump with Remote Outdoor Unit-Air-Source) | DLCURAH36ABK |  |  | EA*4X42L24A* | *92MSN1002120A* | 35400 | 16.5 | 8.1 | 38500 | 35000 | 90.91% | 1.88 | 0 | 10 |  |  |  | No | R-410A | 2.95 | Residential & Commercial | Ducted CEE Tier 1
213080024 | Central HP <5.4 tons | SMART COMFORT | HRCU-A-CB (Split System: Heat Pump with Remote Outdoor Unit-Air-Source) | DLCURAH36ABK |  |  | EA*4X37L17A* | *96MSN0801716A* | 35800 | 15.5 | 8.1 | 38500 | 35000 | 90.91% | 2 | 0 | 10 |  |  |  | No | R-410A | 2.9833 | Residential & Commercial | Ducted CEE Tier 1
213076703 | Central HP <5.4 tons | SMART COMFORT | HRCU-A-CB (Split System: Heat Pump with Remote Outdoor Unit-Air-Source) | DLCURAH36ABK |  |  | EN(A,D,W)4X42L21** | *80VTL0902120B* | 35600 | 15.5 | 8.1 | 39000 | 35200 | 90.26% | 1.9 | 0 | 10 |  |  |  | No | R-410A | 2.9667 | Residential & Commercial | Ducted CEE Tier 1
213077494 | Central HP <5.4 tons | SMART COMFORT | HRCU-A-CB (Split System: Heat Pump with Remote Outdoor Unit-Air-Source) | DLCURAH36ABK |  |  | EA*4X37L21A* | *96VTN0802120B* | 36600 | 16 | 8.5 | 38000 | 34800 | 91.58% | 2.06 | 0 | 10 |  |  |  | No | R-410A | 3.05 | Residential & Commercial | Ducted CEE Tier 1
211230366 | Central HP <5.4 tons | SMART COMFORT | HRCU-A-CB (Split System: Heat Pump with Remote Outdoor Unit-Air-Source) | DLCURAH36ABK |  |  | EN(A,D,W)4X48L21** | OLV112A16A | 36000 | 15.5 | 8.1 | 38500 | 35000 | 90.91% | 2.02 | 0 | 10 |  |  |  | No | R-410A | 3 | Residential & Commercial | Ducted CEE Tier 1
211260293 | Central HP <5.4 tons | SMART COMFORT | HRCU-A-CB (Split System: Heat Pump with Remote Outdoor Unit-Air-Source) | DLCURAH18ABK |  |  | EA*4X24L17A* | *96VSN0401712A* | 17700 | 15.5 | 8.5 | 18700 | 19100 | 102.1% | 2.28 | 0 | 10.5 |  |  |  | No | R-410A | 1.475 | Residential & Commercial | Ducted CEE Tier 1
211261531 | Central HP <5.4 tons | SMART COMFORT | HRCU-A-CB (Split System: Heat Pump with Remote Outdoor Unit-Air-Source) | DLCURAH18ABK |  |  | EA*4X30L17A* | *80VSL0451412A* | 17900 | 16 | 8.5 | 18400 | 18500 | 100.5% | 2.22 | 0 | 10.5 |  |  |  | No | R-410A | 1.4917 | Residential & Commercial | Ducted CEE Tier 1
211262084 | Central HP <5.4 tons | SMART COMFORT | HRCU-A-CB (Split System: Heat Pump with Remote Outdoor Unit-Air-Source) | DLCURAH18ABK |  |  | EA*4X30L17A* | *92ESN0601412A* | 18300 | 16.5 | 8.5 | 18800 | 18400 | 97.87% | 2.22 | 0 | 10.5 |  |  |  | No | R-410A | 1.525 | Residential & Commercial | Ducted CEE Tier 1
212984754 | Central HP <5.4 tons | SMART COMFORT | HRCU-A-CB (Split System: Heat Pump with Remote Outdoor Unit-Air-Source) | DLCURAH18ABK |  |  | EN(A,D)4X24L17** | *92MSN0801716A* | 17700 | 16.5 | 8.5 | 18700 | 19100 | 102.1% | 2.3 | 0 | 11 |  |  |  | No | R-410A | 1.475 | Residential & Commercial | Ducted CEE Tier 1
212984178 | Central HP <5.4 tons | SMART COMFORT | HRCU-A-CB (Split System: Heat Pump with Remote Outdoor Unit-Air-Source) | DLCURAH18ABK |  |  | EA*4X24L17A* | *92MSN0601714A* | 17500 | 16.5 | 8.5 | 18500 | 19400 | 104.9% | 2.34 | 0 | 10.5 |  |  |  | No | R-410A | 1.4583 | Residential & Commercial | Ducted CEE Tier 1
211242116 | Central HP <5.4 tons | SMART COMFORT | HRCU-A-CB (Split System: Heat Pump with Remote Outdoor Unit-Air-Source) | DLCURAH24ABK |  |  | EA*4X36L17A* | *80ES(N,L)0901714A* | 24600 | 17 | 8.5 | 26400 | 22200 | 84.09% | 1.84 | 0 | 10 |  |  |  | No | R-410A | 2.05 | Residential & Commercial | Ducted CEE Tier 1
211240494 | Central HP <5.4 tons | SMART COMFORT | HRCU-A-CB (Split System: Heat Pump with Remote Outdoor Unit-Air-Source) | DLCURAH24ABK |  |  | EA*4X24L17A* | *95ESU0601716A* | 24000 | 16.5 | 8.5 | 26800 | 24000 | 89.55% | 1.98 | 0 | 10 |  |  |  | No | R-410A | 2 | Residential & Commercial | Ducted CEE Tier 1
212986544 | Central HP <5.4 tons | SMART COMFORT | HRCU-A-CB (Split System: Heat Pump with Remote Outdoor Unit-Air-Source) | DLCURAH24ABK |  |  | EA*4X25L17A* | *96MSN0401712A* | 24200 | 15.5 | 8.1 | 25400 | 21600 | 85.04% | 1.8 | 0 | 10 |  |  |  | No | R-410A | 2.0167 | Residential & Commercial | Ducted CEE Tier 1
211240475 | Central HP <5.4 tons | SMART COMFORT | HRCU-A-CB (Split System: Heat Pump with Remote Outdoor Unit-Air-Source) | DLCURAH24ABK |  |  | EA*4X24L17A* | *80VSL0451716A* | 23800 | 16 | 8.5 | 26800 | 24000 | 89.55% | 1.98 | 0 | 10 |  |  |  | No | R-410A | 1.9833 | Residential & Commercial | Ducted CEE Tier 1
211240540 | Central HP <5.4 tons | SMART COMFORT | HRCU-A-CB (Split System: Heat Pump with Remote Outdoor Unit-Air-Source) | DLCURAH24ABK |  |  | EA*4X24L17A* | *96VTN0801716A* | 23800 | 16.5 | 8.5 | 26800 | 24000 | 89.55% | 1.98 | 0 | 10 |  |  |  | No | R-410A | 1.9833 | Residential & Commercial | Ducted CEE Tier 1
211241217 | Central HP <5.4 tons | SMART COMFORT | HRCU-A-CB (Split System: Heat Pump with Remote Outdoor Unit-Air-Source) | DLCURAH24ABK |  |  | EA*4X25L17A* | OMV098J12* | 24200 | 17 | 8.5 | 25200 | 21600 | 85.71% | 1.8 | 0 | 10 |  |  |  | No | R-410A | 2.0167 | Residential & Commercial | Ducted CEE Tier 1
211241316 | Central HP <5.4 tons | SMART COMFORT | HRCU-A-CB (Split System: Heat Pump with Remote Outdoor Unit-Air-Source) | DLCURAH24ABK |  |  | EA*4X30L14A* | *96VTN0601412A* | 23400 | 16.5 | 8.5 | 25800 | 24200 | 93.8% | 2 | 0 | 10 |  |  |  | No | R-410A | 1.95 | Residential & Commercial | Ducted CEE Tier 1
211240826 | Central HP <5.4 tons | SMART COMFORT | HRCU-A-CB (Split System: Heat Pump with Remote Outdoor Unit-Air-Source) | DLCURAH24ABK |  |  | EA*4X25L17A* | *96VSN0601714A* | 24800 | 16.5 | 8.5 | 25600 | 21200 | 82.81% | 1.78 | 0 | 10 |  |  |  | No | R-410A | 2.0667 | Residential & Commercial | Ducted CEE Tier 1
211240941 | Central HP <5.4 tons | SMART COMFORT | HRCU-A-CB (Split System: Heat Pump with Remote Outdoor Unit-Air-Source) | DLCURAH24ABK |  |  | EA*4X25L17A* | *80ESU0401712A* | 24600 | 17.5 | 8.5 | 25400 | 21200 | 83.46% | 1.8 | 0 | 10.5 |  |  |  | No | R-410A | 2.05 | Residential & Commercial | Ducted CEE Tier 1
211241007 | Central HP <5.4 tons | SMART COMFORT | HRCU-A-CB (Split System: Heat Pump with Remote Outdoor Unit-Air-Source) | DLCURAH24ABK |  |  | EA*4X25L17A* | *95ESN0401712A* | 24600 | 15.2 | 8.5 | 25800 | 21200 | 82.17% | 1.76 | 0 | 10 |  |  |  | No | R-410A | 2.05 | Residential & Commercial | Ducted CEE Tier 1
211241094 | Central HP <5.4 tons | SMART COMFORT | HRCU-A-CB (Split System: Heat Pump with Remote Outdoor Unit-Air-Source) | DLCURAH24ABK |  |  | EA*4X25L17A* | *80ES(N,L)0701712A* | 25000 | 16.5 | 8.5 | 25800 | 21000 | 81.4% | 1.76 | 0 | 10.5 |  |  |  | No | R-410A | 2.0833 | Residential & Commercial | Ducted CEE Tier 1
211230375 | Central HP <5.4 tons | SMART COMFORT | HRCU-A-CB (Split System: Heat Pump with Remote Outdoor Unit-Air-Source) | DLCURAH36ABK |  |  | EN(A,D,W)4X48L21** | OMV098J12* | 35800 | 15.5 | 8.1 | 38500 | 35000 | 90.91% | 2 | 0 | 10 |  |  |  | No | R-410A | 2.9833 | Residential & Commercial | Ducted CEE Tier 1
213076428 | Central HP <5.4 tons | SMART COMFORT | HRCU-A-CB (Split System: Heat Pump with Remote Outdoor Unit-Air-Source) | DLCURAH36ABK |  |  | EA*4X37L17A* | *80VTL0451412B* | 36000 | 15.5 | 8.5 | 38500 | 35000 | 90.91% | 2 | 0 | 10 |  |  |  | No | R-410A | 3 | Residential & Commercial | Ducted CEE Tier 1
213080072 | Central HP <5.4 tons | SMART COMFORT | HRCU-A-CB (Split System: Heat Pump with Remote Outdoor Unit-Air-Source) | DLCURAH36ABK |  |  | EA*4X48L21A* | *96MSN0801716A* | 35800 | 15.5 | 8.5 | 38000 | 34800 | 91.58% | 2.02 | 0 | 10 |  |  |  | No | R-410A | 2.9833 | Residential & Commercial | Ducted CEE Tier 1
213080156 | Central HP <5.4 tons | SMART COMFORT | HRCU-A-CB (Split System: Heat Pump with Remote Outdoor Unit-Air-Source) | DLCURAH36ABK |  |  | EA*4X37L21A* | *96MSN0802120A* | 36400 | 16 | 8.5 | 38000 | 34800 | 91.58% | 2.06 | 0 | 10 |  |  |  | No | R-410A | 3.0333 | Residential & Commercial | Ducted CEE Tier 1
213077582 | Central HP <5.4 tons | SMART COMFORT | HRCU-A-CB (Split System: Heat Pump with Remote Outdoor Unit-Air-Source) | DLCURAH36ABK |  |  | EN(A,D)4X48L24** | *96VTN0802120B* | 35600 | 16.5 | 8.1 | 38500 | 34800 | 90.39% | 1.98 | 0 | 10 |  |  |  | No | R-410A | 2.9667 | Residential & Commercial | Ducted CEE Tier 1
213077719 | Central HP <5.4 tons | SMART COMFORT | HRCU-A-CB (Split System: Heat Pump with Remote Outdoor Unit-Air-Source) | DLCURAH36ABK |  |  | EA*4X37L21A* | *96VTN1002122B* | 36600 | 16.5 | 8.5 | 38000 | 34800 | 91.58% | 2.08 | 0 | 10 |  |  |  | No | R-410A | 3.05 | Residential & Commercial | Ducted CEE Tier 1
211240505 | Central HP <5.4 tons | SMART COMFORT | HRCU-A-CB (Split System: Heat Pump with Remote Outdoor Unit-Air-Source) | DLCURAH24ABK |  |  | EA*4X24L17A* | *80ESU0401712A* | 23600 | 17 | 8.5 | 26600 | 24600 | 92.48% | 2.04 | 0 | 10 |  |  |  | No | R-410A | 1.9667 | Residential & Commercial | Ducted CEE Tier 1
211241039 | Central HP <5.4 tons | SMART COMFORT | HRCU-A-CB (Split System: Heat Pump with Remote Outdoor Unit-Air-Source) | DLCURAH24ABK |  |  | EA*4X25L17A* | *96VTN0601412A* | 24000 | 16.5 | 8.1 | 25200 | 21600 | 85.71% | 1.82 | 0 | 10 |  |  |  | No | R-410A | 2 | Residential & Commercial | Ducted CEE Tier 1
211241207 | Central HP <5.4 tons | SMART COMFORT | HRCU-A-CB (Split System: Heat Pump with Remote Outdoor Unit-Air-Source) | DLCURAH24ABK |  |  | EA*4X25L17A* | *80ESU0601716A | 25600 | 17 | 8.5 | 26000 | 20600 | 79.23% | 1.76 | 0 | 10.5 |  |  |  | No | R-410A | 2.1333 | Residential & Commercial | Ducted CEE Tier 1
211242580 | Central HP <5.4 tons | SMART COMFORT | HRCU-A-CB (Split System: Heat Pump with Remote Outdoor Unit-Air-Source) | DLCURAH24ABK |  |  | EA*4X36L21A* | *80ES(N,L)0702116A* | 24400 | 17 | 8.5 | 26200 | 22400 | 85.5% | 1.86 | 0 | 10 |  |  |  | No | R-410A | 2.0333 | Residential & Commercial | Ducted CEE Tier 1
211242780 | Central HP <5.4 tons | SMART COMFORT | HRCU-A-CB (Split System: Heat Pump with Remote Outdoor Unit-Air-Source) | DLCURAH24ABK |  |  | EA*4X37L17A* | *96VSN0601714A* | 24600 | 16.5 | 8.5 | 25600 | 21600 | 84.38% | 1.8 | 0 | 10 |  |  |  | No | R-410A | 2.05 | Residential & Commercial | Ducted CEE Tier 1
213077594 | Central HP <5.4 tons | SMART COMFORT | HRCU-A-CB (Split System: Heat Pump with Remote Outdoor Unit-Air-Source) | DLCURAH36ABK |  |  | EA*4X36L21A* | *96VTN1002120B* | 35200 | 16 | 8.1 | 38500 | 35200 | 91.43% | 1.82 | 0 | 10 |  |  |  | No | R-410A | 2.9333 | Residential & Commercial | Ducted CEE Tier 1
213077837 | Central HP <5.4 tons | SMART COMFORT | HRCU-A-CB (Split System: Heat Pump with Remote Outdoor Unit-Air-Source) | DLCURAH36ABK |  |  | EA*4X37L17A* | *80MS(N,L)0451412A* | 36000 | 15.2 | 8.5 | 38500 | 35200 | 91.43% | 2 | 0 | 10 |  |  |  | No | R-410A | 3 | Residential & Commercial | Ducted CEE Tier 1
213077471 | Central HP <5.4 tons | SMART COMFORT | HRCU-A-CB (Split System: Heat Pump with Remote Outdoor Unit-Air-Source) | DLCURAH36ABK |  |  | EN(A,D,W)4X48L21** | *96VTN0801716B* | 35600 | 16 | 8.1 | 38500 | 35000 | 90.91% | 1.98 | 0 | 10 |  |  |  | No | R-410A | 2.9667 | Residential & Commercial | Ducted CEE Tier 1
213077505 | Central HP <5.4 tons | SMART COMFORT | HRCU-A-CB (Split System: Heat Pump with Remote Outdoor Unit-Air-Source) | DLCURAH36ABK |  |  | EA*4X42L21A* | *96VTN0802120B* | 35600 | 16 | 8.1 | 38500 | 35200 | 91.43% | 1.9 | 0 | 10 |  |  |  | No | R-410A | 2.9667 | Residential & Commercial | Ducted CEE Tier 1
206773523 | Central HP <5.4 tons | DAY & NIGHT | HRCU-A-CB (Split System: Heat Pump with Remote Outdoor Unit-Air-Source) | CVH837GKA2* |  |  | EA*4X48L24A*+WALLCON | *95CSU0802120A* | 32400 | 17.5 | 8.5 | 32400 | 24800 | 76.54% | 2 | 12 | 11.5 |  |  |  | No | R-410A | 2.7 | Residential & Commercial | Ducted CEE Tier 1
213078384 | Central HP <5.4 tons | SMART COMFORT | HRCU-A-CB (Split System: Heat Pump with Remote Outdoor Unit-Air-Source) | DLCURAH36ABK |  |  | EN(A,D,W)4X48L21** | *80MS(N,L)0901714A* | 36000 | 16.5 | 8.1 | 38500 | 35000 | 90.91% | 2 | 0 | 10.5 |  |  |  | No | R-410A | 3 | Residential & Commercial | Ducted CEE Tier 1
213076659 | Central HP <5.4 tons | SMART COMFORT | HRCU-A-CB (Split System: Heat Pump with Remote Outdoor Unit-Air-Source) | DLCURAH36ABK |  |  | EA*4X42L21A* | *80VTL0902120B* | 35200 | 16 | 8.1 | 38500 | 35000 | 90.91% | 1.88 | 0 | 10 |  |  |  | No | R-410A | 2.9333 | Residential & Commercial | Ducted CEE Tier 1
213076784 | Central HP <5.4 tons | SMART COMFORT | HRCU-A-CB (Split System: Heat Pump with Remote Outdoor Unit-Air-Source) | DLCURAH36ABK |  |  | EA*4X43L21A* | *80VTL1102122B* | 36600 | 16 | 8.5 | 38000 | 34800 | 91.58% | 2.06 | 0 | 10 |  |  |  | No | R-410A | 3.05 | Residential & Commercial | Ducted CEE Tier 1
213077243 | Central HP <5.4 tons | SMART COMFORT | HRCU-A-CB (Split System: Heat Pump with Remote Outdoor Unit-Air-Source) | DLCURAH36ABK |  |  | EA*4X42L24A* | *96VSN1202422B* | 35400 | 16 | 8.1 | 38500 | 35000 | 90.91% | 1.9 | 0 | 10 |  |  |  | No | R-410A | 2.95 | Residential & Commercial | Ducted CEE Tier 1
213077527 | Central HP <5.4 tons | SMART COMFORT | HRCU-A-CB (Split System: Heat Pump with Remote Outdoor Unit-Air-Source) | DLCURAH36ABK |  |  | EA*4X43L21A* | *96VTN0802120B* | 36600 | 16 | 8.5 | 38500 | 35000 | 90.91% | 2.06 | 0 | 10 |  |  |  | No | R-410A | 3.05 | Residential & Commercial | Ducted CEE Tier 1
213077253 | Central HP <5.4 tons | SMART COMFORT | HRCU-A-CB (Split System: Heat Pump with Remote Outdoor Unit-Air-Source) | DLCURAH36ABK |  |  | EA*4X48L24A* | *96VSN1202422B* | 36000 | 16.5 | 8.5 | 38000 | 34800 | 91.58% | 2.04 | 0 | 10 |  |  |  | No | R-410A | 3 | Residential & Commercial | Ducted CEE Tier 1
213080193 | Central HP <5.4 tons | SMART COMFORT | HRCU-A-CB (Split System: Heat Pump with Remote Outdoor Unit-Air-Source) | DLCURAH36ABK |  |  | EA*4X43L21A* | *96MSM0802120A* | 36400 | 16 | 8.5 | 38000 | 34800 | 91.58% | 2.06 | 0 | 10 |  |  |  | No | R-410A | 3.0333 | Residential & Commercial | Ducted CEE Tier 1
211243398 | Central HP <5.4 tons | SMART COMFORT | HRCU-A-CB (Split System: Heat Pump with Remote Outdoor Unit-Air-Source) | DLCURAH24ABK |  |  | EA*4X37L21A* | *80VTL0902120A* | 24600 | 17 | 8.5 | 25400 | 21200 | 83.46% | 1.78 | 0 | 10.5 |  |  |  | No | R-410A | 2.05 | Residential & Commercial | Ducted CEE Tier 1
211242059 | Central HP <5.4 tons | SMART COMFORT | HRCU-A-CB (Split System: Heat Pump with Remote Outdoor Unit-Air-Source) | DLCURAH24ABK |  |  | EA*4X36L17A* | *95ESN0261410A* | 23400 | 16.5 | 8.5 | 25600 | 23600 | 92.19% | 1.96 | 0 | 10 |  |  |  | No | R-410A | 1.95 | Residential & Commercial | Ducted CEE Tier 1
211242139 | Central HP <5.4 tons | SMART COMFORT | HRCU-A-CB (Split System: Heat Pump with Remote Outdoor Unit-Air-Source) | DLCURAH24ABK |  |  | EA*4X36L17A* | *92ESN0601714A* | 24400 | 17 | 8.5 | 26200 | 22400 | 85.5% | 1.86 | 0 | 10 |  |  |  | No | R-410A | 2.0333 | Residential & Commercial | Ducted CEE Tier 1
211242150 | Central HP <5.4 tons | SMART COMFORT | HRCU-A-CB (Split System: Heat Pump with Remote Outdoor Unit-Air-Source) | DLCURAH24ABK |  |  | EA*4X36L17A* | *92ESN0801716A* | 24400 | 17 | 8.5 | 26200 | 22400 | 85.5% | 1.86 | 0 | 10 |  |  |  | No | R-410A | 2.0333 | Residential & Commercial | Ducted CEE Tier 1
211242661 | Central HP <5.4 tons | SMART COMFORT | HRCU-A-CB (Split System: Heat Pump with Remote Outdoor Unit-Air-Source) | DLCURAH24ABK |  |  | EA*4X36L21A* | *92ESN1002120A* | 25000 | 17 | 8.5 | 26600 | 21800 | 81.95% | 1.82 | 0 | 10.5 |  |  |  | No | R-410A | 2.0833 | Residential & Commercial | Ducted CEE Tier 1
211241226 | Central HP <5.4 tons | SMART COMFORT | HRCU-A-CB (Split System: Heat Pump with Remote Outdoor Unit-Air-Source) | DLCURAH24ABK |  |  | EA*4X25L17A* | OLV098A12* | 24000 | 16.5 | 8.1 | 25000 | 21800 | 87.2% | 1.82 | 0 | 10 |  |  |  | No | R-410A | 2 | Residential & Commercial | Ducted CEE Tier 1
211241644 | Central HP <5.4 tons | SMART COMFORT | HRCU-A-CB (Split System: Heat Pump with Remote Outdoor Unit-Air-Source) | DLCURAH24ABK |  |  | EA*4X30L17A* | *80ES(N,L)0451412A* | 24600 | 16 | 8.5 | 26600 | 22600 | 84.96% | 1.84 | 0 | 10 |  |  |  | No | R-410A | 2.05 | Residential & Commercial | Ducted CEE Tier 1
213080204 | Central HP <5.4 tons | SMART COMFORT | HRCU-A-CB (Split System: Heat Pump with Remote Outdoor Unit-Air-Source) | DLCURAH36ABK |  |  | EA*4X48L21A* | *96MSN0802120A* | 36000 | 16 | 8.5 | 38000 | 34800 | 91.58% | 2.04 | 0 | 10 |  |  |  | No | R-410A | 3 | Residential & Commercial | Ducted CEE Tier 1
213080060 | Central HP <5.4 tons | SMART COMFORT | HRCU-A-CB (Split System: Heat Pump with Remote Outdoor Unit-Air-Source) | DLCURAH36ABK |  |  | EA*4X43L21A* | *96MSN0801716A* | 36400 | 15.5 | 8.5 | 38500 | 35000 | 90.91% | 2.06 | 0 | 10 |  |  |  | No | R-410A | 3.0333 | Residential & Commercial | Ducted CEE Tier 1
213080253 | Central HP <5.4 tons | SMART COMFORT | HRCU-A-CB (Split System: Heat Pump with Remote Outdoor Unit-Air-Source) | DLCURAH36ABK |  |  | EN(A,D,W)4X48L21** | *96MSM0802120A* | 36200 | 16 | 8.1 | 38500 | 35000 | 90.91% | 2.02 | 0 | 10 |  |  |  | No | R-410A | 3.0167 | Residential & Commercial | Ducted CEE Tier 1
213078324 | Central HP <5.4 tons | SMART COMFORT | HRCU-A-CB (Split System: Heat Pump with Remote Outdoor Unit-Air-Source) | DLCURAH36ABK |  |  | EA*4X43L21A* | *80MS(N,L)0901714A* | 36200 | 16.5 | 8.5 | 38000 | 34800 | 91.58% | 2.04 | 0 | 10 |  |  |  | No | R-410A | 3.0167 | Residential & Commercial | Ducted CEE Tier 1
213079552 | Central HP <5.4 tons | SMART COMFORT | HRCU-A-CB (Split System: Heat Pump with Remote Outdoor Unit-Air-Source) | DLCURAH36ABK |  |  | EA*4X37L21A* | *92MSN0801716A* | 36200 | 16.5 | 8.5 | 38000 | 34800 | 91.58% | 2.04 | 0 | 10 |  |  |  | No | R-410A | 3.0167 | Residential & Commercial | Ducted CEE Tier 1
213080477 | Central HP <5.4 tons | SMART COMFORT | HRCU-A-CB (Split System: Heat Pump with Remote Outdoor Unit-Air-Source) | DLCURAH36ABK |  |  | EN(A,D)4X48L24** | *96MSN1202422A* | 35800 | 16.5 | 8.1 | 38500 | 35000 | 90.91% | 2 | 0 | 10 |  |  |  | No | R-410A | 2.9833 | Residential & Commercial | Ducted CEE Tier 1
211261419 | Central HP <5.4 tons | SMART COMFORT | HRCU-A-CB (Split System: Heat Pump with Remote Outdoor Unit-Air-Source) | DLCURAH18ABK |  |  | EA*4X30L14A* | *95ESN0261410A* | 18100 | 15.5 | 8.5 | 18800 | 18500 | 98.4% | 2.22 | 0 | 10.5 |  |  |  | No | R-410A | 1.5083 | Residential & Commercial | Ducted CEE Tier 1
211261821 | Central HP <5.4 tons | SMART COMFORT | HRCU-A-CB (Split System: Heat Pump with Remote Outdoor Unit-Air-Source) | DLCURAH18ABK |  |  | EA*4X30L17A* | *96VTN0801716A* | 17600 | 16 | 8.5 | 18100 | 18600 | 102.8% | 2.24 | 0 | 10.5 |  |  |  | No | R-410A | 1.4667 | Residential & Commercial | Ducted CEE Tier 1
211259754 | Central HP <5.4 tons | SMART COMFORT | HRCU-A-CB (Split System: Heat Pump with Remote Outdoor Unit-Air-Source) | DLCURAH18ABK |  |  | EA*4X19L17A* | *80VTL0451412A* | 18100 | 16.5 | 8.5 | 18000 | 17600 | 97.78% | 2.14 | 0 | 11 |  |  |  | No | R-410A | 1.5083 | Residential & Commercial | Ducted CEE Tier 1
211260006 | Central HP <5.4 tons | SMART COMFORT | HRCU-A-CB (Split System: Heat Pump with Remote Outdoor Unit-Air-Source) | DLCURAH18ABK |  |  | EA*4X19L17A* | *80ES(N,L)0701412A* | 18100 | 16.5 | 8.5 | 18000 | 17700 | 98.33% | 2.14 | 0 | 11 |  |  |  | No | R-410A | 1.5083 | Residential & Commercial | Ducted CEE Tier 1
211260106 | Central HP <5.4 tons | SMART COMFORT | HRCU-A-CB (Split System: Heat Pump with Remote Outdoor Unit-Air-Source) | DLCURAH18ABK |  |  | EA*4X24L14A* | *96VSN0601412A* | 17800 | 16 | 8.5 | 18800 | 19000 | 101.1% | 2.28 | 0 | 10.5 |  |  |  | No | R-410A | 1.4833 | Residential & Commercial | Ducted CEE Tier 1
213080545 | Central HP <5.4 tons | SMART COMFORT | HRCU-A-CB (Split System: Heat Pump with Remote Outdoor Unit-Air-Source) | DLCURAH36ABK |  |  | EA*4X37L21A* | *95MSU0401712A* | 36200 | 15.2 | 8.5 | 38000 | 35000 | 92.11% | 2.04 | 0 | 10 |  |  |  | No | R-410A | 3.0167 | Residential & Commercial | Ducted CEE Tier 1
211229488 | Central HP <5.4 tons | SMART COMFORT | HRCU-A-CB (Split System: Heat Pump with Remote Outdoor Unit-Air-Source) | DLCURAH36ABK |  |  | EA*4X48L24A* | *95ESN0802120A* | 36600 | 15.5 | 8.5 | 38500 | 34800 | 90.39% | 2.1 | 0 | 10 |  |  |  | No | R-410A | 3.05 | Residential & Commercial | Ducted CEE Tier 1
211230574 | Central HP <5.4 tons | SMART COMFORT | HRCU-A-CB (Split System: Heat Pump with Remote Outdoor Unit-Air-Source) | DLCURAH36ABK |  |  | EN(A,D)4X48L24** | *80VTL1102122A* | 37000 | 16 | 8.1 | 39500 | 35000 | 88.61% | 2.06 | 0 | 10.5 |  |  |  | No | R-410A | 3.0833 | Residential & Commercial | Ducted CEE Tier 1
211230542 | Central HP <5.4 tons | SMART COMFORT | HRCU-A-CB (Split System: Heat Pump with Remote Outdoor Unit-Air-Source) | DLCURAH36ABK |  |  | EN(A,D)4X48L24** | *80ESU0802120A | 37400 | 15.5 | 8.5 | 39500 | 35000 | 88.61% | 2.1 | 0 | 10.5 |  |  |  | No | R-410A | 3.1167 | Residential & Commercial | Ducted CEE Tier 1
213077093 | Central HP <5.4 tons | SMART COMFORT | HRCU-A-CB (Split System: Heat Pump with Remote Outdoor Unit-Air-Source) | DLCURAH36ABK |  |  | EA*4X48L21A* | *96VSN0802120B* | 36200 | 16 | 8.5 | 38000 | 34800 | 91.58% | 2.04 | 0 | 10 |  |  |  | No | R-410A | 3.0167 | Residential & Commercial | Ducted CEE Tier 1
211230813 | Central HP <5.4 tons | SMART COMFORT | HRCU-A-CB (Split System: Heat Pump with Remote Outdoor Unit-Air-Source) | DLCURAH36ABK |  |  | EN(A,D)4X48L24** | OMV154L20A | 37000 | 16 | 8.1 | 39500 | 35000 | 88.61% | 2.06 | 0 | 10.5 |  |  |  | No | R-410A | 3.0833 | Residential & Commercial | Ducted CEE Tier 1
211230615 | Central HP <5.4 tons | SMART COMFORT | HRCU-A-CB (Split System: Heat Pump with Remote Outdoor Unit-Air-Source) | DLCURAH36ABK |  |  | EN(A,D)4X48L24** | *92ESN1002120A* | 35800 | 16.5 | 8.1 | 38500 | 34800 | 90.39% | 2 | 0 | 10 |  |  |  | No | R-410A | 2.9833 | Residential & Commercial | Ducted CEE Tier 1
211230646 | Central HP <5.4 tons | SMART COMFORT | HRCU-A-CB (Split System: Heat Pump with Remote Outdoor Unit-Air-Source) | DLCURAH36ABK |  |  | EN(A,D)4X48L24** | *95ESN0802120A* | 36800 | 15.5 | 8.1 | 39500 | 35000 | 88.61% | 2.06 | 0 | 10.5 |  |  |  | No | R-410A | 3.0667 | Residential & Commercial | Ducted CEE Tier 1
213079750 | Central HP <5.4 tons | SMART COMFORT | HRCU-A-CB (Split System: Heat Pump with Remote Outdoor Unit-Air-Source) | DLCURAH36ABK |  |  | EA*4X37L21A* | *92MSN1002120A* | 36600 | 16.5 | 8.5 | 38000 | 34800 | 91.58% | 2.06 | 0 | 10 |  |  |  | No | R-410A | 3.05 | Residential & Commercial | Ducted CEE Tier 1
213079834 | Central HP <5.4 tons | SMART COMFORT | HRCU-A-CB (Split System: Heat Pump with Remote Outdoor Unit-Air-Source) | DLCURAH36ABK |  |  | EN(A,D)4X48L24** | *92MSN1002120A* | 36000 | 16.5 | 8.1 | 38500 | 34800 | 90.39% | 2 | 0 | 10.5 |  |  |  | No | R-410A | 3 | Residential & Commercial | Ducted CEE Tier 1
213078732 | Central HP <5.4 tons | SMART COMFORT | HRCU-A-CB (Split System: Heat Pump with Remote Outdoor Unit-Air-Source) | DLCURAH36ABK |  |  | EN(A,D)4X48L24** | *80MS(N,L)1102120A* | 36400 | 16.5 | 8.1 | 38500 | 35000 | 90.91% | 2.02 | 0 | 10.5 |  |  |  | No | R-410A | 3.0333 | Residential & Commercial | Ducted CEE Tier 1
213080372 | Central HP <5.4 tons | SMART COMFORT | HRCU-A-CB (Split System: Heat Pump with Remote Outdoor Unit-Air-Source) | DLCURAH36ABK |  |  | EN(A,D)4X48L24** | *96MSN1002120A* | 36000 | 16.5 | 8.1 | 38500 | 34800 | 90.39% | 2.02 | 0 | 10 |  |  |  | No | R-410A | 3 | Residential & Commercial | Ducted CEE Tier 1
211227856 | Central HP <5.4 tons | SMART COMFORT | HRCU-A-CB (Split System: Heat Pump with Remote Outdoor Unit-Air-Source) | DLCURAH36ABK |  |  | EA*4X42L24A* | *80ES(N,L)1552420A* | 36400 | 15.5 | 8.1 | 39500 | 35200 | 89.11% | 1.94 | 0 | 10 |  |  |  | No | R-410A | 3.0333 | Residential & Commercial | Ducted CEE Tier 1
211228006 | Central HP <5.4 tons | SMART COMFORT | HRCU-A-CB (Split System: Heat Pump with Remote Outdoor Unit-Air-Source) | DLCURAH36ABK |  |  | EA*4X42L24A* | *95ESN0802120A* | 36200 | 15.5 | 8.1 | 39500 | 35200 | 89.11% | 1.92 | 0 | 10 |  |  |  | No | R-410A | 3.0167 | Residential & Commercial | Ducted CEE Tier 1
211228291 | Central HP <5.4 tons | SMART COMFORT | HRCU-A-CB (Split System: Heat Pump with Remote Outdoor Unit-Air-Source) | DLCURAH36ABK |  |  | EA*4X43L21A* | *80ES(N,L)1102120A* | 37000 | 16 | 8.5 | 38500 | 34800 | 90.39% | 2.12 | 0 | 10 |  |  |  | No | R-410A | 3.0833 | Residential & Commercial | Ducted CEE Tier 1
211228372 | Central HP <5.4 tons | SMART COMFORT | HRCU-A-CB (Split System: Heat Pump with Remote Outdoor Unit-Air-Source) | DLCURAH36ABK |  |  | EA*4X43L21A* | *80ESU1002120A* | 36400 | 16 | 8.5 | 38500 | 34800 | 90.39% | 2.08 | 0 | 10 |  |  |  | No | R-410A | 3.0333 | Residential & Commercial | Ducted CEE Tier 1
211228909 | Central HP <5.4 tons | SMART COMFORT | HRCU-A-CB (Split System: Heat Pump with Remote Outdoor Unit-Air-Source) | DLCURAH36ABK |  |  | EA*4X48L21A* | *80VTL0701716A* | 35800 | 16 | 8.5 | 38500 | 34600 | 89.87% | 2.04 | 0 | 10 |  |  |  | No | R-410A | 2.9833 | Residential & Commercial | Ducted CEE Tier 1
211229326 | Central HP <5.4 tons | SMART COMFORT | HRCU-A-CB (Split System: Heat Pump with Remote Outdoor Unit-Air-Source) | DLCURAH36ABK |  |  | EA*4X48L24A* | *80ES(N,L)1352420A* | 36200 | 16 | 8.5 | 38500 | 34600 | 89.87% | 2.06 | 0 | 10 |  |  |  | No | R-410A | 3.0167 | Residential & Commercial | Ducted CEE Tier 1
206772666 | Central HP <5.4 tons | TEMPSTAR | HRCU-A-CB (Split System: Heat Pump with Remote Outdoor Unit-Air-Source) | TVH837GKA2* |  |  | EHD4X36AAL+WALLCON | *80CTL0901716A* | 32400 | 17 | 8.1 | 33200 | 24600 | 74.1% | 1.94 | 12 | 11 |  |  |  | No | R-410A | 2.7 | Residential & Commercial | Ducted CEE Tier 1
206772999 | Central HP <5.4 tons | TEMPSTAR | HRCU-A-CB (Split System: Heat Pump with Remote Outdoor Unit-Air-Source) | TVH837GKA2* |  |  | EHD4X48AAL+WALLCON | *80CTL0701412A* | 32600 | 17 | 8.1 | 33200 | 25000 | 75.3% | 1.96 | 11.5 | 11 |  |  |  | No | R-410A | 2.7167 | Residential & Commercial | Ducted CEE Tier 1
206773364 | Central HP <5.4 tons | TEMPSTAR | HRCU-A-CB (Split System: Heat Pump with Remote Outdoor Unit-Air-Source) | TVH837GKA2* |  |  | EHD4X48AAL+WALLCON | *80CSU0401712A* | 32600 | 16.5 | 8.1 | 33000 | 24800 | 75.15% | 1.96 | 11.5 | 11 |  |  |  | No | R-410A | 2.7167 | Residential & Commercial | Ducted CEE Tier 1
216051072 | Central HP <5.4 tons | FRIEDRICH | HRCU-A-CB (Split System: Heat Pump with Remote Outdoor Unit-Air-Source) | FRP19AY36AJVC |  |  | RCFY3621MEAAM | FR98MV0603A17UP | 34200 | 20 | 10 | 34200 | 29600 | 86.55% | 2 | 0 | 12 |  |  |  | No | R-454B | 2.85 | Residential & Commercial | Ducted CEE Tier 1
204456829 | Central HP <5.4 tons | DAY & NIGHT | HRCU-A-CB (Split System: Heat Pump with Remote Outdoor Unit-Air-Source) | CVH825GKA2* |  |  | EA*4X37L17A*+WALLCON | *80CTL0701716A* | 24200 | 16.5 | 8.1 | 21400 | 16700 | 78.04% | 2 | 11 | 11 |  |  |  | No | R-410A | 2.0167 | Residential & Commercial | Ducted CEE Tier 1
211229996 | Central HP <5.4 tons | SMART COMFORT | HRCU-A-CB (Split System: Heat Pump with Remote Outdoor Unit-Air-Source) | DLCURAH36ABK |  |  | EN(A,D,W)4X48L21** | *80VSL0701716A* | 35800 | 16 | 8.1 | 38500 | 34800 | 90.39% | 2 | 0 | 10 |  |  |  | No | R-410A | 2.9833 | Residential & Commercial | Ducted CEE Tier 1
212383323 | Central HP <5.4 tons | SMART COMFORT | HRCU-A-CB (Split System: Heat Pump with Remote Outdoor Unit-Air-Source) | DLCURAH36ABK |  |  | EA*4X36L21A* | *80ES(N,L)0902120A* | 35600 | 16 | 8.1 | 39500 | 35200 | 89.11% | 1.84 | 0 | 10 |  |  |  | No | R-410A | 2.9667 | Residential & Commercial | Ducted CEE Tier 1
213077163 | Central HP <5.4 tons | SMART COMFORT | HRCU-A-CB (Split System: Heat Pump with Remote Outdoor Unit-Air-Source) | DLCURAH36ABK |  |  | EA*4X42L21A* | *96VSN1002120B* | 35400 | 16 | 8.1 | 38500 | 35200 | 91.43% | 1.88 | 0 | 10 |  |  |  | No | R-410A | 2.95 | Residential & Commercial | Ducted CEE Tier 1
213076452 | Central HP <5.4 tons | SMART COMFORT | HRCU-A-CB (Split System: Heat Pump with Remote Outdoor Unit-Air-Source) | DLCURAH36ABK |  |  | END4X42L17** | *80VTL0451412B* | 35400 | 16 | 8.1 | 38500 | 35000 | 90.91% | 1.94 | 0 | 10 |  |  |  | No | R-410A | 2.95 | Residential & Commercial | Ducted CEE Tier 1
213078506 | Central HP <5.4 tons | SMART COMFORT | HRCU-A-CB (Split System: Heat Pump with Remote Outdoor Unit-Air-Source) | DLCURAH36ABK |  |  | EA*4X37L21A* | *80MS(N,L)0902120A* | 37000 | 16 | 8.5 | 38500 | 35000 | 90.91% | 2.08 | 0 | 10 |  |  |  | No | R-410A | 3.0833 | Residential & Commercial | Ducted CEE Tier 1
213077749 | Central HP <5.4 tons | SMART COMFORT | HRCU-A-CB (Split System: Heat Pump with Remote Outdoor Unit-Air-Source) | DLCURAH36ABK |  |  | EA*4X43L21A* | *96VTN1002122B* | 36800 | 16.5 | 8.5 | 38000 | 34800 | 91.58% | 2.08 | 0 | 10 |  |  |  | No | R-410A | 3.0667 | Residential & Commercial | Ducted CEE Tier 1
213076582 | Central HP <5.4 tons | SMART COMFORT | HRCU-A-CB (Split System: Heat Pump with Remote Outdoor Unit-Air-Source) | DLCURAH36ABK |  |  | EN(A,D,W)4X48L21** | *80VTL0701716B* | 35600 | 16 | 8.1 | 38500 | 35000 | 90.91% | 1.98 | 0 | 10 |  |  |  | No | R-410A | 2.9667 | Residential & Commercial | Ducted CEE Tier 1
213076983 | Central HP <5.4 tons | SMART COMFORT | HRCU-A-CB (Split System: Heat Pump with Remote Outdoor Unit-Air-Source) | DLCURAH36ABK |  |  | EA*4X43L21A* | *96VSN0801716B* | 36600 | 15.5 | 8.5 | 38500 | 35000 | 90.91% | 2.06 | 0 | 10 |  |  |  | No | R-410A | 3.05 | Residential & Commercial | Ducted CEE Tier 1
213077083 | Central HP <5.4 tons | SMART COMFORT | HRCU-A-CB (Split System: Heat Pump with Remote Outdoor Unit-Air-Source) | DLCURAH36ABK |  |  | EA*4X43L21A* | *96VSN0802120B* | 36600 | 16 | 8.5 | 38500 | 35000 | 90.91% | 2.06 | 0 | 10 |  |  |  | No | R-410A | 3.05 | Residential & Commercial | Ducted CEE Tier 1
213078300 | Central HP <5.4 tons | SMART COMFORT | HRCU-A-CB (Split System: Heat Pump with Remote Outdoor Unit-Air-Source) | DLCURAH36ABK |  |  | EA*4X37L21A* | *80MS(N,L)0901714A* | 36200 | 16.5 | 8.5 | 38000 | 34800 | 91.58% | 2.04 | 0 | 10 |  |  |  | No | R-410A | 3.0167 | Residential & Commercial | Ducted CEE Tier 1
211242411 | Central HP <5.4 tons | SMART COMFORT | HRCU-A-CB (Split System: Heat Pump with Remote Outdoor Unit-Air-Source) | DLCURAH24ABK |  |  | EA*4X36L21A* | *80VSL0702120A* | 24800 | 16.5 | 8.5 | 26600 | 22000 | 82.71% | 1.82 | 0 | 10 |  |  |  | No | R-410A | 2.0667 | Residential & Commercial | Ducted CEE Tier 1
211242227 | Central HP <5.4 tons | SMART COMFORT | HRCU-A-CB (Split System: Heat Pump with Remote Outdoor Unit-Air-Source) | DLCURAH24ABK |  |  | EA*4X36L17A* | OMV098J12* | 23600 | 16.5 | 8.5 | 25800 | 23400 | 90.7% | 1.94 | 0 | 10 |  |  |  | No | R-410A | 1.9667 | Residential & Commercial | Ducted CEE Tier 1
212987444 | Central HP <5.4 tons | SMART COMFORT | HRCU-A-CB (Split System: Heat Pump with Remote Outdoor Unit-Air-Source) | DLCURAH24ABK |  |  | EA*4X37L21A* | *96MSN0801716A* | 24400 | 18 | 9 | 29200 | 25200 | 86.3% | 2.1 | 0 | 10.5 |  |  |  | No | R-410A | 2.0333 | Residential & Commercial | Ducted CEE Tier 1
212984670 | Central HP <5.4 tons | SMART COMFORT | HRCU-A-CB (Split System: Heat Pump with Remote Outdoor Unit-Air-Source) | DLCURAH24ABK |  |  | EN(A,D)4X30L17** | *92MSN0801716A* | 23600 | 17.5 | 8.5 | 26200 | 24600 | 93.89% | 2.04 | 0 | 10.5 |  |  |  | No | R-410A | 1.9667 | Residential & Commercial | Ducted CEE Tier 1
212984070 | Central HP <5.4 tons | SMART COMFORT | HRCU-A-CB (Split System: Heat Pump with Remote Outdoor Unit-Air-Source) | DLCURAH24ABK |  |  | EA*4X36L17A* | *92MSN0601714A* | 23800 | 17 | 8.5 | 26200 | 23800 | 90.84% | 1.98 | 0 | 10 |  |  |  | No | R-410A | 1.9833 | Residential & Commercial | Ducted CEE Tier 1
212989234 | Central HP <5.4 tons | SMART COMFORT | HRCU-A-CB (Split System: Heat Pump with Remote Outdoor Unit-Air-Source) | DLCURAH24ABK |  |  | EN(A,D)4X30L17** | *95MSU0601716A* | 23600 | 17 | 8.5 | 26400 | 24400 | 92.42% | 2.02 | 0 | 10.5 |  |  |  | No | R-410A | 1.9667 | Residential & Commercial | Ducted CEE Tier 1
212988658 | Central HP <5.4 tons | SMART COMFORT | HRCU-A-CB (Split System: Heat Pump with Remote Outdoor Unit-Air-Source) | DLCURAH24ABK |  |  | EA*4X25L17A* | *95MSU0401712A* | 24200 | 16.5 | 8.5 | 25200 | 21800 | 86.51% | 1.82 | 0 | 10 |  |  |  | No | R-410A | 2.0167 | Residential & Commercial | Ducted CEE Tier 1
213077633 | Central HP <5.4 tons | SMART COMFORT | HRCU-A-CB (Split System: Heat Pump with Remote Outdoor Unit-Air-Source) | DLCURAH36ABK |  |  | EA*4X42L24A* | *96VTN1002120B* | 35400 | 16.5 | 8.1 | 38500 | 35000 | 90.91% | 1.88 | 0 | 10 |  |  |  | No | R-410A | 2.95 | Residential & Commercial | Ducted CEE Tier 1
213078636 | Central HP <5.4 tons | SMART COMFORT | HRCU-A-CB (Split System: Heat Pump with Remote Outdoor Unit-Air-Source) | DLCURAH36ABK |  |  | EA*4X42L21A* | *80MS(N,L)1102120A* | 35800 | 16.5 | 8.1 | 38500 | 35000 | 90.91% | 1.9 | 0 | 10 |  |  |  | No | R-410A | 2.9833 | Residential & Commercial | Ducted CEE Tier 1
213078517 | Central HP <5.4 tons | SMART COMFORT | HRCU-A-CB (Split System: Heat Pump with Remote Outdoor Unit-Air-Source) | DLCURAH36ABK |  |  | EA*4X42L21A* | *80MS(N,L)0902120A* | 35400 | 16.5 | 8.1 | 38500 | 35000 | 90.91% | 1.88 | 0 | 10 |  |  |  | No | R-410A | 2.95 | Residential & Commercial | Ducted CEE Tier 1
213077779 | Central HP <5.4 tons | SMART COMFORT | HRCU-A-CB (Split System: Heat Pump with Remote Outdoor Unit-Air-Source) | DLCURAH36ABK |  |  | EN(A,D,W)4X48L21** | *96VTN1002122B* | 36000 | 17 | 8.1 | 38500 | 34800 | 90.39% | 2 | 0 | 10.5 |  |  |  | No | R-410A | 3 | Residential & Commercial | Ducted CEE Tier 1
213078138 | Central HP <5.4 tons | SMART COMFORT | HRCU-A-CB (Split System: Heat Pump with Remote Outdoor Unit-Air-Source) | DLCURAH36ABK |  |  | END4X42L17** | *80MS(N,L)0701716A* | 35800 | 15.5 | 8.1 | 38500 | 35200 | 91.43% | 1.96 | 0 | 10 |  |  |  | No | R-410A | 2.9833 | Residential & Commercial | Ducted CEE Tier 1
213078624 | Central HP <5.4 tons | SMART COMFORT | HRCU-A-CB (Split System: Heat Pump with Remote Outdoor Unit-Air-Source) | DLCURAH36ABK |  |  | EA*4X37L21A* | *80MS(N,L)1102120A* | 36600 | 16.5 | 8.5 | 38000 | 34800 | 91.58% | 2.06 | 0 | 10 |  |  |  | No | R-410A | 3.05 | Residential & Commercial | Ducted CEE Tier 1
213080360 | Central HP <5.4 tons | SMART COMFORT | HRCU-A-CB (Split System: Heat Pump with Remote Outdoor Unit-Air-Source) | DLCURAH36ABK |  |  | EN(A,D,W)4X48L21** | *96MSN1002120A* | 36000 | 16.5 | 8.1 | 38500 | 34800 | 90.39% | 2.02 | 0 | 10 |  |  |  | No | R-410A | 3 | Residential & Commercial | Ducted CEE Tier 1
213080312 | Central HP <5.4 tons | SMART COMFORT | HRCU-A-CB (Split System: Heat Pump with Remote Outdoor Unit-Air-Source) | DLCURAH36ABK |  |  | EA*4X42L24A* | *96MSN1002120A* | 35400 | 16 | 8.1 | 38500 | 35000 | 90.91% | 1.88 | 0 | 10 |  |  |  | No | R-410A | 2.95 | Residential & Commercial | Ducted CEE Tier 1
211230248 | Central HP <5.4 tons | SMART COMFORT | HRCU-A-CB (Split System: Heat Pump with Remote Outdoor Unit-Air-Source) | DLCURAH36ABK |  |  | EN(A,D,W)4X48L21** | *96VSN0802120A* | 36200 | 16 | 8.1 | 38500 | 34800 | 90.39% | 2.02 | 0 | 10 |  |  |  | No | R-410A | 3.0167 | Residential & Commercial | Ducted CEE Tier 1
212970484 | Central HP <5.4 tons | SMART COMFORT | HRCU-A-CB (Split System: Heat Pump with Remote Outdoor Unit-Air-Source) | DLCURAH36ABK |  |  | EN(A,D,W)4X48L21** | *80VSL0701716B* | 36200 | 16 | 8.1 | 38500 | 35000 | 90.91% | 2 | 0 | 10 |  |  |  | No | R-410A | 3.0167 | Residential & Commercial | Ducted CEE Tier 1
212969754 | Central HP <5.4 tons | SMART COMFORT | HRCU-A-CB (Split System: Heat Pump with Remote Outdoor Unit-Air-Source) | DLCURAH24ABK |  |  | EA*4X25L17A* | *80VSL0451412B* | 24000 | 17.5 | 8.5 | 25000 | 21800 | 87.2% | 1.82 | 0 | 10 |  |  |  | No | R-410A | 2 | Residential & Commercial | Ducted CEE Tier 1
212969804 | Central HP <5.4 tons | SMART COMFORT | HRCU-A-CB (Split System: Heat Pump with Remote Outdoor Unit-Air-Source) | DLCURAH24ABK |  |  | EN(A,D)4X24L14** | *80VSL0451412B* | 23400 | 17 | 8.5 | 27000 | 25000 | 92.59% | 2.08 | 0 | 10 |  |  |  | No | R-410A | 1.95 | Residential & Commercial | Ducted CEE Tier 1
204299951 | Central HP <5.4 tons | DAY & NIGHT | HRCU-A-CB (Split System: Heat Pump with Remote Outdoor Unit-Air-Source) | CVH837GKA** |  |  | EN(A,D)4X48L24**+WALLCON | *96CTN1002122A* | 32400 | 17.5 | 8.1 | 33000 | 24800 | 75.15% | 1.96 | 12 | 11.7 |  |  |  | No | R-410A | 2.7 | Residential & Commercial | Ducted CEE Tier 1
204300585 | Central HP <5.4 tons | DAY & NIGHT | HRCU-A-CB (Split System: Heat Pump with Remote Outdoor Unit-Air-Source) | CVH837GKA** |  |  | EHD4X48AAL+WALLCON | *80CTL0901716A* | 32800 | 17.5 | 8.1 | 33000 | 24800 | 75.15% | 1.98 | 12 | 11.5 |  |  |  | No | R-410A | 2.7333 | Residential & Commercial | Ducted CEE Tier 1
212969734 | Central HP <5.4 tons | SMART COMFORT | HRCU-A-CB (Split System: Heat Pump with Remote Outdoor Unit-Air-Source) | DLCURAH24ABK |  |  | EA*4X24L14A* | *80VSL0451412B* | 23200 | 17 | 9.5 | 26800 | 27200 | 101.5% | 2.32 | 0 | 10 |  |  |  | No | R-410A | 1.9333 | Residential & Commercial | Ducted CEE Tier 1
211229928 | Central HP <5.4 tons | SMART COMFORT | HRCU-A-CB (Split System: Heat Pump with Remote Outdoor Unit-Air-Source) | DLCURAH36ABK |  |  | EN(A,D,W)4X48L21** | *80ES(N,L)0702116A* | 35800 | 16.5 | 8.1 | 38500 | 34800 | 90.39% | 2 | 0 | 10 |  |  |  | No | R-410A | 2.9833 | Residential & Commercial | Ducted CEE Tier 1
211230180 | Central HP <5.4 tons | SMART COMFORT | HRCU-A-CB (Split System: Heat Pump with Remote Outdoor Unit-Air-Source) | DLCURAH36ABK |  |  | EN(A,D,W)4X48L21** | *95ESN0801716A* | 35600 | 15.5 | 8.1 | 38500 | 35000 | 90.91% | 2 | 0 | 10 |  |  |  | No | R-410A | 2.9667 | Residential & Commercial | Ducted CEE Tier 1
212988982 | Central HP <5.4 tons | SMART COMFORT | HRCU-A-CB (Split System: Heat Pump with Remote Outdoor Unit-Air-Source) | DLCURAH36ABK |  |  | EA*4X48L21A* | *95MSU0601716A* | 35400 | 16 | 8.1 | 37800 | 34600 | 91.53% | 2 | 0 | 10 |  |  |  | No | R-410A | 2.95 | Residential & Commercial | Ducted CEE Tier 1
213076003 | Central HP <5.4 tons | SMART COMFORT | HRCU-A-CB (Split System: Heat Pump with Remote Outdoor Unit-Air-Source) | DLCURAH36ABK |  |  | EN(A,D)4X48L24** | *95MSU1002120A* | 36200 | 16.5 | 8.1 | 38500 | 35000 | 90.91% | 2.02 | 0 | 10.5 |  |  |  | No | R-410A | 3.0167 | Residential & Commercial | Ducted CEE Tier 1
213249343 | Central HP <5.4 tons | SMART COMFORT | HRCU-A-CB (Split System: Heat Pump with Remote Outdoor Unit-Air-Source) | DLCURAH36ABK |  |  | FEVA0036**+NAVA43601CK |  | 35400 | 16 | 8.5 | 38500 | 35000 | 90.91% | 1.9 | 0 | 10 |  |  |  | No | R-410A | 2.95 | Residential & Commercial | Ducted CEE Tier 1
213353863 | Central HP <5.4 tons | SMART COMFORT | HRCU-A-CB (Split System: Heat Pump with Remote Outdoor Unit-Air-Source) | DLCURAH36ABK |  |  | F5MA4*42L*C* |  | 37200 | 16 | 9 | 38500 | 35000 | 90.91% | 2.04 | 0 | 10 |  |  |  | No | R-410A | 3.1 | Residential & Commercial | Ducted CEE Tier 1
213076760 | Central HP <5.4 tons | SMART COMFORT | HRCU-A-CB (Split System: Heat Pump with Remote Outdoor Unit-Air-Source) | DLCURAH36ABK |  |  | EA*4X42L21A* | *80VTL1102122B* | 35600 | 16 | 8.1 | 38500 | 35200 | 91.43% | 1.9 | 0 | 10 |  |  |  | No | R-410A | 2.9667 | Residential & Commercial | Ducted CEE Tier 1
213077909 | Central HP <5.4 tons | SMART COMFORT | HRCU-A-CB (Split System: Heat Pump with Remote Outdoor Unit-Air-Source) | DLCURAH36ABK |  |  | END4X42L17** | *80MS(N,L)0701412A* | 35400 | 16 | 8.1 | 38500 | 35000 | 90.91% | 1.94 | 0 | 10 |  |  |  | No | R-410A | 2.95 | Residential & Commercial | Ducted CEE Tier 1
213078862 | Central HP <5.4 tons | SMART COMFORT | HRCU-A-CB (Split System: Heat Pump with Remote Outdoor Unit-Air-Source) | DLCURAH36ABK |  |  | EA*4X37L21A* | *80MSU1002120A* | 36400 | 16 | 8.5 | 38000 | 34800 | 91.58% | 2.1 | 0 | 10 |  |  |  | No | R-410A | 3.0333 | Residential & Commercial | Ducted CEE Tier 1
213079078 | Central HP <5.4 tons | SMART COMFORT | HRCU-A-CB (Split System: Heat Pump with Remote Outdoor Unit-Air-Source) | DLCURAH36ABK |  |  | EN(A,D,W)4X48L21** | *80MSU0401712A* | 35800 | 16.5 | 8.1 | 38500 | 34800 | 90.39% | 2 | 0 | 10 |  |  |  | No | R-410A | 2.9833 | Residential & Commercial | Ducted CEE Tier 1
211230523 | Central HP <5.4 tons | SMART COMFORT | HRCU-A-CB (Split System: Heat Pump with Remote Outdoor Unit-Air-Source) | DLCURAH36ABK |  |  | EN(A,D)4X48L24** | *80VSL0902420A* | 35800 | 16.5 | 8.1 | 38500 | 34800 | 90.39% | 2 | 0 | 10 |  |  |  | No | R-410A | 2.9833 | Residential & Commercial | Ducted CEE Tier 1
213076963 | Central HP <5.4 tons | SMART COMFORT | HRCU-A-CB (Split System: Heat Pump with Remote Outdoor Unit-Air-Source) | DLCURAH36ABK |  |  | EA*4X37L21A* | *96VSN0801716B* | 36400 | 15.5 | 8.5 | 38500 | 35000 | 90.91% | 2.06 | 0 | 10 |  |  |  | No | R-410A | 3.0333 | Residential & Commercial | Ducted CEE Tier 1
213075895 | Central HP <5.4 tons | SMART COMFORT | HRCU-A-CB (Split System: Heat Pump with Remote Outdoor Unit-Air-Source) | DLCURAH36ABK |  |  | EA*4X37L21A* | *95MSU1002120A* | 36400 | 16 | 8.5 | 38000 | 34800 | 91.58% | 2.06 | 0 | 10 |  |  |  | No | R-410A | 3.0333 | Residential & Commercial | Ducted CEE Tier 1
213076714 | Central HP <5.4 tons | SMART COMFORT | HRCU-A-CB (Split System: Heat Pump with Remote Outdoor Unit-Air-Source) | DLCURAH36ABK |  |  | EN(A,D,W)4X48L21** | *80VTL0902120B* | 36000 | 16.5 | 8.1 | 38500 | 35000 | 90.91% | 2 | 0 | 10 |  |  |  | No | R-410A | 3 | Residential & Commercial | Ducted CEE Tier 1
213078684 | Central HP <5.4 tons | SMART COMFORT | HRCU-A-CB (Split System: Heat Pump with Remote Outdoor Unit-Air-Source) | DLCURAH36ABK |  |  | EA*4X48L24A* | *80MS(N,L)1102120A* | 36200 | 16.5 | 8.5 | 38000 | 34800 | 91.58% | 2.06 | 0 | 10 |  |  |  | No | R-410A | 3.0167 | Residential & Commercial | Ducted CEE Tier 1
213078850 | Central HP <5.4 tons | SMART COMFORT | HRCU-A-CB (Split System: Heat Pump with Remote Outdoor Unit-Air-Source) | DLCURAH36ABK |  |  | EA*4X37L17A* | *80MSU1002120A* | 36000 | 15.5 | 8.5 | 38500 | 35000 | 90.91% | 2 | 0 | 10 |  |  |  | No | R-410A | 3 | Residential & Commercial | Ducted CEE Tier 1
213078982 | Central HP <5.4 tons | SMART COMFORT | HRCU-A-CB (Split System: Heat Pump with Remote Outdoor Unit-Air-Source) | DLCURAH36ABK |  |  | EA*4X37L17A* | *80MSU0401712A* | 36000 | 15.5 | 8.5 | 38500 | 34800 | 90.39% | 2.02 | 0 | 10 |  |  |  | No | R-410A | 3 | Residential & Commercial | Ducted CEE Tier 1
213079102 | Central HP <5.4 tons | SMART COMFORT | HRCU-A-CB (Split System: Heat Pump with Remote Outdoor Unit-Air-Source) | DLCURAH36ABK |  |  | EA*4X37L21A* | *80MSU0601716A* | 36400 | 16.5 | 8.5 | 38000 | 34800 | 91.58% | 2.08 | 0 | 10 |  |  |  | No | R-410A | 3.0333 | Residential & Commercial | Ducted CEE Tier 1
213076953 | Central HP <5.4 tons | SMART COMFORT | HRCU-A-CB (Split System: Heat Pump with Remote Outdoor Unit-Air-Source) | DLCURAH36ABK |  |  | EA*4X37L17A* | *96VSN0801716B* | 36000 | 15.5 | 8.5 | 38500 | 35200 | 91.43% | 2 | 0 | 10 |  |  |  | No | R-410A | 3 | Residential & Commercial | Ducted CEE Tier 1
213076560 | Central HP <5.4 tons | SMART COMFORT | HRCU-A-CB (Split System: Heat Pump with Remote Outdoor Unit-Air-Source) | DLCURAH36ABK |  |  | END4X42L17** | *80VTL0701716B* | 35400 | 16 | 8.1 | 38500 | 35000 | 90.91% | 1.94 | 0 | 10 |  |  |  | No | R-410A | 2.95 | Residential & Commercial | Ducted CEE Tier 1
213077053 | Central HP <5.4 tons | SMART COMFORT | HRCU-A-CB (Split System: Heat Pump with Remote Outdoor Unit-Air-Source) | DLCURAH36ABK |  |  | EA*4X37L21A* | *96VSN0802120B* | 36600 | 16 | 8.5 | 38000 | 34800 | 91.58% | 2.06 | 0 | 10 |  |  |  | No | R-410A | 3.05 | Residential & Commercial | Ducted CEE Tier 1
213078360 | Central HP <5.4 tons | SMART COMFORT | HRCU-A-CB (Split System: Heat Pump with Remote Outdoor Unit-Air-Source) | DLCURAH36ABK |  |  | END4X42L17** | *80MS(N,L)0901714A* | 35600 | 16 | 8.1 | 38500 | 35000 | 90.91% | 1.94 | 0 | 10 |  |  |  | No | R-410A | 2.9667 | Residential & Commercial | Ducted CEE Tier 1
213080217 | Central HP <5.4 tons | SMART COMFORT | HRCU-A-CB (Split System: Heat Pump with Remote Outdoor Unit-Air-Source) | DLCURAH36ABK |  |  | EA*4X48L24A* | *96MSM0802120A* | 36000 | 16 | 8.5 | 38000 | 34800 | 91.58% | 2.04 | 0 | 10 |  |  |  | No | R-410A | 3 | Residential & Commercial | Ducted CEE Tier 1
213080264 | Central HP <5.4 tons | SMART COMFORT | HRCU-A-CB (Split System: Heat Pump with Remote Outdoor Unit-Air-Source) | DLCURAH36ABK |  |  | EN(A,D)4X48L24** | *96MSN0802120A* | 36200 | 16 | 8.1 | 38500 | 35000 | 90.91% | 2.02 | 0 | 10 |  |  |  | No | R-410A | 3.0167 | Residential & Commercial | Ducted CEE Tier 1
213080265 | Central HP <5.4 tons | SMART COMFORT | HRCU-A-CB (Split System: Heat Pump with Remote Outdoor Unit-Air-Source) | DLCURAH36ABK |  |  | EN(A,D)4X48L24** | *96MSM0802120A* | 36200 | 16 | 8.1 | 38500 | 35000 | 90.91% | 2.02 | 0 | 10 |  |  |  | No | R-410A | 3.0167 | Residential & Commercial | Ducted CEE Tier 1
213079612 | Central HP <5.4 tons | SMART COMFORT | HRCU-A-CB (Split System: Heat Pump with Remote Outdoor Unit-Air-Source) | DLCURAH36ABK |  |  | END4X42L17** | *92MSN0801716A* | 35600 | 16 | 8.1 | 38500 | 35000 | 90.91% | 1.94 | 0 | 10 |  |  |  | No | R-410A | 2.9667 | Residential & Commercial | Ducted CEE Tier 1
213080833 | Central HP <5.4 tons | SMART COMFORT | HRCU-A-CB (Split System: Heat Pump with Remote Outdoor Unit-Air-Source) | DLCURAH36ABK |  |  | EA*4X43L21A* | *95MSU0802120A* | 36600 | 16 | 8.5 | 38500 | 35000 | 90.91% | 2.08 | 0 | 10 |  |  |  | No | R-410A | 3.05 | Residential & Commercial | Ducted CEE Tier 1
213079150 | Central HP <5.4 tons | SMART COMFORT | HRCU-A-CB (Split System: Heat Pump with Remote Outdoor Unit-Air-Source) | DLCURAH36ABK |  |  | EA*4X48L21A* | *80MSU0601716A* | 35600 | 16.5 | 8.5 | 37800 | 34600 | 91.53% | 2.06 | 0 | 10 |  |  |  | No | R-410A | 2.9667 | Residential & Commercial | Ducted CEE Tier 1
213079282 | Central HP <5.4 tons | SMART COMFORT | HRCU-A-CB (Split System: Heat Pump with Remote Outdoor Unit-Air-Source) | DLCURAH36ABK |  |  | EA*4X48L24A* | *80MSU0802120A* | 35600 | 16.5 | 8.5 | 37800 | 34600 | 91.53% | 2.06 | 0 | 10 |  |  |  | No | R-410A | 2.9667 | Residential & Commercial | Ducted CEE Tier 1
213077698 | Central HP <5.4 tons | SMART COMFORT | HRCU-A-CB (Split System: Heat Pump with Remote Outdoor Unit-Air-Source) | DLCURAH36ABK |  |  | EN(A,D)4X48L24** | *96VTN1002120B* | 36000 | 16.5 | 8.1 | 38500 | 35000 | 90.91% | 2 | 0 | 10 |  |  |  | No | R-410A | 3 | Residential & Commercial | Ducted CEE Tier 1
211241976 | Central HP <5.4 tons | SMART COMFORT | HRCU-A-CB (Split System: Heat Pump with Remote Outdoor Unit-Air-Source) | DLCURAH24ABK |  |  | EA*4X36L17A* | *96VTN0401712A* | 23400 | 16 | 8.5 | 25800 | 23600 | 91.47% | 1.96 | 0 | 10 |  |  |  | No | R-410A | 1.95 | Residential & Commercial | Ducted CEE Tier 1
212989198 | Central HP <5.4 tons | SMART COMFORT | HRCU-A-CB (Split System: Heat Pump with Remote Outdoor Unit-Air-Source) | DLCURAH24ABK |  |  | EA*4X37L17A* | *95MSU0601716A* | 24000 | 17 | 8.5 | 25600 | 22400 | 87.5% | 1.88 | 0 | 10 |  |  |  | No | R-410A | 2 | Residential & Commercial | Ducted CEE Tier 1
212989618 | Central HP <5.4 tons | SMART COMFORT | HRCU-A-CB (Split System: Heat Pump with Remote Outdoor Unit-Air-Source) | DLCURAH24ABK |  |  | EA*4X37L21A* | *95MSU0802120A* | 24000 | 17.5 | 8.5 | 25200 | 21800 | 86.51% | 1.82 | 0 | 10 |  |  |  | No | R-410A | 2 | Residential & Commercial | Ducted CEE Tier 1
213076405 | Central HP <5.4 tons | SMART COMFORT | HRCU-A-CB (Split System: Heat Pump with Remote Outdoor Unit-Air-Source) | DLCURAH24ABK |  |  | EN(A,D)4X24L17** | *96VTN0601716B* | 23200 | 16.5 | 8.5 | 26800 | 25400 | 94.78% | 2.12 | 0 | 10 |  |  |  | No | R-410A | 1.9333 | Residential & Commercial | Ducted CEE Tier 1
212988646 | Central HP <5.4 tons | SMART COMFORT | HRCU-A-CB (Split System: Heat Pump with Remote Outdoor Unit-Air-Source) | DLCURAH24ABK |  |  | EA*4X24L17A* | *95MSU0401712A* | 23400 | 16.5 | 8.5 | 27000 | 26200 | 97.04% | 2.2 | 0 | 10 |  |  |  | No | R-410A | 1.95 | Residential & Commercial | Ducted CEE Tier 1
211241863 | Central HP <5.4 tons | SMART COMFORT | HRCU-A-CB (Split System: Heat Pump with Remote Outdoor Unit-Air-Source) | DLCURAH24ABK |  |  | EA*4X36L17A* | *96VSN0601412A* | 23600 | 16.5 | 8.5 | 25800 | 23400 | 90.7% | 1.94 | 0 | 10 |  |  |  | No | R-410A | 1.9667 | Residential & Commercial | Ducted CEE Tier 1
211241893 | Central HP <5.4 tons | SMART COMFORT | HRCU-A-CB (Split System: Heat Pump with Remote Outdoor Unit-Air-Source) | DLCURAH24ABK |  |  | EA*4X36L17A* | *80ES(N,L)0701716A* | 25000 | 16 | 8.5 | 26800 | 21800 | 81.34% | 1.8 | 0 | 10 |  |  |  | No | R-410A | 2.0833 | Residential & Commercial | Ducted CEE Tier 1
211260181 | Central HP <5.4 tons | SMART COMFORT | HRCU-A-CB (Split System: Heat Pump with Remote Outdoor Unit-Air-Source) | DLCURAH18ABK |  |  | EA*4X24L14A* | *95ESN0261410A* | 17900 | 15.5 | 8.5 | 19000 | 18900 | 99.47% | 2.26 | 0 | 10.5 |  |  |  | No | R-410A | 1.4917 | Residential & Commercial | Ducted CEE Tier 1
212987528 | Central HP <5.4 tons | SMART COMFORT | HRCU-A-CB (Split System: Heat Pump with Remote Outdoor Unit-Air-Source) | DLCURAH18ABK |  |  | EA*4X25L17A* | *96MSN0801716A* | 18200 | 16.5 | 8.5 | 18100 | 17600 | 97.24% | 2.14 | 0 | 11 |  |  |  | No | R-410A | 1.5167 | Residential & Commercial | Ducted CEE Tier 1
212986340 | Central HP <5.4 tons | SMART COMFORT | HRCU-A-CB (Split System: Heat Pump with Remote Outdoor Unit-Air-Source) | DLCURAH18ABK |  |  | EN(A,D)4X18L14** | *96MSN0401410A* | 17200 | 15.5 | 8.5 | 18500 | 19800 | 107% | 2.38 | 0 | 10.5 |  |  |  | No | R-410A | 1.4333 | Residential & Commercial | Ducted CEE Tier 1
212988814 | Central HP <5.4 tons | SMART COMFORT | HRCU-A-CB (Split System: Heat Pump with Remote Outdoor Unit-Air-Source) | DLCURAH18ABK |  |  | EA*4X30L17A* | *95MSU0401712A* | 17400 | 16 | 8.5 | 18000 | 18800 | 104.4% | 2.26 | 0 | 10.5 |  |  |  | No | R-410A | 1.45 | Residential & Commercial | Ducted CEE Tier 1
211261380 | Central HP <5.4 tons | SMART COMFORT | HRCU-A-CB (Split System: Heat Pump with Remote Outdoor Unit-Air-Source) | DLCURAH18ABK |  |  | EA*4X30L14A* | *96VTN0401410A* | 17500 | 16 | 8.5 | 18100 | 18600 | 102.8% | 2.24 | 0 | 10.5 |  |  |  | No | R-410A | 1.4583 | Residential & Commercial | Ducted CEE Tier 1
211262128 | Central HP <5.4 tons | SMART COMFORT | HRCU-A-CB (Split System: Heat Pump with Remote Outdoor Unit-Air-Source) | DLCURAH18ABK |  |  | EA*4X30L17A* | *92ESN0401410A* | 18000 | 15.5 | 8.5 | 18700 | 18500 | 98.93% | 2.22 | 0 | 10.5 |  |  |  | No | R-410A | 1.5 | Residential & Commercial | Ducted CEE Tier 1
211260147 | Central HP <5.4 tons | SMART COMFORT | HRCU-A-CB (Split System: Heat Pump with Remote Outdoor Unit-Air-Source) | DLCURAH18ABK |  |  | EA*4X24L14A* | *95ESN0601412A* | 17800 | 16 | 8.5 | 18700 | 19000 | 101.6% | 2.28 | 0 | 10.5 |  |  |  | No | R-410A | 1.4833 | Residential & Commercial | Ducted CEE Tier 1
206773328 | Central HP <5.4 tons | TEMPSTAR | HRCU-A-CB (Split System: Heat Pump with Remote Outdoor Unit-Air-Source) | TVH837GKA2* |  |  | EHD4X42AAL+WALLCON | *80CSU0401712A* | 32400 | 16.5 | 8.1 | 33200 | 24800 | 74.7% | 1.94 | 11.5 | 11 |  |  |  | No | R-410A | 2.7 | Residential & Commercial | Ducted CEE Tier 1
215940243 | Central HP <5.4 tons | TEMPSTAR | HRCU-A-CB (Split System: Heat Pump with Remote Outdoor Unit-Air-Source) | T5H3V36*K*AAA* |  |  | ESH5X60M12A*+WALLCON | *97CTN1002122A* | 34200 | 19.5 | 9 | 34200 | 26000 | 76.02% | 1.94 | 0 | 11.7 |  |  |  | No | R-454B | 2.85 | Residential & Commercial | Ducted CEE Tier 1
215682288 | Central HP <5.4 tons | COMFORTMAKER | HRCU-A-CB (Split System: Heat Pump with Remote Outdoor Unit-Air-Source) | C5H0V48*K*AAA* |  |  | EVD5X49M24A*+WALLCON | *97CTN1202422A* | 48000 | 19 | 9 | 50000 | 36600 | 73.2% | 2 | 0 | 10.5 |  |  |  | No | R-454B | 4 | Residential & Commercial | Ducted CEE Tier 1
216051028 | Central HP <5.4 tons | FRIEDRICH | HRCU-A-CB (Split System: Heat Pump with Remote Outdoor Unit-Air-Source) | FRP19AY24AJVC |  |  | TCFY2421HEAAM | FR962V0403A17M4 | 22800 | 21 | 8.5 | 22800 | 18500 | 81.14% | 1.8 | 0 | 13 |  |  |  | No | R-454B | 1.9 | Residential & Commercial | Ducted CEE Tier 1
213077789 | Central HP <5.4 tons | SMART COMFORT | HRCU-A-CB (Split System: Heat Pump with Remote Outdoor Unit-Air-Source) | DLCURAH36ABK |  |  | EN(A,D)4X48L24** | *96VTN1002122B* | 36000 | 17 | 8.1 | 38500 | 34800 | 90.39% | 2 | 0 | 10.5 |  |  |  | No | R-410A | 3 | Residential & Commercial | Ducted CEE Tier 1
213076748 | Central HP <5.4 tons | SMART COMFORT | HRCU-A-CB (Split System: Heat Pump with Remote Outdoor Unit-Air-Source) | DLCURAH36ABK |  |  | EA*4X37L21A* | *80VTL1102122B* | 36400 | 16 | 8.5 | 38000 | 34800 | 91.58% | 2.06 | 0 | 10 |  |  |  | No | R-410A | 3.0333 | Residential & Commercial | Ducted CEE Tier 1
213077367 | Central HP <5.4 tons | SMART COMFORT | HRCU-A-CB (Split System: Heat Pump with Remote Outdoor Unit-Air-Source) | DLCURAH36ABK |  |  | EA*4X37L17A* | *96VTN0801716B* | 36000 | 15.5 | 8.5 | 38500 | 35200 | 91.43% | 2 | 0 | 10 |  |  |  | No | R-410A | 3 | Residential & Commercial | Ducted CEE Tier 1
213077685 | Central HP <5.4 tons | SMART COMFORT | HRCU-A-CB (Split System: Heat Pump with Remote Outdoor Unit-Air-Source) | DLCURAH36ABK |  |  | EN(A,D,W)4X48L21** | *96VTN1002120B* | 36000 | 16.5 | 8.1 | 38500 | 35000 | 90.91% | 2 | 0 | 10 |  |  |  | No | R-410A | 3 | Residential & Commercial | Ducted CEE Tier 1
206773352 | Central HP <5.4 tons | DAY & NIGHT | HRCU-A-CB (Split System: Heat Pump with Remote Outdoor Unit-Air-Source) | CVH837GKA2* |  |  | EHD4X42AAL+WALLCON | *80CSU1002120A* | 32400 | 16 | 8.1 | 33200 | 24800 | 74.7% | 1.94 | 11.5 | 11 |  |  |  | No | R-410A | 2.7 | Residential & Commercial | Ducted CEE Tier 1
206773361 | Central HP <5.4 tons | DAY & NIGHT | HRCU-A-CB (Split System: Heat Pump with Remote Outdoor Unit-Air-Source) | CVH837GKA2* |  |  | EHD4X48AAL+WALLCON | *80CSU0401712A* | 32600 | 16.5 | 8.1 | 33000 | 24800 | 75.15% | 1.96 | 11.5 | 11 |  |  |  | No | R-410A | 2.7167 | Residential & Commercial | Ducted CEE Tier 1
213079318 | Central HP <5.4 tons | SMART COMFORT | HRCU-A-CB (Split System: Heat Pump with Remote Outdoor Unit-Air-Source) | DLCURAH36ABK |  |  | EN(A,D,W)4X48L21** | *80MSU0802120A* | 35800 | 17 | 8.1 | 38000 | 34800 | 91.58% | 2.04 | 0 | 10.5 |  |  |  | No | R-410A | 2.9833 | Residential & Commercial | Ducted CEE Tier 1
213077813 | Central HP <5.4 tons | SMART COMFORT | HRCU-A-CB (Split System: Heat Pump with Remote Outdoor Unit-Air-Source) | DLCURAH36ABK |  |  | EN(A,D)4X48L24** | *96VTN1202422B* | 35800 | 16.5 | 8.1 | 38500 | 35000 | 90.91% | 2 | 0 | 10 |  |  |  | No | R-410A | 2.9833 | Residential & Commercial | Ducted CEE Tier 1
213077571 | Central HP <5.4 tons | SMART COMFORT | HRCU-A-CB (Split System: Heat Pump with Remote Outdoor Unit-Air-Source) | DLCURAH36ABK |  |  | EN(A,D,W)4X48L21** | *96VTN0802120B* | 35600 | 16.5 | 8.1 | 38500 | 34800 | 90.39% | 1.98 | 0 | 10 |  |  |  | No | R-410A | 2.9667 | Residential & Commercial | Ducted CEE Tier 1
213077646 | Central HP <5.4 tons | SMART COMFORT | HRCU-A-CB (Split System: Heat Pump with Remote Outdoor Unit-Air-Source) | DLCURAH36ABK |  |  | EA*4X43L21A* | *96VTN1002120B* | 36200 | 16.5 | 8.5 | 38000 | 34800 | 91.58% | 2.04 | 0 | 10 |  |  |  | No | R-410A | 3.0167 | Residential & Commercial | Ducted CEE Tier 1
215682488 | Central HP <5.4 tons | COMFORTMAKER | HRCU-A-CB (Split System: Heat Pump with Remote Outdoor Unit-Air-Source) | C5H0V48*K*AAA* |  |  | EVD5X61M21A*+WALLCON | *97CTN0801716A* | 48000 | 18.5 | 9 | 50000 | 37400 | 74.8% | 2 | 0 | 10 |  |  |  | No | R-454B | 4 | Residential & Commercial | Ducted CEE Tier 1
211259883 | Central HP <5.4 tons | SMART COMFORT | HRCU-A-CB (Split System: Heat Pump with Remote Outdoor Unit-Air-Source) | DLCURAH18ABK |  |  | EA*4X19L17A* | *96VTN0601714A* | 18200 | 16 | 8.5 | 18200 | 17700 | 97.25% | 2.14 | 0 | 10.5 |  |  |  | No | R-410A | 1.5167 | Residential & Commercial | Ducted CEE Tier 1
212973400 | Central HP <5.4 tons | SMART COMFORT | HRCU-A-CB (Split System: Heat Pump with Remote Outdoor Unit-Air-Source) | DLCURAH18ABK |  |  | EN(A,D)4X30L17** | *96VSN0601412B* | 17500 | 16.5 | 8.1 | 18000 | 18700 | 103.9% | 2.24 | 0 | 11 |  |  |  | No | R-410A | 1.4583 | Residential & Commercial | Ducted CEE Tier 1
212987552 | Central HP <5.4 tons | SMART COMFORT | HRCU-A-CB (Split System: Heat Pump with Remote Outdoor Unit-Air-Source) | DLCURAH18ABK |  |  | EN(A,D)4X24L17** | *96MSN0801716A* | 17600 | 16 | 8.5 | 18600 | 19100 | 102.7% | 2.3 | 0 | 11 |  |  |  | No | R-410A | 1.4667 | Residential & Commercial | Ducted CEE Tier 1
211260854 | Central HP <5.4 tons | SMART COMFORT | HRCU-A-CB (Split System: Heat Pump with Remote Outdoor Unit-Air-Source) | DLCURAH18ABK |  |  | EA*4X25L17A* | *96VTN0401712A* | 18200 | 15.5 | 8.5 | 18200 | 17500 | 96.15% | 2.12 | 0 | 10.5 |  |  |  | No | R-410A | 1.5167 | Residential & Commercial | Ducted CEE Tier 1
211259852 | Central HP <5.4 tons | SMART COMFORT | HRCU-A-CB (Split System: Heat Pump with Remote Outdoor Unit-Air-Source) | DLCURAH18ABK |  |  | EA*4X19L17A* | *96VTN0601412A* | 18400 | 16 | 8.5 | 18400 | 17600 | 95.65% | 2.12 | 0 | 11 |  |  |  | No | R-410A | 1.5333 | Residential & Commercial | Ducted CEE Tier 1
211260271 | Central HP <5.4 tons | SMART COMFORT | HRCU-A-CB (Split System: Heat Pump with Remote Outdoor Unit-Air-Source) | DLCURAH18ABK |  |  | EA*4X24L17A* | *96VSN0601714A* | 17700 | 16 | 8.5 | 18600 | 19100 | 102.7% | 2.3 | 0 | 10.5 |  |  |  | No | R-410A | 1.475 | Residential & Commercial | Ducted CEE Tier 1
212986304 | Central HP <5.4 tons | SMART COMFORT | HRCU-A-CB (Split System: Heat Pump with Remote Outdoor Unit-Air-Source) | DLCURAH18ABK |  |  | EA*4X24L17A* | *96MSN0401410A* | 17400 | 16 | 8.5 | 18500 | 19500 | 105.4% | 2.34 | 0 | 10.5 |  |  |  | No | R-410A | 1.45 | Residential & Commercial | Ducted CEE Tier 1
213077153 | Central HP <5.4 tons | SMART COMFORT | HRCU-A-CB (Split System: Heat Pump with Remote Outdoor Unit-Air-Source) | DLCURAH36ABK |  |  | EA*4X37L21A* | *96VSN1002120B* | 36200 | 16 | 8.5 | 38000 | 34800 | 91.58% | 2.04 | 0 | 10 |  |  |  | No | R-410A | 3.0167 | Residential & Commercial | Ducted CEE Tier 1
213080797 | Central HP <5.4 tons | SMART COMFORT | HRCU-A-CB (Split System: Heat Pump with Remote Outdoor Unit-Air-Source) | DLCURAH36ABK |  |  | EA*4X37L21A* | *95MSU0802120A* | 36600 | 16 | 8.5 | 38500 | 35000 | 90.91% | 2.06 | 0 | 10 |  |  |  | No | R-410A | 3.05 | Residential & Commercial | Ducted CEE Tier 1
212970424 | Central HP <5.4 tons | SMART COMFORT | HRCU-A-CB (Split System: Heat Pump with Remote Outdoor Unit-Air-Source) | DLCURAH36ABK |  |  | EA*4X43L21A* | *80VSL0701716B* | 36400 | 16 | 8.5 | 39000 | 35000 | 89.74% | 2.06 | 0 | 10 |  |  |  | No | R-410A | 3.0333 | Residential & Commercial | Ducted CEE Tier 1
211230757 | Central HP <5.4 tons | SMART COMFORT | HRCU-A-CB (Split System: Heat Pump with Remote Outdoor Unit-Air-Source) | DLCURAH36ABK |  |  | EN(A,D)4X48L24** | *96VTN0802120A* | 35600 | 16 | 8.1 | 38500 | 34800 | 90.39% | 2 | 0 | 10 |  |  |  | No | R-410A | 2.9667 | Residential & Commercial | Ducted CEE Tier 1
211230553 | Central HP <5.4 tons | SMART COMFORT | HRCU-A-CB (Split System: Heat Pump with Remote Outdoor Unit-Air-Source) | DLCURAH36ABK |  |  | EN(A,D)4X48L24** | *80ESU1002120A* | 36200 | 16 | 8.1 | 38500 | 34800 | 90.39% | 2.02 | 0 | 10 |  |  |  | No | R-410A | 3.0167 | Residential & Commercial | Ducted CEE Tier 1
211230035 | Central HP <5.4 tons | SMART COMFORT | HRCU-A-CB (Split System: Heat Pump with Remote Outdoor Unit-Air-Source) | DLCURAH36ABK |  |  | EN(A,D,W)4X48L21** | *80ESU0601716A | 35600 | 16.5 | 8.1 | 38500 | 34800 | 90.39% | 2 | 0 | 10 |  |  |  | No | R-410A | 2.9667 | Residential & Commercial | Ducted CEE Tier 1
213079234 | Central HP <5.4 tons | SMART COMFORT | HRCU-A-CB (Split System: Heat Pump with Remote Outdoor Unit-Air-Source) | DLCURAH36ABK |  |  | EA*4X42L21A* | *80MSU0802120A* | 35000 | 16.5 | 8.1 | 38500 | 35000 | 90.91% | 1.9 | 0 | 10 |  |  |  | No | R-410A | 2.9167 | Residential & Commercial | Ducted CEE Tier 1
211260494 | Central HP <5.4 tons | PAYNE HEATING AND COOLING | HRCU-A-CB (Split System: Heat Pump with Remote Outdoor Unit-Air-Source) | 38MURAQ18AB3* |  |  | CAP**2417AL* | PG96VTAA36060A** | 17900 | 16 | 8.5 | 18800 | 19000 | 101.1% | 2.28 | 0 | 10.5 |  |  |  | No | R-410A | 1.4917 | Residential & Commercial | Ducted CEE Tier 1
211260547 | Central HP <5.4 tons | PAYNE HEATING AND COOLING | HRCU-A-CB (Split System: Heat Pump with Remote Outdoor Unit-Air-Source) | 38MURAQ18AB3* |  |  | CAP**2417AL* | PG80ES(A,L)A36045B** | 18500 | 15.5 | 9 | 19400 | 18600 | 95.88% | 2.24 | 0 | 10.5 |  |  |  | No | R-410A | 1.5417 | Residential & Commercial | Ducted CEE Tier 1
211260561 | Central HP <5.4 tons | PAYNE HEATING AND COOLING | HRCU-A-CB (Split System: Heat Pump with Remote Outdoor Unit-Air-Source) | 38MURAQ18AB3* |  |  | CAP**2417AL* | PG80ES(A,L)A36070B** | 18000 | 16 | 8.5 | 18800 | 18900 | 100.5% | 2.28 | 0 | 10.5 |  |  |  | No | R-410A | 1.5 | Residential & Commercial | Ducted CEE Tier 1
211260965 | Central HP <5.4 tons | PAYNE HEATING AND COOLING | HRCU-A-CB (Split System: Heat Pump with Remote Outdoor Unit-Air-Source) | 38MURAQ18AB3* |  |  | CAP**2517AL* | PG96VTAA42060B** | 18200 | 16 | 8.5 | 18100 | 17500 | 96.69% | 2.12 | 0 | 10.5 |  |  |  | No | R-410A | 1.5167 | Residential & Commercial | Ducted CEE Tier 1
211260892 | Central HP <5.4 tons | SMART COMFORT | HRCU-A-CB (Split System: Heat Pump with Remote Outdoor Unit-Air-Source) | DLCURAH18ABK |  |  | EA*4X25L17A* | *95ESN0401410A* | 18300 | 16 | 8.5 | 18200 | 17500 | 96.15% | 2.12 | 0 | 10.5 |  |  |  | No | R-410A | 1.525 | Residential & Commercial | Ducted CEE Tier 1
211261169 | Central HP <5.4 tons | SMART COMFORT | HRCU-A-CB (Split System: Heat Pump with Remote Outdoor Unit-Air-Source) | DLCURAH18ABK |  |  | EA*4X25L17A* | *80ESU0601716A | 19100 | 16.5 | 8.5 | 18900 | 17300 | 91.53% | 2.12 | 0 | 11 |  |  |  | No | R-410A | 1.5917 | Residential & Commercial | Ducted CEE Tier 1
211260690 | Central HP <5.4 tons | SMART COMFORT | HRCU-A-CB (Split System: Heat Pump with Remote Outdoor Unit-Air-Source) | DLCURAH18ABK |  |  | EA*4X25L17A* | *80VSL0451412A* | 18300 | 16.5 | 8.5 | 18100 | 17500 | 96.69% | 2.12 | 0 | 11 |  |  |  | No | R-410A | 1.525 | Residential & Commercial | Ducted CEE Tier 1
212986676 | Central HP <5.4 tons | SMART COMFORT | HRCU-A-CB (Split System: Heat Pump with Remote Outdoor Unit-Air-Source) | DLCURAH18ABK |  |  | EA*4X24L17A* | *96MSN0401712A* | 17200 | 15.5 | 8.5 | 18300 | 19400 | 106% | 2.32 | 0 | 10 |  |  |  | No | R-410A | 1.4333 | Residential & Commercial | Ducted CEE Tier 1
212969544 | Central HP <5.4 tons | SMART COMFORT | HRCU-A-CB (Split System: Heat Pump with Remote Outdoor Unit-Air-Source) | DLCURAH18ABK |  |  | EA*4X25L17A* | *80VSL0451412B* | 18300 | 16.5 | 8.5 | 18100 | 17600 | 97.24% | 2.14 | 0 | 11 |  |  |  | No | R-410A | 1.525 | Residential & Commercial | Ducted CEE Tier 1
212969514 | Central HP <5.4 tons | SMART COMFORT | HRCU-A-CB (Split System: Heat Pump with Remote Outdoor Unit-Air-Source) | DLCURAH18ABK |  |  | EA*4X19L17A* | *80VSL0451412B* | 18200 | 16.5 | 8.5 | 18100 | 17700 | 97.79% | 2.14 | 0 | 11 |  |  |  | No | R-410A | 1.5167 | Residential & Commercial | Ducted CEE Tier 1
212973020 | Central HP <5.4 tons | SMART COMFORT | HRCU-A-CB (Split System: Heat Pump with Remote Outdoor Unit-Air-Source) | DLCURAH18ABK |  |  | EA*4X19L17A* | *96VSN0401712B* | 17700 | 16 | 8.1 | 17800 | 17900 | 100.6% | 2.16 | 0 | 10.5 |  |  |  | No | R-410A | 1.475 | Residential & Commercial | Ducted CEE Tier 1
213079786 | Central HP <5.4 tons | SMART COMFORT | HRCU-A-CB (Split System: Heat Pump with Remote Outdoor Unit-Air-Source) | DLCURAH36ABK |  |  | EA*4X43L21A* | *92MSN1002120A* | 36600 | 16.5 | 8.5 | 38000 | 34800 | 91.58% | 2.08 | 0 | 10 |  |  |  | No | R-410A | 3.05 | Residential & Commercial | Ducted CEE Tier 1
213078934 | Central HP <5.4 tons | SMART COMFORT | HRCU-A-CB (Split System: Heat Pump with Remote Outdoor Unit-Air-Source) | DLCURAH36ABK |  |  | EN(A,D,W)4X42L21** | *80MSU1002120A* | 35400 | 15.5 | 8.5 | 38500 | 35200 | 91.43% | 1.88 | 0 | 10 |  |  |  | No | R-410A | 2.95 | Residential & Commercial | Ducted CEE Tier 1
211230138 | Central HP <5.4 tons | SMART COMFORT | HRCU-A-CB (Split System: Heat Pump with Remote Outdoor Unit-Air-Source) | DLCURAH36ABK |  |  | EN(A,D,W)4X48L21** | *92ESN0802120A* | 35800 | 16.5 | 8.1 | 38500 | 34800 | 90.39% | 2.02 | 0 | 10.5 |  |  |  | No | R-410A | 2.9833 | Residential & Commercial | Ducted CEE Tier 1
211229637 | Central HP <5.4 tons | SMART COMFORT | HRCU-A-CB (Split System: Heat Pump with Remote Outdoor Unit-Air-Source) | DLCURAH36ABK |  |  | EA*4X48L24A* | OLV112A16A | 35800 | 15.5 | 8.5 | 38500 | 34800 | 90.39% | 2.04 | 0 | 10 |  |  |  | No | R-410A | 2.9833 | Residential & Commercial | Ducted CEE Tier 1
211229151 | Central HP <5.4 tons | SMART COMFORT | HRCU-A-CB (Split System: Heat Pump with Remote Outdoor Unit-Air-Source) | DLCURAH36ABK |  |  | EA*4X48L21A* | *95ESU1002122A* | 37200 | 15.5 | 8.5 | 38500 | 35000 | 90.91% | 2.12 | 0 | 10 |  |  |  | No | R-410A | 3.1 | Residential & Commercial | Ducted CEE Tier 1
211229266 | Central HP <5.4 tons | SMART COMFORT | HRCU-A-CB (Split System: Heat Pump with Remote Outdoor Unit-Air-Source) | DLCURAH36ABK |  |  | EA*4X48L24A* | *80ES(N,L)0902116A* | 36400 | 16 | 8.5 | 38500 | 34600 | 89.87% | 2.08 | 0 | 10 |  |  |  | No | R-410A | 3.0333 | Residential & Commercial | Ducted CEE Tier 1
213077969 | Central HP <5.4 tons | PAYNE HEATING AND COOLING | HRCU-A-CB (Split System: Heat Pump with Remote Outdoor Unit-Air-Source) | 38MURAQ36AB3* |  |  | CAP**4321AL* | PG80MS(A,L)A36070B** | 36200 | 16 | 8.5 | 38000 | 34800 | 91.58% | 2.04 | 0 | 10 |  |  |  | No | R-410A | 3.0167 | Residential & Commercial | Ducted CEE Tier 1
213078002 | Central HP <5.4 tons | PAYNE HEATING AND COOLING | HRCU-A-CB (Split System: Heat Pump with Remote Outdoor Unit-Air-Source) | 38MURAQ36AB3* |  |  | CNPV*4217AL* | PG80MS(A,L)A36070B** | 35600 | 16 | 8.1 | 38500 | 35000 | 90.91% | 1.94 | 0 | 10 |  |  |  | No | R-410A | 2.9667 | Residential & Commercial | Ducted CEE Tier 1
213078317 | Central HP <5.4 tons | PAYNE HEATING AND COOLING | HRCU-A-CB (Split System: Heat Pump with Remote Outdoor Unit-Air-Source) | 38MURAQ36AB3* |  |  | CAP**4321AL* | PG80MS(A,L)A42090B** | 36200 | 16.5 | 8.5 | 38000 | 34800 | 91.58% | 2.04 | 0 | 10 |  |  |  | No | R-410A | 3.0167 | Residential & Commercial | Ducted CEE Tier 1
213080180 | Central HP <5.4 tons | SMART COMFORT | HRCU-A-CB (Split System: Heat Pump with Remote Outdoor Unit-Air-Source) | DLCURAH36ABK |  |  | EA*4X42L24A* | *96MSN0802120A* | 35600 | 16 | 8.1 | 38500 | 35200 | 91.43% | 1.9 | 0 | 10 |  |  |  | No | R-410A | 2.9667 | Residential & Commercial | Ducted CEE Tier 1
213080205 | Central HP <5.4 tons | SMART COMFORT | HRCU-A-CB (Split System: Heat Pump with Remote Outdoor Unit-Air-Source) | DLCURAH36ABK |  |  | EA*4X48L21A* | *96MSM0802120A* | 36000 | 16 | 8.5 | 38000 | 34800 | 91.58% | 2.04 | 0 | 10 |  |  |  | No | R-410A | 3 | Residential & Commercial | Ducted CEE Tier 1
213078720 | Central HP <5.4 tons | SMART COMFORT | HRCU-A-CB (Split System: Heat Pump with Remote Outdoor Unit-Air-Source) | DLCURAH36ABK |  |  | EN(A,D,W)4X48L21** | *80MS(N,L)1102120A* | 36400 | 16.5 | 8.1 | 38500 | 35000 | 90.91% | 2.02 | 0 | 10.5 |  |  |  | No | R-410A | 3.0333 | Residential & Commercial | Ducted CEE Tier 1
213078886 | Central HP <5.4 tons | SMART COMFORT | HRCU-A-CB (Split System: Heat Pump with Remote Outdoor Unit-Air-Source) | DLCURAH36ABK |  |  | EA*4X43L21A* | *80MSU1002120A* | 36400 | 16 | 8.5 | 38000 | 34800 | 91.58% | 2.1 | 0 | 10 |  |  |  | No | R-410A | 3.0333 | Residential & Commercial | Ducted CEE Tier 1
212970674 | Central HP <5.4 tons | SMART COMFORT | HRCU-A-CB (Split System: Heat Pump with Remote Outdoor Unit-Air-Source) | DLCURAH36ABK |  |  | EA*4X42L24A* | *80VSL0902120B* | 35200 | 16 | 8.1 | 38000 | 35000 | 92.11% | 1.88 | 0 | 10 |  |  |  | No | R-410A | 2.9333 | Residential & Commercial | Ducted CEE Tier 1
213078939 | Central HP <5.4 tons | PAYNE HEATING AND COOLING | HRCU-A-CB (Split System: Heat Pump with Remote Outdoor Unit-Air-Source) | 38MURAQ36AB3* |  |  | CNPV*4821AL* | PG80MSUA60100C** | 35800 | 16.5 | 8.5 | 38500 | 34800 | 90.39% | 2 | 0 | 10 |  |  |  | No | R-410A | 2.9833 | Residential & Commercial | Ducted CEE Tier 1
213079323 | Central HP <5.4 tons | PAYNE HEATING AND COOLING | HRCU-A-CB (Split System: Heat Pump with Remote Outdoor Unit-Air-Source) | 38MURAQ36AB3* |  |  | CNPV*4824AL* | PG80MSUA60080C** | 35800 | 17 | 8.1 | 38000 | 34800 | 91.58% | 2.04 | 0 | 10.5 |  |  |  | No | R-410A | 2.9833 | Residential & Commercial | Ducted CEE Tier 1
213079755 | Central HP <5.4 tons | PAYNE HEATING AND COOLING | HRCU-A-CB (Split System: Heat Pump with Remote Outdoor Unit-Air-Source) | 38MURAQ36AB3* |  |  | CAP**4221AL* | PG92MSAA60100C** | 35200 | 16.5 | 8.1 | 38500 | 35000 | 90.91% | 1.88 | 0 | 10 |  |  |  | No | R-410A | 2.9333 | Residential & Commercial | Ducted CEE Tier 1
212986673 | Central HP <5.4 tons | DAY & NIGHT | HRCU-A-CB (Split System: Heat Pump with Remote Outdoor Unit-Air-Source) | DLCURAH18ABK |  |  | EA*4X24L17A* | *96MSN0401712A* | 17200 | 15.5 | 8.5 | 18300 | 19400 | 106% | 2.32 | 0 | 10 |  |  |  | No | R-410A | 1.4333 | Residential & Commercial | Ducted CEE Tier 1
211261602 | Central HP <5.4 tons | SMART COMFORT | HRCU-A-CB (Split System: Heat Pump with Remote Outdoor Unit-Air-Source) | DLCURAH18ABK |  |  | EA*4X30L17A* | *96VSN0401712A* | 17900 | 15.5 | 8.5 | 18500 | 18500 | 100% | 2.22 | 0 | 10.5 |  |  |  | No | R-410A | 1.4917 | Residential & Commercial | Ducted CEE Tier 1
211261638 | Central HP <5.4 tons | SMART COMFORT | HRCU-A-CB (Split System: Heat Pump with Remote Outdoor Unit-Air-Source) | DLCURAH18ABK |  |  | EA*4X30L17A* | *96VSN0801716A* | 17600 | 16 | 8.5 | 18100 | 18600 | 102.8% | 2.24 | 0 | 10.5 |  |  |  | No | R-410A | 1.4667 | Residential & Commercial | Ducted CEE Tier 1
211261713 | Central HP <5.4 tons | SMART COMFORT | HRCU-A-CB (Split System: Heat Pump with Remote Outdoor Unit-Air-Source) | DLCURAH18ABK |  |  | EA*4X30L17A* | *80VSL0451716A* | 17800 | 16 | 8.5 | 18300 | 18600 | 101.6% | 2.22 | 0 | 10.5 |  |  |  | No | R-410A | 1.4833 | Residential & Commercial | Ducted CEE Tier 1
212969604 | Central HP <5.4 tons | SMART COMFORT | HRCU-A-CB (Split System: Heat Pump with Remote Outdoor Unit-Air-Source) | DLCURAH18ABK |  |  | EN(A,D)4X30L17** | *80VSL0451412B* | 17400 | 16.5 | 8.1 | 17900 | 18600 | 103.9% | 2.24 | 0 | 11 |  |  |  | No | R-410A | 1.45 | Residential & Commercial | Ducted CEE Tier 1
212973700 | Central HP <5.4 tons | SMART COMFORT | HRCU-A-CB (Split System: Heat Pump with Remote Outdoor Unit-Air-Source) | DLCURAH18ABK |  |  | EN(A,D)4X24L17** | *96VSN0801716B* | 17700 | 16 | 8.5 | 18700 | 19100 | 102.1% | 2.3 | 0 | 11 |  |  |  | No | R-410A | 1.475 | Residential & Commercial | Ducted CEE Tier 1
212975472 | Central HP <5.4 tons | SMART COMFORT | HRCU-A-CB (Split System: Heat Pump with Remote Outdoor Unit-Air-Source) | DLCURAH18ABK |  |  | EN(A,D)4X24L17** | *96VTN0601412B* | 17500 | 16 | 8.5 | 18500 | 19200 | 103.8% | 2.3 | 0 | 10.5 |  |  |  | No | R-410A | 1.4583 | Residential & Commercial | Ducted CEE Tier 1
213078583 | Central HP <5.4 tons | SMART COMFORT | HRCU-A-CB (Split System: Heat Pump with Remote Outdoor Unit-Air-Source) | DLCURAH36ABK |  |  | EN(A,D)4X48L24** | *80MS(N,L)0902120A* | 36000 | 16.5 | 8.1 | 38500 | 35000 | 90.91% | 2 | 0 | 10.5 |  |  |  | No | R-410A | 3 | Residential & Commercial | Ducted CEE Tier 1
213077013 | Central HP <5.4 tons | SMART COMFORT | HRCU-A-CB (Split System: Heat Pump with Remote Outdoor Unit-Air-Source) | DLCURAH36ABK |  |  | END4X42L17** | *96VSN0801716B* | 35800 | 15.5 | 8.1 | 39000 | 35200 | 90.26% | 1.96 | 0 | 10 |  |  |  | No | R-410A | 2.9833 | Residential & Commercial | Ducted CEE Tier 1
212970464 | Central HP <5.4 tons | SMART COMFORT | HRCU-A-CB (Split System: Heat Pump with Remote Outdoor Unit-Air-Source) | DLCURAH36ABK |  |  | END4X42L17** | *80VSL0701716B* | 35600 | 15.5 | 8.1 | 38500 | 35000 | 90.91% | 1.94 | 0 | 10 |  |  |  | No | R-410A | 2.9667 | Residential & Commercial | Ducted CEE Tier 1
212970734 | Central HP <5.4 tons | SMART COMFORT | HRCU-A-CB (Split System: Heat Pump with Remote Outdoor Unit-Air-Source) | DLCURAH36ABK |  |  | EN(A,D,W)4X48L21** | *80VSL0902120B* | 36000 | 16.5 | 8.1 | 38500 | 35000 | 90.91% | 2 | 0 | 10 |  |  |  | No | R-410A | 3 | Residential & Commercial | Ducted CEE Tier 1
212973030 | Central HP <5.4 tons | SMART COMFORT | HRCU-A-CB (Split System: Heat Pump with Remote Outdoor Unit-Air-Source) | DLCURAH18ABK |  |  | EA*4X24L17A* | *96VSN0401712B* | 17200 | 16 | 8.5 | 18200 | 19400 | 106.6% | 2.34 | 0 | 10.5 |  |  |  | No | R-410A | 1.4333 | Residential & Commercial | Ducted CEE Tier 1
212971487 | Central HP <5.4 tons | SMART COMFORT | HRCU-A-CB (Split System: Heat Pump with Remote Outdoor Unit-Air-Source) | DLCURAH18ABK |  |  | EN(A,D)4X24L17** | *80VTL0701716B* | 17500 | 16 | 8.5 | 18500 | 19200 | 103.8% | 2.3 | 0 | 10.5 |  |  |  | No | R-410A | 1.4583 | Residential & Commercial | Ducted CEE Tier 1
212973350 | Central HP <5.4 tons | SMART COMFORT | HRCU-A-CB (Split System: Heat Pump with Remote Outdoor Unit-Air-Source) | DLCURAH18ABK |  |  | EA*4X30L17A* | *96VSN0601412B* | 17400 | 16.5 | 8.5 | 18000 | 18700 | 103.9% | 2.26 | 0 | 10.5 |  |  |  | No | R-410A | 1.45 | Residential & Commercial | Ducted CEE Tier 1
212973320 | Central HP <5.4 tons | SMART COMFORT | HRCU-A-CB (Split System: Heat Pump with Remote Outdoor Unit-Air-Source) | DLCURAH18ABK |  |  | EA*4X24L17A* | *96VSN0601412B* | 17300 | 16 | 8.5 | 18200 | 19400 | 106.6% | 2.34 | 0 | 10.5 |  |  |  | No | R-410A | 1.4417 | Residential & Commercial | Ducted CEE Tier 1
212973670 | Central HP <5.4 tons | SMART COMFORT | HRCU-A-CB (Split System: Heat Pump with Remote Outdoor Unit-Air-Source) | DLCURAH18ABK |  |  | EA*4X24L17A* | *96VSN0801716B* | 17200 | 16 | 8.5 | 18200 | 19400 | 106.6% | 2.34 | 0 | 10.5 |  |  |  | No | R-410A | 1.4333 | Residential & Commercial | Ducted CEE Tier 1
212973330 | Central HP <5.4 tons | SMART COMFORT | HRCU-A-CB (Split System: Heat Pump with Remote Outdoor Unit-Air-Source) | DLCURAH18ABK |  |  | EA*4X25L17A* | *96VSN0601412B* | 17800 | 16.5 | 8.1 | 17600 | 17800 | 101.1% | 2.14 | 0 | 10.5 |  |  |  | No | R-410A | 1.4833 | Residential & Commercial | Ducted CEE Tier 1
211261773 | Central HP <5.4 tons | SMART COMFORT | HRCU-A-CB (Split System: Heat Pump with Remote Outdoor Unit-Air-Source) | DLCURAH18ABK |  |  | EA*4X30L17A* | *80VTL0451412A* | 17800 | 16.5 | 8.5 | 18300 | 18500 | 101.1% | 2.22 | 0 | 10.5 |  |  |  | No | R-410A | 1.4833 | Residential & Commercial | Ducted CEE Tier 1
213077173 | Central HP <5.4 tons | SMART COMFORT | HRCU-A-CB (Split System: Heat Pump with Remote Outdoor Unit-Air-Source) | DLCURAH36ABK |  |  | EA*4X42L24A* | *96VSN1002120B* | 35400 | 16 | 8.1 | 38500 | 35200 | 91.43% | 1.88 | 0 | 10 |  |  |  | No | R-410A | 2.95 | Residential & Commercial | Ducted CEE Tier 1
213077223 | Central HP <5.4 tons | SMART COMFORT | HRCU-A-CB (Split System: Heat Pump with Remote Outdoor Unit-Air-Source) | DLCURAH36ABK |  |  | EN(A,D,W)4X48L21** | *96VSN1002120B* | 36000 | 16.5 | 8.1 | 38500 | 35000 | 90.91% | 2 | 0 | 10 |  |  |  | No | R-410A | 3 | Residential & Commercial | Ducted CEE Tier 1
213080108 | Central HP <5.4 tons | SMART COMFORT | HRCU-A-CB (Split System: Heat Pump with Remote Outdoor Unit-Air-Source) | DLCURAH36ABK |  |  | END4X42L17** | *96MSN0801716A* | 35600 | 15.5 | 8.1 | 38500 | 35200 | 91.43% | 1.94 | 0 | 10 |  |  |  | No | R-410A | 2.9667 | Residential & Commercial | Ducted CEE Tier 1
213080157 | Central HP <5.4 tons | SMART COMFORT | HRCU-A-CB (Split System: Heat Pump with Remote Outdoor Unit-Air-Source) | DLCURAH36ABK |  |  | EA*4X37L21A* | *96MSM0802120A* | 36400 | 16 | 8.5 | 38000 | 34800 | 91.58% | 2.06 | 0 | 10 |  |  |  | No | R-410A | 3.0333 | Residential & Commercial | Ducted CEE Tier 1
213079504 | Central HP <5.4 tons | SMART COMFORT | HRCU-A-CB (Split System: Heat Pump with Remote Outdoor Unit-Air-Source) | DLCURAH36ABK |  |  | EN(A,D,W)4X48L21** | *92MSN0601714A* | 35800 | 16 | 8.1 | 38500 | 35000 | 90.91% | 2 | 0 | 10 |  |  |  | No | R-410A | 2.9833 | Residential & Commercial | Ducted CEE Tier 1
211261942 | Central HP <5.4 tons | SMART COMFORT | HRCU-A-CB (Split System: Heat Pump with Remote Outdoor Unit-Air-Source) | DLCURAH18ABK |  |  | EA*4X30L17A* | *96VTN0601412A* | 18000 | 16 | 8.5 | 18600 | 18500 | 99.46% | 2.22 | 0 | 10.5 |  |  |  | No | R-410A | 1.5 | Residential & Commercial | Ducted CEE Tier 1
211262009 | Central HP <5.4 tons | SMART COMFORT | HRCU-A-CB (Split System: Heat Pump with Remote Outdoor Unit-Air-Source) | DLCURAH18ABK |  |  | EA*4X30L17A* | *80ES(N,L)0451412A* | 18200 | 16.5 | 8.5 | 18700 | 18400 | 98.4% | 2.22 | 0 | 11 |  |  |  | No | R-410A | 1.5167 | Residential & Commercial | Ducted CEE Tier 1
212970024 | Central HP <5.4 tons | SMART COMFORT | HRCU-A-CB (Split System: Heat Pump with Remote Outdoor Unit-Air-Source) | DLCURAH18ABK |  |  | EN(A,D)4X30L17** | *80VSL0701716B* | 17500 | 16 | 8.1 | 18000 | 18600 | 103.3% | 2.24 | 0 | 11 |  |  |  | No | R-410A | 1.4583 | Residential & Commercial | Ducted CEE Tier 1
212974674 | Central HP <5.4 tons | SMART COMFORT | HRCU-A-CB (Split System: Heat Pump with Remote Outdoor Unit-Air-Source) | DLCURAH18ABK |  |  | EA*4X30L14A* | *96VTN0401410B* | 17300 | 16 | 8.1 | 17900 | 18700 | 104.5% | 2.24 | 0 | 10.5 |  |  |  | No | R-410A | 1.4417 | Residential & Commercial | Ducted CEE Tier 1
212975483 | Central HP <5.4 tons | SMART COMFORT | HRCU-A-CB (Split System: Heat Pump with Remote Outdoor Unit-Air-Source) | DLCURAH18ABK |  |  | EN(A,D)4X30L14** | *96VTN0601412B* | 17400 | 16 | 8.1 | 18000 | 18700 | 103.9% | 2.24 | 0 | 11 |  |  |  | No | R-410A | 1.45 | Residential & Commercial | Ducted CEE Tier 1
214229010 | Central HP <5.4 tons | SMART COMFORT | HRCU-A-CB (Split System: Heat Pump with Remote Outdoor Unit-Air-Source) | DLCURAH18ABK |  |  | EA*4X30L17A* | *80MSU0601716A* | 17800 | 16.5 | 8.5 | 18400 | 18500 | 100.5% | 2.24 | 0 | 10.5 |  |  |  | No | R-410A | 1.4833 | Residential & Commercial | Ducted CEE Tier 1
211260679 | Central HP <5.4 tons | SMART COMFORT | HRCU-A-CB (Split System: Heat Pump with Remote Outdoor Unit-Air-Source) | DLCURAH18ABK |  |  | EA*4X24L17A* | OMV112K14A | 18100 | 15.5 | 8.5 | 19100 | 18900 | 98.95% | 2.26 | 0 | 10.5 |  |  |  | No | R-410A | 1.5083 | Residential & Commercial | Ducted CEE Tier 1
213077739 | Central HP <5.4 tons | SMART COMFORT | HRCU-A-CB (Split System: Heat Pump with Remote Outdoor Unit-Air-Source) | DLCURAH36ABK |  |  | EA*4X42L24A* | *96VTN1002122B* | 35400 | 16.5 | 8.1 | 38500 | 35000 | 90.91% | 1.88 | 0 | 10 |  |  |  | No | R-410A | 2.95 | Residential & Commercial | Ducted CEE Tier 1
213077380 | Central HP <5.4 tons | SMART COMFORT | HRCU-A-CB (Split System: Heat Pump with Remote Outdoor Unit-Air-Source) | DLCURAH36ABK |  |  | EA*4X37L21A* | *96VTN0801716B* | 36400 | 15.5 | 8.5 | 38500 | 35000 | 90.91% | 2.06 | 0 | 10 |  |  |  | No | R-410A | 3.0333 | Residential & Commercial | Ducted CEE Tier 1
213076844 | Central HP <5.4 tons | SMART COMFORT | HRCU-A-CB (Split System: Heat Pump with Remote Outdoor Unit-Air-Source) | DLCURAH36ABK |  |  | EN(A,D,W)4X48L21** | *80VTL1102122B* | 36400 | 16.5 | 8.1 | 38500 | 35000 | 90.91% | 2.02 | 0 | 10.5 |  |  |  | No | R-410A | 3.0333 | Residential & Commercial | Ducted CEE Tier 1
213080713 | Central HP <5.4 tons | SMART COMFORT | HRCU-A-CB (Split System: Heat Pump with Remote Outdoor Unit-Air-Source) | DLCURAH36ABK |  |  | EA*4X43L21A* | *95MSU0601716A* | 36600 | 16 | 8.5 | 38500 | 35000 | 90.91% | 2.06 | 0 | 10 |  |  |  | No | R-410A | 3.05 | Residential & Commercial | Ducted CEE Tier 1
213080881 | Central HP <5.4 tons | SMART COMFORT | HRCU-A-CB (Split System: Heat Pump with Remote Outdoor Unit-Air-Source) | DLCURAH36ABK |  |  | EN(A,D)4X48L24** | *95MSU0802120A* | 35800 | 16.5 | 8.1 | 38500 | 35000 | 90.91% | 2 | 0 | 10 |  |  |  | No | R-410A | 2.9833 | Residential & Commercial | Ducted CEE Tier 1
213080168 | Central HP <5.4 tons | SMART COMFORT | HRCU-A-CB (Split System: Heat Pump with Remote Outdoor Unit-Air-Source) | DLCURAH36ABK |  |  | EA*4X42L21A* | *96MSN0802120A* | 35600 | 16 | 8.1 | 38500 | 35200 | 91.43% | 1.9 | 0 | 10 |  |  |  | No | R-410A | 2.9667 | Residential & Commercial | Ducted CEE Tier 1
213080288 | Central HP <5.4 tons | SMART COMFORT | HRCU-A-CB (Split System: Heat Pump with Remote Outdoor Unit-Air-Source) | DLCURAH36ABK |  |  | EA*4X37L21A* | *96MSN1002120A* | 36600 | 16 | 8.5 | 38500 | 34800 | 90.39% | 2.1 | 0 | 10 |  |  |  | No | R-410A | 3.05 | Residential & Commercial | Ducted CEE Tier 1
211261014 | Central HP <5.4 tons | SMART COMFORT | HRCU-A-CB (Split System: Heat Pump with Remote Outdoor Unit-Air-Source) | DLCURAH18ABK |  |  | EA*4X25L17A* | *80ES(N,L)0701712A* | 18600 | 16.5 | 8.5 | 18400 | 17400 | 94.57% | 2.12 | 0 | 11 |  |  |  | No | R-410A | 1.55 | Residential & Commercial | Ducted CEE Tier 1
211260360 | Central HP <5.4 tons | SMART COMFORT | HRCU-A-CB (Split System: Heat Pump with Remote Outdoor Unit-Air-Source) | DLCURAH18ABK |  |  | EA*4X24L17A* | *80VSL0451716A* | 17600 | 16 | 8.5 | 18500 | 19100 | 103.2% | 2.3 | 0 | 10.5 |  |  |  | No | R-410A | 1.4667 | Residential & Commercial | Ducted CEE Tier 1
212970915 | Central HP <5.4 tons | SMART COMFORT | HRCU-A-CB (Split System: Heat Pump with Remote Outdoor Unit-Air-Source) | DLCURAH18ABK |  |  | EN(A,D)4X18L14** | *80VTL0451412B* | 17400 | 16 | 8.5 | 18600 | 19700 | 105.9% | 2.38 | 0 | 10.5 |  |  |  | No | R-410A | 1.45 | Residential & Commercial | Ducted CEE Tier 1
211264774 | Central HP <5.4 tons | TEMPSTAR | HRCU-A-CB (Split System: Heat Pump with Remote Outdoor Unit-Air-Source) | DLCURAH18ABK |  |  | FEM4P18**AL |  | 17400 | 16 | 8.5 | 18300 | 19400 | 106% | 2.34 | 0 | 10.5 |  |  |  | No | R-410A | 1.45 | Residential & Commercial | Ducted CEE Tier 1
211265025 | Central HP <5.4 tons | TEMPSTAR | HRCU-A-CB (Split System: Heat Pump with Remote Outdoor Unit-Air-Source) | DLCURAH18ABK |  |  | FM(C,U)4Z30**AL* |  | 18000 | 17.5 | 8.5 | 18500 | 18900 | 102.2% | 2.3 | 0 | 11 |  |  |  | No | R-410A | 1.5 | Residential & Commercial | Ducted CEE Tier 1
212984202 | Central HP <5.4 tons | SMART COMFORT | HRCU-A-CB (Split System: Heat Pump with Remote Outdoor Unit-Air-Source) | DLCURAH18ABK |  |  | EA*4X30L17A* | *92MSN0601714A* | 17700 | 16.5 | 8.5 | 18300 | 18700 | 102.2% | 2.24 | 0 | 10.5 |  |  |  | No | R-410A | 1.475 | Residential & Commercial | Ducted CEE Tier 1
212986376 | Central HP <5.4 tons | SMART COMFORT | HRCU-A-CB (Split System: Heat Pump with Remote Outdoor Unit-Air-Source) | DLCURAH18ABK |  |  | EN(A,D)4X30L14** | *96MSN0401410A* | 17600 | 16 | 8.1 | 18200 | 18600 | 102.2% | 2.24 | 0 | 10.5 |  |  |  | No | R-410A | 1.4667 | Residential & Commercial | Ducted CEE Tier 1
213078648 | Central HP <5.4 tons | SMART COMFORT | HRCU-A-CB (Split System: Heat Pump with Remote Outdoor Unit-Air-Source) | DLCURAH36ABK |  |  | EA*4X42L24A* | *80MS(N,L)1102120A* | 35800 | 16.5 | 8.1 | 38500 | 35000 | 90.91% | 1.9 | 0 | 10 |  |  |  | No | R-410A | 2.9833 | Residential & Commercial | Ducted CEE Tier 1
212970404 | Central HP <5.4 tons | SMART COMFORT | HRCU-A-CB (Split System: Heat Pump with Remote Outdoor Unit-Air-Source) | DLCURAH36ABK |  |  | EA*4X37L21A* | *80VSL0701716B* | 36400 | 16 | 8.5 | 38500 | 35000 | 90.91% | 2.06 | 0 | 10 |  |  |  | No | R-410A | 3.0333 | Residential & Commercial | Ducted CEE Tier 1
212970654 | Central HP <5.4 tons | SMART COMFORT | HRCU-A-CB (Split System: Heat Pump with Remote Outdoor Unit-Air-Source) | DLCURAH36ABK |  |  | EA*4X37L21A* | *80VSL0902120B* | 36600 | 16 | 8.5 | 39000 | 35000 | 89.74% | 2.08 | 0 | 10 |  |  |  | No | R-410A | 3.05 | Residential & Commercial | Ducted CEE Tier 1
212970704 | Central HP <5.4 tons | SMART COMFORT | HRCU-A-CB (Split System: Heat Pump with Remote Outdoor Unit-Air-Source) | DLCURAH36ABK |  |  | EA*4X48L24A* | *80VSL0902120B* | 35800 | 16.5 | 8.5 | 38500 | 34600 | 89.87% | 2.02 | 0 | 10 |  |  |  | No | R-410A | 2.9833 | Residential & Commercial | Ducted CEE Tier 1
213077607 | Central HP <5.4 tons | SMART COMFORT | HRCU-A-CB (Split System: Heat Pump with Remote Outdoor Unit-Air-Source) | DLCURAH36ABK |  |  | EA*4X37L21A* | *96VTN1002120B* | 36200 | 16.5 | 8.5 | 38000 | 34800 | 91.58% | 2.04 | 0 | 10 |  |  |  | No | R-410A | 3.0167 | Residential & Commercial | Ducted CEE Tier 1
211261509 | Central HP <5.4 tons | SMART COMFORT | HRCU-A-CB (Split System: Heat Pump with Remote Outdoor Unit-Air-Source) | DLCURAH18ABK |  |  | EA*4X30L14A* | *80ES(N,L)0701412A* | 17700 | 16.5 | 8.5 | 18200 | 18500 | 101.6% | 2.22 | 0 | 10.5 |  |  |  | No | R-410A | 1.475 | Residential & Commercial | Ducted CEE Tier 1
211261620 | Central HP <5.4 tons | SMART COMFORT | HRCU-A-CB (Split System: Heat Pump with Remote Outdoor Unit-Air-Source) | DLCURAH18ABK |  |  | EA*4X30L17A* | *96VSN0601412A* | 18000 | 16 | 8.5 | 18600 | 18500 | 99.46% | 2.22 | 0 | 10.5 |  |  |  | No | R-410A | 1.5 | Residential & Commercial | Ducted CEE Tier 1
212974739 | Central HP <5.4 tons | SMART COMFORT | HRCU-A-CB (Split System: Heat Pump with Remote Outdoor Unit-Air-Source) | DLCURAH18ABK |  |  | EN(A,D)4X30L14** | *96VTN0401410B* | 17400 | 16 | 8.1 | 18000 | 18600 | 103.3% | 2.22 | 0 | 10.5 |  |  |  | No | R-410A | 1.45 | Residential & Commercial | Ducted CEE Tier 1
214228977 | Central HP <5.4 tons | SMART COMFORT | HRCU-A-CB (Split System: Heat Pump with Remote Outdoor Unit-Air-Source) | DLCURAH18ABK |  |  | EA*4X19L17A* | *80MSU0601716A* | 18100 | 16.5 | 8.5 | 18000 | 17700 | 98.33% | 2.14 | 0 | 11 |  |  |  | No | R-410A | 1.5083 | Residential & Commercial | Ducted CEE Tier 1
213353735 | Central HP <5.4 tons | SMART COMFORT | HRCU-A-CB (Split System: Heat Pump with Remote Outdoor Unit-Air-Source) | DLCURAH18ABK |  |  | F5MA4*18L*A* |  | 18200 | 16 | 9 | 19200 | 19100 | 99.48% | 2.3 | 0 | 10.5 |  |  |  | No | R-410A | 1.5167 | Residential & Commercial | Ducted CEE Tier 1
212989294 | Central HP <5.4 tons | SMART COMFORT | HRCU-A-CB (Split System: Heat Pump with Remote Outdoor Unit-Air-Source) | DLCURAH18ABK |  |  | EA*4X25L17A* | *95MSU0601716A* | 17800 | 16.5 | 8.1 | 17700 | 17700 | 100% | 2.14 | 0 | 10.5 |  |  |  | No | R-410A | 1.4833 | Residential & Commercial | Ducted CEE Tier 1
213077709 | Central HP <5.4 tons | SMART COMFORT | HRCU-A-CB (Split System: Heat Pump with Remote Outdoor Unit-Air-Source) | DLCURAH36ABK |  |  | EA*4X36L21A* | *96VTN1002122B* | 35000 | 16.5 | 8.1 | 38500 | 35200 | 91.43% | 1.82 | 0 | 10 |  |  |  | No | R-410A | 2.9167 | Residential & Commercial | Ducted CEE Tier 1
213078946 | Central HP <5.4 tons | SMART COMFORT | HRCU-A-CB (Split System: Heat Pump with Remote Outdoor Unit-Air-Source) | DLCURAH36ABK |  |  | EN(A,D,W)4X48L21** | *80MSU1002120A* | 35800 | 16.5 | 8.5 | 38500 | 34800 | 90.39% | 2 | 0 | 10 |  |  |  | No | R-410A | 2.9833 | Residential & Commercial | Ducted CEE Tier 1
213078312 | Central HP <5.4 tons | SMART COMFORT | HRCU-A-CB (Split System: Heat Pump with Remote Outdoor Unit-Air-Source) | DLCURAH36ABK |  |  | EA*4X42L21A* | *80MS(N,L)0901714A* | 35400 | 16.5 | 8.1 | 38500 | 35000 | 90.91% | 1.88 | 0 | 10 |  |  |  | No | R-410A | 2.95 | Residential & Commercial | Ducted CEE Tier 1
213080465 | Central HP <5.4 tons | SMART COMFORT | HRCU-A-CB (Split System: Heat Pump with Remote Outdoor Unit-Air-Source) | DLCURAH36ABK |  |  | EA*4X42L24A* | *96MSN1202422A* | 35200 | 16 | 8.1 | 38500 | 35000 | 90.91% | 1.88 | 0 | 10 |  |  |  | No | R-410A | 2.9333 | Residential & Commercial | Ducted CEE Tier 1
213080749 | Central HP <5.4 tons | SMART COMFORT | HRCU-A-CB (Split System: Heat Pump with Remote Outdoor Unit-Air-Source) | DLCURAH36ABK |  |  | END4X42L17** | *95MSU0601716A* | 35800 | 15.5 | 8.1 | 38500 | 35200 | 91.43% | 1.96 | 0 | 10 |  |  |  | No | R-410A | 2.9833 | Residential & Commercial | Ducted CEE Tier 1
212989330 | Central HP <5.4 tons | SMART COMFORT | HRCU-A-CB (Split System: Heat Pump with Remote Outdoor Unit-Air-Source) | DLCURAH18ABK |  |  | EN(A,D)4X30L17** | *95MSU0601716A* | 17600 | 16.5 | 8.1 | 18100 | 18700 | 103.3% | 2.24 | 0 | 11 |  |  |  | No | R-410A | 1.4667 | Residential & Commercial | Ducted CEE Tier 1
211265039 | Central HP <5.4 tons | DAY & NIGHT | HRCU-A-CB (Split System: Heat Pump with Remote Outdoor Unit-Air-Source) | DLCURAH18ABK |  |  | FVM4X24***L |  | 18100 | 16.5 | 8.5 | 18500 | 18000 | 97.3% | 2.18 | 0 | 11 |  |  |  | No | R-410A | 1.5083 | Residential & Commercial | Ducted CEE Tier 1
211261836 | Central HP <5.4 tons | SMART COMFORT | HRCU-A-CB (Split System: Heat Pump with Remote Outdoor Unit-Air-Source) | DLCURAH18ABK |  |  | EA*4X30L17A* | *80VTL0701716A* | 17500 | 16.5 | 8.5 | 17900 | 18600 | 103.9% | 2.24 | 0 | 10.5 |  |  |  | No | R-410A | 1.4583 | Residential & Commercial | Ducted CEE Tier 1
211261000 | Central HP <5.4 tons | SMART COMFORT | HRCU-A-CB (Split System: Heat Pump with Remote Outdoor Unit-Air-Source) | DLCURAH18ABK |  |  | EA*4X25L17A* | *80ES(N,L)0451712A* | 19100 | 16 | 8.5 | 19000 | 17300 | 91.05% | 2.12 | 0 | 11 |  |  |  | No | R-410A | 1.5917 | Residential & Commercial | Ducted CEE Tier 1
211261041 | Central HP <5.4 tons | SMART COMFORT | HRCU-A-CB (Split System: Heat Pump with Remote Outdoor Unit-Air-Source) | DLCURAH18ABK |  |  | EA*4X25L17A* | *92ESN0601714A* | 18300 | 16.5 | 8.5 | 18000 | 17500 | 97.22% | 2.12 | 0 | 11 |  |  |  | No | R-410A | 1.525 | Residential & Commercial | Ducted CEE Tier 1
212988778 | Central HP <5.4 tons | SMART COMFORT | HRCU-A-CB (Split System: Heat Pump with Remote Outdoor Unit-Air-Source) | DLCURAH18ABK |  |  | EA*4X19L17A* | *95MSU0401712A* | 17700 | 16.5 | 8.1 | 17700 | 17900 | 101.1% | 2.16 | 0 | 10.5 |  |  |  | No | R-410A | 1.475 | Residential & Commercial | Ducted CEE Tier 1
212987540 | Central HP <5.4 tons | SMART COMFORT | HRCU-A-CB (Split System: Heat Pump with Remote Outdoor Unit-Air-Source) | DLCURAH18ABK |  |  | EA*4X30L17A* | *96MSN0801716A* | 17300 | 16 | 8.1 | 17600 | 18300 | 104% | 2.2 | 0 | 10.5 |  |  |  | No | R-410A | 1.4417 | Residential & Commercial | Ducted CEE Tier 1
211229676 | Central HP <5.4 tons | SMART COMFORT | HRCU-A-CB (Split System: Heat Pump with Remote Outdoor Unit-Air-Source) | DLCURAH36ABK |  |  | END4X42L17** | *80VTL0701716A* | 35600 | 16 | 8.1 | 38500 | 35000 | 90.91% | 1.96 | 0 | 10 |  |  |  | No | R-410A | 2.9667 | Residential & Commercial | Ducted CEE Tier 1
211230046 | Central HP <5.4 tons | SMART COMFORT | HRCU-A-CB (Split System: Heat Pump with Remote Outdoor Unit-Air-Source) | DLCURAH36ABK |  |  | EN(A,D,W)4X48L21** | *80ESU0802120A | 37400 | 15.5 | 8.5 | 39500 | 35000 | 88.61% | 2.1 | 0 | 10.5 |  |  |  | No | R-410A | 3.1167 | Residential & Commercial | Ducted CEE Tier 1
211230496 | Central HP <5.4 tons | SMART COMFORT | HRCU-A-CB (Split System: Heat Pump with Remote Outdoor Unit-Air-Source) | DLCURAH36ABK |  |  | EN(A,D)4X48L24** | *80ES(N,L)1552420A* | 37200 | 16 | 8.1 | 39500 | 35000 | 88.61% | 2.08 | 0 | 10.5 |  |  |  | No | R-410A | 3.1 | Residential & Commercial | Ducted CEE Tier 1
212969964 | Central HP <5.4 tons | SMART COMFORT | HRCU-A-CB (Split System: Heat Pump with Remote Outdoor Unit-Air-Source) | DLCURAH36ABK |  |  | END4X42L17** | *80VSL0451412B* | 35400 | 16 | 8.1 | 38500 | 35000 | 90.91% | 1.94 | 0 | 10 |  |  |  | No | R-410A | 2.95 | Residential & Commercial | Ducted CEE Tier 1
212986688 | Central HP <5.4 tons | SMART COMFORT | HRCU-A-CB (Split System: Heat Pump with Remote Outdoor Unit-Air-Source) | DLCURAH18ABK |  |  | EA*4X25L17A* | *96MSN0401712A* | 17700 | 15.5 | 8.1 | 17700 | 17800 | 100.6% | 2.14 | 0 | 10.5 |  |  |  | No | R-410A | 1.475 | Residential & Commercial | Ducted CEE Tier 1
212984766 | Central HP <5.4 tons | SMART COMFORT | HRCU-A-CB (Split System: Heat Pump with Remote Outdoor Unit-Air-Source) | DLCURAH18ABK |  |  | EN(A,D)4X30L17** | *92MSN0801716A* | 17400 | 16.5 | 8.1 | 17900 | 18600 | 103.9% | 2.24 | 0 | 11 |  |  |  | No | R-410A | 1.45 | Residential & Commercial | Ducted CEE Tier 1
211264436 | Central HP <5.4 tons | SMART COMFORT | HRCU-A-CB (Split System: Heat Pump with Remote Outdoor Unit-Air-Source) | DLCURAH18ABK |  |  | EN(A,D)4X30L17** | *95ESN0261410A* | 18200 | 15.5 | 8.5 | 18800 | 18400 | 97.87% | 2.2 | 0 | 11 |  |  |  | No | R-410A | 1.5167 | Residential & Commercial | Ducted CEE Tier 1
211264529 | Central HP <5.4 tons | SMART COMFORT | HRCU-A-CB (Split System: Heat Pump with Remote Outdoor Unit-Air-Source) | DLCURAH18ABK |  |  | EN(A,D)4X30L17** | *80ES(N,L)0701712A* | 18200 | 16.5 | 8.5 | 18700 | 18300 | 97.86% | 2.22 | 0 | 11 |  |  |  | No | R-410A | 1.5167 | Residential & Commercial | Ducted CEE Tier 1
211264686 | Central HP <5.4 tons | SMART COMFORT | HRCU-A-CB (Split System: Heat Pump with Remote Outdoor Unit-Air-Source) | DLCURAH18ABK |  |  | EN(A,D)4X30L17** | OMV098J12* | 18400 | 16 | 8.5 | 18900 | 18300 | 96.83% | 2.2 | 0 | 11 |  |  |  | No | R-410A | 1.5333 | Residential & Commercial | Ducted CEE Tier 1
211264704 | Central HP <5.4 tons | SMART COMFORT | HRCU-A-CB (Split System: Heat Pump with Remote Outdoor Unit-Air-Source) | DLCURAH18ABK |  |  | EN(A,D)4X30L17** | OLV098A12* | 18200 | 15.5 | 8.5 | 18800 | 18400 | 97.87% | 2.2 | 0 | 11 |  |  |  | No | R-410A | 1.5167 | Residential & Commercial | Ducted CEE Tier 1
212986352 | Central HP <5.4 tons | SMART COMFORT | HRCU-A-CB (Split System: Heat Pump with Remote Outdoor Unit-Air-Source) | DLCURAH18ABK |  |  | EN(A,D)4X24L14** | *96MSN0401410A* | 17400 | 15.5 | 8.5 | 18500 | 19200 | 103.8% | 2.3 | 0 | 10.5 |  |  |  | No | R-410A | 1.45 | Residential & Commercial | Ducted CEE Tier 1
211229181 | Central HP <5.4 tons | SMART COMFORT | HRCU-A-CB (Split System: Heat Pump with Remote Outdoor Unit-Air-Source) | DLCURAH36ABK |  |  | EA*4X48L21A* | *96VTN1002120A* | 36200 | 15.5 | 8.5 | 38500 | 34800 | 90.39% | 2.08 | 0 | 10 |  |  |  | No | R-410A | 3.0167 | Residential & Commercial | Ducted CEE Tier 1
211229190 | Central HP <5.4 tons | SMART COMFORT | HRCU-A-CB (Split System: Heat Pump with Remote Outdoor Unit-Air-Source) | DLCURAH36ABK |  |  | EA*4X48L21A* | *96VTN1002122A* | 35800 | 16.5 | 8.5 | 37800 | 34600 | 91.53% | 2.04 | 0 | 10 |  |  |  | No | R-410A | 2.9833 | Residential & Commercial | Ducted CEE Tier 1
211228781 | Central HP <5.4 tons | SMART COMFORT | HRCU-A-CB (Split System: Heat Pump with Remote Outdoor Unit-Air-Source) | DLCURAH36ABK |  |  | EA*4X48L21A* | *80ES(N,L)0901714A* | 36400 | 16 | 8.5 | 38500 | 34800 | 90.39% | 2.08 | 0 | 10 |  |  |  | No | R-410A | 3.0333 | Residential & Commercial | Ducted CEE Tier 1
211229540 | Central HP <5.4 tons | SMART COMFORT | HRCU-A-CB (Split System: Heat Pump with Remote Outdoor Unit-Air-Source) | DLCURAH36ABK |  |  | EA*4X48L24A* | *96VSN0802120A* | 36200 | 16 | 8.5 | 38500 | 34600 | 89.87% | 2.06 | 0 | 10 |  |  |  | No | R-410A | 3.0167 | Residential & Commercial | Ducted CEE Tier 1
211229338 | Central HP <5.4 tons | SMART COMFORT | HRCU-A-CB (Split System: Heat Pump with Remote Outdoor Unit-Air-Source) | DLCURAH36ABK |  |  | EA*4X48L24A* | *80ES(N,L)1552420A* | 37000 | 16 | 8.5 | 38500 | 34800 | 90.39% | 2.12 | 0 | 10 |  |  |  | No | R-410A | 3.0833 | Residential & Commercial | Ducted CEE Tier 1
211229347 | Central HP <5.4 tons | SMART COMFORT | HRCU-A-CB (Split System: Heat Pump with Remote Outdoor Unit-Air-Source) | DLCURAH36ABK |  |  | EA*4X48L24A* | *80VSL0702120A* | 36000 | 16 | 8.5 | 38500 | 34600 | 89.87% | 2.06 | 0 | 10 |  |  |  | No | R-410A | 3 | Residential & Commercial | Ducted CEE Tier 1
211230869 | Central HP <5.4 tons | SMART COMFORT | HRCU-A-CB (Split System: Heat Pump with Remote Outdoor Unit-Air-Source) | DLCURAH36ABK |  |  | FM(C,U)4Z36**AL* |  | 36000 | 16.5 | 8.1 | 40000 | 35400 | 88.5% | 1.82 | 0 | 10 |  |  |  | No | R-410A | 3 | Residential & Commercial | Ducted CEE Tier 1
212984730 | Central HP <5.4 tons | SMART COMFORT | HRCU-A-CB (Split System: Heat Pump with Remote Outdoor Unit-Air-Source) | DLCURAH18ABK |  |  | EA*4X25L17A* | *92MSN0801716A* | 18300 | 16.5 | 8.5 | 18100 | 17600 | 97.24% | 2.14 | 0 | 11 |  |  |  | No | R-410A | 1.525 | Residential & Commercial | Ducted CEE Tier 1
211262558 | Central HP <5.4 tons | SMART COMFORT | HRCU-A-CB (Split System: Heat Pump with Remote Outdoor Unit-Air-Source) | DLCURAH18ABK |  |  | EN(A,D)4X24L14** | *96VSN0601412A* | 17900 | 15.5 | 8.5 | 18800 | 18700 | 99.47% | 2.26 | 0 | 11 |  |  |  | No | R-410A | 1.4917 | Residential & Commercial | Ducted CEE Tier 1
211262625 | Central HP <5.4 tons | SMART COMFORT | HRCU-A-CB (Split System: Heat Pump with Remote Outdoor Unit-Air-Source) | DLCURAH18ABK |  |  | EN(A,D)4X24L14** | *95ESN0601412A* | 17800 | 16 | 8.5 | 18700 | 18800 | 100.5% | 2.26 | 0 | 11 |  |  |  | No | R-410A | 1.4833 | Residential & Commercial | Ducted CEE Tier 1
212973070 | Central HP <5.4 tons | SMART COMFORT | HRCU-A-CB (Split System: Heat Pump with Remote Outdoor Unit-Air-Source) | DLCURAH18ABK |  |  | EN(A,D)4X30L17** | *96VSN0401712B* | 17300 | 16 | 8.1 | 17900 | 18600 | 103.9% | 2.22 | 0 | 10.5 |  |  |  | No | R-410A | 1.4417 | Residential & Commercial | Ducted CEE Tier 1
212969564 | Central HP <5.4 tons | SMART COMFORT | HRCU-A-CB (Split System: Heat Pump with Remote Outdoor Unit-Air-Source) | DLCURAH18ABK |  |  | EN(A,D)4X18L14** | *80VSL0451412B* | 17400 | 16 | 8.5 | 18600 | 19700 | 105.9% | 2.38 | 0 | 10.5 |  |  |  | No | R-410A | 1.45 | Residential & Commercial | Ducted CEE Tier 1
211264722 | Central HP <5.4 tons | SMART COMFORT | HRCU-A-CB (Split System: Heat Pump with Remote Outdoor Unit-Air-Source) | DLCURAH18ABK |  |  | EN(A,D)4X30L17** | OMV112K14A | 18200 | 15.5 | 8.5 | 18900 | 18400 | 97.35% | 2.2 | 0 | 11 |  |  |  | No | R-410A | 1.5167 | Residential & Commercial | Ducted CEE Tier 1
211264772 | Central HP <5.4 tons | SMART COMFORT | HRCU-A-CB (Split System: Heat Pump with Remote Outdoor Unit-Air-Source) | DLCURAH18ABK |  |  | FEM4P18**AL |  | 17400 | 16 | 8.5 | 18300 | 19400 | 106% | 2.34 | 0 | 10.5 |  |  |  | No | R-410A | 1.45 | Residential & Commercial | Ducted CEE Tier 1
211230149 | Central HP <5.4 tons | SMART COMFORT | HRCU-A-CB (Split System: Heat Pump with Remote Outdoor Unit-Air-Source) | DLCURAH36ABK |  |  | EN(A,D,W)4X48L21** | *92ESN1002120A* | 35800 | 16.5 | 8.1 | 38500 | 34800 | 90.39% | 2 | 0 | 10 |  |  |  | No | R-410A | 2.9833 | Residential & Commercial | Ducted CEE Tier 1
211230460 | Central HP <5.4 tons | SMART COMFORT | HRCU-A-CB (Split System: Heat Pump with Remote Outdoor Unit-Air-Source) | DLCURAH36ABK |  |  | EN(A,D)4X48L24** | *80ES(N,L)1102120A* | 36200 | 16.5 | 8.1 | 38500 | 34800 | 90.39% | 2.02 | 0 | 10.5 |  |  |  | No | R-410A | 3.0167 | Residential & Commercial | Ducted CEE Tier 1
211230635 | Central HP <5.4 tons | SMART COMFORT | HRCU-A-CB (Split System: Heat Pump with Remote Outdoor Unit-Air-Source) | DLCURAH36ABK |  |  | EN(A,D)4X48L24** | *92ESN1202420A* | 36400 | 16 | 8.1 | 38500 | 34800 | 90.39% | 2.04 | 0 | 10.5 |  |  |  | No | R-410A | 3.0333 | Residential & Commercial | Ducted CEE Tier 1
211226950 | Central HP <5.4 tons | SMART COMFORT | HRCU-A-CB (Split System: Heat Pump with Remote Outdoor Unit-Air-Source) | DLCURAH36ABK |  |  | EA*4X37L21A* | *80VTL0701716A* | 36200 | 16 | 8.5 | 38500 | 34800 | 90.39% | 2.08 | 0 | 10 |  |  |  | No | R-410A | 3.0167 | Residential & Commercial | Ducted CEE Tier 1
213079114 | Central HP <5.4 tons | SMART COMFORT | HRCU-A-CB (Split System: Heat Pump with Remote Outdoor Unit-Air-Source) | DLCURAH36ABK |  |  | EA*4X42L21A* | *80MSU0601716A* | 35200 | 16.5 | 8.1 | 38500 | 35000 | 90.91% | 1.86 | 0 | 10 |  |  |  | No | R-410A | 2.9333 | Residential & Commercial | Ducted CEE Tier 1
213079198 | Central HP <5.4 tons | SMART COMFORT | HRCU-A-CB (Split System: Heat Pump with Remote Outdoor Unit-Air-Source) | DLCURAH36ABK |  |  | EN(A,D)4X48L24** | *80MSU0601716A* | 35800 | 17 | 8.1 | 38000 | 34800 | 91.58% | 2 | 0 | 10.5 |  |  |  | No | R-410A | 2.9833 | Residential & Commercial | Ducted CEE Tier 1
212978263 | Central HP <5.4 tons | COMFORTMAKER | HRCU-A-CB (Split System: Heat Pump with Remote Outdoor Unit-Air-Source) | DLCURAH18ABK |  |  | EA*4X25L17A* | *80MS(N,L)0701412A* | 18200 | 17 | 8.5 | 18000 | 17600 | 97.78% | 2.14 | 0 | 11 |  |  |  | No | R-410A | 1.5167 | Residential & Commercial | Ducted CEE Tier 1
211263428 | Central HP <5.4 tons | SMART COMFORT | HRCU-A-CB (Split System: Heat Pump with Remote Outdoor Unit-Air-Source) | DLCURAH18ABK |  |  | EN(A,D)4X24L17** | *92ESN0801716A* | 18500 | 16 | 8.5 | 19500 | 18400 | 94.36% | 2.24 | 0 | 11 |  |  |  | No | R-410A | 1.5417 | Residential & Commercial | Ducted CEE Tier 1
211263194 | Central HP <5.4 tons | SMART COMFORT | HRCU-A-CB (Split System: Heat Pump with Remote Outdoor Unit-Air-Source) | DLCURAH18ABK |  |  | EN(A,D)4X24L17** | *95ESN0601412A* | 17800 | 16 | 8.5 | 18700 | 18800 | 100.5% | 2.26 | 0 | 11 |  |  |  | No | R-410A | 1.4833 | Residential & Commercial | Ducted CEE Tier 1
211264097 | Central HP <5.4 tons | SMART COMFORT | HRCU-A-CB (Split System: Heat Pump with Remote Outdoor Unit-Air-Source) | DLCURAH18ABK |  |  | EN(A,D)4X30L17** | *80ESU0401712A* | 18600 | 16.5 | 8.5 | 19000 | 18200 | 95.79% | 2.2 | 0 | 11 |  |  |  | No | R-410A | 1.55 | Residential & Commercial | Ducted CEE Tier 1
212988790 | Central HP <5.4 tons | SMART COMFORT | HRCU-A-CB (Split System: Heat Pump with Remote Outdoor Unit-Air-Source) | DLCURAH18ABK |  |  | EA*4X24L17A* | *95MSU0401712A* | 17200 | 16 | 8.5 | 18200 | 19400 | 106.6% | 2.34 | 0 | 10.5 |  |  |  | No | R-410A | 1.4333 | Residential & Commercial | Ducted CEE Tier 1
212969554 | Central HP <5.4 tons | SMART COMFORT | HRCU-A-CB (Split System: Heat Pump with Remote Outdoor Unit-Air-Source) | DLCURAH18ABK |  |  | EA*4X30L14A* | *80VSL0451412B* | 17800 | 16.5 | 8.5 | 18400 | 18800 | 102.2% | 2.26 | 0 | 10.5 |  |  |  | No | R-410A | 1.4833 | Residential & Commercial | Ducted CEE Tier 1
211262209 | Central HP <5.4 tons | SMART COMFORT | HRCU-A-CB (Split System: Heat Pump with Remote Outdoor Unit-Air-Source) | DLCURAH18ABK |  |  | EA*4X30L17A* | OLV098A12* | 18200 | 15.5 | 8.5 | 18800 | 18400 | 97.87% | 2.22 | 0 | 10.5 |  |  |  | No | R-410A | 1.5167 | Residential & Commercial | Ducted CEE Tier 1
213080300 | Central HP <5.4 tons | SMART COMFORT | HRCU-A-CB (Split System: Heat Pump with Remote Outdoor Unit-Air-Source) | DLCURAH36ABK |  |  | EA*4X42L21A* | *96MSN1002120A* | 35400 | 16 | 8.1 | 38500 | 35000 | 90.91% | 1.88 | 0 | 10 |  |  |  | No | R-410A | 2.95 | Residential & Commercial | Ducted CEE Tier 1
211227559 | Central HP <5.4 tons | SMART COMFORT | HRCU-A-CB (Split System: Heat Pump with Remote Outdoor Unit-Air-Source) | DLCURAH36ABK |  |  | EA*4X42L21A* | *92ESN1002122A* | 36600 | 15.2 | 8.5 | 40000 | 35200 | 88% | 1.94 | 0 | 10 |  |  |  | No | R-410A | 3.05 | Residential & Commercial | Ducted CEE Tier 1
211228302 | Central HP <5.4 tons | SMART COMFORT | HRCU-A-CB (Split System: Heat Pump with Remote Outdoor Unit-Air-Source) | DLCURAH36ABK |  |  | EA*4X43L21A* | *80VSL0451716A* | 36200 | 15.5 | 8.5 | 38500 | 34800 | 90.39% | 2.06 | 0 | 10 |  |  |  | No | R-410A | 3.0167 | Residential & Commercial | Ducted CEE Tier 1
211228329 | Central HP <5.4 tons | SMART COMFORT | HRCU-A-CB (Split System: Heat Pump with Remote Outdoor Unit-Air-Source) | DLCURAH36ABK |  |  | EA*4X43L21A* | *80VSL0902120A* | 36200 | 16 | 8.5 | 38500 | 34800 | 90.39% | 2.06 | 0 | 10 |  |  |  | No | R-410A | 3.0167 | Residential & Commercial | Ducted CEE Tier 1
211228361 | Central HP <5.4 tons | SMART COMFORT | HRCU-A-CB (Split System: Heat Pump with Remote Outdoor Unit-Air-Source) | DLCURAH36ABK |  |  | EA*4X43L21A* | *80ESU0802120A | 38000 | 15.5 | 8.5 | 39000 | 35000 | 89.74% | 2.16 | 0 | 10 |  |  |  | No | R-410A | 3.1667 | Residential & Commercial | Ducted CEE Tier 1
213080132 | Central HP <5.4 tons | SMART COMFORT | HRCU-A-CB (Split System: Heat Pump with Remote Outdoor Unit-Air-Source) | DLCURAH36ABK |  |  | EN(A,D,W)4X48L21** | *96MSN0801716A* | 35600 | 16 | 8.1 | 38500 | 35000 | 90.91% | 1.98 | 0 | 10 |  |  |  | No | R-410A | 2.9667 | Residential & Commercial | Ducted CEE Tier 1
213079564 | Central HP <5.4 tons | SMART COMFORT | HRCU-A-CB (Split System: Heat Pump with Remote Outdoor Unit-Air-Source) | DLCURAH36ABK |  |  | EA*4X42L21A* | *92MSN0801716A* | 35400 | 16 | 8.1 | 38500 | 35000 | 90.91% | 1.88 | 0 | 10 |  |  |  | No | R-410A | 2.95 | Residential & Commercial | Ducted CEE Tier 1
211262927 | Central HP <5.4 tons | SMART COMFORT | HRCU-A-CB (Split System: Heat Pump with Remote Outdoor Unit-Air-Source) | DLCURAH18ABK |  |  | EN(A,D)4X24L17** | *95ESU0401712A* | 17600 | 16 | 8.5 | 18500 | 18800 | 101.6% | 2.26 | 0 | 11 |  |  |  | No | R-410A | 1.4667 | Residential & Commercial | Ducted CEE Tier 1
211263332 | Central HP <5.4 tons | SMART COMFORT | HRCU-A-CB (Split System: Heat Pump with Remote Outdoor Unit-Air-Source) | DLCURAH18ABK |  |  | EN(A,D)4X24L17** | *80ES(N,L)0451712A* | 18400 | 15.5 | 8.5 | 19400 | 18500 | 95.36% | 2.24 | 0 | 11 |  |  |  | No | R-410A | 1.5333 | Residential & Commercial | Ducted CEE Tier 1
211263021 | Central HP <5.4 tons | SMART COMFORT | HRCU-A-CB (Split System: Heat Pump with Remote Outdoor Unit-Air-Source) | DLCURAH18ABK |  |  | EN(A,D)4X24L17** | *95ESU0601716A* | 18500 | 15.5 | 8.5 | 19500 | 18400 | 94.36% | 2.24 | 0 | 11 |  |  |  | No | R-410A | 1.5417 | Residential & Commercial | Ducted CEE Tier 1
211265045 | Central HP <5.4 tons | SMART COMFORT | HRCU-A-CB (Split System: Heat Pump with Remote Outdoor Unit-Air-Source) | DLCURAH18ABK |  |  | FVM4X24***L |  | 18100 | 16.5 | 8.5 | 18500 | 18000 | 97.3% | 2.18 | 0 | 11 |  |  |  | No | R-410A | 1.5083 | Residential & Commercial | Ducted CEE Tier 1
211262346 | Central HP <5.4 tons | SMART COMFORT | HRCU-A-CB (Split System: Heat Pump with Remote Outdoor Unit-Air-Source) | DLCURAH18ABK |  |  | EN(A,D)4X18L14** | *95ESN0601412A* | 17600 | 15.5 | 8.5 | 18700 | 19300 | 103.2% | 2.32 | 0 | 10.5 |  |  |  | No | R-410A | 1.4667 | Residential & Commercial | Ducted CEE Tier 1
211264418 | Central HP <5.4 tons | TEMPSTAR | HRCU-A-CB (Split System: Heat Pump with Remote Outdoor Unit-Air-Source) | DLCURAH18ABK |  |  | EN(A,D)4X30L17** | *96VTN0601412A* | 18000 | 16 | 8.5 | 18600 | 18400 | 98.92% | 2.22 | 0 | 11 |  |  |  | No | R-410A | 1.5 | Residential & Commercial | Ducted CEE Tier 1
211262280 | Central HP <5.4 tons | SMART COMFORT | HRCU-A-CB (Split System: Heat Pump with Remote Outdoor Unit-Air-Source) | DLCURAH18ABK |  |  | EN(A,D)4X18L14** | *96VSN0601412A* | 17600 | 15.5 | 8.5 | 18700 | 19300 | 103.2% | 2.32 | 0 | 10.5 |  |  |  | No | R-410A | 1.4667 | Residential & Commercial | Ducted CEE Tier 1
213078910 | Central HP <5.4 tons | SMART COMFORT | HRCU-A-CB (Split System: Heat Pump with Remote Outdoor Unit-Air-Source) | DLCURAH36ABK |  |  | EN(A,D)4X36L21** | *80MSU1002120A* | 35000 | 15.5 | 8.1 | 38500 | 35400 | 91.95% | 1.76 | 0 | 10 |  |  |  | No | R-410A | 2.9167 | Residential & Commercial | Ducted CEE Tier 1
213076808 | Central HP <5.4 tons | SMART COMFORT | HRCU-A-CB (Split System: Heat Pump with Remote Outdoor Unit-Air-Source) | DLCURAH36ABK |  |  | EA*4X48L24A* | *80VTL1102122B* | 36200 | 16.5 | 8.5 | 38000 | 34800 | 91.58% | 2.04 | 0 | 10 |  |  |  | No | R-410A | 3.0167 | Residential & Commercial | Ducted CEE Tier 1
211226928 | Central HP <5.4 tons | SMART COMFORT | HRCU-A-CB (Split System: Heat Pump with Remote Outdoor Unit-Air-Source) | DLCURAH36ABK |  |  | EA*4X37L21A* | *80ESU0802120A | 37400 | 15.5 | 8.5 | 39000 | 35000 | 89.74% | 2.16 | 0 | 10 |  |  |  | No | R-410A | 3.1167 | Residential & Commercial | Ducted CEE Tier 1
211227580 | Central HP <5.4 tons | SMART COMFORT | HRCU-A-CB (Split System: Heat Pump with Remote Outdoor Unit-Air-Source) | DLCURAH36ABK |  |  | EA*4X42L21A* | *95ESN0802120A* | 36000 | 15.5 | 8.1 | 39500 | 35200 | 89.11% | 1.92 | 0 | 10 |  |  |  | No | R-410A | 3 | Residential & Commercial | Ducted CEE Tier 1
211228395 | Central HP <5.4 tons | SMART COMFORT | HRCU-A-CB (Split System: Heat Pump with Remote Outdoor Unit-Air-Source) | DLCURAH36ABK |  |  | EA*4X43L21A* | *80VTL0902120A* | 36200 | 16 | 8.5 | 38500 | 34800 | 90.39% | 2.06 | 0 | 10 |  |  |  | No | R-410A | 3.0167 | Residential & Commercial | Ducted CEE Tier 1
211263064 | Central HP <5.4 tons | SMART COMFORT | HRCU-A-CB (Split System: Heat Pump with Remote Outdoor Unit-Air-Source) | DLCURAH18ABK |  |  | EN(A,D)4X24L17** | *80VTL0451412A* | 17600 | 16 | 8.5 | 18500 | 18800 | 101.6% | 2.26 | 0 | 11 |  |  |  | No | R-410A | 1.4667 | Residential & Commercial | Ducted CEE Tier 1
211264936 | Central HP <5.4 tons | SMART COMFORT | HRCU-A-CB (Split System: Heat Pump with Remote Outdoor Unit-Air-Source) | DLCURAH18ABK |  |  | FMA4X18**AL* |  | 17400 | 16 | 8.5 | 18500 | 20000 | 108.1% | 2.44 | 0 | 10.5 |  |  |  | No | R-410A | 1.45 | Residential & Commercial | Ducted CEE Tier 1
211263261 | Central HP <5.4 tons | SMART COMFORT | HRCU-A-CB (Split System: Heat Pump with Remote Outdoor Unit-Air-Source) | DLCURAH18ABK |  |  | EN(A,D)4X24L17** | *95ESN0261410A* | 18000 | 15.5 | 8.5 | 19000 | 18700 | 98.42% | 2.24 | 0 | 10.5 |  |  |  | No | R-410A | 1.5 | Residential & Commercial | Ducted CEE Tier 1
211264666 | Central HP <5.4 tons | SMART COMFORT | HRCU-A-CB (Split System: Heat Pump with Remote Outdoor Unit-Air-Source) | DLCURAH18ABK |  |  | EN(A,D)4X30L17** | *80ESU0601716A | 18700 | 16.5 | 8.5 | 19200 | 18200 | 94.79% | 2.2 | 0 | 11 |  |  |  | No | R-410A | 1.5583 | Residential & Commercial | Ducted CEE Tier 1
211264915 | Central HP <5.4 tons | SMART COMFORT | HRCU-A-CB (Split System: Heat Pump with Remote Outdoor Unit-Air-Source) | DLCURAH18ABK |  |  | FXM4X30**AL |  | 18100 | 16 | 8.5 | 18400 | 18200 | 98.91% | 2.18 | 0 | 10.5 |  |  |  | No | R-410A | 1.5083 | Residential & Commercial | Ducted CEE Tier 1
211262300 | Central HP <5.4 tons | SMART COMFORT | HRCU-A-CB (Split System: Heat Pump with Remote Outdoor Unit-Air-Source) | DLCURAH18ABK |  |  | EN(A,D)4X18L14** | *80VTL0451412A* | 17400 | 16 | 8.5 | 18400 | 19400 | 105.4% | 2.34 | 0 | 10.5 |  |  |  | No | R-410A | 1.45 | Residential & Commercial | Ducted CEE Tier 1
210636942 | Central HP <5.4 tons | AMERICAN STANDARD | HRCU-A-CB (Split System: Heat Pump with Remote Outdoor Unit-Air-Source) | 4A6V8X60A1 |  |  | TEM8A0C48V41+TDR |  | 54000 | 18 | 8.5 | 51000 | 37000 | 72.55% | 1.84 | 0 | 12 |  |  |  | No | R-410A | 4.5 | Residential & Commercial | Ducted CEE Tier 1
213773740 | Central HP <5.4 tons | COMFORTMAKER | HRCU-A-CB (Split System: Heat Pump with Remote Outdoor Unit-Air-Source) | CVH825GKA3* |  |  | EA*4X48L21A*+WALLCON | *95CSU0601716B* | 24000 | 16.5 | 8.1 | 21000 | 16600 | 79.05% | 2 | 0 | 10.5 |  |  |  | No | R-410A | 2 | Residential & Commercial | Ducted CEE Tier 1
206765418 | Central HP <5.4 tons | DAY & NIGHT | HRCU-A-CB (Split System: Heat Pump with Remote Outdoor Unit-Air-Source) | CVH825GKA3* |  |  | EA*4X24L17A*+WALLCON | *80CTL0451712A* | 23200 | 16 | 8.1 | 22000 | 16900 | 76.82% | 1.88 | 11 | 10.5 |  |  |  | No | R-410A | 1.9333 | Residential & Commercial | Ducted CEE Tier 1
206765436 | Central HP <5.4 tons | DAY & NIGHT | HRCU-A-CB (Split System: Heat Pump with Remote Outdoor Unit-Air-Source) | CVH825GKA3* |  |  | EA*4X24L17A*+WALLCON | *96CTN0601714A* | 23200 | 16 | 8.1 | 22000 | 16900 | 76.82% | 1.88 | 11 | 10.5 |  |  |  | No | R-410A | 1.9333 | Residential & Commercial | Ducted CEE Tier 1
211262669 | Central HP <5.4 tons | SMART COMFORT | HRCU-A-CB (Split System: Heat Pump with Remote Outdoor Unit-Air-Source) | DLCURAH18ABK |  |  | EN(A,D)4X24L14** | *96VTN0601412A* | 17900 | 15.5 | 8.5 | 18800 | 18700 | 99.47% | 2.26 | 0 | 11 |  |  |  | No | R-410A | 1.4917 | Residential & Commercial | Ducted CEE Tier 1
211262735 | Central HP <5.4 tons | SMART COMFORT | HRCU-A-CB (Split System: Heat Pump with Remote Outdoor Unit-Air-Source) | DLCURAH18ABK |  |  | EN(A,D)4X24L14** | *92ESN0601412A* | 18100 | 16 | 8.5 | 19000 | 18600 | 97.89% | 2.24 | 0 | 11 |  |  |  | No | R-410A | 1.5083 | Residential & Commercial | Ducted CEE Tier 1
212982381 | Central HP <5.4 tons | SMART COMFORT | HRCU-A-CB (Split System: Heat Pump with Remote Outdoor Unit-Air-Source) | DLCURAH18ABK |  |  | EA*4X19L17A* | *80MSU0401712A* | 17800 | 16 | 8.1 | 17900 | 17700 | 98.88% | 2.14 | 0 | 10.5 |  |  |  | No | R-410A | 1.4833 | Residential & Commercial | Ducted CEE Tier 1
212981853 | Central HP <5.4 tons | SMART COMFORT | HRCU-A-CB (Split System: Heat Pump with Remote Outdoor Unit-Air-Source) | DLCURAH18ABK |  |  | EA*4X25L17A* | *80MSU1002120A* | 17800 | 16 | 8.1 | 17800 | 17800 | 100% | 2.14 | 0 | 10.5 |  |  |  | No | R-410A | 1.4833 | Residential & Commercial | Ducted CEE Tier 1
212981889 | Central HP <5.4 tons | SMART COMFORT | HRCU-A-CB (Split System: Heat Pump with Remote Outdoor Unit-Air-Source) | DLCURAH18ABK |  |  | EN(A,D)4X30L17** | *80MSU1002120A* | 17500 | 16 | 8.1 | 18200 | 18700 | 102.7% | 2.24 | 0 | 10.5 |  |  |  | No | R-410A | 1.4583 | Residential & Commercial | Ducted CEE Tier 1
212973680 | Central HP <5.4 tons | SMART COMFORT | HRCU-A-CB (Split System: Heat Pump with Remote Outdoor Unit-Air-Source) | DLCURAH18ABK |  |  | EA*4X25L17A* | *96VSN0801716B* | 17800 | 16.5 | 8.1 | 17600 | 17800 | 101.1% | 2.14 | 0 | 10.5 |  |  |  | No | R-410A | 1.4833 | Residential & Commercial | Ducted CEE Tier 1
212977811 | Central HP <5.4 tons | SMART COMFORT | HRCU-A-CB (Split System: Heat Pump with Remote Outdoor Unit-Air-Source) | DLCURAH18ABK |  |  | EN(A,D)4X24L17** | *80MS(N,L)0451412A* | 17500 | 16.5 | 8.5 | 18400 | 19200 | 104.3% | 2.3 | 0 | 11 |  |  |  | No | R-410A | 1.4583 | Residential & Commercial | Ducted CEE Tier 1
211241962 | Central HP <5.4 tons | SMART COMFORT | HRCU-A-CB (Split System: Heat Pump with Remote Outdoor Unit-Air-Source) | DLCURAH24ABK |  |  | EA*4X36L17A* | *80VTL0451412A* | 24200 | 16.5 | 8.5 | 26200 | 22400 | 85.5% | 1.86 | 0 | 10 |  |  |  | No | R-410A | 2.0167 | Residential & Commercial | Ducted CEE Tier 1
211242080 | Central HP <5.4 tons | SMART COMFORT | HRCU-A-CB (Split System: Heat Pump with Remote Outdoor Unit-Air-Source) | DLCURAH24ABK |  |  | EA*4X36L17A* | *80ES(N,L)0451412A* | 24600 | 16 | 8.5 | 26600 | 22200 | 83.46% | 1.82 | 0 | 10 |  |  |  | No | R-410A | 2.05 | Residential & Commercial | Ducted CEE Tier 1
211242430 | Central HP <5.4 tons | SMART COMFORT | HRCU-A-CB (Split System: Heat Pump with Remote Outdoor Unit-Air-Source) | DLCURAH24ABK |  |  | EA*4X36L21A* | *95ESU0601716A* | 24400 | 17 | 8.5 | 26200 | 22400 | 85.5% | 1.86 | 0 | 10 |  |  |  | No | R-410A | 2.0333 | Residential & Commercial | Ducted CEE Tier 1
211242495 | Central HP <5.4 tons | SMART COMFORT | HRCU-A-CB (Split System: Heat Pump with Remote Outdoor Unit-Air-Source) | DLCURAH24ABK |  |  | EA*4X36L21A* | *80VTL0701716A* | 24400 | 17 | 8.5 | 26200 | 22400 | 85.5% | 1.88 | 0 | 10 |  |  |  | No | R-410A | 2.0333 | Residential & Commercial | Ducted CEE Tier 1
211241560 | Central HP <5.4 tons | SMART COMFORT | HRCU-A-CB (Split System: Heat Pump with Remote Outdoor Unit-Air-Source) | DLCURAH24ABK |  |  | EA*4X30L17A* | *80VTL0701716A* | 24200 | 17 | 8.5 | 26200 | 23000 | 87.79% | 1.92 | 0 | 10 |  |  |  | No | R-410A | 2.0167 | Residential & Commercial | Ducted CEE Tier 1
211240327 | Central HP <5.4 tons | SMART COMFORT | HRCU-A-CB (Split System: Heat Pump with Remote Outdoor Unit-Air-Source) | DLCURAH24ABK |  |  | EA*4X24L14A* | *80ES(N,L)0451412A* | 24200 | 16 | 8.5 | 27200 | 23400 | 86.03% | 1.9 | 0 | 10 |  |  |  | No | R-410A | 2.0167 | Residential & Commercial | Ducted CEE Tier 1
212973250 | Central HP <5.4 tons | SMART COMFORT | HRCU-A-CB (Split System: Heat Pump with Remote Outdoor Unit-Air-Source) | DLCURAH24ABK |  |  | EA*4X37L21A* | *96VSN0401712B* | 24200 | 16.5 | 8.5 | 25400 | 21600 | 85.04% | 1.8 | 0 | 10 |  |  |  | No | R-410A | 2.0167 | Residential & Commercial | Ducted CEE Tier 1
212988838 | Central HP <5.4 tons | SMART COMFORT | HRCU-A-CB (Split System: Heat Pump with Remote Outdoor Unit-Air-Source) | DLCURAH18ABK |  |  | EN(A,D)4X30L17** | *95MSU0401712A* | 17500 | 16 | 8.1 | 18000 | 18700 | 103.9% | 2.24 | 0 | 11 |  |  |  | No | R-410A | 1.4583 | Residential & Commercial | Ducted CEE Tier 1
212984742 | Central HP <5.4 tons | SMART COMFORT | HRCU-A-CB (Split System: Heat Pump with Remote Outdoor Unit-Air-Source) | DLCURAH18ABK |  |  | EA*4X30L17A* | *92MSN0801716A* | 17900 | 16.5 | 8.5 | 18500 | 18700 | 101.1% | 2.26 | 0 | 10.5 |  |  |  | No | R-410A | 1.4917 | Residential & Commercial | Ducted CEE Tier 1
212984190 | Central HP <5.4 tons | SMART COMFORT | HRCU-A-CB (Split System: Heat Pump with Remote Outdoor Unit-Air-Source) | DLCURAH18ABK |  |  | EA*4X25L17A* | *92MSN0601714A* | 18100 | 16.5 | 8.5 | 17900 | 17700 | 98.88% | 2.14 | 0 | 11 |  |  |  | No | R-410A | 1.5083 | Residential & Commercial | Ducted CEE Tier 1
211263092 | Central HP <5.4 tons | SMART COMFORT | HRCU-A-CB (Split System: Heat Pump with Remote Outdoor Unit-Air-Source) | DLCURAH18ABK |  |  | EN(A,D)4X24L17** | *96VTN0401712A* | 17700 | 15.5 | 8.5 | 18700 | 18800 | 100.5% | 2.26 | 0 | 10.5 |  |  |  | No | R-410A | 1.475 | Residential & Commercial | Ducted CEE Tier 1
211262170 | Central HP <5.4 tons | SMART COMFORT | HRCU-A-CB (Split System: Heat Pump with Remote Outdoor Unit-Air-Source) | DLCURAH18ABK |  |  | EA*4X30L17A* | *80ES(N,L)0701412A* | 17800 | 16.5 | 8.5 | 18200 | 18500 | 101.6% | 2.22 | 0 | 10.5 |  |  |  | No | R-410A | 1.4833 | Residential & Commercial | Ducted CEE Tier 1
212989270 | Central HP <5.4 tons | SMART COMFORT | HRCU-A-CB (Split System: Heat Pump with Remote Outdoor Unit-Air-Source) | DLCURAH18ABK |  |  | EA*4X19L17A* | *95MSU0601716A* | 17800 | 16.5 | 8.1 | 17800 | 17900 | 100.6% | 2.16 | 0 | 10.5 |  |  |  | No | R-410A | 1.4833 | Residential & Commercial | Ducted CEE Tier 1
212989306 | Central HP <5.4 tons | SMART COMFORT | HRCU-A-CB (Split System: Heat Pump with Remote Outdoor Unit-Air-Source) | DLCURAH18ABK |  |  | EA*4X30L17A* | *95MSU0601716A* | 17500 | 16.5 | 8.5 | 18100 | 18700 | 103.3% | 2.26 | 0 | 10.5 |  |  |  | No | R-410A | 1.4583 | Residential & Commercial | Ducted CEE Tier 1
213080257 | Central HP <5.4 tons | PAYNE HEATING AND COOLING | HRCU-A-CB (Split System: Heat Pump with Remote Outdoor Unit-Air-Source) | 38MURAQ36AB3* |  |  | CNPV*4824AL* | PG96MSAA60080C** | 36200 | 16 | 8.1 | 38500 | 35000 | 90.91% | 2.02 | 0 | 10 |  |  |  | No | R-410A | 3.0167 | Residential & Commercial | Ducted CEE Tier 1
213080458 | Central HP <5.4 tons | PAYNE HEATING AND COOLING | HRCU-A-CB (Split System: Heat Pump with Remote Outdoor Unit-Air-Source) | 38MURAQ36AB3* |  |  | CAP**4224AL* | PG96MSAA66120D** | 35200 | 16 | 8.1 | 38500 | 35000 | 90.91% | 1.88 | 0 | 10 |  |  |  | No | R-410A | 2.9333 | Residential & Commercial | Ducted CEE Tier 1
213077487 | Central HP <5.4 tons | PAYNE HEATING AND COOLING | HRCU-A-CB (Split System: Heat Pump with Remote Outdoor Unit-Air-Source) | 38MURAQ36AB3* |  |  | CAP**3721AL* | PG96VTAB60080C** | 36600 | 16 | 8.5 | 38000 | 34800 | 91.58% | 2.06 | 0 | 10 |  |  |  | No | R-410A | 3.05 | Residential & Commercial | Ducted CEE Tier 1
213077587 | Central HP <5.4 tons | PAYNE HEATING AND COOLING | HRCU-A-CB (Split System: Heat Pump with Remote Outdoor Unit-Air-Source) | 38MURAQ36AB3* |  |  | CAP**3621AL* | PG96VTAB60100C** | 35200 | 16 | 8.1 | 38500 | 35200 | 91.43% | 1.82 | 0 | 10 |  |  |  | No | R-410A | 2.9333 | Residential & Commercial | Ducted CEE Tier 1
212972950 | Central HP <5.4 tons | SMART COMFORT | HRCU-A-CB (Split System: Heat Pump with Remote Outdoor Unit-Air-Source) | DLCURAH24ABK |  |  | EA*4X36L17A* | *96VSN0401410B* | 23600 | 16 | 8.5 | 26200 | 24000 | 91.6% | 1.98 | 0 | 10 |  |  |  | No | R-410A | 1.9667 | Residential & Commercial | Ducted CEE Tier 1
212971215 | Central HP <5.4 tons | SMART COMFORT | HRCU-A-CB (Split System: Heat Pump with Remote Outdoor Unit-Air-Source) | DLCURAH24ABK |  |  | EN(A,D)4X24L17** | *80VTL0451412B* | 23400 | 17 | 8.5 | 27000 | 25000 | 92.59% | 2.08 | 0 | 10 |  |  |  | No | R-410A | 1.95 | Residential & Commercial | Ducted CEE Tier 1
212971718 | Central HP <5.4 tons | SMART COMFORT | HRCU-A-CB (Split System: Heat Pump with Remote Outdoor Unit-Air-Source) | DLCURAH24ABK |  |  | EN(A,D)4X30L17** | *80VTL0701716B* | 23600 | 17 | 8.5 | 26400 | 24200 | 91.67% | 2.02 | 0 | 10.5 |  |  |  | No | R-410A | 1.9667 | Residential & Commercial | Ducted CEE Tier 1
212976698 | Central HP <5.4 tons | SMART COMFORT | HRCU-A-CB (Split System: Heat Pump with Remote Outdoor Unit-Air-Source) | DLCURAH24ABK |  |  | EN(A,D)4X36L21** | *96VTN1002120B* | 23600 | 17 | 8.5 | 26200 | 24600 | 93.89% | 2.04 | 0 | 10.5 |  |  |  | No | R-410A | 1.9667 | Residential & Commercial | Ducted CEE Tier 1
212976028 | Central HP <5.4 tons | SMART COMFORT | HRCU-A-CB (Split System: Heat Pump with Remote Outdoor Unit-Air-Source) | DLCURAH24ABK |  |  | EA*4X30L17A* | *96VTN0801716B* | 23400 | 17 | 8.5 | 26200 | 25000 | 95.42% | 2.08 | 0 | 10 |  |  |  | No | R-410A | 1.95 | Residential & Commercial | Ducted CEE Tier 1
211241592 | Central HP <5.4 tons | SMART COMFORT | HRCU-A-CB (Split System: Heat Pump with Remote Outdoor Unit-Air-Source) | DLCURAH24ABK |  |  | EA*4X30L17A* | *95ESN0601412A* | 24400 | 15.5 | 8.5 | 26600 | 22800 | 85.71% | 1.86 | 0 | 10 |  |  |  | No | R-410A | 2.0333 | Residential & Commercial | Ducted CEE Tier 1
212972239 | Central HP <5.4 tons | SMART COMFORT | HRCU-A-CB (Split System: Heat Pump with Remote Outdoor Unit-Air-Source) | DLCURAH36ABK |  |  | EA*4X48L21A* | *80VTL0902120B* | 35600 | 16.5 | 8.5 | 37800 | 34600 | 91.53% | 2.02 | 0 | 10 |  |  |  | No | R-410A | 2.9667 | Residential & Commercial | Ducted CEE Tier 1
214280302 | Central HP <5.4 tons | SMART COMFORT | HRCU-A-CB (Split System: Heat Pump with Remote Outdoor Unit-Air-Source) | DLCURAH36ABK |  |  | EA*4X43L21A* | *96MSN0601716A* | 36000 | 15.5 | 8.5 | 38000 | 34800 | 91.58% | 2.06 | 0 | 10 |  |  |  | No | R-410A | 3 | Residential & Commercial | Ducted CEE Tier 1
212980495 | Central HP <5.4 tons | SMART COMFORT | HRCU-A-CB (Split System: Heat Pump with Remote Outdoor Unit-Air-Source) | DLCURAH36ABK |  |  | EA*4X48L24A* | *80MS(N,L)0902120A* | 36000 | 16.5 | 8.5 | 37800 | 34600 | 91.53% | 2.04 | 0 | 10 |  |  |  | No | R-410A | 3 | Residential & Commercial | Ducted CEE Tier 1
212987564 | Central HP <5.4 tons | SMART COMFORT | HRCU-A-CB (Split System: Heat Pump with Remote Outdoor Unit-Air-Source) | DLCURAH18ABK |  |  | EN(A,D)4X30L17** | *96MSN0801716A* | 17400 | 16 | 8.1 | 17900 | 18600 | 103.9% | 2.24 | 0 | 11 |  |  |  | No | R-410A | 1.45 | Residential & Commercial | Ducted CEE Tier 1
212986364 | Central HP <5.4 tons | SMART COMFORT | HRCU-A-CB (Split System: Heat Pump with Remote Outdoor Unit-Air-Source) | DLCURAH18ABK |  |  | EN(A,D)4X24L17** | *96MSN0401410A* | 17400 | 15.5 | 8.5 | 18500 | 19200 | 103.8% | 2.3 | 0 | 10.5 |  |  |  | No | R-410A | 1.45 | Residential & Commercial | Ducted CEE Tier 1
211262779 | Central HP <5.4 tons | SMART COMFORT | HRCU-A-CB (Split System: Heat Pump with Remote Outdoor Unit-Air-Source) | DLCURAH18ABK |  |  | EN(A,D)4X24L14** | *80ES(N,L)0701412A* | 17500 | 16 | 8.5 | 18400 | 18800 | 102.2% | 2.26 | 0 | 11 |  |  |  | No | R-410A | 1.4583 | Residential & Commercial | Ducted CEE Tier 1
211263149 | Central HP <5.4 tons | SMART COMFORT | HRCU-A-CB (Split System: Heat Pump with Remote Outdoor Unit-Air-Source) | DLCURAH18ABK |  |  | EN(A,D)4X24L17** | *95ESN0401410A* | 17800 | 15.5 | 8.5 | 18700 | 18800 | 100.5% | 2.26 | 0 | 10.5 |  |  |  | No | R-410A | 1.4833 | Residential & Commercial | Ducted CEE Tier 1
211262245 | Central HP <5.4 tons | SMART COMFORT | HRCU-A-CB (Split System: Heat Pump with Remote Outdoor Unit-Air-Source) | DLCURAH18ABK |  |  | EN(A,D)4X18L14** | *80VSL0451412A* | 17400 | 15.5 | 8.5 | 18600 | 19400 | 104.3% | 2.32 | 0 | 10.5 |  |  |  | No | R-410A | 1.45 | Residential & Commercial | Ducted CEE Tier 1
211261988 | Central HP <5.4 tons | SMART COMFORT | HRCU-A-CB (Split System: Heat Pump with Remote Outdoor Unit-Air-Source) | DLCURAH18ABK |  |  | EA*4X30L17A* | *96VTN0601714A* | 17800 | 16 | 8.5 | 18400 | 18500 | 100.5% | 2.22 | 0 | 10.5 |  |  |  | No | R-410A | 1.4833 | Residential & Commercial | Ducted CEE Tier 1
213076392 | Central HP <5.4 tons | SMART COMFORT | HRCU-A-CB (Split System: Heat Pump with Remote Outdoor Unit-Air-Source) | DLCURAH18ABK |  |  | EA*4X24L17A* | *96VTN0601716B* | 17400 | 16 | 8.5 | 18400 | 19500 | 106% | 2.34 | 0 | 10.5 |  |  |  | No | R-410A | 1.45 | Residential & Commercial | Ducted CEE Tier 1
211241692 | Central HP <5.4 tons | SMART COMFORT | HRCU-A-CB (Split System: Heat Pump with Remote Outdoor Unit-Air-Source) | DLCURAH24ABK |  |  | EA*4X30L17A* | *92ESN0601412A* | 23400 | 17 | 8.5 | 25800 | 24200 | 93.8% | 2.02 | 0 | 10 |  |  |  | No | R-410A | 1.95 | Residential & Commercial | Ducted CEE Tier 1
211241060 | Central HP <5.4 tons | SMART COMFORT | HRCU-A-CB (Split System: Heat Pump with Remote Outdoor Unit-Air-Source) | DLCURAH24ABK |  |  | EA*4X25L17A* | *96VTN0601714A* | 24600 | 16.5 | 8.5 | 25400 | 21400 | 84.25% | 1.78 | 0 | 10 |  |  |  | No | R-410A | 2.05 | Residential & Commercial | Ducted CEE Tier 1
211240976 | Central HP <5.4 tons | SMART COMFORT | HRCU-A-CB (Split System: Heat Pump with Remote Outdoor Unit-Air-Source) | DLCURAH24ABK |  |  | EA*4X25L17A* | *96VTN0801716A* | 24800 | 17 | 8.5 | 25600 | 21200 | 82.81% | 1.78 | 0 | 10.5 |  |  |  | No | R-410A | 2.0667 | Residential & Commercial | Ducted CEE Tier 1
212976080 | Central HP <5.4 tons | SMART COMFORT | HRCU-A-CB (Split System: Heat Pump with Remote Outdoor Unit-Air-Source) | DLCURAH24ABK |  |  | EA*4X37L21A* | *96VTN0801716B* | 24600 | 17 | 8.5 | 25200 | 21200 | 84.13% | 1.78 | 0 | 10.5 |  |  |  | No | R-410A | 2.05 | Residential & Commercial | Ducted CEE Tier 1
212976132 | Central HP <5.4 tons | SMART COMFORT | HRCU-A-CB (Split System: Heat Pump with Remote Outdoor Unit-Air-Source) | DLCURAH24ABK |  |  | EN(A,D)4X36L21** | *96VTN0801716B* | 23400 | 16.5 | 8.1 | 25800 | 24200 | 93.8% | 2 | 0 | 10 |  |  |  | No | R-410A | 1.95 | Residential & Commercial | Ducted CEE Tier 1
212974960 | Central HP <5.4 tons | SMART COMFORT | HRCU-A-CB (Split System: Heat Pump with Remote Outdoor Unit-Air-Source) | DLCURAH24ABK |  |  | EA*4X30L14A* | *96VTN0401410B* | 23200 | 16 | 8.5 | 26400 | 25000 | 94.7% | 2.08 | 0 | 10 |  |  |  | No | R-410A | 1.9333 | Residential & Commercial | Ducted CEE Tier 1
212972990 | Central HP <5.4 tons | SMART COMFORT | HRCU-A-CB (Split System: Heat Pump with Remote Outdoor Unit-Air-Source) | DLCURAH24ABK |  |  | EN(A,D)4X30L14** | *96VSN0401410B* | 23400 | 16 | 8.1 | 26400 | 24800 | 93.94% | 2.04 | 0 | 10 |  |  |  | No | R-410A | 1.95 | Residential & Commercial | Ducted CEE Tier 1
212971119 | Central HP <5.4 tons | SMART COMFORT | HRCU-A-CB (Split System: Heat Pump with Remote Outdoor Unit-Air-Source) | DLCURAH24ABK |  |  | EA*4X24L14A* | *80VTL0451412B* | 23200 | 17 | 9.5 | 38500 | 27200 | 70.65% | 2.32 | 0 | 10 |  |  |  | No | R-410A | 1.9333 | Residential & Commercial | Ducted CEE Tier 1
212971203 | Central HP <5.4 tons | SMART COMFORT | HRCU-A-CB (Split System: Heat Pump with Remote Outdoor Unit-Air-Source) | DLCURAH24ABK |  |  | EN(A,D)4X24L14** | *80VTL0451412B* | 23400 | 17 | 8.5 | 27000 | 25000 | 92.59% | 2.08 | 0 | 10 |  |  |  | No | R-410A | 1.95 | Residential & Commercial | Ducted CEE Tier 1
212969794 | Central HP <5.4 tons | SMART COMFORT | HRCU-A-CB (Split System: Heat Pump with Remote Outdoor Unit-Air-Source) | DLCURAH24ABK |  |  | EA*4X37L17A* | *80VSL0451412B* | 24200 | 17 | 8.5 | 25200 | 22000 | 87.3% | 1.84 | 0 | 10 |  |  |  | No | R-410A | 2.0167 | Residential & Commercial | Ducted CEE Tier 1
211240624 | Central HP <5.4 tons | SMART COMFORT | HRCU-A-CB (Split System: Heat Pump with Remote Outdoor Unit-Air-Source) | DLCURAH24ABK |  |  | EA*4X24L17A* | *96VTN0601714A* | 23600 | 16 | 8.5 | 26800 | 24400 | 91.04% | 2.02 | 0 | 10 |  |  |  | No | R-410A | 1.9667 | Residential & Commercial | Ducted CEE Tier 1
211242865 | Central HP <5.4 tons | SMART COMFORT | HRCU-A-CB (Split System: Heat Pump with Remote Outdoor Unit-Air-Source) | DLCURAH24ABK |  |  | EA*4X37L17A* | *80VSL0451716A* | 24600 | 16.5 | 8.5 | 25600 | 21400 | 83.59% | 1.8 | 0 | 10 |  |  |  | No | R-410A | 2.05 | Residential & Commercial | Ducted CEE Tier 1
213353745 | Central HP <5.4 tons | SMART COMFORT | HRCU-A-CB (Split System: Heat Pump with Remote Outdoor Unit-Air-Source) | DLCURAH18ABK |  |  | F5MA4*24L*B* |  | 18100 | 16 | 8.5 | 18600 | 18600 | 100% | 2.24 | 0 | 10.5 |  |  |  | No | R-410A | 1.5083 | Residential & Commercial | Ducted CEE Tier 1
212984706 | Central HP <5.4 tons | SMART COMFORT | HRCU-A-CB (Split System: Heat Pump with Remote Outdoor Unit-Air-Source) | DLCURAH18ABK |  |  | EA*4X19L17A* | *92MSN0801716A* | 18300 | 16.5 | 8.5 | 18200 | 17700 | 97.25% | 2.14 | 0 | 11 |  |  |  | No | R-410A | 1.525 | Residential & Commercial | Ducted CEE Tier 1
211262456 | Central HP <5.4 tons | SMART COMFORT | HRCU-A-CB (Split System: Heat Pump with Remote Outdoor Unit-Air-Source) | DLCURAH18ABK |  |  | EN(A,D)4X18L14** | *92ESN0601412A* | 17800 | 15.5 | 8.5 | 18900 | 19200 | 101.6% | 2.3 | 0 | 10.5 |  |  |  | No | R-410A | 1.4833 | Residential & Commercial | Ducted CEE Tier 1
211262522 | Central HP <5.4 tons | SMART COMFORT | HRCU-A-CB (Split System: Heat Pump with Remote Outdoor Unit-Air-Source) | DLCURAH18ABK |  |  | EN(A,D)4X24L14** | *80VSL0451412A* | 17700 | 16 | 8.5 | 18600 | 18800 | 101.1% | 2.26 | 0 | 10.5 |  |  |  | No | R-410A | 1.475 | Residential & Commercial | Ducted CEE Tier 1
211264794 | Central HP <5.4 tons | SMART COMFORT | HRCU-A-CB (Split System: Heat Pump with Remote Outdoor Unit-Air-Source) | DLCURAH18ABK |  |  | FEM4P24**AL |  | 17300 | 16 | 8.5 | 18200 | 19400 | 106.6% | 2.34 | 0 | 10.5 |  |  |  | No | R-410A | 1.4417 | Residential & Commercial | Ducted CEE Tier 1
211264553 | Central HP <5.4 tons | SMART COMFORT | HRCU-A-CB (Split System: Heat Pump with Remote Outdoor Unit-Air-Source) | DLCURAH18ABK |  |  | EN(A,D)4X30L17** | *92ESN0601412A* | 18300 | 16 | 8.5 | 18800 | 18300 | 97.34% | 2.22 | 0 | 11 |  |  |  | No | R-410A | 1.525 | Residential & Commercial | Ducted CEE Tier 1
212978243 | Central HP <5.4 tons | SMART COMFORT | HRCU-A-CB (Split System: Heat Pump with Remote Outdoor Unit-Air-Source) | DLCURAH18ABK |  |  | EA*4X24L14A* | *80MS(N,L)0701412A* | 17600 | 16.5 | 8.5 | 18500 | 19400 | 104.9% | 2.34 | 0 | 10.5 |  |  |  | No | R-410A | 1.4667 | Residential & Commercial | Ducted CEE Tier 1
212609317 | Central HP <5.4 tons | RUSSELL | HRCU-A-CB (Split System: Heat Pump with Remote Outdoor Unit-Air-Source) | SP18AZ24AJVC |  |  | TCFZ2421HEAAM | S802V1004A17UHS | 22800 | 20 | 8.5 | 22800 | 26000 | 114% | 2.1 | 0 | 12.5 |  |  |  | No | R-410A | 1.9 | Residential & Commercial | Ducted CEE Tier 1
211243799 | Central HP <5.4 tons | SMART COMFORT | HRCU-A-CB (Split System: Heat Pump with Remote Outdoor Unit-Air-Source) | DLCURAH24ABK |  |  | EN(A,D)4X24L14** | *80ES(N,L)0451412A* | 24200 | 15.5 | 8.5 | 27200 | 22600 | 83.09% | 1.86 | 0 | 10 |  |  |  | No | R-410A | 2.0167 | Residential & Commercial | Ducted CEE Tier 1
211241781 | Central HP <5.4 tons | SMART COMFORT | HRCU-A-CB (Split System: Heat Pump with Remote Outdoor Unit-Air-Source) | DLCURAH24ABK |  |  | EA*4X30L17A* | *80ESU0601716A | 24800 | 16.5 | 8.5 | 26800 | 22200 | 82.84% | 1.84 | 0 | 10 |  |  |  | No | R-410A | 2.0667 | Residential & Commercial | Ducted CEE Tier 1
213353785 | Central HP <5.4 tons | SMART COMFORT | HRCU-A-CB (Split System: Heat Pump with Remote Outdoor Unit-Air-Source) | DLCURAH24ABK |  |  | F5MA4*30L*B* |  | 24800 | 17 | 9 | 26000 | 21800 | 83.85% | 1.82 | 0 | 10.5 |  |  |  | No | R-410A | 2.0667 | Residential & Commercial | Ducted CEE Tier 1
212971696 | Central HP <5.4 tons | SMART COMFORT | HRCU-A-CB (Split System: Heat Pump with Remote Outdoor Unit-Air-Source) | DLCURAH24ABK |  |  | EA*4X37L21A* | *80VTL0701716B* | 24200 | 17.5 | 8.5 | 25200 | 21600 | 85.71% | 1.82 | 0 | 10 |  |  |  | No | R-410A | 2.0167 | Residential & Commercial | Ducted CEE Tier 1
212971227 | Central HP <5.4 tons | SMART COMFORT | HRCU-A-CB (Split System: Heat Pump with Remote Outdoor Unit-Air-Source) | DLCURAH24ABK |  |  | EN(A,D)4X30L14** | *80VTL0451412B* | 23400 | 17 | 8.1 | 25800 | 24400 | 94.57% | 2.04 | 0 | 10 |  |  |  | No | R-410A | 1.95 | Residential & Commercial | Ducted CEE Tier 1
212970896 | Central HP <5.4 tons | PAYNE HEATING AND COOLING | HRCU-A-CB (Split System: Heat Pump with Remote Outdoor Unit-Air-Source) | 38MURAQ18AB3* |  |  | CAP**3014AL* | PG80VTLB36045A** | 17800 | 16.5 | 8.5 | 18400 | 18800 | 102.2% | 2.26 | 0 | 10.5 |  |  |  | No | R-410A | 1.4833 | Residential & Commercial | Ducted CEE Tier 1
214398626 | Central HP <5.4 tons | JOHNSON CONTROLS | HRCU-A-CB (Split System: Heat Pump with Remote Outdoor Unit-Air-Source) | HH836E2S11 |  |  | CTF48C5CFS1 | TM8Y080C16MP11 | 33200 | 19 | 9 | 31400 | 25000 | 79.62% | 2 | 0 | 11 |  |  |  | No | R-454B | 2.7667 | Residential & Commercial | Ducted CEE Tier 1
216374599 | Central HP <5.4 tons | JOHNSON CONTROLS | HRCU-A-CB (Split System: Heat Pump with Remote Outdoor Unit-Air-Source) | HH836E2S11 |  |  | CTM48C5CFS1 | Z9ET080C16SMPS1 | 33800 | 19 | 9.5 | 32400 | 24200 | 74.69% | 2 | 0 | 11 |  |  |  | No | R-454B | 2.8167 | Residential & Commercial | Ducted CEE Tier 1
212982609 | Central HP <5.4 tons | SMART COMFORT | HRCU-A-CB (Split System: Heat Pump with Remote Outdoor Unit-Air-Source) | DLCURAH36ABK |  |  | EA*4X48L24A* | *80MSU0601716A* | 35600 | 17 | 8.5 | 37800 | 34600 | 91.53% | 2.02 | 0 | 10 |  |  |  | No | R-410A | 2.9667 | Residential & Commercial | Ducted CEE Tier 1
212982093 | Central HP <5.4 tons | SMART COMFORT | HRCU-A-CB (Split System: Heat Pump with Remote Outdoor Unit-Air-Source) | DLCURAH36ABK |  |  | EA*4X48L21A* | *80MSU0401712A* | 35600 | 16 | 8.5 | 37800 | 34600 | 91.53% | 2.04 | 0 | 10 |  |  |  | No | R-410A | 2.9667 | Residential & Commercial | Ducted CEE Tier 1
212981541 | Central HP <5.4 tons | SMART COMFORT | HRCU-A-CB (Split System: Heat Pump with Remote Outdoor Unit-Air-Source) | DLCURAH36ABK |  |  | EA*4X48L21A* | *80MSU1002120A* | 35600 | 16 | 8.5 | 38000 | 34600 | 91.05% | 2.04 | 0 | 10 |  |  |  | No | R-410A | 2.9667 | Residential & Commercial | Ducted CEE Tier 1
213080036 | Central HP <5.4 tons | SMART COMFORT | HRCU-A-CB (Split System: Heat Pump with Remote Outdoor Unit-Air-Source) | DLCURAH36ABK |  |  | EA*4X37L21A* | *96MSN0801716A* | 36400 | 15.5 | 8.5 | 38000 | 35000 | 92.11% | 2.06 | 0 | 10 |  |  |  | No | R-410A | 3.0333 | Residential & Commercial | Ducted CEE Tier 1
213080252 | Central HP <5.4 tons | SMART COMFORT | HRCU-A-CB (Split System: Heat Pump with Remote Outdoor Unit-Air-Source) | DLCURAH36ABK |  |  | EN(A,D,W)4X48L21** | *96MSN0802120A* | 36200 | 16 | 8.1 | 38500 | 35000 | 90.91% | 2.02 | 0 | 10 |  |  |  | No | R-410A | 3.0167 | Residential & Commercial | Ducted CEE Tier 1
214280276 | Central HP <5.4 tons | SMART COMFORT | HRCU-A-CB (Split System: Heat Pump with Remote Outdoor Unit-Air-Source) | DLCURAH36ABK |  |  | EA*4X37L21A* | *96MSN0601716A* | 36000 | 15.5 | 8.5 | 38000 | 35000 | 92.11% | 2.06 | 0 | 10 |  |  |  | No | R-410A | 3 | Residential & Commercial | Ducted CEE Tier 1
213078466 | Central HP <5.4 tons | PAYNE HEATING AND COOLING | HRCU-A-CB (Split System: Heat Pump with Remote Outdoor Unit-Air-Source) | 38MURAQ36AB3* |  |  | CNPV*4821AL* | PG80MS(A,L)A48090C** | 35800 | 16.5 | 8.1 | 38500 | 34800 | 90.39% | 2 | 0 | 10 |  |  |  | No | R-410A | 2.9833 | Residential & Commercial | Ducted CEE Tier 1
213078843 | Central HP <5.4 tons | PAYNE HEATING AND COOLING | HRCU-A-CB (Split System: Heat Pump with Remote Outdoor Unit-Air-Source) | 38MURAQ36AB3* |  |  | CAP**3717AL* | PG80MSUA60100C** | 36000 | 15.5 | 8.5 | 38500 | 35000 | 90.91% | 2 | 0 | 10 |  |  |  | No | R-410A | 3 | Residential & Commercial | Ducted CEE Tier 1
213079411 | Central HP <5.4 tons | PAYNE HEATING AND COOLING | HRCU-A-CB (Split System: Heat Pump with Remote Outdoor Unit-Air-Source) | 38MURAQ36AB3* |  |  | CAP**3721AL* | PG92MSAA42060B** | 36600 | 16 | 8.5 | 38500 | 35000 | 90.91% | 2.06 | 0 | 10 |  |  |  | No | R-410A | 3.05 | Residential & Commercial | Ducted CEE Tier 1
213080029 | Central HP <5.4 tons | PAYNE HEATING AND COOLING | HRCU-A-CB (Split System: Heat Pump with Remote Outdoor Unit-Air-Source) | 38MURAQ36AB3* |  |  | CAP**3721AL* | PG96MSAA48080B** | 36400 | 15.5 | 8.5 | 38000 | 35000 | 92.11% | 2.06 | 0 | 10 |  |  |  | No | R-410A | 3.0333 | Residential & Commercial | Ducted CEE Tier 1
213080293 | Central HP <5.4 tons | PAYNE HEATING AND COOLING | HRCU-A-CB (Split System: Heat Pump with Remote Outdoor Unit-Air-Source) | 38MURAQ36AB3* |  |  | CAP**4221AL* | PG96MSAA60100C** | 35400 | 16 | 8.1 | 38500 | 35000 | 90.91% | 1.88 | 0 | 10 |  |  |  | No | R-410A | 2.95 | Residential & Commercial | Ducted CEE Tier 1
212975820 | Central HP <5.4 tons | SMART COMFORT | HRCU-A-CB (Split System: Heat Pump with Remote Outdoor Unit-Air-Source) | DLCURAH18ABK |  |  | EA*4X30L17A* | *96VTN0801716B* | 17400 | 16 | 8.5 | 18000 | 18700 | 103.9% | 2.26 | 0 | 10.5 |  |  |  | No | R-410A | 1.45 | Residential & Commercial | Ducted CEE Tier 1
212974700 | Central HP <5.4 tons | SMART COMFORT | HRCU-A-CB (Split System: Heat Pump with Remote Outdoor Unit-Air-Source) | DLCURAH18ABK |  |  | EN(A,D)4X18L14** | *96VTN0401410B* | 17100 | 15.5 | 8.1 | 18400 | 19800 | 107.6% | 2.38 | 0 | 10.5 |  |  |  | No | R-410A | 1.425 | Residential & Commercial | Ducted CEE Tier 1
212975087 | Central HP <5.4 tons | SMART COMFORT | HRCU-A-CB (Split System: Heat Pump with Remote Outdoor Unit-Air-Source) | DLCURAH18ABK |  |  | EA*4X24L17A* | *96VTN0401712B* | 17200 | 16 | 8.5 | 18200 | 19400 | 106.6% | 2.34 | 0 | 10.5 |  |  |  | No | R-410A | 1.4333 | Residential & Commercial | Ducted CEE Tier 1
211263240 | Central HP <5.4 tons | SMART COMFORT | HRCU-A-CB (Split System: Heat Pump with Remote Outdoor Unit-Air-Source) | DLCURAH18ABK |  |  | EN(A,D)4X24L17** | *96VTN0601412A* | 17900 | 15.5 | 8.5 | 18800 | 18700 | 99.47% | 2.26 | 0 | 11 |  |  |  | No | R-410A | 1.4917 | Residential & Commercial | Ducted CEE Tier 1
212981877 | Central HP <5.4 tons | SMART COMFORT | HRCU-A-CB (Split System: Heat Pump with Remote Outdoor Unit-Air-Source) | DLCURAH18ABK |  |  | EN(A,D)4X24L17** | *80MSU1002120A* | 17900 | 15.5 | 8.5 | 19000 | 19000 | 100% | 2.28 | 0 | 10.5 |  |  |  | No | R-410A | 1.4917 | Residential & Commercial | Ducted CEE Tier 1
212980010 | Central HP <5.4 tons | SMART COMFORT | HRCU-A-CB (Split System: Heat Pump with Remote Outdoor Unit-Air-Source) | DLCURAH18ABK |  |  | EN(A,D)4X30L17** | *80MS(N,L)0901714A* | 17700 | 16.5 | 8.1 | 18300 | 18600 | 101.6% | 2.24 | 0 | 11 |  |  |  | No | R-410A | 1.475 | Residential & Commercial | Ducted CEE Tier 1
212978267 | Central HP <5.4 tons | SMART COMFORT | HRCU-A-CB (Split System: Heat Pump with Remote Outdoor Unit-Air-Source) | DLCURAH18ABK |  |  | EA*4X25L17A* | *80MS(N,L)0701412A* | 18200 | 17 | 8.5 | 18000 | 17600 | 97.78% | 2.14 | 0 | 11 |  |  |  | No | R-410A | 1.5167 | Residential & Commercial | Ducted CEE Tier 1
212971641 | Central HP <5.4 tons | SMART COMFORT | HRCU-A-CB (Split System: Heat Pump with Remote Outdoor Unit-Air-Source) | DLCURAH24ABK |  |  | EA*4X25L17A* | *80VTL0701716B* | 24200 | 17 | 8.5 | 25200 | 21600 | 85.71% | 1.82 | 0 | 10 |  |  |  | No | R-410A | 2.0167 | Residential & Commercial | Ducted CEE Tier 1
213249277 | Central HP <5.4 tons | SMART COMFORT | HRCU-A-CB (Split System: Heat Pump with Remote Outdoor Unit-Air-Source) | DLCURAH24ABK |  |  | FEVA0024**+NAVA43601CK |  | 24200 | 17 | 9 | 25800 | 22200 | 86.05% | 1.84 | 0 | 10 |  |  |  | No | R-410A | 2.0167 | Residential & Commercial | Ducted CEE Tier 1
211240339 | Central HP <5.4 tons | SMART COMFORT | HRCU-A-CB (Split System: Heat Pump with Remote Outdoor Unit-Air-Source) | DLCURAH24ABK |  |  | EA*4X24L14A* | *92ESN0601412A* | 24200 | 16 | 8.5 | 27200 | 23400 | 86.03% | 1.9 | 0 | 10 |  |  |  | No | R-410A | 2.0167 | Residential & Commercial | Ducted CEE Tier 1
211240658 | Central HP <5.4 tons | SMART COMFORT | HRCU-A-CB (Split System: Heat Pump with Remote Outdoor Unit-Air-Source) | DLCURAH24ABK |  |  | EA*4X24L17A* | *80ES(N,L)0701712A* | 24000 | 16 | 8.5 | 27000 | 23600 | 87.41% | 1.94 | 0 | 10 |  |  |  | No | R-410A | 2 | Residential & Commercial | Ducted CEE Tier 1
211241494 | Central HP <5.4 tons | SMART COMFORT | HRCU-A-CB (Split System: Heat Pump with Remote Outdoor Unit-Air-Source) | DLCURAH24ABK |  |  | EA*4X30L17A* | *80VSL0701716A* | 23800 | 16.5 | 8.5 | 26200 | 23400 | 89.31% | 1.94 | 0 | 10 |  |  |  | No | R-410A | 1.9833 | Residential & Commercial | Ducted CEE Tier 1
212972129 | Central HP <5.4 tons | SMART COMFORT | HRCU-A-CB (Split System: Heat Pump with Remote Outdoor Unit-Air-Source) | DLCURAH24ABK |  |  | EA*4X36L21A* | *80VTL0902120B* | 23600 | 17 | 8.5 | 26200 | 24000 | 91.6% | 1.98 | 0 | 10 |  |  |  | No | R-410A | 1.9667 | Residential & Commercial | Ducted CEE Tier 1
212985248 | Central HP <5.4 tons | SMART COMFORT | HRCU-A-CB (Split System: Heat Pump with Remote Outdoor Unit-Air-Source) | DLCURAH36ABK |  |  | EA*4X48L24A* | *92MSN1002120A* | 35800 | 16.5 | 8.5 | 37800 | 34600 | 91.53% | 2.02 | 0 | 10 |  |  |  | No | R-410A | 2.9833 | Residential & Commercial | Ducted CEE Tier 1
212384333 | Central HP <5.4 tons | SMART COMFORT | HRCU-A-CB (Split System: Heat Pump with Remote Outdoor Unit-Air-Source) | DLCURAH36ABK |  |  | END4X42L17** | *92ESN0801716A* | 35600 | 16 | 8.1 | 39000 | 35000 | 89.74% | 1.96 | 0 | 10 |  |  |  | No | R-410A | 2.9667 | Residential & Commercial | Ducted CEE Tier 1
212384683 | Central HP <5.4 tons | SMART COMFORT | HRCU-A-CB (Split System: Heat Pump with Remote Outdoor Unit-Air-Source) | DLCURAH36ABK |  |  | EN(A,D,W)4X42L21** | *92ESN0802120A* | 36400 | 15.5 | 8.1 | 39500 | 35200 | 89.11% | 1.92 | 0 | 10 |  |  |  | No | R-410A | 3.0333 | Residential & Commercial | Ducted CEE Tier 1
212384783 | Central HP <5.4 tons | SMART COMFORT | HRCU-A-CB (Split System: Heat Pump with Remote Outdoor Unit-Air-Source) | DLCURAH36ABK |  |  | EN(A,D,W)4X48L21** | *80ES(N,L)0701716A* | 35800 | 16 | 8.1 | 39000 | 34800 | 89.23% | 2 | 0 | 10 |  |  |  | No | R-410A | 2.9833 | Residential & Commercial | Ducted CEE Tier 1
211226962 | Central HP <5.4 tons | SMART COMFORT | HRCU-A-CB (Split System: Heat Pump with Remote Outdoor Unit-Air-Source) | DLCURAH36ABK |  |  | EA*4X37L21A* | *80VTL1102122A* | 37000 | 15.5 | 8.5 | 38500 | 34800 | 90.39% | 2.12 | 0 | 10 |  |  |  | No | R-410A | 3.0833 | Residential & Commercial | Ducted CEE Tier 1
211227063 | Central HP <5.4 tons | SMART COMFORT | HRCU-A-CB (Split System: Heat Pump with Remote Outdoor Unit-Air-Source) | DLCURAH36ABK |  |  | EA*4X37L21A* | *95ESN0802120A* | 37200 | 15.5 | 8.5 | 38500 | 35000 | 90.91% | 2.12 | 0 | 10 |  |  |  | No | R-410A | 3.1 | Residential & Commercial | Ducted CEE Tier 1
211227245 | Central HP <5.4 tons | SMART COMFORT | HRCU-A-CB (Split System: Heat Pump with Remote Outdoor Unit-Air-Source) | DLCURAH36ABK |  |  | EA*4X37L21A* | OMV112K14A | 36200 | 15.5 | 8.5 | 38500 | 34800 | 90.39% | 2.06 | 0 | 10 |  |  |  | No | R-410A | 3.0167 | Residential & Commercial | Ducted CEE Tier 1
211228464 | Central HP <5.4 tons | SMART COMFORT | HRCU-A-CB (Split System: Heat Pump with Remote Outdoor Unit-Air-Source) | DLCURAH36ABK |  |  | EA*4X43L21A* | *92ESN1002120A* | 37200 | 16 | 8.5 | 38500 | 34800 | 90.39% | 2.12 | 0 | 10 |  |  |  | No | R-410A | 3.1 | Residential & Commercial | Ducted CEE Tier 1
211228517 | Central HP <5.4 tons | SMART COMFORT | HRCU-A-CB (Split System: Heat Pump with Remote Outdoor Unit-Air-Source) | DLCURAH36ABK |  |  | EA*4X43L21A* | *95ESN1002120A* | 37000 | 15.5 | 8.5 | 38500 | 34800 | 90.39% | 2.1 | 0 | 10 |  |  |  | No | R-410A | 3.0833 | Residential & Commercial | Ducted CEE Tier 1
211228231 | Central HP <5.4 tons | SMART COMFORT | HRCU-A-CB (Split System: Heat Pump with Remote Outdoor Unit-Air-Source) | DLCURAH36ABK |  |  | EA*4X43L21A* | *80ES(N,L)0701712A* | 36400 | 15.5 | 8.5 | 38500 | 34800 | 90.39% | 2.08 | 0 | 10 |  |  |  | No | R-410A | 3.0333 | Residential & Commercial | Ducted CEE Tier 1
211227964 | Central HP <5.4 tons | SMART COMFORT | HRCU-A-CB (Split System: Heat Pump with Remote Outdoor Unit-Air-Source) | DLCURAH36ABK |  |  | EA*4X42L24A* | *92ESN0802120A* | 35200 | 16.5 | 8.1 | 38500 | 35000 | 90.91% | 1.88 | 0 | 10 |  |  |  | No | R-410A | 2.9333 | Residential & Commercial | Ducted CEE Tier 1
212974986 | Central HP <5.4 tons | SMART COMFORT | HRCU-A-CB (Split System: Heat Pump with Remote Outdoor Unit-Air-Source) | DLCURAH24ABK |  |  | EA*4X36L17A* | *96VTN0401410B* | 23400 | 16 | 8.5 | 26200 | 24200 | 92.37% | 2 | 0 | 10 |  |  |  | No | R-410A | 1.95 | Residential & Commercial | Ducted CEE Tier 1
212975285 | Central HP <5.4 tons | SMART COMFORT | HRCU-A-CB (Split System: Heat Pump with Remote Outdoor Unit-Air-Source) | DLCURAH24ABK |  |  | EA*4X30L17A* | *96VTN0401712B* | 23200 | 16 | 8.5 | 26400 | 25200 | 95.45% | 2.08 | 0 | 10 |  |  |  | No | R-410A | 1.9333 | Residential & Commercial | Ducted CEE Tier 1
212975038 | Central HP <5.4 tons | SMART COMFORT | HRCU-A-CB (Split System: Heat Pump with Remote Outdoor Unit-Air-Source) | DLCURAH24ABK |  |  | EN(A,D)4X30L14** | *96VTN0401410B* | 23200 | 15.5 | 8.1 | 25800 | 24200 | 93.8% | 2 | 0 | 10 |  |  |  | No | R-410A | 1.9333 | Residential & Commercial | Ducted CEE Tier 1
212974999 | Central HP <5.4 tons | SMART COMFORT | HRCU-A-CB (Split System: Heat Pump with Remote Outdoor Unit-Air-Source) | DLCURAH24ABK |  |  | EA*4X37L17A* | *96VTN0401410B* | 23800 | 16 | 8.1 | 25200 | 22400 | 88.89% | 1.84 | 0 | 10 |  |  |  | No | R-410A | 1.9833 | Residential & Commercial | Ducted CEE Tier 1
212973920 | Central HP <5.4 tons | SMART COMFORT | HRCU-A-CB (Split System: Heat Pump with Remote Outdoor Unit-Air-Source) | DLCURAH24ABK |  |  | EN(A,D,W)4X36L17** | *96VSN0801716B* | 23400 | 16.5 | 8.1 | 25800 | 24200 | 93.8% | 2 | 0 | 10 |  |  |  | No | R-410A | 1.95 | Residential & Commercial | Ducted CEE Tier 1
212974320 | Central HP <5.4 tons | SMART COMFORT | HRCU-A-CB (Split System: Heat Pump with Remote Outdoor Unit-Air-Source) | DLCURAH24ABK |  |  | EA*4X36L21A* | *96VSN1002120B* | 23600 | 17 | 8.5 | 26200 | 24000 | 91.6% | 2 | 0 | 10 |  |  |  | No | R-410A | 1.9667 | Residential & Commercial | Ducted CEE Tier 1
206773686 | Central HP <5.4 tons | TEMPSTAR | HRCU-A-CB (Split System: Heat Pump with Remote Outdoor Unit-Air-Source) | TVH837GKA2* |  |  | EHD4X48AAL+WALLCON | *95CSU1002122A* | 32600 | 17 | 8.1 | 32800 | 24800 | 75.61% | 1.98 | 11.5 | 11 |  |  |  | No | R-410A | 2.7167 | Residential & Commercial | Ducted CEE Tier 1
211264416 | Central HP <5.4 tons | SMART COMFORT | HRCU-A-CB (Split System: Heat Pump with Remote Outdoor Unit-Air-Source) | DLCURAH18ABK |  |  | EN(A,D)4X30L17** | *96VTN0601412A* | 18000 | 16 | 8.5 | 18600 | 18400 | 98.92% | 2.22 | 0 | 11 |  |  |  | No | R-410A | 1.5 | Residential & Commercial | Ducted CEE Tier 1
211264748 | Central HP <5.4 tons | SMART COMFORT | HRCU-A-CB (Split System: Heat Pump with Remote Outdoor Unit-Air-Source) | DLCURAH18ABK |  |  | FJMA4*18L*A* |  | 18000 | 15.5 | 8.5 | 19000 | 19100 | 100.5% | 2.28 | 0 | 10.5 |  |  |  | No | R-410A | 1.5 | Residential & Commercial | Ducted CEE Tier 1
212970004 | Central HP <5.4 tons | SMART COMFORT | HRCU-A-CB (Split System: Heat Pump with Remote Outdoor Unit-Air-Source) | DLCURAH18ABK |  |  | EA*4X30L17A* | *80VSL0701716B* | 17500 | 16.5 | 8.5 | 18000 | 18700 | 103.9% | 2.26 | 0 | 10.5 |  |  |  | No | R-410A | 1.4583 | Residential & Commercial | Ducted CEE Tier 1
213249255 | Central HP <5.4 tons | SMART COMFORT | HRCU-A-CB (Split System: Heat Pump with Remote Outdoor Unit-Air-Source) | DLCURAH18ABK |  |  | FEVA0024**+NAVA43601CK |  | 18100 | 16.5 | 8.5 | 18300 | 17900 | 97.81% | 2.16 | 0 | 11 |  |  |  | No | R-410A | 1.5083 | Residential & Commercial | Ducted CEE Tier 1
212977799 | Central HP <5.4 tons | SMART COMFORT | HRCU-A-CB (Split System: Heat Pump with Remote Outdoor Unit-Air-Source) | DLCURAH18ABK |  |  | EN(A,D)4X24L14** | *80MS(N,L)0451412A* | 17500 | 16.5 | 8.5 | 18400 | 19200 | 104.3% | 2.3 | 0 | 11 |  |  |  | No | R-410A | 1.4583 | Residential & Commercial | Ducted CEE Tier 1
212986280 | Central HP <5.4 tons | SMART COMFORT | HRCU-A-CB (Split System: Heat Pump with Remote Outdoor Unit-Air-Source) | DLCURAH18ABK |  |  | EA*4X19L17A* | *96MSN0401410A* | 17900 | 16 | 8.5 | 18000 | 17800 | 98.89% | 2.14 | 0 | 10.5 |  |  |  | No | R-410A | 1.4917 | Residential & Commercial | Ducted CEE Tier 1
212986328 | Central HP <5.4 tons | SMART COMFORT | HRCU-A-CB (Split System: Heat Pump with Remote Outdoor Unit-Air-Source) | DLCURAH18ABK |  |  | EA*4X30L17A* | *96MSN0401410A* | 17600 | 16 | 8.5 | 18300 | 18800 | 102.7% | 2.26 | 0 | 10.5 |  |  |  | No | R-410A | 1.4667 | Residential & Commercial | Ducted CEE Tier 1
211228350 | Central HP <5.4 tons | SMART COMFORT | HRCU-A-CB (Split System: Heat Pump with Remote Outdoor Unit-Air-Source) | DLCURAH36ABK |  |  | EA*4X43L21A* | *80ESU0601716A | 37200 | 16 | 8.5 | 38500 | 34800 | 90.39% | 2.12 | 0 | 10 |  |  |  | No | R-410A | 3.1 | Residential & Commercial | Ducted CEE Tier 1
211228968 | Central HP <5.4 tons | SMART COMFORT | HRCU-A-CB (Split System: Heat Pump with Remote Outdoor Unit-Air-Source) | DLCURAH36ABK |  |  | EA*4X48L21A* | *92ESN0601714A* | 36000 | 16 | 8.5 | 38500 | 34600 | 89.87% | 2.06 | 0 | 10 |  |  |  | No | R-410A | 3 | Residential & Commercial | Ducted CEE Tier 1
211229384 | Central HP <5.4 tons | SMART COMFORT | HRCU-A-CB (Split System: Heat Pump with Remote Outdoor Unit-Air-Source) | DLCURAH36ABK |  |  | EA*4X48L24A* | *80ESU0802120A | 37600 | 15.5 | 8.5 | 39500 | 35000 | 88.61% | 2.14 | 0 | 10 |  |  |  | No | R-410A | 3.1333 | Residential & Commercial | Ducted CEE Tier 1
211229618 | Central HP <5.4 tons | SMART COMFORT | HRCU-A-CB (Split System: Heat Pump with Remote Outdoor Unit-Air-Source) | DLCURAH36ABK |  |  | EA*4X48L24A* | *96VTN1002122A* | 36000 | 16.5 | 8.5 | 37800 | 34600 | 91.53% | 2.06 | 0 | 10 |  |  |  | No | R-410A | 3 | Residential & Commercial | Ducted CEE Tier 1
211229904 | Central HP <5.4 tons | SMART COMFORT | HRCU-A-CB (Split System: Heat Pump with Remote Outdoor Unit-Air-Source) | DLCURAH36ABK |  |  | EN(A,D,W)4X48L21** | *80ES(N,L)0451712A* | 35800 | 15.5 | 8.1 | 38500 | 35000 | 90.91% | 2 | 0 | 10 |  |  |  | No | R-410A | 2.9833 | Residential & Commercial | Ducted CEE Tier 1
212986664 | Central HP <5.4 tons | SMART COMFORT | HRCU-A-CB (Split System: Heat Pump with Remote Outdoor Unit-Air-Source) | DLCURAH18ABK |  |  | EA*4X19L17A* | *96MSN0401712A* | 17600 | 15.5 | 8.1 | 17800 | 17900 | 100.6% | 2.14 | 0 | 10.5 |  |  |  | No | R-410A | 1.4667 | Residential & Commercial | Ducted CEE Tier 1
212986700 | Central HP <5.4 tons | SMART COMFORT | HRCU-A-CB (Split System: Heat Pump with Remote Outdoor Unit-Air-Source) | DLCURAH18ABK |  |  | EA*4X30L17A* | *96MSN0401712A* | 17300 | 15.5 | 8.5 | 18100 | 18800 | 103.9% | 2.24 | 0 | 10 |  |  |  | No | R-410A | 1.4417 | Residential & Commercial | Ducted CEE Tier 1
212986701 | Central HP <5.4 tons | SMART COMFORT | HRCU-A-CB (Split System: Heat Pump with Remote Outdoor Unit-Air-Source) | DLCURAH18ABK |  |  | EA*4X30L17A* | *96MSM0401712A* | 17300 | 15.5 | 8.5 | 18100 | 18800 | 103.9% | 2.24 | 0 | 10 |  |  |  | No | R-410A | 1.4417 | Residential & Commercial | Ducted CEE Tier 1
212986316 | Central HP <5.4 tons | SMART COMFORT | HRCU-A-CB (Split System: Heat Pump with Remote Outdoor Unit-Air-Source) | DLCURAH18ABK |  |  | EA*4X30L14A* | *96MSN0401410A* | 17600 | 16 | 8.5 | 18300 | 18900 | 103.3% | 2.26 | 0 | 10.5 |  |  |  | No | R-410A | 1.4667 | Residential & Commercial | Ducted CEE Tier 1
211259636 | Central HP <5.4 tons | SMART COMFORT | HRCU-A-CB (Split System: Heat Pump with Remote Outdoor Unit-Air-Source) | DLCURAH18ABK |  |  | EA*4X19L17A* | *96VSN0401712A* | 18200 | 15.5 | 8.5 | 18300 | 17600 | 96.17% | 2.12 | 0 | 10.5 |  |  |  | No | R-410A | 1.5167 | Residential & Commercial | Ducted CEE Tier 1
211260620 | Central HP <5.4 tons | SMART COMFORT | HRCU-A-CB (Split System: Heat Pump with Remote Outdoor Unit-Air-Source) | DLCURAH18ABK |  |  | EA*4X24L17A* | *92ESN0401712A* | 17800 | 15.5 | 8.5 | 18800 | 19000 | 101.1% | 2.28 | 0 | 10.5 |  |  |  | No | R-410A | 1.4833 | Residential & Commercial | Ducted CEE Tier 1
211262106 | Central HP <5.4 tons | SMART COMFORT | HRCU-A-CB (Split System: Heat Pump with Remote Outdoor Unit-Air-Source) | DLCURAH18ABK |  |  | EA*4X30L17A* | *92ESN0601714A* | 17900 | 16.5 | 8.5 | 18300 | 18500 | 101.1% | 2.22 | 0 | 10.5 |  |  |  | No | R-410A | 1.4917 | Residential & Commercial | Ducted CEE Tier 1
206772377 | Central HP <5.4 tons | TEMPSTAR | HRCU-A-CB (Split System: Heat Pump with Remote Outdoor Unit-Air-Source) | TVH837GKA2* |  |  | EN(A,D)4X48L24**+WALLCON | *80CTL1352422A* | 32400 | 17.5 | 8.1 | 32800 | 24800 | 75.61% | 1.98 | 12 | 11.7 |  |  |  | No | R-410A | 2.7 | Residential & Commercial | Ducted CEE Tier 1
211230202 | Central HP <5.4 tons | SMART COMFORT | HRCU-A-CB (Split System: Heat Pump with Remote Outdoor Unit-Air-Source) | DLCURAH36ABK |  |  | EN(A,D,W)4X48L21** | *95ESN1002120A* | 36800 | 16 | 8.1 | 39500 | 35000 | 88.61% | 2.06 | 0 | 10.5 |  |  |  | No | R-410A | 3.0667 | Residential & Commercial | Ducted CEE Tier 1
211230289 | Central HP <5.4 tons | SMART COMFORT | HRCU-A-CB (Split System: Heat Pump with Remote Outdoor Unit-Air-Source) | DLCURAH36ABK |  |  | EN(A,D,W)4X48L21** | *95ESU1002120A* | 36400 | 16 | 8.1 | 38500 | 34800 | 90.39% | 2.04 | 0 | 10.5 |  |  |  | No | R-410A | 3.0333 | Residential & Commercial | Ducted CEE Tier 1
211230339 | Central HP <5.4 tons | SMART COMFORT | HRCU-A-CB (Split System: Heat Pump with Remote Outdoor Unit-Air-Source) | DLCURAH36ABK |  |  | EN(A,D,W)4X48L21** | *96VTN1002120A* | 36600 | 15.5 | 8.1 | 39500 | 35000 | 88.61% | 2.04 | 0 | 10 |  |  |  | No | R-410A | 3.05 | Residential & Commercial | Ducted CEE Tier 1
211230436 | Central HP <5.4 tons | SMART COMFORT | HRCU-A-CB (Split System: Heat Pump with Remote Outdoor Unit-Air-Source) | DLCURAH36ABK |  |  | EN(A,D)4X48L24** | *80ES(N,L)0902120A* | 36600 | 16 | 8.1 | 39500 | 34800 | 88.1% | 2.04 | 0 | 10.5 |  |  |  | No | R-410A | 3.05 | Residential & Commercial | Ducted CEE Tier 1
211230688 | Central HP <5.4 tons | SMART COMFORT | HRCU-A-CB (Split System: Heat Pump with Remote Outdoor Unit-Air-Source) | DLCURAH36ABK |  |  | EN(A,D)4X48L24** | *95ESN1402422A* | 37400 | 15.2 | 8.1 | 40000 | 35200 | 88% | 2.08 | 0 | 10 |  |  |  | No | R-410A | 3.1167 | Residential & Commercial | Ducted CEE Tier 1
211230707 | Central HP <5.4 tons | SMART COMFORT | HRCU-A-CB (Split System: Heat Pump with Remote Outdoor Unit-Air-Source) | DLCURAH36ABK |  |  | EN(A,D)4X48L24** | *96VSN1002120A* | 36200 | 16 | 8.1 | 38500 | 34800 | 90.39% | 2.02 | 0 | 10 |  |  |  | No | R-410A | 3.0167 | Residential & Commercial | Ducted CEE Tier 1
212976533 | Central HP <5.4 tons | SMART COMFORT | HRCU-A-CB (Split System: Heat Pump with Remote Outdoor Unit-Air-Source) | DLCURAH36ABK |  |  | EA*4X48L24A* | *96VTN0802120B* | 35400 | 16.5 | 8.1 | 37800 | 34600 | 91.53% | 2 | 0 | 10 |  |  |  | No | R-410A | 2.95 | Residential & Commercial | Ducted CEE Tier 1
213075919 | Central HP <5.4 tons | SMART COMFORT | HRCU-A-CB (Split System: Heat Pump with Remote Outdoor Unit-Air-Source) | DLCURAH36ABK |  |  | EA*4X42L24A* | *95MSU1002120A* | 35600 | 16 | 8.1 | 38500 | 35200 | 91.43% | 1.9 | 0 | 10 |  |  |  | No | R-410A | 2.9667 | Residential & Commercial | Ducted CEE Tier 1
213079636 | Central HP <5.4 tons | SMART COMFORT | HRCU-A-CB (Split System: Heat Pump with Remote Outdoor Unit-Air-Source) | DLCURAH36ABK |  |  | EN(A,D,W)4X48L21** | *92MSN0801716A* | 36000 | 16.5 | 8.1 | 38500 | 35000 | 90.91% | 2 | 0 | 10 |  |  |  | No | R-410A | 3 | Residential & Commercial | Ducted CEE Tier 1
213079018 | Central HP <5.4 tons | SMART COMFORT | HRCU-A-CB (Split System: Heat Pump with Remote Outdoor Unit-Air-Source) | DLCURAH36ABK |  |  | EA*4X43L21A* | *80MSU0401712A* | 36600 | 16 | 8.5 | 38500 | 34800 | 90.39% | 2.08 | 0 | 10 |  |  |  | No | R-410A | 3.05 | Residential & Commercial | Ducted CEE Tier 1
213078539 | Central HP <5.4 tons | SMART COMFORT | HRCU-A-CB (Split System: Heat Pump with Remote Outdoor Unit-Air-Source) | DLCURAH36ABK |  |  | EA*4X43L21A* | *80MS(N,L)0902120A* | 37000 | 16 | 8.5 | 38500 | 35000 | 90.91% | 2.08 | 0 | 10 |  |  |  | No | R-410A | 3.0833 | Residential & Commercial | Ducted CEE Tier 1
214229318 | Central HP <5.4 tons | SMART COMFORT | HRCU-A-CB (Split System: Heat Pump with Remote Outdoor Unit-Air-Source) | DLCURAH36ABK |  |  | END4X42L17** | *80MSU0601716A* | 35400 | 16 | 8.1 | 38500 | 35000 | 90.91% | 1.96 | 0 | 10 |  |  |  | No | R-410A | 2.95 | Residential & Commercial | Ducted CEE Tier 1
211261658 | Central HP <5.4 tons | SMART COMFORT | HRCU-A-CB (Split System: Heat Pump with Remote Outdoor Unit-Air-Source) | DLCURAH18ABK |  |  | EA*4X30L17A* | *95ESU0401712A* | 17800 | 16 | 8.5 | 18300 | 18500 | 101.1% | 2.22 | 0 | 10.5 |  |  |  | No | R-410A | 1.4833 | Residential & Commercial | Ducted CEE Tier 1
211261926 | Central HP <5.4 tons | SMART COMFORT | HRCU-A-CB (Split System: Heat Pump with Remote Outdoor Unit-Air-Source) | DLCURAH18ABK |  |  | EA*4X30L17A* | *96VTN0401410A* | 17500 | 16 | 8.5 | 18100 | 18600 | 102.8% | 2.24 | 0 | 10.5 |  |  |  | No | R-410A | 1.4583 | Residential & Commercial | Ducted CEE Tier 1
211262390 | Central HP <5.4 tons | SMART COMFORT | HRCU-A-CB (Split System: Heat Pump with Remote Outdoor Unit-Air-Source) | DLCURAH18ABK |  |  | EN(A,D)4X18L14** | *96VTN0601412A* | 17600 | 15.5 | 8.5 | 18700 | 19300 | 103.2% | 2.32 | 0 | 10.5 |  |  |  | No | R-410A | 1.4667 | Residential & Commercial | Ducted CEE Tier 1
211262838 | Central HP <5.4 tons | SMART COMFORT | HRCU-A-CB (Split System: Heat Pump with Remote Outdoor Unit-Air-Source) | DLCURAH18ABK |  |  | EN(A,D)4X24L17** | *96VSN0601714A* | 17600 | 15.5 | 8.5 | 18500 | 18800 | 101.6% | 2.26 | 0 | 10.5 |  |  |  | No | R-410A | 1.4667 | Residential & Commercial | Ducted CEE Tier 1
211263976 | Central HP <5.4 tons | SMART COMFORT | HRCU-A-CB (Split System: Heat Pump with Remote Outdoor Unit-Air-Source) | DLCURAH18ABK |  |  | EN(A,D)4X30L17** | *96VSN0601412A* | 18000 | 16 | 8.5 | 18600 | 18400 | 98.92% | 2.22 | 0 | 11 |  |  |  | No | R-410A | 1.5 | Residential & Commercial | Ducted CEE Tier 1
212972770 | Central HP <5.4 tons | SMART COMFORT | HRCU-A-CB (Split System: Heat Pump with Remote Outdoor Unit-Air-Source) | DLCURAH18ABK |  |  | EN(A,D)4X30L17** | *96VSN0401410B* | 17400 | 16 | 8.1 | 18000 | 18700 | 103.9% | 2.24 | 0 | 10.5 |  |  |  | No | R-410A | 1.45 | Residential & Commercial | Ducted CEE Tier 1
211244065 | Central HP <5.4 tons | SMART COMFORT | HRCU-A-CB (Split System: Heat Pump with Remote Outdoor Unit-Air-Source) | DLCURAH24ABK |  |  | EN(A,D)4X24L17** | *96VTN0401410A* | 23400 | 15.5 | 8.5 | 26600 | 24000 | 90.23% | 1.96 | 0 | 10 |  |  |  | No | R-410A | 1.95 | Residential & Commercial | Ducted CEE Tier 1
211245186 | Central HP <5.4 tons | SMART COMFORT | HRCU-A-CB (Split System: Heat Pump with Remote Outdoor Unit-Air-Source) | DLCURAH24ABK |  |  | EN(A,D,W)4X36L17** | *92ESN0801716A* | 24200 | 17 | 8.1 | 26200 | 22800 | 87.02% | 1.88 | 0 | 10.5 |  |  |  | No | R-410A | 2.0167 | Residential & Commercial | Ducted CEE Tier 1
211245219 | Central HP <5.4 tons | SMART COMFORT | HRCU-A-CB (Split System: Heat Pump with Remote Outdoor Unit-Air-Source) | DLCURAH24ABK |  |  | EN(A,D,W)4X36L17** | *92ESN0401410A* | 24000 | 15.2 | 8.1 | 26600 | 22800 | 85.71% | 1.86 | 0 | 10 |  |  |  | No | R-410A | 2 | Residential & Commercial | Ducted CEE Tier 1
212975318 | Central HP <5.4 tons | SMART COMFORT | HRCU-A-CB (Split System: Heat Pump with Remote Outdoor Unit-Air-Source) | DLCURAH24ABK |  |  | EA*4X37L17A* | *96VTN0401712B* | 24000 | 16 | 8.1 | 25400 | 22000 | 86.61% | 1.82 | 0 | 10 |  |  |  | No | R-410A | 2 | Residential & Commercial | Ducted CEE Tier 1
212973280 | Central HP <5.4 tons | SMART COMFORT | HRCU-A-CB (Split System: Heat Pump with Remote Outdoor Unit-Air-Source) | DLCURAH24ABK |  |  | EN(A,D,W)4X36L17** | *96VSN0401712B* | 23200 | 16 | 8.1 | 26200 | 24800 | 94.66% | 2.06 | 0 | 10 |  |  |  | No | R-410A | 1.9333 | Residential & Commercial | Ducted CEE Tier 1
212973580 | Central HP <5.4 tons | SMART COMFORT | HRCU-A-CB (Split System: Heat Pump with Remote Outdoor Unit-Air-Source) | DLCURAH24ABK |  |  | EA*4X36L17A* | *96VSN0601412B* | 23600 | 17 | 8.5 | 26200 | 24000 | 91.6% | 2 | 0 | 10 |  |  |  | No | R-410A | 1.9667 | Residential & Commercial | Ducted CEE Tier 1
215936455 | Central HP <5.4 tons | BRYANT HEATING AND COOLING SYSTEMS | HRCU-A-CB (Split System: Heat Pump with Remote Outdoor Unit-Air-Source) | 293VAN036**AA* |  |  | CVAVA4924XMA*+UI | 88*TB60110C21*** | 35600 | 22 | 8.5 | 38000 | 28400 | 74.74% | 2.04 | 0 | 12.5 |  |  |  | No | R-454B | 2.9667 | Residential & Commercial | Ducted CEE Tier 1
215936875 | Central HP <5.4 tons | BRYANT HEATING AND COOLING SYSTEMS | HRCU-A-CB (Split System: Heat Pump with Remote Outdoor Unit-Air-Source) | 293VAN036**AA* |  |  | CVAVA6121XMA*+UI | 88*TB48070C17*** | 35800 | 22 | 9 | 38000 | 28600 | 75.26% | 2.06 | 0 | 12 |  |  |  | No | R-454B | 2.9833 | Residential & Commercial | Ducted CEE Tier 1
215936955 | Central HP <5.4 tons | BRYANT HEATING AND COOLING SYSTEMS | HRCU-A-CB (Split System: Heat Pump with Remote Outdoor Unit-Air-Source) | 293VAN036**AA* |  |  | CVAVA6124XMA*+UI | 986TD66120C24*** | 36000 | 22 | 8.5 | 37600 | 28400 | 75.53% | 2.04 | 0 | 12.5 |  |  |  | No | R-454B | 3 | Residential & Commercial | Ducted CEE Tier 1
211262603 | Central HP <5.4 tons | SMART COMFORT | HRCU-A-CB (Split System: Heat Pump with Remote Outdoor Unit-Air-Source) | DLCURAH18ABK |  |  | EN(A,D)4X24L14** | *95ESN0401410A* | 17800 | 15.5 | 8.5 | 18700 | 18800 | 100.5% | 2.26 | 0 | 10.5 |  |  |  | No | R-410A | 1.4833 | Residential & Commercial | Ducted CEE Tier 1
211262802 | Central HP <5.4 tons | SMART COMFORT | HRCU-A-CB (Split System: Heat Pump with Remote Outdoor Unit-Air-Source) | DLCURAH18ABK |  |  | EN(A,D)4X24L17** | *80VSL0451412A* | 17700 | 16 | 8.5 | 18600 | 18800 | 101.1% | 2.26 | 0 | 10.5 |  |  |  | No | R-410A | 1.475 | Residential & Commercial | Ducted CEE Tier 1
211264958 | Central HP <5.4 tons | SMART COMFORT | HRCU-A-CB (Split System: Heat Pump with Remote Outdoor Unit-Air-Source) | DLCURAH18ABK |  |  | FMA4X24**AL* |  | 17400 | 16 | 8.5 | 18500 | 20000 | 108.1% | 2.44 | 0 | 10.5 |  |  |  | No | R-410A | 1.45 | Residential & Commercial | Ducted CEE Tier 1
211259975 | Central HP <5.4 tons | SMART COMFORT | HRCU-A-CB (Split System: Heat Pump with Remote Outdoor Unit-Air-Source) | DLCURAH18ABK |  |  | EA*4X19L17A* | *92ESN0401410A* | 18400 | 15.5 | 8.5 | 18500 | 17600 | 95.14% | 2.12 | 0 | 10.5 |  |  |  | No | R-410A | 1.5333 | Residential & Commercial | Ducted CEE Tier 1
211257342 | Central HP <5.4 tons | SMART COMFORT | HRCU-A-CB (Split System: Heat Pump with Remote Outdoor Unit-Air-Source) | DLCURAH18ABK |  |  | FJMA4*24L*B* |  | 18500 | 15.5 | 9 | 19300 | 18300 | 94.82% | 2.2 | 0 | 10.5 |  |  |  | No | R-410A | 1.5417 | Residential & Commercial | Ducted CEE Tier 1
211264333 | Central HP <5.4 tons | SMART COMFORT | HRCU-A-CB (Split System: Heat Pump with Remote Outdoor Unit-Air-Source) | DLCURAH18ABK |  |  | EN(A,D)4X30L17** | *95ESN0601412A* | 18000 | 16 | 8.5 | 18500 | 18400 | 99.46% | 2.22 | 0 | 11 |  |  |  | No | R-410A | 1.5 | Residential & Commercial | Ducted CEE Tier 1
211264980 | Central HP <5.4 tons | SMART COMFORT | HRCU-A-CB (Split System: Heat Pump with Remote Outdoor Unit-Air-Source) | DLCURAH18ABK |  |  | FM(C,U)4Z18**AL* |  | 17800 | 17 | 9 | 18700 | 19800 | 105.9% | 2.4 | 0 | 11 |  |  |  | No | R-410A | 1.4833 | Residential & Commercial | Ducted CEE Tier 1
213076707 | Central HP <5.4 tons | PAYNE HEATING AND COOLING | HRCU-A-CB (Split System: Heat Pump with Remote Outdoor Unit-Air-Source) | 38MURAQ36AB3* |  |  | CNPV*4821AL* | PG80VTLB60090C** | 36000 | 16.5 | 8.1 | 38500 | 35000 | 90.91% | 2 | 0 | 10 |  |  |  | No | R-410A | 3 | Residential & Commercial | Ducted CEE Tier 1
213076741 | Central HP <5.4 tons | PAYNE HEATING AND COOLING | HRCU-A-CB (Split System: Heat Pump with Remote Outdoor Unit-Air-Source) | 38MURAQ36AB3* |  |  | CAP**3721AL* | PG80VTLB66110C** | 36400 | 16 | 8.5 | 38000 | 34800 | 91.58% | 2.06 | 0 | 10 |  |  |  | No | R-410A | 3.0333 | Residential & Commercial | Ducted CEE Tier 1
213079011 | Central HP <5.4 tons | PAYNE HEATING AND COOLING | HRCU-A-CB (Split System: Heat Pump with Remote Outdoor Unit-Air-Source) | 38MURAQ36AB3* |  |  | CAP**4321AL* | PG80MSUA36040B** | 36600 | 16 | 8.5 | 38500 | 34800 | 90.39% | 2.08 | 0 | 10 |  |  |  | No | R-410A | 3.05 | Residential & Commercial | Ducted CEE Tier 1
213079131 | Central HP <5.4 tons | PAYNE HEATING AND COOLING | HRCU-A-CB (Split System: Heat Pump with Remote Outdoor Unit-Air-Source) | 38MURAQ36AB3* |  |  | CAP**4321AL* | PG80MSUA48060B** | 36600 | 16.5 | 8.5 | 38000 | 34800 | 91.58% | 2.08 | 0 | 10 |  |  |  | No | R-410A | 3.05 | Residential & Commercial | Ducted CEE Tier 1
213079263 | Central HP <5.4 tons | PAYNE HEATING AND COOLING | HRCU-A-CB (Split System: Heat Pump with Remote Outdoor Unit-Air-Source) | 38MURAQ36AB3* |  |  | CAP**4821AL* | PG80MSUA60080C** | 36200 | 16.5 | 8.5 | 38000 | 34600 | 91.05% | 2.06 | 0 | 10 |  |  |  | No | R-410A | 3.0167 | Residential & Commercial | Ducted CEE Tier 1
213079497 | Central HP <5.4 tons | PAYNE HEATING AND COOLING | HRCU-A-CB (Split System: Heat Pump with Remote Outdoor Unit-Air-Source) | 38MURAQ36AB3* |  |  | CNPV*4821AL* | PG92MSAA42060B** | 35800 | 16 | 8.1 | 38500 | 35000 | 90.91% | 2 | 0 | 10 |  |  |  | No | R-410A | 2.9833 | Residential & Commercial | Ducted CEE Tier 1
213079779 | Central HP <5.4 tons | PAYNE HEATING AND COOLING | HRCU-A-CB (Split System: Heat Pump with Remote Outdoor Unit-Air-Source) | 38MURAQ36AB3* |  |  | CAP**4321AL* | PG92MSAA60100C** | 36600 | 16.5 | 8.5 | 38000 | 34800 | 91.58% | 2.08 | 0 | 10 |  |  |  | No | R-410A | 3.05 | Residential & Commercial | Ducted CEE Tier 1
213077360 | Central HP <5.4 tons | PAYNE HEATING AND COOLING | HRCU-A-CB (Split System: Heat Pump with Remote Outdoor Unit-Air-Source) | 38MURAQ36AB3* |  |  | CAP**3717AL* | PG96VTAB48080B** | 36000 | 15.5 | 8.5 | 38500 | 35200 | 91.43% | 2 | 0 | 10 |  |  |  | No | R-410A | 3 | Residential & Commercial | Ducted CEE Tier 1
212970848 | Central HP <5.4 tons | PAYNE HEATING AND COOLING | HRCU-A-CB (Split System: Heat Pump with Remote Outdoor Unit-Air-Source) | 38MURAQ18AB3* |  |  | CAP**1917AL* | PG80VTLB36045A** | 18200 | 16.5 | 8.5 | 18100 | 17700 | 97.79% | 2.14 | 0 | 11 |  |  |  | No | R-410A | 1.5167 | Residential & Commercial | Ducted CEE Tier 1
212978255 | Central HP <5.4 tons | SMART COMFORT | HRCU-A-CB (Split System: Heat Pump with Remote Outdoor Unit-Air-Source) | DLCURAH18ABK |  |  | EA*4X24L17A* | *80MS(N,L)0701412A* | 17600 | 16.5 | 8.5 | 18500 | 19400 | 104.9% | 2.34 | 0 | 10.5 |  |  |  | No | R-410A | 1.4667 | Residential & Commercial | Ducted CEE Tier 1
211261903 | Central HP <5.4 tons | SMART COMFORT | HRCU-A-CB (Split System: Heat Pump with Remote Outdoor Unit-Air-Source) | DLCURAH18ABK |  |  | EA*4X30L17A* | *95ESN0601412A* | 18000 | 16 | 8.5 | 18500 | 18500 | 100% | 2.22 | 0 | 10.5 |  |  |  | No | R-410A | 1.5 | Residential & Commercial | Ducted CEE Tier 1
211262035 | Central HP <5.4 tons | SMART COMFORT | HRCU-A-CB (Split System: Heat Pump with Remote Outdoor Unit-Air-Source) | DLCURAH18ABK |  |  | EA*4X30L17A* | *80ES(N,L)0451712A* | 18000 | 16 | 8.5 | 18500 | 18500 | 100% | 2.22 | 0 | 10.5 |  |  |  | No | R-410A | 1.5 | Residential & Commercial | Ducted CEE Tier 1
212986713 | Central HP <5.4 tons | SMART COMFORT | HRCU-A-CB (Split System: Heat Pump with Remote Outdoor Unit-Air-Source) | DLCURAH18ABK |  |  | EN(A,D)4X24L17** | *96MSM0401712A* | 17500 | 15.2 | 8.5 | 18700 | 19200 | 102.7% | 2.3 | 0 | 10.5 |  |  |  | No | R-410A | 1.4583 | Residential & Commercial | Ducted CEE Tier 1
212971634 | Central HP <5.4 tons | PAYNE HEATING AND COOLING | HRCU-A-CB (Split System: Heat Pump with Remote Outdoor Unit-Air-Source) | 38MURAQ24AB3* |  |  | CAP**2517AL* | PG80VTLB48070B** | 24200 | 17 | 8.5 | 25200 | 21600 | 85.71% | 1.82 | 0 | 10 |  |  |  | No | R-410A | 2.0167 | Residential & Commercial | Ducted CEE Tier 1
212971667 | Central HP <5.4 tons | PAYNE HEATING AND COOLING | HRCU-A-CB (Split System: Heat Pump with Remote Outdoor Unit-Air-Source) | 38MURAQ24AB3* |  |  | CAP**3621AL* | PG80VTLB48070B** | 23800 | 17 | 8.5 | 26200 | 23600 | 90.08% | 1.96 | 0 | 10 |  |  |  | No | R-410A | 1.9833 | Residential & Commercial | Ducted CEE Tier 1
212971733 | Central HP <5.4 tons | PAYNE HEATING AND COOLING | HRCU-A-CB (Split System: Heat Pump with Remote Outdoor Unit-Air-Source) | 38MURAQ24AB3* |  |  | CNPV*3621AL* | PG80VTLB48070B** | 23600 | 17 | 8.5 | 26400 | 24200 | 91.67% | 2 | 0 | 10.5 |  |  |  | No | R-410A | 1.9667 | Residential & Commercial | Ducted CEE Tier 1
212978195 | Central HP <5.4 tons | SMART COMFORT | HRCU-A-CB (Split System: Heat Pump with Remote Outdoor Unit-Air-Source) | DLCURAH24ABK |  |  | EN(A,D)4X30L14** | *80MS(N,L)0701412A* | 23600 | 17 | 8.5 | 26200 | 24600 | 93.89% | 2.04 | 0 | 10.5 |  |  |  | No | R-410A | 1.9667 | Residential & Commercial | Ducted CEE Tier 1
211245272 | Central HP <5.4 tons | SMART COMFORT | HRCU-A-CB (Split System: Heat Pump with Remote Outdoor Unit-Air-Source) | DLCURAH24ABK |  |  | EN(A,D,W)4X36L17** | OLV098A12* | 23400 | 16.5 | 8.1 | 25800 | 24200 | 93.8% | 2 | 0 | 10 |  |  |  | No | R-410A | 1.95 | Residential & Commercial | Ducted CEE Tier 1
211244670 | Central HP <5.4 tons | SMART COMFORT | HRCU-A-CB (Split System: Heat Pump with Remote Outdoor Unit-Air-Source) | DLCURAH24ABK |  |  | EN(A,D)4X30L17** | *96VTN0601714A* | 24000 | 16.5 | 8.1 | 26200 | 23200 | 88.55% | 1.92 | 0 | 10 |  |  |  | No | R-410A | 2 | Residential & Commercial | Ducted CEE Tier 1
211244817 | Central HP <5.4 tons | SMART COMFORT | HRCU-A-CB (Split System: Heat Pump with Remote Outdoor Unit-Air-Source) | DLCURAH24ABK |  |  | EN(A,D)4X30L17** | *80ESU0601716A | 24800 | 16.5 | 8.5 | 26600 | 22200 | 83.46% | 1.84 | 0 | 10.5 |  |  |  | No | R-410A | 2.0667 | Residential & Commercial | Ducted CEE Tier 1
211244918 | Central HP <5.4 tons | SMART COMFORT | HRCU-A-CB (Split System: Heat Pump with Remote Outdoor Unit-Air-Source) | DLCURAH24ABK |  |  | EN(A,D,W)4X36L17** | *95ESU0401712A* | 23600 | 16.5 | 8.1 | 25800 | 23600 | 91.47% | 1.96 | 0 | 10 |  |  |  | No | R-410A | 1.9667 | Residential & Commercial | Ducted CEE Tier 1
211240844 | Central HP <5.4 tons | SMART COMFORT | HRCU-A-CB (Split System: Heat Pump with Remote Outdoor Unit-Air-Source) | DLCURAH24ABK |  |  | EA*4X25L17A* | *96VSN0401712A* | 23800 | 16 | 8.1 | 25200 | 21800 | 86.51% | 1.82 | 0 | 10 |  |  |  | No | R-410A | 1.9833 | Residential & Commercial | Ducted CEE Tier 1
211241262 | Central HP <5.4 tons | SMART COMFORT | HRCU-A-CB (Split System: Heat Pump with Remote Outdoor Unit-Air-Source) | DLCURAH24ABK |  |  | EA*4X30L14A* | *96VSN0601412A* | 23400 | 16.5 | 8.5 | 25800 | 24200 | 93.8% | 2 | 0 | 10 |  |  |  | No | R-410A | 1.95 | Residential & Commercial | Ducted CEE Tier 1
215662846 | Central HP <5.4 tons | COMFORTMAKER | HRCU-A-CB (Split System: Heat Pump with Remote Outdoor Unit-Air-Source) | C5H0V36*K*AAA* |  |  | FCMA5B48L0C*+WALLCON |  | 34800 | 19 | 9 | 34600 | 24600 | 71.1% | 1.96 | 0 | 11 |  |  |  | No | R-454B | 2.9 | Residential & Commercial | Ducted CEE Tier 1
213077830 | Central HP <5.4 tons | PAYNE HEATING AND COOLING | HRCU-A-CB (Split System: Heat Pump with Remote Outdoor Unit-Air-Source) | 38MURAQ36AB3* |  |  | CAP**3717AL* | PG80MS(A,L)A36045A** | 36000 | 15.2 | 8.5 | 38500 | 35200 | 91.43% | 2 | 0 | 10 |  |  |  | No | R-410A | 3 | Residential & Commercial | Ducted CEE Tier 1
213077878 | Central HP <5.4 tons | PAYNE HEATING AND COOLING | HRCU-A-CB (Split System: Heat Pump with Remote Outdoor Unit-Air-Source) | 38MURAQ36AB3* |  |  | CAP**3717AL* | PG80MS(A,L)A36070A** | 36000 | 15.5 | 8.5 | 38500 | 35000 | 90.91% | 2 | 0 | 10 |  |  |  | No | R-410A | 3 | Residential & Commercial | Ducted CEE Tier 1
213078071 | Central HP <5.4 tons | PAYNE HEATING AND COOLING | HRCU-A-CB (Split System: Heat Pump with Remote Outdoor Unit-Air-Source) | 38MURAQ36AB3* |  |  | CAP**3721AL* | PG80MS(A,L)A48070B** | 36600 | 16 | 8.5 | 38500 | 35000 | 90.91% | 2.06 | 0 | 10 |  |  |  | No | R-410A | 3.05 | Residential & Commercial | Ducted CEE Tier 1
213078207 | Central HP <5.4 tons | PAYNE HEATING AND COOLING | HRCU-A-CB (Split System: Heat Pump with Remote Outdoor Unit-Air-Source) | 38MURAQ36AB3* |  |  | CAP**4321AL* | PG80MS(A,L)A48070C** | 36400 | 16 | 8.5 | 38000 | 34800 | 91.58% | 2.06 | 0 | 10 |  |  |  | No | R-410A | 3.0333 | Residential & Commercial | Ducted CEE Tier 1
213078605 | Central HP <5.4 tons | PAYNE HEATING AND COOLING | HRCU-A-CB (Split System: Heat Pump with Remote Outdoor Unit-Air-Source) | 38MURAQ36AB3* |  |  | CAP**3621AL* | PG80MS(A,L)A60110C** | 35400 | 16.5 | 8.1 | 38500 | 35200 | 91.43% | 1.84 | 0 | 10 |  |  |  | No | R-410A | 2.95 | Residential & Commercial | Ducted CEE Tier 1
213078641 | Central HP <5.4 tons | PAYNE HEATING AND COOLING | HRCU-A-CB (Split System: Heat Pump with Remote Outdoor Unit-Air-Source) | 38MURAQ36AB3* |  |  | CAP**4224AL* | PG80MS(A,L)A60110C** | 35800 | 16.5 | 8.1 | 38500 | 35000 | 90.91% | 1.9 | 0 | 10 |  |  |  | No | R-410A | 2.9833 | Residential & Commercial | Ducted CEE Tier 1
212971985 | Central HP <5.4 tons | PAYNE HEATING AND COOLING | HRCU-A-CB (Split System: Heat Pump with Remote Outdoor Unit-Air-Source) | 38MURAQ24AB3* |  |  | CAP**3017AL* | PG80VTLB48090B** | 23400 | 17 | 8.5 | 26200 | 24800 | 94.66% | 2.08 | 0 | 10 |  |  |  | No | R-410A | 1.95 | Residential & Commercial | Ducted CEE Tier 1
212986689 | Central HP <5.4 tons | SMART COMFORT | HRCU-A-CB (Split System: Heat Pump with Remote Outdoor Unit-Air-Source) | DLCURAH18ABK |  |  | EA*4X25L17A* | *96MSM0401712A* | 17700 | 15.5 | 8.1 | 17700 | 17800 | 100.6% | 2.14 | 0 | 10.5 |  |  |  | No | R-410A | 1.475 | Residential & Commercial | Ducted CEE Tier 1
212986712 | Central HP <5.4 tons | SMART COMFORT | HRCU-A-CB (Split System: Heat Pump with Remote Outdoor Unit-Air-Source) | DLCURAH18ABK |  |  | EN(A,D)4X24L17** | *96MSN0401712A* | 17500 | 15.2 | 8.5 | 18700 | 19200 | 102.7% | 2.3 | 0 | 10.5 |  |  |  | No | R-410A | 1.4583 | Residential & Commercial | Ducted CEE Tier 1
212982393 | Central HP <5.4 tons | SMART COMFORT | HRCU-A-CB (Split System: Heat Pump with Remote Outdoor Unit-Air-Source) | DLCURAH18ABK |  |  | EA*4X24L17A* | *80MSU0401712A* | 17200 | 16 | 8.5 | 18300 | 19100 | 104.4% | 2.3 | 0 | 10 |  |  |  | No | R-410A | 1.4333 | Residential & Commercial | Ducted CEE Tier 1
212981841 | Central HP <5.4 tons | SMART COMFORT | HRCU-A-CB (Split System: Heat Pump with Remote Outdoor Unit-Air-Source) | DLCURAH18ABK |  |  | EA*4X24L17A* | *80MSU1002120A* | 17200 | 15.5 | 8.5 | 18300 | 19400 | 106% | 2.32 | 0 | 10 |  |  |  | No | R-410A | 1.4333 | Residential & Commercial | Ducted CEE Tier 1
212984718 | Central HP <5.4 tons | SMART COMFORT | HRCU-A-CB (Split System: Heat Pump with Remote Outdoor Unit-Air-Source) | DLCURAH18ABK |  |  | EA*4X24L17A* | *92MSN0801716A* | 17700 | 16.5 | 8.5 | 18700 | 19300 | 103.2% | 2.32 | 0 | 10.5 |  |  |  | No | R-410A | 1.475 | Residential & Commercial | Ducted CEE Tier 1
211262228 | Central HP <5.4 tons | SMART COMFORT | HRCU-A-CB (Split System: Heat Pump with Remote Outdoor Unit-Air-Source) | DLCURAH18ABK |  |  | EA*4X30L17A* | OMV112K14A | 18200 | 15.5 | 8.5 | 18900 | 18400 | 97.35% | 2.2 | 0 | 10.5 |  |  |  | No | R-410A | 1.5167 | Residential & Commercial | Ducted CEE Tier 1
213078725 | Central HP <5.4 tons | PAYNE HEATING AND COOLING | HRCU-A-CB (Split System: Heat Pump with Remote Outdoor Unit-Air-Source) | 38MURAQ36AB3* |  |  | CNPV*4824AL* | PG80MS(A,L)A60110C** | 36400 | 16.5 | 8.1 | 38500 | 35000 | 90.91% | 2.02 | 0 | 10.5 |  |  |  | No | R-410A | 3.0333 | Residential & Commercial | Ducted CEE Tier 1
213078809 | Central HP <5.4 tons | PAYNE HEATING AND COOLING | HRCU-A-CB (Split System: Heat Pump with Remote Outdoor Unit-Air-Source) | 38MURAQ36AB3* |  |  | CNPV*4824AL* | PG80MS(A,L)A60155D** | 36200 | 16.5 | 8.1 | 38500 | 35000 | 90.91% | 2.02 | 0 | 10.5 |  |  |  | No | R-410A | 3.0167 | Residential & Commercial | Ducted CEE Tier 1
213079107 | Central HP <5.4 tons | PAYNE HEATING AND COOLING | HRCU-A-CB (Split System: Heat Pump with Remote Outdoor Unit-Air-Source) | 38MURAQ36AB3* |  |  | CAP**4221AL* | PG80MSUA48060B** | 35200 | 16.5 | 8.1 | 38500 | 35000 | 90.91% | 1.86 | 0 | 10 |  |  |  | No | R-410A | 2.9333 | Residential & Commercial | Ducted CEE Tier 1
213079143 | Central HP <5.4 tons | PAYNE HEATING AND COOLING | HRCU-A-CB (Split System: Heat Pump with Remote Outdoor Unit-Air-Source) | 38MURAQ36AB3* |  |  | CAP**4821AL* | PG80MSUA48060B** | 35600 | 16.5 | 8.5 | 37800 | 34600 | 91.53% | 2.06 | 0 | 10 |  |  |  | No | R-410A | 2.9667 | Residential & Commercial | Ducted CEE Tier 1
213077438 | Central HP <5.4 tons | PAYNE HEATING AND COOLING | HRCU-A-CB (Split System: Heat Pump with Remote Outdoor Unit-Air-Source) | 38MURAQ36AB3* |  |  | CNPV*4217AL* | PG96VTAB48080B** | 35800 | 15.5 | 8.1 | 39000 | 35200 | 90.26% | 1.96 | 0 | 10 |  |  |  | No | R-410A | 2.9833 | Residential & Commercial | Ducted CEE Tier 1
213077947 | Central HP <5.4 tons | PAYNE HEATING AND COOLING | HRCU-A-CB (Split System: Heat Pump with Remote Outdoor Unit-Air-Source) | 38MURAQ36AB3* |  |  | CAP**3721AL* | PG80MS(A,L)A36070B** | 36200 | 16 | 8.5 | 38000 | 34800 | 91.58% | 2.04 | 0 | 10 |  |  |  | No | R-410A | 3.0167 | Residential & Commercial | Ducted CEE Tier 1
212969834 | Central HP <5.4 tons | SMART COMFORT | HRCU-A-CB (Split System: Heat Pump with Remote Outdoor Unit-Air-Source) | DLCURAH24ABK |  |  | EN(A,D)4X30L17** | *80VSL0451412B* | 23600 | 17 | 8.5 | 26200 | 24600 | 93.89% | 2.04 | 0 | 10.5 |  |  |  | No | R-410A | 1.9667 | Residential & Commercial | Ducted CEE Tier 1
212977643 | Central HP <5.4 tons | SMART COMFORT | HRCU-A-CB (Split System: Heat Pump with Remote Outdoor Unit-Air-Source) | DLCURAH24ABK |  |  | EA*4X37L17A* | *80MS(N,L)0451412A* | 24200 | 17 | 8.5 | 25200 | 22000 | 87.3% | 1.84 | 0 | 10 |  |  |  | No | R-410A | 2.0167 | Residential & Commercial | Ducted CEE Tier 1
212986617 | Central HP <5.4 tons | SMART COMFORT | HRCU-A-CB (Split System: Heat Pump with Remote Outdoor Unit-Air-Source) | DLCURAH24ABK |  |  | EN(A,D)4X24L17** | *96MSM0401712A* | 23200 | 15.2 | 8.5 | 27200 | 24800 | 91.18% | 2.04 | 0 | 10 |  |  |  | No | R-410A | 1.9333 | Residential & Commercial | Ducted CEE Tier 1
212986652 | Central HP <5.4 tons | SMART COMFORT | HRCU-A-CB (Split System: Heat Pump with Remote Outdoor Unit-Air-Source) | DLCURAH24ABK |  |  | EN(A,D)4X36L21** | *96MSN0401712A* | 23200 | 15.5 | 8.1 | 26000 | 24400 | 93.85% | 2.02 | 0 | 10 |  |  |  | No | R-410A | 1.9333 | Residential & Commercial | Ducted CEE Tier 1
211241244 | Central HP <5.4 tons | SMART COMFORT | HRCU-A-CB (Split System: Heat Pump with Remote Outdoor Unit-Air-Source) | DLCURAH24ABK |  |  | EA*4X30L14A* | *80VSL0451412A* | 24200 | 16 | 8.5 | 26400 | 23000 | 87.12% | 1.9 | 0 | 10 |  |  |  | No | R-410A | 2.0167 | Residential & Commercial | Ducted CEE Tier 1
212986256 | Central HP <5.4 tons | SMART COMFORT | HRCU-A-CB (Split System: Heat Pump with Remote Outdoor Unit-Air-Source) | DLCURAH24ABK |  |  | EN(A,D)4X30L17** | *96MSN0401410A* | 23400 | 16 | 8.1 | 26400 | 24400 | 92.42% | 2.02 | 0 | 10 |  |  |  | No | R-410A | 1.95 | Residential & Commercial | Ducted CEE Tier 1
212988682 | Central HP <5.4 tons | SMART COMFORT | HRCU-A-CB (Split System: Heat Pump with Remote Outdoor Unit-Air-Source) | DLCURAH24ABK |  |  | EA*4X36L17A* | *95MSU0401712A* | 23600 | 16.5 | 8.5 | 26200 | 23800 | 90.84% | 1.96 | 0 | 10 |  |  |  | No | R-410A | 1.9667 | Residential & Commercial | Ducted CEE Tier 1
212978087 | Central HP <5.4 tons | SMART COMFORT | HRCU-A-CB (Split System: Heat Pump with Remote Outdoor Unit-Air-Source) | DLCURAH24ABK |  |  | EA*4X24L14A* | *80MS(N,L)0701412A* | 23200 | 17 | 9 | 26800 | 26800 | 100% | 2.28 | 0 | 10 |  |  |  | No | R-410A | 1.9333 | Residential & Commercial | Ducted CEE Tier 1
212978171 | Central HP <5.4 tons | SMART COMFORT | HRCU-A-CB (Split System: Heat Pump with Remote Outdoor Unit-Air-Source) | DLCURAH24ABK |  |  | EN(A,D)4X24L14** | *80MS(N,L)0701412A* | 23200 | 17 | 8.5 | 26800 | 25400 | 94.78% | 2.14 | 0 | 10 |  |  |  | No | R-410A | 1.9333 | Residential & Commercial | Ducted CEE Tier 1
212977619 | Central HP <5.4 tons | SMART COMFORT | HRCU-A-CB (Split System: Heat Pump with Remote Outdoor Unit-Air-Source) | DLCURAH24ABK |  |  | EA*4X30L17A* | *80MS(N,L)0451412A* | 23600 | 17 | 8.5 | 26000 | 24000 | 92.31% | 2 | 0 | 10 |  |  |  | No | R-410A | 1.9667 | Residential & Commercial | Ducted CEE Tier 1
212977667 | Central HP <5.4 tons | SMART COMFORT | HRCU-A-CB (Split System: Heat Pump with Remote Outdoor Unit-Air-Source) | DLCURAH24ABK |  |  | EN(A,D)4X24L17** | *80MS(N,L)0451412A* | 23200 | 16.5 | 8.5 | 26800 | 25000 | 93.28% | 2.08 | 0 | 10 |  |  |  | No | R-410A | 1.9333 | Residential & Commercial | Ducted CEE Tier 1
212383489 | Central HP <5.4 tons | SMART COMFORT | HRCU-A-CB (Split System: Heat Pump with Remote Outdoor Unit-Air-Source) | DLCURAH36ABK |  |  | EA*4X48L21A* | *80ES(N,L)0701716A* | 35600 | 16 | 8.5 | 37800 | 34600 | 91.53% | 2.04 | 0 | 10 |  |  |  | No | R-410A | 2.9667 | Residential & Commercial | Ducted CEE Tier 1
212384358 | Central HP <5.4 tons | SMART COMFORT | HRCU-A-CB (Split System: Heat Pump with Remote Outdoor Unit-Air-Source) | DLCURAH36ABK |  |  | END4X42L17** | *80ESU0601716A | 36400 | 15.5 | 8.1 | 39500 | 35000 | 88.61% | 1.98 | 0 | 10 |  |  |  | No | R-410A | 3.0333 | Residential & Commercial | Ducted CEE Tier 1
213079126 | Central HP <5.4 tons | SMART COMFORT | HRCU-A-CB (Split System: Heat Pump with Remote Outdoor Unit-Air-Source) | DLCURAH36ABK |  |  | EA*4X42L24A* | *80MSU0601716A* | 35200 | 16.5 | 8.1 | 38500 | 35000 | 90.91% | 1.88 | 0 | 10 |  |  |  | No | R-410A | 2.9333 | Residential & Commercial | Ducted CEE Tier 1
213353853 | Central HP <5.4 tons | SMART COMFORT | HRCU-A-CB (Split System: Heat Pump with Remote Outdoor Unit-Air-Source) | DLCURAH36ABK |  |  | F5MA4*36L*B* |  | 35800 | 16 | 9 | 38500 | 35000 | 90.91% | 1.94 | 0 | 10 |  |  |  | No | R-410A | 2.9833 | Residential & Commercial | Ducted CEE Tier 1
213078281 | Central HP <5.4 tons | PAYNE HEATING AND COOLING | HRCU-A-CB (Split System: Heat Pump with Remote Outdoor Unit-Air-Source) | 38MURAQ36AB3* |  |  | CAP**3717AL* | PG80MS(A,L)A42090B** | 36200 | 16 | 8.5 | 38500 | 35000 | 90.91% | 2.02 | 0 | 10 |  |  |  | No | R-410A | 3.0167 | Residential & Commercial | Ducted CEE Tier 1
213079251 | Central HP <5.4 tons | PAYNE HEATING AND COOLING | HRCU-A-CB (Split System: Heat Pump with Remote Outdoor Unit-Air-Source) | 38MURAQ36AB3* |  |  | CAP**4321AL* | PG80MSUA60080C** | 36600 | 16.5 | 8.5 | 38000 | 34600 | 91.05% | 2.08 | 0 | 10 |  |  |  | No | R-410A | 3.05 | Residential & Commercial | Ducted CEE Tier 1
213079533 | Central HP <5.4 tons | PAYNE HEATING AND COOLING | HRCU-A-CB (Split System: Heat Pump with Remote Outdoor Unit-Air-Source) | 38MURAQ36AB3* |  |  | CAP**3717AL* | PG92MSAA48080B** | 36400 | 15.5 | 8.5 | 38500 | 35000 | 90.91% | 2.02 | 0 | 10 |  |  |  | No | R-410A | 3.0333 | Residential & Commercial | Ducted CEE Tier 1
213077520 | Central HP <5.4 tons | PAYNE HEATING AND COOLING | HRCU-A-CB (Split System: Heat Pump with Remote Outdoor Unit-Air-Source) | 38MURAQ36AB3* |  |  | CAP**4321AL* | PG96VTAB60080C** | 36600 | 16 | 8.5 | 38500 | 35000 | 90.91% | 2.06 | 0 | 10 |  |  |  | No | R-410A | 3.05 | Residential & Commercial | Ducted CEE Tier 1
212975747 | Central HP <5.4 tons | SMART COMFORT | HRCU-A-CB (Split System: Heat Pump with Remote Outdoor Unit-Air-Source) | DLCURAH24ABK |  |  | EN(A,D)4X30L17** | *96VTN0601412B* | 23400 | 16.5 | 8.1 | 26200 | 24600 | 93.89% | 2.04 | 0 | 10 |  |  |  | No | R-410A | 1.95 | Residential & Commercial | Ducted CEE Tier 1
212976015 | Central HP <5.4 tons | SMART COMFORT | HRCU-A-CB (Split System: Heat Pump with Remote Outdoor Unit-Air-Source) | DLCURAH24ABK |  |  | EA*4X25L17A* | *96VTN0801716B* | 24400 | 17 | 8.5 | 25400 | 21600 | 85.04% | 1.8 | 0 | 10 |  |  |  | No | R-410A | 2.0333 | Residential & Commercial | Ducted CEE Tier 1
212971167 | Central HP <5.4 tons | SMART COMFORT | HRCU-A-CB (Split System: Heat Pump with Remote Outdoor Unit-Air-Source) | DLCURAH24ABK |  |  | EA*4X30L17A* | *80VTL0451412B* | 23400 | 17 | 8.5 | 26200 | 24800 | 94.66% | 2.08 | 0 | 10 |  |  |  | No | R-410A | 1.95 | Residential & Commercial | Ducted CEE Tier 1
212972151 | Central HP <5.4 tons | SMART COMFORT | HRCU-A-CB (Split System: Heat Pump with Remote Outdoor Unit-Air-Source) | DLCURAH24ABK |  |  | EN(A,D)4X36L21** | *80VTL0902120B* | 23400 | 17 | 8.5 | 26200 | 24600 | 93.89% | 2.06 | 0 | 10 |  |  |  | No | R-410A | 1.95 | Residential & Commercial | Ducted CEE Tier 1
212988730 | Central HP <5.4 tons | SMART COMFORT | HRCU-A-CB (Split System: Heat Pump with Remote Outdoor Unit-Air-Source) | DLCURAH24ABK |  |  | EN(A,D)4X24L17** | *95MSU0401712A* | 23200 | 16 | 8.5 | 27000 | 25200 | 93.33% | 2.1 | 0 | 10 |  |  |  | No | R-410A | 1.9333 | Residential & Commercial | Ducted CEE Tier 1
212988766 | Central HP <5.4 tons | SMART COMFORT | HRCU-A-CB (Split System: Heat Pump with Remote Outdoor Unit-Air-Source) | DLCURAH24ABK |  |  | EN(A,D)4X36L21** | *95MSU0401712A* | 23600 | 16.5 | 8.5 | 26400 | 24200 | 91.67% | 2 | 0 | 10 |  |  |  | No | R-410A | 1.9667 | Residential & Commercial | Ducted CEE Tier 1
212987828 | Central HP <5.4 tons | SMART COMFORT | HRCU-A-CB (Split System: Heat Pump with Remote Outdoor Unit-Air-Source) | DLCURAH24ABK |  |  | EN(A,D)4X36L21** | *96MSN0802120A* | 23600 | 17 | 8.5 | 26400 | 24200 | 91.67% | 2.02 | 0 | 10.5 |  |  |  | No | R-410A | 1.9667 | Residential & Commercial | Ducted CEE Tier 1
213078197 | Central HP <5.4 tons | PAYNE HEATING AND COOLING | HRCU-A-CB (Split System: Heat Pump with Remote Outdoor Unit-Air-Source) | 38MURAQ36AB3* |  |  | CAP**4224AL* | PG80MS(A,L)A48070C** | 35200 | 16.5 | 8.1 | 38500 | 35000 | 90.91% | 1.88 | 0 | 10 |  |  |  | No | R-410A | 2.9333 | Residential & Commercial | Ducted CEE Tier 1
213078433 | Central HP <5.4 tons | PAYNE HEATING AND COOLING | HRCU-A-CB (Split System: Heat Pump with Remote Outdoor Unit-Air-Source) | 38MURAQ36AB3* |  |  | CAP**4321AL* | PG80MS(A,L)A48090C** | 36400 | 16.5 | 8.5 | 38000 | 34800 | 91.58% | 2.06 | 0 | 10 |  |  |  | No | R-410A | 3.0333 | Residential & Commercial | Ducted CEE Tier 1
213078499 | Central HP <5.4 tons | PAYNE HEATING AND COOLING | HRCU-A-CB (Split System: Heat Pump with Remote Outdoor Unit-Air-Source) | 38MURAQ36AB3* |  |  | CAP**3721AL* | PG80MS(A,L)A60090C** | 37000 | 16 | 8.5 | 38500 | 35000 | 90.91% | 2.08 | 0 | 10 |  |  |  | No | R-410A | 3.0833 | Residential & Commercial | Ducted CEE Tier 1
213078617 | Central HP <5.4 tons | PAYNE HEATING AND COOLING | HRCU-A-CB (Split System: Heat Pump with Remote Outdoor Unit-Air-Source) | 38MURAQ36AB3* |  |  | CAP**3721AL* | PG80MS(A,L)A60110C** | 36600 | 16.5 | 8.5 | 38000 | 34800 | 91.58% | 2.06 | 0 | 10 |  |  |  | No | R-410A | 3.05 | Residential & Commercial | Ducted CEE Tier 1
212986592 | Central HP <5.4 tons | SMART COMFORT | HRCU-A-CB (Split System: Heat Pump with Remote Outdoor Unit-Air-Source) | DLCURAH24ABK |  |  | EA*4X37L17A* | *96MSN0401712A* | 24000 | 15.5 | 8.5 | 25600 | 22200 | 86.72% | 1.82 | 0 | 10 |  |  |  | No | R-410A | 2 | Residential & Commercial | Ducted CEE Tier 1
212972140 | Central HP <5.4 tons | SMART COMFORT | HRCU-A-CB (Split System: Heat Pump with Remote Outdoor Unit-Air-Source) | DLCURAH24ABK |  |  | EA*4X37L21A* | *80VTL0902120B* | 24800 | 17 | 8.5 | 25600 | 21400 | 83.59% | 1.8 | 0 | 10.5 |  |  |  | No | R-410A | 2.0667 | Residential & Commercial | Ducted CEE Tier 1
212972431 | Central HP <5.4 tons | SMART COMFORT | HRCU-A-CB (Split System: Heat Pump with Remote Outdoor Unit-Air-Source) | DLCURAH24ABK |  |  | EN(A,D)4X36L21** | *80VTL1102122B* | 23800 | 17 | 8.5 | 26400 | 24000 | 90.91% | 1.98 | 0 | 10.5 |  |  |  | No | R-410A | 1.9833 | Residential & Commercial | Ducted CEE Tier 1
212973210 | Central HP <5.4 tons | SMART COMFORT | HRCU-A-CB (Split System: Heat Pump with Remote Outdoor Unit-Air-Source) | DLCURAH24ABK |  |  | EA*4X30L17A* | *96VSN0401712B* | 23200 | 16 | 8.5 | 26400 | 25200 | 95.45% | 2.08 | 0 | 10 |  |  |  | No | R-410A | 1.9333 | Residential & Commercial | Ducted CEE Tier 1
212971685 | Central HP <5.4 tons | SMART COMFORT | HRCU-A-CB (Split System: Heat Pump with Remote Outdoor Unit-Air-Source) | DLCURAH24ABK |  |  | EA*4X37L17A* | *80VTL0701716B* | 24000 | 17 | 8.5 | 25200 | 22000 | 87.3% | 1.84 | 0 | 10 |  |  |  | No | R-410A | 2 | Residential & Commercial | Ducted CEE Tier 1
212973840 | Central HP <5.4 tons | SMART COMFORT | HRCU-A-CB (Split System: Heat Pump with Remote Outdoor Unit-Air-Source) | DLCURAH24ABK |  |  | EA*4X25L17A* | *96VSN0801716B* | 24400 | 17 | 8.5 | 25400 | 21600 | 85.04% | 1.8 | 0 | 10 |  |  |  | No | R-410A | 2.0333 | Residential & Commercial | Ducted CEE Tier 1
213078915 | Central HP <5.4 tons | PAYNE HEATING AND COOLING | HRCU-A-CB (Split System: Heat Pump with Remote Outdoor Unit-Air-Source) | 38MURAQ36AB3* |  |  | CNPV*4217AL* | PG80MSUA60100C** | 36000 | 15.5 | 8.1 | 39000 | 35200 | 90.26% | 1.96 | 0 | 10 |  |  |  | No | R-410A | 3 | Residential & Commercial | Ducted CEE Tier 1
213079569 | Central HP <5.4 tons | PAYNE HEATING AND COOLING | HRCU-A-CB (Split System: Heat Pump with Remote Outdoor Unit-Air-Source) | 38MURAQ36AB3* |  |  | CAP**4321AL* | PG92MSAA48080B** | 36200 | 16.5 | 8.5 | 38000 | 34800 | 91.58% | 2.04 | 0 | 10 |  |  |  | No | R-410A | 3.0167 | Residential & Commercial | Ducted CEE Tier 1
213079942 | Central HP <5.4 tons | PAYNE HEATING AND COOLING | HRCU-A-CB (Split System: Heat Pump with Remote Outdoor Unit-Air-Source) | 38MURAQ36AB3* |  |  | CNPV*4824AL* | PG92MSAA60120D** | 36400 | 16 | 8.1 | 38500 | 35000 | 90.91% | 2.02 | 0 | 10.5 |  |  |  | No | R-410A | 3.0333 | Residential & Commercial | Ducted CEE Tier 1
211230488 | Central HP <5.4 tons | BRYANT HEATING AND COOLING SYSTEMS | HRCU-A-CB (Split System: Heat Pump with Remote Outdoor Unit-Air-Source) | 38MURAQ36AB3* |  |  | CNPV*4824AL* | 8(0,1)*SA60155E24*** | 37200 | 16 | 8.1 | 39500 | 35000 | 88.61% | 2.08 | 0 | 10.5 |  |  |  | No | R-410A | 3.1 | Residential & Commercial | Ducted CEE Tier 1
211230837 | Central HP <5.4 tons | BRYANT HEATING AND COOLING SYSTEMS | HRCU-A-CB (Split System: Heat Pump with Remote Outdoor Unit-Air-Source) | 38MURAQ36AB3* |  |  | FB4CNP042L |  | 37000 | 16 | 8.1 | 38500 | 34800 | 90.39% | 2 | 0 | 10 |  |  |  | No | R-410A | 3.0833 | Residential & Commercial | Ducted CEE Tier 1
211228398 | Central HP <5.4 tons | PAYNE HEATING AND COOLING | HRCU-A-CB (Split System: Heat Pump with Remote Outdoor Unit-Air-Source) | 38MURAQ36AB3* |  |  | CAP**4321AL* | PG80VTLA66110C** | 37200 | 15.5 | 8.5 | 38500 | 34800 | 90.39% | 2.12 | 0 | 10 |  |  |  | No | R-410A | 3.1 | Residential & Commercial | Ducted CEE Tier 1
211262689 | Central HP <5.4 tons | SMART COMFORT | HRCU-A-CB (Split System: Heat Pump with Remote Outdoor Unit-Air-Source) | DLCURAH18ABK |  |  | EN(A,D)4X24L14** | *95ESN0261410A* | 18000 | 15.5 | 8.5 | 19000 | 18700 | 98.42% | 2.24 | 0 | 10.5 |  |  |  | No | R-410A | 1.5 | Residential & Commercial | Ducted CEE Tier 1
211262891 | Central HP <5.4 tons | SMART COMFORT | HRCU-A-CB (Split System: Heat Pump with Remote Outdoor Unit-Air-Source) | DLCURAH18ABK |  |  | EN(A,D)4X24L17** | *96VSN0601412A* | 17900 | 15.5 | 8.5 | 18800 | 18700 | 99.47% | 2.26 | 0 | 11 |  |  |  | No | R-410A | 1.4917 | Residential & Commercial | Ducted CEE Tier 1
212984166 | Central HP <5.4 tons | SMART COMFORT | HRCU-A-CB (Split System: Heat Pump with Remote Outdoor Unit-Air-Source) | DLCURAH18ABK |  |  | EA*4X19L17A* | *92MSN0601714A* | 18000 | 16.5 | 8.5 | 18000 | 17800 | 98.89% | 2.14 | 0 | 11 |  |  |  | No | R-410A | 1.5 | Residential & Commercial | Ducted CEE Tier 1
211262873 | Central HP <5.4 tons | SMART COMFORT | HRCU-A-CB (Split System: Heat Pump with Remote Outdoor Unit-Air-Source) | DLCURAH18ABK |  |  | EN(A,D)4X24L17** | *96VSN0401712A* | 17700 | 15.5 | 8.5 | 18700 | 18800 | 100.5% | 2.26 | 0 | 10.5 |  |  |  | No | R-410A | 1.475 | Residential & Commercial | Ducted CEE Tier 1
211264818 | Central HP <5.4 tons | SMART COMFORT | HRCU-A-CB (Split System: Heat Pump with Remote Outdoor Unit-Air-Source) | DLCURAH18ABK |  |  | FEM4X18**BL |  | 17400 | 16 | 8.5 | 18300 | 19400 | 106% | 2.34 | 0 | 10.5 |  |  |  | No | R-410A | 1.45 | Residential & Commercial | Ducted CEE Tier 1
211263543 | Central HP <5.4 tons | SMART COMFORT | HRCU-A-CB (Split System: Heat Pump with Remote Outdoor Unit-Air-Source) | DLCURAH18ABK |  |  | EN(A,D)4X24L17** | OMV098J12* | 18300 | 15.5 | 8.5 | 19300 | 18600 | 96.37% | 2.24 | 0 | 11 |  |  |  | No | R-410A | 1.525 | Residential & Commercial | Ducted CEE Tier 1
211260555 | Central HP <5.4 tons | SMART COMFORT | HRCU-A-CB (Split System: Heat Pump with Remote Outdoor Unit-Air-Source) | DLCURAH18ABK |  |  | EA*4X24L17A* | *80ES(N,L)0451712A* | 18500 | 15.5 | 9 | 19400 | 18600 | 95.88% | 2.24 | 0 | 10.5 |  |  |  | No | R-410A | 1.5417 | Residential & Commercial | Ducted CEE Tier 1
212975362 | Central HP <5.4 tons | SMART COMFORT | HRCU-A-CB (Split System: Heat Pump with Remote Outdoor Unit-Air-Source) | DLCURAH24ABK |  |  | EN(A,D,W)4X36L17** | *96VTN0401712B* | 23200 | 16 | 8.1 | 26200 | 24800 | 94.66% | 2.06 | 0 | 10 |  |  |  | No | R-410A | 1.9333 | Residential & Commercial | Ducted CEE Tier 1
212973260 | Central HP <5.4 tons | SMART COMFORT | HRCU-A-CB (Split System: Heat Pump with Remote Outdoor Unit-Air-Source) | DLCURAH24ABK |  |  | EN(A,D)4X24L17** | *96VSN0401712B* | 23200 | 15.5 | 8.5 | 27000 | 25000 | 92.59% | 2.06 | 0 | 10 |  |  |  | No | R-410A | 1.9333 | Residential & Commercial | Ducted CEE Tier 1
214229395 | Central HP <5.4 tons | SMART COMFORT | HRCU-A-CB (Split System: Heat Pump with Remote Outdoor Unit-Air-Source) | DLCURAH24ABK |  |  | EN(A,D)4X36L21** | *80MSU0802120A* | 23400 | 17 | 8.5 | 25800 | 23800 | 92.25% | 2 | 0 | 10.5 |  |  |  | No | R-410A | 1.95 | Residential & Commercial | Ducted CEE Tier 1
212976411 | Central HP <5.4 tons | SMART COMFORT | HRCU-A-CB (Split System: Heat Pump with Remote Outdoor Unit-Air-Source) | DLCURAH24ABK |  |  | EA*4X37L21A* | *96VTN0802120B* | 24400 | 17 | 8.5 | 25200 | 21400 | 84.92% | 1.8 | 0 | 10.5 |  |  |  | No | R-410A | 2.0333 | Residential & Commercial | Ducted CEE Tier 1
212977679 | Central HP <5.4 tons | SMART COMFORT | HRCU-A-CB (Split System: Heat Pump with Remote Outdoor Unit-Air-Source) | DLCURAH24ABK |  |  | EN(A,D)4X30L14** | *80MS(N,L)0451412A* | 23600 | 17 | 8.1 | 26000 | 24000 | 92.31% | 2 | 0 | 10 |  |  |  | No | R-410A | 1.9667 | Residential & Commercial | Ducted CEE Tier 1
212969844 | Central HP <5.4 tons | SMART COMFORT | HRCU-A-CB (Split System: Heat Pump with Remote Outdoor Unit-Air-Source) | DLCURAH24ABK |  |  | EN(A,D,W)4X36L17** | *80VSL0451412B* | 23600 | 17 | 8.5 | 26200 | 24600 | 93.89% | 2.04 | 0 | 10.5 |  |  |  | No | R-410A | 1.9667 | Residential & Commercial | Ducted CEE Tier 1
212969774 | Central HP <5.4 tons | SMART COMFORT | HRCU-A-CB (Split System: Heat Pump with Remote Outdoor Unit-Air-Source) | DLCURAH24ABK |  |  | EA*4X30L17A* | *80VSL0451412B* | 23400 | 17 | 8.5 | 26200 | 24800 | 94.66% | 2.08 | 0 | 10 |  |  |  | No | R-410A | 1.95 | Residential & Commercial | Ducted CEE Tier 1
212969744 | Central HP <5.4 tons | SMART COMFORT | HRCU-A-CB (Split System: Heat Pump with Remote Outdoor Unit-Air-Source) | DLCURAH24ABK |  |  | EA*4X24L17A* | *80VSL0451412B* | 23200 | 17 | 8.5 | 26800 | 27000 | 100.7% | 2.3 | 0 | 10 |  |  |  | No | R-410A | 1.9333 | Residential & Commercial | Ducted CEE Tier 1
214229153 | Central HP <5.4 tons | SMART COMFORT | HRCU-A-CB (Split System: Heat Pump with Remote Outdoor Unit-Air-Source) | DLCURAH24ABK |  |  | EA*4X30L17A* | *80MSU0601716A* | 23600 | 17 | 8.5 | 25800 | 24200 | 93.8% | 2.02 | 0 | 10 |  |  |  | No | R-410A | 1.9667 | Residential & Commercial | Ducted CEE Tier 1
212986593 | Central HP <5.4 tons | SMART COMFORT | HRCU-A-CB (Split System: Heat Pump with Remote Outdoor Unit-Air-Source) | DLCURAH24ABK |  |  | EA*4X37L17A* | *96MSM0401712A* | 24000 | 15.5 | 8.5 | 25600 | 22200 | 86.72% | 1.82 | 0 | 10 |  |  |  | No | R-410A | 2 | Residential & Commercial | Ducted CEE Tier 1
212986641 | Central HP <5.4 tons | SMART COMFORT | HRCU-A-CB (Split System: Heat Pump with Remote Outdoor Unit-Air-Source) | DLCURAH24ABK |  |  | EN(A,D,W)4X36L17** | *96MSM0401712A* | 23200 | 15.5 | 8.1 | 26000 | 24400 | 93.85% | 2.02 | 0 | 10 |  |  |  | No | R-410A | 1.9333 | Residential & Commercial | Ducted CEE Tier 1
212987396 | Central HP <5.4 tons | SMART COMFORT | HRCU-A-CB (Split System: Heat Pump with Remote Outdoor Unit-Air-Source) | DLCURAH24ABK |  |  | EA*4X30L17A* | *96MSN0801716A* | 23600 | 17 | 8.5 | 26400 | 24200 | 91.67% | 2.02 | 0 | 10 |  |  |  | No | R-410A | 1.9667 | Residential & Commercial | Ducted CEE Tier 1
212987480 | Central HP <5.4 tons | SMART COMFORT | HRCU-A-CB (Split System: Heat Pump with Remote Outdoor Unit-Air-Source) | DLCURAH24ABK |  |  | EN(A,D,W)4X36L17** | *96MSN0801716A* | 23800 | 17 | 8.5 | 26400 | 24000 | 90.91% | 2 | 0 | 10.5 |  |  |  | No | R-410A | 1.9833 | Residential & Commercial | Ducted CEE Tier 1
212987816 | Central HP <5.4 tons | SMART COMFORT | HRCU-A-CB (Split System: Heat Pump with Remote Outdoor Unit-Air-Source) | DLCURAH24ABK |  |  | EA*4X37L21A* | *96MSN0802120A* | 24200 | 17.5 | 8.5 | 25200 | 21600 | 85.71% | 1.82 | 0 | 10 |  |  |  | No | R-410A | 2.0167 | Residential & Commercial | Ducted CEE Tier 1
212988670 | Central HP <5.4 tons | SMART COMFORT | HRCU-A-CB (Split System: Heat Pump with Remote Outdoor Unit-Air-Source) | DLCURAH24ABK |  |  | EA*4X30L17A* | *95MSU0401712A* | 23600 | 16.5 | 8.5 | 26400 | 24400 | 92.42% | 2.02 | 0 | 10 |  |  |  | No | R-410A | 1.9667 | Residential & Commercial | Ducted CEE Tier 1
212988754 | Central HP <5.4 tons | SMART COMFORT | HRCU-A-CB (Split System: Heat Pump with Remote Outdoor Unit-Air-Source) | DLCURAH24ABK |  |  | EN(A,D,W)4X36L17** | *95MSU0401712A* | 23600 | 16.5 | 8.1 | 26400 | 24200 | 91.67% | 2.02 | 0 | 10 |  |  |  | No | R-410A | 1.9667 | Residential & Commercial | Ducted CEE Tier 1
212987432 | Central HP <5.4 tons | SMART COMFORT | HRCU-A-CB (Split System: Heat Pump with Remote Outdoor Unit-Air-Source) | DLCURAH24ABK |  |  | EA*4X37L17A* | *96MSN0801716A* | 24200 | 17 | 8.5 | 25200 | 22000 | 87.3% | 1.84 | 0 | 10 |  |  |  | No | R-410A | 2.0167 | Residential & Commercial | Ducted CEE Tier 1
212978123 | Central HP <5.4 tons | SMART COMFORT | HRCU-A-CB (Split System: Heat Pump with Remote Outdoor Unit-Air-Source) | DLCURAH24ABK |  |  | EA*4X30L14A* | *80MS(N,L)0701412A* | 23400 | 17 | 8.5 | 26200 | 24800 | 94.66% | 2.08 | 0 | 10 |  |  |  | No | R-410A | 1.95 | Residential & Commercial | Ducted CEE Tier 1
212977607 | Central HP <5.4 tons | SMART COMFORT | HRCU-A-CB (Split System: Heat Pump with Remote Outdoor Unit-Air-Source) | DLCURAH24ABK |  |  | EA*4X30L14A* | *80MS(N,L)0451412A* | 23600 | 17 | 8.5 | 26400 | 24600 | 93.18% | 2.04 | 0 | 10 |  |  |  | No | R-410A | 1.9667 | Residential & Commercial | Ducted CEE Tier 1
212976996 | Central HP <5.4 tons | SMART COMFORT | HRCU-A-CB (Split System: Heat Pump with Remote Outdoor Unit-Air-Source) | DLCURAH24ABK |  |  | EA*4X37L21A* | *96VTN1002122B* | 24600 | 17.5 | 8.5 | 25200 | 21200 | 84.13% | 1.78 | 0 | 10.5 |  |  |  | No | R-410A | 2.05 | Residential & Commercial | Ducted CEE Tier 1
211260973 | Central HP <5.4 tons | SMART COMFORT | HRCU-A-CB (Split System: Heat Pump with Remote Outdoor Unit-Air-Source) | DLCURAH18ABK |  |  | EA*4X25L17A* | *96VTN0601714A* | 18200 | 16 | 8.5 | 18100 | 17500 | 96.69% | 2.12 | 0 | 10.5 |  |  |  | No | R-410A | 1.5167 | Residential & Commercial | Ducted CEE Tier 1
211262578 | Central HP <5.4 tons | SMART COMFORT | HRCU-A-CB (Split System: Heat Pump with Remote Outdoor Unit-Air-Source) | DLCURAH18ABK |  |  | EN(A,D)4X24L14** | *80VTL0451412A* | 17600 | 16 | 8.5 | 18500 | 18800 | 101.6% | 2.26 | 0 | 11 |  |  |  | No | R-410A | 1.4667 | Residential & Commercial | Ducted CEE Tier 1
212982405 | Central HP <5.4 tons | SMART COMFORT | HRCU-A-CB (Split System: Heat Pump with Remote Outdoor Unit-Air-Source) | DLCURAH18ABK |  |  | EA*4X25L17A* | *80MSU0401712A* | 17800 | 16 | 8.1 | 17800 | 17600 | 98.88% | 2.12 | 0 | 10.5 |  |  |  | No | R-410A | 1.4833 | Residential & Commercial | Ducted CEE Tier 1
211265023 | Central HP <5.4 tons | SMART COMFORT | HRCU-A-CB (Split System: Heat Pump with Remote Outdoor Unit-Air-Source) | DLCURAH18ABK |  |  | FM(C,U)4Z30**AL* |  | 18000 | 17.5 | 8.5 | 18500 | 18900 | 102.2% | 2.3 | 0 | 11 |  |  |  | No | R-410A | 1.5 | Residential & Commercial | Ducted CEE Tier 1
211240255 | Central HP <5.4 tons | PAYNE HEATING AND COOLING | HRCU-A-CB (Split System: Heat Pump with Remote Outdoor Unit-Air-Source) | 38MURAQ24AB3* |  |  | CAP**2414AL* | PG80VTLA36045A** | 23800 | 16.5 | 8.5 | 26800 | 24000 | 89.55% | 1.98 | 0 | 10 |  |  |  | No | R-410A | 1.9833 | Residential & Commercial | Ducted CEE Tier 1
214279770 | Central HP <5.4 tons | SMART COMFORT | HRCU-A-CB (Split System: Heat Pump with Remote Outdoor Unit-Air-Source) | DLCURAH18ABK |  |  | EA*4X30L17A* | *96MSM0601716A* | 17400 | 16 | 8.5 | 18000 | 18700 | 103.9% | 2.24 | 0 | 10.5 |  |  |  | No | R-410A | 1.45 | Residential & Commercial | Ducted CEE Tier 1
214395068 | Central HP <5.4 tons | SMART COMFORT | HRCU-A-CB (Split System: Heat Pump with Remote Outdoor Unit-Air-Source) | DLCURAH18ABK |  |  | EN(A,D)4X24L17** | *96MSM0601716A* | 17500 | 15.5 | 8.5 | 18500 | 19000 | 102.7% | 2.28 | 0 | 10.5 |  |  |  | No | R-410A | 1.4583 | Residential & Commercial | Ducted CEE Tier 1
211229302 | Central HP <5.4 tons | SMART COMFORT | HRCU-A-CB (Split System: Heat Pump with Remote Outdoor Unit-Air-Source) | DLCURAH36ABK |  |  | EA*4X48L24A* | *80ES(N,L)1102120A* | 36000 | 16.5 | 8.5 | 38500 | 34600 | 89.87% | 2.06 | 0 | 10 |  |  |  | No | R-410A | 3 | Residential & Commercial | Ducted CEE Tier 1
211227010 | Central HP <5.4 tons | SMART COMFORT | HRCU-A-CB (Split System: Heat Pump with Remote Outdoor Unit-Air-Source) | DLCURAH36ABK |  |  | EA*4X37L21A* | *92ESN0801716A* | 36200 | 16 | 8.5 | 38500 | 34800 | 90.39% | 2.08 | 0 | 10 |  |  |  | No | R-410A | 3.0167 | Residential & Commercial | Ducted CEE Tier 1
211226896 | Central HP <5.4 tons | SMART COMFORT | HRCU-A-CB (Split System: Heat Pump with Remote Outdoor Unit-Air-Source) | DLCURAH36ABK |  |  | EA*4X37L21A* | *80VSL0902120A* | 36200 | 16 | 8.5 | 38500 | 34800 | 90.39% | 2.06 | 0 | 10 |  |  |  | No | R-410A | 3.0167 | Residential & Commercial | Ducted CEE Tier 1
212983878 | Central HP <5.4 tons | SMART COMFORT | HRCU-A-CB (Split System: Heat Pump with Remote Outdoor Unit-Air-Source) | DLCURAH36ABK |  |  | EA*4X48L21A* | *92MSN0601714A* | 35600 | 16 | 8.5 | 37800 | 34800 | 92.06% | 2.02 | 0 | 10 |  |  |  | No | R-410A | 2.9667 | Residential & Commercial | Ducted CEE Tier 1
211226887 | Central HP <5.4 tons | SMART COMFORT | HRCU-A-CB (Split System: Heat Pump with Remote Outdoor Unit-Air-Source) | DLCURAH36ABK |  |  | EA*4X37L21A* | *80VSL0702120A* | 36200 | 16 | 8.5 | 38500 | 34800 | 90.39% | 2.06 | 0 | 10 |  |  |  | No | R-410A | 3.0167 | Residential & Commercial | Ducted CEE Tier 1
212975274 | Central HP <5.4 tons | SMART COMFORT | HRCU-A-CB (Split System: Heat Pump with Remote Outdoor Unit-Air-Source) | DLCURAH24ABK |  |  | EA*4X25L17A* | *96VTN0401712B* | 24200 | 16 | 8.5 | 25400 | 21800 | 85.83% | 1.8 | 0 | 10 |  |  |  | No | R-410A | 2.0167 | Residential & Commercial | Ducted CEE Tier 1
212977631 | Central HP <5.4 tons | SMART COMFORT | HRCU-A-CB (Split System: Heat Pump with Remote Outdoor Unit-Air-Source) | DLCURAH24ABK |  |  | EA*4X36L17A* | *80MS(N,L)0451412A* | 23800 | 17 | 8.5 | 26200 | 23800 | 90.84% | 1.96 | 0 | 10 |  |  |  | No | R-410A | 1.9833 | Residential & Commercial | Ducted CEE Tier 1
212978183 | Central HP <5.4 tons | SMART COMFORT | HRCU-A-CB (Split System: Heat Pump with Remote Outdoor Unit-Air-Source) | DLCURAH24ABK |  |  | EN(A,D)4X24L17** | *80MS(N,L)0701412A* | 23200 | 17 | 8.5 | 26800 | 25400 | 94.78% | 2.14 | 0 | 10 |  |  |  | No | R-410A | 1.9333 | Residential & Commercial | Ducted CEE Tier 1
212989138 | Central HP <5.4 tons | SMART COMFORT | HRCU-A-CB (Split System: Heat Pump with Remote Outdoor Unit-Air-Source) | DLCURAH24ABK |  |  | EA*4X24L17A* | *95MSU0601716A* | 23400 | 17 | 9 | 26800 | 26400 | 98.51% | 2.24 | 0 | 10 |  |  |  | No | R-410A | 1.95 | Residential & Commercial | Ducted CEE Tier 1
212986244 | Central HP <5.4 tons | SMART COMFORT | HRCU-A-CB (Split System: Heat Pump with Remote Outdoor Unit-Air-Source) | DLCURAH24ABK |  |  | EN(A,D)4X30L14** | *96MSN0401410A* | 23400 | 16 | 8.1 | 26400 | 24600 | 93.18% | 2.02 | 0 | 10 |  |  |  | No | R-410A | 1.95 | Residential & Commercial | Ducted CEE Tier 1
212969784 | Central HP <5.4 tons | SMART COMFORT | HRCU-A-CB (Split System: Heat Pump with Remote Outdoor Unit-Air-Source) | DLCURAH24ABK |  |  | EA*4X36L17A* | *80VSL0451412B* | 23600 | 17 | 8.5 | 26000 | 24200 | 93.08% | 2 | 0 | 10 |  |  |  | No | R-410A | 1.9667 | Residential & Commercial | Ducted CEE Tier 1
212971436 | Central HP <5.4 tons | PAYNE HEATING AND COOLING | HRCU-A-CB (Split System: Heat Pump with Remote Outdoor Unit-Air-Source) | 38MURAQ18AB3* |  |  | CAP**1917AL* | PG80VTLB48070B** | 18000 | 16.5 | 8.5 | 18000 | 17800 | 98.89% | 2.14 | 0 | 10.5 |  |  |  | No | R-410A | 1.5 | Residential & Commercial | Ducted CEE Tier 1
211260576 | Central HP <5.4 tons | PAYNE HEATING AND COOLING | HRCU-A-CB (Split System: Heat Pump with Remote Outdoor Unit-Air-Source) | 38MURAQ18AB3* |  |  | CAP**2417AL* | PG92ESAA36060A** | 18100 | 16 | 9 | 19000 | 18800 | 98.95% | 2.28 | 0 | 10.5 |  |  |  | No | R-410A | 1.5083 | Residential & Commercial | Ducted CEE Tier 1
211240675 | Central HP <5.4 tons | PAYNE HEATING AND COOLING | HRCU-A-CB (Split System: Heat Pump with Remote Outdoor Unit-Air-Source) | 38MURAQ24AB3* |  |  | CAP**2417AL* | PG92ESAA36060A** | 23200 | 16.5 | 8.5 | 26400 | 25800 | 97.73% | 2.18 | 0 | 10 |  |  |  | No | R-410A | 1.9333 | Residential & Commercial | Ducted CEE Tier 1
211241075 | Central HP <5.4 tons | PAYNE HEATING AND COOLING | HRCU-A-CB (Split System: Heat Pump with Remote Outdoor Unit-Air-Source) | 38MURAQ24AB3* |  |  | CAP**2517AL* | PG80ES(A,L)A36045B** | 24800 | 17 | 8.5 | 25600 | 21200 | 82.81% | 1.78 | 0 | 10.5 |  |  |  | No | R-410A | 2.0667 | Residential & Commercial | Ducted CEE Tier 1
211241342 | Central HP <5.4 tons | PAYNE HEATING AND COOLING | HRCU-A-CB (Split System: Heat Pump with Remote Outdoor Unit-Air-Source) | 38MURAQ24AB3* |  |  | CAP**3014AL* | PG92ESAA36060A** | 23400 | 16.5 | 8.5 | 25800 | 24400 | 94.57% | 2.02 | 0 | 10 |  |  |  | No | R-410A | 1.95 | Residential & Commercial | Ducted CEE Tier 1
215471333 | Central HP <5.4 tons | MIDEA | HRCU-A-CB (Split System: Heat Pump with Remote Outdoor Unit-Air-Source) | MO1HE-H30B-2A |  |  | MAUHE-H30B-2A |  | 30000 | 16.8 | 10 | 34000 | 32600 | 95.88% | 1.96 | 0 | 11.7 |  |  |  | No | R-454B | 2.5 | Residential & Commercial | Ducted CEE Tier 1
210450260 | Central HP <5.4 tons | CARRIER | HRCU-A-CB (Split System: Heat Pump with Remote Outdoor Unit-Air-Source) | 38MURAQ36AB3* |  |  | CNPV*4221AL* | GG96VTAA48080B | 35000 | 15.5 | 8.5 | 38500 | 35200 | 91.43% | 1.86 | 0 | 10 |  |  |  | No | R-410A | 2.9167 | Residential & Commercial | Ducted CEE Tier 1
211230779 | Central HP <5.4 tons | PAYNE HEATING AND COOLING | HRCU-A-CB (Split System: Heat Pump with Remote Outdoor Unit-Air-Source) | 38MURAQ36AB3* |  |  | CNPV*4824AL* | PG96VTAA66120D** | 36200 | 16 | 8.1 | 38500 | 34800 | 90.39% | 2.02 | 0 | 10 |  |  |  | No | R-410A | 3.0167 | Residential & Commercial | Ducted CEE Tier 1
212384276 | Central HP <5.4 tons | PAYNE HEATING AND COOLING | HRCU-A-CB (Split System: Heat Pump with Remote Outdoor Unit-Air-Source) | 38MURAQ36AB3* |  |  | CNPV*4217AL* | PG80ES(A,L)A36070B** | 35800 | 15.2 | 8.1 | 39500 | 35000 | 88.61% | 1.96 | 0 | 10 |  |  |  | No | R-410A | 2.9833 | Residential & Commercial | Ducted CEE Tier 1
213076606 | Central HP <5.4 tons | PAYNE HEATING AND COOLING | HRCU-A-CB (Split System: Heat Pump with Remote Outdoor Unit-Air-Source) | 38MURAQ36AB3* |  |  | CAP**4321AL* | PG80VTLB48090B** | 36200 | 16 | 8.5 | 38000 | 34800 | 91.58% | 2.04 | 0 | 10 |  |  |  | No | R-410A | 3.0167 | Residential & Commercial | Ducted CEE Tier 1
213076674 | Central HP <5.4 tons | PAYNE HEATING AND COOLING | HRCU-A-CB (Split System: Heat Pump with Remote Outdoor Unit-Air-Source) | 38MURAQ36AB3* |  |  | CAP**4321AL* | PG80VTLB60090C** | 36800 | 16 | 8.5 | 38500 | 35000 | 90.91% | 2.08 | 0 | 10 |  |  |  | No | R-410A | 3.0667 | Residential & Commercial | Ducted CEE Tier 1
212989186 | Central HP <5.4 tons | SMART COMFORT | HRCU-A-CB (Split System: Heat Pump with Remote Outdoor Unit-Air-Source) | DLCURAH24ABK |  |  | EA*4X36L21A* | *95MSU0601716A* | 23800 | 17.5 | 8.5 | 26200 | 23800 | 90.84% | 1.98 | 0 | 10 |  |  |  | No | R-410A | 1.9833 | Residential & Commercial | Ducted CEE Tier 1
212989162 | Central HP <5.4 tons | SMART COMFORT | HRCU-A-CB (Split System: Heat Pump with Remote Outdoor Unit-Air-Source) | DLCURAH24ABK |  |  | EA*4X30L17A* | *95MSU0601716A* | 23600 | 17 | 8.5 | 26400 | 24600 | 93.18% | 2.04 | 0 | 10 |  |  |  | No | R-410A | 1.9667 | Residential & Commercial | Ducted CEE Tier 1
212989210 | Central HP <5.4 tons | SMART COMFORT | HRCU-A-CB (Split System: Heat Pump with Remote Outdoor Unit-Air-Source) | DLCURAH24ABK |  |  | EA*4X37L21A* | *95MSU0601716A* | 24200 | 17.5 | 8.5 | 25200 | 21600 | 85.71% | 1.82 | 0 | 10.5 |  |  |  | No | R-410A | 2.0167 | Residential & Commercial | Ducted CEE Tier 1
212986629 | Central HP <5.4 tons | SMART COMFORT | HRCU-A-CB (Split System: Heat Pump with Remote Outdoor Unit-Air-Source) | DLCURAH24ABK |  |  | EN(A,D)4X30L17** | *96MSM0401712A* | 23200 | 15.5 | 8.1 | 26000 | 24400 | 93.85% | 2.02 | 0 | 10 |  |  |  | No | R-410A | 1.9333 | Residential & Commercial | Ducted CEE Tier 1
212984598 | Central HP <5.4 tons | SMART COMFORT | HRCU-A-CB (Split System: Heat Pump with Remote Outdoor Unit-Air-Source) | DLCURAH24ABK |  |  | EA*4X30L17A* | *92MSN0801716A* | 23400 | 17.5 | 8.5 | 26200 | 24800 | 94.66% | 2.08 | 0 | 10 |  |  |  | No | R-410A | 1.95 | Residential & Commercial | Ducted CEE Tier 1
211242441 | Central HP <5.4 tons | SMART COMFORT | HRCU-A-CB (Split System: Heat Pump with Remote Outdoor Unit-Air-Source) | DLCURAH24ABK |  |  | EA*4X36L21A* | *80ESU0401712A* | 24200 | 17.5 | 8.5 | 26000 | 22800 | 87.69% | 1.9 | 0 | 10 |  |  |  | No | R-410A | 2.0167 | Residential & Commercial | Ducted CEE Tier 1
213419193 | Central HP <5.4 tons | Bladex | HRCU-A-C (Split System: Heat Pump with Remote Outdoor Unit with No Indoor Fan --Air Source) | BX30S-36HPHYHA |  |  | BLCB-36B18AC |  | 35000 | 15.2 | 8.5 | 36000 | 30000 | 83.33% | 1.8 | 0 | 10 |  |  |  | No | R-410A | 2.9167 | Residential & Commercial | Ducted CEE Tier 1
213419195 | Central HP <5.4 tons | Bladex | HRCU-A-C (Split System: Heat Pump with Remote Outdoor Unit with No Indoor Fan --Air Source) | BX30S-36HPHYHA |  |  | BLC-36HWAC1 |  | 35000 | 15.2 | 8.5 | 36000 | 30000 | 83.33% | 1.8 | 0 | 10 |  |  |  | No | R-410A | 2.9167 | Residential & Commercial | Ducted CEE Tier 1
211242616 | Central HP <5.4 tons | SMART COMFORT | HRCU-A-CB (Split System: Heat Pump with Remote Outdoor Unit-Air-Source) | DLCURAH24ABK |  |  | EA*4X36L21A* | *80ES(N,L)1102120A* | 25200 | 16.5 | 8.5 | 26800 | 21800 | 81.34% | 1.8 | 0 | 10 |  |  |  | No | R-410A | 2.1 | Residential & Commercial | Ducted CEE Tier 1
212986160 | Central HP <5.4 tons | SMART COMFORT | HRCU-A-CB (Split System: Heat Pump with Remote Outdoor Unit-Air-Source) | DLCURAH24ABK |  |  | EA*4X25L17A* | *96MSN0401410A* | 24000 | 16.5 | 8.5 | 25400 | 21800 | 85.83% | 1.82 | 0 | 10 |  |  |  | No | R-410A | 2 | Residential & Commercial | Ducted CEE Tier 1
212984694 | Central HP <5.4 tons | SMART COMFORT | HRCU-A-CB (Split System: Heat Pump with Remote Outdoor Unit-Air-Source) | DLCURAH24ABK |  |  | EN(A,D)4X36L21** | *92MSN0801716A* | 23600 | 17.5 | 8.5 | 26200 | 24600 | 93.89% | 2.04 | 0 | 10.5 |  |  |  | No | R-410A | 1.9667 | Residential & Commercial | Ducted CEE Tier 1
212984142 | Central HP <5.4 tons | SMART COMFORT | HRCU-A-CB (Split System: Heat Pump with Remote Outdoor Unit-Air-Source) | DLCURAH24ABK |  |  | EN(A,D,W)4X36L17** | *92MSN0601714A* | 23600 | 17 | 8.5 | 26400 | 24400 | 92.42% | 2.02 | 0 | 10.5 |  |  |  | No | R-410A | 1.9667 | Residential & Commercial | Ducted CEE Tier 1
214229208 | Central HP <5.4 tons | SMART COMFORT | HRCU-A-CB (Split System: Heat Pump with Remote Outdoor Unit-Air-Source) | DLCURAH24ABK |  |  | EN(A,D,W)4X36L17** | *80MSU0601716A* | 23600 | 17 | 8.5 | 25600 | 24000 | 93.75% | 2 | 0 | 10.5 |  |  |  | No | R-410A | 1.9667 | Residential & Commercial | Ducted CEE Tier 1
211245447 | Central HP <5.4 tons | SMART COMFORT | HRCU-A-CB (Split System: Heat Pump with Remote Outdoor Unit-Air-Source) | DLCURAH24ABK |  |  | EN(A,D)4X36L21** | *80VSL0702120A* | 24600 | 16 | 8.1 | 26600 | 22400 | 84.21% | 1.84 | 0 | 10.5 |  |  |  | No | R-410A | 2.05 | Residential & Commercial | Ducted CEE Tier 1
213077509 | Central HP <5.4 tons | PAYNE HEATING AND COOLING | HRCU-A-CB (Split System: Heat Pump with Remote Outdoor Unit-Air-Source) | 38MURAQ36AB3* |  |  | CAP**4224AL* | PG96VTAB60080C** | 35000 | 16 | 8.1 | 38500 | 35000 | 90.91% | 1.88 | 0 | 10 |  |  |  | No | R-410A | 2.9167 | Residential & Commercial | Ducted CEE Tier 1
213077575 | Central HP <5.4 tons | PAYNE HEATING AND COOLING | HRCU-A-CB (Split System: Heat Pump with Remote Outdoor Unit-Air-Source) | 38MURAQ36AB3* |  |  | CNPV*4824AL* | PG96VTAB60080C** | 35600 | 16.5 | 8.1 | 38500 | 34800 | 90.39% | 1.98 | 0 | 10 |  |  |  | No | R-410A | 2.9667 | Residential & Commercial | Ducted CEE Tier 1
213077691 | Central HP <5.4 tons | PAYNE HEATING AND COOLING | HRCU-A-CB (Split System: Heat Pump with Remote Outdoor Unit-Air-Source) | 38MURAQ36AB3* |  |  | CNPV*4824AL* | PG96VTAB60100C** | 36000 | 16.5 | 8.1 | 38500 | 35000 | 90.91% | 2 | 0 | 10 |  |  |  | No | R-410A | 3 | Residential & Commercial | Ducted CEE Tier 1
213078377 | Central HP <5.4 tons | PAYNE HEATING AND COOLING | HRCU-A-CB (Split System: Heat Pump with Remote Outdoor Unit-Air-Source) | 38MURAQ36AB3* |  |  | CNPV*4821AL* | PG80MS(A,L)A42090B** | 36000 | 16.5 | 8.1 | 38500 | 35000 | 90.91% | 2 | 0 | 10.5 |  |  |  | No | R-410A | 3 | Residential & Commercial | Ducted CEE Tier 1
213079545 | Central HP <5.4 tons | PAYNE HEATING AND COOLING | HRCU-A-CB (Split System: Heat Pump with Remote Outdoor Unit-Air-Source) | 38MURAQ36AB3* |  |  | CAP**3721AL* | PG92MSAA48080B** | 36200 | 16.5 | 8.5 | 38000 | 34800 | 91.58% | 2.04 | 0 | 10 |  |  |  | No | R-410A | 3.0167 | Residential & Commercial | Ducted CEE Tier 1
213080185 | Central HP <5.4 tons | PAYNE HEATING AND COOLING | HRCU-A-CB (Split System: Heat Pump with Remote Outdoor Unit-Air-Source) | 38MURAQ36AB3* |  |  | CAP**4321AL* | PG96MSAA60080C** | 36400 | 16 | 8.5 | 38000 | 34800 | 91.58% | 2.06 | 0 | 10 |  |  |  | No | R-410A | 3.0333 | Residential & Commercial | Ducted CEE Tier 1
212988008 | Central HP <5.4 tons | SMART COMFORT | HRCU-A-CB (Split System: Heat Pump with Remote Outdoor Unit-Air-Source) | DLCURAH36ABK |  |  | EA*4X48L21A* | *96MSN1002120A* | 35800 | 16.5 | 8.5 | 37800 | 34600 | 91.53% | 2.04 | 0 | 10 |  |  |  | No | R-410A | 2.9833 | Residential & Commercial | Ducted CEE Tier 1
211227227 | Central HP <5.4 tons | SMART COMFORT | HRCU-A-CB (Split System: Heat Pump with Remote Outdoor Unit-Air-Source) | DLCURAH36ABK |  |  | EA*4X37L21A* | OLV112A16A | 36600 | 15.2 | 8.5 | 38500 | 35000 | 90.91% | 2.08 | 0 | 10 |  |  |  | No | R-410A | 3.05 | Residential & Commercial | Ducted CEE Tier 1
211228243 | Central HP <5.4 tons | SMART COMFORT | HRCU-A-CB (Split System: Heat Pump with Remote Outdoor Unit-Air-Source) | DLCURAH36ABK |  |  | EA*4X43L21A* | *80ES(N,L)0702116A* | 37200 | 15.5 | 8.5 | 38500 | 35000 | 90.91% | 2.12 | 0 | 10 |  |  |  | No | R-410A | 3.1 | Residential & Commercial | Ducted CEE Tier 1
211228136 | Central HP <5.4 tons | SMART COMFORT | HRCU-A-CB (Split System: Heat Pump with Remote Outdoor Unit-Air-Source) | DLCURAH36ABK |  |  | EA*4X42L24A* | *96VTN1002122A* | 35400 | 16.5 | 8.1 | 38500 | 35000 | 90.91% | 1.88 | 0 | 10 |  |  |  | No | R-410A | 2.95 | Residential & Commercial | Ducted CEE Tier 1
211245384 | Central HP <5.4 tons | SMART COMFORT | HRCU-A-CB (Split System: Heat Pump with Remote Outdoor Unit-Air-Source) | DLCURAH24ABK |  |  | EN(A,D)4X36L21** | *96VTN1002122A* | 23600 | 17 | 8.1 | 25800 | 23800 | 92.25% | 1.98 | 0 | 10.5 |  |  |  | No | R-410A | 1.9667 | Residential & Commercial | Ducted CEE Tier 1
211245652 | Central HP <5.4 tons | SMART COMFORT | HRCU-A-CB (Split System: Heat Pump with Remote Outdoor Unit-Air-Source) | DLCURAH24ABK |  |  | EN(A,D)4X36L21** | *80ES(N,L)1102120A* | 24800 | 16 | 8.5 | 26800 | 22200 | 82.84% | 1.82 | 0 | 10.5 |  |  |  | No | R-410A | 2.0667 | Residential & Commercial | Ducted CEE Tier 1
211240693 | Central HP <5.4 tons | SMART COMFORT | HRCU-A-CB (Split System: Heat Pump with Remote Outdoor Unit-Air-Source) | DLCURAH24ABK |  |  | EA*4X24L17A* | *92ESN0601714A* | 24000 | 16.5 | 8.5 | 26800 | 23800 | 88.81% | 1.96 | 0 | 10 |  |  |  | No | R-410A | 2 | Residential & Commercial | Ducted CEE Tier 1
211240726 | Central HP <5.4 tons | SMART COMFORT | HRCU-A-CB (Split System: Heat Pump with Remote Outdoor Unit-Air-Source) | DLCURAH24ABK |  |  | EA*4X24L17A* | *95ESN0801716A* | 24400 | 15.5 | 8.5 | 27400 | 23000 | 83.94% | 1.88 | 0 | 10 |  |  |  | No | R-410A | 2.0333 | Residential & Commercial | Ducted CEE Tier 1
211240372 | Central HP <5.4 tons | SMART COMFORT | HRCU-A-CB (Split System: Heat Pump with Remote Outdoor Unit-Air-Source) | DLCURAH24ABK |  |  | EA*4X24L17A* | *80VSL0451412A* | 24000 | 16 | 8.5 | 27000 | 23800 | 88.15% | 1.96 | 0 | 10 |  |  |  | No | R-410A | 2 | Residential & Commercial | Ducted CEE Tier 1
211709429 | Central HP <5.4 tons | ARMSTRONG AIR | HRCU-A-CB (Split System: Heat Pump with Remote Outdoor Unit-Air-Source) | 4SHP22LX124P-**A |  |  | BCE7E30M*4X |  | 24000 | 22 | 9 | 22400 | 16100 | 71.88% | 2.34 | 0 | 14 |  |  |  | No | R-410A | 2 | Residential & Commercial | Ducted CEE Tier 1
204300308 | Central HP <5.4 tons | TEMPSTAR | HRCU-A-CB (Split System: Heat Pump with Remote Outdoor Unit-Air-Source) | TVH837GKA** |  |  | EHD4X42AAL+WALLCON | *96CTN1202422A* | 32600 | 17 | 8.1 | 33000 | 24800 | 75.15% | 1.96 | 11 | 11 |  |  |  | No | R-410A | 2.7167 | Residential & Commercial | Ducted CEE Tier 1
206773517 | Central HP <5.4 tons | TEMPSTAR | HRCU-A-CB (Split System: Heat Pump with Remote Outdoor Unit-Air-Source) | TVH837GKA2* |  |  | EA*4X48L21A*+WALLCON | *95CSU1002122A* | 32400 | 17.5 | 8.5 | 32600 | 24800 | 76.07% | 2 | 12 | 11.5 |  |  |  | No | R-410A | 2.7 | Residential & Commercial | Ducted CEE Tier 1
206773616 | Central HP <5.4 tons | TEMPSTAR | HRCU-A-CB (Split System: Heat Pump with Remote Outdoor Unit-Air-Source) | TVH837GKA2* |  |  | EN(A,D,W)4X48L21**+WALLCON | *95CSU1002122A* | 32400 | 17.5 | 8.1 | 32800 | 24600 | 75% | 1.98 | 12 | 11.7 |  |  |  | No | R-410A | 2.7 | Residential & Commercial | Ducted CEE Tier 1
214229197 | Central HP <5.4 tons | SMART COMFORT | HRCU-A-CB (Split System: Heat Pump with Remote Outdoor Unit-Air-Source) | DLCURAH24ABK |  |  | EN(A,D)4X30L17** | *80MSU0601716A* | 23600 | 17 | 8.5 | 25600 | 24000 | 93.75% | 2 | 0 | 10.5 |  |  |  | No | R-410A | 1.9667 | Residential & Commercial | Ducted CEE Tier 1
212982717 | Central HP <5.4 tons | SMART COMFORT | HRCU-A-CB (Split System: Heat Pump with Remote Outdoor Unit-Air-Source) | DLCURAH24ABK |  |  | EA*4X37L21A* | *80MSU0601716A* | 24200 | 17.5 | 8.5 | 24800 | 21400 | 86.29% | 1.8 | 0 | 10.5 |  |  |  | No | R-410A | 2.0167 | Residential & Commercial | Ducted CEE Tier 1
214229142 | Central HP <5.4 tons | SMART COMFORT | HRCU-A-CB (Split System: Heat Pump with Remote Outdoor Unit-Air-Source) | DLCURAH24ABK |  |  | EA*4X25L17A* | *80MSU0601716A* | 24200 | 17.5 | 8.5 | 25200 | 21200 | 84.13% | 1.8 | 0 | 10 |  |  |  | No | R-410A | 2.0167 | Residential & Commercial | Ducted CEE Tier 1
212982369 | Central HP <5.4 tons | SMART COMFORT | HRCU-A-CB (Split System: Heat Pump with Remote Outdoor Unit-Air-Source) | DLCURAH24ABK |  |  | EN(A,D)4X36L21** | *80MSU0401712A* | 23400 | 16.5 | 8.5 | 25800 | 23800 | 92.25% | 1.98 | 0 | 10 |  |  |  | No | R-410A | 1.95 | Residential & Commercial | Ducted CEE Tier 1
211262711 | Central HP <5.4 tons | SMART COMFORT | HRCU-A-CB (Split System: Heat Pump with Remote Outdoor Unit-Air-Source) | DLCURAH18ABK |  |  | EN(A,D)4X24L14** | *80ES(N,L)0451412A* | 18000 | 16 | 8.5 | 18900 | 18700 | 98.94% | 2.26 | 0 | 11 |  |  |  | No | R-410A | 1.5 | Residential & Commercial | Ducted CEE Tier 1
211263042 | Central HP <5.4 tons | SMART COMFORT | HRCU-A-CB (Split System: Heat Pump with Remote Outdoor Unit-Air-Source) | DLCURAH18ABK |  |  | EN(A,D)4X24L17** | *80ESU0401712A* | 18400 | 16 | 8.5 | 19200 | 18500 | 96.35% | 2.24 | 0 | 11 |  |  |  | No | R-410A | 1.5333 | Residential & Commercial | Ducted CEE Tier 1
211264481 | Central HP <5.4 tons | SMART COMFORT | HRCU-A-CB (Split System: Heat Pump with Remote Outdoor Unit-Air-Source) | DLCURAH18ABK |  |  | EN(A,D)4X30L17** | *80ES(N,L)0451412A* | 18200 | 16.5 | 8.5 | 18700 | 18300 | 97.86% | 2.22 | 0 | 11 |  |  |  | No | R-410A | 1.5167 | Residential & Commercial | Ducted CEE Tier 1
212978279 | Central HP <5.4 tons | SMART COMFORT | HRCU-A-CB (Split System: Heat Pump with Remote Outdoor Unit-Air-Source) | DLCURAH18ABK |  |  | EA*4X30L14A* | *80MS(N,L)0701412A* | 17700 | 16.5 | 8.5 | 18200 | 18700 | 102.7% | 2.24 | 0 | 10.5 |  |  |  | No | R-410A | 1.475 | Residential & Commercial | Ducted CEE Tier 1
211264871 | Central HP <5.4 tons | SMART COMFORT | HRCU-A-CB (Split System: Heat Pump with Remote Outdoor Unit-Air-Source) | DLCURAH18ABK |  |  | FXM4X18**AL |  | 17800 | 16.5 | 8.5 | 18300 | 18500 | 101.1% | 2.22 | 0 | 10.5 |  |  |  | No | R-410A | 1.4833 | Residential & Commercial | Ducted CEE Tier 1
213075924 | Central HP <5.4 tons | PAYNE HEATING AND COOLING | HRCU-A-CB (Split System: Heat Pump with Remote Outdoor Unit-Air-Source) | 38MURAQ36AB3* |  |  | CAP**4321AL* | PG95MSUA60100C** | 36400 | 16 | 8.5 | 38000 | 34800 | 91.58% | 2.06 | 0 | 10 |  |  |  | No | R-410A | 3.0333 | Residential & Commercial | Ducted CEE Tier 1
213076753 | Central HP <5.4 tons | PAYNE HEATING AND COOLING | HRCU-A-CB (Split System: Heat Pump with Remote Outdoor Unit-Air-Source) | 38MURAQ36AB3* |  |  | CAP**4221AL* | PG80VTLB66110C** | 35600 | 16 | 8.1 | 38500 | 35200 | 91.43% | 1.9 | 0 | 10 |  |  |  | No | R-410A | 2.9667 | Residential & Commercial | Ducted CEE Tier 1
212981015 | Central HP <5.4 tons | SMART COMFORT | HRCU-A-CB (Split System: Heat Pump with Remote Outdoor Unit-Air-Source) | DLCURAH24ABK |  |  | EN(A,D)4X36L21** | *80MS(N,L)1102120A* | 23400 | 17 | 8.5 | 26200 | 24600 | 93.89% | 2.06 | 0 | 10.5 |  |  |  | No | R-410A | 1.95 | Residential & Commercial | Ducted CEE Tier 1
212981733 | Central HP <5.4 tons | SMART COMFORT | HRCU-A-CB (Split System: Heat Pump with Remote Outdoor Unit-Air-Source) | DLCURAH24ABK |  |  | EA*4X36L17A* | *80MSU1002120A* | 23400 | 17 | 8.5 | 26000 | 24400 | 93.85% | 2.02 | 0 | 10 |  |  |  | No | R-410A | 1.95 | Residential & Commercial | Ducted CEE Tier 1
211245344 | Central HP <5.4 tons | SMART COMFORT | HRCU-A-CB (Split System: Heat Pump with Remote Outdoor Unit-Air-Source) | DLCURAH24ABK |  |  | EN(A,D)4X36L21** | *96VSN0401712A* | 23400 | 16 | 8.1 | 25800 | 24000 | 93.02% | 1.98 | 0 | 10 |  |  |  | No | R-410A | 1.95 | Residential & Commercial | Ducted CEE Tier 1
211245628 | Central HP <5.4 tons | SMART COMFORT | HRCU-A-CB (Split System: Heat Pump with Remote Outdoor Unit-Air-Source) | DLCURAH24ABK |  |  | EN(A,D)4X36L21** | *80ES(N,L)0901714A* | 24600 | 16.5 | 8.5 | 26400 | 22400 | 84.85% | 1.86 | 0 | 10.5 |  |  |  | No | R-410A | 2.05 | Residential & Commercial | Ducted CEE Tier 1
213076111 | Central HP <5.4 tons | SMART COMFORT | HRCU-A-CB (Split System: Heat Pump with Remote Outdoor Unit-Air-Source) | DLCURAH24ABK |  |  | EA*4X37L21A* | *95MSU1002120A* | 24400 | 17 | 8.5 | 25200 | 21200 | 84.13% | 1.8 | 0 | 10.5 |  |  |  | No | R-410A | 2.0333 | Residential & Commercial | Ducted CEE Tier 1
214229373 | Central HP <5.4 tons | SMART COMFORT | HRCU-A-CB (Split System: Heat Pump with Remote Outdoor Unit-Air-Source) | DLCURAH24ABK |  |  | EA*4X36L21A* | *80MSU0802120A* | 23600 | 17.5 | 8.5 | 25600 | 23400 | 91.41% | 1.94 | 0 | 10 |  |  |  | No | R-410A | 1.9667 | Residential & Commercial | Ducted CEE Tier 1
212969824 | Central HP <5.4 tons | SMART COMFORT | HRCU-A-CB (Split System: Heat Pump with Remote Outdoor Unit-Air-Source) | DLCURAH24ABK |  |  | EN(A,D)4X30L14** | *80VSL0451412B* | 23400 | 17 | 8.1 | 25800 | 24400 | 94.57% | 2.04 | 0 | 10 |  |  |  | No | R-410A | 1.95 | Residential & Commercial | Ducted CEE Tier 1
212928568 | Central HP <5.4 tons | Bladex | HRCU-A-C (Split System: Heat Pump with Remote Outdoor Unit with No Indoor Fan --Air Source) | BX31U-36HPHYHA |  |  | BLCB-36B18AC |  | 35000 | 15.5 | 8.6 | 38000 | 31600 | 83.16% | 1.85 | 0 | 10 |  |  |  | No | R-410A | 2.9167 | Residential & Commercial | Ducted CEE Tier 1
214279925 | Central HP <5.4 tons | SMART COMFORT | HRCU-A-CB (Split System: Heat Pump with Remote Outdoor Unit-Air-Source) | DLCURAH24ABK |  |  | EA*4X36L21A* | *96MSN0601716A* | 23600 | 17 | 9 | 25800 | 23600 | 91.47% | 1.96 | 0 | 10 |  |  |  | No | R-410A | 1.9667 | Residential & Commercial | Ducted CEE Tier 1
214395016 | Central HP <5.4 tons | SMART COMFORT | HRCU-A-CB (Split System: Heat Pump with Remote Outdoor Unit-Air-Source) | DLCURAH24ABK |  |  | EN(A,D)4X24L17** | *96MSM0601716A* | 23400 | 16 | 9 | 26600 | 24200 | 90.98% | 2 | 0 | 10 |  |  |  | No | R-410A | 1.95 | Residential & Commercial | Ducted CEE Tier 1
212978207 | Central HP <5.4 tons | SMART COMFORT | HRCU-A-CB (Split System: Heat Pump with Remote Outdoor Unit-Air-Source) | DLCURAH24ABK |  |  | EN(A,D)4X30L17** | *80MS(N,L)0701412A* | 23600 | 17 | 8.1 | 26000 | 24000 | 92.31% | 2 | 0 | 10.5 |  |  |  | No | R-410A | 1.9667 | Residential & Commercial | Ducted CEE Tier 1
212986970 | Central HP <5.4 tons | AIRQUEST | HRCU-A-CB (Split System: Heat Pump with Remote Outdoor Unit-Air-Source) | DLCURAH24ABK |  |  | EN(A,D,W)4X36L17** | *96MSN0601412A* | 23600 | 16.5 | 8.1 | 26400 | 24200 | 91.67% | 2.02 | 0 | 10 |  |  |  | No | R-410A | 1.9667 | Residential & Commercial | Ducted CEE Tier 1
211245531 | Central HP <5.4 tons | SMART COMFORT | HRCU-A-CB (Split System: Heat Pump with Remote Outdoor Unit-Air-Source) | DLCURAH24ABK |  |  | EN(A,D)4X36L21** | *80VTL0701716A* | 24200 | 17 | 8.1 | 26200 | 23000 | 87.79% | 1.9 | 0 | 10.5 |  |  |  | No | R-410A | 2.0167 | Residential & Commercial | Ducted CEE Tier 1
214279912 | Central HP <5.4 tons | SMART COMFORT | HRCU-A-CB (Split System: Heat Pump with Remote Outdoor Unit-Air-Source) | DLCURAH24ABK |  |  | EA*4X36L17A* | *96MSN0601716A* | 23400 | 16.5 | 9 | 25600 | 23800 | 92.97% | 1.96 | 0 | 10 |  |  |  | No | R-410A | 1.95 | Residential & Commercial | Ducted CEE Tier 1
212982357 | Central HP <5.4 tons | SMART COMFORT | HRCU-A-CB (Split System: Heat Pump with Remote Outdoor Unit-Air-Source) | DLCURAH24ABK |  |  | EN(A,D,W)4X36L17** | *80MSU0401712A* | 23800 | 16.5 | 8.5 | 25800 | 23800 | 92.25% | 1.98 | 0 | 10.5 |  |  |  | No | R-410A | 1.9833 | Residential & Commercial | Ducted CEE Tier 1
214279756 | Central HP <5.4 tons | SMART COMFORT | HRCU-A-CB (Split System: Heat Pump with Remote Outdoor Unit-Air-Source) | DLCURAH18ABK |  |  | EA*4X25L17A* | *96MSN0601716A* | 17700 | 16 | 8.5 | 17600 | 17800 | 101.1% | 2.14 | 0 | 10.5 |  |  |  | No | R-410A | 1.475 | Residential & Commercial | Ducted CEE Tier 1
212975794 | Central HP <5.4 tons | SMART COMFORT | HRCU-A-CB (Split System: Heat Pump with Remote Outdoor Unit-Air-Source) | DLCURAH18ABK |  |  | EA*4X24L17A* | *96VTN0801716B* | 17200 | 16 | 8.5 | 18200 | 19400 | 106.6% | 2.34 | 0 | 10.5 |  |  |  | No | R-410A | 1.4333 | Residential & Commercial | Ducted CEE Tier 1
212975846 | Central HP <5.4 tons | SMART COMFORT | HRCU-A-CB (Split System: Heat Pump with Remote Outdoor Unit-Air-Source) | DLCURAH18ABK |  |  | EN(A,D)4X30L17** | *96VTN0801716B* | 17500 | 16 | 8.1 | 18000 | 18700 | 103.9% | 2.24 | 0 | 11 |  |  |  | No | R-410A | 1.4583 | Residential & Commercial | Ducted CEE Tier 1
214279769 | Central HP <5.4 tons | SMART COMFORT | HRCU-A-CB (Split System: Heat Pump with Remote Outdoor Unit-Air-Source) | DLCURAH18ABK |  |  | EA*4X30L17A* | *96MSN0601716A* | 17400 | 16 | 8.5 | 18000 | 18700 | 103.9% | 2.24 | 0 | 10.5 |  |  |  | No | R-410A | 1.45 | Residential & Commercial | Ducted CEE Tier 1
212970951 | Central HP <5.4 tons | SMART COMFORT | HRCU-A-CB (Split System: Heat Pump with Remote Outdoor Unit-Air-Source) | DLCURAH18ABK |  |  | EN(A,D)4X30L14** | *80VTL0451412B* | 17400 | 16.5 | 8.1 | 17900 | 18600 | 103.9% | 2.24 | 0 | 11 |  |  |  | No | R-410A | 1.45 | Residential & Commercial | Ducted CEE Tier 1
212975461 | Central HP <5.4 tons | SMART COMFORT | HRCU-A-CB (Split System: Heat Pump with Remote Outdoor Unit-Air-Source) | DLCURAH18ABK |  |  | EN(A,D)4X24L14** | *96VTN0601412B* | 17500 | 16 | 8.5 | 18500 | 19200 | 103.8% | 2.3 | 0 | 10.5 |  |  |  | No | R-410A | 1.4583 | Residential & Commercial | Ducted CEE Tier 1
212986196 | Central HP <5.4 tons | SMART COMFORT | HRCU-A-CB (Split System: Heat Pump with Remote Outdoor Unit-Air-Source) | DLCURAH24ABK |  |  | EA*4X36L17A* | *96MSN0401410A* | 23600 | 16 | 8.5 | 26200 | 24000 | 91.6% | 1.98 | 0 | 10 |  |  |  | No | R-410A | 1.9667 | Residential & Commercial | Ducted CEE Tier 1
212985344 | Central HP <5.4 tons | SMART COMFORT | HRCU-A-CB (Split System: Heat Pump with Remote Outdoor Unit-Air-Source) | DLCURAH24ABK |  |  | EA*4X36L21A* | *92MSN1002120A* | 23800 | 17.5 | 8.5 | 26200 | 23600 | 90.08% | 1.96 | 0 | 10 |  |  |  | No | R-410A | 1.9833 | Residential & Commercial | Ducted CEE Tier 1
212984574 | Central HP <5.4 tons | SMART COMFORT | HRCU-A-CB (Split System: Heat Pump with Remote Outdoor Unit-Air-Source) | DLCURAH24ABK |  |  | EA*4X24L17A* | *92MSN0801716A* | 23200 | 17 | 9 | 26800 | 26800 | 100% | 2.3 | 0 | 10 |  |  |  | No | R-410A | 1.9333 | Residential & Commercial | Ducted CEE Tier 1
211245281 | Central HP <5.4 tons | SMART COMFORT | HRCU-A-CB (Split System: Heat Pump with Remote Outdoor Unit-Air-Source) | DLCURAH24ABK |  |  | EN(A,D,W)4X36L17** | OMV112K14A | 24000 | 16 | 8.1 | 26400 | 23000 | 87.12% | 1.88 | 0 | 10 |  |  |  | No | R-410A | 2 | Residential & Commercial | Ducted CEE Tier 1
212989222 | Central HP <5.4 tons | SMART COMFORT | HRCU-A-CB (Split System: Heat Pump with Remote Outdoor Unit-Air-Source) | DLCURAH24ABK |  |  | EN(A,D)4X24L17** | *95MSU0601716A* | 23200 | 16.5 | 8.5 | 26800 | 25400 | 94.78% | 2.14 | 0 | 10 |  |  |  | No | R-410A | 1.9333 | Residential & Commercial | Ducted CEE Tier 1
211245317 | Central HP <5.4 tons | SMART COMFORT | HRCU-A-CB (Split System: Heat Pump with Remote Outdoor Unit-Air-Source) | DLCURAH24ABK |  |  | EN(A,D)4X36L21** | *96VSN0601714A* | 23400 | 16.5 | 8.1 | 25800 | 24000 | 93.02% | 2 | 0 | 10 |  |  |  | No | R-410A | 1.95 | Residential & Commercial | Ducted CEE Tier 1
211245326 | Central HP <5.4 tons | SMART COMFORT | HRCU-A-CB (Split System: Heat Pump with Remote Outdoor Unit-Air-Source) | DLCURAH24ABK |  |  | EN(A,D)4X36L21** | *96VSN0802120A* | 24000 | 17 | 8.1 | 26000 | 23200 | 89.23% | 1.92 | 0 | 10.5 |  |  |  | No | R-410A | 2 | Residential & Commercial | Ducted CEE Tier 1
211245335 | Central HP <5.4 tons | SMART COMFORT | HRCU-A-CB (Split System: Heat Pump with Remote Outdoor Unit-Air-Source) | DLCURAH24ABK |  |  | EN(A,D)4X36L21** | *96VSN1002120A* | 23800 | 17 | 8.1 | 26000 | 23400 | 90% | 1.94 | 0 | 10.5 |  |  |  | No | R-410A | 1.9833 | Residential & Commercial | Ducted CEE Tier 1
212987829 | Central HP <5.4 tons | SMART COMFORT | HRCU-A-CB (Split System: Heat Pump with Remote Outdoor Unit-Air-Source) | DLCURAH24ABK |  |  | EN(A,D)4X36L21** | *96MSM0802120A* | 23600 | 17 | 8.5 | 26400 | 24200 | 91.67% | 2.02 | 0 | 10.5 |  |  |  | No | R-410A | 1.9667 | Residential & Commercial | Ducted CEE Tier 1
212986208 | Central HP <5.4 tons | SMART COMFORT | HRCU-A-CB (Split System: Heat Pump with Remote Outdoor Unit-Air-Source) | DLCURAH24ABK |  |  | EA*4X37L17A* | *96MSN0401410A* | 24000 | 16 | 8.1 | 25200 | 22200 | 88.1% | 1.84 | 0 | 10 |  |  |  | No | R-410A | 2 | Residential & Commercial | Ducted CEE Tier 1
212985356 | Central HP <5.4 tons | SMART COMFORT | HRCU-A-CB (Split System: Heat Pump with Remote Outdoor Unit-Air-Source) | DLCURAH24ABK |  |  | EA*4X37L21A* | *92MSN1002120A* | 24200 | 17.5 | 8.5 | 25200 | 21600 | 85.71% | 1.82 | 0 | 10.5 |  |  |  | No | R-410A | 2.0167 | Residential & Commercial | Ducted CEE Tier 1
212984586 | Central HP <5.4 tons | SMART COMFORT | HRCU-A-CB (Split System: Heat Pump with Remote Outdoor Unit-Air-Source) | DLCURAH24ABK |  |  | EA*4X25L17A* | *92MSN0801716A* | 24000 | 17.5 | 8.5 | 25000 | 21800 | 87.2% | 1.84 | 0 | 10 |  |  |  | No | R-410A | 2 | Residential & Commercial | Ducted CEE Tier 1
212986605 | Central HP <5.4 tons | SMART COMFORT | HRCU-A-CB (Split System: Heat Pump with Remote Outdoor Unit-Air-Source) | DLCURAH24ABK |  |  | EA*4X37L21A* | *96MSM0401712A* | 24000 | 16 | 8.1 | 25200 | 22000 | 87.3% | 1.82 | 0 | 10 |  |  |  | No | R-410A | 2 | Residential & Commercial | Ducted CEE Tier 1
212984658 | Central HP <5.4 tons | SMART COMFORT | HRCU-A-CB (Split System: Heat Pump with Remote Outdoor Unit-Air-Source) | DLCURAH24ABK |  |  | EN(A,D)4X24L17** | *92MSN0801716A* | 23600 | 17 | 8.5 | 27000 | 24400 | 90.37% | 2.02 | 0 | 10 |  |  |  | No | R-410A | 1.9667 | Residential & Commercial | Ducted CEE Tier 1
212975494 | Central HP <5.4 tons | SMART COMFORT | HRCU-A-CB (Split System: Heat Pump with Remote Outdoor Unit-Air-Source) | DLCURAH18ABK |  |  | EN(A,D)4X30L17** | *96VTN0601412B* | 17500 | 16.5 | 8.1 | 18000 | 18700 | 103.9% | 2.24 | 0 | 11 |  |  |  | No | R-410A | 1.4583 | Residential & Commercial | Ducted CEE Tier 1
212975109 | Central HP <5.4 tons | SMART COMFORT | HRCU-A-CB (Split System: Heat Pump with Remote Outdoor Unit-Air-Source) | DLCURAH18ABK |  |  | EA*4X30L17A* | *96VTN0401712B* | 17400 | 16 | 8.5 | 18000 | 18800 | 104.4% | 2.24 | 0 | 10.5 |  |  |  | No | R-410A | 1.45 | Residential & Commercial | Ducted CEE Tier 1
212974726 | Central HP <5.4 tons | SMART COMFORT | HRCU-A-CB (Split System: Heat Pump with Remote Outdoor Unit-Air-Source) | DLCURAH18ABK |  |  | EN(A,D)4X24L17** | *96VTN0401410B* | 17300 | 15.5 | 8.5 | 18400 | 19200 | 104.3% | 2.3 | 0 | 10.5 |  |  |  | No | R-410A | 1.4417 | Residential & Commercial | Ducted CEE Tier 1
211263357 | Central HP <5.4 tons | SMART COMFORT | HRCU-A-CB (Split System: Heat Pump with Remote Outdoor Unit-Air-Source) | DLCURAH18ABK |  |  | EN(A,D)4X24L17** | *80ES(N,L)0701712A* | 18000 | 16 | 8.5 | 18900 | 18700 | 98.94% | 2.26 | 0 | 11 |  |  |  | No | R-410A | 1.5 | Residential & Commercial | Ducted CEE Tier 1
212977787 | Central HP <5.4 tons | SMART COMFORT | HRCU-A-CB (Split System: Heat Pump with Remote Outdoor Unit-Air-Source) | DLCURAH18ABK |  |  | EN(A,D)4X18L14** | *80MS(N,L)0451412A* | 17200 | 16 | 8.5 | 18400 | 19800 | 107.6% | 2.4 | 0 | 10.5 |  |  |  | No | R-410A | 1.4333 | Residential & Commercial | Ducted CEE Tier 1
212969994 | Central HP <5.4 tons | SMART COMFORT | HRCU-A-CB (Split System: Heat Pump with Remote Outdoor Unit-Air-Source) | DLCURAH18ABK |  |  | EA*4X25L17A* | *80VSL0701716B* | 17800 | 16.5 | 8.1 | 17700 | 17700 | 100% | 2.14 | 0 | 10.5 |  |  |  | No | R-410A | 1.4833 | Residential & Commercial | Ducted CEE Tier 1
212975417 | Central HP <5.4 tons | SMART COMFORT | HRCU-A-CB (Split System: Heat Pump with Remote Outdoor Unit-Air-Source) | DLCURAH18ABK |  |  | EA*4X25L17A* | *96VTN0601412B* | 17800 | 16.5 | 8.1 | 17600 | 17800 | 101.1% | 2.14 | 0 | 10.5 |  |  |  | No | R-410A | 1.4833 | Residential & Commercial | Ducted CEE Tier 1
214229464 | Central HP <5.4 tons | SMART COMFORT | HRCU-A-CB (Split System: Heat Pump with Remote Outdoor Unit-Air-Source) | DLCURAH36ABK |  |  | EA*4X48L24A* | *80MSU1002120A* | 35600 | 16 | 8.5 | 38000 | 34600 | 91.05% | 2.04 | 0 | 10 |  |  |  | No | R-410A | 2.9667 | Residential & Commercial | Ducted CEE Tier 1
212978972 | Central HP <5.4 tons | SMART COMFORT | HRCU-A-CB (Split System: Heat Pump with Remote Outdoor Unit-Air-Source) | DLCURAH36ABK |  |  | EA*4X48L21A* | *80MS(N,L)0701716A* | 35600 | 16 | 8.1 | 37800 | 34600 | 91.53% | 2 | 0 | 10 |  |  |  | No | R-410A | 2.9667 | Residential & Commercial | Ducted CEE Tier 1
212972250 | Central HP <5.4 tons | SMART COMFORT | HRCU-A-CB (Split System: Heat Pump with Remote Outdoor Unit-Air-Source) | DLCURAH36ABK |  |  | EA*4X48L24A* | *80VTL0902120B* | 35800 | 16.5 | 8.5 | 37800 | 34600 | 91.53% | 2.02 | 0 | 10 |  |  |  | No | R-410A | 2.9833 | Residential & Commercial | Ducted CEE Tier 1
211226798 | Central HP <5.4 tons | SMART COMFORT | HRCU-A-CB (Split System: Heat Pump with Remote Outdoor Unit-Air-Source) | DLCURAH36ABK |  |  | EA*4X37L21A* | *80ES(N,L)0701712A* | 36400 | 15.5 | 8.5 | 38500 | 34800 | 90.39% | 2.08 | 0 | 10 |  |  |  | No | R-410A | 3.0333 | Residential & Commercial | Ducted CEE Tier 1
211245967 | Central HP <5.4 tons | SMART COMFORT | HRCU-A-CB (Split System: Heat Pump with Remote Outdoor Unit-Air-Source) | DLCURAH24ABK |  |  | FM(C,U)4Z36**AL* |  | 24200 | 18 | 9 | 26600 | 23000 | 86.47% | 1.92 | 0 | 10.5 |  |  |  | No | R-410A | 2.0167 | Residential & Commercial | Ducted CEE Tier 1
214279926 | Central HP <5.4 tons | SMART COMFORT | HRCU-A-CB (Split System: Heat Pump with Remote Outdoor Unit-Air-Source) | DLCURAH24ABK |  |  | EA*4X36L21A* | *96MSM0601716A* | 23600 | 17 | 9 | 25800 | 23600 | 91.47% | 1.96 | 0 | 10 |  |  |  | No | R-410A | 1.9667 | Residential & Commercial | Ducted CEE Tier 1
212982729 | Central HP <5.4 tons | SMART COMFORT | HRCU-A-CB (Split System: Heat Pump with Remote Outdoor Unit-Air-Source) | DLCURAH24ABK |  |  | EN(A,D)4X36L21** | *80MSU0601716A* | 23600 | 17 | 8.5 | 25600 | 24000 | 93.75% | 2 | 0 | 10.5 |  |  |  | No | R-410A | 1.9667 | Residential & Commercial | Ducted CEE Tier 1
212982345 | Central HP <5.4 tons | SMART COMFORT | HRCU-A-CB (Split System: Heat Pump with Remote Outdoor Unit-Air-Source) | DLCURAH24ABK |  |  | EN(A,D)4X30L17** | *80MSU0401712A* | 23800 | 16.5 | 8.5 | 25800 | 23800 | 92.25% | 1.98 | 0 | 10.5 |  |  |  | No | R-410A | 1.9833 | Residential & Commercial | Ducted CEE Tier 1
212980991 | Central HP <5.4 tons | SMART COMFORT | HRCU-A-CB (Split System: Heat Pump with Remote Outdoor Unit-Air-Source) | DLCURAH24ABK |  |  | EA*4X36L21A* | *80MS(N,L)1102120A* | 23600 | 17.5 | 8.5 | 26200 | 23800 | 90.84% | 2 | 0 | 10 |  |  |  | No | R-410A | 1.9667 | Residential & Commercial | Ducted CEE Tier 1
214395015 | Central HP <5.4 tons | SMART COMFORT | HRCU-A-CB (Split System: Heat Pump with Remote Outdoor Unit-Air-Source) | DLCURAH24ABK |  |  | EN(A,D)4X24L17** | *96MSN0601716A* | 23400 | 16 | 9 | 26600 | 24200 | 90.98% | 2 | 0 | 10 |  |  |  | No | R-410A | 1.95 | Residential & Commercial | Ducted CEE Tier 1
211245664 | Central HP <5.4 tons | SMART COMFORT | HRCU-A-CB (Split System: Heat Pump with Remote Outdoor Unit-Air-Source) | DLCURAH24ABK |  |  | EN(A,D)4X36L21** | *92ESN0601714A* | 24400 | 16.5 | 8.1 | 26400 | 22800 | 86.36% | 1.88 | 0 | 10.5 |  |  |  | No | R-410A | 2.0333 | Residential & Commercial | Ducted CEE Tier 1
211245697 | Central HP <5.4 tons | SMART COMFORT | HRCU-A-CB (Split System: Heat Pump with Remote Outdoor Unit-Air-Source) | DLCURAH24ABK |  |  | EN(A,D)4X36L21** | *92ESN1002120A* | 24800 | 16.5 | 8.5 | 26800 | 22200 | 82.84% | 1.84 | 0 | 10.5 |  |  |  | No | R-410A | 2.0667 | Residential & Commercial | Ducted CEE Tier 1
211245730 | Central HP <5.4 tons | SMART COMFORT | HRCU-A-CB (Split System: Heat Pump with Remote Outdoor Unit-Air-Source) | DLCURAH24ABK |  |  | EN(A,D)4X36L21** | *92ESN0401712A* | 23600 | 15.5 | 8.1 | 26200 | 23400 | 89.31% | 1.92 | 0 | 10 |  |  |  | No | R-410A | 1.9667 | Residential & Commercial | Ducted CEE Tier 1
211245762 | Central HP <5.4 tons | SMART COMFORT | HRCU-A-CB (Split System: Heat Pump with Remote Outdoor Unit-Air-Source) | DLCURAH24ABK |  |  | EN(A,D)4X36L21** | OMV098J12* | 23600 | 16.5 | 8.1 | 26000 | 23600 | 90.77% | 1.96 | 0 | 10 |  |  |  | No | R-410A | 1.9667 | Residential & Commercial | Ducted CEE Tier 1
211241349 | Central HP <5.4 tons | SMART COMFORT | HRCU-A-CB (Split System: Heat Pump with Remote Outdoor Unit-Air-Source) | DLCURAH24ABK |  |  | EA*4X30L14A* | *92ESN0601412A* | 23400 | 16.5 | 8.5 | 25800 | 24400 | 94.57% | 2.02 | 0 | 10 |  |  |  | No | R-410A | 1.95 | Residential & Commercial | Ducted CEE Tier 1
211241515 | Central HP <5.4 tons | SMART COMFORT | HRCU-A-CB (Split System: Heat Pump with Remote Outdoor Unit-Air-Source) | DLCURAH24ABK |  |  | EA*4X30L17A* | *80ESU0401712A* | 24000 | 17 | 8.5 | 26000 | 23200 | 89.23% | 1.94 | 0 | 10 |  |  |  | No | R-410A | 2 | Residential & Commercial | Ducted CEE Tier 1
211241613 | Central HP <5.4 tons | SMART COMFORT | HRCU-A-CB (Split System: Heat Pump with Remote Outdoor Unit-Air-Source) | DLCURAH24ABK |  |  | EA*4X30L17A* | *96VTN0601412A* | 23400 | 16.5 | 8.5 | 26000 | 24000 | 92.31% | 1.98 | 0 | 10 |  |  |  | No | R-410A | 1.95 | Residential & Commercial | Ducted CEE Tier 1
211240872 | Central HP <5.4 tons | SMART COMFORT | HRCU-A-CB (Split System: Heat Pump with Remote Outdoor Unit-Air-Source) | DLCURAH24ABK |  |  | EA*4X25L17A* | *95ESU0401712A* | 24200 | 17 | 8.5 | 25200 | 21600 | 85.71% | 1.8 | 0 | 10 |  |  |  | No | R-410A | 2.0167 | Residential & Commercial | Ducted CEE Tier 1
212974713 | Central HP <5.4 tons | SMART COMFORT | HRCU-A-CB (Split System: Heat Pump with Remote Outdoor Unit-Air-Source) | DLCURAH18ABK |  |  | EN(A,D)4X24L14** | *96VTN0401410B* | 17300 | 15.5 | 8.5 | 18400 | 19200 | 104.3% | 2.3 | 0 | 10.5 |  |  |  | No | R-410A | 1.4417 | Residential & Commercial | Ducted CEE Tier 1
212975131 | Central HP <5.4 tons | SMART COMFORT | HRCU-A-CB (Split System: Heat Pump with Remote Outdoor Unit-Air-Source) | DLCURAH18ABK |  |  | EN(A,D)4X30L17** | *96VTN0401712B* | 17300 | 16 | 8.1 | 17900 | 18600 | 103.9% | 2.22 | 0 | 10.5 |  |  |  | No | R-410A | 1.4417 | Residential & Commercial | Ducted CEE Tier 1
212973050 | Central HP <5.4 tons | SMART COMFORT | HRCU-A-CB (Split System: Heat Pump with Remote Outdoor Unit-Air-Source) | DLCURAH18ABK |  |  | EA*4X30L17A* | *96VSN0401712B* | 17400 | 16 | 8.5 | 18000 | 18800 | 104.4% | 2.24 | 0 | 10.5 |  |  |  | No | R-410A | 1.45 | Residential & Commercial | Ducted CEE Tier 1
212973300 | Central HP <5.4 tons | SMART COMFORT | HRCU-A-CB (Split System: Heat Pump with Remote Outdoor Unit-Air-Source) | DLCURAH18ABK |  |  | EA*4X19L17A* | *96VSN0601412B* | 17700 | 16.5 | 8.1 | 17700 | 17900 | 101.1% | 2.16 | 0 | 10.5 |  |  |  | No | R-410A | 1.475 | Residential & Commercial | Ducted CEE Tier 1
211263307 | Central HP <5.4 tons | SMART COMFORT | HRCU-A-CB (Split System: Heat Pump with Remote Outdoor Unit-Air-Source) | DLCURAH18ABK |  |  | EN(A,D)4X24L17** | *80ES(N,L)0451412A* | 18000 | 16 | 8.5 | 18900 | 18700 | 98.94% | 2.26 | 0 | 11 |  |  |  | No | R-410A | 1.5 | Residential & Commercial | Ducted CEE Tier 1
211263382 | Central HP <5.4 tons | SMART COMFORT | HRCU-A-CB (Split System: Heat Pump with Remote Outdoor Unit-Air-Source) | DLCURAH18ABK |  |  | EN(A,D)4X24L17** | *92ESN0601412A* | 18100 | 16 | 8.5 | 19000 | 18600 | 97.89% | 2.24 | 0 | 11 |  |  |  | No | R-410A | 1.5083 | Residential & Commercial | Ducted CEE Tier 1
211263818 | Central HP <5.4 tons | SMART COMFORT | HRCU-A-CB (Split System: Heat Pump with Remote Outdoor Unit-Air-Source) | DLCURAH18ABK |  |  | EN(A,D)4X30L14** | *92ESN0601412A* | 18200 | 16 | 8.5 | 18700 | 18300 | 97.86% | 2.22 | 0 | 11 |  |  |  | No | R-410A | 1.5167 | Residential & Commercial | Ducted CEE Tier 1
215670549 | Central HP <5.4 tons | AIRQUEST | HRCU-A-CB (Split System: Heat Pump with Remote Outdoor Unit-Air-Source) | H5H0V36*K*AAA* |  |  | ESH5X60M12A*+WALLCON | *97CMN1202422B* | 34600 | 17 | 8.5 | 34600 | 24800 | 71.68% | 1.8 | 0 | 10 |  |  |  | No | R-454B | 2.8833 | Residential & Commercial | Ducted CEE Tier 1
212970884 | Central HP <5.4 tons | PAYNE HEATING AND COOLING | HRCU-A-CB (Split System: Heat Pump with Remote Outdoor Unit-Air-Source) | 38MURAQ18AB3* |  |  | CAP**2517AL* | PG80VTLB36045A** | 18300 | 16.5 | 8.5 | 18100 | 17600 | 97.24% | 2.14 | 0 | 11 |  |  |  | No | R-410A | 1.525 | Residential & Commercial | Ducted CEE Tier 1
213080101 | Central HP <5.4 tons | PAYNE HEATING AND COOLING | HRCU-A-CB (Split System: Heat Pump with Remote Outdoor Unit-Air-Source) | 38MURAQ36AB3* |  |  | CNPV*4217AL* | PG96MSAA48080B** | 35600 | 15.5 | 8.1 | 38500 | 35200 | 91.43% | 1.94 | 0 | 10 |  |  |  | No | R-410A | 2.9667 | Residential & Commercial | Ducted CEE Tier 1
213080562 | Central HP <5.4 tons | PAYNE HEATING AND COOLING | HRCU-A-CB (Split System: Heat Pump with Remote Outdoor Unit-Air-Source) | 38MURAQ36AB3* |  |  | CAP**4321AL* | PG95MSUA36040B** | 36200 | 15.5 | 8.5 | 38500 | 35000 | 90.91% | 2.04 | 0 | 10 |  |  |  | No | R-410A | 3.0167 | Residential & Commercial | Ducted CEE Tier 1
213076520 | Central HP <5.4 tons | PAYNE HEATING AND COOLING | HRCU-A-CB (Split System: Heat Pump with Remote Outdoor Unit-Air-Source) | 38MURAQ36AB3* |  |  | CAP**4321AL* | PG80VTLB48070B** | 36200 | 16 | 8.5 | 38000 | 34800 | 91.58% | 2.04 | 0 | 10 |  |  |  | No | R-410A | 3.0167 | Residential & Commercial | Ducted CEE Tier 1
213076575 | Central HP <5.4 tons | PAYNE HEATING AND COOLING | HRCU-A-CB (Split System: Heat Pump with Remote Outdoor Unit-Air-Source) | 38MURAQ36AB3* |  |  | CNPV*4821AL* | PG80VTLB48070B** | 35600 | 16 | 8.1 | 38500 | 35000 | 90.91% | 1.98 | 0 | 10 |  |  |  | No | R-410A | 2.9667 | Residential & Commercial | Ducted CEE Tier 1
215471328 | Central HP <5.4 tons | MIDEA | HRCU-A-CB (Split System: Heat Pump with Remote Outdoor Unit-Air-Source) | MO1BE-H36B-2A |  |  | MAUHE-H36B-2A |  | 36000 | 16.1 | 8.7 | 36000 | 27000 | 75% | 2 | 0 | 10 |  |  |  | No | R-454B | 3 | Residential & Commercial | Ducted CEE Tier 1
214610382 | Central HP <5.4 tons | Kepler | HRCU-A-C (Split System: Heat Pump with Remote Outdoor Unit with No Indoor Fan --Air Source) | AZPN/B36WDUID |  |  | AZPN/C36WAC-UC |  | 35000 | 15.2 | 8.5 | 36000 | 30000 | 83.33% | 1.8 | 0 | 10 |  |  |  | No | R-410A | 2.9167 | Residential & Commercial | Ducted CEE Tier 1
214594891 | Central HP <5.4 tons | MIDEA | HRCU-A-CB (Split System: Heat Pump with Remote Outdoor Unit-Air-Source) | MOX430U-18HFN1-M |  |  | MVBL-18HWFN1-MH3 |  | 18000 | 17 | 9.5 | 19000 | 18000 | 94.74% | 2 | 0 | 12.4 |  |  |  | No | R-410A | 1.5 | Residential & Commercial | Ducted CEE Tier 1
214396940 | Central HP <5.4 tons | JOHNSON CONTROLS | HRCU-A-CB (Split System: Heat Pump with Remote Outdoor Unit-Air-Source) | HH836E2S11 |  |  | CTF48C5CFS1 | TMLE080C16MP11 | 33200 | 19 | 9 | 31200 | 25400 | 81.41% | 2 | 0 | 11 |  |  |  | No | R-454B | 2.7667 | Residential & Commercial | Ducted CEE Tier 1
213062281 | Central HP <5.4 tons | Kepler | HRCU-A-C (Split System: Heat Pump with Remote Outdoor Unit with No Indoor Fan --Air Source) | AZPN/18WD |  |  | AZPN/B24WAC |  | 18000 | 16.1 | 9.5 | 19000 | 15000 | 78.95% | 2.2 | 11.6 | 11.7 |  |  |  | No | R-410A | 1.5 | Residential & Commercial | Ducted CEE Tier 1
213062282 | Central HP <5.4 tons | Kepler | HRCU-A-C (Split System: Heat Pump with Remote Outdoor Unit with No Indoor Fan --Air Source) | AZPN/24WD |  |  | AZPN/B24WAC |  | 24000 | 16.5 | 9.5 | 25000 | 20000 | 80% | 1.95 | 11 | 10.7 |  |  |  | No | R-410A | 2 | Residential & Commercial | Ducted CEE Tier 1
215853339 | Central HP <5.4 tons | JOHNSON CONTROLS | HRCU-A-CB (Split System: Heat Pump with Remote Outdoor Unit-Air-Source) | HH836E2S11 |  |  | CTF36C5CDS1 | Z9ES100C16SMPS1 | 34600 | 17 | 8.5 | 32800 | 27000 | 82.32% | 2 | 0 | 11 |  |  |  | No | R-454B | 2.8833 | Residential & Commercial | Ducted CEE Tier 1
212978159 | Central HP <5.4 tons | SMART COMFORT | HRCU-A-CB (Split System: Heat Pump with Remote Outdoor Unit-Air-Source) | DLCURAH24ABK |  |  | EA*4X37L17A* | *80MS(N,L)0701412A* | 24000 | 17.5 | 8.5 | 25200 | 22200 | 88.1% | 1.86 | 0 | 10 |  |  |  | No | R-410A | 2 | Residential & Commercial | Ducted CEE Tier 1
212976054 | Central HP <5.4 tons | SMART COMFORT | HRCU-A-CB (Split System: Heat Pump with Remote Outdoor Unit-Air-Source) | DLCURAH24ABK |  |  | EA*4X36L21A* | *96VTN0801716B* | 23600 | 17 | 8.5 | 26200 | 24000 | 91.6% | 2 | 0 | 10 |  |  |  | No | R-410A | 1.9667 | Residential & Commercial | Ducted CEE Tier 1
212975736 | Central HP <5.4 tons | SMART COMFORT | HRCU-A-CB (Split System: Heat Pump with Remote Outdoor Unit-Air-Source) | DLCURAH24ABK |  |  | EN(A,D)4X30L14** | *96VTN0601412B* | 23400 | 16.5 | 8.1 | 26000 | 24400 | 93.85% | 2.02 | 0 | 10 |  |  |  | No | R-410A | 1.95 | Residential & Commercial | Ducted CEE Tier 1
212984058 | Central HP <5.4 tons | SMART COMFORT | HRCU-A-CB (Split System: Heat Pump with Remote Outdoor Unit-Air-Source) | DLCURAH24ABK |  |  | EA*4X30L17A* | *92MSN0601714A* | 23600 | 17 | 8.5 | 26400 | 24600 | 93.18% | 2.04 | 0 | 10 |  |  |  | No | R-410A | 1.9667 | Residential & Commercial | Ducted CEE Tier 1
212981757 | Central HP <5.4 tons | SMART COMFORT | HRCU-A-CB (Split System: Heat Pump with Remote Outdoor Unit-Air-Source) | DLCURAH24ABK |  |  | EA*4X37L17A* | *80MSU1002120A* | 24200 | 16.5 | 8.5 | 25200 | 22000 | 87.3% | 1.84 | 0 | 10 |  |  |  | No | R-410A | 2.0167 | Residential & Commercial | Ducted CEE Tier 1
211245106 | Central HP <5.4 tons | SMART COMFORT | HRCU-A-CB (Split System: Heat Pump with Remote Outdoor Unit-Air-Source) | DLCURAH24ABK |  |  | EN(A,D,W)4X36L17** | *96VTN0601714A* | 24000 | 16.5 | 8.1 | 26200 | 23200 | 88.55% | 1.92 | 0 | 10 |  |  |  | No | R-410A | 2 | Residential & Commercial | Ducted CEE Tier 1
213076718 | Central HP <5.4 tons | PAYNE HEATING AND COOLING | HRCU-A-CB (Split System: Heat Pump with Remote Outdoor Unit-Air-Source) | 38MURAQ36AB3* |  |  | CNPV*4824AL* | PG80VTLB60090C** | 36000 | 16.5 | 8.1 | 38500 | 35000 | 90.91% | 2 | 0 | 10 |  |  |  | No | R-410A | 3 | Residential & Commercial | Ducted CEE Tier 1
212383470 | Central HP <5.4 tons | PAYNE HEATING AND COOLING | HRCU-A-CB (Split System: Heat Pump with Remote Outdoor Unit-Air-Source) | 38MURAQ36AB3* |  |  | CAP**4321AL* | PG92ESAA48080B** | 36400 | 16 | 8.5 | 38500 | 34800 | 90.39% | 2.08 | 0 | 10 |  |  |  | No | R-410A | 3.0333 | Residential & Commercial | Ducted CEE Tier 1
211228354 | Central HP <5.4 tons | PAYNE HEATING AND COOLING | HRCU-A-CB (Split System: Heat Pump with Remote Outdoor Unit-Air-Source) | 38MURAQ36AB3* |  |  | CAP**4321AL* | PG80ESUA60080C** | 38000 | 15.5 | 8.5 | 39000 | 35000 | 89.74% | 2.16 | 0 | 10 |  |  |  | No | R-410A | 3.1667 | Residential & Commercial | Ducted CEE Tier 1
211226955 | Central HP <5.4 tons | PAYNE HEATING AND COOLING | HRCU-A-CB (Split System: Heat Pump with Remote Outdoor Unit-Air-Source) | 38MURAQ36AB3* |  |  | CAP**3721AL* | PG80VTLA66110C** | 37000 | 15.5 | 8.5 | 38500 | 34800 | 90.39% | 2.12 | 0 | 10 |  |  |  | No | R-410A | 3.0833 | Residential & Commercial | Ducted CEE Tier 1
211227355 | Central HP <5.4 tons | PAYNE HEATING AND COOLING | HRCU-A-CB (Split System: Heat Pump with Remote Outdoor Unit-Air-Source) | 38MURAQ36AB3* |  |  | CAP**4221AL* | PG80ES(A,L)A60090C** | 36000 | 16 | 8.1 | 39500 | 35000 | 88.61% | 1.9 | 0 | 10 |  |  |  | No | R-410A | 3 | Residential & Commercial | Ducted CEE Tier 1
211227573 | Central HP <5.4 tons | PAYNE HEATING AND COOLING | HRCU-A-CB (Split System: Heat Pump with Remote Outdoor Unit-Air-Source) | 38MURAQ36AB3* |  |  | CAP**4221AL* | PG95ESAA60080C** | 36000 | 15.5 | 8.1 | 39500 | 35200 | 89.11% | 1.92 | 0 | 10 |  |  |  | No | R-410A | 3 | Residential & Commercial | Ducted CEE Tier 1
211260013 | Central HP <5.4 tons | PAYNE HEATING AND COOLING | HRCU-A-CB (Split System: Heat Pump with Remote Outdoor Unit-Air-Source) | 38MURAQ18AB3* |  |  | CAP**1917AL* | PG80ESUA48060B** | 19100 | 16.5 | 9 | 19000 | 17400 | 91.58% | 2.14 | 0 | 11 |  |  |  | No | R-410A | 1.5917 | Residential & Commercial | Ducted CEE Tier 1
213075907 | Central HP <5.4 tons | SMART COMFORT | HRCU-A-CB (Split System: Heat Pump with Remote Outdoor Unit-Air-Source) | DLCURAH36ABK |  |  | EA*4X42L21A* | *95MSU1002120A* | 35600 | 16 | 8.1 | 38500 | 35200 | 91.43% | 1.9 | 0 | 10 |  |  |  | No | R-410A | 2.9667 | Residential & Commercial | Ducted CEE Tier 1
212977260 | Central HP <5.4 tons | SMART COMFORT | HRCU-A-CB (Split System: Heat Pump with Remote Outdoor Unit-Air-Source) | DLCURAH36ABK |  |  | EA*4X48L24A* | *96VTN1202422B* | 35600 | 16.5 | 8.5 | 37800 | 34600 | 91.53% | 2.02 | 0 | 10 |  |  |  | No | R-410A | 2.9667 | Residential & Commercial | Ducted CEE Tier 1
212974200 | Central HP <5.4 tons | SMART COMFORT | HRCU-A-CB (Split System: Heat Pump with Remote Outdoor Unit-Air-Source) | DLCURAH36ABK |  |  | EA*4X48L24A* | *96VSN0802120B* | 35400 | 16.5 | 8.1 | 37800 | 34600 | 91.53% | 2 | 0 | 10 |  |  |  | No | R-410A | 2.95 | Residential & Commercial | Ducted CEE Tier 1
212367435 | Central HP <5.4 tons | Bladex | HRCU-A-C (Split System: Heat Pump with Remote Outdoor Unit with No Indoor Fan --Air Source) | BX31U-36HPHYHA |  |  | BLC-36HWAC1 |  | 35000 | 15.2 | 10 | 39000 | 32000 | 82.05% | 2 | 10.2 | 10 |  |  |  | No | R-410A | 2.9167 | Residential & Commercial | Ducted CEE Tier 1
214610379 | Central HP <5.4 tons | Kepler | HRCU-A-C (Split System: Heat Pump with Remote Outdoor Unit with No Indoor Fan --Air Source) | AZPN/36WD |  |  | AZPN/B36WAC-UC |  | 35000 | 15.5 | 8.6 | 38000 | 31600 | 83.16% | 1.85 | 0 | 10 |  |  |  | No | R-410A | 2.9167 | Residential & Commercial | Ducted CEE Tier 1
206766879 | Central HP <5.4 tons | TEMPSTAR | HRCU-A-CB (Split System: Heat Pump with Remote Outdoor Unit-Air-Source) | TVH825GKA3* |  |  | EHD4X30AAL+WALLCON | *80CTL0901716A* | 23800 | 16 | 8.1 | 21800 | 16700 | 76.61% | 1.98 | 11 | 10.5 |  |  |  | No | R-410A | 1.9833 | Residential & Commercial | Ducted CEE Tier 1
206767113 | Central HP <5.4 tons | TEMPSTAR | HRCU-A-CB (Split System: Heat Pump with Remote Outdoor Unit-Air-Source) | TVH825GKA3* |  |  | EA*4X30L17A*+WALLCON | *80CSU0401712A* | 23400 | 16.5 | 8.1 | 21600 | 16700 | 77.31% | 1.9 | 11 | 10.5 |  |  |  | No | R-410A | 1.95 | Residential & Commercial | Ducted CEE Tier 1
206767230 | Central HP <5.4 tons | TEMPSTAR | HRCU-A-CB (Split System: Heat Pump with Remote Outdoor Unit-Air-Source) | TVH825GKA3* |  |  | EA*4X37L21A*+WALLCON | *80CSU1002120A* | 24400 | 16.5 | 8.1 | 21200 | 16700 | 78.77% | 2.02 | 11.5 | 10.5 |  |  |  | No | R-410A | 2.0333 | Residential & Commercial | Ducted CEE Tier 1
214610377 | Central HP <5.4 tons | Kepler | HRCU-A-C (Split System: Heat Pump with Remote Outdoor Unit with No Indoor Fan --Air Source) | AZPN/30WD |  |  | AZPN/B36WAC-UC |  | 29000 | 15.2 | 8.5 | 31000 | 22600 | 72.9% | 1.8 | 0 | 10 |  |  |  | No | R-410A | 2.4167 | Residential & Commercial | Ducted CEE Tier 1
211229247 | Central HP <5.4 tons | PAYNE HEATING AND COOLING | HRCU-A-CB (Split System: Heat Pump with Remote Outdoor Unit-Air-Source) | 38MURAQ36AB3* |  |  | CAP**4824AL* | PG80ES(A,L)A48070C** | 35800 | 16.5 | 8.5 | 37800 | 34600 | 91.53% | 2.04 | 0 | 10 |  |  |  | No | R-410A | 2.9833 | Residential & Commercial | Ducted CEE Tier 1
211229331 | Central HP <5.4 tons | PAYNE HEATING AND COOLING | HRCU-A-CB (Split System: Heat Pump with Remote Outdoor Unit-Air-Source) | 38MURAQ36AB3* |  |  | CAP**4824AL* | PG80ES(A,L)A60155D** | 37000 | 16 | 8.5 | 38500 | 34800 | 90.39% | 2.12 | 0 | 10 |  |  |  | No | R-410A | 3.0833 | Residential & Commercial | Ducted CEE Tier 1
211229388 | Central HP <5.4 tons | PAYNE HEATING AND COOLING | HRCU-A-CB (Split System: Heat Pump with Remote Outdoor Unit-Air-Source) | 38MURAQ36AB3* |  |  | CAP**4824AL* | PG80ESUA60100C** | 36000 | 16 | 8.5 | 38500 | 34600 | 89.87% | 2.06 | 0 | 10 |  |  |  | No | R-410A | 3 | Residential & Commercial | Ducted CEE Tier 1
211229399 | Central HP <5.4 tons | PAYNE HEATING AND COOLING | HRCU-A-CB (Split System: Heat Pump with Remote Outdoor Unit-Air-Source) | 38MURAQ36AB3* |  |  | CAP**4824AL* | PG80VTLA60090C** | 35600 | 16.5 | 8.1 | 37800 | 34600 | 91.53% | 2.04 | 0 | 10 |  |  |  | No | R-410A | 2.9667 | Residential & Commercial | Ducted CEE Tier 1
213076796 | Central HP <5.4 tons | SMART COMFORT | HRCU-A-CB (Split System: Heat Pump with Remote Outdoor Unit-Air-Source) | DLCURAH36ABK |  |  | EA*4X48L21A* | *80VTL1102122B* | 36200 | 16 | 8.5 | 38000 | 34800 | 91.58% | 2.04 | 0 | 10 |  |  |  | No | R-410A | 3.0167 | Residential & Commercial | Ducted CEE Tier 1
213077133 | Central HP <5.4 tons | SMART COMFORT | HRCU-A-CB (Split System: Heat Pump with Remote Outdoor Unit-Air-Source) | DLCURAH36ABK |  |  | EN(A,D)4X48L24** | *96VSN0802120B* | 35600 | 16.5 | 8.1 | 38500 | 34800 | 90.39% | 1.98 | 0 | 10 |  |  |  | No | R-410A | 2.9667 | Residential & Commercial | Ducted CEE Tier 1
213077183 | Central HP <5.4 tons | SMART COMFORT | HRCU-A-CB (Split System: Heat Pump with Remote Outdoor Unit-Air-Source) | DLCURAH36ABK |  |  | EA*4X43L21A* | *96VSN1002120B* | 36200 | 16 | 8.5 | 38000 | 34800 | 91.58% | 2.04 | 0 | 10 |  |  |  | No | R-410A | 3.0167 | Residential & Commercial | Ducted CEE Tier 1
213077233 | Central HP <5.4 tons | SMART COMFORT | HRCU-A-CB (Split System: Heat Pump with Remote Outdoor Unit-Air-Source) | DLCURAH36ABK |  |  | EN(A,D)4X48L24** | *96VSN1002120B* | 36000 | 16.5 | 8.1 | 38500 | 35000 | 90.91% | 2 | 0 | 10 |  |  |  | No | R-410A | 3 | Residential & Commercial | Ducted CEE Tier 1
213077516 | Central HP <5.4 tons | SMART COMFORT | HRCU-A-CB (Split System: Heat Pump with Remote Outdoor Unit-Air-Source) | DLCURAH36ABK |  |  | EA*4X42L24A* | *96VTN0802120B* | 35000 | 16 | 8.1 | 38500 | 35000 | 90.91% | 1.88 | 0 | 10 |  |  |  | No | R-410A | 2.9167 | Residential & Commercial | Ducted CEE Tier 1
212978147 | Central HP <5.4 tons | SMART COMFORT | HRCU-A-CB (Split System: Heat Pump with Remote Outdoor Unit-Air-Source) | DLCURAH24ABK |  |  | EA*4X36L17A* | *80MS(N,L)0701412A* | 23600 | 17.5 | 8.5 | 26200 | 23800 | 90.84% | 2 | 0 | 10 |  |  |  | No | R-410A | 1.9667 | Residential & Commercial | Ducted CEE Tier 1
212971191 | Central HP <5.4 tons | SMART COMFORT | HRCU-A-CB (Split System: Heat Pump with Remote Outdoor Unit-Air-Source) | DLCURAH24ABK |  |  | EA*4X37L17A* | *80VTL0451412B* | 24200 | 17 | 8.5 | 25200 | 22000 | 87.3% | 1.84 | 0 | 10 |  |  |  | No | R-410A | 2.0167 | Residential & Commercial | Ducted CEE Tier 1
212987805 | Central HP <5.4 tons | SMART COMFORT | HRCU-A-CB (Split System: Heat Pump with Remote Outdoor Unit-Air-Source) | DLCURAH24ABK |  |  | EA*4X36L21A* | *96MSM0802120A* | 23800 | 17 | 8.5 | 26200 | 23600 | 90.08% | 1.96 | 0 | 10 |  |  |  | No | R-410A | 1.9833 | Residential & Commercial | Ducted CEE Tier 1
212989174 | Central HP <5.4 tons | SMART COMFORT | HRCU-A-CB (Split System: Heat Pump with Remote Outdoor Unit-Air-Source) | DLCURAH24ABK |  |  | EA*4X36L17A* | *95MSU0601716A* | 23600 | 17 | 8.5 | 26200 | 24000 | 91.6% | 1.98 | 0 | 10 |  |  |  | No | R-410A | 1.9667 | Residential & Commercial | Ducted CEE Tier 1
212989258 | Central HP <5.4 tons | SMART COMFORT | HRCU-A-CB (Split System: Heat Pump with Remote Outdoor Unit-Air-Source) | DLCURAH24ABK |  |  | EN(A,D)4X36L21** | *95MSU0601716A* | 23600 | 17 | 8.5 | 26400 | 24400 | 92.42% | 2.02 | 0 | 10.5 |  |  |  | No | R-410A | 1.9667 | Residential & Commercial | Ducted CEE Tier 1
211245609 | Central HP <5.4 tons | PAYNE HEATING AND COOLING | HRCU-A-CB (Split System: Heat Pump with Remote Outdoor Unit-Air-Source) | 38MURAQ24AB3* |  |  | CNPV*3621AL* | PG80ES(A,L)A48070C** | 24200 | 17 | 8.1 | 26200 | 22800 | 87.02% | 1.9 | 0 | 10.5 |  |  |  | No | R-410A | 2.0167 | Residential & Commercial | Ducted CEE Tier 1
212970014 | Central HP <5.4 tons | SMART COMFORT | HRCU-A-CB (Split System: Heat Pump with Remote Outdoor Unit-Air-Source) | DLCURAH18ABK |  |  | EN(A,D)4X24L17** | *80VSL0701716B* | 17700 | 16 | 8.5 | 18700 | 19100 | 102.1% | 2.3 | 0 | 11 |  |  |  | No | R-410A | 1.475 | Residential & Commercial | Ducted CEE Tier 1
212986677 | Central HP <5.4 tons | SMART COMFORT | HRCU-A-CB (Split System: Heat Pump with Remote Outdoor Unit-Air-Source) | DLCURAH18ABK |  |  | EA*4X24L17A* | *96MSM0401712A* | 17200 | 15.5 | 8.5 | 18300 | 19400 | 106% | 2.32 | 0 | 10 |  |  |  | No | R-410A | 1.4333 | Residential & Commercial | Ducted CEE Tier 1
211264892 | Central HP <5.4 tons | SMART COMFORT | HRCU-A-CB (Split System: Heat Pump with Remote Outdoor Unit-Air-Source) | DLCURAH18ABK |  |  | FXM4X24**AL |  | 18100 | 16 | 8.5 | 18600 | 18500 | 99.46% | 2.22 | 0 | 10.5 |  |  |  | No | R-410A | 1.5083 | Residential & Commercial | Ducted CEE Tier 1
211263286 | Central HP <5.4 tons | SMART COMFORT | HRCU-A-CB (Split System: Heat Pump with Remote Outdoor Unit-Air-Source) | DLCURAH18ABK |  |  | EN(A,D)4X24L17** | *96VTN0601714A* | 17600 | 15.5 | 8.5 | 18600 | 18900 | 101.6% | 2.26 | 0 | 10.5 |  |  |  | No | R-410A | 1.4667 | Residential & Commercial | Ducted CEE Tier 1
212973390 | Central HP <5.4 tons | SMART COMFORT | HRCU-A-CB (Split System: Heat Pump with Remote Outdoor Unit-Air-Source) | DLCURAH18ABK |  |  | EN(A,D)4X30L14** | *96VSN0601412B* | 17400 | 16 | 8.1 | 18000 | 18700 | 103.9% | 2.24 | 0 | 11 |  |  |  | No | R-410A | 1.45 | Residential & Commercial | Ducted CEE Tier 1
211245503 | Central HP <5.4 tons | PAYNE HEATING AND COOLING | HRCU-A-CB (Split System: Heat Pump with Remote Outdoor Unit-Air-Source) | 38MURAQ24AB3* |  |  | CNPV*3621AL* | PG95ESAA60080C** | 24600 | 16.5 | 8.5 | 26600 | 22400 | 84.21% | 1.84 | 0 | 10.5 |  |  |  | No | R-410A | 2.05 | Residential & Commercial | Ducted CEE Tier 1
204299564 | Central HP <5.4 tons | TEMPSTAR | HRCU-A-CB (Split System: Heat Pump with Remote Outdoor Unit-Air-Source) | TVH837GKA** |  |  | END4X42L17**+WALLCON | *80CTL0901716A* | 32200 | 17.5 | 8.1 | 33000 | 24600 | 74.55% | 1.92 | 11 | 11.7 |  |  |  | No | R-410A | 2.6833 | Residential & Commercial | Ducted CEE Tier 1
207335554 | Central HP <5.4 tons | NAPOLEON | HRCU-A-CB (Split System: Heat Pump with Remote Outdoor Unit-Air-Source) | NS18HV48A60 |  |  | NPFX48A |  | 48000 | 17 | 9 | 48000 | 39000 | 81.25% | 1.8 | 11.5 | 11 |  |  |  | No | R-410A | 4 | Residential & Commercial | Ducted CEE Tier 1
212383458 | Central HP <5.4 tons | PAYNE HEATING AND COOLING | HRCU-A-CB (Split System: Heat Pump with Remote Outdoor Unit-Air-Source) | 38MURAQ36AB3* |  |  | CAP**4321AL* | PG80ES(A,L)A48070B** | 36800 | 15.5 | 8.5 | 39000 | 34800 | 89.23% | 2.1 | 0 | 10 |  |  |  | No | R-410A | 3.0667 | Residential & Commercial | Ducted CEE Tier 1
213078922 | Central HP <5.4 tons | SMART COMFORT | HRCU-A-CB (Split System: Heat Pump with Remote Outdoor Unit-Air-Source) | DLCURAH36ABK |  |  | END4X42L17** | *80MSU1002120A* | 36000 | 15.5 | 8.1 | 39000 | 35200 | 90.26% | 1.96 | 0 | 10 |  |  |  | No | R-410A | 3 | Residential & Commercial | Ducted CEE Tier 1
211226620 | Central HP <5.4 tons | SMART COMFORT | HRCU-A-CB (Split System: Heat Pump with Remote Outdoor Unit-Air-Source) | DLCURAH36ABK |  |  | EA*4X37L17A* | *92ESN0601412A* | 36200 | 15.2 | 8.5 | 38500 | 35000 | 90.91% | 2.02 | 0 | 10 |  |  |  | No | R-410A | 3.0167 | Residential & Commercial | Ducted CEE Tier 1
213061680 | Central HP <5.4 tons | NAPOLEON | HRCU-A-C (Split System: Heat Pump with Remote Outdoor Unit with No Indoor Fan --Air Source) | WSEHV2436RA1-N |  |  | WPCCA24 |  | 23000 | 15.2 | 8.5 | 24000 | 21600 | 90% | 1.8 | 0 | 11 |  |  |  | No | R-410A | 1.9167 | Residential & Commercial | Ducted CEE Tier 1
213079054 | Central HP <5.4 tons | SMART COMFORT | HRCU-A-CB (Split System: Heat Pump with Remote Outdoor Unit-Air-Source) | DLCURAH36ABK |  |  | END4X42L17** | *80MSU0401712A* | 35400 | 15.5 | 8.5 | 39000 | 34800 | 89.23% | 1.94 | 0 | 10 |  |  |  | No | R-410A | 2.95 | Residential & Commercial | Ducted CEE Tier 1
211245872 | Central HP <5.4 tons | PAYNE HEATING AND COOLING | HRCU-A-CB (Split System: Heat Pump with Remote Outdoor Unit-Air-Source) | 38MURAQ24AB3* |  |  | FMA4P30**AL* |  | 25200 | 15.2 | 9 | 27800 | 21600 | 77.7% | 1.78 | 0 | 10 |  |  |  | No | R-410A | 2.1 | Residential & Commercial | Ducted CEE Tier 1
211245793 | Central HP <5.4 tons | PAYNE HEATING AND COOLING | HRCU-A-CB (Split System: Heat Pump with Remote Outdoor Unit-Air-Source) | 38MURAQ24AB3* |  |  | FB4CNF030L |  | 24000 | 17 | 8.5 | 26200 | 23400 | 89.31% | 1.94 | 0 | 10 |  |  |  | No | R-410A | 2 | Residential & Commercial | Ducted CEE Tier 1
211240354 | Central HP <5.4 tons | PAYNE HEATING AND COOLING | HRCU-A-CB (Split System: Heat Pump with Remote Outdoor Unit-Air-Source) | 38MURAQ24AB3* |  |  | CAP**2414AL* | PG80ES(A,L)A36070A** | 24000 | 16.5 | 8.5 | 26800 | 24000 | 89.55% | 1.98 | 0 | 10 |  |  |  | No | R-410A | 2 | Residential & Commercial | Ducted CEE Tier 1
211240697 | Central HP <5.4 tons | PAYNE HEATING AND COOLING | HRCU-A-CB (Split System: Heat Pump with Remote Outdoor Unit-Air-Source) | 38MURAQ24AB3* |  |  | CAP**2417AL* | PG92ESAA48080B** | 24000 | 17 | 8.5 | 26800 | 23800 | 88.81% | 1.96 | 0 | 10 |  |  |  | No | R-410A | 2 | Residential & Commercial | Ducted CEE Tier 1
211240979 | Central HP <5.4 tons | PAYNE HEATING AND COOLING | HRCU-A-CB (Split System: Heat Pump with Remote Outdoor Unit-Air-Source) | 38MURAQ24AB3* |  |  | CAP**2517AL* | PG80VTLA48070B** | 24800 | 17 | 8.5 | 25400 | 21200 | 83.46% | 1.78 | 0 | 10.5 |  |  |  | No | R-410A | 2.0667 | Residential & Commercial | Ducted CEE Tier 1
211260506 | Central HP <5.4 tons | PAYNE HEATING AND COOLING | HRCU-A-CB (Split System: Heat Pump with Remote Outdoor Unit-Air-Source) | 38MURAQ18AB3* |  |  | CAP**2417AL* | PG95ESAA30026A** | 18000 | 15.5 | 8.5 | 19000 | 18900 | 99.47% | 2.26 | 0 | 10.5 |  |  |  | No | R-410A | 1.5 | Residential & Commercial | Ducted CEE Tier 1
211260758 | Central HP <5.4 tons | PAYNE HEATING AND COOLING | HRCU-A-CB (Split System: Heat Pump with Remote Outdoor Unit-Air-Source) | 38MURAQ18AB3* |  |  | CAP**2517AL* | PG95ESUA36040B** | 18200 | 16.5 | 8.5 | 18000 | 17600 | 97.78% | 2.12 | 0 | 11 |  |  |  | No | R-410A | 1.5167 | Residential & Commercial | Ducted CEE Tier 1
211261760 | Central HP <5.4 tons | PAYNE HEATING AND COOLING | HRCU-A-CB (Split System: Heat Pump with Remote Outdoor Unit-Air-Source) | 38MURAQ18AB3* |  |  | CAP**3017AL* | PG80VTLA36045A** | 17800 | 16.5 | 8.5 | 18300 | 18500 | 101.1% | 2.22 | 0 | 10.5 |  |  |  | No | R-410A | 1.4833 | Residential & Commercial | Ducted CEE Tier 1
212986232 | Central HP <5.4 tons | SMART COMFORT | HRCU-A-CB (Split System: Heat Pump with Remote Outdoor Unit-Air-Source) | DLCURAH24ABK |  |  | EN(A,D)4X24L17** | *96MSN0401410A* | 23200 | 16 | 8.5 | 27000 | 25200 | 93.33% | 2.1 | 0 | 10 |  |  |  | No | R-410A | 1.9333 | Residential & Commercial | Ducted CEE Tier 1
211245846 | Central HP <5.4 tons | SMART COMFORT | HRCU-A-CB (Split System: Heat Pump with Remote Outdoor Unit-Air-Source) | DLCURAH24ABK |  |  | FXM4X30**AL |  | 24200 | 16.5 | 8.5 | 26000 | 22600 | 86.92% | 1.86 | 0 | 10 |  |  |  | No | R-410A | 2.0167 | Residential & Commercial | Ducted CEE Tier 1
211245374 | Central HP <5.4 tons | SMART COMFORT | HRCU-A-CB (Split System: Heat Pump with Remote Outdoor Unit-Air-Source) | DLCURAH24ABK |  |  | EN(A,D)4X36L21** | *80ES(N,L)0701716A* | 24800 | 16 | 8.1 | 26800 | 22200 | 82.84% | 1.82 | 0 | 10.5 |  |  |  | No | R-410A | 2.0667 | Residential & Commercial | Ducted CEE Tier 1
211245719 | Central HP <5.4 tons | SMART COMFORT | HRCU-A-CB (Split System: Heat Pump with Remote Outdoor Unit-Air-Source) | DLCURAH24ABK |  |  | EN(A,D)4X36L21** | *95ESN0801716A* | 24600 | 15.5 | 8.1 | 26800 | 22200 | 82.84% | 1.82 | 0 | 10 |  |  |  | No | R-410A | 2.05 | Residential & Commercial | Ducted CEE Tier 1
212979128 | Central HP <5.4 tons | SMART COMFORT | HRCU-A-CB (Split System: Heat Pump with Remote Outdoor Unit-Air-Source) | DLCURAH24ABK |  |  | EA*4X24L17A* | *80MS(N,L)0701716A* | 23400 | 17 | 9 | 26800 | 26400 | 98.51% | 2.24 | 0 | 10 |  |  |  | No | R-410A | 1.95 | Residential & Commercial | Ducted CEE Tier 1
212976067 | Central HP <5.4 tons | SMART COMFORT | HRCU-A-CB (Split System: Heat Pump with Remote Outdoor Unit-Air-Source) | DLCURAH24ABK |  |  | EA*4X37L17A* | *96VTN0801716B* | 24200 | 17 | 8.5 | 25800 | 22200 | 86.05% | 1.84 | 0 | 10 |  |  |  | No | R-410A | 2.0167 | Residential & Commercial | Ducted CEE Tier 1
213079138 | Central HP <5.4 tons | SMART COMFORT | HRCU-A-CB (Split System: Heat Pump with Remote Outdoor Unit-Air-Source) | DLCURAH36ABK |  |  | EA*4X43L21A* | *80MSU0601716A* | 36600 | 16.5 | 8.5 | 38000 | 34800 | 91.58% | 2.08 | 0 | 10 |  |  |  | No | R-410A | 3.05 | Residential & Commercial | Ducted CEE Tier 1
213079186 | Central HP <5.4 tons | SMART COMFORT | HRCU-A-CB (Split System: Heat Pump with Remote Outdoor Unit-Air-Source) | DLCURAH36ABK |  |  | EN(A,D,W)4X48L21** | *80MSU0601716A* | 35800 | 16.5 | 8.1 | 38500 | 34800 | 90.39% | 2 | 0 | 10 |  |  |  | No | R-410A | 2.9833 | Residential & Commercial | Ducted CEE Tier 1
213079270 | Central HP <5.4 tons | SMART COMFORT | HRCU-A-CB (Split System: Heat Pump with Remote Outdoor Unit-Air-Source) | DLCURAH36ABK |  |  | EA*4X48L21A* | *80MSU0802120A* | 36200 | 16.5 | 8.5 | 38000 | 34600 | 91.05% | 2.06 | 0 | 10 |  |  |  | No | R-410A | 3.0167 | Residential & Commercial | Ducted CEE Tier 1
211228139 | Central HP <5.4 tons | PAYNE HEATING AND COOLING | HRCU-A-CB (Split System: Heat Pump with Remote Outdoor Unit-Air-Source) | 38MURAQ36AB3* |  |  | CAP**4224AL* | PG96VTAA66120D** | 35600 | 16 | 8.1 | 38500 | 35000 | 90.91% | 1.88 | 0 | 10 |  |  |  | No | R-410A | 2.9667 | Residential & Commercial | Ducted CEE Tier 1
211228457 | Central HP <5.4 tons | PAYNE HEATING AND COOLING | HRCU-A-CB (Split System: Heat Pump with Remote Outdoor Unit-Air-Source) | 38MURAQ36AB3* |  |  | CAP**4321AL* | PG92ESAA60100C** | 37200 | 16 | 8.5 | 38500 | 34800 | 90.39% | 2.12 | 0 | 10 |  |  |  | No | R-410A | 3.1 | Residential & Commercial | Ducted CEE Tier 1
211228810 | Central HP <5.4 tons | PAYNE HEATING AND COOLING | HRCU-A-CB (Split System: Heat Pump with Remote Outdoor Unit-Air-Source) | 38MURAQ36AB3* |  |  | CAP**4821AL* | PG80ES(A,L)A60110C** | 35800 | 16.5 | 8.5 | 38500 | 34600 | 89.87% | 2.04 | 0 | 10 |  |  |  | No | R-410A | 2.9833 | Residential & Commercial | Ducted CEE Tier 1
211230131 | Central HP <5.4 tons | PAYNE HEATING AND COOLING | HRCU-A-CB (Split System: Heat Pump with Remote Outdoor Unit-Air-Source) | 38MURAQ36AB3* |  |  | CNPV*4821AL* | PG92ESAA60080C** | 35800 | 16.5 | 8.1 | 38500 | 34800 | 90.39% | 2.02 | 0 | 10.5 |  |  |  | No | R-410A | 2.9833 | Residential & Commercial | Ducted CEE Tier 1
211241288 | Central HP <5.4 tons | PAYNE HEATING AND COOLING | HRCU-A-CB (Split System: Heat Pump with Remote Outdoor Unit-Air-Source) | 38MURAQ24AB3* |  |  | CAP**3014AL* | PG95ESAA36060A** | 24200 | 15.5 | 8.5 | 26600 | 22800 | 85.71% | 1.86 | 0 | 10 |  |  |  | No | R-410A | 2.0167 | Residential & Commercial | Ducted CEE Tier 1
211241531 | Central HP <5.4 tons | PAYNE HEATING AND COOLING | HRCU-A-CB (Split System: Heat Pump with Remote Outdoor Unit-Air-Source) | 38MURAQ24AB3* |  |  | CAP**3017AL* | PG80VTLA48090B** | 23800 | 17 | 8.5 | 26000 | 23600 | 90.77% | 1.96 | 0 | 10 |  |  |  | No | R-410A | 1.9833 | Residential & Commercial | Ducted CEE Tier 1
212986724 | Central HP <5.4 tons | SMART COMFORT | HRCU-A-CB (Split System: Heat Pump with Remote Outdoor Unit-Air-Source) | DLCURAH18ABK |  |  | EN(A,D)4X30L17** | *96MSN0401712A* | 17400 | 15.5 | 8.1 | 18100 | 18700 | 103.3% | 2.24 | 0 | 10.5 |  |  |  | No | R-410A | 1.45 | Residential & Commercial | Ducted CEE Tier 1
211263522 | Central HP <5.4 tons | SMART COMFORT | HRCU-A-CB (Split System: Heat Pump with Remote Outdoor Unit-Air-Source) | DLCURAH18ABK |  |  | EN(A,D)4X24L17** | *80ESU0601716A | 18500 | 16 | 8.5 | 19400 | 18500 | 95.36% | 2.24 | 0 | 11 |  |  |  | No | R-410A | 1.5417 | Residential & Commercial | Ducted CEE Tier 1
212979974 | Central HP <5.4 tons | SMART COMFORT | HRCU-A-CB (Split System: Heat Pump with Remote Outdoor Unit-Air-Source) | DLCURAH18ABK |  |  | EA*4X25L17A* | *80MS(N,L)0901714A* | 18100 | 16.5 | 8.5 | 17900 | 17700 | 98.88% | 2.14 | 0 | 11 |  |  |  | No | R-410A | 1.5083 | Residential & Commercial | Ducted CEE Tier 1
212975428 | Central HP <5.4 tons | SMART COMFORT | HRCU-A-CB (Split System: Heat Pump with Remote Outdoor Unit-Air-Source) | DLCURAH18ABK |  |  | EA*4X30L14A* | *96VTN0601412B* | 17400 | 16.5 | 8.5 | 18000 | 18900 | 105% | 2.28 | 0 | 10.5 |  |  |  | No | R-410A | 1.45 | Residential & Commercial | Ducted CEE Tier 1
211228891 | Central HP <5.4 tons | PAYNE HEATING AND COOLING | HRCU-A-CB (Split System: Heat Pump with Remote Outdoor Unit-Air-Source) | 38MURAQ36AB3* |  |  | CAP**4821AL* | PG80ESUA60100C** | 36000 | 16 | 8.5 | 38500 | 34600 | 89.87% | 2.06 | 0 | 10 |  |  |  | No | R-410A | 3 | Residential & Commercial | Ducted CEE Tier 1
211230028 | Central HP <5.4 tons | PAYNE HEATING AND COOLING | HRCU-A-CB (Split System: Heat Pump with Remote Outdoor Unit-Air-Source) | 38MURAQ36AB3* |  |  | CNPV*4821AL* | PG80ESUA48060B** | 35600 | 16.5 | 8.1 | 38500 | 34800 | 90.39% | 2 | 0 | 10 |  |  |  | No | R-410A | 2.9667 | Residential & Commercial | Ducted CEE Tier 1
211230195 | Central HP <5.4 tons | PAYNE HEATING AND COOLING | HRCU-A-CB (Split System: Heat Pump with Remote Outdoor Unit-Air-Source) | 38MURAQ36AB3* |  |  | CNPV*4821AL* | PG95ESAA60100C** | 36800 | 16 | 8.1 | 39500 | 35000 | 88.61% | 2.06 | 0 | 10.5 |  |  |  | No | R-410A | 3.0667 | Residential & Commercial | Ducted CEE Tier 1
211230429 | Central HP <5.4 tons | PAYNE HEATING AND COOLING | HRCU-A-CB (Split System: Heat Pump with Remote Outdoor Unit-Air-Source) | 38MURAQ36AB3* |  |  | CNPV*4824AL* | PG80ES(A,L)A60090C** | 36600 | 16 | 8.1 | 39500 | 34800 | 88.1% | 2.04 | 0 | 10.5 |  |  |  | No | R-410A | 3.05 | Residential & Commercial | Ducted CEE Tier 1
212974661 | Central HP <5.4 tons | SMART COMFORT | HRCU-A-CB (Split System: Heat Pump with Remote Outdoor Unit-Air-Source) | DLCURAH18ABK |  |  | EA*4X25L17A* | *96VTN0401410B* | 17700 | 16 | 8.1 | 17700 | 17900 | 101.1% | 2.14 | 0 | 10.5 |  |  |  | No | R-410A | 1.475 | Residential & Commercial | Ducted CEE Tier 1
212978305 | Central HP <5.4 tons | SMART COMFORT | HRCU-A-CB (Split System: Heat Pump with Remote Outdoor Unit-Air-Source) | DLCURAH18ABK |  |  | EN(A,D)4X18L14** | *80MS(N,L)0701412A* | 17400 | 16 | 8.5 | 18500 | 19700 | 106.5% | 2.38 | 0 | 10.5 |  |  |  | No | R-410A | 1.45 | Residential & Commercial | Ducted CEE Tier 1
212977835 | Central HP <5.4 tons | SMART COMFORT | HRCU-A-CB (Split System: Heat Pump with Remote Outdoor Unit-Air-Source) | DLCURAH18ABK |  |  | EN(A,D)4X30L17** | *80MS(N,L)0451412A* | 17700 | 16.5 | 8.1 | 18100 | 18600 | 102.8% | 2.24 | 0 | 11 |  |  |  | No | R-410A | 1.475 | Residential & Commercial | Ducted CEE Tier 1
212977751 | Central HP <5.4 tons | SMART COMFORT | HRCU-A-CB (Split System: Heat Pump with Remote Outdoor Unit-Air-Source) | DLCURAH18ABK |  |  | EA*4X25L17A* | *80MS(N,L)0451412A* | 18000 | 16.5 | 8.5 | 17900 | 17700 | 98.88% | 2.14 | 0 | 11 |  |  |  | No | R-410A | 1.5 | Residential & Commercial | Ducted CEE Tier 1
212985825 | Central HP <5.4 tons | PAYNE HEATING AND COOLING | HRCU-A-CB (Split System: Heat Pump with Remote Outdoor Unit-Air-Source) | 38MURAQ24AB3* |  |  | CNPV*2414AL* | PG96MSAA30026A** | 23200 | 16 | 8.5 | 27000 | 25200 | 93.33% | 2.08 | 0 | 10 |  |  |  | No | R-410A | 1.9333 | Residential & Commercial | Ducted CEE Tier 1
212985855 | Central HP <5.4 tons | PAYNE HEATING AND COOLING | HRCU-A-CB (Split System: Heat Pump with Remote Outdoor Unit-Air-Source) | 38MURAQ24AB3* |  |  | CNPV*3017AL* | PG96MSAA30026A** | 23400 | 16.5 | 8.1 | 26000 | 24400 | 93.85% | 2.02 | 0 | 10 |  |  |  | No | R-410A | 1.95 | Residential & Commercial | Ducted CEE Tier 1
212986225 | Central HP <5.4 tons | PAYNE HEATING AND COOLING | HRCU-A-CB (Split System: Heat Pump with Remote Outdoor Unit-Air-Source) | 38MURAQ24AB3* |  |  | CNPV*2417AL* | PG96MSAA30040A** | 23200 | 16 | 8.5 | 27000 | 25200 | 93.33% | 2.1 | 0 | 10 |  |  |  | No | R-410A | 1.9333 | Residential & Commercial | Ducted CEE Tier 1
212986609 | Central HP <5.4 tons | PAYNE HEATING AND COOLING | HRCU-A-CB (Split System: Heat Pump with Remote Outdoor Unit-Air-Source) | 38MURAQ24AB3* |  |  | CNPV*2417AL* | PG96MSAA36040B** | 23200 | 15.2 | 8.5 | 27200 | 24800 | 91.18% | 2.04 | 0 | 10 |  |  |  | No | R-410A | 1.9333 | Residential & Commercial | Ducted CEE Tier 1
212987461 | Central HP <5.4 tons | PAYNE HEATING AND COOLING | HRCU-A-CB (Split System: Heat Pump with Remote Outdoor Unit-Air-Source) | 38MURAQ24AB3* |  |  | CNPV*3017AL* | PG96MSAA48080B** | 23800 | 17 | 8.5 | 26400 | 24000 | 90.91% | 2 | 0 | 10.5 |  |  |  | No | R-410A | 1.9833 | Residential & Commercial | Ducted CEE Tier 1
212988663 | Central HP <5.4 tons | PAYNE HEATING AND COOLING | HRCU-A-CB (Split System: Heat Pump with Remote Outdoor Unit-Air-Source) | 38MURAQ24AB3* |  |  | CAP**3017AL* | PG95MSUA36040B** | 23600 | 16.5 | 8.5 | 26400 | 24400 | 92.42% | 2.02 | 0 | 10 |  |  |  | No | R-410A | 1.9667 | Residential & Commercial | Ducted CEE Tier 1
211240440 | Central HP <5.4 tons | PAYNE HEATING AND COOLING | HRCU-A-CB (Split System: Heat Pump with Remote Outdoor Unit-Air-Source) | 38MURAQ24AB3* |  |  | CAP**2417AL* | PG80ES(A,L)A48070B** | 24600 | 16 | 8.5 | 27400 | 23000 | 83.94% | 1.88 | 0 | 10 |  |  |  | No | R-410A | 2.05 | Residential & Commercial | Ducted CEE Tier 1
211260228 | Central HP <5.4 tons | PAYNE HEATING AND COOLING | HRCU-A-CB (Split System: Heat Pump with Remote Outdoor Unit-Air-Source) | 38MURAQ18AB3* |  |  | CAP**2414AL* | PG80ES(A,L)A36070A** | 17600 | 16 | 8.5 | 18400 | 19100 | 103.8% | 2.3 | 0 | 10.5 |  |  |  | No | R-410A | 1.4667 | Residential & Commercial | Ducted CEE Tier 1
211260430 | Central HP <5.4 tons | PAYNE HEATING AND COOLING | HRCU-A-CB (Split System: Heat Pump with Remote Outdoor Unit-Air-Source) | 38MURAQ18AB3* |  |  | CAP**2417AL* | PG80VTLA48070B** | 17300 | 16 | 8.5 | 18100 | 19200 | 106.1% | 2.32 | 0 | 10.5 |  |  |  | No | R-410A | 1.4417 | Residential & Commercial | Ducted CEE Tier 1
211260814 | Central HP <5.4 tons | PAYNE HEATING AND COOLING | HRCU-A-CB (Split System: Heat Pump with Remote Outdoor Unit-Air-Source) | 38MURAQ18AB3* |  |  | CAP**2517AL* | PG80ESUA36040B** | 19000 | 16.5 | 8.5 | 18600 | 17200 | 92.47% | 2.12 | 0 | 11 |  |  |  | No | R-410A | 1.5833 | Residential & Commercial | Ducted CEE Tier 1
211261146 | Central HP <5.4 tons | PAYNE HEATING AND COOLING | HRCU-A-CB (Split System: Heat Pump with Remote Outdoor Unit-Air-Source) | 38MURAQ18AB3* |  |  | CAP**2517AL* | PG80ESUA48060B** | 19100 | 16.5 | 8.5 | 18900 | 17300 | 91.53% | 2.12 | 0 | 11 |  |  |  | No | R-410A | 1.5917 | Residential & Commercial | Ducted CEE Tier 1
211261298 | Central HP <5.4 tons | PAYNE HEATING AND COOLING | HRCU-A-CB (Split System: Heat Pump with Remote Outdoor Unit-Air-Source) | 38MURAQ18AB3* |  |  | CAP**3014AL* | PG80VTLA36045A** | 17800 | 16.5 | 8.5 | 18200 | 18500 | 101.6% | 2.22 | 0 | 10.5 |  |  |  | No | R-410A | 1.4833 | Residential & Commercial | Ducted CEE Tier 1
212984171 | Central HP <5.4 tons | PAYNE HEATING AND COOLING | HRCU-A-CB (Split System: Heat Pump with Remote Outdoor Unit-Air-Source) | 38MURAQ18AB3* |  |  | CAP**2417AL* | PG92MSAA42060B** | 17500 | 16.5 | 8.5 | 18500 | 19400 | 104.9% | 2.34 | 0 | 10.5 |  |  |  | No | R-410A | 1.4583 | Residential & Commercial | Ducted CEE Tier 1
212985875 | Central HP <5.4 tons | PAYNE HEATING AND COOLING | HRCU-A-CB (Split System: Heat Pump with Remote Outdoor Unit-Air-Source) | 38MURAQ18AB3* |  |  | CAP**1917AL* | PG96MSAA30026A** | 17800 | 16.5 | 8.1 | 17800 | 17900 | 100.6% | 2.16 | 0 | 10.5 |  |  |  | No | R-410A | 1.4833 | Residential & Commercial | Ducted CEE Tier 1
212985925 | Central HP <5.4 tons | PAYNE HEATING AND COOLING | HRCU-A-CB (Split System: Heat Pump with Remote Outdoor Unit-Air-Source) | 38MURAQ18AB3* |  |  | CAP**3017AL* | PG96MSAA30026A** | 17500 | 16 | 8.5 | 18100 | 18800 | 103.9% | 2.26 | 0 | 10.5 |  |  |  | No | R-410A | 1.4583 | Residential & Commercial | Ducted CEE Tier 1
212985975 | Central HP <5.4 tons | PAYNE HEATING AND COOLING | HRCU-A-CB (Split System: Heat Pump with Remote Outdoor Unit-Air-Source) | 38MURAQ18AB3* |  |  | CNPV*3017AL* | PG96MSAA30026A** | 17500 | 16 | 8.1 | 18200 | 18800 | 103.3% | 2.26 | 0 | 11 |  |  |  | No | R-410A | 1.4583 | Residential & Commercial | Ducted CEE Tier 1
212986309 | Central HP <5.4 tons | PAYNE HEATING AND COOLING | HRCU-A-CB (Split System: Heat Pump with Remote Outdoor Unit-Air-Source) | 38MURAQ18AB3* |  |  | CAP**3014AL* | PG96MSAA30040A** | 17600 | 16 | 8.5 | 18300 | 18900 | 103.3% | 2.26 | 0 | 10.5 |  |  |  | No | R-410A | 1.4667 | Residential & Commercial | Ducted CEE Tier 1
212987079 | Central HP <5.4 tons | PAYNE HEATING AND COOLING | HRCU-A-CB (Split System: Heat Pump with Remote Outdoor Unit-Air-Source) | 38MURAQ18AB3* |  |  | CNPV*3017AL* | PG96MSAA36060A** | 17500 | 16 | 8.1 | 18000 | 18600 | 103.3% | 2.24 | 0 | 11 |  |  |  | No | R-410A | 1.4583 | Residential & Commercial | Ducted CEE Tier 1
212988783 | Central HP <5.4 tons | PAYNE HEATING AND COOLING | HRCU-A-CB (Split System: Heat Pump with Remote Outdoor Unit-Air-Source) | 38MURAQ18AB3* |  |  | CAP**2417AL* | PG95MSUA36040B** | 17200 | 16 | 8.5 | 18200 | 19400 | 106.6% | 2.34 | 0 | 10.5 |  |  |  | No | R-410A | 1.4333 | Residential & Commercial | Ducted CEE Tier 1
212988831 | Central HP <5.4 tons | PAYNE HEATING AND COOLING | HRCU-A-CB (Split System: Heat Pump with Remote Outdoor Unit-Air-Source) | 38MURAQ18AB3* |  |  | CNPV*3017AL* | PG95MSUA36040B** | 17500 | 16 | 8.1 | 18000 | 18700 | 103.9% | 2.24 | 0 | 11 |  |  |  | No | R-410A | 1.4583 | Residential & Commercial | Ducted CEE Tier 1
212986172 | Central HP <5.4 tons | SMART COMFORT | HRCU-A-CB (Split System: Heat Pump with Remote Outdoor Unit-Air-Source) | DLCURAH24ABK |  |  | EA*4X30L14A* | *96MSN0401410A* | 23400 | 16 | 8.5 | 26400 | 24800 | 93.94% | 2.04 | 0 | 10 |  |  |  | No | R-410A | 1.95 | Residential & Commercial | Ducted CEE Tier 1
212984682 | Central HP <5.4 tons | SMART COMFORT | HRCU-A-CB (Split System: Heat Pump with Remote Outdoor Unit-Air-Source) | DLCURAH24ABK |  |  | EN(A,D,W)4X36L17** | *92MSN0801716A* | 23600 | 17.5 | 8.5 | 26200 | 24600 | 93.89% | 2.04 | 0 | 10.5 |  |  |  | No | R-410A | 1.9667 | Residential & Commercial | Ducted CEE Tier 1
214229175 | Central HP <5.4 tons | SMART COMFORT | HRCU-A-CB (Split System: Heat Pump with Remote Outdoor Unit-Air-Source) | DLCURAH24ABK |  |  | EA*4X37L17A* | *80MSU0601716A* | 24000 | 17.5 | 8.5 | 25600 | 21600 | 84.38% | 1.82 | 0 | 10 |  |  |  | No | R-410A | 2 | Residential & Commercial | Ducted CEE Tier 1
212986628 | Central HP <5.4 tons | SMART COMFORT | HRCU-A-CB (Split System: Heat Pump with Remote Outdoor Unit-Air-Source) | DLCURAH24ABK |  |  | EN(A,D)4X30L17** | *96MSN0401712A* | 23200 | 15.5 | 8.1 | 26000 | 24400 | 93.85% | 2.02 | 0 | 10 |  |  |  | No | R-410A | 1.9333 | Residential & Commercial | Ducted CEE Tier 1
212986653 | Central HP <5.4 tons | SMART COMFORT | HRCU-A-CB (Split System: Heat Pump with Remote Outdoor Unit-Air-Source) | DLCURAH24ABK |  |  | EN(A,D)4X36L21** | *96MSM0401712A* | 23200 | 15.5 | 8.1 | 26000 | 24400 | 93.85% | 2.02 | 0 | 10 |  |  |  | No | R-410A | 1.9333 | Residential & Commercial | Ducted CEE Tier 1
212981709 | Central HP <5.4 tons | SMART COMFORT | HRCU-A-CB (Split System: Heat Pump with Remote Outdoor Unit-Air-Source) | DLCURAH24ABK |  |  | EA*4X25L17A* | *80MSU1002120A* | 24400 | 17 | 8.5 | 25200 | 21600 | 85.71% | 1.8 | 0 | 10 |  |  |  | No | R-410A | 2.0333 | Residential & Commercial | Ducted CEE Tier 1
212981793 | Central HP <5.4 tons | SMART COMFORT | HRCU-A-CB (Split System: Heat Pump with Remote Outdoor Unit-Air-Source) | DLCURAH24ABK |  |  | EN(A,D)4X30L17** | *80MSU1002120A* | 23800 | 16.5 | 8.5 | 26400 | 24000 | 90.91% | 1.98 | 0 | 10.5 |  |  |  | No | R-410A | 1.9833 | Residential & Commercial | Ducted CEE Tier 1
211245140 | Central HP <5.4 tons | SMART COMFORT | HRCU-A-CB (Split System: Heat Pump with Remote Outdoor Unit-Air-Source) | DLCURAH24ABK |  |  | EN(A,D,W)4X36L17** | *80ES(N,L)0701712A* | 24400 | 16.5 | 8.1 | 26400 | 22600 | 85.61% | 1.88 | 0 | 10.5 |  |  |  | No | R-410A | 2.0333 | Residential & Commercial | Ducted CEE Tier 1
211244454 | Central HP <5.4 tons | SMART COMFORT | HRCU-A-CB (Split System: Heat Pump with Remote Outdoor Unit-Air-Source) | DLCURAH24ABK |  |  | EN(A,D)4X30L17** | *96VSN0401712A* | 23400 | 16 | 8.1 | 25800 | 24000 | 93.02% | 1.98 | 0 | 10 |  |  |  | No | R-410A | 1.95 | Residential & Commercial | Ducted CEE Tier 1
211244472 | Central HP <5.4 tons | SMART COMFORT | HRCU-A-CB (Split System: Heat Pump with Remote Outdoor Unit-Air-Source) | DLCURAH24ABK |  |  | EN(A,D)4X30L17** | *96VSN0801716A* | 24200 | 16.5 | 8.1 | 26200 | 23000 | 87.79% | 1.9 | 0 | 10.5 |  |  |  | No | R-410A | 2.0167 | Residential & Commercial | Ducted CEE Tier 1
212972920 | Central HP <5.4 tons | SMART COMFORT | HRCU-A-CB (Split System: Heat Pump with Remote Outdoor Unit-Air-Source) | DLCURAH24ABK |  |  | EA*4X25L17A* | *96VSN0401410B* | 24000 | 16.5 | 8.1 | 25200 | 21800 | 86.51% | 1.82 | 0 | 10 |  |  |  | No | R-410A | 2 | Residential & Commercial | Ducted CEE Tier 1
212972970 | Central HP <5.4 tons | SMART COMFORT | HRCU-A-CB (Split System: Heat Pump with Remote Outdoor Unit-Air-Source) | DLCURAH24ABK |  |  | EN(A,D)4X24L14** | *96VSN0401410B* | 23000 | 16 | 8.5 | 27000 | 25600 | 94.81% | 2.12 | 0 | 10 |  |  |  | No | R-410A | 1.9167 | Residential & Commercial | Ducted CEE Tier 1
211245923 | Central HP <5.4 tons | SMART COMFORT | HRCU-A-CB (Split System: Heat Pump with Remote Outdoor Unit-Air-Source) | DLCURAH24ABK |  |  | FM(C,U)4X30**AL* |  | 25000 | 15.2 | 8.5 | 27800 | 21800 | 78.42% | 1.8 | 0 | 10 |  |  |  | No | R-410A | 2.0833 | Residential & Commercial | Ducted CEE Tier 1
211226834 | Central HP <5.4 tons | SMART COMFORT | HRCU-A-CB (Split System: Heat Pump with Remote Outdoor Unit-Air-Source) | DLCURAH36ABK |  |  | EA*4X37L21A* | *80ES(N,L)0902116A* | 36600 | 16 | 8.5 | 38500 | 34800 | 90.39% | 2.1 | 0 | 10 |  |  |  | No | R-410A | 3.05 | Residential & Commercial | Ducted CEE Tier 1
212982249 | Central HP <5.4 tons | SMART COMFORT | HRCU-A-CB (Split System: Heat Pump with Remote Outdoor Unit-Air-Source) | DLCURAH24ABK |  |  | EA*4X24L17A* | *80MSU0401712A* | 23400 | 16.5 | 8.5 | 26400 | 25400 | 96.21% | 2.14 | 0 | 10 |  |  |  | No | R-410A | 1.95 | Residential & Commercial | Ducted CEE Tier 1
212982705 | Central HP <5.4 tons | SMART COMFORT | HRCU-A-CB (Split System: Heat Pump with Remote Outdoor Unit-Air-Source) | DLCURAH24ABK |  |  | EA*4X36L21A* | *80MSU0601716A* | 23800 | 17.5 | 8.5 | 25600 | 23400 | 91.41% | 1.96 | 0 | 10 |  |  |  | No | R-410A | 1.9833 | Residential & Commercial | Ducted CEE Tier 1
214595728 | Central HP <5.4 tons | SMART COMFORT | HRCU-A-CB (Split System: Heat Pump with Remote Outdoor Unit-Air-Source) | DLCURAH24ABK |  |  | EA*4X30L17A* | *96VTN0601716B* | 23600 | 16.5 | 9 | 26000 | 24000 | 92.31% | 2 | 0 | 10 |  |  |  | No | R-410A | 1.9667 | Residential & Commercial | Ducted CEE Tier 1
211244562 | Central HP <5.4 tons | SMART COMFORT | HRCU-A-CB (Split System: Heat Pump with Remote Outdoor Unit-Air-Source) | DLCURAH24ABK |  |  | EN(A,D)4X30L17** | *80VTL0451412A* | 24200 | 16.5 | 8.1 | 26200 | 22800 | 87.02% | 1.88 | 0 | 10.5 |  |  |  | No | R-410A | 2.0167 | Residential & Commercial | Ducted CEE Tier 1
211244576 | Central HP <5.4 tons | SMART COMFORT | HRCU-A-CB (Split System: Heat Pump with Remote Outdoor Unit-Air-Source) | DLCURAH24ABK |  |  | EN(A,D)4X30L17** | *96VTN0401712A* | 23400 | 16 | 8.1 | 25800 | 24000 | 93.02% | 1.98 | 0 | 10 |  |  |  | No | R-410A | 1.95 | Residential & Commercial | Ducted CEE Tier 1
211245956 | Central HP <5.4 tons | SMART COMFORT | HRCU-A-CB (Split System: Heat Pump with Remote Outdoor Unit-Air-Source) | DLCURAH24ABK |  |  | FM(C,U)4Z30**AL* |  | 24200 | 18 | 9 | 26600 | 23000 | 86.47% | 1.92 | 0 | 10.5 |  |  |  | No | R-410A | 2.0167 | Residential & Commercial | Ducted CEE Tier 1
211245988 | Central HP <5.4 tons | SMART COMFORT | HRCU-A-CB (Split System: Heat Pump with Remote Outdoor Unit-Air-Source) | DLCURAH24ABK |  |  | FVM4X36***L |  | 24400 | 17.5 | 8.5 | 26000 | 22400 | 86.15% | 1.88 | 0 | 10.5 |  |  |  | No | R-410A | 2.0333 | Residential & Commercial | Ducted CEE Tier 1
211241275 | Central HP <5.4 tons | PAYNE HEATING AND COOLING | HRCU-A-CB (Split System: Heat Pump with Remote Outdoor Unit-Air-Source) | 38MURAQ24AB3* |  |  | CAP**3014AL* | PG80VTLA36070A** | 24200 | 16.5 | 8.5 | 26400 | 23000 | 87.12% | 1.9 | 0 | 10 |  |  |  | No | R-410A | 2.0167 | Residential & Commercial | Ducted CEE Tier 1
211241979 | Central HP <5.4 tons | PAYNE HEATING AND COOLING | HRCU-A-CB (Split System: Heat Pump with Remote Outdoor Unit-Air-Source) | 38MURAQ24AB3* |  |  | CAP**3617AL* | PG96VTAA48080B** | 24200 | 16.5 | 8.5 | 26200 | 22600 | 86.26% | 1.86 | 0 | 10 |  |  |  | No | R-410A | 2.0167 | Residential & Commercial | Ducted CEE Tier 1
211242445 | Central HP <5.4 tons | PAYNE HEATING AND COOLING | HRCU-A-CB (Split System: Heat Pump with Remote Outdoor Unit-Air-Source) | 38MURAQ24AB3* |  |  | CAP**3621AL* | PG80VTLA48090B** | 24000 | 17 | 8.5 | 26000 | 22800 | 87.69% | 1.9 | 0 | 10 |  |  |  | No | R-410A | 2 | Residential & Commercial | Ducted CEE Tier 1
211242478 | Central HP <5.4 tons | PAYNE HEATING AND COOLING | HRCU-A-CB (Split System: Heat Pump with Remote Outdoor Unit-Air-Source) | 38MURAQ24AB3* |  |  | CAP**3621AL* | PG96VTAA48080B** | 24400 | 16.5 | 8.5 | 26200 | 22400 | 85.5% | 1.86 | 0 | 10 |  |  |  | No | R-410A | 2.0333 | Residential & Commercial | Ducted CEE Tier 1
211242529 | Central HP <5.4 tons | PAYNE HEATING AND COOLING | HRCU-A-CB (Split System: Heat Pump with Remote Outdoor Unit-Air-Source) | 38MURAQ24AB3* |  |  | CAP**3621AL* | PG96VTAA60100C** | 24000 | 17 | 8.5 | 26000 | 22800 | 87.69% | 1.9 | 0 | 10 |  |  |  | No | R-410A | 2 | Residential & Commercial | Ducted CEE Tier 1
212972750 | Central HP <5.4 tons | SMART COMFORT | HRCU-A-CB (Split System: Heat Pump with Remote Outdoor Unit-Air-Source) | DLCURAH18ABK |  |  | EN(A,D)4X24L17** | *96VSN0401410B* | 17400 | 15.5 | 8.5 | 18500 | 19200 | 103.8% | 2.3 | 0 | 10.5 |  |  |  | No | R-410A | 1.45 | Residential & Commercial | Ducted CEE Tier 1
211245572 | Central HP <5.4 tons | SMART COMFORT | HRCU-A-CB (Split System: Heat Pump with Remote Outdoor Unit-Air-Source) | DLCURAH24ABK |  |  | EN(A,D)4X36L21** | *96VTN1002120A* | 23800 | 16.5 | 8.1 | 26000 | 23400 | 90% | 1.94 | 0 | 10.5 |  |  |  | No | R-410A | 1.9833 | Residential & Commercial | Ducted CEE Tier 1
211245890 | Central HP <5.4 tons | SMART COMFORT | HRCU-A-CB (Split System: Heat Pump with Remote Outdoor Unit-Air-Source) | DLCURAH24ABK |  |  | FMA4X24**AL* |  | 23600 | 17 | 9 | 27200 | 25600 | 94.12% | 2.14 | 0 | 10 |  |  |  | No | R-410A | 1.9667 | Residential & Commercial | Ducted CEE Tier 1
212979902 | Central HP <5.4 tons | SMART COMFORT | HRCU-A-CB (Split System: Heat Pump with Remote Outdoor Unit-Air-Source) | DLCURAH24ABK |  |  | EN(A,D)4X24L17** | *80MS(N,L)0901714A* | 23400 | 16.5 | 8.5 | 27000 | 24400 | 90.37% | 2.02 | 0 | 10 |  |  |  | No | R-410A | 1.95 | Residential & Commercial | Ducted CEE Tier 1
211245175 | Central HP <5.4 tons | SMART COMFORT | HRCU-A-CB (Split System: Heat Pump with Remote Outdoor Unit-Air-Source) | DLCURAH24ABK |  |  | EN(A,D,W)4X36L17** | *92ESN0601714A* | 24400 | 16.5 | 8.1 | 26400 | 22800 | 86.36% | 1.88 | 0 | 10.5 |  |  |  | No | R-410A | 2.0333 | Residential & Commercial | Ducted CEE Tier 1
211244596 | Central HP <5.4 tons | SMART COMFORT | HRCU-A-CB (Split System: Heat Pump with Remote Outdoor Unit-Air-Source) | DLCURAH24ABK |  |  | EN(A,D)4X30L17** | *80VTL0701716A* | 24200 | 17 | 8.1 | 26200 | 23000 | 87.79% | 1.9 | 0 | 10.5 |  |  |  | No | R-410A | 2.0167 | Residential & Commercial | Ducted CEE Tier 1
211244680 | Central HP <5.4 tons | SMART COMFORT | HRCU-A-CB (Split System: Heat Pump with Remote Outdoor Unit-Air-Source) | DLCURAH24ABK |  |  | EN(A,D)4X30L17** | *80ES(N,L)0451412A* | 24600 | 16 | 8.1 | 26600 | 22400 | 84.21% | 1.84 | 0 | 10.5 |  |  |  | No | R-410A | 2.05 | Residential & Commercial | Ducted CEE Tier 1
212979236 | Central HP <5.4 tons | SMART COMFORT | HRCU-A-CB (Split System: Heat Pump with Remote Outdoor Unit-Air-Source) | DLCURAH24ABK |  |  | EN(A,D,W)4X36L17** | *80MS(N,L)0701716A* | 23600 | 17 | 8.5 | 26400 | 24400 | 92.42% | 2.02 | 0 | 10.5 |  |  |  | No | R-410A | 1.9667 | Residential & Commercial | Ducted CEE Tier 1
215471343 | Central HP <5.4 tons | MIDEA | HRCU-A-CB (Split System: Heat Pump with Remote Outdoor Unit-Air-Source) | MO1SE-H36B-2A |  |  | MAUSE-H36B-2A |  | 36000 | 18 | 10 | 37000 | 37400 | 101.1% | 1.9 | 0 | 12 |  |  |  | No | R-454B | 3 | Residential & Commercial | Ducted CEE Tier 1
215938307 | Central HP <5.4 tons | AIRQUEST | HRCU-A-CB (Split System: Heat Pump with Remote Outdoor Unit-Air-Source) | H5H3V48*K*AAA* |  |  | EVD5X60M24A*+WALLCON | *80CTL1102120B* | 45500 | 21 | 8.1 | 52500 | 38000 | 72.38% | 1.95 | 0 | 11.5 |  |  |  | No | R-454B | 3.7917 | Residential & Commercial | Ducted CEE Tier 1
212977655 | Central HP <5.4 tons | SMART COMFORT | HRCU-A-CB (Split System: Heat Pump with Remote Outdoor Unit-Air-Source) | DLCURAH24ABK |  |  | EN(A,D)4X24L14** | *80MS(N,L)0451412A* | 23200 | 16.5 | 8.5 | 26800 | 25000 | 93.28% | 2.08 | 0 | 10 |  |  |  | No | R-410A | 1.9333 | Residential & Commercial | Ducted CEE Tier 1
211243094 | Central HP <5.4 tons | SMART COMFORT | HRCU-A-CB (Split System: Heat Pump with Remote Outdoor Unit-Air-Source) | DLCURAH24ABK |  |  | EA*4X37L17A* | *92ESN0801716A* | 24800 | 17 | 8.5 | 25600 | 21400 | 83.59% | 1.8 | 0 | 10.5 |  |  |  | No | R-410A | 2.0667 | Residential & Commercial | Ducted CEE Tier 1
211243385 | Central HP <5.4 tons | SMART COMFORT | HRCU-A-CB (Split System: Heat Pump with Remote Outdoor Unit-Air-Source) | DLCURAH24ABK |  |  | EA*4X37L21A* | *80ESU0401712A* | 24600 | 17.5 | 8.5 | 25200 | 21000 | 83.33% | 1.78 | 0 | 10.5 |  |  |  | No | R-410A | 2.05 | Residential & Commercial | Ducted CEE Tier 1
212984082 | Central HP <5.4 tons | SMART COMFORT | HRCU-A-CB (Split System: Heat Pump with Remote Outdoor Unit-Air-Source) | DLCURAH24ABK |  |  | EA*4X36L21A* | *92MSN0601714A* | 23800 | 17.5 | 8.5 | 26200 | 23600 | 90.08% | 1.96 | 0 | 10 |  |  |  | No | R-410A | 1.9833 | Residential & Commercial | Ducted CEE Tier 1
211245500 | Central HP <5.4 tons | SMART COMFORT | HRCU-A-CB (Split System: Heat Pump with Remote Outdoor Unit-Air-Source) | DLCURAH24ABK |  |  | EN(A,D)4X36L21** | *96VTN0401712A* | 23400 | 16 | 8.1 | 25800 | 24000 | 93.02% | 1.98 | 0 | 10 |  |  |  | No | R-410A | 1.95 | Residential & Commercial | Ducted CEE Tier 1
211245752 | Central HP <5.4 tons | SMART COMFORT | HRCU-A-CB (Split System: Heat Pump with Remote Outdoor Unit-Air-Source) | DLCURAH24ABK |  |  | EN(A,D)4X36L21** | *80ESU0601716A | 24800 | 16.5 | 8.5 | 26600 | 22200 | 83.46% | 1.84 | 0 | 10.5 |  |  |  | No | R-410A | 2.0667 | Residential & Commercial | Ducted CEE Tier 1
211245800 | Central HP <5.4 tons | SMART COMFORT | HRCU-A-CB (Split System: Heat Pump with Remote Outdoor Unit-Air-Source) | DLCURAH24ABK |  |  | FEM4P30**AL |  | 24000 | 17 | 8.5 | 26200 | 23400 | 89.31% | 1.94 | 0 | 10 |  |  |  | No | R-410A | 2 | Residential & Commercial | Ducted CEE Tier 1
212383436 | Central HP <5.4 tons | PAYNE HEATING AND COOLING | HRCU-A-CB (Split System: Heat Pump with Remote Outdoor Unit-Air-Source) | 38MURAQ36AB3* |  |  | CAP**3721AL* | PG92ESAA60100C** | 37200 | 16 | 8.5 | 39000 | 34800 | 89.23% | 2.12 | 0 | 10 |  |  |  | No | R-410A | 3.1 | Residential & Commercial | Ducted CEE Tier 1
212384688 | Central HP <5.4 tons | PAYNE HEATING AND COOLING | HRCU-A-CB (Split System: Heat Pump with Remote Outdoor Unit-Air-Source) | 38MURAQ36AB3* |  |  | CNPV*4221AL* | PG92ESAA60100C** | 36200 | 15.5 | 8.1 | 39500 | 35200 | 89.11% | 1.9 | 0 | 10 |  |  |  | No | R-410A | 3.0167 | Residential & Commercial | Ducted CEE Tier 1
212384788 | Central HP <5.4 tons | PAYNE HEATING AND COOLING | HRCU-A-CB (Split System: Heat Pump with Remote Outdoor Unit-Air-Source) | 38MURAQ36AB3* |  |  | CNPV*4821AL* | PG92ESAA48080B** | 36200 | 16.5 | 8.1 | 39000 | 34800 | 89.23% | 2.02 | 0 | 10.5 |  |  |  | No | R-410A | 3.0167 | Residential & Commercial | Ducted CEE Tier 1
211226932 | Central HP <5.4 tons | PAYNE HEATING AND COOLING | HRCU-A-CB (Split System: Heat Pump with Remote Outdoor Unit-Air-Source) | 38MURAQ36AB3* |  |  | CAP**3721AL* | PG80ESUA60100C** | 36200 | 16 | 8.5 | 38500 | 34800 | 90.39% | 2.08 | 0 | 10 |  |  |  | No | R-410A | 3.0167 | Residential & Commercial | Ducted CEE Tier 1
211227343 | Central HP <5.4 tons | PAYNE HEATING AND COOLING | HRCU-A-CB (Split System: Heat Pump with Remote Outdoor Unit-Air-Source) | 38MURAQ36AB3* |  |  | CAP**4221AL* | PG80ES(A,L)A48090C** | 35800 | 16 | 8.1 | 38500 | 35000 | 90.91% | 1.9 | 0 | 10 |  |  |  | No | R-410A | 2.9833 | Residential & Commercial | Ducted CEE Tier 1
211227825 | Central HP <5.4 tons | PAYNE HEATING AND COOLING | HRCU-A-CB (Split System: Heat Pump with Remote Outdoor Unit-Air-Source) | 38MURAQ36AB3* |  |  | CAP**4224AL* | PG80ES(A,L)A60110D** | 35400 | 16.5 | 8.1 | 38500 | 35000 | 90.91% | 1.88 | 0 | 10 |  |  |  | No | R-410A | 2.95 | Residential & Commercial | Ducted CEE Tier 1
212980605 | Central HP <5.4 tons | SMART COMFORT | HRCU-A-CB (Split System: Heat Pump with Remote Outdoor Unit-Air-Source) | DLCURAH24ABK |  |  | EN(A,D)4X36L21** | *80MS(N,L)0902120A* | 23600 | 17 | 8.5 | 26200 | 24400 | 93.13% | 2.04 | 0 | 10.5 |  |  |  | No | R-410A | 1.9667 | Residential & Commercial | Ducted CEE Tier 1
212982261 | Central HP <5.4 tons | SMART COMFORT | HRCU-A-CB (Split System: Heat Pump with Remote Outdoor Unit-Air-Source) | DLCURAH24ABK |  |  | EA*4X25L17A* | *80MSU0401712A* | 24400 | 17 | 8.5 | 25200 | 21600 | 85.71% | 1.82 | 0 | 10 |  |  |  | No | R-410A | 2.0333 | Residential & Commercial | Ducted CEE Tier 1
212982309 | Central HP <5.4 tons | SMART COMFORT | HRCU-A-CB (Split System: Heat Pump with Remote Outdoor Unit-Air-Source) | DLCURAH24ABK |  |  | EA*4X37L17A* | *80MSU0401712A* | 24200 | 16.5 | 8.5 | 25200 | 22000 | 87.3% | 1.84 | 0 | 10 |  |  |  | No | R-410A | 2.0167 | Residential & Commercial | Ducted CEE Tier 1
211244908 | Central HP <5.4 tons | SMART COMFORT | HRCU-A-CB (Split System: Heat Pump with Remote Outdoor Unit-Air-Source) | DLCURAH24ABK |  |  | EN(A,D,W)4X36L17** | *96VSN0801716A* | 24200 | 16.5 | 8.1 | 26200 | 23000 | 87.79% | 1.9 | 0 | 10.5 |  |  |  | No | R-410A | 2.0167 | Residential & Commercial | Ducted CEE Tier 1
211245780 | Central HP <5.4 tons | SMART COMFORT | HRCU-A-CB (Split System: Heat Pump with Remote Outdoor Unit-Air-Source) | DLCURAH24ABK |  |  | EN(A,D)4X36L21** | OMV112K14A | 24200 | 16 | 8.1 | 26400 | 23000 | 87.12% | 1.88 | 0 | 10 |  |  |  | No | R-410A | 2.0167 | Residential & Commercial | Ducted CEE Tier 1
211245363 | Central HP <5.4 tons | SMART COMFORT | HRCU-A-CB (Split System: Heat Pump with Remote Outdoor Unit-Air-Source) | DLCURAH24ABK |  |  | EN(A,D)4X36L21** | *95ESU0401712A* | 23600 | 16.5 | 8.1 | 26000 | 23600 | 90.77% | 1.96 | 0 | 10.5 |  |  |  | No | R-410A | 1.9667 | Residential & Commercial | Ducted CEE Tier 1
211245429 | Central HP <5.4 tons | SMART COMFORT | HRCU-A-CB (Split System: Heat Pump with Remote Outdoor Unit-Air-Source) | DLCURAH24ABK |  |  | EN(A,D)4X36L21** | *80VSL0451716A* | 24200 | 16 | 8.1 | 26400 | 22800 | 86.36% | 1.88 | 0 | 10.5 |  |  |  | No | R-410A | 2.0167 | Residential & Commercial | Ducted CEE Tier 1
211230260 | Central HP <5.4 tons | PAYNE HEATING AND COOLING | HRCU-A-CB (Split System: Heat Pump with Remote Outdoor Unit-Air-Source) | 38MURAQ36AB3* |  |  | CNPV*4821AL* | PG95ESUA48060B** | 35800 | 16 | 8.1 | 38500 | 34800 | 90.39% | 2 | 0 | 10 |  |  |  | No | R-410A | 2.9833 | Residential & Commercial | Ducted CEE Tier 1
211230567 | Central HP <5.4 tons | PAYNE HEATING AND COOLING | HRCU-A-CB (Split System: Heat Pump with Remote Outdoor Unit-Air-Source) | 38MURAQ36AB3* |  |  | CNPV*4824AL* | PG80VTLA66110C** | 37000 | 16 | 8.1 | 39500 | 35000 | 88.61% | 2.06 | 0 | 10.5 |  |  |  | No | R-410A | 3.0833 | Residential & Commercial | Ducted CEE Tier 1
213076652 | Central HP <5.4 tons | PAYNE HEATING AND COOLING | HRCU-A-CB (Split System: Heat Pump with Remote Outdoor Unit-Air-Source) | 38MURAQ36AB3* |  |  | CAP**4221AL* | PG80VTLB60090C** | 35200 | 16 | 8.1 | 38500 | 35000 | 90.91% | 1.88 | 0 | 10 |  |  |  | No | R-410A | 2.9333 | Residential & Commercial | Ducted CEE Tier 1
213076777 | Central HP <5.4 tons | PAYNE HEATING AND COOLING | HRCU-A-CB (Split System: Heat Pump with Remote Outdoor Unit-Air-Source) | 38MURAQ36AB3* |  |  | CAP**4321AL* | PG80VTLB66110C** | 36600 | 16 | 8.5 | 38000 | 34800 | 91.58% | 2.06 | 0 | 10 |  |  |  | No | R-410A | 3.05 | Residential & Commercial | Ducted CEE Tier 1
213076861 | Central HP <5.4 tons | PAYNE HEATING AND COOLING | HRCU-A-CB (Split System: Heat Pump with Remote Outdoor Unit-Air-Source) | 38MURAQ36AB3* |  |  | CAP**4224AL* | PG80VTLB66135D** | 35400 | 16.5 | 8.1 | 38500 | 34600 | 89.87% | 2.02 | 0 | 10 |  |  |  | No | R-410A | 2.95 | Residential & Commercial | Ducted CEE Tier 1
213077531 | Central HP <5.4 tons | PAYNE HEATING AND COOLING | HRCU-A-CB (Split System: Heat Pump with Remote Outdoor Unit-Air-Source) | 38MURAQ36AB3* |  |  | CAP**4821AL* | PG96VTAB60080C** | 36200 | 16 | 8.5 | 38000 | 34800 | 91.58% | 2.04 | 0 | 10 |  |  |  | No | R-410A | 3.0167 | Residential & Commercial | Ducted CEE Tier 1
212970855 | Central HP <5.4 tons | SMART COMFORT | HRCU-A-CB (Split System: Heat Pump with Remote Outdoor Unit-Air-Source) | DLCURAH18ABK |  |  | EA*4X19L17A* | *80VTL0451412B* | 18200 | 16.5 | 8.5 | 18100 | 17700 | 97.79% | 2.14 | 0 | 11 |  |  |  | No | R-410A | 1.5167 | Residential & Commercial | Ducted CEE Tier 1
212970903 | Central HP <5.4 tons | SMART COMFORT | HRCU-A-CB (Split System: Heat Pump with Remote Outdoor Unit-Air-Source) | DLCURAH18ABK |  |  | EA*4X30L14A* | *80VTL0451412B* | 17800 | 16.5 | 8.5 | 18400 | 18800 | 102.2% | 2.26 | 0 | 10.5 |  |  |  | No | R-410A | 1.4833 | Residential & Commercial | Ducted CEE Tier 1
212970939 | Central HP <5.4 tons | SMART COMFORT | HRCU-A-CB (Split System: Heat Pump with Remote Outdoor Unit-Air-Source) | DLCURAH18ABK |  |  | EN(A,D)4X24L17** | *80VTL0451412B* | 17700 | 16.5 | 8.5 | 18700 | 19100 | 102.1% | 2.3 | 0 | 11 |  |  |  | No | R-410A | 1.475 | Residential & Commercial | Ducted CEE Tier 1
215471341 | Central HP <5.4 tons | MIDEA | HRCU-A-CB (Split System: Heat Pump with Remote Outdoor Unit-Air-Source) | MO1HE-H30B-2A |  |  | MAUSE-H30B-2A |  | 30000 | 17.2 | 10.8 | 33000 | 33200 | 100.6% | 1.97 | 0 | 12 |  |  |  | No | R-454B | 2.5 | Residential & Commercial | Ducted CEE Tier 1
212985041 | Central HP <5.4 tons | PAYNE HEATING AND COOLING | HRCU-A-CB (Split System: Heat Pump with Remote Outdoor Unit-Air-Source) | 38MURAQ24AB3* |  |  | CAP**3721AL* | PG92MSAA60080C** | 24800 | 17.5 | 8.5 | 25600 | 21400 | 83.59% | 1.8 | 0 | 10.5 |  |  |  | No | R-410A | 2.0667 | Residential & Commercial | Ducted CEE Tier 1
212985361 | Central HP <5.4 tons | PAYNE HEATING AND COOLING | HRCU-A-CB (Split System: Heat Pump with Remote Outdoor Unit-Air-Source) | 38MURAQ24AB3* |  |  | CNPV*3621AL* | PG92MSAA60100C** | 23600 | 17.5 | 8.5 | 26400 | 24200 | 91.67% | 2.02 | 0 | 10.5 |  |  |  | No | R-410A | 1.9667 | Residential & Commercial | Ducted CEE Tier 1
213078024 | Central HP <5.4 tons | PAYNE HEATING AND COOLING | HRCU-A-CB (Split System: Heat Pump with Remote Outdoor Unit-Air-Source) | 38MURAQ36AB3* |  |  | CNPV*4821AL* | PG80MS(A,L)A36070B** | 35600 | 16.5 | 8.1 | 38500 | 34800 | 90.39% | 1.98 | 0 | 10 |  |  |  | No | R-410A | 2.9667 | Residential & Commercial | Ducted CEE Tier 1
212383303 | Central HP <5.4 tons | PAYNE HEATING AND COOLING | HRCU-A-CB (Split System: Heat Pump with Remote Outdoor Unit-Air-Source) | 38MURAQ36AB3* |  |  | CAP**3621AL* | PG80ES(A,L)A48090C** | 35600 | 16 | 8.1 | 39500 | 35200 | 89.11% | 1.84 | 0 | 10 |  |  |  | No | R-410A | 2.9667 | Residential & Commercial | Ducted CEE Tier 1
213078665 | Central HP <5.4 tons | PAYNE HEATING AND COOLING | HRCU-A-CB (Split System: Heat Pump with Remote Outdoor Unit-Air-Source) | 38MURAQ36AB3* |  |  | CAP**4821AL* | PG80MS(A,L)A60110C** | 36200 | 16.5 | 8.5 | 38000 | 34800 | 91.58% | 2.04 | 0 | 10 |  |  |  | No | R-410A | 3.0167 | Residential & Commercial | Ducted CEE Tier 1
213078747 | Central HP <5.4 tons | PAYNE HEATING AND COOLING | HRCU-A-CB (Split System: Heat Pump with Remote Outdoor Unit-Air-Source) | 38MURAQ36AB3* |  |  | CAP**4824AL* | PG80MS(A,L)A60110D** | 36200 | 16.5 | 8.5 | 38000 | 34600 | 91.05% | 2.04 | 0 | 10 |  |  |  | No | R-410A | 3.0167 | Residential & Commercial | Ducted CEE Tier 1
214584595 | Central HP <5.4 tons | JOHNSON CONTROLS | HRCU-A-CB (Split System: Heat Pump with Remote Outdoor Unit-Air-Source) | HH836E2S11 |  |  | CTF36B5CDS1 | Z8ES080B12SMPS1 | 33200 | 18 | 8.5 | 30400 | 24800 | 81.58% | 2 | 0 | 11.7 |  |  |  | No | R-454B | 2.7667 | Residential & Commercial | Ducted CEE Tier 1
214584715 | Central HP <5.4 tons | JOHNSON CONTROLS | HRCU-A-CB (Split System: Heat Pump with Remote Outdoor Unit-Air-Source) | HH836E2S11 |  |  | CTM36C5CDS1 | Z8ES100C16SMPS1 | 34200 | 18 | 8.5 | 31600 | 26000 | 82.28% | 2 | 0 | 11.7 |  |  |  | No | R-454B | 2.85 | Residential & Commercial | Ducted CEE Tier 1
213433212 | Central HP <5.4 tons | Kepler | HRCU-A-C (Split System: Heat Pump with Remote Outdoor Unit with No Indoor Fan --Air Source) | AZPN/24WD* |  |  | AZPN/A24WACUID |  | 24000 | 16.1 | 9.8 | 25000 | 20000 | 80% | 2 | 0 | 10.7 |  |  |  | No | R-410A | 2 | Residential & Commercial | Ducted CEE Tier 1
213928538 | Central HP <5.4 tons | SUMMIT LIVING PRODUCTS | HRCU-A-CB (Split System: Heat Pump with Remote Outdoor Unit-Air-Source) | SMI-24HFN1-MW |  |  | SMI-24HWFN1-M |  | 24000 | 17.4 | 10 | 24000 | 22600 | 94.17% | 1.91 | 12.5 | 11.7 |  |  |  | No | R-410A | 2 | Residential & Commercial | Ducted CEE Tier 1
211253516 | Central HP <5.4 tons | ECO AC | HRCU-A-CB (Split System: Heat Pump with Remote Outdoor Unit-Air-Source) | EHI-O24BAH |  |  | EHI-V24BA |  | 24000 | 17.4 | 10 | 24000 | 22600 | 94.17% | 1.91 | 12.5 | 11.7 |  |  |  | No | R-410A | 2 | Residential & Commercial | Ducted CEE Tier 1
212981003 | Central HP <5.4 tons | SMART COMFORT | HRCU-A-CB (Split System: Heat Pump with Remote Outdoor Unit-Air-Source) | DLCURAH24ABK |  |  | EA*4X37L21A* | *80MS(N,L)1102120A* | 24800 | 17.5 | 8.5 | 25600 | 21200 | 82.81% | 1.8 | 0 | 10.5 |  |  |  | No | R-410A | 2.0667 | Residential & Commercial | Ducted CEE Tier 1
212981805 | Central HP <5.4 tons | SMART COMFORT | HRCU-A-CB (Split System: Heat Pump with Remote Outdoor Unit-Air-Source) | DLCURAH24ABK |  |  | EN(A,D,W)4X36L17** | *80MSU1002120A* | 23800 | 16.5 | 8.5 | 26400 | 24000 | 90.91% | 1.98 | 0 | 10.5 |  |  |  | No | R-410A | 1.9833 | Residential & Commercial | Ducted CEE Tier 1
212981721 | Central HP <5.4 tons | SMART COMFORT | HRCU-A-CB (Split System: Heat Pump with Remote Outdoor Unit-Air-Source) | DLCURAH24ABK |  |  | EA*4X30L17A* | *80MSU1002120A* | 23800 | 16.5 | 8.5 | 26200 | 23600 | 90.08% | 1.96 | 0 | 10 |  |  |  | No | R-410A | 1.9833 | Residential & Commercial | Ducted CEE Tier 1
212980583 | Central HP <5.4 tons | SMART COMFORT | HRCU-A-CB (Split System: Heat Pump with Remote Outdoor Unit-Air-Source) | DLCURAH24ABK |  |  | EA*4X36L21A* | *80MS(N,L)0902120A* | 23800 | 17.5 | 8.5 | 26200 | 23800 | 90.84% | 1.98 | 0 | 10 |  |  |  | No | R-410A | 1.9833 | Residential & Commercial | Ducted CEE Tier 1
211241668 | Central HP <5.4 tons | SMART COMFORT | HRCU-A-CB (Split System: Heat Pump with Remote Outdoor Unit-Air-Source) | DLCURAH24ABK |  |  | EA*4X30L17A* | *80ES(N,L)0701712A* | 24400 | 16.5 | 8.5 | 26400 | 22800 | 86.36% | 1.88 | 0 | 10 |  |  |  | No | R-410A | 2.0333 | Residential & Commercial | Ducted CEE Tier 1
211240911 | Central HP <5.4 tons | SMART COMFORT | HRCU-A-CB (Split System: Heat Pump with Remote Outdoor Unit-Air-Source) | DLCURAH24ABK |  |  | EA*4X25L17A* | *80VSL0451716A* | 24800 | 16.5 | 8.5 | 25600 | 21200 | 82.81% | 1.78 | 0 | 10 |  |  |  | No | R-410A | 2.0667 | Residential & Commercial | Ducted CEE Tier 1
211242474 | Central HP <5.4 tons | SMART COMFORT | HRCU-A-CB (Split System: Heat Pump with Remote Outdoor Unit-Air-Source) | DLCURAH24ABK |  |  | EA*4X36L21A* | *95ESN0802120A* | 24800 | 16.5 | 8.5 | 26600 | 22000 | 82.71% | 1.82 | 0 | 10 |  |  |  | No | R-410A | 2.0667 | Residential & Commercial | Ducted CEE Tier 1
215471354 | Central HP <5.4 tons | MIDEA | HRCU-A-CB (Split System: Heat Pump with Remote Outdoor Unit-Air-Source) | MO1HU-H36B-2A |  |  | MASHS-H36B-2A |  | 36000 | 17.2 | 9.5 | 38000 | 38000 | 100% | 2.06 | 0 | 11.7 |  |  |  | No | R-454B | 3 | Residential & Commercial | Ducted CEE Tier 1
213419198 | Central HP <5.4 tons | Bladex | HRCU-A-C (Split System: Heat Pump with Remote Outdoor Unit with No Indoor Fan --Air Source) | BX30S-36HPHYHA |  |  | BLC-36HWAC1-UNC |  | 35000 | 15.2 | 8.5 | 36000 | 30000 | 83.33% | 1.8 | 0 | 10 |  |  |  | No | R-410A | 2.9167 | Residential & Commercial | Ducted CEE Tier 1
212976312 | Central HP <5.4 tons | SMART COMFORT | HRCU-A-CB (Split System: Heat Pump with Remote Outdoor Unit-Air-Source) | DLCURAH36ABK |  |  | EA*4X48L21A* | *96VTN0801716B* | 35400 | 16 | 8.1 | 37800 | 34800 | 92.06% | 2 | 0 | 10 |  |  |  | No | R-410A | 2.95 | Residential & Commercial | Ducted CEE Tier 1
212977096 | Central HP <5.4 tons | SMART COMFORT | HRCU-A-CB (Split System: Heat Pump with Remote Outdoor Unit-Air-Source) | DLCURAH36ABK |  |  | EA*4X48L24A* | *96VTN1002122B* | 35800 | 16.5 | 8.5 | 37800 | 34600 | 91.53% | 2.02 | 0 | 10 |  |  |  | No | R-410A | 2.9833 | Residential & Commercial | Ducted CEE Tier 1
212974420 | Central HP <5.4 tons | SMART COMFORT | HRCU-A-CB (Split System: Heat Pump with Remote Outdoor Unit-Air-Source) | DLCURAH36ABK |  |  | EA*4X48L21A* | *96VSN1002120B* | 35800 | 16 | 8.5 | 37800 | 34800 | 92.06% | 2.02 | 0 | 10 |  |  |  | No | R-410A | 2.9833 | Residential & Commercial | Ducted CEE Tier 1
212970394 | Central HP <5.4 tons | SMART COMFORT | HRCU-A-CB (Split System: Heat Pump with Remote Outdoor Unit-Air-Source) | DLCURAH36ABK |  |  | EA*4X37L17A* | *80VSL0701716B* | 36000 | 15.5 | 8.1 | 38500 | 35000 | 90.91% | 2 | 0 | 10 |  |  |  | No | R-410A | 3 | Residential & Commercial | Ducted CEE Tier 1
211227021 | Central HP <5.4 tons | SMART COMFORT | HRCU-A-CB (Split System: Heat Pump with Remote Outdoor Unit-Air-Source) | DLCURAH36ABK |  |  | EA*4X37L21A* | *92ESN0802120A* | 37400 | 16 | 8.5 | 38500 | 34800 | 90.39% | 2.14 | 0 | 10 |  |  |  | No | R-410A | 3.1167 | Residential & Commercial | Ducted CEE Tier 1
211227455 | Central HP <5.4 tons | SMART COMFORT | HRCU-A-CB (Split System: Heat Pump with Remote Outdoor Unit-Air-Source) | DLCURAH36ABK |  |  | EA*4X42L21A* | *80ESU1002120A* | 35400 | 16 | 8.1 | 38500 | 35000 | 90.91% | 1.88 | 0 | 10 |  |  |  | No | R-410A | 2.95 | Residential & Commercial | Ducted CEE Tier 1
212617024 | Central HP <5.4 tons | RUNTRU | HRCU-A-CB (Split System: Heat Pump with Remote Outdoor Unit-Air-Source) | E4HL5042A1000A |  |  | E4AH5E36A1J30A |  | 36000 | 15.2 | 8.5 | 36000 | 30000 | 83.33% | 1.8 | 0 | 10 |  |  |  | No | R-410A | 3 | Residential & Commercial | Ducted CEE Tier 1
213079651 | Central HP <5.4 tons | PAYNE HEATING AND COOLING | HRCU-A-CB (Split System: Heat Pump with Remote Outdoor Unit-Air-Source) | 38MURAQ36AB3* |  |  | CAP**3721AL* | PG92MSAA60080C** | 36800 | 16.5 | 8.5 | 38500 | 34800 | 90.39% | 2.08 | 0 | 10 |  |  |  | No | R-410A | 3.0667 | Residential & Commercial | Ducted CEE Tier 1
211227067 | Central HP <5.4 tons | PAYNE HEATING AND COOLING | HRCU-A-CB (Split System: Heat Pump with Remote Outdoor Unit-Air-Source) | 38MURAQ36AB3* |  |  | CAP**3721AL* | PG95ESAA60100C** | 37000 | 15.5 | 8.5 | 38500 | 34800 | 90.39% | 2.1 | 0 | 10 |  |  |  | No | R-410A | 3.0833 | Residential & Commercial | Ducted CEE Tier 1
211227469 | Central HP <5.4 tons | PAYNE HEATING AND COOLING | HRCU-A-CB (Split System: Heat Pump with Remote Outdoor Unit-Air-Source) | 38MURAQ36AB3* |  |  | CAP**4221AL* | PG80VTLA48090B** | 35600 | 16 | 8.1 | 38500 | 35000 | 90.91% | 1.9 | 0 | 10 |  |  |  | No | R-410A | 2.9667 | Residential & Commercial | Ducted CEE Tier 1
211242317 | Central HP <5.4 tons | SMART COMFORT | HRCU-A-CB (Split System: Heat Pump with Remote Outdoor Unit-Air-Source) | DLCURAH24ABK |  |  | EA*4X36L21A* | *96VSN0801716A* | 24400 | 16.5 | 8.5 | 26200 | 22400 | 85.5% | 1.86 | 0 | 10 |  |  |  | No | R-410A | 2.0333 | Residential & Commercial | Ducted CEE Tier 1
211242526 | Central HP <5.4 tons | SMART COMFORT | HRCU-A-CB (Split System: Heat Pump with Remote Outdoor Unit-Air-Source) | DLCURAH24ABK |  |  | EA*4X36L21A* | *96VTN0802120A* | 23800 | 17 | 8.5 | 25800 | 23200 | 89.92% | 1.94 | 0 | 10 |  |  |  | No | R-410A | 1.9833 | Residential & Commercial | Ducted CEE Tier 1
211242983 | Central HP <5.4 tons | SMART COMFORT | HRCU-A-CB (Split System: Heat Pump with Remote Outdoor Unit-Air-Source) | DLCURAH24ABK |  |  | EA*4X37L17A* | *96VTN0401410A* | 24200 | 16 | 8.5 | 25600 | 21800 | 85.16% | 1.8 | 0 | 10 |  |  |  | No | R-410A | 2.0167 | Residential & Commercial | Ducted CEE Tier 1
211241872 | Central HP <5.4 tons | SMART COMFORT | HRCU-A-CB (Split System: Heat Pump with Remote Outdoor Unit-Air-Source) | DLCURAH24ABK |  |  | EA*4X36L17A* | *96VSN0801716A* | 24200 | 16.5 | 8.5 | 26200 | 22600 | 86.26% | 1.86 | 0 | 10 |  |  |  | No | R-410A | 2.0167 | Residential & Commercial | Ducted CEE Tier 1
211242092 | Central HP <5.4 tons | SMART COMFORT | HRCU-A-CB (Split System: Heat Pump with Remote Outdoor Unit-Air-Source) | DLCURAH24ABK |  |  | EA*4X36L17A* | *80ES(N,L)0451712A* | 24200 | 16.5 | 8.5 | 26200 | 22600 | 86.26% | 1.88 | 0 | 10 |  |  |  | No | R-410A | 2.0167 | Residential & Commercial | Ducted CEE Tier 1
211242183 | Central HP <5.4 tons | SMART COMFORT | HRCU-A-CB (Split System: Heat Pump with Remote Outdoor Unit-Air-Source) | DLCURAH24ABK |  |  | EA*4X36L17A* | *92ESN0401410A* | 24200 | 15.2 | 8.5 | 26400 | 22600 | 85.61% | 1.84 | 0 | 10 |  |  |  | No | R-410A | 2.0167 | Residential & Commercial | Ducted CEE Tier 1
211245253 | Central HP <5.4 tons | SMART COMFORT | HRCU-A-CB (Split System: Heat Pump with Remote Outdoor Unit-Air-Source) | DLCURAH24ABK |  |  | EN(A,D,W)4X36L17** | *80ESU0601716A | 24800 | 16.5 | 8.5 | 26600 | 22200 | 83.46% | 1.84 | 0 | 10.5 |  |  |  | No | R-410A | 2.0667 | Residential & Commercial | Ducted CEE Tier 1
211227801 | Central HP <5.4 tons | PAYNE HEATING AND COOLING | HRCU-A-CB (Split System: Heat Pump with Remote Outdoor Unit-Air-Source) | 38MURAQ36AB3* |  |  | CAP**4224AL* | PG80ES(A,L)A60090D** | 35400 | 16 | 8.1 | 38500 | 35000 | 90.91% | 1.88 | 0 | 10 |  |  |  | No | R-410A | 2.95 | Residential & Commercial | Ducted CEE Tier 1
211228212 | Central HP <5.4 tons | PAYNE HEATING AND COOLING | HRCU-A-CB (Split System: Heat Pump with Remote Outdoor Unit-Air-Source) | 38MURAQ36AB3* |  |  | CAP**4321AL* | PG80ES(A,L)A36045B** | 36000 | 15.5 | 8.5 | 38500 | 34800 | 90.39% | 2.06 | 0 | 10 |  |  |  | No | R-410A | 3 | Residential & Commercial | Ducted CEE Tier 1
211228260 | Central HP <5.4 tons | PAYNE HEATING AND COOLING | HRCU-A-CB (Split System: Heat Pump with Remote Outdoor Unit-Air-Source) | 38MURAQ36AB3* |  |  | CAP**4321AL* | PG80ES(A,L)A48090C** | 36800 | 16 | 8.5 | 38500 | 34800 | 90.39% | 2.1 | 0 | 10 |  |  |  | No | R-410A | 3.0667 | Residential & Commercial | Ducted CEE Tier 1
211229271 | Central HP <5.4 tons | PAYNE HEATING AND COOLING | HRCU-A-CB (Split System: Heat Pump with Remote Outdoor Unit-Air-Source) | 38MURAQ36AB3* |  |  | CAP**4824AL* | PG80ES(A,L)A60090C** | 36600 | 16 | 8.5 | 38500 | 34800 | 90.39% | 2.08 | 0 | 10 |  |  |  | No | R-410A | 3.05 | Residential & Commercial | Ducted CEE Tier 1
211229307 | Central HP <5.4 tons | PAYNE HEATING AND COOLING | HRCU-A-CB (Split System: Heat Pump with Remote Outdoor Unit-Air-Source) | 38MURAQ36AB3* |  |  | CAP**4824AL* | PG80ES(A,L)A60110D** | 35800 | 16.5 | 8.5 | 37800 | 34600 | 91.53% | 2.06 | 0 | 10 |  |  |  | No | R-410A | 2.9833 | Residential & Commercial | Ducted CEE Tier 1
211229909 | Central HP <5.4 tons | PAYNE HEATING AND COOLING | HRCU-A-CB (Split System: Heat Pump with Remote Outdoor Unit-Air-Source) | 38MURAQ36AB3* |  |  | CNPV*4821AL* | PG80ES(A,L)A36070B** | 36200 | 15.5 | 8.1 | 38500 | 35000 | 90.91% | 2.02 | 0 | 10 |  |  |  | No | R-410A | 3.0167 | Residential & Commercial | Ducted CEE Tier 1
213607806 | Central HP <5.4 tons | SMART COMFORT | HRCU-A-CB (Split System: Heat Pump with Remote Outdoor Unit-Air-Source) | DLCURAH48ABK |  |  | FTMA4B60L0D* |  | 48500 | 17 | 8.5 | 48500 | 34000 | 70.1% | 2.02 | 0 | 10 |  |  |  | No | R-410A | 4.0417 | Residential & Commercial | Ducted CEE Tier 1
212394367 | Central HP <5.4 tons | RUNTRU | HRCU-A-C (Split System: Heat Pump with Remote Outdoor Unit with No Indoor Fan --Air Source) | E4HL5030A1000A |  |  | 4TXCB003DS3 |  | 24000 | 15.2 | 8.1 | 24000 | 19500 | 81.25% | 1.75 | 0 | 10 |  |  |  | No | R-410A | 2 | Residential & Commercial | Ducted CEE Tier 1
211244704 | Central HP <5.4 tons | SMART COMFORT | HRCU-A-CB (Split System: Heat Pump with Remote Outdoor Unit-Air-Source) | DLCURAH24ABK |  |  | EN(A,D)4X30L17** | *80ES(N,L)0701712A* | 24400 | 16.5 | 8.1 | 26400 | 22600 | 85.61% | 1.88 | 0 | 10.5 |  |  |  | No | R-410A | 2.0333 | Residential & Commercial | Ducted CEE Tier 1
211244854 | Central HP <5.4 tons | SMART COMFORT | HRCU-A-CB (Split System: Heat Pump with Remote Outdoor Unit-Air-Source) | DLCURAH24ABK |  |  | EN(A,D,W)4X36L17** | *80VSL0451412A* | 23400 | 16.5 | 8.1 | 25800 | 24200 | 93.8% | 2 | 0 | 10 |  |  |  | No | R-410A | 1.95 | Residential & Commercial | Ducted CEE Tier 1
212978135 | Central HP <5.4 tons | SMART COMFORT | HRCU-A-CB (Split System: Heat Pump with Remote Outdoor Unit-Air-Source) | DLCURAH24ABK |  |  | EA*4X30L17A* | *80MS(N,L)0701412A* | 23600 | 17.5 | 8.5 | 26200 | 24600 | 93.89% | 2.06 | 0 | 10 |  |  |  | No | R-410A | 1.9667 | Residential & Commercial | Ducted CEE Tier 1
211242592 | Central HP <5.4 tons | SMART COMFORT | HRCU-A-CB (Split System: Heat Pump with Remote Outdoor Unit-Air-Source) | DLCURAH24ABK |  |  | EA*4X36L21A* | *80ES(N,L)0901714A* | 24800 | 17 | 8.5 | 26400 | 22000 | 83.33% | 1.84 | 0 | 10 |  |  |  | No | R-410A | 2.0667 | Residential & Commercial | Ducted CEE Tier 1
211242735 | Central HP <5.4 tons | SMART COMFORT | HRCU-A-CB (Split System: Heat Pump with Remote Outdoor Unit-Air-Source) | DLCURAH24ABK |  |  | EA*4X36L21A* | OLV098A12* | 23400 | 16.5 | 8.5 | 25600 | 23800 | 92.97% | 1.98 | 0 | 10 |  |  |  | No | R-410A | 1.95 | Residential & Commercial | Ducted CEE Tier 1
211242744 | Central HP <5.4 tons | SMART COMFORT | HRCU-A-CB (Split System: Heat Pump with Remote Outdoor Unit-Air-Source) | DLCURAH24ABK |  |  | EA*4X36L21A* | OMV112K14A | 24200 | 16.5 | 8.5 | 26200 | 22600 | 86.26% | 1.86 | 0 | 10 |  |  |  | No | R-410A | 2.0167 | Residential & Commercial | Ducted CEE Tier 1
211243337 | Central HP <5.4 tons | SMART COMFORT | HRCU-A-CB (Split System: Heat Pump with Remote Outdoor Unit-Air-Source) | DLCURAH24ABK |  |  | EA*4X37L21A* | *80VSL0451716A* | 24800 | 16.5 | 8.5 | 25600 | 21000 | 82.03% | 1.76 | 0 | 10.5 |  |  |  | No | R-410A | 2.0667 | Residential & Commercial | Ducted CEE Tier 1
214279731 | Central HP <5.4 tons | SMART COMFORT | HRCU-A-CB (Split System: Heat Pump with Remote Outdoor Unit-Air-Source) | DLCURAH18ABK |  |  | EA*4X19L17A* | *96MSM0601716A* | 17700 | 16.5 | 8.5 | 17700 | 17900 | 101.1% | 2.16 | 0 | 10.5 |  |  |  | No | R-410A | 1.475 | Residential & Commercial | Ducted CEE Tier 1
211241053 | Central HP <5.4 tons | PAYNE HEATING AND COOLING | HRCU-A-CB (Split System: Heat Pump with Remote Outdoor Unit-Air-Source) | 38MURAQ24AB3* |  |  | CAP**2517AL* | PG96VTAA42060B** | 24600 | 16.5 | 8.5 | 25400 | 21400 | 84.25% | 1.78 | 0 | 10 |  |  |  | No | R-410A | 2.05 | Residential & Commercial | Ducted CEE Tier 1
212978231 | Central HP <5.4 tons | SMART COMFORT | HRCU-A-CB (Split System: Heat Pump with Remote Outdoor Unit-Air-Source) | DLCURAH18ABK |  |  | EA*4X19L17A* | *80MS(N,L)0701412A* | 18200 | 17 | 8.5 | 18100 | 17700 | 97.79% | 2.16 | 0 | 11 |  |  |  | No | R-410A | 1.5167 | Residential & Commercial | Ducted CEE Tier 1
212971454 | Central HP <5.4 tons | SMART COMFORT | HRCU-A-CB (Split System: Heat Pump with Remote Outdoor Unit-Air-Source) | DLCURAH18ABK |  |  | EA*4X24L17A* | *80VTL0701716B* | 17500 | 16 | 8.5 | 18500 | 19500 | 105.4% | 2.34 | 0 | 10.5 |  |  |  | No | R-410A | 1.4583 | Residential & Commercial | Ducted CEE Tier 1
212971465 | Central HP <5.4 tons | SMART COMFORT | HRCU-A-CB (Split System: Heat Pump with Remote Outdoor Unit-Air-Source) | DLCURAH18ABK |  |  | EA*4X25L17A* | *80VTL0701716B* | 18000 | 16.5 | 8.5 | 17900 | 17700 | 98.88% | 2.14 | 0 | 11 |  |  |  | No | R-410A | 1.5 | Residential & Commercial | Ducted CEE Tier 1
211260442 | Central HP <5.4 tons | PAYNE HEATING AND COOLING | HRCU-A-CB (Split System: Heat Pump with Remote Outdoor Unit-Air-Source) | 38MURAQ18AB3* |  |  | CAP**2417AL* | PG95ESAA30040A** | 17700 | 15.5 | 8.5 | 18700 | 19000 | 101.6% | 2.28 | 0 | 10.5 |  |  |  | No | R-410A | 1.475 | Residential & Commercial | Ducted CEE Tier 1
214568859 | Central HP <5.4 tons | Kepler | HRCU-A-C (Split System: Heat Pump with Remote Outdoor Unit with No Indoor Fan --Air Source) | AZPN/45WD |  |  | AZPN/D60WAC |  | 45000 | 15.2 | 9.2 | 55000 | 46500 | 84.55% | 1.8 | 0 | 10 |  |  |  | No | R-410A | 3.75 | Residential & Commercial | Ducted CEE Tier 1
211260123 | Central HP <5.4 tons | PAYNE HEATING AND COOLING | HRCU-A-CB (Split System: Heat Pump with Remote Outdoor Unit-Air-Source) | 38MURAQ18AB3* |  |  | CAP**2414AL* | PG95ESAA30040A** | 17700 | 15.5 | 8.5 | 18700 | 19000 | 101.6% | 2.28 | 0 | 10.5 |  |  |  | No | R-410A | 1.475 | Residential & Commercial | Ducted CEE Tier 1
211260418 | Central HP <5.4 tons | PAYNE HEATING AND COOLING | HRCU-A-CB (Split System: Heat Pump with Remote Outdoor Unit-Air-Source) | 38MURAQ18AB3* |  |  | CAP**2417AL* | PG96VTAA48080B** | 17400 | 16 | 8.5 | 18300 | 19200 | 104.9% | 2.3 | 0 | 10.5 |  |  |  | No | R-410A | 1.45 | Residential & Commercial | Ducted CEE Tier 1
212979224 | Central HP <5.4 tons | SMART COMFORT | HRCU-A-CB (Split System: Heat Pump with Remote Outdoor Unit-Air-Source) | DLCURAH24ABK |  |  | EN(A,D)4X30L17** | *80MS(N,L)0701716A* | 23600 | 17 | 8.5 | 26400 | 24400 | 92.42% | 2.02 | 0 | 10.5 |  |  |  | No | R-410A | 1.9667 | Residential & Commercial | Ducted CEE Tier 1
212981745 | Central HP <5.4 tons | SMART COMFORT | HRCU-A-CB (Split System: Heat Pump with Remote Outdoor Unit-Air-Source) | DLCURAH24ABK |  |  | EA*4X36L21A* | *80MSU1002120A* | 23600 | 17 | 8.5 | 26200 | 24000 | 91.6% | 2 | 0 | 10 |  |  |  | No | R-410A | 1.9667 | Residential & Commercial | Ducted CEE Tier 1
212975714 | Central HP <5.4 tons | SMART COMFORT | HRCU-A-CB (Split System: Heat Pump with Remote Outdoor Unit-Air-Source) | DLCURAH24ABK |  |  | EN(A,D)4X24L14** | *96VTN0601412B* | 23200 | 16.5 | 8.5 | 26800 | 25400 | 94.78% | 2.12 | 0 | 10 |  |  |  | No | R-410A | 1.9333 | Residential & Commercial | Ducted CEE Tier 1
211244418 | Central HP <5.4 tons | SMART COMFORT | HRCU-A-CB (Split System: Heat Pump with Remote Outdoor Unit-Air-Source) | DLCURAH24ABK |  |  | EN(A,D)4X30L17** | *80VSL0451412A* | 23400 | 16.5 | 8.1 | 25800 | 24200 | 93.8% | 2 | 0 | 10 |  |  |  | No | R-410A | 1.95 | Residential & Commercial | Ducted CEE Tier 1
211243346 | Central HP <5.4 tons | SMART COMFORT | HRCU-A-CB (Split System: Heat Pump with Remote Outdoor Unit-Air-Source) | DLCURAH24ABK |  |  | EA*4X37L21A* | *80VSL0701716A* | 24600 | 17 | 8.5 | 25400 | 21200 | 83.46% | 1.78 | 0 | 10.5 |  |  |  | No | R-410A | 2.05 | Residential & Commercial | Ducted CEE Tier 1
211243512 | Central HP <5.4 tons | SMART COMFORT | HRCU-A-CB (Split System: Heat Pump with Remote Outdoor Unit-Air-Source) | DLCURAH24ABK |  |  | EA*4X37L21A* | *80ES(N,L)0701712A* | 25000 | 16.5 | 8.5 | 25600 | 20800 | 81.25% | 1.76 | 0 | 10.5 |  |  |  | No | R-410A | 2.0833 | Residential & Commercial | Ducted CEE Tier 1
211243778 | Central HP <5.4 tons | SMART COMFORT | HRCU-A-CB (Split System: Heat Pump with Remote Outdoor Unit-Air-Source) | DLCURAH24ABK |  |  | EN(A,D)4X24L14** | *96VTN0601412A* | 23200 | 16 | 8.5 | 26400 | 24600 | 93.18% | 2.04 | 0 | 10 |  |  |  | No | R-410A | 1.9333 | Residential & Commercial | Ducted CEE Tier 1
211243871 | Central HP <5.4 tons | SMART COMFORT | HRCU-A-CB (Split System: Heat Pump with Remote Outdoor Unit-Air-Source) | DLCURAH24ABK |  |  | EN(A,D)4X24L17** | *96VSN0401410A* | 23400 | 15.5 | 8.5 | 26600 | 24000 | 90.23% | 1.96 | 0 | 10 |  |  |  | No | R-410A | 1.95 | Residential & Commercial | Ducted CEE Tier 1
211245438 | Central HP <5.4 tons | SMART COMFORT | HRCU-A-CB (Split System: Heat Pump with Remote Outdoor Unit-Air-Source) | DLCURAH24ABK |  |  | EN(A,D)4X36L21** | *80VSL0701716A* | 23800 | 16.5 | 8.1 | 26000 | 23200 | 89.23% | 1.92 | 0 | 10.5 |  |  |  | No | R-410A | 1.9833 | Residential & Commercial | Ducted CEE Tier 1
211245521 | Central HP <5.4 tons | SMART COMFORT | HRCU-A-CB (Split System: Heat Pump with Remote Outdoor Unit-Air-Source) | DLCURAH24ABK |  |  | EN(A,D)4X36L21** | *96VTN0801716A* | 24200 | 16.5 | 8.1 | 26200 | 23000 | 87.79% | 1.9 | 0 | 10.5 |  |  |  | No | R-410A | 2.0167 | Residential & Commercial | Ducted CEE Tier 1
212979188 | Central HP <5.4 tons | SMART COMFORT | HRCU-A-CB (Split System: Heat Pump with Remote Outdoor Unit-Air-Source) | DLCURAH24ABK |  |  | EA*4X37L17A* | *80MS(N,L)0701716A* | 24000 | 17 | 8.5 | 25200 | 22200 | 88.1% | 1.86 | 0 | 10 |  |  |  | No | R-410A | 2 | Residential & Commercial | Ducted CEE Tier 1
212979938 | Central HP <5.4 tons | SMART COMFORT | HRCU-A-CB (Split System: Heat Pump with Remote Outdoor Unit-Air-Source) | DLCURAH24ABK |  |  | EN(A,D)4X36L21** | *80MS(N,L)0901714A* | 23600 | 17 | 8.5 | 26400 | 24400 | 92.42% | 2.02 | 0 | 10.5 |  |  |  | No | R-410A | 1.9667 | Residential & Commercial | Ducted CEE Tier 1
211245075 | Central HP <5.4 tons | SMART COMFORT | HRCU-A-CB (Split System: Heat Pump with Remote Outdoor Unit-Air-Source) | DLCURAH24ABK |  |  | EN(A,D,W)4X36L17** | *96VTN0401410A* | 23400 | 16 | 8.1 | 25800 | 24000 | 93.02% | 2 | 0 | 10 |  |  |  | No | R-410A | 1.95 | Residential & Commercial | Ducted CEE Tier 1
211230073 | Central HP <5.4 tons | PAYNE HEATING AND COOLING | HRCU-A-CB (Split System: Heat Pump with Remote Outdoor Unit-Air-Source) | 38MURAQ36AB3* |  |  | CNPV*4821AL* | PG80VTLA60090C** | 35800 | 16.5 | 8.1 | 38500 | 34800 | 90.39% | 2 | 0 | 10 |  |  |  | No | R-410A | 2.9833 | Residential & Commercial | Ducted CEE Tier 1
211230173 | Central HP <5.4 tons | PAYNE HEATING AND COOLING | HRCU-A-CB (Split System: Heat Pump with Remote Outdoor Unit-Air-Source) | 38MURAQ36AB3* |  |  | CNPV*4821AL* | PG95ESAA48080B** | 35600 | 15.5 | 8.1 | 38500 | 35000 | 90.91% | 2 | 0 | 10 |  |  |  | No | R-410A | 2.9667 | Residential & Commercial | Ducted CEE Tier 1
211230282 | Central HP <5.4 tons | PAYNE HEATING AND COOLING | HRCU-A-CB (Split System: Heat Pump with Remote Outdoor Unit-Air-Source) | 38MURAQ36AB3* |  |  | CNPV*4821AL* | PG95ESUA60100C** | 36400 | 16 | 8.1 | 38500 | 34800 | 90.39% | 2.04 | 0 | 10.5 |  |  |  | No | R-410A | 3.0333 | Residential & Commercial | Ducted CEE Tier 1
211230750 | Central HP <5.4 tons | PAYNE HEATING AND COOLING | HRCU-A-CB (Split System: Heat Pump with Remote Outdoor Unit-Air-Source) | 38MURAQ36AB3* |  |  | CNPV*4824AL* | PG96VTAA60080C** | 35600 | 16 | 8.1 | 38500 | 34800 | 90.39% | 2 | 0 | 10 |  |  |  | No | R-410A | 2.9667 | Residential & Commercial | Ducted CEE Tier 1
213077464 | Central HP <5.4 tons | PAYNE HEATING AND COOLING | HRCU-A-CB (Split System: Heat Pump with Remote Outdoor Unit-Air-Source) | 38MURAQ36AB3* |  |  | CNPV*4821AL* | PG96VTAB48080B** | 35600 | 16 | 8.1 | 38500 | 35000 | 90.91% | 1.98 | 0 | 10 |  |  |  | No | R-410A | 2.9667 | Residential & Commercial | Ducted CEE Tier 1
213077639 | Central HP <5.4 tons | PAYNE HEATING AND COOLING | HRCU-A-CB (Split System: Heat Pump with Remote Outdoor Unit-Air-Source) | 38MURAQ36AB3* |  |  | CAP**4321AL* | PG96VTAB60100C** | 36200 | 16.5 | 8.5 | 38000 | 34800 | 91.58% | 2.04 | 0 | 10 |  |  |  | No | R-410A | 3.0167 | Residential & Commercial | Ducted CEE Tier 1
212977715 | Central HP <5.4 tons | SMART COMFORT | HRCU-A-CB (Split System: Heat Pump with Remote Outdoor Unit-Air-Source) | DLCURAH18ABK |  |  | EA*4X19L17A* | *80MS(N,L)0451412A* | 18000 | 16.5 | 8.5 | 17900 | 17800 | 99.44% | 2.16 | 0 | 11 |  |  |  | No | R-410A | 1.5 | Residential & Commercial | Ducted CEE Tier 1
212975384 | Central HP <5.4 tons | SMART COMFORT | HRCU-A-CB (Split System: Heat Pump with Remote Outdoor Unit-Air-Source) | DLCURAH18ABK |  |  | EA*4X19L17A* | *96VTN0601412B* | 17700 | 16.5 | 8.1 | 17700 | 17900 | 101.1% | 2.16 | 0 | 10.5 |  |  |  | No | R-410A | 1.475 | Residential & Commercial | Ducted CEE Tier 1
212975807 | Central HP <5.4 tons | SMART COMFORT | HRCU-A-CB (Split System: Heat Pump with Remote Outdoor Unit-Air-Source) | DLCURAH18ABK |  |  | EA*4X25L17A* | *96VTN0801716B* | 17800 | 16.5 | 8.1 | 17600 | 17800 | 101.1% | 2.14 | 0 | 10.5 |  |  |  | No | R-410A | 1.4833 | Residential & Commercial | Ducted CEE Tier 1
212975098 | Central HP <5.4 tons | SMART COMFORT | HRCU-A-CB (Split System: Heat Pump with Remote Outdoor Unit-Air-Source) | DLCURAH18ABK |  |  | EA*4X25L17A* | *96VTN0401712B* | 17700 | 16 | 8.1 | 17800 | 17800 | 100% | 2.14 | 0 | 10.5 |  |  |  | No | R-410A | 1.475 | Residential & Commercial | Ducted CEE Tier 1
212974648 | Central HP <5.4 tons | SMART COMFORT | HRCU-A-CB (Split System: Heat Pump with Remote Outdoor Unit-Air-Source) | DLCURAH18ABK |  |  | EA*4X24L17A* | *96VTN0401410B* | 17200 | 16.5 | 8.5 | 18200 | 19400 | 106.6% | 2.34 | 0 | 10 |  |  |  | No | R-410A | 1.4333 | Residential & Commercial | Ducted CEE Tier 1
211263793 | Central HP <5.4 tons | SMART COMFORT | HRCU-A-CB (Split System: Heat Pump with Remote Outdoor Unit-Air-Source) | DLCURAH18ABK |  |  | EN(A,D)4X30L14** | *80ES(N,L)0451412A* | 18200 | 16 | 8.5 | 18600 | 18400 | 98.92% | 2.22 | 0 | 11 |  |  |  | No | R-410A | 1.5167 | Residential & Commercial | Ducted CEE Tier 1
211265002 | Central HP <5.4 tons | SMART COMFORT | HRCU-A-CB (Split System: Heat Pump with Remote Outdoor Unit-Air-Source) | DLCURAH18ABK |  |  | FM(C,U)4Z24**AL* |  | 17800 | 17 | 9 | 18700 | 19800 | 105.9% | 2.4 | 0 | 11 |  |  |  | No | R-410A | 1.4833 | Residential & Commercial | Ducted CEE Tier 1
211260482 | Central HP <5.4 tons | PAYNE HEATING AND COOLING | HRCU-A-CB (Split System: Heat Pump with Remote Outdoor Unit-Air-Source) | 38MURAQ18AB3* |  |  | CAP**2417AL* | PG96VTAA30040A** | 17400 | 16 | 8.5 | 18300 | 19200 | 104.9% | 2.3 | 0 | 10.5 |  |  |  | No | R-410A | 1.45 | Residential & Commercial | Ducted CEE Tier 1
211260841 | Central HP <5.4 tons | PAYNE HEATING AND COOLING | HRCU-A-CB (Split System: Heat Pump with Remote Outdoor Unit-Air-Source) | 38MURAQ18AB3* |  |  | CAP**2517AL* | PG80VTLA36070A** | 18300 | 16.5 | 8.5 | 18000 | 17500 | 97.22% | 2.12 | 0 | 11 |  |  |  | No | R-410A | 1.525 | Residential & Commercial | Ducted CEE Tier 1
211260977 | Central HP <5.4 tons | PAYNE HEATING AND COOLING | HRCU-A-CB (Split System: Heat Pump with Remote Outdoor Unit-Air-Source) | 38MURAQ18AB3* |  |  | CAP**2517AL* | PG80ES(A,L)A36045A** | 18600 | 16.5 | 8.5 | 18400 | 17400 | 94.57% | 2.12 | 0 | 11 |  |  |  | No | R-410A | 1.55 | Residential & Commercial | Ducted CEE Tier 1
211261495 | Central HP <5.4 tons | PAYNE HEATING AND COOLING | HRCU-A-CB (Split System: Heat Pump with Remote Outdoor Unit-Air-Source) | 38MURAQ18AB3* |  |  | CAP**3014AL* | PG80ES(A,L)A36070A** | 17700 | 16.5 | 8.5 | 18200 | 18500 | 101.6% | 2.22 | 0 | 10.5 |  |  |  | No | R-410A | 1.475 | Residential & Commercial | Ducted CEE Tier 1
211227590 | Central HP <5.4 tons | SMART COMFORT | HRCU-A-CB (Split System: Heat Pump with Remote Outdoor Unit-Air-Source) | DLCURAH36ABK |  |  | EA*4X42L21A* | *95ESN1002122A* | 36600 | 15.2 | 8.5 | 40000 | 35200 | 88% | 1.94 | 0 | 10 |  |  |  | No | R-410A | 3.05 | Residential & Commercial | Ducted CEE Tier 1
211226869 | Central HP <5.4 tons | SMART COMFORT | HRCU-A-CB (Split System: Heat Pump with Remote Outdoor Unit-Air-Source) | DLCURAH36ABK |  |  | EA*4X37L21A* | *80VSL0451716A* | 36200 | 15.5 | 8.5 | 38500 | 34800 | 90.39% | 2.06 | 0 | 10 |  |  |  | No | R-410A | 3.0167 | Residential & Commercial | Ducted CEE Tier 1
212977086 | Central HP <5.4 tons | SMART COMFORT | HRCU-A-CB (Split System: Heat Pump with Remote Outdoor Unit-Air-Source) | DLCURAH36ABK |  |  | EA*4X48L21A* | *96VTN1002122B* | 35800 | 16.5 | 8.5 | 37800 | 34600 | 91.53% | 2.02 | 0 | 10 |  |  |  | No | R-410A | 2.9833 | Residential & Commercial | Ducted CEE Tier 1
212979662 | Central HP <5.4 tons | SMART COMFORT | HRCU-A-CB (Split System: Heat Pump with Remote Outdoor Unit-Air-Source) | DLCURAH36ABK |  |  | EA*4X48L21A* | *80MS(N,L)0901714A* | 35800 | 16.5 | 8.5 | 37800 | 34600 | 91.53% | 2.02 | 0 | 10 |  |  |  | No | R-410A | 2.9833 | Residential & Commercial | Ducted CEE Tier 1
211226599 | Central HP <5.4 tons | SMART COMFORT | HRCU-A-CB (Split System: Heat Pump with Remote Outdoor Unit-Air-Source) | DLCURAH36ABK |  |  | EA*4X37L17A* | *80VTL0701716A* | 36400 | 15.5 | 8.5 | 39500 | 35000 | 88.61% | 2.04 | 0 | 10 |  |  |  | No | R-410A | 3.0333 | Residential & Commercial | Ducted CEE Tier 1
214489071 | Central HP <5.4 tons | Bladex | HRCU-A-C (Split System: Heat Pump with Remote Outdoor Unit with No Indoor Fan --Air Source) | BX31U-42HPHYHA |  |  | BLC-36HWAC1-UNC |  | 35000 | 15.2 | 10 | 39000 | 32000 | 82.05% | 2 | 10.2 | 10 |  |  |  | No | R-410A | 2.9167 | Residential & Commercial | Ducted CEE Tier 1
211245164 | Central HP <5.4 tons | SMART COMFORT | HRCU-A-CB (Split System: Heat Pump with Remote Outdoor Unit-Air-Source) | DLCURAH24ABK |  |  | EN(A,D,W)4X36L17** | *92ESN0601412A* | 23400 | 17 | 8.1 | 25800 | 24000 | 93.02% | 2 | 0 | 10 |  |  |  | No | R-410A | 1.95 | Residential & Commercial | Ducted CEE Tier 1
211244966 | Central HP <5.4 tons | SMART COMFORT | HRCU-A-CB (Split System: Heat Pump with Remote Outdoor Unit-Air-Source) | DLCURAH24ABK |  |  | EN(A,D,W)4X36L17** | *80VSL0701716A* | 23800 | 16.5 | 8.1 | 26000 | 23200 | 89.23% | 1.92 | 0 | 10.5 |  |  |  | No | R-410A | 1.9833 | Residential & Commercial | Ducted CEE Tier 1
211245945 | Central HP <5.4 tons | SMART COMFORT | HRCU-A-CB (Split System: Heat Pump with Remote Outdoor Unit-Air-Source) | DLCURAH24ABK |  |  | FM(C,U)4Z24**AL* |  | 23800 | 17.5 | 9 | 27200 | 25800 | 94.85% | 2.18 | 0 | 10 |  |  |  | No | R-410A | 1.9833 | Residential & Commercial | Ducted CEE Tier 1
212979200 | Central HP <5.4 tons | SMART COMFORT | HRCU-A-CB (Split System: Heat Pump with Remote Outdoor Unit-Air-Source) | DLCURAH24ABK |  |  | EA*4X37L21A* | *80MS(N,L)0701716A* | 24200 | 17.5 | 8.5 | 25200 | 21600 | 85.71% | 1.82 | 0 | 10.5 |  |  |  | No | R-410A | 2.0167 | Residential & Commercial | Ducted CEE Tier 1
212979818 | Central HP <5.4 tons | SMART COMFORT | HRCU-A-CB (Split System: Heat Pump with Remote Outdoor Unit-Air-Source) | DLCURAH24ABK |  |  | EA*4X24L17A* | *80MS(N,L)0901714A* | 23200 | 17 | 8.5 | 26800 | 26600 | 99.25% | 2.26 | 0 | 10 |  |  |  | No | R-410A | 1.9333 | Residential & Commercial | Ducted CEE Tier 1
211241940 | Central HP <5.4 tons | SMART COMFORT | HRCU-A-CB (Split System: Heat Pump with Remote Outdoor Unit-Air-Source) | DLCURAH24ABK |  |  | EA*4X36L17A* | *95ESU0601716A* | 24400 | 17 | 8.5 | 26200 | 22400 | 85.5% | 1.86 | 0 | 10 |  |  |  | No | R-410A | 2.0333 | Residential & Commercial | Ducted CEE Tier 1
211244827 | Central HP <5.4 tons | SMART COMFORT | HRCU-A-CB (Split System: Heat Pump with Remote Outdoor Unit-Air-Source) | DLCURAH24ABK |  |  | EN(A,D)4X30L17** | OMV098J12* | 23600 | 16.5 | 8.1 | 26000 | 23600 | 90.77% | 1.96 | 0 | 10 |  |  |  | No | R-410A | 1.9667 | Residential & Commercial | Ducted CEE Tier 1
213062289 | Central HP <5.4 tons | Kepler | HRCU-A-CB (Split System: Heat Pump with Remote Outdoor Unit-Air-Source) | AZPN/30WD |  |  | AZPN/30WAH |  | 30000 | 16.2 | 8.9 | 33000 | 24000 | 72.73% | 1.8 | 11 | 10 |  |  |  | No | R-410A | 2.5 | Residential & Commercial | Ducted CEE Tier 1
216051144 | Central HP <5.4 tons | FRIEDRICH | HRCU-A-CB (Split System: Heat Pump with Remote Outdoor Unit-Air-Source) | FRP19AY60AJVC |  |  | TCFY6021SEAAM | FR97MV0855A21DH | 53500 | 17 | 10 | 53500 | 48500 | 90.65% | 2 | 0 | 10 |  |  |  | No | R-454B | 4.4583 | Residential & Commercial | Ducted CEE Tier 1
216051160 | Central HP <5.4 tons | FRIEDRICH | HRCU-A-CB (Split System: Heat Pump with Remote Outdoor Unit-Air-Source) | FRP19AY60AJVC |  |  | TCFY6021SEAAM | FR962V0705A21M4 | 53500 | 16 | 10 | 53500 | 49000 | 91.59% | 2 | 0 | 10 |  |  |  | No | R-454B | 4.4583 | Residential & Commercial | Ducted CEE Tier 1
206767077 | Central HP <5.4 tons | TEMPSTAR | HRCU-A-CB (Split System: Heat Pump with Remote Outdoor Unit-Air-Source) | TVH825GKA3* |  |  | EA*4X24L17A*+WALLCON | *80CSU0401712A* | 23200 | 16.5 | 8.1 | 22000 | 16700 | 75.91% | 1.9 | 11 | 10.5 |  |  |  | No | R-410A | 1.9333 | Residential & Commercial | Ducted CEE Tier 1
206767050 | Central HP <5.4 tons | TEMPSTAR | HRCU-A-CB (Split System: Heat Pump with Remote Outdoor Unit-Air-Source) | TVH825GKA3* |  |  | EHD4X36AAL+WALLCON | *80CTL0901716A* | 24200 | 16.5 | 8.1 | 21400 | 16600 | 77.57% | 2 | 11 | 11 |  |  |  | No | R-410A | 2.0167 | Residential & Commercial | Ducted CEE Tier 1
213078305 | Central HP <5.4 tons | PAYNE HEATING AND COOLING | HRCU-A-CB (Split System: Heat Pump with Remote Outdoor Unit-Air-Source) | 38MURAQ36AB3* |  |  | CAP**4221AL* | PG80MS(A,L)A42090B** | 35400 | 16.5 | 8.1 | 38500 | 35000 | 90.91% | 1.88 | 0 | 10 |  |  |  | No | R-410A | 2.95 | Residential & Commercial | Ducted CEE Tier 1
213078532 | Central HP <5.4 tons | PAYNE HEATING AND COOLING | HRCU-A-CB (Split System: Heat Pump with Remote Outdoor Unit-Air-Source) | 38MURAQ36AB3* |  |  | CAP**4321AL* | PG80MS(A,L)A60090C** | 37000 | 16 | 8.5 | 38500 | 35000 | 90.91% | 2.08 | 0 | 10 |  |  |  | No | R-410A | 3.0833 | Residential & Commercial | Ducted CEE Tier 1
211227367 | Central HP <5.4 tons | PAYNE HEATING AND COOLING | HRCU-A-CB (Split System: Heat Pump with Remote Outdoor Unit-Air-Source) | 38MURAQ36AB3* |  |  | CAP**4221AL* | PG80ES(A,L)A60110C** | 35400 | 16 | 8.1 | 38500 | 35000 | 90.91% | 1.88 | 0 | 10 |  |  |  | No | R-410A | 2.95 | Residential & Commercial | Ducted CEE Tier 1
211227426 | Central HP <5.4 tons | PAYNE HEATING AND COOLING | HRCU-A-CB (Split System: Heat Pump with Remote Outdoor Unit-Air-Source) | 38MURAQ36AB3* |  |  | CAP**4221AL* | PG80ESUA48060B** | 35000 | 16.5 | 8.1 | 38500 | 35000 | 90.91% | 1.86 | 0 | 10 |  |  |  | No | R-410A | 2.9167 | Residential & Commercial | Ducted CEE Tier 1
211227937 | Central HP <5.4 tons | PAYNE HEATING AND COOLING | HRCU-A-CB (Split System: Heat Pump with Remote Outdoor Unit-Air-Source) | 38MURAQ36AB3* |  |  | CAP**4224AL* | PG80VTLA66135D** | 35600 | 16 | 8.1 | 38500 | 35000 | 90.91% | 1.88 | 0 | 10 |  |  |  | No | R-410A | 2.9667 | Residential & Commercial | Ducted CEE Tier 1
211624975 | Central HP <5.4 tons | NAPOLEON | HRCU-A-CB (Split System: Heat Pump with Remote Outdoor Unit-Air-Source) | WSEHV4860RA1-N |  |  | NPFX48A |  | 48000 | 17 | 9 | 48000 | 39000 | 81.25% | 1.8 | 11.5 | 11 |  |  |  | No | R-410A | 4 | Residential & Commercial | Ducted CEE Tier 1
211228446 | Central HP <5.4 tons | PAYNE HEATING AND COOLING | HRCU-A-CB (Split System: Heat Pump with Remote Outdoor Unit-Air-Source) | 38MURAQ36AB3* |  |  | CAP**4321AL* | PG92ESAA60080C** | 37400 | 16 | 8.5 | 38500 | 34800 | 90.39% | 2.14 | 0 | 10 |  |  |  | No | R-410A | 3.1167 | Residential & Commercial | Ducted CEE Tier 1
211245263 | Central HP <5.4 tons | SMART COMFORT | HRCU-A-CB (Split System: Heat Pump with Remote Outdoor Unit-Air-Source) | DLCURAH24ABK |  |  | EN(A,D,W)4X36L17** | OMV098J12* | 23600 | 16.5 | 8.1 | 26000 | 23600 | 90.77% | 1.96 | 0 | 10 |  |  |  | No | R-410A | 1.9667 | Residential & Commercial | Ducted CEE Tier 1
211244493 | Central HP <5.4 tons | SMART COMFORT | HRCU-A-CB (Split System: Heat Pump with Remote Outdoor Unit-Air-Source) | DLCURAH24ABK |  |  | EN(A,D)4X30L17** | *80ES(N,L)0701716A* | 24800 | 16 | 8.1 | 26800 | 22200 | 82.84% | 1.82 | 0 | 10.5 |  |  |  | No | R-410A | 2.0667 | Residential & Commercial | Ducted CEE Tier 1
212976106 | Central HP <5.4 tons | SMART COMFORT | HRCU-A-CB (Split System: Heat Pump with Remote Outdoor Unit-Air-Source) | DLCURAH24ABK |  |  | EN(A,D)4X30L17** | *96VTN0801716B* | 23400 | 16.5 | 8.1 | 25800 | 24200 | 93.8% | 2 | 0 | 10 |  |  |  | No | R-410A | 1.95 | Residential & Commercial | Ducted CEE Tier 1
211242006 | Central HP <5.4 tons | SMART COMFORT | HRCU-A-CB (Split System: Heat Pump with Remote Outdoor Unit-Air-Source) | DLCURAH24ABK |  |  | EA*4X36L17A* | *95ESN0401410A* | 24400 | 15.2 | 8.5 | 26600 | 22400 | 84.21% | 1.82 | 0 | 10 |  |  |  | No | R-410A | 2.0333 | Residential & Commercial | Ducted CEE Tier 1
211242217 | Central HP <5.4 tons | SMART COMFORT | HRCU-A-CB (Split System: Heat Pump with Remote Outdoor Unit-Air-Source) | DLCURAH24ABK |  |  | EA*4X36L17A* | *80ESU0601716A | 25000 | 16.5 | 8.5 | 26600 | 21800 | 81.95% | 1.82 | 0 | 10 |  |  |  | No | R-410A | 2.0833 | Residential & Commercial | Ducted CEE Tier 1
211242308 | Central HP <5.4 tons | SMART COMFORT | HRCU-A-CB (Split System: Heat Pump with Remote Outdoor Unit-Air-Source) | DLCURAH24ABK |  |  | EA*4X36L21A* | *96VSN0401712A* | 23400 | 16 | 8.5 | 25800 | 23600 | 91.47% | 1.94 | 0 | 10 |  |  |  | No | R-410A | 1.95 | Residential & Commercial | Ducted CEE Tier 1
211242290 | Central HP <5.4 tons | SMART COMFORT | HRCU-A-CB (Split System: Heat Pump with Remote Outdoor Unit-Air-Source) | DLCURAH24ABK |  |  | EA*4X36L21A* | *96VSN0802120A* | 24200 | 17 | 8.5 | 26000 | 22600 | 86.92% | 1.88 | 0 | 10 |  |  |  | No | R-410A | 2.0167 | Residential & Commercial | Ducted CEE Tier 1
212981865 | Central HP <5.4 tons | SMART COMFORT | HRCU-A-CB (Split System: Heat Pump with Remote Outdoor Unit-Air-Source) | DLCURAH18ABK |  |  | EA*4X30L17A* | *80MSU1002120A* | 17500 | 16 | 8.5 | 18100 | 18700 | 103.3% | 2.24 | 0 | 10.5 |  |  |  | No | R-410A | 1.4583 | Residential & Commercial | Ducted CEE Tier 1
212969974 | Central HP <5.4 tons | SMART COMFORT | HRCU-A-CB (Split System: Heat Pump with Remote Outdoor Unit-Air-Source) | DLCURAH18ABK |  |  | EA*4X19L17A* | *80VSL0701716B* | 17800 | 16.5 | 8.1 | 17800 | 17900 | 100.6% | 2.16 | 0 | 10.5 |  |  |  | No | R-410A | 1.4833 | Residential & Commercial | Ducted CEE Tier 1
212979986 | Central HP <5.4 tons | SMART COMFORT | HRCU-A-CB (Split System: Heat Pump with Remote Outdoor Unit-Air-Source) | DLCURAH18ABK |  |  | EA*4X30L17A* | *80MS(N,L)0901714A* | 17700 | 16 | 8.5 | 18300 | 18700 | 102.2% | 2.24 | 0 | 10.5 |  |  |  | No | R-410A | 1.475 | Residential & Commercial | Ducted CEE Tier 1
212982417 | Central HP <5.4 tons | SMART COMFORT | HRCU-A-CB (Split System: Heat Pump with Remote Outdoor Unit-Air-Source) | DLCURAH18ABK |  |  | EA*4X30L17A* | *80MSU0401712A* | 17500 | 16 | 8.5 | 18100 | 18500 | 102.2% | 2.24 | 0 | 10.5 |  |  |  | No | R-410A | 1.4583 | Residential & Commercial | Ducted CEE Tier 1
212977823 | Central HP <5.4 tons | SMART COMFORT | HRCU-A-CB (Split System: Heat Pump with Remote Outdoor Unit-Air-Source) | DLCURAH18ABK |  |  | EN(A,D)4X30L14** | *80MS(N,L)0451412A* | 17700 | 16.5 | 8.1 | 18200 | 18600 | 102.2% | 2.24 | 0 | 11 |  |  |  | No | R-410A | 1.475 | Residential & Commercial | Ducted CEE Tier 1
212972690 | Central HP <5.4 tons | SMART COMFORT | HRCU-A-CB (Split System: Heat Pump with Remote Outdoor Unit-Air-Source) | DLCURAH18ABK |  |  | EA*4X24L17A* | *96VSN0401410B* | 17200 | 17.5 | 8.5 | 18200 | 19400 | 106.6% | 2.34 | 0 | 10.5 |  |  |  | No | R-410A | 1.4333 | Residential & Commercial | Ducted CEE Tier 1
211259796 | Central HP <5.4 tons | PAYNE HEATING AND COOLING | HRCU-A-CB (Split System: Heat Pump with Remote Outdoor Unit-Air-Source) | 38MURAQ18AB3* |  |  | CAP**1917AL* | PG95ESAA30040A** | 18300 | 16 | 8.5 | 18300 | 17600 | 96.17% | 2.12 | 0 | 10.5 |  |  |  | No | R-410A | 1.525 | Residential & Commercial | Ducted CEE Tier 1
211259857 | Central HP <5.4 tons | PAYNE HEATING AND COOLING | HRCU-A-CB (Split System: Heat Pump with Remote Outdoor Unit-Air-Source) | 38MURAQ18AB3* |  |  | CAP**1917AL* | PG95ESAA30026A** | 18600 | 16 | 8.5 | 18600 | 17500 | 94.09% | 2.12 | 0 | 11 |  |  |  | No | R-410A | 1.55 | Residential & Commercial | Ducted CEE Tier 1
211245817 | Central HP <5.4 tons | PAYNE HEATING AND COOLING | HRCU-A-CB (Split System: Heat Pump with Remote Outdoor Unit-Air-Source) | 38MURAQ24AB3* |  |  | PF4MNP030L* |  | 24000 | 17 | 8.5 | 26200 | 23400 | 89.31% | 1.94 | 0 | 10 |  |  |  | No | R-410A | 2 | Residential & Commercial | Ducted CEE Tier 1
211245883 | Central HP <5.4 tons | PAYNE HEATING AND COOLING | HRCU-A-CB (Split System: Heat Pump with Remote Outdoor Unit-Air-Source) | 38MURAQ24AB3* |  |  | FMA4X24**AL* |  | 23600 | 17 | 9 | 27200 | 25600 | 94.12% | 2.14 | 0 | 10 |  |  |  | No | R-410A | 1.9667 | Residential & Commercial | Ducted CEE Tier 1
211241330 | Central HP <5.4 tons | PAYNE HEATING AND COOLING | HRCU-A-CB (Split System: Heat Pump with Remote Outdoor Unit-Air-Source) | 38MURAQ24AB3* |  |  | CAP**3014AL* | PG80ES(A,L)A36045A** | 24400 | 16 | 8.5 | 26600 | 22600 | 84.96% | 1.86 | 0 | 10 |  |  |  | No | R-410A | 2.0333 | Residential & Commercial | Ducted CEE Tier 1
212972017 | Central HP <5.4 tons | PAYNE HEATING AND COOLING | HRCU-A-CB (Split System: Heat Pump with Remote Outdoor Unit-Air-Source) | 38MURAQ24AB3* |  |  | CNPV*3621AL* | PG80VTLB48090B** | 23400 | 17 | 8.5 | 26200 | 24600 | 93.89% | 2.06 | 0 | 10 |  |  |  | No | R-410A | 1.95 | Residential & Commercial | Ducted CEE Tier 1
214395067 | Central HP <5.4 tons | SMART COMFORT | HRCU-A-CB (Split System: Heat Pump with Remote Outdoor Unit-Air-Source) | DLCURAH18ABK |  |  | EN(A,D)4X24L17** | *96MSN0601716A* | 17500 | 15.5 | 8.5 | 18500 | 19000 | 102.7% | 2.28 | 0 | 10.5 |  |  |  | No | R-410A | 1.4583 | Residential & Commercial | Ducted CEE Tier 1
212978353 | Central HP <5.4 tons | SMART COMFORT | HRCU-A-CB (Split System: Heat Pump with Remote Outdoor Unit-Air-Source) | DLCURAH18ABK |  |  | EN(A,D)4X30L17** | *80MS(N,L)0701412A* | 17400 | 16.5 | 8.1 | 18000 | 18700 | 103.9% | 2.26 | 0 | 11 |  |  |  | No | R-410A | 1.45 | Residential & Commercial | Ducted CEE Tier 1
214229032 | Central HP <5.4 tons | SMART COMFORT | HRCU-A-CB (Split System: Heat Pump with Remote Outdoor Unit-Air-Source) | DLCURAH18ABK |  |  | EN(A,D)4X30L17** | *80MSU0601716A* | 17800 | 16.5 | 8.1 | 18300 | 18500 | 101.1% | 2.22 | 0 | 11 |  |  |  | No | R-410A | 1.4833 | Residential & Commercial | Ducted CEE Tier 1
212984106 | Central HP <5.4 tons | SMART COMFORT | HRCU-A-CB (Split System: Heat Pump with Remote Outdoor Unit-Air-Source) | DLCURAH24ABK |  |  | EA*4X37L21A* | *92MSN0601714A* | 24200 | 17.5 | 8.5 | 25200 | 21600 | 85.71% | 1.82 | 0 | 10 |  |  |  | No | R-410A | 2.0167 | Residential & Commercial | Ducted CEE Tier 1
214279874 | Central HP <5.4 tons | SMART COMFORT | HRCU-A-CB (Split System: Heat Pump with Remote Outdoor Unit-Air-Source) | DLCURAH24ABK |  |  | EA*4X24L17A* | *96MSM0601716A* | 23600 | 16.5 | 9.5 | 26600 | 24800 | 93.23% | 2.04 | 0 | 10 |  |  |  | No | R-410A | 1.9667 | Residential & Commercial | Ducted CEE Tier 1
214279899 | Central HP <5.4 tons | SMART COMFORT | HRCU-A-CB (Split System: Heat Pump with Remote Outdoor Unit-Air-Source) | DLCURAH24ABK |  |  | EA*4X30L17A* | *96MSN0601716A* | 23400 | 16.5 | 9 | 25800 | 24400 | 94.57% | 2.02 | 0 | 10 |  |  |  | No | R-410A | 1.95 | Residential & Commercial | Ducted CEE Tier 1
212979830 | Central HP <5.4 tons | SMART COMFORT | HRCU-A-CB (Split System: Heat Pump with Remote Outdoor Unit-Air-Source) | DLCURAH24ABK |  |  | EA*4X25L17A* | *80MS(N,L)0901714A* | 24200 | 17 | 8.5 | 25200 | 21800 | 86.51% | 1.82 | 0 | 10 |  |  |  | No | R-410A | 2.0167 | Residential & Commercial | Ducted CEE Tier 1
211244253 | Central HP <5.4 tons | SMART COMFORT | HRCU-A-CB (Split System: Heat Pump with Remote Outdoor Unit-Air-Source) | DLCURAH24ABK |  |  | EN(A,D)4X24L17** | OMV098J12* | 23400 | 16 | 8.5 | 26600 | 24000 | 90.23% | 1.98 | 0 | 10 |  |  |  | No | R-410A | 1.95 | Residential & Commercial | Ducted CEE Tier 1
211228510 | Central HP <5.4 tons | PAYNE HEATING AND COOLING | HRCU-A-CB (Split System: Heat Pump with Remote Outdoor Unit-Air-Source) | 38MURAQ36AB3* |  |  | CAP**4321AL* | PG95ESAA60100C** | 37000 | 15.5 | 8.5 | 38500 | 34800 | 90.39% | 2.1 | 0 | 10 |  |  |  | No | R-410A | 3.0833 | Residential & Commercial | Ducted CEE Tier 1
211229112 | Central HP <5.4 tons | PAYNE HEATING AND COOLING | HRCU-A-CB (Split System: Heat Pump with Remote Outdoor Unit-Air-Source) | 38MURAQ36AB3* |  |  | CAP**4821AL* | PG95ESUA48060B** | 35600 | 16 | 8.5 | 38500 | 34600 | 89.87% | 2.04 | 0 | 10 |  |  |  | No | R-410A | 2.9667 | Residential & Commercial | Ducted CEE Tier 1
211229164 | Central HP <5.4 tons | PAYNE HEATING AND COOLING | HRCU-A-CB (Split System: Heat Pump with Remote Outdoor Unit-Air-Source) | 38MURAQ36AB3* |  |  | CAP**4821AL* | PG96VTAA60080C** | 35400 | 16 | 8.1 | 37800 | 34600 | 91.53% | 2.02 | 0 | 10 |  |  |  | No | R-410A | 2.95 | Residential & Commercial | Ducted CEE Tier 1
211229957 | Central HP <5.4 tons | PAYNE HEATING AND COOLING | HRCU-A-CB (Split System: Heat Pump with Remote Outdoor Unit-Air-Source) | 38MURAQ36AB3* |  |  | CNPV*4821AL* | PG80ES(A,L)A60090C** | 36600 | 16 | 8.1 | 39500 | 34800 | 88.1% | 2.04 | 0 | 10.5 |  |  |  | No | R-410A | 3.05 | Residential & Commercial | Ducted CEE Tier 1
211230050 | Central HP <5.4 tons | PAYNE HEATING AND COOLING | HRCU-A-CB (Split System: Heat Pump with Remote Outdoor Unit-Air-Source) | 38MURAQ36AB3* |  |  | CNPV*4821AL* | PG80ESUA60100C** | 36200 | 16 | 8.1 | 38500 | 34800 | 90.39% | 2.02 | 0 | 10 |  |  |  | No | R-410A | 3.0167 | Residential & Commercial | Ducted CEE Tier 1
211230927 | Central HP <5.4 tons | PAYNE HEATING AND COOLING | HRCU-A-CB (Split System: Heat Pump with Remote Outdoor Unit-Air-Source) | 38MURAQ36AB3* |  |  | PF4MNB049L |  | 36800 | 16 | 8.5 | 38500 | 34600 | 89.87% | 2.08 | 0 | 10 |  |  |  | No | R-410A | 3.0667 | Residential & Commercial | Ducted CEE Tier 1
213079931 | Central HP <5.4 tons | PAYNE HEATING AND COOLING | HRCU-A-CB (Split System: Heat Pump with Remote Outdoor Unit-Air-Source) | 38MURAQ36AB3* |  |  | CAP**4824AL* | PG92MSAA60120D** | 36200 | 16 | 8.5 | 38000 | 34800 | 91.58% | 2.04 | 0 | 10 |  |  |  | No | R-410A | 3.0167 | Residential & Commercial | Ducted CEE Tier 1
215471331 | Central HP <5.4 tons | MIDEA | HRCU-A-CB (Split System: Heat Pump with Remote Outdoor Unit-Air-Source) | MO1HE-H18B-2A |  |  | MAUHE-H18B-2A |  | 18000 | 19 | 9.7 | 19000 | 18000 | 94.74% | 2 | 0 | 12.5 |  |  |  | No | R-454B | 1.5 | Residential & Commercial | Ducted CEE Tier 1
213080365 | Central HP <5.4 tons | PAYNE HEATING AND COOLING | HRCU-A-CB (Split System: Heat Pump with Remote Outdoor Unit-Air-Source) | 38MURAQ36AB3* |  |  | CNPV*4824AL* | PG96MSAA60100C** | 36000 | 16.5 | 8.1 | 38500 | 34800 | 90.39% | 2.02 | 0 | 10 |  |  |  | No | R-410A | 3 | Residential & Commercial | Ducted CEE Tier 1
213078411 | Central HP <5.4 tons | PAYNE HEATING AND COOLING | HRCU-A-CB (Split System: Heat Pump with Remote Outdoor Unit-Air-Source) | 38MURAQ36AB3* |  |  | CAP**4221AL* | PG80MS(A,L)A48090C** | 35200 | 16.5 | 8.1 | 38500 | 35000 | 90.91% | 1.88 | 0 | 10 |  |  |  | No | R-410A | 2.9333 | Residential & Commercial | Ducted CEE Tier 1
213078677 | Central HP <5.4 tons | PAYNE HEATING AND COOLING | HRCU-A-CB (Split System: Heat Pump with Remote Outdoor Unit-Air-Source) | 38MURAQ36AB3* |  |  | CAP**4824AL* | PG80MS(A,L)A60110C** | 36200 | 16.5 | 8.5 | 38000 | 34800 | 91.58% | 2.06 | 0 | 10 |  |  |  | No | R-410A | 3.0167 | Residential & Commercial | Ducted CEE Tier 1
213078713 | Central HP <5.4 tons | PAYNE HEATING AND COOLING | HRCU-A-CB (Split System: Heat Pump with Remote Outdoor Unit-Air-Source) | 38MURAQ36AB3* |  |  | CNPV*4821AL* | PG80MS(A,L)A60110C** | 36400 | 16.5 | 8.1 | 38500 | 35000 | 90.91% | 2.02 | 0 | 10.5 |  |  |  | No | R-410A | 3.0333 | Residential & Commercial | Ducted CEE Tier 1
211226921 | Central HP <5.4 tons | PAYNE HEATING AND COOLING | HRCU-A-CB (Split System: Heat Pump with Remote Outdoor Unit-Air-Source) | 38MURAQ36AB3* |  |  | CAP**3721AL* | PG80ESUA60080C** | 37400 | 15.5 | 8.5 | 39000 | 35000 | 89.74% | 2.16 | 0 | 10 |  |  |  | No | R-410A | 3.1167 | Residential & Commercial | Ducted CEE Tier 1
211259980 | Central HP <5.4 tons | PAYNE HEATING AND COOLING | HRCU-A-CB (Split System: Heat Pump with Remote Outdoor Unit-Air-Source) | 38MURAQ18AB3* |  |  | CAP**1917AL* | PG92ESAA36040B** | 18300 | 15.5 | 8.5 | 18400 | 17600 | 95.65% | 2.12 | 0 | 10.5 |  |  |  | No | R-410A | 1.525 | Residential & Commercial | Ducted CEE Tier 1
211261059 | Central HP <5.4 tons | PAYNE HEATING AND COOLING | HRCU-A-CB (Split System: Heat Pump with Remote Outdoor Unit-Air-Source) | 38MURAQ18AB3* |  |  | CAP**2517AL* | PG92ESAA36040B** | 18400 | 15.5 | 8.5 | 18300 | 17500 | 95.63% | 2.12 | 0 | 10.5 |  |  |  | No | R-410A | 1.5333 | Residential & Commercial | Ducted CEE Tier 1
212971469 | Central HP <5.4 tons | PAYNE HEATING AND COOLING | HRCU-A-CB (Split System: Heat Pump with Remote Outdoor Unit-Air-Source) | 38MURAQ18AB3* |  |  | CAP**3017AL* | PG80VTLB48070B** | 17700 | 16.5 | 8.5 | 18200 | 18700 | 102.7% | 2.24 | 0 | 10.5 |  |  |  | No | R-410A | 1.475 | Residential & Commercial | Ducted CEE Tier 1
212971917 | Central HP <5.4 tons | PAYNE HEATING AND COOLING | HRCU-A-CB (Split System: Heat Pump with Remote Outdoor Unit-Air-Source) | 38MURAQ18AB3* |  |  | CAP**2517AL* | PG80VTLB48090B** | 18000 | 16.5 | 8.5 | 17900 | 17700 | 98.88% | 2.14 | 0 | 11 |  |  |  | No | R-410A | 1.5 | Residential & Commercial | Ducted CEE Tier 1
212974693 | Central HP <5.4 tons | PAYNE HEATING AND COOLING | HRCU-A-CB (Split System: Heat Pump with Remote Outdoor Unit-Air-Source) | 38MURAQ18AB3* |  |  | CNPV*1814AL* | PG96VTAB30040A** | 17100 | 15.5 | 8.1 | 18400 | 19800 | 107.6% | 2.38 | 0 | 10.5 |  |  |  | No | R-410A | 1.425 | Residential & Commercial | Ducted CEE Tier 1
211244262 | Central HP <5.4 tons | SMART COMFORT | HRCU-A-CB (Split System: Heat Pump with Remote Outdoor Unit-Air-Source) | DLCURAH24ABK |  |  | EN(A,D)4X24L17** | OLV098A12* | 23000 | 16 | 8.5 | 26400 | 24600 | 93.18% | 2.04 | 0 | 10 |  |  |  | No | R-410A | 1.9167 | Residential & Commercial | Ducted CEE Tier 1
211242281 | Central HP <5.4 tons | SMART COMFORT | HRCU-A-CB (Split System: Heat Pump with Remote Outdoor Unit-Air-Source) | DLCURAH24ABK |  |  | EA*4X36L21A* | *96VSN0601714A* | 23600 | 16.5 | 8.5 | 25600 | 23600 | 92.19% | 1.96 | 0 | 10 |  |  |  | No | R-410A | 1.9667 | Residential & Commercial | Ducted CEE Tier 1
211242683 | Central HP <5.4 tons | SMART COMFORT | HRCU-A-CB (Split System: Heat Pump with Remote Outdoor Unit-Air-Source) | DLCURAH24ABK |  |  | EA*4X36L21A* | *95ESN0801716A* | 24800 | 15.5 | 8.5 | 26800 | 22000 | 82.09% | 1.8 | 0 | 10 |  |  |  | No | R-410A | 2.0667 | Residential & Commercial | Ducted CEE Tier 1
211243919 | Central HP <5.4 tons | SMART COMFORT | HRCU-A-CB (Split System: Heat Pump with Remote Outdoor Unit-Air-Source) | DLCURAH24ABK |  |  | EN(A,D)4X24L17** | *80ES(N,L)0701716A* | 24400 | 15.5 | 8.5 | 27400 | 22400 | 81.75% | 1.84 | 0 | 10 |  |  |  | No | R-410A | 2.0333 | Residential & Commercial | Ducted CEE Tier 1
211244436 | Central HP <5.4 tons | SMART COMFORT | HRCU-A-CB (Split System: Heat Pump with Remote Outdoor Unit-Air-Source) | DLCURAH24ABK |  |  | EN(A,D)4X30L17** | *96VSN0601714A* | 23400 | 16.5 | 8.1 | 25800 | 24000 | 93.02% | 2 | 0 | 10 |  |  |  | No | R-410A | 1.95 | Residential & Commercial | Ducted CEE Tier 1
211244586 | Central HP <5.4 tons | SMART COMFORT | HRCU-A-CB (Split System: Heat Pump with Remote Outdoor Unit-Air-Source) | DLCURAH24ABK |  |  | EN(A,D)4X30L17** | *96VTN0801716A* | 24200 | 16.5 | 8.1 | 26200 | 23000 | 87.79% | 1.9 | 0 | 10.5 |  |  |  | No | R-410A | 2.0167 | Residential & Commercial | Ducted CEE Tier 1
211226822 | Central HP <5.4 tons | SMART COMFORT | HRCU-A-CB (Split System: Heat Pump with Remote Outdoor Unit-Air-Source) | DLCURAH36ABK |  |  | EA*4X37L21A* | *80ES(N,L)0901714A* | 36800 | 16 | 8.5 | 38500 | 34800 | 90.39% | 2.1 | 0 | 10 |  |  |  | No | R-410A | 3.0667 | Residential & Commercial | Ducted CEE Tier 1
212971883 | Central HP <5.4 tons | SMART COMFORT | HRCU-A-CB (Split System: Heat Pump with Remote Outdoor Unit-Air-Source) | DLCURAH36ABK |  |  | EA*4X48L21A* | *80VTL0701716B* | 35600 | 16 | 8.5 | 37800 | 34800 | 92.06% | 2.02 | 0 | 10 |  |  |  | No | R-410A | 2.9667 | Residential & Commercial | Ducted CEE Tier 1
207335553 | Central HP <5.4 tons | NAPOLEON | HRCU-A-CB (Split System: Heat Pump with Remote Outdoor Unit-Air-Source) | NS18HV24A36 |  |  | NPFX24A36A |  | 34000 | 16 | 9 | 35000 | 28000 | 80% | 1.8 | 10 | 10 |  |  |  | No | R-410A | 2.8333 | Residential & Commercial | Ducted CEE Tier 1
211226386 | Central HP <5.4 tons | SMART COMFORT | HRCU-A-CB (Split System: Heat Pump with Remote Outdoor Unit-Air-Source) | DLCURAH36ABK |  |  | EA*4X36L21A* | *95ESN1002122A* | 36400 | 15.2 | 8.1 | 40000 | 35400 | 88.5% | 1.88 | 0 | 10 |  |  |  | No | R-410A | 3.0333 | Residential & Commercial | Ducted CEE Tier 1
213607746 | Central HP <5.4 tons | SMART COMFORT | HRCU-A-CB (Split System: Heat Pump with Remote Outdoor Unit-Air-Source) | DLCURAH36ABK |  |  | FTMA4B48L0C* |  | 36400 | 17 | 9 | 37200 | 34600 | 93.01% | 2.08 | 0 | 10 |  |  |  | No | R-410A | 3.0333 | Residential & Commercial | Ducted CEE Tier 1
213785776 | Central HP <5.4 tons | Bladex | HRCU-A-C (Split System: Heat Pump with Remote Outdoor Unit with No Indoor Fan --Air Source) | BX30-24HPHYHA |  |  | BLCA-24A14AC |  | 24000 | 16.1 | 9.8 | 25000 | 20000 | 80% | 2 | 0 | 10.7 |  |  |  | No | R-410A | 2 | Residential & Commercial | Ducted CEE Tier 1
212916825 | Central HP <5.4 tons | Bladex | HRCU-A-C (Split System: Heat Pump with Remote Outdoor Unit with No Indoor Fan --Air Source) | BX30U-18HPHYHA |  |  | BLC-24HWAC1-UNC |  | 18000 | 16.1 | 9.5 | 19000 | 15000 | 78.95% | 2.2 | 11.6 | 11.7 |  |  |  | No | R-410A | 1.5 | Residential & Commercial | Ducted CEE Tier 1
212367438 | Central HP <5.4 tons | Bladex | HRCU-A-CB (Split System: Heat Pump with Remote Outdoor Unit-Air-Source) | BX30-24HPHYHA |  |  | BLA-24HWAHU1 |  | 24000 | 17.4 | 10 | 24000 | 22600 | 94.17% | 1.91 | 12.5 | 11.7 |  |  |  | No | R-410A | 2 | Residential & Commercial | Ducted CEE Tier 1
212367432 | Central HP <5.4 tons | Bladex | HRCU-A-C (Split System: Heat Pump with Remote Outdoor Unit with No Indoor Fan --Air Source) | BX30U-18HPHYHA |  |  | BLC-24HWAC1 |  | 18000 | 16.1 | 9.5 | 19000 | 15000 | 78.95% | 2.2 | 11.6 | 11.7 |  |  |  | No | R-410A | 1.5 | Residential & Commercial | Ducted CEE Tier 1
214056594 | Central HP <5.4 tons | Bladex | HRCU-A-C (Split System: Heat Pump with Remote Outdoor Unit with No Indoor Fan --Air Source) | BX30-24HPHYHA |  |  | BLCA-24HWAC1-UNC |  | 24000 | 16.1 | 9.8 | 25000 | 20000 | 80% | 2 | 0 | 10.7 |  |  |  | No | R-410A | 2 | Residential & Commercial | Ducted CEE Tier 1
212973590 | Central HP <5.4 tons | SMART COMFORT | HRCU-A-CB (Split System: Heat Pump with Remote Outdoor Unit-Air-Source) | DLCURAH24ABK |  |  | EA*4X37L17A* | *96VSN0601412B* | 24000 | 17 | 8.1 | 25200 | 22400 | 88.89% | 1.86 | 0 | 10 |  |  |  | No | R-410A | 2 | Residential & Commercial | Ducted CEE Tier 1
212973890 | Central HP <5.4 tons | SMART COMFORT | HRCU-A-CB (Split System: Heat Pump with Remote Outdoor Unit-Air-Source) | DLCURAH24ABK |  |  | EA*4X37L21A* | *96VSN0801716B* | 24600 | 17 | 8.5 | 25200 | 21200 | 84.13% | 1.78 | 0 | 10.5 |  |  |  | No | R-410A | 2.05 | Residential & Commercial | Ducted CEE Tier 1
212982297 | Central HP <5.4 tons | SMART COMFORT | HRCU-A-CB (Split System: Heat Pump with Remote Outdoor Unit-Air-Source) | DLCURAH24ABK |  |  | EA*4X36L21A* | *80MSU0401712A* | 23600 | 17 | 8.5 | 25800 | 23200 | 89.92% | 1.94 | 0 | 10 |  |  |  | No | R-410A | 1.9667 | Residential & Commercial | Ducted CEE Tier 1
212977703 | Central HP <5.4 tons | SMART COMFORT | HRCU-A-CB (Split System: Heat Pump with Remote Outdoor Unit-Air-Source) | DLCURAH24ABK |  |  | EN(A,D,W)4X36L17** | *80MS(N,L)0451412A* | 23600 | 17 | 8.5 | 26400 | 24200 | 91.67% | 2 | 0 | 10.5 |  |  |  | No | R-410A | 1.9667 | Residential & Commercial | Ducted CEE Tier 1
212979926 | Central HP <5.4 tons | SMART COMFORT | HRCU-A-CB (Split System: Heat Pump with Remote Outdoor Unit-Air-Source) | DLCURAH24ABK |  |  | EN(A,D,W)4X36L17** | *80MS(N,L)0901714A* | 23600 | 17 | 8.5 | 26400 | 24400 | 92.42% | 2.02 | 0 | 10.5 |  |  |  | No | R-410A | 1.9667 | Residential & Commercial | Ducted CEE Tier 1
211244987 | Central HP <5.4 tons | SMART COMFORT | HRCU-A-CB (Split System: Heat Pump with Remote Outdoor Unit-Air-Source) | DLCURAH24ABK |  |  | EN(A,D,W)4X36L17** | *80ESU0401712A* | 24000 | 17 | 8.1 | 26000 | 23200 | 89.23% | 1.94 | 0 | 10.5 |  |  |  | No | R-410A | 2 | Residential & Commercial | Ducted CEE Tier 1
212978111 | Central HP <5.4 tons | SMART COMFORT | HRCU-A-CB (Split System: Heat Pump with Remote Outdoor Unit-Air-Source) | DLCURAH24ABK |  |  | EA*4X25L17A* | *80MS(N,L)0701412A* | 24200 | 17.5 | 8.5 | 25200 | 21800 | 86.51% | 1.82 | 0 | 10.5 |  |  |  | No | R-410A | 2.0167 | Residential & Commercial | Ducted CEE Tier 1
211242172 | Central HP <5.4 tons | SMART COMFORT | HRCU-A-CB (Split System: Heat Pump with Remote Outdoor Unit-Air-Source) | DLCURAH24ABK |  |  | EA*4X36L17A* | *95ESN0801716A* | 24800 | 15.5 | 8.5 | 26800 | 22000 | 82.09% | 1.8 | 0 | 10 |  |  |  | No | R-410A | 2.0667 | Residential & Commercial | Ducted CEE Tier 1
211242536 | Central HP <5.4 tons | SMART COMFORT | HRCU-A-CB (Split System: Heat Pump with Remote Outdoor Unit-Air-Source) | DLCURAH24ABK |  |  | EA*4X36L21A* | *96VTN1002120A* | 24000 | 17 | 8.5 | 26000 | 22800 | 87.69% | 1.9 | 0 | 10 |  |  |  | No | R-410A | 2 | Residential & Commercial | Ducted CEE Tier 1
211244289 | Central HP <5.4 tons | SMART COMFORT | HRCU-A-CB (Split System: Heat Pump with Remote Outdoor Unit-Air-Source) | DLCURAH24ABK |  |  | EN(A,D)4X30L14** | *96VSN0401410A* | 23600 | 15.5 | 8.1 | 26200 | 23600 | 90.08% | 1.92 | 0 | 10 |  |  |  | No | R-410A | 1.9667 | Residential & Commercial | Ducted CEE Tier 1
211244373 | Central HP <5.4 tons | SMART COMFORT | HRCU-A-CB (Split System: Heat Pump with Remote Outdoor Unit-Air-Source) | DLCURAH24ABK |  |  | EN(A,D)4X30L14** | *80ES(N,L)0451412A* | 24400 | 16 | 8.1 | 26600 | 22600 | 84.96% | 1.84 | 0 | 10 |  |  |  | No | R-410A | 2.0333 | Residential & Commercial | Ducted CEE Tier 1
212975351 | Central HP <5.4 tons | SMART COMFORT | HRCU-A-CB (Split System: Heat Pump with Remote Outdoor Unit-Air-Source) | DLCURAH24ABK |  |  | EN(A,D)4X30L17** | *96VTN0401712B* | 23200 | 16 | 8.1 | 26200 | 24800 | 94.66% | 2.06 | 0 | 10 |  |  |  | No | R-410A | 1.9333 | Residential & Commercial | Ducted CEE Tier 1
212975692 | Central HP <5.4 tons | SMART COMFORT | HRCU-A-CB (Split System: Heat Pump with Remote Outdoor Unit-Air-Source) | DLCURAH24ABK |  |  | EA*4X36L17A* | *96VTN0601412B* | 23600 | 17 | 8.5 | 26200 | 24000 | 91.6% | 2 | 0 | 10 |  |  |  | No | R-410A | 1.9667 | Residential & Commercial | Ducted CEE Tier 1
215471334 | Central HP <5.4 tons | MIDEA | HRCU-A-CB (Split System: Heat Pump with Remote Outdoor Unit-Air-Source) | MO1SE-H36B-2A |  |  | MAUHE-H36B-2A |  | 36000 | 17.3 | 10.3 | 37000 | 39000 | 105.4% | 1.9 | 0 | 11.7 |  |  |  | No | R-454B | 3 | Residential & Commercial | Ducted CEE Tier 1
211227193 | Central HP <5.4 tons | PAYNE HEATING AND COOLING | HRCU-A-CB (Split System: Heat Pump with Remote Outdoor Unit-Air-Source) | 38MURAQ36AB3* |  |  | CAP**3721AL* | PG96VTAA60100C** | 36600 | 15.5 | 8.5 | 38500 | 34800 | 90.39% | 2.1 | 0 | 10 |  |  |  | No | R-410A | 3.05 | Residential & Commercial | Ducted CEE Tier 1
211227509 | Central HP <5.4 tons | PAYNE HEATING AND COOLING | HRCU-A-CB (Split System: Heat Pump with Remote Outdoor Unit-Air-Source) | 38MURAQ36AB3* |  |  | CAP**4221AL* | PG92ESAA42060B** | 35400 | 16 | 8.1 | 38500 | 35000 | 90.91% | 1.88 | 0 | 10 |  |  |  | No | R-410A | 2.95 | Residential & Commercial | Ducted CEE Tier 1
211227777 | Central HP <5.4 tons | PAYNE HEATING AND COOLING | HRCU-A-CB (Split System: Heat Pump with Remote Outdoor Unit-Air-Source) | 38MURAQ36AB3* |  |  | CAP**4224AL* | PG80ES(A,L)A48090C** | 35800 | 16 | 8.1 | 39500 | 35000 | 88.61% | 1.9 | 0 | 10 |  |  |  | No | R-410A | 2.9833 | Residential & Commercial | Ducted CEE Tier 1
211227927 | Central HP <5.4 tons | PAYNE HEATING AND COOLING | HRCU-A-CB (Split System: Heat Pump with Remote Outdoor Unit-Air-Source) | 38MURAQ36AB3* |  |  | CAP**4224AL* | PG80VTLA66110C** | 36200 | 15.5 | 8.1 | 39500 | 35200 | 89.11% | 1.92 | 0 | 10 |  |  |  | No | R-410A | 3.0167 | Residential & Commercial | Ducted CEE Tier 1
211228386 | Central HP <5.4 tons | PAYNE HEATING AND COOLING | HRCU-A-CB (Split System: Heat Pump with Remote Outdoor Unit-Air-Source) | 38MURAQ36AB3* |  |  | CAP**4321AL* | PG80VTLA48090B** | 36600 | 16 | 8.5 | 38500 | 34800 | 90.39% | 2.08 | 0 | 10 |  |  |  | No | R-410A | 3.05 | Residential & Commercial | Ducted CEE Tier 1
211228597 | Central HP <5.4 tons | PAYNE HEATING AND COOLING | HRCU-A-CB (Split System: Heat Pump with Remote Outdoor Unit-Air-Source) | 38MURAQ36AB3* |  |  | CAP**4321AL* | PG95ESUA60100C** | 36600 | 16 | 8.5 | 38500 | 34800 | 90.39% | 2.1 | 0 | 10 |  |  |  | No | R-410A | 3.05 | Residential & Commercial | Ducted CEE Tier 1
216025739 | Central HP <5.4 tons | NAPOLEON | HRCU-A-CB (Split System: Heat Pump with Remote Outdoor Unit-Air-Source) | WSEHV4860BA1-N |  |  | WPFX60A-N |  | 54000 | 16 | 9 | 54000 | 46000 | 85.19% | 1.8 | 0 | 10.5 |  |  |  | No | R-454B | 4.5 | Residential & Commercial | Ducted CEE Tier 1
206765995 | Central HP <5.4 tons | TEMPSTAR | HRCU-A-CB (Split System: Heat Pump with Remote Outdoor Unit-Air-Source) | TVH825GKA3* |  |  | EA*4X37L21A*+WALLCON | *97CMN0801714A* | 24400 | 16.5 | 8.1 | 21200 | 16700 | 78.77% | 2.02 | 11 | 11 |  |  |  | No | R-410A | 2.0333 | Residential & Commercial | Ducted CEE Tier 1
206767550 | Central HP <5.4 tons | TEMPSTAR | HRCU-A-CB (Split System: Heat Pump with Remote Outdoor Unit-Air-Source) | TVH825GKA3* |  |  | EA*4X37L21A*+WALLCON | *95CSU0802120A* | 24400 | 17 | 8.5 | 21200 | 16600 | 78.3% | 2.04 | 11.5 | 11 |  |  |  | No | R-410A | 2.0333 | Residential & Commercial | Ducted CEE Tier 1
213307890 | Central HP <5.4 tons | Bladex | HRCU-A-C (Split System: Heat Pump with Remote Outdoor Unit with No Indoor Fan --Air Source) | BX30U-30HPHYHA(X) |  |  | BLCB-36B18AC |  | 29000 | 15.2 | 8.5 | 31000 | 22600 | 72.9% | 1.8 | 0 | 10 |  |  |  | No | R-410A | 2.4167 | Residential & Commercial | Ducted CEE Tier 1
216025738 | Central HP <5.4 tons | NAPOLEON | HRCU-A-CB (Split System: Heat Pump with Remote Outdoor Unit-Air-Source) | WSEHV2436BA1-N |  |  | WPFX36A-N |  | 34000 | 16.5 | 9 | 34000 | 32000 | 94.12% | 1.8 | 0 | 11 |  |  |  | No | R-454B | 2.8333 | Residential & Commercial | Ducted CEE Tier 1
213142353 | Central HP <5.4 tons | Bladex | HRCU-A-C (Split System: Heat Pump with Remote Outdoor Unit with No Indoor Fan --Air Source) | BX30U-55HPHYHA |  |  | BLC-60HWAC1* |  | 45000 | 15.2 | 9.2 | 55000 | 46500 | 84.55% | 1.8 | 0 | 10 |  |  |  | No | R-410A | 3.75 | Residential & Commercial | Ducted CEE Tier 1
211259763 | Central HP <5.4 tons | PAYNE HEATING AND COOLING | HRCU-A-CB (Split System: Heat Pump with Remote Outdoor Unit-Air-Source) | 38MURAQ18AB3* |  |  | CAP**1917AL* | PG96VTAA36040B** | 18200 | 15.5 | 8.5 | 18300 | 17600 | 96.17% | 2.12 | 0 | 10.5 |  |  |  | No | R-410A | 1.5167 | Residential & Commercial | Ducted CEE Tier 1
211259949 | Central HP <5.4 tons | PAYNE HEATING AND COOLING | HRCU-A-CB (Split System: Heat Pump with Remote Outdoor Unit-Air-Source) | 38MURAQ18AB3* |  |  | CAP**1917AL* | PG92ESAA42060B** | 18200 | 16.5 | 8.5 | 18100 | 17600 | 97.24% | 2.14 | 0 | 11 |  |  |  | No | R-410A | 1.5167 | Residential & Commercial | Ducted CEE Tier 1
211260174 | Central HP <5.4 tons | PAYNE HEATING AND COOLING | HRCU-A-CB (Split System: Heat Pump with Remote Outdoor Unit-Air-Source) | 38MURAQ18AB3* |  |  | CAP**2414AL* | PG95ESAA30026A** | 17900 | 15.5 | 8.5 | 19000 | 18900 | 99.47% | 2.26 | 0 | 10.5 |  |  |  | No | R-410A | 1.4917 | Residential & Commercial | Ducted CEE Tier 1
211261428 | Central HP <5.4 tons | PAYNE HEATING AND COOLING | HRCU-A-CB (Split System: Heat Pump with Remote Outdoor Unit-Air-Source) | 38MURAQ18AB3* |  |  | CAP**3014AL* | PG80ES(A,L)A36045A** | 18200 | 16.5 | 8.5 | 18600 | 18400 | 98.92% | 2.22 | 0 | 10.5 |  |  |  | No | R-410A | 1.5167 | Residential & Commercial | Ducted CEE Tier 1
211245208 | Central HP <5.4 tons | SMART COMFORT | HRCU-A-CB (Split System: Heat Pump with Remote Outdoor Unit-Air-Source) | DLCURAH24ABK |  |  | EN(A,D,W)4X36L17** | *95ESN0801716A* | 24600 | 15.5 | 8.1 | 26800 | 22200 | 82.84% | 1.82 | 0 | 10 |  |  |  | No | R-410A | 2.05 | Residential & Commercial | Ducted CEE Tier 1
211245022 | Central HP <5.4 tons | SMART COMFORT | HRCU-A-CB (Split System: Heat Pump with Remote Outdoor Unit-Air-Source) | DLCURAH24ABK |  |  | EN(A,D,W)4X36L17** | *96VTN0801716A* | 24200 | 16.5 | 8.1 | 26200 | 23000 | 87.79% | 1.9 | 0 | 10.5 |  |  |  | No | R-410A | 2.0167 | Residential & Commercial | Ducted CEE Tier 1
211244154 | Central HP <5.4 tons | SMART COMFORT | HRCU-A-CB (Split System: Heat Pump with Remote Outdoor Unit-Air-Source) | DLCURAH24ABK |  |  | EN(A,D)4X24L17** | *92ESN0601412A* | 24200 | 15.5 | 8.5 | 27200 | 22600 | 83.09% | 1.86 | 0 | 10 |  |  |  | No | R-410A | 2.0167 | Residential & Commercial | Ducted CEE Tier 1
211244231 | Central HP <5.4 tons | SMART COMFORT | HRCU-A-CB (Split System: Heat Pump with Remote Outdoor Unit-Air-Source) | DLCURAH24ABK |  |  | EN(A,D)4X24L17** | *80ES(N,L)0701412A* | 23800 | 16 | 8.5 | 26800 | 23200 | 86.57% | 1.92 | 0 | 10 |  |  |  | No | R-410A | 1.9833 | Residential & Commercial | Ducted CEE Tier 1
211243127 | Central HP <5.4 tons | SMART COMFORT | HRCU-A-CB (Split System: Heat Pump with Remote Outdoor Unit-Air-Source) | DLCURAH24ABK |  |  | EA*4X37L17A* | *92ESN0401410A* | 24600 | 15.2 | 8.5 | 26000 | 21600 | 83.08% | 1.78 | 0 | 10 |  |  |  | No | R-410A | 2.05 | Residential & Commercial | Ducted CEE Tier 1
211243234 | Central HP <5.4 tons | SMART COMFORT | HRCU-A-CB (Split System: Heat Pump with Remote Outdoor Unit-Air-Source) | DLCURAH24ABK |  |  | EA*4X37L21A* | *96VSN0802120A* | 24600 | 17 | 8.5 | 25200 | 21000 | 83.33% | 1.78 | 0 | 10.5 |  |  |  | No | R-410A | 2.05 | Residential & Commercial | Ducted CEE Tier 1
211243243 | Central HP <5.4 tons | SMART COMFORT | HRCU-A-CB (Split System: Heat Pump with Remote Outdoor Unit-Air-Source) | DLCURAH24ABK |  |  | EA*4X37L21A* | *96VSN1002120A* | 24400 | 17 | 8.5 | 25200 | 21200 | 84.13% | 1.78 | 0 | 10.5 |  |  |  | No | R-410A | 2.0333 | Residential & Commercial | Ducted CEE Tier 1
211229481 | Central HP <5.4 tons | PAYNE HEATING AND COOLING | HRCU-A-CB (Split System: Heat Pump with Remote Outdoor Unit-Air-Source) | 38MURAQ36AB3* |  |  | CAP**4824AL* | PG95ESAA60080C** | 36600 | 15.5 | 8.5 | 38500 | 34800 | 90.39% | 2.1 | 0 | 10 |  |  |  | No | R-410A | 3.05 | Residential & Commercial | Ducted CEE Tier 1
211230608 | Central HP <5.4 tons | PAYNE HEATING AND COOLING | HRCU-A-CB (Split System: Heat Pump with Remote Outdoor Unit-Air-Source) | 38MURAQ36AB3* |  |  | CNPV*4824AL* | PG92ESAA60100C** | 35800 | 16.5 | 8.1 | 38500 | 34800 | 90.39% | 2 | 0 | 10 |  |  |  | No | R-410A | 2.9833 | Residential & Commercial | Ducted CEE Tier 1
211230628 | Central HP <5.4 tons | PAYNE HEATING AND COOLING | HRCU-A-CB (Split System: Heat Pump with Remote Outdoor Unit-Air-Source) | 38MURAQ36AB3* |  |  | CNPV*4824AL* | PG92ESAA60120D** | 36400 | 16 | 8.1 | 38500 | 34800 | 90.39% | 2.04 | 0 | 10.5 |  |  |  | No | R-410A | 3.0333 | Residential & Commercial | Ducted CEE Tier 1
211230760 | Central HP <5.4 tons | PAYNE HEATING AND COOLING | HRCU-A-CB (Split System: Heat Pump with Remote Outdoor Unit-Air-Source) | 38MURAQ36AB3* |  |  | CNPV*4824AL* | PG96VTAA60100C** | 36600 | 15.5 | 8.1 | 39500 | 35000 | 88.61% | 2.04 | 0 | 10 |  |  |  | No | R-410A | 3.05 | Residential & Commercial | Ducted CEE Tier 1
211624976 | Central HP <5.4 tons | NAPOLEON | HRCU-A-CB (Split System: Heat Pump with Remote Outdoor Unit-Air-Source) | WSEHV4860RA1-N |  |  | NPFX48A60A |  | 54000 | 16 | 9 | 54000 | 41000 | 75.93% | 1.8 | 10.5 | 10 |  |  |  | No | R-410A | 4.5 | Residential & Commercial | Ducted CEE Tier 1
215471351 | Central HP <5.4 tons | MIDEA | HRCU-A-CB (Split System: Heat Pump with Remote Outdoor Unit-Air-Source) | MO1HS-H18B-2A |  |  | MACHU-H18B-2A |  | 18000 | 18 | 10 | 19500 | 18000 | 92.31% | 2.2 | 0 | 12 |  |  |  | No | R-454B | 1.5 | Residential & Commercial | Ducted CEE Tier 1
211261930 | Central HP <5.4 tons | PAYNE HEATING AND COOLING | HRCU-A-CB (Split System: Heat Pump with Remote Outdoor Unit-Air-Source) | 38MURAQ18AB3* |  |  | CAP**3017AL* | PG96VTAA36060A** | 18000 | 16 | 8.5 | 18600 | 18500 | 99.46% | 2.22 | 0 | 10.5 |  |  |  | No | R-410A | 1.5 | Residential & Commercial | Ducted CEE Tier 1
212989287 | Central HP <5.4 tons | PAYNE HEATING AND COOLING | HRCU-A-CB (Split System: Heat Pump with Remote Outdoor Unit-Air-Source) | 38MURAQ18AB3* |  |  | CAP**2517AL* | PG95MSUA48060B** | 17800 | 16.5 | 8.1 | 17700 | 17700 | 100% | 2.14 | 0 | 10.5 |  |  |  | No | R-410A | 1.4833 | Residential & Commercial | Ducted CEE Tier 1
211259744 | Central HP <5.4 tons | PAYNE HEATING AND COOLING | HRCU-A-CB (Split System: Heat Pump with Remote Outdoor Unit-Air-Source) | 38MURAQ18AB3* |  |  | CAP**1917AL* | PG80VTLA36045A** | 18100 | 16.5 | 8.5 | 18000 | 17600 | 97.78% | 2.14 | 0 | 11 |  |  |  | No | R-410A | 1.5083 | Residential & Commercial | Ducted CEE Tier 1
211259760 | Central HP <5.4 tons | PAYNE HEATING AND COOLING | HRCU-A-CB (Split System: Heat Pump with Remote Outdoor Unit-Air-Source) | 38MURAQ18AB3* |  |  | CAP**1917AL* | PG80VTLA48090B** | 18100 | 16.5 | 8.5 | 18100 | 17700 | 97.79% | 2.14 | 0 | 11 |  |  |  | No | R-410A | 1.5083 | Residential & Commercial | Ducted CEE Tier 1
211260109 | Central HP <5.4 tons | PAYNE HEATING AND COOLING | HRCU-A-CB (Split System: Heat Pump with Remote Outdoor Unit-Air-Source) | 38MURAQ18AB3* |  |  | CAP**2414AL* | PG80VTLA36045A** | 17600 | 16 | 8.5 | 18400 | 19100 | 103.8% | 2.3 | 0 | 10.5 |  |  |  | No | R-410A | 1.4667 | Residential & Commercial | Ducted CEE Tier 1
215471337 | Central HP <5.4 tons | MIDEA | HRCU-A-CB (Split System: Heat Pump with Remote Outdoor Unit-Air-Source) | MO1SE-H48B-2A |  |  | MAUHE-H60B-2A |  | 48000 | 16.3 | 9 | 56000 | 52000 | 92.86% | 1.8 | 0 | 11.7 |  |  |  | No | R-454B | 4 | Residential & Commercial | Ducted CEE Tier 1
213419196 | Central HP <5.4 tons | Bladex | HRCU-A-C (Split System: Heat Pump with Remote Outdoor Unit with No Indoor Fan --Air Source) | BX30S-36HPHYHA |  |  | BLCB-36B18AC-UNC |  | 35000 | 15.2 | 8.5 | 36000 | 30000 | 83.33% | 1.8 | 0 | 10 |  |  |  | No | R-410A | 2.9167 | Residential & Commercial | Ducted CEE Tier 1
214078219 | Central HP <5.4 tons | Kepler | HRCU-A-C (Split System: Heat Pump with Remote Outdoor Unit with No Indoor Fan --Air Source) | AZPN/B36WDUID |  |  | AZPN/C36WAC |  | 35000 | 15.2 | 8.5 | 36000 | 30000 | 83.33% | 1.8 | 0 | 10 |  |  |  | No | R-410A | 2.9167 | Residential & Commercial | Ducted CEE Tier 1
213433215 | Central HP <5.4 tons | Kepler | HRCU-A-C (Split System: Heat Pump with Remote Outdoor Unit with No Indoor Fan --Air Source) | AZPN/C36WDUID |  |  | AZPN/C36WAC |  | 35000 | 15.2 | 8.5 | 36000 | 30000 | 83.33% | 1.8 | 0 | 10 |  |  |  | No | R-410A | 2.9167 | Residential & Commercial | Ducted CEE Tier 1
214610381 | Central HP <5.4 tons | Kepler | HRCU-A-C (Split System: Heat Pump with Remote Outdoor Unit with No Indoor Fan --Air Source) | AZPN/B36WDUID |  |  | AZPN/B36WAC-UC |  | 35000 | 15.2 | 8.5 | 36000 | 30000 | 83.33% | 1.8 | 0 | 10 |  |  |  | No | R-410A | 2.9167 | Residential & Commercial | Ducted CEE Tier 1
211229295 | Central HP <5.4 tons | PAYNE HEATING AND COOLING | HRCU-A-CB (Split System: Heat Pump with Remote Outdoor Unit-Air-Source) | 38MURAQ36AB3* |  |  | CAP**4824AL* | PG80ES(A,L)A60110C** | 36000 | 16.5 | 8.5 | 38500 | 34600 | 89.87% | 2.06 | 0 | 10 |  |  |  | No | R-410A | 3 | Residential & Commercial | Ducted CEE Tier 1
211229409 | Central HP <5.4 tons | PAYNE HEATING AND COOLING | HRCU-A-CB (Split System: Heat Pump with Remote Outdoor Unit-Air-Source) | 38MURAQ36AB3* |  |  | CAP**4824AL* | PG80VTLA66110C** | 36800 | 16 | 8.5 | 38500 | 34800 | 90.39% | 2.1 | 0 | 10 |  |  |  | No | R-410A | 3.0667 | Residential & Commercial | Ducted CEE Tier 1
211230597 | Central HP <5.4 tons | PAYNE HEATING AND COOLING | HRCU-A-CB (Split System: Heat Pump with Remote Outdoor Unit-Air-Source) | 38MURAQ36AB3* |  |  | CNPV*4824AL* | PG92ESAA60080C** | 35800 | 16.5 | 8.1 | 38500 | 34800 | 90.39% | 2.02 | 0 | 10.5 |  |  |  | No | R-410A | 2.9833 | Residential & Commercial | Ducted CEE Tier 1
212974992 | Central HP <5.4 tons | PAYNE HEATING AND COOLING | HRCU-A-CB (Split System: Heat Pump with Remote Outdoor Unit-Air-Source) | 38MURAQ24AB3* |  |  | CAP**3717AL* | PG96VTAB30040A** | 23800 | 16 | 8.1 | 25200 | 22400 | 88.89% | 1.84 | 0 | 10 |  |  |  | No | R-410A | 1.9833 | Residential & Commercial | Ducted CEE Tier 1
212975311 | Central HP <5.4 tons | PAYNE HEATING AND COOLING | HRCU-A-CB (Split System: Heat Pump with Remote Outdoor Unit-Air-Source) | 38MURAQ24AB3* |  |  | CAP**3717AL* | PG96VTAB36040B** | 24000 | 16 | 8.1 | 25400 | 22000 | 86.61% | 1.82 | 0 | 10 |  |  |  | No | R-410A | 2 | Residential & Commercial | Ducted CEE Tier 1
213607596 | Central HP <5.4 tons | SMART COMFORT | HRCU-A-CB (Split System: Heat Pump with Remote Outdoor Unit-Air-Source) | DLCURAH18ABK |  |  | FTMA4X24L0B* |  | 18100 | 16.5 | 8.5 | 18200 | 18200 | 100% | 2.2 | 0 | 11 |  |  |  | No | R-410A | 1.5083 | Residential & Commercial | Ducted CEE Tier 1
212975696 | Central HP <5.4 tons | PAYNE HEATING AND COOLING | HRCU-A-CB (Split System: Heat Pump with Remote Outdoor Unit-Air-Source) | 38MURAQ24AB3* |  |  | CAP**3717AL* | PG96VTAB36060A** | 24000 | 17 | 8.1 | 25200 | 22400 | 88.89% | 1.86 | 0 | 10 |  |  |  | No | R-410A | 2 | Residential & Commercial | Ducted CEE Tier 1
212976112 | Central HP <5.4 tons | PAYNE HEATING AND COOLING | HRCU-A-CB (Split System: Heat Pump with Remote Outdoor Unit-Air-Source) | 38MURAQ24AB3* |  |  | CNPV*3617AL* | PG96VTAB48080B** | 23400 | 16.5 | 8.1 | 25800 | 24200 | 93.8% | 2 | 0 | 10 |  |  |  | No | R-410A | 1.95 | Residential & Commercial | Ducted CEE Tier 1
212976665 | Central HP <5.4 tons | PAYNE HEATING AND COOLING | HRCU-A-CB (Split System: Heat Pump with Remote Outdoor Unit-Air-Source) | 38MURAQ24AB3* |  |  | CAP**3621AL* | PG96VTAB60100C** | 23600 | 17.5 | 8.5 | 26200 | 23800 | 90.84% | 1.98 | 0 | 10 |  |  |  | No | R-410A | 1.9667 | Residential & Commercial | Ducted CEE Tier 1
211245723 | Central HP <5.4 tons | PAYNE HEATING AND COOLING | HRCU-A-CB (Split System: Heat Pump with Remote Outdoor Unit-Air-Source) | 38MURAQ24AB3* |  |  | CNPV*3621AL* | PG92ESAA36040B** | 23600 | 15.5 | 8.1 | 26200 | 23400 | 89.31% | 1.92 | 0 | 10 |  |  |  | No | R-410A | 1.9667 | Residential & Commercial | Ducted CEE Tier 1
211245938 | Central HP <5.4 tons | PAYNE HEATING AND COOLING | HRCU-A-CB (Split System: Heat Pump with Remote Outdoor Unit-Air-Source) | 38MURAQ24AB3* |  |  | FM(C,U)4Z24**AL* |  | 23800 | 17.5 | 9 | 27200 | 25800 | 94.85% | 2.18 | 0 | 10 |  |  |  | No | R-410A | 1.9833 | Residential & Commercial | Ducted CEE Tier 1
211245493 | Central HP <5.4 tons | PAYNE HEATING AND COOLING | HRCU-A-CB (Split System: Heat Pump with Remote Outdoor Unit-Air-Source) | 38MURAQ24AB3* |  |  | CNPV*3621AL* | PG96VTAA36040B** | 23400 | 16 | 8.1 | 25800 | 24000 | 93.02% | 1.98 | 0 | 10 |  |  |  | No | R-410A | 1.95 | Residential & Commercial | Ducted CEE Tier 1
211240429 | Central HP <5.4 tons | PAYNE HEATING AND COOLING | HRCU-A-CB (Split System: Heat Pump with Remote Outdoor Unit-Air-Source) | 38MURAQ24AB3* |  |  | CAP**2417AL* | PG95ESUA36040B** | 23400 | 16.5 | 8.5 | 26400 | 25200 | 95.45% | 2.1 | 0 | 10 |  |  |  | No | R-410A | 1.95 | Residential & Commercial | Ducted CEE Tier 1
211245470 | Central HP <5.4 tons | PAYNE HEATING AND COOLING | HRCU-A-CB (Split System: Heat Pump with Remote Outdoor Unit-Air-Source) | 38MURAQ24AB3* |  |  | CNPV*3621AL* | PG80ESUA36040B** | 24000 | 17 | 8.1 | 26000 | 23200 | 89.23% | 1.92 | 0 | 10.5 |  |  |  | No | R-410A | 2 | Residential & Commercial | Ducted CEE Tier 1
211245690 | Central HP <5.4 tons | PAYNE HEATING AND COOLING | HRCU-A-CB (Split System: Heat Pump with Remote Outdoor Unit-Air-Source) | 38MURAQ24AB3* |  |  | CNPV*3621AL* | PG92ESAA60100C** | 24800 | 16.5 | 8.5 | 26800 | 22200 | 82.84% | 1.84 | 0 | 10.5 |  |  |  | No | R-410A | 2.0667 | Residential & Commercial | Ducted CEE Tier 1
211241235 | Central HP <5.4 tons | SMART COMFORT | HRCU-A-CB (Split System: Heat Pump with Remote Outdoor Unit-Air-Source) | DLCURAH24ABK |  |  | EA*4X25L17A* | OMV112K14A | 24800 | 16 | 8.5 | 25800 | 21200 | 82.17% | 1.76 | 0 | 10 |  |  |  | No | R-410A | 2.0667 | Residential & Commercial | Ducted CEE Tier 1
211241400 | Central HP <5.4 tons | SMART COMFORT | HRCU-A-CB (Split System: Heat Pump with Remote Outdoor Unit-Air-Source) | DLCURAH24ABK |  |  | EA*4X30L17A* | *96VSN0601714A* | 23400 | 16.5 | 8.5 | 25800 | 24200 | 93.8% | 2.02 | 0 | 10 |  |  |  | No | R-410A | 1.95 | Residential & Commercial | Ducted CEE Tier 1
211240582 | Central HP <5.4 tons | SMART COMFORT | HRCU-A-CB (Split System: Heat Pump with Remote Outdoor Unit-Air-Source) | DLCURAH24ABK |  |  | EA*4X24L17A* | *95ESN0601412A* | 24000 | 15.5 | 8.5 | 27200 | 23600 | 86.76% | 1.92 | 0 | 10 |  |  |  | No | R-410A | 2 | Residential & Commercial | Ducted CEE Tier 1
213353775 | Central HP <5.4 tons | SMART COMFORT | HRCU-A-CB (Split System: Heat Pump with Remote Outdoor Unit-Air-Source) | DLCURAH24ABK |  |  | F5MA4*24L*B* |  | 24400 | 17 | 9.5 | 26600 | 22800 | 85.71% | 1.9 | 0 | 10 |  |  |  | No | R-410A | 2.0333 | Residential & Commercial | Ducted CEE Tier 1
212984034 | Central HP <5.4 tons | SMART COMFORT | HRCU-A-CB (Split System: Heat Pump with Remote Outdoor Unit-Air-Source) | DLCURAH24ABK |  |  | EA*4X24L17A* | *92MSN0601714A* | 23400 | 17 | 8.5 | 26800 | 26400 | 98.51% | 2.24 | 0 | 10 |  |  |  | No | R-410A | 1.95 | Residential & Commercial | Ducted CEE Tier 1
211245353 | Central HP <5.4 tons | SMART COMFORT | HRCU-A-CB (Split System: Heat Pump with Remote Outdoor Unit-Air-Source) | DLCURAH24ABK |  |  | EN(A,D)4X36L21** | *96VSN0801716A* | 24200 | 16.5 | 8.1 | 26200 | 23000 | 87.79% | 1.9 | 0 | 10.5 |  |  |  | No | R-410A | 2.0167 | Residential & Commercial | Ducted CEE Tier 1
211240708 | Central HP <5.4 tons | PAYNE HEATING AND COOLING | HRCU-A-CB (Split System: Heat Pump with Remote Outdoor Unit-Air-Source) | 38MURAQ24AB3* |  |  | CAP**2417AL* | PG95ESAA42060B** | 24400 | 15.5 | 8.5 | 27200 | 23200 | 85.29% | 1.9 | 0 | 10 |  |  |  | No | R-410A | 2.0333 | Residential & Commercial | Ducted CEE Tier 1
211240923 | Central HP <5.4 tons | PAYNE HEATING AND COOLING | HRCU-A-CB (Split System: Heat Pump with Remote Outdoor Unit-Air-Source) | 38MURAQ24AB3* |  |  | CAP**2517AL* | PG95ESUA48060B** | 24800 | 17 | 8.5 | 25600 | 21000 | 82.03% | 1.78 | 0 | 10.5 |  |  |  | No | R-410A | 2.0667 | Residential & Commercial | Ducted CEE Tier 1
211240957 | Central HP <5.4 tons | PAYNE HEATING AND COOLING | HRCU-A-CB (Split System: Heat Pump with Remote Outdoor Unit-Air-Source) | 38MURAQ24AB3* |  |  | CAP**2517AL* | PG80VTLA48090B** | 24400 | 17 | 8.5 | 25200 | 21400 | 84.92% | 1.8 | 0 | 10 |  |  |  | No | R-410A | 2.0333 | Residential & Commercial | Ducted CEE Tier 1
211241309 | Central HP <5.4 tons | PAYNE HEATING AND COOLING | HRCU-A-CB (Split System: Heat Pump with Remote Outdoor Unit-Air-Source) | 38MURAQ24AB3* |  |  | CAP**3014AL* | PG96VTAA36060A** | 23400 | 16.5 | 8.5 | 25800 | 24200 | 93.8% | 2 | 0 | 10 |  |  |  | No | R-410A | 1.95 | Residential & Commercial | Ducted CEE Tier 1
211241627 | Central HP <5.4 tons | PAYNE HEATING AND COOLING | HRCU-A-CB (Split System: Heat Pump with Remote Outdoor Unit-Air-Source) | 38MURAQ24AB3* |  |  | CAP**3017AL* | PG96VTAA42060B** | 23800 | 16.5 | 8.5 | 26200 | 23400 | 89.31% | 1.92 | 0 | 10 |  |  |  | No | R-410A | 1.9833 | Residential & Commercial | Ducted CEE Tier 1
212977739 | Central HP <5.4 tons | SMART COMFORT | HRCU-A-CB (Split System: Heat Pump with Remote Outdoor Unit-Air-Source) | DLCURAH18ABK |  |  | EA*4X24L17A* | *80MS(N,L)0451412A* | 17500 | 16.5 | 8.5 | 18400 | 19400 | 105.4% | 2.34 | 0 | 10.5 |  |  |  | No | R-410A | 1.4583 | Residential & Commercial | Ducted CEE Tier 1
211245456 | Central HP <5.4 tons | SMART COMFORT | HRCU-A-CB (Split System: Heat Pump with Remote Outdoor Unit-Air-Source) | DLCURAH24ABK |  |  | EN(A,D)4X36L21** | *80VSL0902120A* | 23800 | 16.5 | 8.1 | 26000 | 23200 | 89.23% | 1.92 | 0 | 10.5 |  |  |  | No | R-410A | 1.9833 | Residential & Commercial | Ducted CEE Tier 1
211245771 | Central HP <5.4 tons | SMART COMFORT | HRCU-A-CB (Split System: Heat Pump with Remote Outdoor Unit-Air-Source) | DLCURAH24ABK |  |  | EN(A,D)4X36L21** | OLV098A12* | 23400 | 16.5 | 8.1 | 25800 | 24200 | 93.8% | 2 | 0 | 10 |  |  |  | No | R-410A | 1.95 | Residential & Commercial | Ducted CEE Tier 1
211243947 | Central HP <5.4 tons | SMART COMFORT | HRCU-A-CB (Split System: Heat Pump with Remote Outdoor Unit-Air-Source) | DLCURAH24ABK |  |  | EN(A,D)4X24L17** | *80VSL0451716A* | 23800 | 16 | 8.5 | 26800 | 23400 | 87.31% | 1.92 | 0 | 10 |  |  |  | No | R-410A | 1.9833 | Residential & Commercial | Ducted CEE Tier 1
211244054 | Central HP <5.4 tons | SMART COMFORT | HRCU-A-CB (Split System: Heat Pump with Remote Outdoor Unit-Air-Source) | DLCURAH24ABK |  |  | EN(A,D)4X24L17** | *95ESN0601412A* | 24000 | 15.2 | 8.5 | 27200 | 23000 | 84.56% | 1.88 | 0 | 10 |  |  |  | No | R-410A | 2 | Residential & Commercial | Ducted CEE Tier 1
211244106 | Central HP <5.4 tons | SMART COMFORT | HRCU-A-CB (Split System: Heat Pump with Remote Outdoor Unit-Air-Source) | DLCURAH24ABK |  |  | EN(A,D)4X24L17** | *80ES(N,L)0451412A* | 24200 | 15.5 | 8.5 | 27200 | 22600 | 83.09% | 1.86 | 0 | 10 |  |  |  | No | R-410A | 2.0167 | Residential & Commercial | Ducted CEE Tier 1
211241800 | Central HP <5.4 tons | SMART COMFORT | HRCU-A-CB (Split System: Heat Pump with Remote Outdoor Unit-Air-Source) | DLCURAH24ABK |  |  | EA*4X30L17A* | OLV098A12* | 23200 | 16.5 | 8.5 | 25800 | 24400 | 94.57% | 2.02 | 0 | 10 |  |  |  | No | R-410A | 1.9333 | Residential & Commercial | Ducted CEE Tier 1
214279887 | Central HP <5.4 tons | SMART COMFORT | HRCU-A-CB (Split System: Heat Pump with Remote Outdoor Unit-Air-Source) | DLCURAH24ABK |  |  | EA*4X25L17A* | *96MSM0601716A* | 24400 | 16.5 | 9 | 25400 | 21600 | 85.04% | 1.8 | 0 | 10 |  |  |  | No | R-410A | 2.0333 | Residential & Commercial | Ducted CEE Tier 1
212975406 | Central HP <5.4 tons | SMART COMFORT | HRCU-A-CB (Split System: Heat Pump with Remote Outdoor Unit-Air-Source) | DLCURAH18ABK |  |  | EA*4X24L17A* | *96VTN0601412B* | 17300 | 16 | 8.5 | 18200 | 19400 | 106.6% | 2.34 | 0 | 10.5 |  |  |  | No | R-410A | 1.4417 | Residential & Commercial | Ducted CEE Tier 1
212974622 | Central HP <5.4 tons | SMART COMFORT | HRCU-A-CB (Split System: Heat Pump with Remote Outdoor Unit-Air-Source) | DLCURAH18ABK |  |  | EA*4X19L17A* | *96VTN0401410B* | 17600 | 16 | 8.1 | 17700 | 17900 | 101.1% | 2.16 | 0 | 10.5 |  |  |  | No | R-410A | 1.4667 | Residential & Commercial | Ducted CEE Tier 1
214229201 | Central HP <5.4 tons | PAYNE HEATING AND COOLING | HRCU-A-CB (Split System: Heat Pump with Remote Outdoor Unit-Air-Source) | 38MURAQ24AB3* |  |  | CNPV*3617AL* | PG80MSUA48060B** | 23600 | 17 | 8.5 | 25600 | 24000 | 93.75% | 2 | 0 | 10.5 |  |  |  | No | R-410A | 1.9667 | Residential & Commercial | Ducted CEE Tier 1
212972670 | Central HP <5.4 tons | SMART COMFORT | HRCU-A-CB (Split System: Heat Pump with Remote Outdoor Unit-Air-Source) | DLCURAH18ABK |  |  | EA*4X19L17A* | *96VSN0401410B* | 17700 | 16 | 8.1 | 17800 | 17900 | 100.6% | 2.16 | 0 | 10.5 |  |  |  | No | R-410A | 1.475 | Residential & Commercial | Ducted CEE Tier 1
212973040 | Central HP <5.4 tons | SMART COMFORT | HRCU-A-CB (Split System: Heat Pump with Remote Outdoor Unit-Air-Source) | DLCURAH18ABK |  |  | EA*4X25L17A* | *96VSN0401712B* | 17700 | 16 | 8.1 | 17800 | 17800 | 100% | 2.14 | 0 | 10.5 |  |  |  | No | R-410A | 1.475 | Residential & Commercial | Ducted CEE Tier 1
212973690 | Central HP <5.4 tons | SMART COMFORT | HRCU-A-CB (Split System: Heat Pump with Remote Outdoor Unit-Air-Source) | DLCURAH18ABK |  |  | EA*4X30L17A* | *96VSN0801716B* | 17400 | 16 | 8.5 | 18000 | 18700 | 103.9% | 2.26 | 0 | 10.5 |  |  |  | No | R-410A | 1.45 | Residential & Commercial | Ducted CEE Tier 1
212973340 | Central HP <5.4 tons | SMART COMFORT | HRCU-A-CB (Split System: Heat Pump with Remote Outdoor Unit-Air-Source) | DLCURAH18ABK |  |  | EA*4X30L14A* | *96VSN0601412B* | 17400 | 16.5 | 8.5 | 18000 | 18900 | 105% | 2.28 | 0 | 10.5 |  |  |  | No | R-410A | 1.45 | Residential & Commercial | Ducted CEE Tier 1
212981697 | Central HP <5.4 tons | SMART COMFORT | HRCU-A-CB (Split System: Heat Pump with Remote Outdoor Unit-Air-Source) | DLCURAH24ABK |  |  | EA*4X24L17A* | *80MSU1002120A* | 23400 | 16.5 | 8.5 | 27000 | 25800 | 95.56% | 2.16 | 0 | 10 |  |  |  | No | R-410A | 1.95 | Residential & Commercial | Ducted CEE Tier 1
212979842 | Central HP <5.4 tons | SMART COMFORT | HRCU-A-CB (Split System: Heat Pump with Remote Outdoor Unit-Air-Source) | DLCURAH24ABK |  |  | EA*4X30L17A* | *80MS(N,L)0901714A* | 23600 | 17 | 8.5 | 26400 | 24600 | 93.18% | 2.04 | 0 | 10 |  |  |  | No | R-410A | 1.9667 | Residential & Commercial | Ducted CEE Tier 1
212975296 | Central HP <5.4 tons | SMART COMFORT | HRCU-A-CB (Split System: Heat Pump with Remote Outdoor Unit-Air-Source) | DLCURAH24ABK |  |  | EA*4X36L17A* | *96VTN0401712B* | 23400 | 16.5 | 8.5 | 26200 | 24400 | 93.13% | 2.02 | 0 | 10 |  |  |  | No | R-410A | 1.95 | Residential & Commercial | Ducted CEE Tier 1
211243536 | Central HP <5.4 tons | SMART COMFORT | HRCU-A-CB (Split System: Heat Pump with Remote Outdoor Unit-Air-Source) | DLCURAH24ABK |  |  | EA*4X37L21A* | *80ES(N,L)0901714A* | 25400 | 17 | 8.5 | 25800 | 20600 | 79.84% | 1.76 | 0 | 10.5 |  |  |  | No | R-410A | 2.1167 | Residential & Commercial | Ducted CEE Tier 1
211243638 | Central HP <5.4 tons | SMART COMFORT | HRCU-A-CB (Split System: Heat Pump with Remote Outdoor Unit-Air-Source) | DLCURAH24ABK |  |  | EA*4X37L21A* | *92ESN0401712A* | 24400 | 16 | 8.1 | 25400 | 21200 | 83.46% | 1.78 | 0 | 10 |  |  |  | No | R-410A | 2.0333 | Residential & Commercial | Ducted CEE Tier 1
211243988 | Central HP <5.4 tons | SMART COMFORT | HRCU-A-CB (Split System: Heat Pump with Remote Outdoor Unit-Air-Source) | DLCURAH24ABK |  |  | EN(A,D)4X24L17** | *80VTL0451412A* | 23800 | 16 | 8.5 | 26800 | 23200 | 86.57% | 1.92 | 0 | 10 |  |  |  | No | R-410A | 1.9833 | Residential & Commercial | Ducted CEE Tier 1
207252272 | Central HP <5.4 tons | TRANE | HRCU-A-CB (Split System: Heat Pump with Remote Outdoor Unit-Air-Source) | 4TWA7048A4 |  |  | 4TXCC009DS3 | L8V1C100U5VSA | 48000 | 17 | 8.1 | 48500 | 48000 | 98.97% | 3.6 | 12.5 | 12 |  |  |  | No | R-410A | 4 | Residential & Commercial | Ducted CEE Tier 1
212975681 | Central HP <5.4 tons | SMART COMFORT | HRCU-A-CB (Split System: Heat Pump with Remote Outdoor Unit-Air-Source) | DLCURAH24ABK |  |  | EA*4X30L17A* | *96VTN0601412B* | 23400 | 16.5 | 8.5 | 26400 | 24800 | 93.94% | 2.06 | 0 | 10 |  |  |  | No | R-410A | 1.95 | Residential & Commercial | Ducted CEE Tier 1
212977583 | Central HP <5.4 tons | SMART COMFORT | HRCU-A-CB (Split System: Heat Pump with Remote Outdoor Unit-Air-Source) | DLCURAH24ABK |  |  | EA*4X24L17A* | *80MS(N,L)0451412A* | 23400 | 17 | 9 | 27000 | 26200 | 97.04% | 2.2 | 0 | 10 |  |  |  | No | R-410A | 1.95 | Residential & Commercial | Ducted CEE Tier 1
211244385 | Central HP <5.4 tons | SMART COMFORT | HRCU-A-CB (Split System: Heat Pump with Remote Outdoor Unit-Air-Source) | DLCURAH24ABK |  |  | EN(A,D)4X30L14** | *92ESN0601412A* | 23400 | 16.5 | 8.1 | 25800 | 24200 | 93.8% | 2.02 | 0 | 10 |  |  |  | No | R-410A | 1.95 | Residential & Commercial | Ducted CEE Tier 1
211245152 | Central HP <5.4 tons | SMART COMFORT | HRCU-A-CB (Split System: Heat Pump with Remote Outdoor Unit-Air-Source) | DLCURAH24ABK |  |  | EN(A,D,W)4X36L17** | *80ES(N,L)0901714A* | 24600 | 16.5 | 8.1 | 26400 | 22600 | 85.61% | 1.86 | 0 | 10.5 |  |  |  | No | R-410A | 2.05 | Residential & Commercial | Ducted CEE Tier 1
211242694 | Central HP <5.4 tons | SMART COMFORT | HRCU-A-CB (Split System: Heat Pump with Remote Outdoor Unit-Air-Source) | DLCURAH24ABK |  |  | EA*4X36L21A* | *92ESN0401712A* | 23800 | 16 | 8.5 | 26000 | 23000 | 88.46% | 1.88 | 0 | 10 |  |  |  | No | R-410A | 1.9833 | Residential & Commercial | Ducted CEE Tier 1
211242826 | Central HP <5.4 tons | SMART COMFORT | HRCU-A-CB (Split System: Heat Pump with Remote Outdoor Unit-Air-Source) | DLCURAH24ABK |  |  | EA*4X37L17A* | *95ESU0401712A* | 24000 | 17 | 8.5 | 25200 | 22000 | 87.3% | 1.84 | 0 | 10 |  |  |  | No | R-410A | 2 | Residential & Commercial | Ducted CEE Tier 1
212977763 | Central HP <5.4 tons | SMART COMFORT | HRCU-A-CB (Split System: Heat Pump with Remote Outdoor Unit-Air-Source) | DLCURAH18ABK |  |  | EA*4X30L14A* | *80MS(N,L)0451412A* | 17600 | 16.5 | 8.5 | 18100 | 18700 | 103.3% | 2.24 | 0 | 10.5 |  |  |  | No | R-410A | 1.4667 | Residential & Commercial | Ducted CEE Tier 1
212988802 | Central HP <5.4 tons | SMART COMFORT | HRCU-A-CB (Split System: Heat Pump with Remote Outdoor Unit-Air-Source) | DLCURAH18ABK |  |  | EA*4X25L17A* | *95MSU0401712A* | 17700 | 16.5 | 8.1 | 17700 | 17800 | 100.6% | 2.14 | 0 | 10.5 |  |  |  | No | R-410A | 1.475 | Residential & Commercial | Ducted CEE Tier 1
212969584 | Central HP <5.4 tons | SMART COMFORT | HRCU-A-CB (Split System: Heat Pump with Remote Outdoor Unit-Air-Source) | DLCURAH18ABK |  |  | EN(A,D)4X24L17** | *80VSL0451412B* | 17700 | 16.5 | 8.5 | 18700 | 19100 | 102.1% | 2.3 | 0 | 11 |  |  |  | No | R-410A | 1.475 | Residential & Commercial | Ducted CEE Tier 1
212969984 | Central HP <5.4 tons | SMART COMFORT | HRCU-A-CB (Split System: Heat Pump with Remote Outdoor Unit-Air-Source) | DLCURAH18ABK |  |  | EA*4X24L17A* | *80VSL0701716B* | 17300 | 16 | 8.5 | 18200 | 19400 | 106.6% | 2.34 | 0 | 10.5 |  |  |  | No | R-410A | 1.4417 | Residential & Commercial | Ducted CEE Tier 1
211245657 | Central HP <5.4 tons | PAYNE HEATING AND COOLING | HRCU-A-CB (Split System: Heat Pump with Remote Outdoor Unit-Air-Source) | 38MURAQ24AB3* |  |  | CNPV*3621AL* | PG92ESAA42060B** | 24400 | 16.5 | 8.1 | 26400 | 22800 | 86.36% | 1.88 | 0 | 10.5 |  |  |  | No | R-410A | 2.0333 | Residential & Commercial | Ducted CEE Tier 1
211245734 | Central HP <5.4 tons | PAYNE HEATING AND COOLING | HRCU-A-CB (Split System: Heat Pump with Remote Outdoor Unit-Air-Source) | 38MURAQ24AB3* |  |  | CNPV*3621AL* | PG80ESUA60080C** | 24400 | 17 | 8.5 | 26200 | 22800 | 87.02% | 1.88 | 0 | 10.5 |  |  |  | No | R-410A | 2.0333 | Residential & Commercial | Ducted CEE Tier 1
211245916 | Central HP <5.4 tons | PAYNE HEATING AND COOLING | HRCU-A-CB (Split System: Heat Pump with Remote Outdoor Unit-Air-Source) | 38MURAQ24AB3* |  |  | FM(C,U)4X30**AL* |  | 25000 | 15.2 | 8.5 | 27800 | 21800 | 78.42% | 1.8 | 0 | 10 |  |  |  | No | R-410A | 2.0833 | Residential & Commercial | Ducted CEE Tier 1
211227014 | Central HP <5.4 tons | PAYNE HEATING AND COOLING | HRCU-A-CB (Split System: Heat Pump with Remote Outdoor Unit-Air-Source) | 38MURAQ36AB3* |  |  | CAP**3721AL* | PG92ESAA60080C** | 37400 | 16 | 8.5 | 38500 | 34800 | 90.39% | 2.14 | 0 | 10 |  |  |  | No | R-410A | 3.1167 | Residential & Commercial | Ducted CEE Tier 1
211227895 | Central HP <5.4 tons | PAYNE HEATING AND COOLING | HRCU-A-CB (Split System: Heat Pump with Remote Outdoor Unit-Air-Source) | 38MURAQ36AB3* |  |  | CAP**4224AL* | PG80ESUA60080C** | 37000 | 15.5 | 8.5 | 40000 | 35200 | 88% | 1.96 | 0 | 10 |  |  |  | No | R-410A | 3.0833 | Residential & Commercial | Ducted CEE Tier 1
211226642 | Central HP <5.4 tons | SMART COMFORT | HRCU-A-CB (Split System: Heat Pump with Remote Outdoor Unit-Air-Source) | DLCURAH36ABK |  |  | EA*4X37L17A* | *92ESN0801716A* | 36800 | 15.2 | 8.5 | 39500 | 35000 | 88.61% | 2.06 | 0 | 10 |  |  |  | No | R-410A | 3.0667 | Residential & Commercial | Ducted CEE Tier 1
211226692 | Central HP <5.4 tons | SMART COMFORT | HRCU-A-CB (Split System: Heat Pump with Remote Outdoor Unit-Air-Source) | DLCURAH36ABK |  |  | EA*4X37L17A* | *96VSN0801716A* | 36200 | 15.2 | 8.5 | 39500 | 35000 | 88.61% | 2.02 | 0 | 10 |  |  |  | No | R-410A | 3.0167 | Residential & Commercial | Ducted CEE Tier 1
211226858 | Central HP <5.4 tons | SMART COMFORT | HRCU-A-CB (Split System: Heat Pump with Remote Outdoor Unit-Air-Source) | DLCURAH36ABK |  |  | EA*4X37L21A* | *80ES(N,L)1102120A* | 37000 | 15.5 | 8.5 | 38500 | 34800 | 90.39% | 2.12 | 0 | 10 |  |  |  | No | R-410A | 3.0833 | Residential & Commercial | Ducted CEE Tier 1
212970434 | Central HP <5.4 tons | SMART COMFORT | HRCU-A-CB (Split System: Heat Pump with Remote Outdoor Unit-Air-Source) | DLCURAH36ABK |  |  | EA*4X48L21A* | *80VSL0701716B* | 36000 | 16 | 8.5 | 38500 | 34800 | 90.39% | 2.02 | 0 | 10 |  |  |  | No | R-410A | 3 | Residential & Commercial | Ducted CEE Tier 1
211226702 | Central HP <5.4 tons | SMART COMFORT | HRCU-A-CB (Split System: Heat Pump with Remote Outdoor Unit-Air-Source) | DLCURAH36ABK |  |  | EA*4X37L17A* | *95ESU0601716A* | 36200 | 15.5 | 8.5 | 38500 | 35000 | 90.91% | 2.02 | 0 | 10 |  |  |  | No | R-410A | 3.0167 | Residential & Commercial | Ducted CEE Tier 1
211226537 | Central HP <5.4 tons | SMART COMFORT | HRCU-A-CB (Split System: Heat Pump with Remote Outdoor Unit-Air-Source) | DLCURAH36ABK |  |  | EA*4X37L17A* | *80ES(N,L)0901714A* | 36400 | 15.5 | 8.5 | 38500 | 35000 | 90.91% | 2.04 | 0 | 10 |  |  |  | No | R-410A | 3.0333 | Residential & Commercial | Ducted CEE Tier 1
211227968 | Central HP <5.4 tons | PAYNE HEATING AND COOLING | HRCU-A-CB (Split System: Heat Pump with Remote Outdoor Unit-Air-Source) | 38MURAQ36AB3* |  |  | CAP**4224AL* | PG92ESAA60100C** | 35200 | 16.5 | 8.1 | 38500 | 35000 | 90.91% | 1.88 | 0 | 10 |  |  |  | No | R-410A | 2.9333 | Residential & Commercial | Ducted CEE Tier 1
211228647 | Central HP <5.4 tons | PAYNE HEATING AND COOLING | HRCU-A-CB (Split System: Heat Pump with Remote Outdoor Unit-Air-Source) | 38MURAQ36AB3* |  |  | CAP**4321AL* | PG96VTAA60100C** | 36800 | 15.5 | 8.5 | 38500 | 34800 | 90.39% | 2.1 | 0 | 10 |  |  |  | No | R-410A | 3.0667 | Residential & Commercial | Ducted CEE Tier 1
211228786 | Central HP <5.4 tons | PAYNE HEATING AND COOLING | HRCU-A-CB (Split System: Heat Pump with Remote Outdoor Unit-Air-Source) | 38MURAQ36AB3* |  |  | CAP**4821AL* | PG80ES(A,L)A48090C** | 36200 | 16 | 8.5 | 38500 | 34600 | 89.87% | 2.08 | 0 | 10 |  |  |  | No | R-410A | 3.0167 | Residential & Commercial | Ducted CEE Tier 1
211228961 | Central HP <5.4 tons | PAYNE HEATING AND COOLING | HRCU-A-CB (Split System: Heat Pump with Remote Outdoor Unit-Air-Source) | 38MURAQ36AB3* |  |  | CAP**4821AL* | PG92ESAA42060B** | 36000 | 16 | 8.5 | 38500 | 34600 | 89.87% | 2.06 | 0 | 10 |  |  |  | No | R-410A | 3 | Residential & Commercial | Ducted CEE Tier 1
211229174 | Central HP <5.4 tons | PAYNE HEATING AND COOLING | HRCU-A-CB (Split System: Heat Pump with Remote Outdoor Unit-Air-Source) | 38MURAQ36AB3* |  |  | CAP**4821AL* | PG96VTAA60100C** | 36200 | 15.5 | 8.5 | 38500 | 34800 | 90.39% | 2.08 | 0 | 10 |  |  |  | No | R-410A | 3.0167 | Residential & Commercial | Ducted CEE Tier 1
211229572 | Central HP <5.4 tons | PAYNE HEATING AND COOLING | HRCU-A-CB (Split System: Heat Pump with Remote Outdoor Unit-Air-Source) | 38MURAQ36AB3* |  |  | CAP**4824AL* | PG95ESUA60100C** | 36200 | 16 | 8.5 | 38500 | 34600 | 89.87% | 2.08 | 0 | 10 |  |  |  | No | R-410A | 3.0167 | Residential & Commercial | Ducted CEE Tier 1
211229667 | Central HP <5.4 tons | PAYNE HEATING AND COOLING | HRCU-A-CB (Split System: Heat Pump with Remote Outdoor Unit-Air-Source) | 38MURAQ36AB3* |  |  | CNPV*4217AL* | PG80VTLA36070A** | 35600 | 15.5 | 8.1 | 38500 | 35000 | 90.91% | 1.96 | 0 | 10 |  |  |  | No | R-410A | 2.9667 | Residential & Commercial | Ducted CEE Tier 1
211244482 | Central HP <5.4 tons | SMART COMFORT | HRCU-A-CB (Split System: Heat Pump with Remote Outdoor Unit-Air-Source) | DLCURAH24ABK |  |  | EN(A,D)4X30L17** | *95ESU0401712A* | 23600 | 16.5 | 8.1 | 25800 | 23600 | 91.47% | 1.96 | 0 | 10 |  |  |  | No | R-410A | 1.9667 | Residential & Commercial | Ducted CEE Tier 1
211244521 | Central HP <5.4 tons | SMART COMFORT | HRCU-A-CB (Split System: Heat Pump with Remote Outdoor Unit-Air-Source) | DLCURAH24ABK |  |  | EN(A,D)4X30L17** | *80VSL0451716A* | 24200 | 16 | 8.1 | 26400 | 22800 | 86.36% | 1.88 | 0 | 10.5 |  |  |  | No | R-410A | 2.0167 | Residential & Commercial | Ducted CEE Tier 1
211244639 | Central HP <5.4 tons | SMART COMFORT | HRCU-A-CB (Split System: Heat Pump with Remote Outdoor Unit-Air-Source) | DLCURAH24ABK |  |  | EN(A,D)4X30L17** | *96VTN0401410A* | 23400 | 16 | 8.1 | 25800 | 24000 | 93.02% | 2 | 0 | 10 |  |  |  | No | R-410A | 1.95 | Residential & Commercial | Ducted CEE Tier 1
211244716 | Central HP <5.4 tons | SMART COMFORT | HRCU-A-CB (Split System: Heat Pump with Remote Outdoor Unit-Air-Source) | DLCURAH24ABK |  |  | EN(A,D)4X30L17** | *80ES(N,L)0901714A* | 24600 | 16.5 | 8.1 | 26400 | 22600 | 85.61% | 1.86 | 0 | 10.5 |  |  |  | No | R-410A | 2.05 | Residential & Commercial | Ducted CEE Tier 1
214279900 | Central HP <5.4 tons | SMART COMFORT | HRCU-A-CB (Split System: Heat Pump with Remote Outdoor Unit-Air-Source) | DLCURAH24ABK |  |  | EA*4X30L17A* | *96MSM0601716A* | 23400 | 16.5 | 9 | 25800 | 24400 | 94.57% | 2.02 | 0 | 10 |  |  |  | No | R-410A | 1.95 | Residential & Commercial | Ducted CEE Tier 1
211241769 | Central HP <5.4 tons | SMART COMFORT | HRCU-A-CB (Split System: Heat Pump with Remote Outdoor Unit-Air-Source) | DLCURAH24ABK |  |  | EA*4X30L17A* | *80ES(N,L)0701412A* | 24200 | 16.5 | 8.5 | 26400 | 22800 | 86.36% | 1.88 | 0 | 10 |  |  |  | No | R-410A | 2.0167 | Residential & Commercial | Ducted CEE Tier 1
211241854 | Central HP <5.4 tons | SMART COMFORT | HRCU-A-CB (Split System: Heat Pump with Remote Outdoor Unit-Air-Source) | DLCURAH24ABK |  |  | EA*4X36L17A* | *96VSN0401712A* | 23400 | 16 | 8.5 | 25800 | 23600 | 91.47% | 1.96 | 0 | 10 |  |  |  | No | R-410A | 1.95 | Residential & Commercial | Ducted CEE Tier 1
215218872 | Central HP <5.4 tons | York | HRCU-A-CB (Split System: Heat Pump with Remote Outdoor Unit-Air-Source) | YMSJYH048BAAND-X |  |  | YMSJXC048BAAN--5 |  | 45000 | 17.5 | 9 | 47000 | 33000 | 70.21% | 1.9 | 12.5 | 11.7 |  |  |  | No | R-410A | 3.75 | Residential & Commercial | Ducted CEE Tier 1
211240752 | Central HP <5.4 tons | PAYNE HEATING AND COOLING | HRCU-A-CB (Split System: Heat Pump with Remote Outdoor Unit-Air-Source) | 38MURAQ24AB3* |  |  | CAP**2417AL* | PG80ES(A,L)A36070A** | 24000 | 16.5 | 8.5 | 26800 | 23800 | 88.81% | 1.96 | 0 | 10 |  |  |  | No | R-410A | 2 | Residential & Commercial | Ducted CEE Tier 1
211241011 | Central HP <5.4 tons | PAYNE HEATING AND COOLING | HRCU-A-CB (Split System: Heat Pump with Remote Outdoor Unit-Air-Source) | 38MURAQ24AB3* |  |  | CAP**2517AL* | PG95ESAA36060A** | 25000 | 16 | 8.5 | 26000 | 21000 | 80.77% | 1.76 | 0 | 10 |  |  |  | No | R-410A | 2.0833 | Residential & Commercial | Ducted CEE Tier 1
211241122 | Central HP <5.4 tons | PAYNE HEATING AND COOLING | HRCU-A-CB (Split System: Heat Pump with Remote Outdoor Unit-Air-Source) | 38MURAQ24AB3* |  |  | CAP**2517AL* | PG92ESAA42060B** | 25000 | 17 | 8.5 | 25600 | 21000 | 82.03% | 1.78 | 0 | 10.5 |  |  |  | No | R-410A | 2.0833 | Residential & Commercial | Ducted CEE Tier 1
211241265 | Central HP <5.4 tons | PAYNE HEATING AND COOLING | HRCU-A-CB (Split System: Heat Pump with Remote Outdoor Unit-Air-Source) | 38MURAQ24AB3* |  |  | CAP**3014AL* | PG80VTLA36045A** | 24000 | 16.5 | 8.5 | 26200 | 23000 | 87.79% | 1.9 | 0 | 10 |  |  |  | No | R-410A | 2 | Residential & Commercial | Ducted CEE Tier 1
212969534 | Central HP <5.4 tons | SMART COMFORT | HRCU-A-CB (Split System: Heat Pump with Remote Outdoor Unit-Air-Source) | DLCURAH18ABK |  |  | EA*4X24L17A* | *80VSL0451412B* | 17700 | 16.5 | 8.5 | 18600 | 19300 | 103.8% | 2.32 | 0 | 10.5 |  |  |  | No | R-410A | 1.475 | Residential & Commercial | Ducted CEE Tier 1
212975439 | Central HP <5.4 tons | SMART COMFORT | HRCU-A-CB (Split System: Heat Pump with Remote Outdoor Unit-Air-Source) | DLCURAH18ABK |  |  | EA*4X30L17A* | *96VTN0601412B* | 17400 | 16.5 | 8.5 | 18000 | 18700 | 103.9% | 2.26 | 0 | 10.5 |  |  |  | No | R-410A | 1.45 | Residential & Commercial | Ducted CEE Tier 1
211241603 | Central HP <5.4 tons | SMART COMFORT | HRCU-A-CB (Split System: Heat Pump with Remote Outdoor Unit-Air-Source) | DLCURAH24ABK |  |  | EA*4X30L17A* | *96VTN0401410A* | 23200 | 16 | 8.5 | 25800 | 24200 | 93.8% | 2.02 | 0 | 10 |  |  |  | No | R-410A | 1.9333 | Residential & Commercial | Ducted CEE Tier 1
211241485 | Central HP <5.4 tons | SMART COMFORT | HRCU-A-CB (Split System: Heat Pump with Remote Outdoor Unit-Air-Source) | DLCURAH24ABK |  |  | EA*4X30L17A* | *80VSL0451716A* | 24200 | 16.5 | 8.5 | 26400 | 23000 | 87.12% | 1.9 | 0 | 10 |  |  |  | No | R-410A | 2.0167 | Residential & Commercial | Ducted CEE Tier 1
211241930 | Central HP <5.4 tons | SMART COMFORT | HRCU-A-CB (Split System: Heat Pump with Remote Outdoor Unit-Air-Source) | DLCURAH24ABK |  |  | EA*4X36L17A* | *80VSL0701716A* | 24000 | 16.5 | 8.5 | 26000 | 22800 | 87.69% | 1.9 | 0 | 10 |  |  |  | No | R-410A | 2 | Residential & Commercial | Ducted CEE Tier 1
211242516 | Central HP <5.4 tons | SMART COMFORT | HRCU-A-CB (Split System: Heat Pump with Remote Outdoor Unit-Air-Source) | DLCURAH24ABK |  |  | EA*4X36L21A* | *96VTN0601714A* | 24000 | 16.5 | 8.5 | 26000 | 22800 | 87.69% | 1.88 | 0 | 10 |  |  |  | No | R-410A | 2 | Residential & Commercial | Ducted CEE Tier 1
211242568 | Central HP <5.4 tons | SMART COMFORT | HRCU-A-CB (Split System: Heat Pump with Remote Outdoor Unit-Air-Source) | DLCURAH24ABK |  |  | EA*4X36L21A* | *80ES(N,L)0701712A* | 23400 | 17 | 8.5 | 25600 | 23600 | 92.19% | 1.98 | 0 | 10 |  |  |  | No | R-410A | 1.95 | Residential & Commercial | Ducted CEE Tier 1
211242650 | Central HP <5.4 tons | SMART COMFORT | HRCU-A-CB (Split System: Heat Pump with Remote Outdoor Unit-Air-Source) | DLCURAH24ABK |  |  | EA*4X36L21A* | *92ESN0802120A* | 25000 | 17 | 8.5 | 26600 | 21800 | 81.95% | 1.82 | 0 | 10.5 |  |  |  | No | R-410A | 2.0833 | Residential & Commercial | Ducted CEE Tier 1
211244331 | Central HP <5.4 tons | SMART COMFORT | HRCU-A-CB (Split System: Heat Pump with Remote Outdoor Unit-Air-Source) | DLCURAH24ABK |  |  | EN(A,D)4X30L14** | *95ESN0601412A* | 24200 | 15.5 | 8.1 | 26600 | 22800 | 85.71% | 1.86 | 0 | 10 |  |  |  | No | R-410A | 2.0167 | Residential & Commercial | Ducted CEE Tier 1
212974687 | Central HP <5.4 tons | SMART COMFORT | HRCU-A-CB (Split System: Heat Pump with Remote Outdoor Unit-Air-Source) | DLCURAH18ABK |  |  | EA*4X30L17A* | *96VTN0401410B* | 17300 | 16 | 8.5 | 18100 | 18900 | 104.4% | 2.26 | 0 | 10.5 |  |  |  | No | R-410A | 1.4417 | Residential & Commercial | Ducted CEE Tier 1
212970927 | Central HP <5.4 tons | SMART COMFORT | HRCU-A-CB (Split System: Heat Pump with Remote Outdoor Unit-Air-Source) | DLCURAH18ABK |  |  | EN(A,D)4X24L14** | *80VTL0451412B* | 17700 | 16.5 | 8.5 | 18700 | 19100 | 102.1% | 2.3 | 0 | 11 |  |  |  | No | R-410A | 1.475 | Residential & Commercial | Ducted CEE Tier 1
212972710 | Central HP <5.4 tons | SMART COMFORT | HRCU-A-CB (Split System: Heat Pump with Remote Outdoor Unit-Air-Source) | DLCURAH18ABK |  |  | EA*4X30L14A* | *96VSN0401410B* | 17300 | 16 | 8.5 | 18100 | 18900 | 104.4% | 2.26 | 0 | 10.5 |  |  |  | No | R-410A | 1.4417 | Residential & Commercial | Ducted CEE Tier 1
211245483 | Central HP <5.4 tons | PAYNE HEATING AND COOLING | HRCU-A-CB (Split System: Heat Pump with Remote Outdoor Unit-Air-Source) | 38MURAQ24AB3* |  |  | CNPV*3621AL* | PG80VTLA60090C** | 23800 | 16.5 | 8.1 | 26000 | 23200 | 89.23% | 1.92 | 0 | 10.5 |  |  |  | No | R-410A | 1.9833 | Residential & Commercial | Ducted CEE Tier 1
211245524 | Central HP <5.4 tons | PAYNE HEATING AND COOLING | HRCU-A-CB (Split System: Heat Pump with Remote Outdoor Unit-Air-Source) | 38MURAQ24AB3* |  |  | CNPV*3621AL* | PG80VTLA48070B** | 24200 | 17 | 8.1 | 26200 | 23000 | 87.79% | 1.9 | 0 | 10.5 |  |  |  | No | R-410A | 2.0167 | Residential & Commercial | Ducted CEE Tier 1
211245585 | Central HP <5.4 tons | PAYNE HEATING AND COOLING | HRCU-A-CB (Split System: Heat Pump with Remote Outdoor Unit-Air-Source) | 38MURAQ24AB3* |  |  | CNPV*3621AL* | PG80ES(A,L)A36045B** | 24000 | 16.5 | 8.1 | 26200 | 23000 | 87.79% | 1.9 | 0 | 10.5 |  |  |  | No | R-410A | 2 | Residential & Commercial | Ducted CEE Tier 1
212970867 | Central HP <5.4 tons | SMART COMFORT | HRCU-A-CB (Split System: Heat Pump with Remote Outdoor Unit-Air-Source) | DLCURAH18ABK |  |  | EA*4X24L14A* | *80VTL0451412B* | 17700 | 16.5 | 8.5 | 18600 | 19400 | 104.3% | 2.32 | 0 | 10.5 |  |  |  | No | R-410A | 1.475 | Residential & Commercial | Ducted CEE Tier 1
211261783 | Central HP <5.4 tons | PAYNE HEATING AND COOLING | HRCU-A-CB (Split System: Heat Pump with Remote Outdoor Unit-Air-Source) | 38MURAQ18AB3* |  |  | CAP**3017AL* | PG80VTLA48090B** | 17800 | 16.5 | 8.5 | 18300 | 18500 | 101.1% | 2.22 | 0 | 10.5 |  |  |  | No | R-410A | 1.4833 | Residential & Commercial | Ducted CEE Tier 1
212979176 | Central HP <5.4 tons | SMART COMFORT | HRCU-A-CB (Split System: Heat Pump with Remote Outdoor Unit-Air-Source) | DLCURAH24ABK |  |  | EA*4X36L21A* | *80MS(N,L)0701716A* | 23800 | 17.5 | 8.5 | 26200 | 23600 | 90.08% | 1.98 | 0 | 10 |  |  |  | No | R-410A | 1.9833 | Residential & Commercial | Ducted CEE Tier 1
212979878 | Central HP <5.4 tons | SMART COMFORT | HRCU-A-CB (Split System: Heat Pump with Remote Outdoor Unit-Air-Source) | DLCURAH24ABK |  |  | EA*4X37L17A* | *80MS(N,L)0901714A* | 24000 | 17 | 8.1 | 25200 | 22400 | 88.89% | 1.86 | 0 | 10 |  |  |  | No | R-410A | 2 | Residential & Commercial | Ducted CEE Tier 1
211242039 | Central HP <5.4 tons | SMART COMFORT | HRCU-A-CB (Split System: Heat Pump with Remote Outdoor Unit-Air-Source) | DLCURAH24ABK |  |  | EA*4X36L17A* | *96VTN0401410A* | 23400 | 16 | 8.5 | 25600 | 23800 | 92.97% | 1.96 | 0 | 10 |  |  |  | No | R-410A | 1.95 | Residential & Commercial | Ducted CEE Tier 1
211242920 | Central HP <5.4 tons | SMART COMFORT | HRCU-A-CB (Split System: Heat Pump with Remote Outdoor Unit-Air-Source) | DLCURAH24ABK |  |  | EA*4X37L17A* | *96VTN0401712A* | 24600 | 15.5 | 8.5 | 25800 | 21600 | 83.72% | 1.78 | 0 | 10 |  |  |  | No | R-410A | 2.05 | Residential & Commercial | Ducted CEE Tier 1
211242950 | Central HP <5.4 tons | SMART COMFORT | HRCU-A-CB (Split System: Heat Pump with Remote Outdoor Unit-Air-Source) | DLCURAH24ABK |  |  | EA*4X37L17A* | *95ESN0401410A* | 24800 | 15.2 | 8.5 | 26200 | 21200 | 80.92% | 1.76 | 0 | 10 |  |  |  | No | R-410A | 2.0667 | Residential & Commercial | Ducted CEE Tier 1
211242993 | Central HP <5.4 tons | SMART COMFORT | HRCU-A-CB (Split System: Heat Pump with Remote Outdoor Unit-Air-Source) | DLCURAH24ABK |  |  | EA*4X37L17A* | *96VTN0601412A* | 24000 | 16.5 | 8.5 | 25200 | 22000 | 87.3% | 1.84 | 0 | 10 |  |  |  | No | R-410A | 2 | Residential & Commercial | Ducted CEE Tier 1
211243252 | Central HP <5.4 tons | SMART COMFORT | HRCU-A-CB (Split System: Heat Pump with Remote Outdoor Unit-Air-Source) | DLCURAH24ABK |  |  | EA*4X37L21A* | *96VSN0401712A* | 24000 | 16 | 8.1 | 25000 | 21600 | 86.4% | 1.8 | 0 | 10 |  |  |  | No | R-410A | 2 | Residential & Commercial | Ducted CEE Tier 1
211230142 | Central HP <5.4 tons | PAYNE HEATING AND COOLING | HRCU-A-CB (Split System: Heat Pump with Remote Outdoor Unit-Air-Source) | 38MURAQ36AB3* |  |  | CNPV*4821AL* | PG92ESAA60100C** | 35800 | 16.5 | 8.1 | 38500 | 34800 | 90.39% | 2 | 0 | 10 |  |  |  | No | R-410A | 2.9833 | Residential & Commercial | Ducted CEE Tier 1
211230417 | Central HP <5.4 tons | PAYNE HEATING AND COOLING | HRCU-A-CB (Split System: Heat Pump with Remote Outdoor Unit-Air-Source) | 38MURAQ36AB3* |  |  | CNPV*4824AL* | PG80ES(A,L)A48090C** | 36400 | 16 | 8.1 | 38500 | 34800 | 90.39% | 2.04 | 0 | 10.5 |  |  |  | No | R-410A | 3.0333 | Residential & Commercial | Ducted CEE Tier 1
211230535 | Central HP <5.4 tons | PAYNE HEATING AND COOLING | HRCU-A-CB (Split System: Heat Pump with Remote Outdoor Unit-Air-Source) | 38MURAQ36AB3* |  |  | CNPV*4824AL* | PG80ESUA60080C** | 37400 | 15.5 | 8.5 | 39500 | 35000 | 88.61% | 2.1 | 0 | 10.5 |  |  |  | No | R-410A | 3.1167 | Residential & Commercial | Ducted CEE Tier 1
213076594 | Central HP <5.4 tons | PAYNE HEATING AND COOLING | HRCU-A-CB (Split System: Heat Pump with Remote Outdoor Unit-Air-Source) | 38MURAQ36AB3* |  |  | CAP**3717AL* | PG80VTLB48090B** | 36000 | 15.5 | 8.5 | 38500 | 35000 | 90.91% | 2 | 0 | 10 |  |  |  | No | R-410A | 3 | Residential & Commercial | Ducted CEE Tier 1
213076626 | Central HP <5.4 tons | PAYNE HEATING AND COOLING | HRCU-A-CB (Split System: Heat Pump with Remote Outdoor Unit-Air-Source) | 38MURAQ36AB3* |  |  | CNPV*4821AL* | PG80VTLB48090B** | 35600 | 16.5 | 8.1 | 38500 | 35000 | 90.91% | 1.98 | 0 | 10 |  |  |  | No | R-410A | 2.9667 | Residential & Commercial | Ducted CEE Tier 1
211227056 | Central HP <5.4 tons | PAYNE HEATING AND COOLING | HRCU-A-CB (Split System: Heat Pump with Remote Outdoor Unit-Air-Source) | 38MURAQ36AB3* |  |  | CAP**3721AL* | PG95ESAA60080C** | 37200 | 15.5 | 8.5 | 38500 | 35000 | 90.91% | 2.12 | 0 | 10 |  |  |  | No | R-410A | 3.1 | Residential & Commercial | Ducted CEE Tier 1
214066663 | Central HP <5.4 tons | FRIEDRICH | HRCU-A-CB (Split System: Heat Pump with Remote Outdoor Unit-Air-Source) | RD17AZ36AJ3N |  |  | TCFZ3621MTANM | FR962V0403A17M4 | 34200 | 18 | 8.1 | 34200 | 29600 | 86.55% | 1.9 | 0 | 10 |  |  |  | No | R-410A | 2.85 | Residential & Commercial | Ducted CEE Tier 1
211227183 | Central HP <5.4 tons | PAYNE HEATING AND COOLING | HRCU-A-CB (Split System: Heat Pump with Remote Outdoor Unit-Air-Source) | 38MURAQ36AB3* |  |  | CAP**3721AL* | PG96VTAA60080C** | 37000 | 15.5 | 8.5 | 38500 | 35000 | 90.91% | 2.1 | 0 | 10 |  |  |  | No | R-410A | 3.0833 | Residential & Commercial | Ducted CEE Tier 1
207335555 | Central HP <5.4 tons | NAPOLEON | HRCU-A-CB (Split System: Heat Pump with Remote Outdoor Unit-Air-Source) | NS18HV48A60 |  |  | NPFX48A60A |  | 54000 | 16 | 9 | 54000 | 41000 | 75.93% | 1.8 | 10.5 | 10 |  |  |  | No | R-410A | 4.5 | Residential & Commercial | Ducted CEE Tier 1
211228762 | Central HP <5.4 tons | PAYNE HEATING AND COOLING | HRCU-A-CB (Split System: Heat Pump with Remote Outdoor Unit-Air-Source) | 38MURAQ36AB3* |  |  | CAP**4821AL* | PG80ES(A,L)A48070C** | 35600 | 16.5 | 8.5 | 37800 | 34600 | 91.53% | 2.04 | 0 | 10 |  |  |  | No | R-410A | 2.9667 | Residential & Commercial | Ducted CEE Tier 1
211228880 | Central HP <5.4 tons | PAYNE HEATING AND COOLING | HRCU-A-CB (Split System: Heat Pump with Remote Outdoor Unit-Air-Source) | 38MURAQ36AB3* |  |  | CAP**4821AL* | PG80ESUA60080C** | 37400 | 15.5 | 8.5 | 38500 | 35000 | 90.91% | 2.14 | 0 | 10 |  |  |  | No | R-410A | 3.1167 | Residential & Commercial | Ducted CEE Tier 1
211243180 | Central HP <5.4 tons | SMART COMFORT | HRCU-A-CB (Split System: Heat Pump with Remote Outdoor Unit-Air-Source) | DLCURAH24ABK |  |  | EA*4X37L17A* | OLV098A12* | 23800 | 16.5 | 8.1 | 25200 | 22200 | 88.1% | 1.84 | 0 | 10 |  |  |  | No | R-410A | 1.9833 | Residential & Commercial | Ducted CEE Tier 1
211243649 | Central HP <5.4 tons | SMART COMFORT | HRCU-A-CB (Split System: Heat Pump with Remote Outdoor Unit-Air-Source) | DLCURAH24ABK |  |  | EA*4X37L21A* | *80ESU0802120A | 25000 | 17.5 | 8.5 | 25600 | 20800 | 81.25% | 1.76 | 0 | 10.5 |  |  |  | No | R-410A | 2.0833 | Residential & Commercial | Ducted CEE Tier 1
211243480 | Central HP <5.4 tons | SMART COMFORT | HRCU-A-CB (Split System: Heat Pump with Remote Outdoor Unit-Air-Source) | DLCURAH24ABK |  |  | EA*4X37L21A* | *96VTN1002120A* | 24400 | 17 | 8.5 | 25200 | 21200 | 84.13% | 1.78 | 0 | 10.5 |  |  |  | No | R-410A | 2.0333 | Residential & Commercial | Ducted CEE Tier 1
211245085 | Central HP <5.4 tons | SMART COMFORT | HRCU-A-CB (Split System: Heat Pump with Remote Outdoor Unit-Air-Source) | DLCURAH24ABK |  |  | EN(A,D,W)4X36L17** | *96VTN0601412A* | 23600 | 16.5 | 8.1 | 25800 | 23800 | 92.25% | 1.98 | 0 | 10 |  |  |  | No | R-410A | 1.9667 | Residential & Commercial | Ducted CEE Tier 1
211244836 | Central HP <5.4 tons | SMART COMFORT | HRCU-A-CB (Split System: Heat Pump with Remote Outdoor Unit-Air-Source) | DLCURAH24ABK |  |  | EN(A,D)4X30L17** | OLV098A12* | 23400 | 16.5 | 8.1 | 25800 | 24200 | 93.8% | 2 | 0 | 10 |  |  |  | No | R-410A | 1.95 | Residential & Commercial | Ducted CEE Tier 1
211242895 | Central HP <5.4 tons | SMART COMFORT | HRCU-A-CB (Split System: Heat Pump with Remote Outdoor Unit-Air-Source) | DLCURAH24ABK |  |  | EA*4X37L17A* | *80ESU0401712A* | 24400 | 17.5 | 8.5 | 25400 | 21800 | 85.83% | 1.82 | 0 | 10.5 |  |  |  | No | R-410A | 2.0333 | Residential & Commercial | Ducted CEE Tier 1
211260829 | Central HP <5.4 tons | PAYNE HEATING AND COOLING | HRCU-A-CB (Split System: Heat Pump with Remote Outdoor Unit-Air-Source) | 38MURAQ18AB3* |  |  | CAP**2517AL* | PG80VTLA36045A** | 18200 | 16.5 | 8.5 | 18000 | 17500 | 97.22% | 2.12 | 0 | 11 |  |  |  | No | R-410A | 1.5167 | Residential & Commercial | Ducted CEE Tier 1
211260846 | Central HP <5.4 tons | PAYNE HEATING AND COOLING | HRCU-A-CB (Split System: Heat Pump with Remote Outdoor Unit-Air-Source) | 38MURAQ18AB3* |  |  | CAP**2517AL* | PG96VTAA36040B** | 18200 | 15.5 | 8.5 | 18200 | 17500 | 96.15% | 2.12 | 0 | 10.5 |  |  |  | No | R-410A | 1.5167 | Residential & Commercial | Ducted CEE Tier 1
211261046 | Central HP <5.4 tons | PAYNE HEATING AND COOLING | HRCU-A-CB (Split System: Heat Pump with Remote Outdoor Unit-Air-Source) | 38MURAQ18AB3* |  |  | CAP**2517AL* | PG92ESAA30040A** | 18400 | 15.5 | 8.5 | 18400 | 17500 | 95.11% | 2.12 | 0 | 10.5 |  |  |  | No | R-410A | 1.5333 | Residential & Commercial | Ducted CEE Tier 1
211260950 | Central HP <5.4 tons | PAYNE HEATING AND COOLING | HRCU-A-CB (Split System: Heat Pump with Remote Outdoor Unit-Air-Source) | 38MURAQ18AB3* |  |  | CAP**2517AL* | PG95ESAA30026A** | 18600 | 16 | 8.5 | 18500 | 17400 | 94.05% | 2.12 | 0 | 11 |  |  |  | No | R-410A | 1.55 | Residential & Commercial | Ducted CEE Tier 1
211229523 | Central HP <5.4 tons | PAYNE HEATING AND COOLING | HRCU-A-CB (Split System: Heat Pump with Remote Outdoor Unit-Air-Source) | 38MURAQ36AB3* |  |  | CAP**4824AL* | PG95ESAA66140D** | 37400 | 15.2 | 8.5 | 39500 | 35000 | 88.61% | 2.12 | 0 | 10 |  |  |  | No | R-410A | 3.1167 | Residential & Commercial | Ducted CEE Tier 1
211230039 | Central HP <5.4 tons | PAYNE HEATING AND COOLING | HRCU-A-CB (Split System: Heat Pump with Remote Outdoor Unit-Air-Source) | 38MURAQ36AB3* |  |  | CNPV*4821AL* | PG80ESUA60080C** | 37400 | 15.5 | 8.5 | 39500 | 35000 | 88.61% | 2.1 | 0 | 10.5 |  |  |  | No | R-410A | 3.1167 | Residential & Commercial | Ducted CEE Tier 1
211230441 | Central HP <5.4 tons | PAYNE HEATING AND COOLING | HRCU-A-CB (Split System: Heat Pump with Remote Outdoor Unit-Air-Source) | 38MURAQ36AB3* |  |  | CNPV*4824AL* | PG80ES(A,L)A60090D** | 36200 | 16.5 | 8.1 | 38500 | 34800 | 90.39% | 2.02 | 0 | 10.5 |  |  |  | No | R-410A | 3.0167 | Residential & Commercial | Ducted CEE Tier 1
211230577 | Central HP <5.4 tons | PAYNE HEATING AND COOLING | HRCU-A-CB (Split System: Heat Pump with Remote Outdoor Unit-Air-Source) | 38MURAQ36AB3* |  |  | CNPV*4824AL* | PG80VTLA66135D** | 36200 | 16 | 8.1 | 38500 | 34800 | 90.39% | 2.02 | 0 | 10 |  |  |  | No | R-410A | 3.0167 | Residential & Commercial | Ducted CEE Tier 1
211230895 | Central HP <5.4 tons | PAYNE HEATING AND COOLING | HRCU-A-CB (Split System: Heat Pump with Remote Outdoor Unit-Air-Source) | 38MURAQ36AB3* |  |  | FV4CN(B,F)005L |  | 36200 | 17 | 8.5 | 37600 | 34400 | 91.49% | 2.06 | 0 | 10 |  |  |  | No | R-410A | 3.0167 | Residential & Commercial | Ducted CEE Tier 1
215471335 | Central HP <5.4 tons | MIDEA | HRCU-A-CB (Split System: Heat Pump with Remote Outdoor Unit-Air-Source) | MO1HE-H42B-2A |  |  | MAUHE-H48B-2A |  | 42000 | 16.7 | 9.5 | 50000 | 46000 | 92% | 1.9 | 0 | 11.7 |  |  |  | No | R-454B | 3.5 | Residential & Commercial | Ducted CEE Tier 1
211227437 | Central HP <5.4 tons | PAYNE HEATING AND COOLING | HRCU-A-CB (Split System: Heat Pump with Remote Outdoor Unit-Air-Source) | 38MURAQ36AB3* |  |  | CAP**4221AL* | PG80ESUA60080C** | 36800 | 15.5 | 8.5 | 40000 | 35200 | 88% | 1.96 | 0 | 10 |  |  |  | No | R-410A | 3.0667 | Residential & Commercial | Ducted CEE Tier 1
212969594 | Central HP <5.4 tons | SMART COMFORT | HRCU-A-CB (Split System: Heat Pump with Remote Outdoor Unit-Air-Source) | DLCURAH18ABK |  |  | EN(A,D)4X30L14** | *80VSL0451412B* | 17400 | 16.5 | 8.1 | 17900 | 18600 | 103.9% | 2.24 | 0 | 11 |  |  |  | No | R-410A | 1.45 | Residential & Commercial | Ducted CEE Tier 1
211261465 | Central HP <5.4 tons | SMART COMFORT | HRCU-A-CB (Split System: Heat Pump with Remote Outdoor Unit-Air-Source) | DLCURAH18ABK |  |  | EA*4X30L14A* | *92ESN0601412A* | 18200 | 16 | 8.5 | 18700 | 18400 | 98.4% | 2.22 | 0 | 10.5 |  |  |  | No | R-410A | 1.5167 | Residential & Commercial | Ducted CEE Tier 1
211245555 | Central HP <5.4 tons | PAYNE HEATING AND COOLING | HRCU-A-CB (Split System: Heat Pump with Remote Outdoor Unit-Air-Source) | 38MURAQ24AB3* |  |  | CNPV*3621AL* | PG96VTAA60080C** | 23600 | 17 | 8.1 | 25800 | 23800 | 92.25% | 1.98 | 0 | 10.5 |  |  |  | No | R-410A | 1.9667 | Residential & Commercial | Ducted CEE Tier 1
212978293 | Central HP <5.4 tons | SMART COMFORT | HRCU-A-CB (Split System: Heat Pump with Remote Outdoor Unit-Air-Source) | DLCURAH18ABK |  |  | EA*4X30L17A* | *80MS(N,L)0701412A* | 17400 | 16.5 | 8.5 | 17900 | 18700 | 104.5% | 2.24 | 0 | 10.5 |  |  |  | No | R-410A | 1.45 | Residential & Commercial | Ducted CEE Tier 1
214228988 | Central HP <5.4 tons | SMART COMFORT | HRCU-A-CB (Split System: Heat Pump with Remote Outdoor Unit-Air-Source) | DLCURAH18ABK |  |  | EA*4X24L17A* | *80MSU0601716A* | 17600 | 16.5 | 8.5 | 18600 | 19100 | 102.7% | 2.3 | 0 | 10.5 |  |  |  | No | R-410A | 1.4667 | Residential & Commercial | Ducted CEE Tier 1
214229021 | Central HP <5.4 tons | SMART COMFORT | HRCU-A-CB (Split System: Heat Pump with Remote Outdoor Unit-Air-Source) | DLCURAH18ABK |  |  | EN(A,D)4X24L17** | *80MSU0601716A* | 17600 | 16 | 8.5 | 18500 | 18900 | 102.2% | 2.28 | 0 | 11 |  |  |  | No | R-410A | 1.4667 | Residential & Commercial | Ducted CEE Tier 1
214279744 | Central HP <5.4 tons | SMART COMFORT | HRCU-A-CB (Split System: Heat Pump with Remote Outdoor Unit-Air-Source) | DLCURAH18ABK |  |  | EA*4X24L17A* | *96MSM0601716A* | 17200 | 16 | 8.5 | 18100 | 19400 | 107.2% | 2.32 | 0 | 10.5 |  |  |  | No | R-410A | 1.4333 | Residential & Commercial | Ducted CEE Tier 1
211242628 | Central HP <5.4 tons | SMART COMFORT | HRCU-A-CB (Split System: Heat Pump with Remote Outdoor Unit-Air-Source) | DLCURAH24ABK |  |  | EA*4X36L21A* | *92ESN0601714A* | 24600 | 17 | 8.5 | 26200 | 22200 | 84.73% | 1.86 | 0 | 10 |  |  |  | No | R-410A | 2.05 | Residential & Commercial | Ducted CEE Tier 1
211243889 | Central HP <5.4 tons | SMART COMFORT | HRCU-A-CB (Split System: Heat Pump with Remote Outdoor Unit-Air-Source) | DLCURAH24ABK |  |  | EN(A,D)4X24L17** | *96VSN0601412A* | 23200 | 16 | 8.5 | 26400 | 24600 | 93.18% | 2.04 | 0 | 10 |  |  |  | No | R-410A | 1.9333 | Residential & Commercial | Ducted CEE Tier 1
211244012 | Central HP <5.4 tons | SMART COMFORT | HRCU-A-CB (Split System: Heat Pump with Remote Outdoor Unit-Air-Source) | DLCURAH24ABK |  |  | EN(A,D)4X24L17** | *96VTN0801716A* | 23800 | 16 | 8.5 | 26800 | 23400 | 87.31% | 1.92 | 0 | 10 |  |  |  | No | R-410A | 1.9833 | Residential & Commercial | Ducted CEE Tier 1
211244407 | Central HP <5.4 tons | SMART COMFORT | HRCU-A-CB (Split System: Heat Pump with Remote Outdoor Unit-Air-Source) | DLCURAH24ABK |  |  | EN(A,D)4X30L14** | *80ES(N,L)0701412A* | 24200 | 16.5 | 8.1 | 26200 | 23000 | 87.79% | 1.9 | 0 | 10.5 |  |  |  | No | R-410A | 2.0167 | Residential & Commercial | Ducted CEE Tier 1
211244271 | Central HP <5.4 tons | SMART COMFORT | HRCU-A-CB (Split System: Heat Pump with Remote Outdoor Unit-Air-Source) | DLCURAH24ABK |  |  | EN(A,D)4X24L17** | OMV112K14A | 23800 | 15.2 | 8.5 | 27000 | 23200 | 85.93% | 1.9 | 0 | 10 |  |  |  | No | R-410A | 1.9833 | Residential & Commercial | Ducted CEE Tier 1
211243014 | Central HP <5.4 tons | SMART COMFORT | HRCU-A-CB (Split System: Heat Pump with Remote Outdoor Unit-Air-Source) | DLCURAH24ABK |  |  | EA*4X37L17A* | *96VTN0601714A* | 24400 | 16.5 | 8.5 | 25600 | 21600 | 84.38% | 1.8 | 0 | 10 |  |  |  | No | R-410A | 2.0333 | Residential & Commercial | Ducted CEE Tier 1
211243083 | Central HP <5.4 tons | SMART COMFORT | HRCU-A-CB (Split System: Heat Pump with Remote Outdoor Unit-Air-Source) | DLCURAH24ABK |  |  | EA*4X37L17A* | *92ESN0601714A* | 24800 | 17 | 8.5 | 25600 | 21400 | 83.59% | 1.8 | 0 | 10.5 |  |  |  | No | R-410A | 2.0667 | Residential & Commercial | Ducted CEE Tier 1
211253515 | Central HP <5.4 tons | ECO AC | HRCU-A-CB (Split System: Heat Pump with Remote Outdoor Unit-Air-Source) | EHI-O18BAH |  |  | EHI-V18BA |  | 18000 | 18 | 9.3 | 19000 | 16500 | 86.84% | 2.04 | 12.5 | 12.4 |  |  |  | No | R-410A | 1.5 | Residential & Commercial | Ducted CEE Tier 1
211227789 | Central HP <5.4 tons | PAYNE HEATING AND COOLING | HRCU-A-CB (Split System: Heat Pump with Remote Outdoor Unit-Air-Source) | 38MURAQ36AB3* |  |  | CAP**4224AL* | PG80ES(A,L)A60090C** | 36000 | 16 | 8.1 | 39500 | 35000 | 88.61% | 1.92 | 0 | 10 |  |  |  | No | R-410A | 3 | Residential & Commercial | Ducted CEE Tier 1
211228376 | Central HP <5.4 tons | PAYNE HEATING AND COOLING | HRCU-A-CB (Split System: Heat Pump with Remote Outdoor Unit-Air-Source) | 38MURAQ36AB3* |  |  | CAP**4321AL* | PG80VTLA48070B** | 36200 | 16 | 8.5 | 38500 | 34800 | 90.39% | 2.08 | 0 | 10 |  |  |  | No | R-410A | 3.0167 | Residential & Commercial | Ducted CEE Tier 1
211228575 | Central HP <5.4 tons | PAYNE HEATING AND COOLING | HRCU-A-CB (Split System: Heat Pump with Remote Outdoor Unit-Air-Source) | 38MURAQ36AB3* |  |  | CAP**4321AL* | PG95ESUA48060B** | 36800 | 15.5 | 8.5 | 38500 | 34800 | 90.39% | 2.1 | 0 | 10 |  |  |  | No | R-410A | 3.0667 | Residential & Commercial | Ducted CEE Tier 1
211229377 | Central HP <5.4 tons | PAYNE HEATING AND COOLING | HRCU-A-CB (Split System: Heat Pump with Remote Outdoor Unit-Air-Source) | 38MURAQ36AB3* |  |  | CAP**4824AL* | PG80ESUA60080C** | 37600 | 15.5 | 8.5 | 39500 | 35000 | 88.61% | 2.14 | 0 | 10 |  |  |  | No | R-410A | 3.1333 | Residential & Commercial | Ducted CEE Tier 1
211229592 | Central HP <5.4 tons | PAYNE HEATING AND COOLING | HRCU-A-CB (Split System: Heat Pump with Remote Outdoor Unit-Air-Source) | 38MURAQ36AB3* |  |  | CAP**4824AL* | PG96VTAA60080C** | 35600 | 16 | 8.1 | 37800 | 34600 | 91.53% | 2.02 | 0 | 10 |  |  |  | No | R-410A | 2.9667 | Residential & Commercial | Ducted CEE Tier 1
211230465 | Central HP <5.4 tons | PAYNE HEATING AND COOLING | HRCU-A-CB (Split System: Heat Pump with Remote Outdoor Unit-Air-Source) | 38MURAQ36AB3* |  |  | CNPV*4824AL* | PG80ES(A,L)A60110D** | 36000 | 16.5 | 8.1 | 38500 | 34800 | 90.39% | 2.02 | 0 | 10.5 |  |  |  | No | R-410A | 3 | Residential & Commercial | Ducted CEE Tier 1
211228499 | Central HP <5.4 tons | PAYNE HEATING AND COOLING | HRCU-A-CB (Split System: Heat Pump with Remote Outdoor Unit-Air-Source) | 38MURAQ36AB3* |  |  | CAP**4321AL* | PG95ESAA60080C** | 37200 | 15.5 | 8.5 | 38500 | 35000 | 90.91% | 2.12 | 0 | 10 |  |  |  | No | R-410A | 3.1 | Residential & Commercial | Ducted CEE Tier 1
211243149 | Central HP <5.4 tons | SMART COMFORT | HRCU-A-CB (Split System: Heat Pump with Remote Outdoor Unit-Air-Source) | DLCURAH24ABK |  |  | EA*4X37L17A* | *80ES(N,L)0701412A* | 24800 | 17 | 8.5 | 25800 | 21400 | 82.95% | 1.8 | 0 | 10.5 |  |  |  | No | R-410A | 2.0667 | Residential & Commercial | Ducted CEE Tier 1
211243583 | Central HP <5.4 tons | SMART COMFORT | HRCU-A-CB (Split System: Heat Pump with Remote Outdoor Unit-Air-Source) | DLCURAH24ABK |  |  | EA*4X37L21A* | *92ESN0801716A* | 25000 | 17.5 | 8.5 | 25600 | 20800 | 81.25% | 1.76 | 0 | 10.5 |  |  |  | No | R-410A | 2.0833 | Residential & Commercial | Ducted CEE Tier 1
211244772 | Central HP <5.4 tons | SMART COMFORT | HRCU-A-CB (Split System: Heat Pump with Remote Outdoor Unit-Air-Source) | DLCURAH24ABK |  |  | EN(A,D)4X30L17** | *95ESN0801716A* | 24600 | 15.5 | 8.1 | 26800 | 22200 | 82.84% | 1.82 | 0 | 10 |  |  |  | No | R-410A | 2.05 | Residential & Commercial | Ducted CEE Tier 1
211244540 | Central HP <5.4 tons | SMART COMFORT | HRCU-A-CB (Split System: Heat Pump with Remote Outdoor Unit-Air-Source) | DLCURAH24ABK |  |  | EN(A,D)4X30L17** | *95ESU0601716A* | 24200 | 16.5 | 8.1 | 26200 | 22800 | 87.02% | 1.9 | 0 | 10.5 |  |  |  | No | R-410A | 2.0167 | Residential & Commercial | Ducted CEE Tier 1
211244649 | Central HP <5.4 tons | SMART COMFORT | HRCU-A-CB (Split System: Heat Pump with Remote Outdoor Unit-Air-Source) | DLCURAH24ABK |  |  | EN(A,D)4X30L17** | *96VTN0601412A* | 23600 | 16.5 | 8.1 | 25800 | 23800 | 92.25% | 1.98 | 0 | 10 |  |  |  | No | R-410A | 1.9667 | Residential & Commercial | Ducted CEE Tier 1
212975648 | Central HP <5.4 tons | SMART COMFORT | HRCU-A-CB (Split System: Heat Pump with Remote Outdoor Unit-Air-Source) | DLCURAH24ABK |  |  | EA*4X24L17A* | *96VTN0601412B* | 23200 | 16.5 | 8.5 | 26800 | 26800 | 100% | 2.28 | 0 | 10 |  |  |  | No | R-410A | 1.9333 | Residential & Commercial | Ducted CEE Tier 1
213080869 | Central HP <5.4 tons | SMART COMFORT | HRCU-A-CB (Split System: Heat Pump with Remote Outdoor Unit-Air-Source) | DLCURAH36ABK |  |  | EN(A,D,W)4X48L21** | *95MSU0802120A* | 35800 | 16.5 | 8.1 | 38500 | 35000 | 90.91% | 2 | 0 | 10 |  |  |  | No | R-410A | 2.9833 | Residential & Commercial | Ducted CEE Tier 1
213079420 | Central HP <5.4 tons | SMART COMFORT | HRCU-A-CB (Split System: Heat Pump with Remote Outdoor Unit-Air-Source) | DLCURAH36ABK |  |  | EA*4X37L21A* | *92MSN0601714A* | 36600 | 16 | 8.5 | 38500 | 35000 | 90.91% | 2.06 | 0 | 10 |  |  |  | No | R-410A | 3.05 | Residential & Commercial | Ducted CEE Tier 1
213080324 | Central HP <5.4 tons | SMART COMFORT | HRCU-A-CB (Split System: Heat Pump with Remote Outdoor Unit-Air-Source) | DLCURAH36ABK |  |  | EA*4X43L21A* | *96MSN1002120A* | 36600 | 16 | 8.5 | 38500 | 34800 | 90.39% | 2.1 | 0 | 10 |  |  |  | No | R-410A | 3.05 | Residential & Commercial | Ducted CEE Tier 1
214229475 | Central HP <5.4 tons | SMART COMFORT | HRCU-A-CB (Split System: Heat Pump with Remote Outdoor Unit-Air-Source) | DLCURAH36ABK |  |  | EN(A,D)4X48L24** | *80MSU1002120A* | 35800 | 16.5 | 8.5 | 38500 | 34800 | 90.39% | 2 | 0 | 10 |  |  |  | No | R-410A | 2.9833 | Residential & Commercial | Ducted CEE Tier 1
211226631 | Central HP <5.4 tons | SMART COMFORT | HRCU-A-CB (Split System: Heat Pump with Remote Outdoor Unit-Air-Source) | DLCURAH36ABK |  |  | EA*4X37L17A* | *92ESN0601714A* | 35800 | 16 | 8.1 | 38500 | 34800 | 90.39% | 2 | 0 | 10 |  |  |  | No | R-410A | 2.9833 | Residential & Commercial | Ducted CEE Tier 1
211228902 | Central HP <5.4 tons | PAYNE HEATING AND COOLING | HRCU-A-CB (Split System: Heat Pump with Remote Outdoor Unit-Air-Source) | 38MURAQ36AB3* |  |  | CAP**4821AL* | PG80VTLA48070B** | 35800 | 16 | 8.5 | 38500 | 34600 | 89.87% | 2.04 | 0 | 10 |  |  |  | No | R-410A | 2.9833 | Residential & Commercial | Ducted CEE Tier 1
211229036 | Central HP <5.4 tons | PAYNE HEATING AND COOLING | HRCU-A-CB (Split System: Heat Pump with Remote Outdoor Unit-Air-Source) | 38MURAQ36AB3* |  |  | CAP**4821AL* | PG95ESAA60080C** | 36600 | 15.5 | 8.5 | 38500 | 34800 | 90.39% | 2.08 | 0 | 10 |  |  |  | No | R-410A | 3.05 | Residential & Commercial | Ducted CEE Tier 1
216439103 | Central HP <5.4 tons | RUNTRU | HRCU-A-CB (Split System: Heat Pump with Remote Outdoor Unit-Air-Source) | A5HL5024A1000AA |  |  | A5AHV002A1B3 |  | 23000 | 16 | 8.1 | 23000 | 18000 | 78.26% | 1.75 | 0 | 11.7 |  |  |  | No | R-454B | 1.9167 | Residential & Commercial | Ducted CEE Tier 1
212971443 | Central HP <5.4 tons | SMART COMFORT | HRCU-A-CB (Split System: Heat Pump with Remote Outdoor Unit-Air-Source) | DLCURAH18ABK |  |  | EA*4X19L17A* | *80VTL0701716B* | 18000 | 16.5 | 8.5 | 18000 | 17800 | 98.89% | 2.14 | 0 | 10.5 |  |  |  | No | R-410A | 1.5 | Residential & Commercial | Ducted CEE Tier 1
212978329 | Central HP <5.4 tons | SMART COMFORT | HRCU-A-CB (Split System: Heat Pump with Remote Outdoor Unit-Air-Source) | DLCURAH18ABK |  |  | EN(A,D)4X24L17** | *80MS(N,L)0701412A* | 17600 | 16.5 | 8.5 | 18500 | 19100 | 103.2% | 2.3 | 0 | 11 |  |  |  | No | R-410A | 1.4667 | Residential & Commercial | Ducted CEE Tier 1
212977727 | Central HP <5.4 tons | SMART COMFORT | HRCU-A-CB (Split System: Heat Pump with Remote Outdoor Unit-Air-Source) | DLCURAH18ABK |  |  | EA*4X24L14A* | *80MS(N,L)0451412A* | 17500 | 16.5 | 8.5 | 18400 | 19500 | 106% | 2.34 | 0 | 10.5 |  |  |  | No | R-410A | 1.4583 | Residential & Commercial | Ducted CEE Tier 1
212972730 | Central HP <5.4 tons | SMART COMFORT | HRCU-A-CB (Split System: Heat Pump with Remote Outdoor Unit-Air-Source) | DLCURAH18ABK |  |  | EN(A,D)4X18L14** | *96VSN0401410B* | 17200 | 15.5 | 8.5 | 18500 | 19800 | 107% | 2.38 | 0 | 10.5 |  |  |  | No | R-410A | 1.4333 | Residential & Commercial | Ducted CEE Tier 1
211245960 | Central HP <5.4 tons | PAYNE HEATING AND COOLING | HRCU-A-CB (Split System: Heat Pump with Remote Outdoor Unit-Air-Source) | 38MURAQ24AB3* |  |  | FM(C,U)4Z36**AL* |  | 24200 | 18 | 9 | 26600 | 23000 | 86.47% | 1.92 | 0 | 10.5 |  |  |  | No | R-410A | 2.0167 | Residential & Commercial | Ducted CEE Tier 1
212984063 | Central HP <5.4 tons | PAYNE HEATING AND COOLING | HRCU-A-CB (Split System: Heat Pump with Remote Outdoor Unit-Air-Source) | 38MURAQ24AB3* |  |  | CAP**3617AL* | PG92MSAA42060B** | 23800 | 17 | 8.5 | 26200 | 23800 | 90.84% | 1.98 | 0 | 10 |  |  |  | No | R-410A | 1.9833 | Residential & Commercial | Ducted CEE Tier 1
211240278 | Central HP <5.4 tons | PAYNE HEATING AND COOLING | HRCU-A-CB (Split System: Heat Pump with Remote Outdoor Unit-Air-Source) | 38MURAQ24AB3* |  |  | CAP**2414AL* | PG95ESAA36060A** | 24000 | 15.5 | 8.5 | 27200 | 23600 | 86.76% | 1.92 | 0 | 10 |  |  |  | No | R-410A | 2 | Residential & Commercial | Ducted CEE Tier 1
211244352 | Central HP <5.4 tons | SMART COMFORT | HRCU-A-CB (Split System: Heat Pump with Remote Outdoor Unit-Air-Source) | DLCURAH24ABK |  |  | EN(A,D)4X30L14** | *96VTN0601412A* | 23400 | 16.5 | 8.1 | 25800 | 24000 | 93.02% | 1.98 | 0 | 10 |  |  |  | No | R-410A | 1.95 | Residential & Commercial | Ducted CEE Tier 1
211243715 | Central HP <5.4 tons | SMART COMFORT | HRCU-A-CB (Split System: Heat Pump with Remote Outdoor Unit-Air-Source) | DLCURAH24ABK |  |  | EN(A,D)4X24L14** | *96VSN0401410A* | 23400 | 15.5 | 8.5 | 26600 | 24000 | 90.23% | 1.96 | 0 | 10 |  |  |  | No | R-410A | 1.95 | Residential & Commercial | Ducted CEE Tier 1
211243898 | Central HP <5.4 tons | SMART COMFORT | HRCU-A-CB (Split System: Heat Pump with Remote Outdoor Unit-Air-Source) | DLCURAH24ABK |  |  | EN(A,D)4X24L17** | *96VSN0801716A* | 23800 | 16 | 8.5 | 26800 | 23400 | 87.31% | 1.92 | 0 | 10 |  |  |  | No | R-410A | 1.9833 | Residential & Commercial | Ducted CEE Tier 1
211244280 | Central HP <5.4 tons | SMART COMFORT | HRCU-A-CB (Split System: Heat Pump with Remote Outdoor Unit-Air-Source) | DLCURAH24ABK |  |  | EN(A,D)4X30L14** | *80VSL0451412A* | 24000 | 16 | 8.1 | 26400 | 23000 | 87.12% | 1.88 | 0 | 10 |  |  |  | No | R-410A | 2 | Residential & Commercial | Ducted CEE Tier 1
211244298 | Central HP <5.4 tons | SMART COMFORT | HRCU-A-CB (Split System: Heat Pump with Remote Outdoor Unit-Air-Source) | DLCURAH24ABK |  |  | EN(A,D)4X30L14** | *96VSN0601412A* | 23400 | 16.5 | 8.1 | 25800 | 24000 | 93.02% | 1.98 | 0 | 10 |  |  |  | No | R-410A | 1.95 | Residential & Commercial | Ducted CEE Tier 1
211244530 | Central HP <5.4 tons | SMART COMFORT | HRCU-A-CB (Split System: Heat Pump with Remote Outdoor Unit-Air-Source) | DLCURAH24ABK |  |  | EN(A,D)4X30L17** | *80VSL0701716A* | 23800 | 16.5 | 8.1 | 26000 | 23200 | 89.23% | 1.92 | 0 | 10.5 |  |  |  | No | R-410A | 1.9833 | Residential & Commercial | Ducted CEE Tier 1
211244998 | Central HP <5.4 tons | SMART COMFORT | HRCU-A-CB (Split System: Heat Pump with Remote Outdoor Unit-Air-Source) | DLCURAH24ABK |  |  | EN(A,D,W)4X36L17** | *80VTL0451412A* | 24200 | 16.5 | 8.1 | 26200 | 22800 | 87.02% | 1.88 | 0 | 10.5 |  |  |  | No | R-410A | 2.0167 | Residential & Commercial | Ducted CEE Tier 1
212383413 | Central HP <5.4 tons | PAYNE HEATING AND COOLING | HRCU-A-CB (Split System: Heat Pump with Remote Outdoor Unit-Air-Source) | 38MURAQ36AB3* |  |  | CAP**3721AL* | PG95ESUA48060B** | 36800 | 15.5 | 8.5 | 39000 | 34800 | 89.23% | 2.1 | 0 | 10 |  |  |  | No | R-410A | 3.0667 | Residential & Commercial | Ducted CEE Tier 1
211260164 | Central HP <5.4 tons | PAYNE HEATING AND COOLING | HRCU-A-CB (Split System: Heat Pump with Remote Outdoor Unit-Air-Source) | 38MURAQ18AB3* |  |  | CAP**2414AL* | PG96VTAA36060A** | 17800 | 16 | 8.5 | 18800 | 19000 | 101.1% | 2.28 | 0 | 10.5 |  |  |  | No | R-410A | 1.4833 | Residential & Commercial | Ducted CEE Tier 1
211240519 | Central HP <5.4 tons | PAYNE HEATING AND COOLING | HRCU-A-CB (Split System: Heat Pump with Remote Outdoor Unit-Air-Source) | 38MURAQ24AB3* |  |  | CAP**2417AL* | PG80VTLA36070A** | 24000 | 16.5 | 8.5 | 26800 | 23600 | 88.06% | 1.96 | 0 | 10 |  |  |  | No | R-410A | 2 | Residential & Commercial | Ducted CEE Tier 1
212970879 | Central HP <5.4 tons | SMART COMFORT | HRCU-A-CB (Split System: Heat Pump with Remote Outdoor Unit-Air-Source) | DLCURAH18ABK |  |  | EA*4X24L17A* | *80VTL0451412B* | 17700 | 16.5 | 8.5 | 18600 | 19300 | 103.8% | 2.32 | 0 | 10.5 |  |  |  | No | R-410A | 1.475 | Residential & Commercial | Ducted CEE Tier 1
212970963 | Central HP <5.4 tons | SMART COMFORT | HRCU-A-CB (Split System: Heat Pump with Remote Outdoor Unit-Air-Source) | DLCURAH18ABK |  |  | EN(A,D)4X30L17** | *80VTL0451412B* | 17400 | 16.5 | 8.1 | 17900 | 18600 | 103.9% | 2.24 | 0 | 11 |  |  |  | No | R-410A | 1.45 | Residential & Commercial | Ducted CEE Tier 1
212973060 | Central HP <5.4 tons | SMART COMFORT | HRCU-A-CB (Split System: Heat Pump with Remote Outdoor Unit-Air-Source) | DLCURAH18ABK |  |  | EN(A,D)4X24L17** | *96VSN0401712B* | 17500 | 15.5 | 8.5 | 18600 | 19200 | 103.2% | 2.3 | 0 | 10.5 |  |  |  | No | R-410A | 1.4583 | Residential & Commercial | Ducted CEE Tier 1
212973310 | Central HP <5.4 tons | SMART COMFORT | HRCU-A-CB (Split System: Heat Pump with Remote Outdoor Unit-Air-Source) | DLCURAH18ABK |  |  | EA*4X24L14A* | *96VSN0601412B* | 17200 | 16 | 8.5 | 18100 | 19400 | 107.2% | 2.34 | 0 | 10.5 |  |  |  | No | R-410A | 1.4333 | Residential & Commercial | Ducted CEE Tier 1
211240596 | Central HP <5.4 tons | PAYNE HEATING AND COOLING | HRCU-A-CB (Split System: Heat Pump with Remote Outdoor Unit-Air-Source) | 38MURAQ24AB3* |  |  | CAP**2417AL* | PG96VTAA36060A** | 23200 | 16.5 | 8.5 | 26400 | 25600 | 96.97% | 2.14 | 0 | 10 |  |  |  | No | R-410A | 1.9333 | Residential & Commercial | Ducted CEE Tier 1
211241707 | Central HP <5.4 tons | PAYNE HEATING AND COOLING | HRCU-A-CB (Split System: Heat Pump with Remote Outdoor Unit-Air-Source) | 38MURAQ24AB3* |  |  | CAP**3017AL* | PG92ESAA48080B** | 24200 | 17 | 8.5 | 26400 | 22800 | 86.36% | 1.9 | 0 | 10 |  |  |  | No | R-410A | 2.0167 | Residential & Commercial | Ducted CEE Tier 1
211242348 | Central HP <5.4 tons | SMART COMFORT | HRCU-A-CB (Split System: Heat Pump with Remote Outdoor Unit-Air-Source) | DLCURAH24ABK |  |  | EA*4X36L21A* | *96VTN1002122A* | 23800 | 17 | 8.5 | 25800 | 23200 | 89.92% | 1.92 | 0 | 10 |  |  |  | No | R-410A | 1.9833 | Residential & Commercial | Ducted CEE Tier 1
211242716 | Central HP <5.4 tons | SMART COMFORT | HRCU-A-CB (Split System: Heat Pump with Remote Outdoor Unit-Air-Source) | DLCURAH24ABK |  |  | EA*4X36L21A* | *80ESU0601716A | 25000 | 17 | 8.5 | 26600 | 21800 | 81.95% | 1.82 | 0 | 10.5 |  |  |  | No | R-410A | 2.0833 | Residential & Commercial | Ducted CEE Tier 1
211243036 | Central HP <5.4 tons | SMART COMFORT | HRCU-A-CB (Split System: Heat Pump with Remote Outdoor Unit-Air-Source) | DLCURAH24ABK |  |  | EA*4X37L17A* | *80ES(N,L)0451712A* | 24600 | 16.5 | 8.5 | 25600 | 21600 | 84.38% | 1.8 | 0 | 10 |  |  |  | No | R-410A | 2.05 | Residential & Commercial | Ducted CEE Tier 1
211243161 | Central HP <5.4 tons | SMART COMFORT | HRCU-A-CB (Split System: Heat Pump with Remote Outdoor Unit-Air-Source) | DLCURAH24ABK |  |  | EA*4X37L17A* | *80ESU0601716A | 25400 | 16.5 | 8.5 | 26200 | 21000 | 80.15% | 1.76 | 0 | 10.5 |  |  |  | No | R-410A | 2.1167 | Residential & Commercial | Ducted CEE Tier 1
212976685 | Central HP <5.4 tons | SMART COMFORT | HRCU-A-CB (Split System: Heat Pump with Remote Outdoor Unit-Air-Source) | DLCURAH24ABK |  |  | EA*4X37L21A* | *96VTN1002120B* | 24000 | 17.5 | 8.5 | 25200 | 21800 | 86.51% | 1.82 | 0 | 10 |  |  |  | No | R-410A | 2 | Residential & Commercial | Ducted CEE Tier 1
215674187 | Central HP <5.4 tons | AIRQUEST | HRCU-A-CB (Split System: Heat Pump with Remote Outdoor Unit-Air-Source) | H5H0V48*K*AAA* |  |  | EA*5X60M24A*+WALLCON | *80CTL0902120B* | 45000 | 18 | 9 | 47500 | 33400 | 70.32% | 2.08 | 0 | 10 |  |  |  | No | R-454B | 3.75 | Residential & Commercial | Ducted CEE Tier 1
208650610 | Central HP <5.4 tons | MIDEA | HRCU-A-CB (Split System: Heat Pump with Remote Outdoor Unit-Air-Source) | MOX430U-24HFN1-MR0 |  |  | MVC-24HWFN1-M |  | 24000 | 17 | 9.2 | 26000 | 19400 | 74.62% | 2.1 | 11.3 | 10.5 |  |  |  | No | R-410A | 2 | Residential & Commercial | Ducted CEE Tier 1
211242198 | Central HP <5.4 tons | PAYNE HEATING AND COOLING | HRCU-A-CB (Split System: Heat Pump with Remote Outdoor Unit-Air-Source) | 38MURAQ24AB3* |  |  | CAP**3617AL* | PG80ES(A,L)A36070A** | 24400 | 17 | 8.5 | 26200 | 22400 | 85.5% | 1.86 | 0 | 10 |  |  |  | No | R-410A | 2.0333 | Residential & Commercial | Ducted CEE Tier 1
211242632 | Central HP <5.4 tons | PAYNE HEATING AND COOLING | HRCU-A-CB (Split System: Heat Pump with Remote Outdoor Unit-Air-Source) | 38MURAQ24AB3* |  |  | CAP**3621AL* | PG92ESAA48080B** | 24400 | 17 | 8.5 | 26200 | 22400 | 85.5% | 1.86 | 0 | 10 |  |  |  | No | R-410A | 2.0333 | Residential & Commercial | Ducted CEE Tier 1
212974635 | Central HP <5.4 tons | SMART COMFORT | HRCU-A-CB (Split System: Heat Pump with Remote Outdoor Unit-Air-Source) | DLCURAH18ABK |  |  | EA*4X24L14A* | *96VTN0401410B* | 17300 | 15.5 | 8.5 | 18400 | 19400 | 105.4% | 2.32 | 0 | 10.5 |  |  |  | No | R-410A | 1.4417 | Residential & Commercial | Ducted CEE Tier 1
212972680 | Central HP <5.4 tons | SMART COMFORT | HRCU-A-CB (Split System: Heat Pump with Remote Outdoor Unit-Air-Source) | DLCURAH18ABK |  |  | EA*4X24L14A* | *96VSN0401410B* | 17200 | 16 | 8.5 | 18200 | 19400 | 106.6% | 2.34 | 0 | 10 |  |  |  | No | R-410A | 1.4333 | Residential & Commercial | Ducted CEE Tier 1
212970891 | Central HP <5.4 tons | SMART COMFORT | HRCU-A-CB (Split System: Heat Pump with Remote Outdoor Unit-Air-Source) | DLCURAH18ABK |  |  | EA*4X25L17A* | *80VTL0451412B* | 18300 | 16.5 | 8.5 | 18100 | 17600 | 97.24% | 2.14 | 0 | 11 |  |  |  | No | R-410A | 1.525 | Residential & Commercial | Ducted CEE Tier 1
211245949 | Central HP <5.4 tons | PAYNE HEATING AND COOLING | HRCU-A-CB (Split System: Heat Pump with Remote Outdoor Unit-Air-Source) | 38MURAQ24AB3* |  |  | FM(C,U)4Z30**AL* |  | 24200 | 18 | 9 | 26600 | 23000 | 86.47% | 1.92 | 0 | 10.5 |  |  |  | No | R-410A | 2.0167 | Residential & Commercial | Ducted CEE Tier 1
212979962 | Central HP <5.4 tons | SMART COMFORT | HRCU-A-CB (Split System: Heat Pump with Remote Outdoor Unit-Air-Source) | DLCURAH18ABK |  |  | EA*4X24L17A* | *80MS(N,L)0901714A* | 17500 | 16 | 8.5 | 18500 | 19400 | 104.9% | 2.34 | 0 | 10.5 |  |  |  | No | R-410A | 1.4583 | Residential & Commercial | Ducted CEE Tier 1
214865907 | Central HP <5.4 tons | ARMSTRONG AIR | HRCU-A-CB (Split System: Heat Pump with Remote Outdoor Unit-Air-Source) | 4SHP22LX124P-**A |  |  | 7AH2AE30PX-0* |  | 24200 | 22 | 9.5 | 22400 | 16100 | 71.88% | 2.34 | 0 | 13.5 |  |  |  | No | R-410A | 2.0167 | Residential & Commercial | Ducted CEE Tier 1
211229921 | Central HP <5.4 tons | PAYNE HEATING AND COOLING | HRCU-A-CB (Split System: Heat Pump with Remote Outdoor Unit-Air-Source) | 38MURAQ36AB3* |  |  | CNPV*4821AL* | PG80ES(A,L)A48070C** | 35800 | 16.5 | 8.1 | 38500 | 34800 | 90.39% | 2 | 0 | 10 |  |  |  | No | R-410A | 2.9833 | Residential & Commercial | Ducted CEE Tier 1
211230322 | Central HP <5.4 tons | PAYNE HEATING AND COOLING | HRCU-A-CB (Split System: Heat Pump with Remote Outdoor Unit-Air-Source) | 38MURAQ36AB3* |  |  | CNPV*4821AL* | PG96VTAA60080C** | 35600 | 16 | 8.1 | 38500 | 34800 | 90.39% | 2 | 0 | 10 |  |  |  | No | R-410A | 2.9667 | Residential & Commercial | Ducted CEE Tier 1
211227531 | Central HP <5.4 tons | PAYNE HEATING AND COOLING | HRCU-A-CB (Split System: Heat Pump with Remote Outdoor Unit-Air-Source) | 38MURAQ36AB3* |  |  | CAP**4221AL* | PG92ESAA60080C** | 35200 | 16.5 | 8.1 | 38500 | 35000 | 90.91% | 1.88 | 0 | 10 |  |  |  | No | R-410A | 2.9333 | Residential & Commercial | Ducted CEE Tier 1
211259887 | Central HP <5.4 tons | PAYNE HEATING AND COOLING | HRCU-A-CB (Split System: Heat Pump with Remote Outdoor Unit-Air-Source) | 38MURAQ18AB3* |  |  | CAP**1917AL* | PG80ES(A,L)A36045A** | 18600 | 16.5 | 8.5 | 18500 | 17500 | 94.59% | 2.14 | 0 | 11 |  |  |  | No | R-410A | 1.55 | Residential & Commercial | Ducted CEE Tier 1
211260154 | Central HP <5.4 tons | PAYNE HEATING AND COOLING | HRCU-A-CB (Split System: Heat Pump with Remote Outdoor Unit-Air-Source) | 38MURAQ18AB3* |  |  | CAP**2414AL* | PG96VTAA30040A** | 17300 | 16 | 8.5 | 18300 | 19200 | 104.9% | 2.3 | 0 | 10.5 |  |  |  | No | R-410A | 1.4417 | Residential & Commercial | Ducted CEE Tier 1
211260638 | Central HP <5.4 tons | PAYNE HEATING AND COOLING | HRCU-A-CB (Split System: Heat Pump with Remote Outdoor Unit-Air-Source) | 38MURAQ18AB3* |  |  | CAP**2417AL* | PG80ESUA48060B** | 18500 | 16 | 9 | 19400 | 18600 | 95.88% | 2.26 | 0 | 10.5 |  |  |  | No | R-410A | 1.5417 | Residential & Commercial | Ducted CEE Tier 1
211260938 | Central HP <5.4 tons | PAYNE HEATING AND COOLING | HRCU-A-CB (Split System: Heat Pump with Remote Outdoor Unit-Air-Source) | 38MURAQ18AB3* |  |  | CAP**2517AL* | PG96VTAA36060A** | 18500 | 16 | 8.5 | 18300 | 17400 | 95.08% | 2.12 | 0 | 11 |  |  |  | No | R-410A | 1.5417 | Residential & Commercial | Ducted CEE Tier 1
213156954 | Central HP <5.4 tons | Bladex | HRCU-A-C (Split System: Heat Pump with Remote Outdoor Unit with No Indoor Fan --Air Source) | BX30U-30HPHYHA(X) |  |  | BLC-36HWAC1-UNC |  | 30000 | 15.5 | 9.7 | 33000 | 27000 | 81.82% | 1.85 | 10.7 | 10.5 |  |  |  | No | R-410A | 2.5 | Residential & Commercial | Ducted CEE Tier 1
212978317 | Central HP <5.4 tons | SMART COMFORT | HRCU-A-CB (Split System: Heat Pump with Remote Outdoor Unit-Air-Source) | DLCURAH18ABK |  |  | EN(A,D)4X24L14** | *80MS(N,L)0701412A* | 17600 | 16.5 | 8.5 | 18500 | 19100 | 103.2% | 2.3 | 0 | 11 |  |  |  | No | R-410A | 1.4667 | Residential & Commercial | Ducted CEE Tier 1
212975450 | Central HP <5.4 tons | SMART COMFORT | HRCU-A-CB (Split System: Heat Pump with Remote Outdoor Unit-Air-Source) | DLCURAH18ABK |  |  | EN(A,D)4X18L14** | *96VTN0601412B* | 17300 | 16 | 8.5 | 18500 | 19800 | 107% | 2.38 | 0 | 10.5 |  |  |  | No | R-410A | 1.4417 | Residential & Commercial | Ducted CEE Tier 1
212973660 | Central HP <5.4 tons | SMART COMFORT | HRCU-A-CB (Split System: Heat Pump with Remote Outdoor Unit-Air-Source) | DLCURAH18ABK |  |  | EA*4X19L17A* | *96VSN0801716B* | 17700 | 16.5 | 8.1 | 17700 | 17900 | 101.1% | 2.16 | 0 | 10.5 |  |  |  | No | R-410A | 1.475 | Residential & Commercial | Ducted CEE Tier 1
211240498 | Central HP <5.4 tons | PAYNE HEATING AND COOLING | HRCU-A-CB (Split System: Heat Pump with Remote Outdoor Unit-Air-Source) | 38MURAQ24AB3* |  |  | CAP**2417AL* | PG80ESUA36040B** | 23600 | 17 | 8.5 | 26600 | 24600 | 92.48% | 2.04 | 0 | 10 |  |  |  | No | R-410A | 1.9667 | Residential & Commercial | Ducted CEE Tier 1
211240617 | Central HP <5.4 tons | PAYNE HEATING AND COOLING | HRCU-A-CB (Split System: Heat Pump with Remote Outdoor Unit-Air-Source) | 38MURAQ24AB3* |  |  | CAP**2417AL* | PG96VTAA42060B** | 23600 | 16 | 8.5 | 26800 | 24400 | 91.04% | 2.02 | 0 | 10 |  |  |  | No | R-410A | 1.9667 | Residential & Commercial | Ducted CEE Tier 1
211240651 | Central HP <5.4 tons | PAYNE HEATING AND COOLING | HRCU-A-CB (Split System: Heat Pump with Remote Outdoor Unit-Air-Source) | 38MURAQ24AB3* |  |  | CAP**2417AL* | PG80ES(A,L)A36070B** | 24000 | 16 | 8.5 | 27000 | 23600 | 87.41% | 1.94 | 0 | 10 |  |  |  | No | R-410A | 2 | Residential & Commercial | Ducted CEE Tier 1
211240934 | Central HP <5.4 tons | PAYNE HEATING AND COOLING | HRCU-A-CB (Split System: Heat Pump with Remote Outdoor Unit-Air-Source) | 38MURAQ24AB3* |  |  | CAP**2517AL* | PG80ESUA36040B** | 24600 | 17.5 | 8.5 | 25400 | 21200 | 83.46% | 1.8 | 0 | 10.5 |  |  |  | No | R-410A | 2.05 | Residential & Commercial | Ducted CEE Tier 1
213075931 | Central HP <5.4 tons | SMART COMFORT | HRCU-A-CB (Split System: Heat Pump with Remote Outdoor Unit-Air-Source) | DLCURAH36ABK |  |  | EA*4X43L21A* | *95MSU1002120A* | 36400 | 16 | 8.5 | 38000 | 34800 | 91.58% | 2.06 | 0 | 10 |  |  |  | No | R-410A | 3.0333 | Residential & Commercial | Ducted CEE Tier 1
212980484 | Central HP <5.4 tons | SMART COMFORT | HRCU-A-CB (Split System: Heat Pump with Remote Outdoor Unit-Air-Source) | DLCURAH36ABK |  |  | EA*4X48L21A* | *80MS(N,L)0902120A* | 35800 | 16.5 | 8.5 | 37800 | 34600 | 91.53% | 2.02 | 0 | 10 |  |  |  | No | R-410A | 2.9833 | Residential & Commercial | Ducted CEE Tier 1
211226810 | Central HP <5.4 tons | SMART COMFORT | HRCU-A-CB (Split System: Heat Pump with Remote Outdoor Unit-Air-Source) | DLCURAH36ABK |  |  | EA*4X37L21A* | *80ES(N,L)0702116A* | 37200 | 15.5 | 8.5 | 38500 | 35000 | 90.91% | 2.12 | 0 | 10 |  |  |  | No | R-410A | 3.1 | Residential & Commercial | Ducted CEE Tier 1
207036527 | Central HP <5.4 tons | AZUR | HRCU-A-CB (Split System: Heat Pump with Remote Outdoor Unit-Air-Source) | AZ-24HPB |  |  | AH-24B |  | 22000 | 16.5 | 9 | 23000 | 16900 | 73.48% | 2.05 | 10.9 | 10.1 |  |  |  | No | R-410A | 1.8333 | Residential & Commercial | Ducted CEE Tier 1
213062290 | Central HP <5.4 tons | Kepler | HRCU-A-CB (Split System: Heat Pump with Remote Outdoor Unit-Air-Source) | AZPN/36WD |  |  | AZPN/36WAH |  | 36000 | 16 | 9.5 | 40000 | 34400 | 86% | 1.97 | 10.5 | 10 |  |  |  | No | R-410A | 3 | Residential & Commercial | Ducted CEE Tier 1
211228030 | Central HP <5.4 tons | PAYNE HEATING AND COOLING | HRCU-A-CB (Split System: Heat Pump with Remote Outdoor Unit-Air-Source) | 38MURAQ36AB3* |  |  | CAP**4224AL* | PG95ESAA66120D** | 36600 | 15.2 | 8.1 | 40000 | 35200 | 88% | 1.94 | 0 | 10 |  |  |  | No | R-410A | 3.05 | Residential & Commercial | Ducted CEE Tier 1
211226910 | Central HP <5.4 tons | PAYNE HEATING AND COOLING | HRCU-A-CB (Split System: Heat Pump with Remote Outdoor Unit-Air-Source) | 38MURAQ36AB3* |  |  | CAP**3721AL* | PG80ESUA48060B** | 37000 | 16 | 8.5 | 38500 | 34800 | 90.39% | 2.12 | 0 | 10 |  |  |  | No | R-410A | 3.0833 | Residential & Commercial | Ducted CEE Tier 1
211227765 | Central HP <5.4 tons | PAYNE HEATING AND COOLING | HRCU-A-CB (Split System: Heat Pump with Remote Outdoor Unit-Air-Source) | 38MURAQ36AB3* |  |  | CAP**4224AL* | PG80ES(A,L)A48070C** | 35200 | 16 | 8.1 | 38500 | 35000 | 90.91% | 1.88 | 0 | 10 |  |  |  | No | R-410A | 2.9333 | Residential & Commercial | Ducted CEE Tier 1
211227813 | Central HP <5.4 tons | PAYNE HEATING AND COOLING | HRCU-A-CB (Split System: Heat Pump with Remote Outdoor Unit-Air-Source) | 38MURAQ36AB3* |  |  | CAP**4224AL* | PG80ES(A,L)A60110C** | 35400 | 16 | 8.1 | 38500 | 35000 | 90.91% | 1.88 | 0 | 10 |  |  |  | No | R-410A | 2.95 | Residential & Commercial | Ducted CEE Tier 1
211227849 | Central HP <5.4 tons | PAYNE HEATING AND COOLING | HRCU-A-CB (Split System: Heat Pump with Remote Outdoor Unit-Air-Source) | 38MURAQ36AB3* |  |  | CAP**4224AL* | PG80ES(A,L)A60155D** | 36400 | 15.5 | 8.1 | 39500 | 35200 | 89.11% | 1.94 | 0 | 10 |  |  |  | No | R-410A | 3.0333 | Residential & Commercial | Ducted CEE Tier 1
211228365 | Central HP <5.4 tons | PAYNE HEATING AND COOLING | HRCU-A-CB (Split System: Heat Pump with Remote Outdoor Unit-Air-Source) | 38MURAQ36AB3* |  |  | CAP**4321AL* | PG80ESUA60100C** | 36400 | 16 | 8.5 | 38500 | 34800 | 90.39% | 2.08 | 0 | 10 |  |  |  | No | R-410A | 3.0333 | Residential & Commercial | Ducted CEE Tier 1
211229419 | Central HP <5.4 tons | PAYNE HEATING AND COOLING | HRCU-A-CB (Split System: Heat Pump with Remote Outdoor Unit-Air-Source) | 38MURAQ36AB3* |  |  | CAP**4824AL* | PG80VTLA66135D** | 36000 | 16 | 8.5 | 38500 | 34600 | 89.87% | 2.06 | 0 | 10 |  |  |  | No | R-410A | 3 | Residential & Commercial | Ducted CEE Tier 1
211241519 | Central HP <5.4 tons | PAYNE HEATING AND COOLING | HRCU-A-CB (Split System: Heat Pump with Remote Outdoor Unit-Air-Source) | 38MURAQ24AB3* |  |  | CAP**3017AL* | PG80VTLA36045A** | 24200 | 16.5 | 8.5 | 26400 | 23000 | 87.12% | 1.9 | 0 | 10 |  |  |  | No | R-410A | 2.0167 | Residential & Commercial | Ducted CEE Tier 1
211241553 | Central HP <5.4 tons | PAYNE HEATING AND COOLING | HRCU-A-CB (Split System: Heat Pump with Remote Outdoor Unit-Air-Source) | 38MURAQ24AB3* |  |  | CAP**3017AL* | PG80VTLA48070B** | 24200 | 17 | 8.5 | 26200 | 23000 | 87.79% | 1.92 | 0 | 10 |  |  |  | No | R-410A | 2.0167 | Residential & Commercial | Ducted CEE Tier 1
212985349 | Central HP <5.4 tons | PAYNE HEATING AND COOLING | HRCU-A-CB (Split System: Heat Pump with Remote Outdoor Unit-Air-Source) | 38MURAQ24AB3* |  |  | CAP**3721AL* | PG92MSAA60100C** | 24200 | 17.5 | 8.5 | 25200 | 21600 | 85.71% | 1.82 | 0 | 10.5 |  |  |  | No | R-410A | 2.0167 | Residential & Commercial | Ducted CEE Tier 1
212985815 | Central HP <5.4 tons | PAYNE HEATING AND COOLING | HRCU-A-CB (Split System: Heat Pump with Remote Outdoor Unit-Air-Source) | 38MURAQ24AB3* |  |  | CAP**3717AL* | PG96MSAA30026A** | 24000 | 16.5 | 8.5 | 25200 | 22200 | 88.1% | 1.84 | 0 | 10 |  |  |  | No | R-410A | 2 | Residential & Commercial | Ducted CEE Tier 1
212986165 | Central HP <5.4 tons | PAYNE HEATING AND COOLING | HRCU-A-CB (Split System: Heat Pump with Remote Outdoor Unit-Air-Source) | 38MURAQ24AB3* |  |  | CAP**3014AL* | PG96MSAA30040A** | 23400 | 16 | 8.5 | 26400 | 24800 | 93.94% | 2.04 | 0 | 10 |  |  |  | No | R-410A | 1.95 | Residential & Commercial | Ducted CEE Tier 1
212986201 | Central HP <5.4 tons | PAYNE HEATING AND COOLING | HRCU-A-CB (Split System: Heat Pump with Remote Outdoor Unit-Air-Source) | 38MURAQ24AB3* |  |  | CAP**3717AL* | PG96MSAA30040A** | 24000 | 16 | 8.1 | 25200 | 22200 | 88.1% | 1.84 | 0 | 10 |  |  |  | No | R-410A | 2 | Residential & Commercial | Ducted CEE Tier 1
212986633 | Central HP <5.4 tons | PAYNE HEATING AND COOLING | HRCU-A-CB (Split System: Heat Pump with Remote Outdoor Unit-Air-Source) | 38MURAQ24AB3* |  |  | CNPV*3617AL* | PG96MSAA36040B** | 23200 | 15.5 | 8.1 | 26000 | 24400 | 93.85% | 2.02 | 0 | 10 |  |  |  | No | R-410A | 1.9333 | Residential & Commercial | Ducted CEE Tier 1
211245481 | Central HP <5.4 tons | PAYNE HEATING AND COOLING | HRCU-A-CB (Split System: Heat Pump with Remote Outdoor Unit-Air-Source) | 38MURAQ24AB3* |  |  | CNPV*3621AL* | PG80VTLA48090B** | 23800 | 17 | 8.1 | 26000 | 23400 | 90% | 1.94 | 0 | 10.5 |  |  |  | No | R-410A | 1.9833 | Residential & Commercial | Ducted CEE Tier 1
211245514 | Central HP <5.4 tons | PAYNE HEATING AND COOLING | HRCU-A-CB (Split System: Heat Pump with Remote Outdoor Unit-Air-Source) | 38MURAQ24AB3* |  |  | CNPV*3621AL* | PG96VTAA48080B** | 24200 | 16.5 | 8.1 | 26200 | 23000 | 87.79% | 1.9 | 0 | 10.5 |  |  |  | No | R-410A | 2.0167 | Residential & Commercial | Ducted CEE Tier 1
211245597 | Central HP <5.4 tons | PAYNE HEATING AND COOLING | HRCU-A-CB (Split System: Heat Pump with Remote Outdoor Unit-Air-Source) | 38MURAQ24AB3* |  |  | CNPV*3621AL* | PG80ES(A,L)A36070B** | 24400 | 16.5 | 8.1 | 26400 | 22600 | 85.61% | 1.88 | 0 | 10.5 |  |  |  | No | R-410A | 2.0333 | Residential & Commercial | Ducted CEE Tier 1
212985865 | Central HP <5.4 tons | PAYNE HEATING AND COOLING | HRCU-A-CB (Split System: Heat Pump with Remote Outdoor Unit-Air-Source) | 38MURAQ24AB3* |  |  | CNPV*3617AL* | PG96MSAA30026A** | 23400 | 16.5 | 8.1 | 26000 | 24400 | 93.85% | 2.02 | 0 | 10 |  |  |  | No | R-410A | 1.95 | Residential & Commercial | Ducted CEE Tier 1
206766867 | Central HP <5.4 tons | DAY & NIGHT | HRCU-A-CB (Split System: Heat Pump with Remote Outdoor Unit-Air-Source) | CVH825GKA3* |  |  | EHD4X30AAL+WALLCON | *80CTL0701412A* | 23800 | 16 | 8.1 | 21800 | 16700 | 76.61% | 1.98 | 11 | 10.5 |  |  |  | No | R-410A | 1.9833 | Residential & Commercial | Ducted CEE Tier 1
206767128 | Central HP <5.4 tons | DAY & NIGHT | HRCU-A-CB (Split System: Heat Pump with Remote Outdoor Unit-Air-Source) | CVH825GKA3* |  |  | EA*4X36L17A*+WALLCON | *80CSU0401712A* | 23600 | 16.5 | 8.1 | 21400 | 16600 | 77.57% | 1.94 | 11 | 10.5 |  |  |  | No | R-410A | 1.9667 | Residential & Commercial | Ducted CEE Tier 1
206773337 | Central HP <5.4 tons | TEMPSTAR | HRCU-A-CB (Split System: Heat Pump with Remote Outdoor Unit-Air-Source) | TVH837GKA2* |  |  | EHD4X42AAL+WALLCON | *80CSU0601716A* | 32400 | 16.5 | 8.1 | 33200 | 24800 | 74.7% | 1.94 | 11.5 | 11 |  |  |  | No | R-410A | 2.7 | Residential & Commercial | Ducted CEE Tier 1
206773526 | Central HP <5.4 tons | TEMPSTAR | HRCU-A-CB (Split System: Heat Pump with Remote Outdoor Unit-Air-Source) | TVH837GKA2* |  |  | EA*4X48L24A*+WALLCON | *95CSU0802120A* | 32400 | 17.5 | 8.5 | 32400 | 24800 | 76.54% | 2 | 12 | 11.5 |  |  |  | No | R-410A | 2.7 | Residential & Commercial | Ducted CEE Tier 1
215471347 | Central HP <5.4 tons | MIDEA | HRCU-A-CB (Split System: Heat Pump with Remote Outdoor Unit-Air-Source) | MO1ES-H24B-2A |  |  | MACHU-H24B-2A |  | 24000 | 19.7 | 9 | 25000 | 18000 | 72% | 2.2 | 0 | 11.7 |  |  |  | No | R-454B | 2 | Residential & Commercial | Ducted CEE Tier 1
206773607 | Central HP <5.4 tons | TEMPSTAR | HRCU-A-CB (Split System: Heat Pump with Remote Outdoor Unit-Air-Source) | TVH837GKA2* |  |  | EN(A,D,W)4X48L21**+WALLCON | *95CSU0802120A* | 32400 | 17.5 | 8.1 | 32800 | 24800 | 75.61% | 1.96 | 12 | 11.7 |  |  |  | No | R-410A | 2.7 | Residential & Commercial | Ducted CEE Tier 1
206773659 | Central HP <5.4 tons | TEMPSTAR | HRCU-A-CB (Split System: Heat Pump with Remote Outdoor Unit-Air-Source) | TVH837GKA2* |  |  | EHD4X42AAL+WALLCON | *95CSU0802120A* | 32600 | 17 | 8.1 | 33000 | 24800 | 75.15% | 1.96 | 11.5 | 11 |  |  |  | No | R-410A | 2.7167 | Residential & Commercial | Ducted CEE Tier 1
215471344 | Central HP <5.4 tons | MIDEA | HRCU-A-CB (Split System: Heat Pump with Remote Outdoor Unit-Air-Source) | MO1HE-H48B-2A |  |  | MAUSE-H48B-2A |  | 48000 | 17.5 | 9.5 | 48000 | 48000 | 100% | 2 | 0 | 12 |  |  |  | No | R-454B | 4 | Residential & Commercial | Ducted CEE Tier 1
212973620 | Central HP <5.4 tons | SMART COMFORT | HRCU-A-CB (Split System: Heat Pump with Remote Outdoor Unit-Air-Source) | DLCURAH24ABK |  |  | EN(A,D)4X30L14** | *96VSN0601412B* | 23400 | 16.5 | 8.1 | 26000 | 24400 | 93.85% | 2.02 | 0 | 10 |  |  |  | No | R-410A | 1.95 | Residential & Commercial | Ducted CEE Tier 1
212973870 | Central HP <5.4 tons | SMART COMFORT | HRCU-A-CB (Split System: Heat Pump with Remote Outdoor Unit-Air-Source) | DLCURAH24ABK |  |  | EA*4X36L21A* | *96VSN0801716B* | 23600 | 17 | 8.5 | 26200 | 24000 | 91.6% | 2 | 0 | 10 |  |  |  | No | R-410A | 1.9667 | Residential & Commercial | Ducted CEE Tier 1
212974120 | Central HP <5.4 tons | SMART COMFORT | HRCU-A-CB (Split System: Heat Pump with Remote Outdoor Unit-Air-Source) | DLCURAH24ABK |  |  | EN(A,D)4X36L21** | *96VSN0802120B* | 23800 | 17 | 8.5 | 26400 | 24000 | 90.91% | 1.98 | 0 | 10.5 |  |  |  | No | R-410A | 1.9833 | Residential & Commercial | Ducted CEE Tier 1
212971239 | Central HP <5.4 tons | SMART COMFORT | HRCU-A-CB (Split System: Heat Pump with Remote Outdoor Unit-Air-Source) | DLCURAH24ABK |  |  | EN(A,D)4X30L17** | *80VTL0451412B* | 23600 | 17 | 8.5 | 26200 | 24600 | 93.89% | 2.04 | 0 | 10.5 |  |  |  | No | R-410A | 1.9667 | Residential & Commercial | Ducted CEE Tier 1
212971707 | Central HP <5.4 tons | SMART COMFORT | HRCU-A-CB (Split System: Heat Pump with Remote Outdoor Unit-Air-Source) | DLCURAH24ABK |  |  | EN(A,D)4X24L17** | *80VTL0701716B* | 23200 | 16.5 | 8.5 | 26800 | 25200 | 94.03% | 2.1 | 0 | 10 |  |  |  | No | R-410A | 1.9333 | Residential & Commercial | Ducted CEE Tier 1
212977595 | Central HP <5.4 tons | SMART COMFORT | HRCU-A-CB (Split System: Heat Pump with Remote Outdoor Unit-Air-Source) | DLCURAH24ABK |  |  | EA*4X25L17A* | *80MS(N,L)0451412A* | 24200 | 17 | 8.5 | 25200 | 21800 | 86.51% | 1.82 | 0 | 10 |  |  |  | No | R-410A | 2.0167 | Residential & Commercial | Ducted CEE Tier 1
211242816 | Central HP <5.4 tons | SMART COMFORT | HRCU-A-CB (Split System: Heat Pump with Remote Outdoor Unit-Air-Source) | DLCURAH24ABK |  |  | EA*4X37L17A* | *96VSN0801716A* | 24600 | 16.5 | 8.5 | 25600 | 21400 | 83.59% | 1.8 | 0 | 10 |  |  |  | No | R-410A | 2.05 | Residential & Commercial | Ducted CEE Tier 1
211242884 | Central HP <5.4 tons | SMART COMFORT | HRCU-A-CB (Split System: Heat Pump with Remote Outdoor Unit-Air-Source) | DLCURAH24ABK |  |  | EA*4X37L17A* | *95ESU0601716A* | 24800 | 17 | 8.5 | 25600 | 21400 | 83.59% | 1.8 | 0 | 10.5 |  |  |  | No | R-410A | 2.0667 | Residential & Commercial | Ducted CEE Tier 1
211241725 | Central HP <5.4 tons | SMART COMFORT | HRCU-A-CB (Split System: Heat Pump with Remote Outdoor Unit-Air-Source) | DLCURAH24ABK |  |  | EA*4X30L17A* | *95ESN0601714A* | 24600 | 16 | 8.5 | 26800 | 22600 | 84.33% | 1.84 | 0 | 10 |  |  |  | No | R-410A | 2.05 | Residential & Commercial | Ducted CEE Tier 1
211244750 | Central HP <5.4 tons | SMART COMFORT | HRCU-A-CB (Split System: Heat Pump with Remote Outdoor Unit-Air-Source) | DLCURAH24ABK |  |  | EN(A,D)4X30L17** | *92ESN0801716A* | 24200 | 17 | 8.1 | 26200 | 22800 | 87.02% | 1.88 | 0 | 10.5 |  |  |  | No | R-410A | 2.0167 | Residential & Commercial | Ducted CEE Tier 1
212976119 | Central HP <5.4 tons | SMART COMFORT | HRCU-A-CB (Split System: Heat Pump with Remote Outdoor Unit-Air-Source) | DLCURAH24ABK |  |  | EN(A,D,W)4X36L17** | *96VTN0801716B* | 23400 | 16.5 | 8.1 | 25800 | 24200 | 93.8% | 2 | 0 | 10 |  |  |  | No | R-410A | 1.95 | Residential & Commercial | Ducted CEE Tier 1
212977571 | Central HP <5.4 tons | SMART COMFORT | HRCU-A-CB (Split System: Heat Pump with Remote Outdoor Unit-Air-Source) | DLCURAH24ABK |  |  | EA*4X24L14A* | *80MS(N,L)0451412A* | 23400 | 17 | 8.5 | 27000 | 26200 | 97.04% | 2.22 | 0 | 10 |  |  |  | No | R-410A | 1.95 | Residential & Commercial | Ducted CEE Tier 1
213607656 | Central HP <5.4 tons | SMART COMFORT | HRCU-A-CB (Split System: Heat Pump with Remote Outdoor Unit-Air-Source) | DLCURAH24ABK |  |  | FTMA4X24L0B* |  | 24600 | 17 | 9.5 | 26000 | 22200 | 85.38% | 1.84 | 0 | 10 |  |  |  | No | R-410A | 2.05 | Residential & Commercial | Ducted CEE Tier 1
211244118 | Central HP <5.4 tons | SMART COMFORT | HRCU-A-CB (Split System: Heat Pump with Remote Outdoor Unit-Air-Source) | DLCURAH24ABK |  |  | EN(A,D)4X24L17** | *80ES(N,L)0451712A* | 23600 | 16 | 8.5 | 26800 | 23600 | 88.06% | 1.94 | 0 | 10 |  |  |  | No | R-410A | 1.9667 | Residential & Commercial | Ducted CEE Tier 1
211243768 | Central HP <5.4 tons | SMART COMFORT | HRCU-A-CB (Split System: Heat Pump with Remote Outdoor Unit-Air-Source) | DLCURAH24ABK |  |  | EN(A,D)4X24L14** | *96VTN0401410A* | 23400 | 15.5 | 8.5 | 26600 | 24000 | 90.23% | 1.96 | 0 | 10 |  |  |  | No | R-410A | 1.95 | Residential & Commercial | Ducted CEE Tier 1
211243833 | Central HP <5.4 tons | SMART COMFORT | HRCU-A-CB (Split System: Heat Pump with Remote Outdoor Unit-Air-Source) | DLCURAH24ABK |  |  | EN(A,D)4X24L14** | *80ES(N,L)0701412A* | 23800 | 16 | 8.5 | 26800 | 23200 | 86.57% | 1.92 | 0 | 10 |  |  |  | No | R-410A | 1.9833 | Residential & Commercial | Ducted CEE Tier 1
211242930 | Central HP <5.4 tons | SMART COMFORT | HRCU-A-CB (Split System: Heat Pump with Remote Outdoor Unit-Air-Source) | DLCURAH24ABK |  |  | EA*4X37L17A* | *96VTN0801716A* | 24600 | 16.5 | 8.5 | 25600 | 21400 | 83.59% | 1.8 | 0 | 10 |  |  |  | No | R-410A | 2.05 | Residential & Commercial | Ducted CEE Tier 1
211241634 | Central HP <5.4 tons | SMART COMFORT | HRCU-A-CB (Split System: Heat Pump with Remote Outdoor Unit-Air-Source) | DLCURAH24ABK |  |  | EA*4X30L17A* | *96VTN0601714A* | 23800 | 16.5 | 8.5 | 26200 | 23400 | 89.31% | 1.92 | 0 | 10 |  |  |  | No | R-410A | 1.9833 | Residential & Commercial | Ducted CEE Tier 1
211242972 | Central HP <5.4 tons | SMART COMFORT | HRCU-A-CB (Split System: Heat Pump with Remote Outdoor Unit-Air-Source) | DLCURAH24ABK |  |  | EA*4X37L17A* | *95ESN0601412A* | 25000 | 16 | 8.5 | 26000 | 21200 | 81.54% | 1.76 | 0 | 10 |  |  |  | No | R-410A | 2.0833 | Residential & Commercial | Ducted CEE Tier 1
211243024 | Central HP <5.4 tons | SMART COMFORT | HRCU-A-CB (Split System: Heat Pump with Remote Outdoor Unit-Air-Source) | DLCURAH24ABK |  |  | EA*4X37L17A* | *80ES(N,L)0451412A* | 25200 | 16 | 8.5 | 26200 | 21000 | 80.15% | 1.76 | 0 | 10 |  |  |  | No | R-410A | 2.1 | Residential & Commercial | Ducted CEE Tier 1
211243105 | Central HP <5.4 tons | SMART COMFORT | HRCU-A-CB (Split System: Heat Pump with Remote Outdoor Unit-Air-Source) | DLCURAH24ABK |  |  | EA*4X37L17A* | *95ESN0601714A* | 25200 | 16 | 8.5 | 26200 | 21200 | 80.92% | 1.76 | 0 | 10 |  |  |  | No | R-410A | 2.1 | Residential & Commercial | Ducted CEE Tier 1
214395029 | Central HP <5.4 tons | SMART COMFORT | HRCU-A-CB (Split System: Heat Pump with Remote Outdoor Unit-Air-Source) | DLCURAH24ABK |  |  | EN(A,D)4X30L17** | *96MSM0601716A* | 23400 | 16.5 | 9 | 25800 | 24200 | 93.8% | 2 | 0 | 10 |  |  |  | No | R-410A | 1.95 | Residential & Commercial | Ducted CEE Tier 1
212982321 | Central HP <5.4 tons | SMART COMFORT | HRCU-A-CB (Split System: Heat Pump with Remote Outdoor Unit-Air-Source) | DLCURAH24ABK |  |  | EA*4X37L21A* | *80MSU0401712A* | 24400 | 17 | 8.5 | 25200 | 21400 | 84.92% | 1.8 | 0 | 10 |  |  |  | No | R-410A | 2.0333 | Residential & Commercial | Ducted CEE Tier 1
212981769 | Central HP <5.4 tons | SMART COMFORT | HRCU-A-CB (Split System: Heat Pump with Remote Outdoor Unit-Air-Source) | DLCURAH24ABK |  |  | EA*4X37L21A* | *80MSU1002120A* | 24400 | 17 | 8.5 | 25200 | 21400 | 84.92% | 1.78 | 0 | 10 |  |  |  | No | R-410A | 2.0333 | Residential & Commercial | Ducted CEE Tier 1
212979866 | Central HP <5.4 tons | SMART COMFORT | HRCU-A-CB (Split System: Heat Pump with Remote Outdoor Unit-Air-Source) | DLCURAH24ABK |  |  | EA*4X36L21A* | *80MS(N,L)0901714A* | 23800 | 17.5 | 8.5 | 26200 | 23600 | 90.08% | 1.98 | 0 | 10 |  |  |  | No | R-410A | 1.9833 | Residential & Commercial | Ducted CEE Tier 1
211242402 | Central HP <5.4 tons | SMART COMFORT | HRCU-A-CB (Split System: Heat Pump with Remote Outdoor Unit-Air-Source) | DLCURAH24ABK |  |  | EA*4X36L21A* | *80VSL0701716A* | 24000 | 17 | 8.5 | 26000 | 22800 | 87.69% | 1.9 | 0 | 10 |  |  |  | No | R-410A | 2 | Residential & Commercial | Ducted CEE Tier 1
211242454 | Central HP <5.4 tons | SMART COMFORT | HRCU-A-CB (Split System: Heat Pump with Remote Outdoor Unit-Air-Source) | DLCURAH24ABK |  |  | EA*4X36L21A* | *80VTL0902120A* | 24200 | 17 | 8.5 | 26000 | 22800 | 87.69% | 1.88 | 0 | 10 |  |  |  | No | R-410A | 2.0167 | Residential & Commercial | Ducted CEE Tier 1
211242672 | Central HP <5.4 tons | SMART COMFORT | HRCU-A-CB (Split System: Heat Pump with Remote Outdoor Unit-Air-Source) | DLCURAH24ABK |  |  | EA*4X36L21A* | *95ESN0601714A* | 24800 | 16 | 8.5 | 26600 | 22000 | 82.71% | 1.82 | 0 | 10 |  |  |  | No | R-410A | 2.0667 | Residential & Commercial | Ducted CEE Tier 1
211242464 | Central HP <5.4 tons | SMART COMFORT | HRCU-A-CB (Split System: Heat Pump with Remote Outdoor Unit-Air-Source) | DLCURAH24ABK |  |  | EA*4X36L21A* | *96VTN0401712A* | 23400 | 16 | 8.5 | 25800 | 23600 | 91.47% | 1.94 | 0 | 10 |  |  |  | No | R-410A | 1.95 | Residential & Commercial | Ducted CEE Tier 1
211241809 | Central HP <5.4 tons | SMART COMFORT | HRCU-A-CB (Split System: Heat Pump with Remote Outdoor Unit-Air-Source) | DLCURAH24ABK |  |  | EA*4X30L17A* | OMV112K14A | 24000 | 16 | 8.5 | 26400 | 23000 | 87.12% | 1.9 | 0 | 10 |  |  |  | No | R-410A | 2 | Residential & Commercial | Ducted CEE Tier 1
211241845 | Central HP <5.4 tons | SMART COMFORT | HRCU-A-CB (Split System: Heat Pump with Remote Outdoor Unit-Air-Source) | DLCURAH24ABK |  |  | EA*4X36L17A* | *96VSN0401410A* | 23400 | 16 | 8.5 | 25600 | 23800 | 92.97% | 1.96 | 0 | 10 |  |  |  | No | R-410A | 1.95 | Residential & Commercial | Ducted CEE Tier 1
212979140 | Central HP <5.4 tons | SMART COMFORT | HRCU-A-CB (Split System: Heat Pump with Remote Outdoor Unit-Air-Source) | DLCURAH24ABK |  |  | EA*4X25L17A* | *80MS(N,L)0701716A* | 24200 | 17.5 | 8.5 | 25200 | 21800 | 86.51% | 1.82 | 0 | 10 |  |  |  | No | R-410A | 2.0167 | Residential & Commercial | Ducted CEE Tier 1
211243688 | Central HP <5.4 tons | SMART COMFORT | HRCU-A-CB (Split System: Heat Pump with Remote Outdoor Unit-Air-Source) | DLCURAH24ABK |  |  | EA*4X37L21A* | OMV112K14A | 25000 | 16 | 8.5 | 25600 | 21000 | 82.03% | 1.76 | 0 | 10 |  |  |  | No | R-410A | 2.0833 | Residential & Commercial | Ducted CEE Tier 1
211243956 | Central HP <5.4 tons | SMART COMFORT | HRCU-A-CB (Split System: Heat Pump with Remote Outdoor Unit-Air-Source) | DLCURAH24ABK |  |  | EN(A,D)4X24L17** | *80VSL0701716A* | 23400 | 16 | 8.5 | 26600 | 24000 | 90.23% | 1.98 | 0 | 10 |  |  |  | No | R-410A | 1.95 | Residential & Commercial | Ducted CEE Tier 1
211244463 | Central HP <5.4 tons | SMART COMFORT | HRCU-A-CB (Split System: Heat Pump with Remote Outdoor Unit-Air-Source) | DLCURAH24ABK |  |  | EN(A,D)4X30L17** | *96VSN0601412A* | 23600 | 16.5 | 8.1 | 25800 | 23800 | 92.25% | 1.98 | 0 | 10 |  |  |  | No | R-410A | 1.9667 | Residential & Commercial | Ducted CEE Tier 1
211244220 | Central HP <5.4 tons | SMART COMFORT | HRCU-A-CB (Split System: Heat Pump with Remote Outdoor Unit-Air-Source) | DLCURAH24ABK |  |  | EN(A,D)4X24L17** | *92ESN0401712A* | 23200 | 15.5 | 8.5 | 26600 | 24200 | 90.98% | 1.98 | 0 | 10 |  |  |  | No | R-410A | 1.9333 | Residential & Commercial | Ducted CEE Tier 1
211242789 | Central HP <5.4 tons | SMART COMFORT | HRCU-A-CB (Split System: Heat Pump with Remote Outdoor Unit-Air-Source) | DLCURAH24ABK |  |  | EA*4X37L17A* | *96VSN0401410A* | 24200 | 16 | 8.5 | 25600 | 21800 | 85.16% | 1.8 | 0 | 10 |  |  |  | No | R-410A | 2.0167 | Residential & Commercial | Ducted CEE Tier 1
211242837 | Central HP <5.4 tons | SMART COMFORT | HRCU-A-CB (Split System: Heat Pump with Remote Outdoor Unit-Air-Source) | DLCURAH24ABK |  |  | EA*4X37L17A* | *80ES(N,L)0701716A* | 25400 | 16 | 8.5 | 26400 | 21000 | 79.55% | 1.76 | 0 | 10 |  |  |  | No | R-410A | 2.1167 | Residential & Commercial | Ducted CEE Tier 1
211243374 | Central HP <5.4 tons | SMART COMFORT | HRCU-A-CB (Split System: Heat Pump with Remote Outdoor Unit-Air-Source) | DLCURAH24ABK |  |  | EA*4X37L21A* | *95ESU0601716A* | 25000 | 17 | 8.5 | 25600 | 20800 | 81.25% | 1.76 | 0 | 10.5 |  |  |  | No | R-410A | 2.0833 | Residential & Commercial | Ducted CEE Tier 1
211244628 | Central HP <5.4 tons | SMART COMFORT | HRCU-A-CB (Split System: Heat Pump with Remote Outdoor Unit-Air-Source) | DLCURAH24ABK |  |  | EN(A,D)4X30L17** | *95ESN0601412A* | 24400 | 15.5 | 8.1 | 26600 | 22600 | 84.96% | 1.86 | 0 | 10 |  |  |  | No | R-410A | 2.0333 | Residential & Commercial | Ducted CEE Tier 1
211241996 | Central HP <5.4 tons | SMART COMFORT | HRCU-A-CB (Split System: Heat Pump with Remote Outdoor Unit-Air-Source) | DLCURAH24ABK |  |  | EA*4X36L17A* | *80VTL0701716A* | 24200 | 17 | 8.5 | 26000 | 22600 | 86.92% | 1.88 | 0 | 10 |  |  |  | No | R-410A | 2.0167 | Residential & Commercial | Ducted CEE Tier 1
211261808 | Central HP <5.4 tons | PAYNE HEATING AND COOLING | HRCU-A-CB (Split System: Heat Pump with Remote Outdoor Unit-Air-Source) | 38MURAQ18AB3* |  |  | CAP**3017AL* | PG96VTAA48080B** | 17600 | 16 | 8.5 | 18100 | 18600 | 102.8% | 2.24 | 0 | 10.5 |  |  |  | No | R-410A | 1.4667 | Residential & Commercial | Ducted CEE Tier 1
214610384 | Central HP <5.4 tons | Kepler | HRCU-A-C (Split System: Heat Pump with Remote Outdoor Unit with No Indoor Fan --Air Source) | AZPN/45WD |  |  | AZPN/D60WAC-UC |  | 45000 | 15.2 | 9.2 | 55000 | 46500 | 84.55% | 1.8 | 0 | 10 |  |  |  | No | R-410A | 3.75 | Residential & Commercial | Ducted CEE Tier 1
212984195 | Central HP <5.4 tons | PAYNE HEATING AND COOLING | HRCU-A-CB (Split System: Heat Pump with Remote Outdoor Unit-Air-Source) | 38MURAQ18AB3* |  |  | CAP**3017AL* | PG92MSAA42060B** | 17700 | 16.5 | 8.5 | 18300 | 18700 | 102.2% | 2.24 | 0 | 10.5 |  |  |  | No | R-410A | 1.475 | Residential & Commercial | Ducted CEE Tier 1
211242128 | Central HP <5.4 tons | SMART COMFORT | HRCU-A-CB (Split System: Heat Pump with Remote Outdoor Unit-Air-Source) | DLCURAH24ABK |  |  | EA*4X36L17A* | *92ESN0601412A* | 23600 | 17 | 8.5 | 25600 | 23600 | 92.19% | 1.96 | 0 | 10 |  |  |  | No | R-410A | 1.9667 | Residential & Commercial | Ducted CEE Tier 1
212972940 | Central HP <5.4 tons | SMART COMFORT | HRCU-A-CB (Split System: Heat Pump with Remote Outdoor Unit-Air-Source) | DLCURAH24ABK |  |  | EA*4X30L17A* | *96VSN0401410B* | 23400 | 16 | 8.5 | 26400 | 24800 | 93.94% | 2.04 | 0 | 10 |  |  |  | No | R-410A | 1.95 | Residential & Commercial | Ducted CEE Tier 1
211242393 | Central HP <5.4 tons | SMART COMFORT | HRCU-A-CB (Split System: Heat Pump with Remote Outdoor Unit-Air-Source) | DLCURAH24ABK |  |  | EA*4X36L21A* | *80VSL0451716A* | 23400 | 17 | 8.5 | 25600 | 23600 | 92.19% | 1.96 | 0 | 10 |  |  |  | No | R-410A | 1.95 | Residential & Commercial | Ducted CEE Tier 1
211243470 | Central HP <5.4 tons | SMART COMFORT | HRCU-A-CB (Split System: Heat Pump with Remote Outdoor Unit-Air-Source) | DLCURAH24ABK |  |  | EA*4X37L21A* | *96VTN0802120A* | 24200 | 17 | 8.1 | 25000 | 21400 | 85.6% | 1.8 | 0 | 10 |  |  |  | No | R-410A | 2.0167 | Residential & Commercial | Ducted CEE Tier 1
211243261 | Central HP <5.4 tons | SMART COMFORT | HRCU-A-CB (Split System: Heat Pump with Remote Outdoor Unit-Air-Source) | DLCURAH24ABK |  |  | EA*4X37L21A* | *96VSN0801716A* | 24800 | 17 | 8.5 | 25600 | 21000 | 82.03% | 1.76 | 0 | 10.5 |  |  |  | No | R-410A | 2.0667 | Residential & Commercial | Ducted CEE Tier 1
211243670 | Central HP <5.4 tons | SMART COMFORT | HRCU-A-CB (Split System: Heat Pump with Remote Outdoor Unit-Air-Source) | DLCURAH24ABK |  |  | EA*4X37L21A* | OMV098J12* | 24400 | 17 | 8.5 | 25200 | 21200 | 84.13% | 1.78 | 0 | 10 |  |  |  | No | R-410A | 2.0333 | Residential & Commercial | Ducted CEE Tier 1
212987039 | Central HP <5.4 tons | PAYNE HEATING AND COOLING | HRCU-A-CB (Split System: Heat Pump with Remote Outdoor Unit-Air-Source) | 38MURAQ18AB3* |  |  | CNPV*1814AL* | PG96MSAA36060A** | 17400 | 16 | 8.5 | 18600 | 19800 | 106.5% | 2.38 | 0 | 10.5 |  |  |  | No | R-410A | 1.45 | Residential & Commercial | Ducted CEE Tier 1
211244881 | Central HP <5.4 tons | SMART COMFORT | HRCU-A-CB (Split System: Heat Pump with Remote Outdoor Unit-Air-Source) | DLCURAH24ABK |  |  | EN(A,D,W)4X36L17** | *96VSN0401410A* | 23400 | 16 | 8.1 | 25800 | 24000 | 93.02% | 2 | 0 | 10 |  |  |  | No | R-410A | 1.95 | Residential & Commercial | Ducted CEE Tier 1
211244890 | Central HP <5.4 tons | SMART COMFORT | HRCU-A-CB (Split System: Heat Pump with Remote Outdoor Unit-Air-Source) | DLCURAH24ABK |  |  | EN(A,D,W)4X36L17** | *96VSN0401712A* | 23400 | 16 | 8.1 | 25800 | 24000 | 93.02% | 1.98 | 0 | 10 |  |  |  | No | R-410A | 1.95 | Residential & Commercial | Ducted CEE Tier 1
211244899 | Central HP <5.4 tons | SMART COMFORT | HRCU-A-CB (Split System: Heat Pump with Remote Outdoor Unit-Air-Source) | DLCURAH24ABK |  |  | EN(A,D,W)4X36L17** | *96VSN0601412A* | 23600 | 16.5 | 8.1 | 25800 | 23800 | 92.25% | 1.98 | 0 | 10 |  |  |  | No | R-410A | 1.9667 | Residential & Commercial | Ducted CEE Tier 1
211244659 | Central HP <5.4 tons | SMART COMFORT | HRCU-A-CB (Split System: Heat Pump with Remote Outdoor Unit-Air-Source) | DLCURAH24ABK |  |  | EN(A,D)4X30L17** | *95ESN0261410A* | 23400 | 16 | 8.1 | 25800 | 24200 | 93.8% | 2 | 0 | 10 |  |  |  | No | R-410A | 1.95 | Residential & Commercial | Ducted CEE Tier 1
211245197 | Central HP <5.4 tons | SMART COMFORT | HRCU-A-CB (Split System: Heat Pump with Remote Outdoor Unit-Air-Source) | DLCURAH24ABK |  |  | EN(A,D,W)4X36L17** | *95ESN0601714A* | 24600 | 16 | 8.1 | 26600 | 22400 | 84.21% | 1.84 | 0 | 10 |  |  |  | No | R-410A | 2.05 | Residential & Commercial | Ducted CEE Tier 1
211243572 | Central HP <5.4 tons | SMART COMFORT | HRCU-A-CB (Split System: Heat Pump with Remote Outdoor Unit-Air-Source) | DLCURAH24ABK |  |  | EA*4X37L21A* | *92ESN0601714A* | 25000 | 17 | 8.5 | 25600 | 20800 | 81.25% | 1.76 | 0 | 10.5 |  |  |  | No | R-410A | 2.0833 | Residential & Commercial | Ducted CEE Tier 1
209270308 | Central HP <5.4 tons | ApooDr | HRCU-A-CB (Split System: Heat Pump with Remote Outdoor Unit-Air-Source) | AHU19-24HN1-MR |  |  | AHU19-24HN1-M |  | 24000 | 17 | 9.2 | 26000 | 19400 | 74.62% | 2.1 | 11.3 | 10.5 |  |  |  | No | R-410A | 2 | Residential & Commercial | Ducted CEE Tier 1
212528004 | Central HP <5.4 tons | Bladex | HRCU-A-C (Split System: Heat Pump with Remote Outdoor Unit with No Indoor Fan --Air Source) | BX24-HP15ECO |  |  | BLC-24HWAC1 |  | 24000 | 15.7 | 9.8 | 25600 | 18500 | 72.27% | 2.2 | 10.3 | 10 |  |  |  | No | R-410A | 2 | Residential & Commercial | Ducted CEE Tier 1
213079406 | Central HP <5.4 tons | SMART COMFORT | HRCU-A-CB (Split System: Heat Pump with Remote Outdoor Unit-Air-Source) | DLCURAH36ABK |  |  | EA*4X37L17A* | *92MSN0601714A* | 36000 | 15.5 | 8.5 | 38500 | 35000 | 90.91% | 2 | 0 | 10 |  |  |  | No | R-410A | 3 | Residential & Commercial | Ducted CEE Tier 1
212988020 | Central HP <5.4 tons | SMART COMFORT | HRCU-A-CB (Split System: Heat Pump with Remote Outdoor Unit-Air-Source) | DLCURAH36ABK |  |  | EA*4X48L24A* | *96MSN1002120A* | 36000 | 16.5 | 8.5 | 37800 | 34600 | 91.53% | 2.04 | 0 | 10 |  |  |  | No | R-410A | 3 | Residential & Commercial | Ducted CEE Tier 1
215389821 | Central HP <5.4 tons | SMART COMFORT | HRCU-A-CB (Split System: Heat Pump with Remote Outdoor Unit-Air-Source) | DLCURAH36ABK |  |  | END4X42L17** | *96VTN0601716B* | 35400 | 15.5 | 8.5 | 38500 | 35000 | 90.91% | 1.94 | 0 | 10 |  |  |  | No | R-410A | 2.95 | Residential & Commercial | Ducted CEE Tier 1
212979212 | Central HP <5.4 tons | SMART COMFORT | HRCU-A-CB (Split System: Heat Pump with Remote Outdoor Unit-Air-Source) | DLCURAH24ABK |  |  | EN(A,D)4X24L17** | *80MS(N,L)0701716A* | 23200 | 16.5 | 8.5 | 26800 | 25400 | 94.78% | 2.14 | 0 | 10 |  |  |  | No | R-410A | 1.9333 | Residential & Commercial | Ducted CEE Tier 1
211244872 | Central HP <5.4 tons | SMART COMFORT | HRCU-A-CB (Split System: Heat Pump with Remote Outdoor Unit-Air-Source) | DLCURAH24ABK |  |  | EN(A,D,W)4X36L17** | *96VSN0601714A* | 23400 | 16.5 | 8.1 | 25800 | 24000 | 93.02% | 2 | 0 | 10 |  |  |  | No | R-410A | 1.95 | Residential & Commercial | Ducted CEE Tier 1
211244783 | Central HP <5.4 tons | SMART COMFORT | HRCU-A-CB (Split System: Heat Pump with Remote Outdoor Unit-Air-Source) | DLCURAH24ABK |  |  | EN(A,D)4X30L17** | *92ESN0401410A* | 24000 | 15.2 | 8.1 | 26600 | 22800 | 85.71% | 1.86 | 0 | 10 |  |  |  | No | R-410A | 2 | Residential & Commercial | Ducted CEE Tier 1
214229186 | Central HP <5.4 tons | SMART COMFORT | HRCU-A-CB (Split System: Heat Pump with Remote Outdoor Unit-Air-Source) | DLCURAH24ABK |  |  | EN(A,D)4X24L17** | *80MSU0601716A* | 23200 | 16.5 | 8.5 | 26800 | 23600 | 88.06% | 1.96 | 0 | 10 |  |  |  | No | R-410A | 1.9333 | Residential & Commercial | Ducted CEE Tier 1
212976002 | Central HP <5.4 tons | SMART COMFORT | HRCU-A-CB (Split System: Heat Pump with Remote Outdoor Unit-Air-Source) | DLCURAH24ABK |  |  | EA*4X24L17A* | *96VTN0801716B* | 23600 | 16.5 | 8.5 | 27000 | 25600 | 94.81% | 2.14 | 0 | 10 |  |  |  | No | R-410A | 1.9667 | Residential & Commercial | Ducted CEE Tier 1
212974110 | Central HP <5.4 tons | SMART COMFORT | HRCU-A-CB (Split System: Heat Pump with Remote Outdoor Unit-Air-Source) | DLCURAH24ABK |  |  | EA*4X37L21A* | *96VSN0802120B* | 24400 | 17 | 8.5 | 25200 | 21400 | 84.92% | 1.8 | 0 | 10.5 |  |  |  | No | R-410A | 2.0333 | Residential & Commercial | Ducted CEE Tier 1
212971251 | Central HP <5.4 tons | SMART COMFORT | HRCU-A-CB (Split System: Heat Pump with Remote Outdoor Unit-Air-Source) | DLCURAH24ABK |  |  | EN(A,D,W)4X36L17** | *80VTL0451412B* | 23600 | 17 | 8.5 | 26200 | 24600 | 93.89% | 2.04 | 0 | 10.5 |  |  |  | No | R-410A | 1.9667 | Residential & Commercial | Ducted CEE Tier 1
212987509 | Central HP <5.4 tons | PAYNE HEATING AND COOLING | HRCU-A-CB (Split System: Heat Pump with Remote Outdoor Unit-Air-Source) | 38MURAQ18AB3* |  |  | CAP**2417AL* | PG96MSAA48080B** | 17700 | 16 | 8.5 | 18600 | 19400 | 104.3% | 2.32 | 0 | 10.5 |  |  |  | No | R-410A | 1.475 | Residential & Commercial | Ducted CEE Tier 1
212969764 | Central HP <5.4 tons | SMART COMFORT | HRCU-A-CB (Split System: Heat Pump with Remote Outdoor Unit-Air-Source) | DLCURAH24ABK |  |  | EA*4X30L14A* | *80VSL0451412B* | 23400 | 17 | 8.5 | 26200 | 25000 | 95.42% | 2.08 | 0 | 10 |  |  |  | No | R-410A | 1.95 | Residential & Commercial | Ducted CEE Tier 1
212969814 | Central HP <5.4 tons | SMART COMFORT | HRCU-A-CB (Split System: Heat Pump with Remote Outdoor Unit-Air-Source) | DLCURAH24ABK |  |  | EN(A,D)4X24L17** | *80VSL0451412B* | 23400 | 17 | 8.5 | 27000 | 25000 | 92.59% | 2.08 | 0 | 10 |  |  |  | No | R-410A | 1.95 | Residential & Commercial | Ducted CEE Tier 1
211243138 | Central HP <5.4 tons | SMART COMFORT | HRCU-A-CB (Split System: Heat Pump with Remote Outdoor Unit-Air-Source) | DLCURAH24ABK |  |  | EA*4X37L17A* | *92ESN0401712A* | 24200 | 16 | 8.1 | 25400 | 22000 | 86.61% | 1.82 | 0 | 10 |  |  |  | No | R-410A | 2.0167 | Residential & Commercial | Ducted CEE Tier 1
211243171 | Central HP <5.4 tons | SMART COMFORT | HRCU-A-CB (Split System: Heat Pump with Remote Outdoor Unit-Air-Source) | DLCURAH24ABK |  |  | EA*4X37L17A* | OMV098J12* | 24200 | 16.5 | 8.5 | 25400 | 21800 | 85.83% | 1.82 | 0 | 10 |  |  |  | No | R-410A | 2.0167 | Residential & Commercial | Ducted CEE Tier 1
211243490 | Central HP <5.4 tons | SMART COMFORT | HRCU-A-CB (Split System: Heat Pump with Remote Outdoor Unit-Air-Source) | DLCURAH24ABK |  |  | EA*4X37L21A* | *80VTL1102122A* | 24400 | 17 | 8.5 | 25200 | 21200 | 84.13% | 1.8 | 0 | 10.5 |  |  |  | No | R-410A | 2.0333 | Residential & Commercial | Ducted CEE Tier 1
211243908 | Central HP <5.4 tons | SMART COMFORT | HRCU-A-CB (Split System: Heat Pump with Remote Outdoor Unit-Air-Source) | DLCURAH24ABK |  |  | EN(A,D)4X24L17** | *95ESU0401712A* | 23200 | 16.5 | 8.5 | 26400 | 24400 | 92.42% | 2.04 | 0 | 10 |  |  |  | No | R-410A | 1.9333 | Residential & Commercial | Ducted CEE Tier 1
212976041 | Central HP <5.4 tons | SMART COMFORT | HRCU-A-CB (Split System: Heat Pump with Remote Outdoor Unit-Air-Source) | DLCURAH24ABK |  |  | EA*4X36L17A* | *96VTN0801716B* | 23600 | 17 | 8.5 | 26000 | 24200 | 93.08% | 2.02 | 0 | 10 |  |  |  | No | R-410A | 1.9667 | Residential & Commercial | Ducted CEE Tier 1
204388854 | Central HP <5.4 tons | TRANE | HRCU-A-CB (Split System: Heat Pump with Remote Outdoor Unit-Air-Source) | 4TWA7048A4 |  |  | TEM6A0C42H41+TDR |  | 45500 | 16.5 | 8.1 | 48500 | 44500 | 91.75% | 3.5 | 12.5 | 12 |  |  |  | No | R-410A | 3.7917 | Residential & Commercial | Ducted CEE Tier 1
215674417 | Central HP <5.4 tons | AIRQUEST | HRCU-A-CB (Split System: Heat Pump with Remote Outdoor Unit-Air-Source) | H5H0V48*K*AAA* |  |  | EA*5X61M21A*+WALLCON | *97CMN0802120B* | 46000 | 18 | 9 | 48000 | 33800 | 70.42% | 2.08 | 0 | 10 |  |  |  | No | R-454B | 3.8333 | Residential & Commercial | Ducted CEE Tier 1
204451244 | Central HP <5.4 tons | CARRIER | HRCU-A-CB (Split System: Heat Pump with Remote Outdoor Unit-Air-Source) | 25VNA825A*031* |  |  | CAP**3717AL*+UI | 59MN7B060C17**14 | 24000 | 16 | 8.1 | 21600 | 16900 | 78.24% | 1.98 | 11 | 10.5 |  |  |  | No | R-410A | 2 | Residential & Commercial | Ducted CEE Tier 1
211259873 | Central HP <5.4 tons | PAYNE HEATING AND COOLING | HRCU-A-CB (Split System: Heat Pump with Remote Outdoor Unit-Air-Source) | 38MURAQ18AB3* |  |  | CAP**1917AL* | PG96VTAA42060B** | 18200 | 16 | 8.5 | 18200 | 17700 | 97.25% | 2.14 | 0 | 10.5 |  |  |  | No | R-410A | 1.5167 | Residential & Commercial | Ducted CEE Tier 1
212973880 | Central HP <5.4 tons | SMART COMFORT | HRCU-A-CB (Split System: Heat Pump with Remote Outdoor Unit-Air-Source) | DLCURAH24ABK |  |  | EA*4X37L17A* | *96VSN0801716B* | 24200 | 17 | 8.5 | 25800 | 22200 | 86.05% | 1.84 | 0 | 10 |  |  |  | No | R-410A | 2.0167 | Residential & Commercial | Ducted CEE Tier 1
212972960 | Central HP <5.4 tons | SMART COMFORT | HRCU-A-CB (Split System: Heat Pump with Remote Outdoor Unit-Air-Source) | DLCURAH24ABK |  |  | EA*4X37L17A* | *96VSN0401410B* | 23800 | 16.5 | 8.5 | 25600 | 22600 | 88.28% | 1.86 | 0 | 10 |  |  |  | No | R-410A | 1.9833 | Residential & Commercial | Ducted CEE Tier 1
212971179 | Central HP <5.4 tons | SMART COMFORT | HRCU-A-CB (Split System: Heat Pump with Remote Outdoor Unit-Air-Source) | DLCURAH24ABK |  |  | EA*4X36L17A* | *80VTL0451412B* | 23600 | 17 | 8.5 | 26000 | 24200 | 93.08% | 2 | 0 | 10 |  |  |  | No | R-410A | 1.9667 | Residential & Commercial | Ducted CEE Tier 1
211243679 | Central HP <5.4 tons | SMART COMFORT | HRCU-A-CB (Split System: Heat Pump with Remote Outdoor Unit-Air-Source) | DLCURAH24ABK |  |  | EA*4X37L21A* | OLV098A12* | 24000 | 16.5 | 8.1 | 25000 | 21600 | 86.4% | 1.8 | 0 | 10 |  |  |  | No | R-410A | 2 | Residential & Commercial | Ducted CEE Tier 1
211243811 | Central HP <5.4 tons | SMART COMFORT | HRCU-A-CB (Split System: Heat Pump with Remote Outdoor Unit-Air-Source) | DLCURAH24ABK |  |  | EN(A,D)4X24L14** | *92ESN0601412A* | 24200 | 15.5 | 8.5 | 27200 | 22600 | 83.09% | 1.86 | 0 | 10 |  |  |  | No | R-410A | 2.0167 | Residential & Commercial | Ducted CEE Tier 1
211244022 | Central HP <5.4 tons | SMART COMFORT | HRCU-A-CB (Split System: Heat Pump with Remote Outdoor Unit-Air-Source) | DLCURAH24ABK |  |  | EN(A,D)4X24L17** | *80VTL0701716A* | 23600 | 16.5 | 8.5 | 26600 | 23400 | 87.97% | 1.94 | 0 | 10 |  |  |  | No | R-410A | 1.9667 | Residential & Commercial | Ducted CEE Tier 1
212986585 | Central HP <5.4 tons | PAYNE HEATING AND COOLING | HRCU-A-CB (Split System: Heat Pump with Remote Outdoor Unit-Air-Source) | 38MURAQ24AB3* |  |  | CAP**3717AL* | PG96MSAA36040B** | 24000 | 15.5 | 8.5 | 25600 | 22200 | 86.72% | 1.82 | 0 | 10 |  |  |  | No | R-410A | 2 | Residential & Commercial | Ducted CEE Tier 1
212986869 | Central HP <5.4 tons | PAYNE HEATING AND COOLING | HRCU-A-CB (Split System: Heat Pump with Remote Outdoor Unit-Air-Source) | 38MURAQ24AB3* |  |  | CAP**2417AL* | PG96MSAA36060A** | 23400 | 16.5 | 8.5 | 27000 | 26400 | 97.78% | 2.22 | 0 | 10 |  |  |  | No | R-410A | 1.95 | Residential & Commercial | Ducted CEE Tier 1
212973710 | Central HP <5.4 tons | SMART COMFORT | HRCU-A-CB (Split System: Heat Pump with Remote Outdoor Unit-Air-Source) | DLCURAH18ABK |  |  | EN(A,D)4X30L17** | *96VSN0801716B* | 17500 | 16 | 8.1 | 18000 | 18700 | 103.9% | 2.24 | 0 | 11 |  |  |  | No | R-410A | 1.4583 | Residential & Commercial | Ducted CEE Tier 1
212972760 | Central HP <5.4 tons | SMART COMFORT | HRCU-A-CB (Split System: Heat Pump with Remote Outdoor Unit-Air-Source) | DLCURAH18ABK |  |  | EN(A,D)4X30L14** | *96VSN0401410B* | 17400 | 16 | 8.1 | 18000 | 18700 | 103.9% | 2.24 | 0 | 10.5 |  |  |  | No | R-410A | 1.45 | Residential & Commercial | Ducted CEE Tier 1
212987425 | Central HP <5.4 tons | PAYNE HEATING AND COOLING | HRCU-A-CB (Split System: Heat Pump with Remote Outdoor Unit-Air-Source) | 38MURAQ24AB3* |  |  | CAP**3717AL* | PG96MSAA48080B** | 24200 | 17 | 8.5 | 25200 | 22000 | 87.3% | 1.84 | 0 | 10 |  |  |  | No | R-410A | 2.0167 | Residential & Commercial | Ducted CEE Tier 1
212989179 | Central HP <5.4 tons | PAYNE HEATING AND COOLING | HRCU-A-CB (Split System: Heat Pump with Remote Outdoor Unit-Air-Source) | 38MURAQ24AB3* |  |  | CAP**3621AL* | PG95MSUA48060B** | 23800 | 17.5 | 8.5 | 26200 | 23800 | 90.84% | 1.98 | 0 | 10 |  |  |  | No | R-410A | 1.9833 | Residential & Commercial | Ducted CEE Tier 1
211245633 | Central HP <5.4 tons | PAYNE HEATING AND COOLING | HRCU-A-CB (Split System: Heat Pump with Remote Outdoor Unit-Air-Source) | 38MURAQ24AB3* |  |  | CNPV*3621AL* | PG80ES(A,L)A60090C** | 24600 | 16.5 | 8.5 | 26600 | 22400 | 84.21% | 1.84 | 0 | 10.5 |  |  |  | No | R-410A | 2.05 | Residential & Commercial | Ducted CEE Tier 1
212979248 | Central HP <5.4 tons | SMART COMFORT | HRCU-A-CB (Split System: Heat Pump with Remote Outdoor Unit-Air-Source) | DLCURAH24ABK |  |  | EN(A,D)4X36L21** | *80MS(N,L)0701716A* | 23600 | 17 | 8.5 | 26400 | 24200 | 91.67% | 2.02 | 0 | 10.5 |  |  |  | No | R-410A | 1.9667 | Residential & Commercial | Ducted CEE Tier 1
212979914 | Central HP <5.4 tons | SMART COMFORT | HRCU-A-CB (Split System: Heat Pump with Remote Outdoor Unit-Air-Source) | DLCURAH24ABK |  |  | EN(A,D)4X30L17** | *80MS(N,L)0901714A* | 23600 | 17 | 8.5 | 26400 | 24400 | 92.42% | 2.02 | 0 | 10.5 |  |  |  | No | R-410A | 1.9667 | Residential & Commercial | Ducted CEE Tier 1
214279913 | Central HP <5.4 tons | SMART COMFORT | HRCU-A-CB (Split System: Heat Pump with Remote Outdoor Unit-Air-Source) | DLCURAH24ABK |  |  | EA*4X36L17A* | *96MSM0601716A* | 23400 | 16.5 | 9 | 25600 | 23800 | 92.97% | 1.96 | 0 | 10 |  |  |  | No | R-410A | 1.95 | Residential & Commercial | Ducted CEE Tier 1
212977691 | Central HP <5.4 tons | SMART COMFORT | HRCU-A-CB (Split System: Heat Pump with Remote Outdoor Unit-Air-Source) | DLCURAH24ABK |  |  | EN(A,D)4X30L17** | *80MS(N,L)0451412A* | 23600 | 17 | 8.5 | 26400 | 24200 | 91.67% | 2 | 0 | 10.5 |  |  |  | No | R-410A | 1.9667 | Residential & Commercial | Ducted CEE Tier 1
212971131 | Central HP <5.4 tons | SMART COMFORT | HRCU-A-CB (Split System: Heat Pump with Remote Outdoor Unit-Air-Source) | DLCURAH24ABK |  |  | EA*4X24L17A* | *80VTL0451412B* | 23200 | 17 | 8.5 | 38500 | 27000 | 70.13% | 2.3 | 0 | 10 |  |  |  | No | R-410A | 1.9333 | Residential & Commercial | Ducted CEE Tier 1
212976986 | Central HP <5.4 tons | SMART COMFORT | HRCU-A-CB (Split System: Heat Pump with Remote Outdoor Unit-Air-Source) | DLCURAH24ABK |  |  | EA*4X36L21A* | *96VTN1002122B* | 24200 | 17.5 | 8.5 | 26400 | 23200 | 87.88% | 1.92 | 0 | 10 |  |  |  | No | R-410A | 2.0167 | Residential & Commercial | Ducted CEE Tier 1
212976425 | Central HP <5.4 tons | SMART COMFORT | HRCU-A-CB (Split System: Heat Pump with Remote Outdoor Unit-Air-Source) | DLCURAH24ABK |  |  | EN(A,D)4X36L21** | *96VTN0802120B* | 23800 | 17 | 8.5 | 26400 | 24000 | 90.91% | 1.98 | 0 | 10.5 |  |  |  | No | R-410A | 1.9833 | Residential & Commercial | Ducted CEE Tier 1
211245894 | Central HP <5.4 tons | PAYNE HEATING AND COOLING | HRCU-A-CB (Split System: Heat Pump with Remote Outdoor Unit-Air-Source) | 38MURAQ24AB3* |  |  | FMA4X30**AL* |  | 25800 | 18 | 9 | 27600 | 21000 | 76.09% | 1.8 | 0 | 10.5 |  |  |  | No | R-410A | 2.15 | Residential & Commercial | Ducted CEE Tier 1
212985835 | Central HP <5.4 tons | PAYNE HEATING AND COOLING | HRCU-A-CB (Split System: Heat Pump with Remote Outdoor Unit-Air-Source) | 38MURAQ24AB3* |  |  | CNPV*2417AL* | PG96MSAA30026A** | 23200 | 16 | 8.5 | 27000 | 25200 | 93.33% | 2.08 | 0 | 10 |  |  |  | No | R-410A | 1.9333 | Residential & Commercial | Ducted CEE Tier 1
212986189 | Central HP <5.4 tons | PAYNE HEATING AND COOLING | HRCU-A-CB (Split System: Heat Pump with Remote Outdoor Unit-Air-Source) | 38MURAQ24AB3* |  |  | CAP**3617AL* | PG96MSAA30040A** | 23600 | 16 | 8.5 | 26200 | 24000 | 91.6% | 1.98 | 0 | 10 |  |  |  | No | R-410A | 1.9667 | Residential & Commercial | Ducted CEE Tier 1
212973360 | Central HP <5.4 tons | SMART COMFORT | HRCU-A-CB (Split System: Heat Pump with Remote Outdoor Unit-Air-Source) | DLCURAH18ABK |  |  | EN(A,D)4X18L14** | *96VSN0601412B* | 17300 | 16 | 8.5 | 18500 | 19800 | 107% | 2.38 | 0 | 10.5 |  |  |  | No | R-410A | 1.4417 | Residential & Commercial | Ducted CEE Tier 1
212972740 | Central HP <5.4 tons | SMART COMFORT | HRCU-A-CB (Split System: Heat Pump with Remote Outdoor Unit-Air-Source) | DLCURAH18ABK |  |  | EN(A,D)4X24L14** | *96VSN0401410B* | 17400 | 15.5 | 8.5 | 18500 | 19200 | 103.8% | 2.3 | 0 | 10.5 |  |  |  | No | R-410A | 1.45 | Residential & Commercial | Ducted CEE Tier 1
211240487 | Central HP <5.4 tons | PAYNE HEATING AND COOLING | HRCU-A-CB (Split System: Heat Pump with Remote Outdoor Unit-Air-Source) | 38MURAQ24AB3* |  |  | CAP**2417AL* | PG95ESUA48060B** | 24000 | 16.5 | 8.5 | 26800 | 24000 | 89.55% | 1.98 | 0 | 10 |  |  |  | No | R-410A | 2 | Residential & Commercial | Ducted CEE Tier 1
211240521 | Central HP <5.4 tons | PAYNE HEATING AND COOLING | HRCU-A-CB (Split System: Heat Pump with Remote Outdoor Unit-Air-Source) | 38MURAQ24AB3* |  |  | CAP**2417AL* | PG80VTLA48090B** | 23400 | 16.5 | 8.5 | 26600 | 24800 | 93.23% | 2.08 | 0 | 10 |  |  |  | No | R-410A | 1.95 | Residential & Commercial | Ducted CEE Tier 1
211260375 | Central HP <5.4 tons | PAYNE HEATING AND COOLING | HRCU-A-CB (Split System: Heat Pump with Remote Outdoor Unit-Air-Source) | 38MURAQ18AB3* |  |  | CAP**2417AL* | PG80ESUA36040B** | 18400 | 16.5 | 9 | 19200 | 18700 | 97.4% | 2.26 | 0 | 11 |  |  |  | No | R-410A | 1.5333 | Residential & Commercial | Ducted CEE Tier 1
211260843 | Central HP <5.4 tons | PAYNE HEATING AND COOLING | HRCU-A-CB (Split System: Heat Pump with Remote Outdoor Unit-Air-Source) | 38MURAQ18AB3* |  |  | CAP**2517AL* | PG80VTLA48090B** | 18100 | 16.5 | 8.5 | 18000 | 17500 | 97.22% | 2.12 | 0 | 11 |  |  |  | No | R-410A | 1.5083 | Residential & Commercial | Ducted CEE Tier 1
211260884 | Central HP <5.4 tons | PAYNE HEATING AND COOLING | HRCU-A-CB (Split System: Heat Pump with Remote Outdoor Unit-Air-Source) | 38MURAQ18AB3* |  |  | CAP**2517AL* | PG95ESAA30040A** | 18300 | 16 | 8.5 | 18200 | 17500 | 96.15% | 2.12 | 0 | 10.5 |  |  |  | No | R-410A | 1.525 | Residential & Commercial | Ducted CEE Tier 1
211260911 | Central HP <5.4 tons | PAYNE HEATING AND COOLING | HRCU-A-CB (Split System: Heat Pump with Remote Outdoor Unit-Air-Source) | 38MURAQ18AB3* |  |  | CAP**2517AL* | PG95ESAA36060A** | 18400 | 16.5 | 8.5 | 18200 | 17500 | 96.15% | 2.12 | 0 | 11 |  |  |  | No | R-410A | 1.5333 | Residential & Commercial | Ducted CEE Tier 1
215471326 | Central HP <5.4 tons | MIDEA | HRCU-A-CB (Split System: Heat Pump with Remote Outdoor Unit-Air-Source) | MO1BE-H24B-2A |  |  | MAUHE-H24B-2A |  | 24000 | 18.1 | 9.7 | 26000 | 21600 | 83.08% | 1.87 | 0 | 11 |  |  |  | No | R-454B | 2 | Residential & Commercial | Ducted CEE Tier 1
211260121 | Central HP <5.4 tons | PAYNE HEATING AND COOLING | HRCU-A-CB (Split System: Heat Pump with Remote Outdoor Unit-Air-Source) | 38MURAQ18AB3* |  |  | CAP**2414AL* | PG80VTLA36070A** | 17700 | 16 | 8.5 | 18500 | 19100 | 103.2% | 2.3 | 0 | 10.5 |  |  |  | No | R-410A | 1.475 | Residential & Commercial | Ducted CEE Tier 1
212975659 | Central HP <5.4 tons | SMART COMFORT | HRCU-A-CB (Split System: Heat Pump with Remote Outdoor Unit-Air-Source) | DLCURAH24ABK |  |  | EA*4X25L17A* | *96VTN0601412B* | 24000 | 17 | 8.5 | 25000 | 21800 | 87.2% | 1.82 | 0 | 10 |  |  |  | No | R-410A | 2 | Residential & Commercial | Ducted CEE Tier 1
211244308 | Central HP <5.4 tons | SMART COMFORT | HRCU-A-CB (Split System: Heat Pump with Remote Outdoor Unit-Air-Source) | DLCURAH24ABK |  |  | EN(A,D)4X30L14** | *80VTL0451412A* | 24000 | 16.5 | 8.1 | 26200 | 23000 | 87.79% | 1.9 | 0 | 10.5 |  |  |  | No | R-410A | 2 | Residential & Commercial | Ducted CEE Tier 1
212973850 | Central HP <5.4 tons | SMART COMFORT | HRCU-A-CB (Split System: Heat Pump with Remote Outdoor Unit-Air-Source) | DLCURAH24ABK |  |  | EA*4X30L17A* | *96VSN0801716B* | 23400 | 17 | 8.5 | 26200 | 25000 | 95.42% | 2.08 | 0 | 10 |  |  |  | No | R-410A | 1.95 | Residential & Commercial | Ducted CEE Tier 1
212972930 | Central HP <5.4 tons | SMART COMFORT | HRCU-A-CB (Split System: Heat Pump with Remote Outdoor Unit-Air-Source) | DLCURAH24ABK |  |  | EA*4X30L14A* | *96VSN0401410B* | 23400 | 16 | 8.5 | 26400 | 24800 | 93.94% | 2.06 | 0 | 10 |  |  |  | No | R-410A | 1.95 | Residential & Commercial | Ducted CEE Tier 1
212973630 | Central HP <5.4 tons | SMART COMFORT | HRCU-A-CB (Split System: Heat Pump with Remote Outdoor Unit-Air-Source) | DLCURAH24ABK |  |  | EN(A,D)4X30L17** | *96VSN0601412B* | 23400 | 16.5 | 8.1 | 26200 | 24600 | 93.89% | 2.04 | 0 | 10 |  |  |  | No | R-410A | 1.95 | Residential & Commercial | Ducted CEE Tier 1
212977006 | Central HP <5.4 tons | SMART COMFORT | HRCU-A-CB (Split System: Heat Pump with Remote Outdoor Unit-Air-Source) | DLCURAH24ABK |  |  | EN(A,D)4X36L21** | *96VTN1002122B* | 23800 | 17 | 8.5 | 26400 | 23800 | 90.15% | 1.98 | 0 | 10.5 |  |  |  | No | R-410A | 1.9833 | Residential & Commercial | Ducted CEE Tier 1
212975051 | Central HP <5.4 tons | SMART COMFORT | HRCU-A-CB (Split System: Heat Pump with Remote Outdoor Unit-Air-Source) | DLCURAH24ABK |  |  | EN(A,D)4X30L17** | *96VTN0401410B* | 23400 | 16 | 8.1 | 26400 | 24600 | 93.18% | 2.04 | 0 | 10 |  |  |  | No | R-410A | 1.95 | Residential & Commercial | Ducted CEE Tier 1
213156955 | Central HP <5.4 tons | Bladex | HRCU-A-C (Split System: Heat Pump with Remote Outdoor Unit with No Indoor Fan --Air Source) | BX31U-36HPHYHA |  |  | BLC-36HWAC1-UNC |  | 35000 | 15.2 | 10 | 39000 | 32000 | 82.05% | 2 | 10.2 | 10 |  |  |  | No | R-410A | 2.9167 | Residential & Commercial | Ducted CEE Tier 1
211263497 | Central HP <5.4 tons | SMART COMFORT | HRCU-A-CB (Split System: Heat Pump with Remote Outdoor Unit-Air-Source) | DLCURAH18ABK |  |  | EN(A,D)4X24L17** | *80ES(N,L)0701412A* | 17500 | 16 | 8.5 | 18400 | 18800 | 102.2% | 2.26 | 0 | 11 |  |  |  | No | R-410A | 1.4583 | Residential & Commercial | Ducted CEE Tier 1
211263561 | Central HP <5.4 tons | SMART COMFORT | HRCU-A-CB (Split System: Heat Pump with Remote Outdoor Unit-Air-Source) | DLCURAH18ABK |  |  | EN(A,D)4X24L17** | OLV098A12* | 18100 | 15.5 | 8.5 | 19100 | 18700 | 97.91% | 2.24 | 0 | 10.5 |  |  |  | No | R-410A | 1.5083 | Residential & Commercial | Ducted CEE Tier 1
214279743 | Central HP <5.4 tons | SMART COMFORT | HRCU-A-CB (Split System: Heat Pump with Remote Outdoor Unit-Air-Source) | DLCURAH18ABK |  |  | EA*4X24L17A* | *96MSN0601716A* | 17200 | 16 | 8.5 | 18100 | 19400 | 107.2% | 2.32 | 0 | 10.5 |  |  |  | No | R-410A | 1.4333 | Residential & Commercial | Ducted CEE Tier 1
211245712 | Central HP <5.4 tons | PAYNE HEATING AND COOLING | HRCU-A-CB (Split System: Heat Pump with Remote Outdoor Unit-Air-Source) | 38MURAQ24AB3* |  |  | CNPV*3621AL* | PG95ESAA48080B** | 24600 | 15.5 | 8.1 | 26800 | 22200 | 82.84% | 1.82 | 0 | 10 |  |  |  | No | R-410A | 2.05 | Residential & Commercial | Ducted CEE Tier 1
212986889 | Central HP <5.4 tons | PAYNE HEATING AND COOLING | HRCU-A-CB (Split System: Heat Pump with Remote Outdoor Unit-Air-Source) | 38MURAQ24AB3* |  |  | CAP**3014AL* | PG96MSAA36060A** | 23400 | 16.5 | 8.5 | 26400 | 24600 | 93.18% | 2.04 | 0 | 10 |  |  |  | No | R-410A | 1.95 | Residential & Commercial | Ducted CEE Tier 1
211240764 | Central HP <5.4 tons | PAYNE HEATING AND COOLING | HRCU-A-CB (Split System: Heat Pump with Remote Outdoor Unit-Air-Source) | 38MURAQ24AB3* |  |  | CAP**2417AL* | PG80ESUA48060B** | 24600 | 16.5 | 8.5 | 27200 | 23000 | 84.56% | 1.9 | 0 | 10 |  |  |  | No | R-410A | 2.05 | Residential & Commercial | Ducted CEE Tier 1
211240969 | Central HP <5.4 tons | PAYNE HEATING AND COOLING | HRCU-A-CB (Split System: Heat Pump with Remote Outdoor Unit-Air-Source) | 38MURAQ24AB3* |  |  | CAP**2517AL* | PG96VTAA48080B** | 24800 | 17 | 8.5 | 25600 | 21200 | 82.81% | 1.78 | 0 | 10.5 |  |  |  | No | R-410A | 2.0667 | Residential & Commercial | Ducted CEE Tier 1
212975637 | Central HP <5.4 tons | SMART COMFORT | HRCU-A-CB (Split System: Heat Pump with Remote Outdoor Unit-Air-Source) | DLCURAH24ABK |  |  | EA*4X24L14A* | *96VTN0601412B* | 23200 | 16.5 | 8.5 | 26800 | 27000 | 100.7% | 2.3 | 0 | 10 |  |  |  | No | R-410A | 1.9333 | Residential & Commercial | Ducted CEE Tier 1
212972980 | Central HP <5.4 tons | SMART COMFORT | HRCU-A-CB (Split System: Heat Pump with Remote Outdoor Unit-Air-Source) | DLCURAH24ABK |  |  | EN(A,D)4X24L17** | *96VSN0401410B* | 23000 | 16 | 8.5 | 27000 | 25600 | 94.81% | 2.12 | 0 | 10 |  |  |  | No | R-410A | 1.9167 | Residential & Commercial | Ducted CEE Tier 1
212975725 | Central HP <5.4 tons | SMART COMFORT | HRCU-A-CB (Split System: Heat Pump with Remote Outdoor Unit-Air-Source) | DLCURAH24ABK |  |  | EN(A,D)4X24L17** | *96VTN0601412B* | 23200 | 16.5 | 8.5 | 26800 | 25400 | 94.78% | 2.12 | 0 | 10 |  |  |  | No | R-410A | 1.9333 | Residential & Commercial | Ducted CEE Tier 1
212975025 | Central HP <5.4 tons | SMART COMFORT | HRCU-A-CB (Split System: Heat Pump with Remote Outdoor Unit-Air-Source) | DLCURAH24ABK |  |  | EN(A,D)4X24L17** | *96VTN0401410B* | 23200 | 15.5 | 8.5 | 27000 | 25000 | 92.59% | 2.06 | 0 | 10 |  |  |  | No | R-410A | 1.9333 | Residential & Commercial | Ducted CEE Tier 1
212973010 | Central HP <5.4 tons | SMART COMFORT | HRCU-A-CB (Split System: Heat Pump with Remote Outdoor Unit-Air-Source) | DLCURAH24ABK |  |  | EN(A,D,W)4X36L17** | *96VSN0401410B* | 23400 | 16 | 8.1 | 26400 | 24600 | 93.18% | 2.02 | 0 | 10 |  |  |  | No | R-410A | 1.95 | Residential & Commercial | Ducted CEE Tier 1
212974330 | Central HP <5.4 tons | SMART COMFORT | HRCU-A-CB (Split System: Heat Pump with Remote Outdoor Unit-Air-Source) | DLCURAH24ABK |  |  | EA*4X37L21A* | *96VSN1002120B* | 24800 | 17.5 | 8.5 | 25600 | 21200 | 82.81% | 1.8 | 0 | 10.5 |  |  |  | No | R-410A | 2.0667 | Residential & Commercial | Ducted CEE Tier 1
211244165 | Central HP <5.4 tons | SMART COMFORT | HRCU-A-CB (Split System: Heat Pump with Remote Outdoor Unit-Air-Source) | DLCURAH24ABK |  |  | EN(A,D)4X24L17** | *92ESN0601714A* | 23800 | 16.5 | 8.5 | 26800 | 23200 | 86.57% | 1.92 | 0 | 10 |  |  |  | No | R-410A | 1.9833 | Residential & Commercial | Ducted CEE Tier 1
211260185 | Central HP <5.4 tons | PAYNE HEATING AND COOLING | HRCU-A-CB (Split System: Heat Pump with Remote Outdoor Unit-Air-Source) | 38MURAQ18AB3* |  |  | CAP**2414AL* | PG80ES(A,L)A36045A** | 18000 | 16 | 8.5 | 18900 | 18900 | 100% | 2.28 | 0 | 10.5 |  |  |  | No | R-410A | 1.5 | Residential & Commercial | Ducted CEE Tier 1
215471356 | Central HP <5.4 tons | MIDEA | HRCU-A-CB (Split System: Heat Pump with Remote Outdoor Unit-Air-Source) | MO1HU-H60B-2A |  |  | MASHS-H60B-2A |  | 54000 | 15.2 | 9.2 | 59000 | 53000 | 89.83% | 2 | 0 | 10 |  |  |  | No | R-454B | 4.5 | Residential & Commercial | Ducted CEE Tier 1
212985885 | Central HP <5.4 tons | PAYNE HEATING AND COOLING | HRCU-A-CB (Split System: Heat Pump with Remote Outdoor Unit-Air-Source) | 38MURAQ18AB3* |  |  | CAP**2414AL* | PG96MSAA30026A** | 17300 | 16 | 8.5 | 18200 | 19400 | 106.6% | 2.34 | 0 | 10.5 |  |  |  | No | R-410A | 1.4417 | Residential & Commercial | Ducted CEE Tier 1
212986657 | Central HP <5.4 tons | PAYNE HEATING AND COOLING | HRCU-A-CB (Split System: Heat Pump with Remote Outdoor Unit-Air-Source) | 38MURAQ18AB3* |  |  | CAP**1917AL* | PG96MSAA36040B** | 17600 | 15.5 | 8.1 | 17800 | 17900 | 100.6% | 2.14 | 0 | 10.5 |  |  |  | No | R-410A | 1.4667 | Residential & Commercial | Ducted CEE Tier 1
211260400 | Central HP <5.4 tons | PAYNE HEATING AND COOLING | HRCU-A-CB (Split System: Heat Pump with Remote Outdoor Unit-Air-Source) | 38MURAQ18AB3* |  |  | CAP**2417AL* | PG80VTLA36070A** | 17700 | 16.5 | 8.5 | 18500 | 19100 | 103.2% | 2.3 | 0 | 10.5 |  |  |  | No | R-410A | 1.475 | Residential & Commercial | Ducted CEE Tier 1
211260991 | Central HP <5.4 tons | PAYNE HEATING AND COOLING | HRCU-A-CB (Split System: Heat Pump with Remote Outdoor Unit-Air-Source) | 38MURAQ18AB3* |  |  | CAP**2517AL* | PG80ES(A,L)A36045B** | 19100 | 16 | 8.5 | 19000 | 17300 | 91.05% | 2.12 | 0 | 11 |  |  |  | No | R-410A | 1.5917 | Residential & Commercial | Ducted CEE Tier 1
211241673 | Central HP <5.4 tons | PAYNE HEATING AND COOLING | HRCU-A-CB (Split System: Heat Pump with Remote Outdoor Unit-Air-Source) | 38MURAQ24AB3* |  |  | CAP**3017AL* | PG80ES(A,L)A42090B** | 24600 | 16.5 | 8.5 | 26600 | 22600 | 84.96% | 1.86 | 0 | 10 |  |  |  | No | R-410A | 2.05 | Residential & Commercial | Ducted CEE Tier 1
213249270 | Central HP <5.4 tons | PAYNE HEATING AND COOLING | HRCU-A-CB (Split System: Heat Pump with Remote Outdoor Unit-Air-Source) | 38MURAQ24AB3* |  |  | FEVA0024**+NAVA43601CK |  | 24200 | 17 | 9 | 25800 | 22200 | 86.05% | 1.84 | 0 | 10 |  |  |  | No | R-410A | 2.0167 | Residential & Commercial | Ducted CEE Tier 1
211240265 | Central HP <5.4 tons | PAYNE HEATING AND COOLING | HRCU-A-CB (Split System: Heat Pump with Remote Outdoor Unit-Air-Source) | 38MURAQ24AB3* |  |  | CAP**2414AL* | PG80VTLA36070A** | 24000 | 16.5 | 8.5 | 26800 | 23800 | 88.81% | 1.96 | 0 | 10 |  |  |  | No | R-410A | 2 | Residential & Commercial | Ducted CEE Tier 1
211240533 | Central HP <5.4 tons | PAYNE HEATING AND COOLING | HRCU-A-CB (Split System: Heat Pump with Remote Outdoor Unit-Air-Source) | 38MURAQ24AB3* |  |  | CAP**2417AL* | PG96VTAA48080B** | 23800 | 16.5 | 8.5 | 26800 | 24000 | 89.55% | 1.98 | 0 | 10 |  |  |  | No | R-410A | 1.9833 | Residential & Commercial | Ducted CEE Tier 1
211240865 | Central HP <5.4 tons | PAYNE HEATING AND COOLING | HRCU-A-CB (Split System: Heat Pump with Remote Outdoor Unit-Air-Source) | 38MURAQ24AB3* |  |  | CAP**2517AL* | PG95ESUA36040B** | 24200 | 17 | 8.5 | 25200 | 21600 | 85.71% | 1.8 | 0 | 10 |  |  |  | No | R-410A | 2.0167 | Residential & Commercial | Ducted CEE Tier 1
211241000 | Central HP <5.4 tons | PAYNE HEATING AND COOLING | HRCU-A-CB (Split System: Heat Pump with Remote Outdoor Unit-Air-Source) | 38MURAQ24AB3* |  |  | CAP**2517AL* | PG95ESAA36040B** | 24600 | 15.2 | 8.5 | 25800 | 21200 | 82.17% | 1.76 | 0 | 10 |  |  |  | No | R-410A | 2.05 | Residential & Commercial | Ducted CEE Tier 1
211243429 | Central HP <5.4 tons | SMART COMFORT | HRCU-A-CB (Split System: Heat Pump with Remote Outdoor Unit-Air-Source) | DLCURAH24ABK |  |  | EA*4X37L21A* | *96VTN0801716A* | 24800 | 17 | 8.5 | 25600 | 21000 | 82.03% | 1.76 | 0 | 10.5 |  |  |  | No | R-410A | 2.0667 | Residential & Commercial | Ducted CEE Tier 1
214279951 | Central HP <5.4 tons | SMART COMFORT | HRCU-A-CB (Split System: Heat Pump with Remote Outdoor Unit-Air-Source) | DLCURAH24ABK |  |  | EA*4X37L21A* | *96MSN0601716A* | 24600 | 17 | 9 | 25400 | 21200 | 83.46% | 1.78 | 0 | 10 |  |  |  | No | R-410A | 2.05 | Residential & Commercial | Ducted CEE Tier 1
212978099 | Central HP <5.4 tons | SMART COMFORT | HRCU-A-CB (Split System: Heat Pump with Remote Outdoor Unit-Air-Source) | DLCURAH24ABK |  |  | EA*4X24L17A* | *80MS(N,L)0701412A* | 23400 | 17 | 9 | 26800 | 26400 | 98.51% | 2.24 | 0 | 10 |  |  |  | No | R-410A | 1.95 | Residential & Commercial | Ducted CEE Tier 1
212973910 | Central HP <5.4 tons | SMART COMFORT | HRCU-A-CB (Split System: Heat Pump with Remote Outdoor Unit-Air-Source) | DLCURAH24ABK |  |  | EN(A,D)4X30L17** | *96VSN0801716B* | 23400 | 16.5 | 8.1 | 25800 | 24200 | 93.8% | 2 | 0 | 10 |  |  |  | No | R-410A | 1.95 | Residential & Commercial | Ducted CEE Tier 1
212973860 | Central HP <5.4 tons | SMART COMFORT | HRCU-A-CB (Split System: Heat Pump with Remote Outdoor Unit-Air-Source) | DLCURAH24ABK |  |  | EA*4X36L17A* | *96VSN0801716B* | 23600 | 17 | 8.5 | 26000 | 24200 | 93.08% | 2.02 | 0 | 10 |  |  |  | No | R-410A | 1.9667 | Residential & Commercial | Ducted CEE Tier 1
212971663 | Central HP <5.4 tons | SMART COMFORT | HRCU-A-CB (Split System: Heat Pump with Remote Outdoor Unit-Air-Source) | DLCURAH24ABK |  |  | EA*4X36L17A* | *80VTL0701716B* | 23800 | 17 | 8.5 | 26200 | 23800 | 90.84% | 1.98 | 0 | 10 |  |  |  | No | R-410A | 1.9833 | Residential & Commercial | Ducted CEE Tier 1
212971674 | Central HP <5.4 tons | SMART COMFORT | HRCU-A-CB (Split System: Heat Pump with Remote Outdoor Unit-Air-Source) | DLCURAH24ABK |  |  | EA*4X36L21A* | *80VTL0701716B* | 23800 | 17 | 8.5 | 26200 | 23600 | 90.08% | 1.96 | 0 | 10 |  |  |  | No | R-410A | 1.9833 | Residential & Commercial | Ducted CEE Tier 1
211229470 | Central HP <5.4 tons | PAYNE HEATING AND COOLING | HRCU-A-CB (Split System: Heat Pump with Remote Outdoor Unit-Air-Source) | 38MURAQ36AB3* |  |  | CAP**4824AL* | PG92ESAA60120D** | 36200 | 16 | 8.5 | 38500 | 34600 | 89.87% | 2.08 | 0 | 10 |  |  |  | No | R-410A | 3.0167 | Residential & Commercial | Ducted CEE Tier 1
211229621 | Central HP <5.4 tons | PAYNE HEATING AND COOLING | HRCU-A-CB (Split System: Heat Pump with Remote Outdoor Unit-Air-Source) | 38MURAQ36AB3* |  |  | CAP**4824AL* | PG96VTAA66120D** | 36000 | 16 | 8.5 | 38500 | 34600 | 89.87% | 2.06 | 0 | 10 |  |  |  | No | R-410A | 3 | Residential & Commercial | Ducted CEE Tier 1
212383401 | Central HP <5.4 tons | PAYNE HEATING AND COOLING | HRCU-A-CB (Split System: Heat Pump with Remote Outdoor Unit-Air-Source) | 38MURAQ36AB3* |  |  | CAP**3721AL* | PG80ES(A,L)A48070B** | 36600 | 15.5 | 8.5 | 39000 | 34800 | 89.23% | 2.1 | 0 | 10 |  |  |  | No | R-410A | 3.05 | Residential & Commercial | Ducted CEE Tier 1
213079827 | Central HP <5.4 tons | PAYNE HEATING AND COOLING | HRCU-A-CB (Split System: Heat Pump with Remote Outdoor Unit-Air-Source) | 38MURAQ36AB3* |  |  | CNPV*4824AL* | PG92MSAA60100C** | 36000 | 16.5 | 8.1 | 38500 | 34800 | 90.39% | 2 | 0 | 10.5 |  |  |  | No | R-410A | 3 | Residential & Commercial | Ducted CEE Tier 1
212976093 | Central HP <5.4 tons | SMART COMFORT | HRCU-A-CB (Split System: Heat Pump with Remote Outdoor Unit-Air-Source) | DLCURAH24ABK |  |  | EN(A,D)4X24L17** | *96VTN0801716B* | 23400 | 16.5 | 8.5 | 27000 | 24800 | 91.85% | 2.04 | 0 | 10 |  |  |  | No | R-410A | 1.95 | Residential & Commercial | Ducted CEE Tier 1
212975307 | Central HP <5.4 tons | SMART COMFORT | HRCU-A-CB (Split System: Heat Pump with Remote Outdoor Unit-Air-Source) | DLCURAH24ABK |  |  | EA*4X36L21A* | *96VTN0401712B* | 23400 | 16.5 | 8.5 | 26200 | 24200 | 92.37% | 2 | 0 | 10 |  |  |  | No | R-410A | 1.95 | Residential & Commercial | Ducted CEE Tier 1
212973560 | Central HP <5.4 tons | SMART COMFORT | HRCU-A-CB (Split System: Heat Pump with Remote Outdoor Unit-Air-Source) | DLCURAH24ABK |  |  | EA*4X30L14A* | *96VSN0601412B* | 23400 | 16.5 | 8.5 | 26200 | 25000 | 95.42% | 2.08 | 0 | 10 |  |  |  | No | R-410A | 1.95 | Residential & Commercial | Ducted CEE Tier 1
212973830 | Central HP <5.4 tons | SMART COMFORT | HRCU-A-CB (Split System: Heat Pump with Remote Outdoor Unit-Air-Source) | DLCURAH24ABK |  |  | EA*4X24L17A* | *96VSN0801716B* | 23600 | 16.5 | 8.5 | 27000 | 25600 | 94.81% | 2.14 | 0 | 10 |  |  |  | No | R-410A | 1.9667 | Residential & Commercial | Ducted CEE Tier 1
211244976 | Central HP <5.4 tons | SMART COMFORT | HRCU-A-CB (Split System: Heat Pump with Remote Outdoor Unit-Air-Source) | DLCURAH24ABK |  |  | EN(A,D,W)4X36L17** | *95ESU0601716A* | 24200 | 16.5 | 8.1 | 26200 | 22800 | 87.02% | 1.9 | 0 | 10.5 |  |  |  | No | R-410A | 2.0167 | Residential & Commercial | Ducted CEE Tier 1
211244761 | Central HP <5.4 tons | SMART COMFORT | HRCU-A-CB (Split System: Heat Pump with Remote Outdoor Unit-Air-Source) | DLCURAH24ABK |  |  | EN(A,D)4X30L17** | *95ESN0601714A* | 24600 | 16 | 8.1 | 26600 | 22400 | 84.21% | 1.84 | 0 | 10 |  |  |  | No | R-410A | 2.05 | Residential & Commercial | Ducted CEE Tier 1
211242104 | Central HP <5.4 tons | SMART COMFORT | HRCU-A-CB (Split System: Heat Pump with Remote Outdoor Unit-Air-Source) | DLCURAH24ABK |  |  | EA*4X36L17A* | *80ES(N,L)0701712A* | 24400 | 16.5 | 8.5 | 26400 | 22400 | 84.85% | 1.84 | 0 | 10 |  |  |  | No | R-410A | 2.0333 | Residential & Commercial | Ducted CEE Tier 1
213080706 | Central HP <5.4 tons | PAYNE HEATING AND COOLING | HRCU-A-CB (Split System: Heat Pump with Remote Outdoor Unit-Air-Source) | 38MURAQ36AB3* |  |  | CAP**4321AL* | PG95MSUA48060B** | 36600 | 16 | 8.5 | 38500 | 35000 | 90.91% | 2.06 | 0 | 10 |  |  |  | No | R-410A | 3.05 | Residential & Commercial | Ducted CEE Tier 1
213080790 | Central HP <5.4 tons | PAYNE HEATING AND COOLING | HRCU-A-CB (Split System: Heat Pump with Remote Outdoor Unit-Air-Source) | 38MURAQ36AB3* |  |  | CAP**3721AL* | PG95MSUA60080C** | 36600 | 16 | 8.5 | 38500 | 35000 | 90.91% | 2.06 | 0 | 10 |  |  |  | No | R-410A | 3.05 | Residential & Commercial | Ducted CEE Tier 1
213075912 | Central HP <5.4 tons | PAYNE HEATING AND COOLING | HRCU-A-CB (Split System: Heat Pump with Remote Outdoor Unit-Air-Source) | 38MURAQ36AB3* |  |  | CAP**4224AL* | PG95MSUA60100C** | 35600 | 16 | 8.1 | 38500 | 35200 | 91.43% | 1.9 | 0 | 10 |  |  |  | No | R-410A | 2.9667 | Residential & Commercial | Ducted CEE Tier 1
212384302 | Central HP <5.4 tons | PAYNE HEATING AND COOLING | HRCU-A-CB (Split System: Heat Pump with Remote Outdoor Unit-Air-Source) | 38MURAQ36AB3* |  |  | CNPV*4217AL* | PG92ESAA36060A** | 36000 | 15.2 | 8.1 | 39500 | 35000 | 88.61% | 1.96 | 0 | 10 |  |  |  | No | R-410A | 3 | Residential & Commercial | Ducted CEE Tier 1
211227542 | Central HP <5.4 tons | PAYNE HEATING AND COOLING | HRCU-A-CB (Split System: Heat Pump with Remote Outdoor Unit-Air-Source) | 38MURAQ36AB3* |  |  | CAP**4221AL* | PG92ESAA60100C** | 35200 | 16.5 | 8.1 | 38500 | 35000 | 90.91% | 1.88 | 0 | 10 |  |  |  | No | R-410A | 2.9333 | Residential & Commercial | Ducted CEE Tier 1
211227651 | Central HP <5.4 tons | PAYNE HEATING AND COOLING | HRCU-A-CB (Split System: Heat Pump with Remote Outdoor Unit-Air-Source) | 38MURAQ36AB3* |  |  | CAP**4221AL* | PG95ESUA60100C** | 35800 | 16 | 8.1 | 38500 | 35000 | 90.91% | 1.9 | 0 | 10 |  |  |  | No | R-410A | 2.9833 | Residential & Commercial | Ducted CEE Tier 1
213076801 | Central HP <5.4 tons | PAYNE HEATING AND COOLING | HRCU-A-CB (Split System: Heat Pump with Remote Outdoor Unit-Air-Source) | 38MURAQ36AB3* |  |  | CAP**4824AL* | PG80VTLB66110C** | 36200 | 16.5 | 8.5 | 38000 | 34800 | 91.58% | 2.04 | 0 | 10 |  |  |  | No | R-410A | 3.0167 | Residential & Commercial | Ducted CEE Tier 1
213076837 | Central HP <5.4 tons | PAYNE HEATING AND COOLING | HRCU-A-CB (Split System: Heat Pump with Remote Outdoor Unit-Air-Source) | 38MURAQ36AB3* |  |  | CNPV*4821AL* | PG80VTLB66110C** | 36400 | 16.5 | 8.1 | 38500 | 35000 | 90.91% | 2.02 | 0 | 10.5 |  |  |  | No | R-410A | 3.0333 | Residential & Commercial | Ducted CEE Tier 1
212384314 | Central HP <5.4 tons | PAYNE HEATING AND COOLING | HRCU-A-CB (Split System: Heat Pump with Remote Outdoor Unit-Air-Source) | 38MURAQ36AB3* |  |  | CNPV*4217AL* | PG92ESAA42060B** | 35800 | 16 | 8.1 | 39000 | 35000 | 89.74% | 1.96 | 0 | 10 |  |  |  | No | R-410A | 2.9833 | Residential & Commercial | Ducted CEE Tier 1
211228914 | Central HP <5.4 tons | PAYNE HEATING AND COOLING | HRCU-A-CB (Split System: Heat Pump with Remote Outdoor Unit-Air-Source) | 38MURAQ36AB3* |  |  | CAP**4821AL* | PG80VTLA60090C** | 35400 | 16 | 8.1 | 37800 | 34600 | 91.53% | 2.02 | 0 | 10 |  |  |  | No | R-410A | 2.95 | Residential & Commercial | Ducted CEE Tier 1
211226943 | Central HP <5.4 tons | PAYNE HEATING AND COOLING | HRCU-A-CB (Split System: Heat Pump with Remote Outdoor Unit-Air-Source) | 38MURAQ36AB3* |  |  | CAP**3721AL* | PG80VTLA48070B** | 36200 | 16 | 8.5 | 38500 | 34800 | 90.39% | 2.08 | 0 | 10 |  |  |  | No | R-410A | 3.0167 | Residential & Commercial | Ducted CEE Tier 1
211227331 | Central HP <5.4 tons | PAYNE HEATING AND COOLING | HRCU-A-CB (Split System: Heat Pump with Remote Outdoor Unit-Air-Source) | 38MURAQ36AB3* |  |  | CAP**4221AL* | PG80ES(A,L)A42090B** | 36000 | 15.5 | 8.1 | 39500 | 35200 | 89.11% | 1.9 | 0 | 10 |  |  |  | No | R-410A | 3 | Residential & Commercial | Ducted CEE Tier 1
211227999 | Central HP <5.4 tons | PAYNE HEATING AND COOLING | HRCU-A-CB (Split System: Heat Pump with Remote Outdoor Unit-Air-Source) | 38MURAQ36AB3* |  |  | CAP**4224AL* | PG95ESAA60080C** | 36200 | 15.5 | 8.1 | 39500 | 35200 | 89.11% | 1.92 | 0 | 10 |  |  |  | No | R-410A | 3.0167 | Residential & Commercial | Ducted CEE Tier 1
211229669 | Central HP <5.4 tons | PAYNE HEATING AND COOLING | HRCU-A-CB (Split System: Heat Pump with Remote Outdoor Unit-Air-Source) | 38MURAQ36AB3* |  |  | CNPV*4217AL* | PG80VTLA48070B** | 35600 | 16 | 8.1 | 38500 | 35000 | 90.91% | 1.96 | 0 | 10 |  |  |  | No | R-410A | 2.9667 | Residential & Commercial | Ducted CEE Tier 1
211230071 | Central HP <5.4 tons | PAYNE HEATING AND COOLING | HRCU-A-CB (Split System: Heat Pump with Remote Outdoor Unit-Air-Source) | 38MURAQ36AB3* |  |  | CNPV*4821AL* | PG80VTLA48090B** | 36400 | 16 | 8.1 | 38500 | 34800 | 90.39% | 2.04 | 0 | 10.5 |  |  |  | No | R-410A | 3.0333 | Residential & Commercial | Ducted CEE Tier 1
211230120 | Central HP <5.4 tons | PAYNE HEATING AND COOLING | HRCU-A-CB (Split System: Heat Pump with Remote Outdoor Unit-Air-Source) | 38MURAQ36AB3* |  |  | CNPV*4821AL* | PG92ESAA42060B** | 36200 | 16 | 8.1 | 38500 | 34800 | 90.39% | 2.02 | 0 | 10 |  |  |  | No | R-410A | 3.0167 | Residential & Commercial | Ducted CEE Tier 1
212384712 | Central HP <5.4 tons | PAYNE HEATING AND COOLING | HRCU-A-CB (Split System: Heat Pump with Remote Outdoor Unit-Air-Source) | 38MURAQ36AB3* |  |  | CNPV*4221AL* | PG80ESUA60080C** | 36800 | 15.2 | 8.1 | 40000 | 35200 | 88% | 1.94 | 0 | 10 |  |  |  | No | R-410A | 3.0667 | Residential & Commercial | Ducted CEE Tier 1
211227837 | Central HP <5.4 tons | PAYNE HEATING AND COOLING | HRCU-A-CB (Split System: Heat Pump with Remote Outdoor Unit-Air-Source) | 38MURAQ36AB3* |  |  | CAP**4224AL* | PG80ES(A,L)A60135D** | 35600 | 16 | 8.1 | 38500 | 35000 | 90.91% | 1.9 | 0 | 10 |  |  |  | No | R-410A | 2.9667 | Residential & Commercial | Ducted CEE Tier 1
211228010 | Central HP <5.4 tons | PAYNE HEATING AND COOLING | HRCU-A-CB (Split System: Heat Pump with Remote Outdoor Unit-Air-Source) | 38MURAQ36AB3* |  |  | CAP**4224AL* | PG95ESAA60100C** | 36000 | 15.5 | 8.1 | 39500 | 35200 | 89.11% | 1.92 | 0 | 10 |  |  |  | No | R-410A | 3 | Residential & Commercial | Ducted CEE Tier 1
211228435 | Central HP <5.4 tons | PAYNE HEATING AND COOLING | HRCU-A-CB (Split System: Heat Pump with Remote Outdoor Unit-Air-Source) | 38MURAQ36AB3* |  |  | CAP**4321AL* | PG92ESAA42060B** | 36400 | 16 | 8.5 | 38500 | 34800 | 90.39% | 2.08 | 0 | 10 |  |  |  | No | R-410A | 3.0333 | Residential & Commercial | Ducted CEE Tier 1
211228637 | Central HP <5.4 tons | PAYNE HEATING AND COOLING | HRCU-A-CB (Split System: Heat Pump with Remote Outdoor Unit-Air-Source) | 38MURAQ36AB3* |  |  | CAP**4321AL* | PG96VTAA60080C** | 37000 | 15.5 | 8.5 | 38500 | 35000 | 90.91% | 2.1 | 0 | 10 |  |  |  | No | R-410A | 3.0833 | Residential & Commercial | Ducted CEE Tier 1
211228798 | Central HP <5.4 tons | PAYNE HEATING AND COOLING | HRCU-A-CB (Split System: Heat Pump with Remote Outdoor Unit-Air-Source) | 38MURAQ36AB3* |  |  | CAP**4821AL* | PG80ES(A,L)A60090C** | 36400 | 16 | 8.5 | 38500 | 34800 | 90.39% | 2.08 | 0 | 10 |  |  |  | No | R-410A | 3.0333 | Residential & Commercial | Ducted CEE Tier 1
211228912 | Central HP <5.4 tons | PAYNE HEATING AND COOLING | HRCU-A-CB (Split System: Heat Pump with Remote Outdoor Unit-Air-Source) | 38MURAQ36AB3* |  |  | CAP**4821AL* | PG80VTLA48090B** | 36200 | 16 | 8.5 | 38500 | 34600 | 89.87% | 2.06 | 0 | 10 |  |  |  | No | R-410A | 3.0167 | Residential & Commercial | Ducted CEE Tier 1
211229439 | Central HP <5.4 tons | PAYNE HEATING AND COOLING | HRCU-A-CB (Split System: Heat Pump with Remote Outdoor Unit-Air-Source) | 38MURAQ36AB3* |  |  | CAP**4824AL* | PG92ESAA60080C** | 35800 | 16.5 | 8.5 | 37800 | 34600 | 91.53% | 2.04 | 0 | 10 |  |  |  | No | R-410A | 2.9833 | Residential & Commercial | Ducted CEE Tier 1
211230453 | Central HP <5.4 tons | PAYNE HEATING AND COOLING | HRCU-A-CB (Split System: Heat Pump with Remote Outdoor Unit-Air-Source) | 38MURAQ36AB3* |  |  | CNPV*4824AL* | PG80ES(A,L)A60110C** | 36200 | 16.5 | 8.1 | 38500 | 34800 | 90.39% | 2.02 | 0 | 10.5 |  |  |  | No | R-410A | 3.0167 | Residential & Commercial | Ducted CEE Tier 1
211230489 | Central HP <5.4 tons | PAYNE HEATING AND COOLING | HRCU-A-CB (Split System: Heat Pump with Remote Outdoor Unit-Air-Source) | 38MURAQ36AB3* |  |  | CNPV*4824AL* | PG80ES(A,L)A60155D** | 37200 | 16 | 8.1 | 39500 | 35000 | 88.61% | 2.08 | 0 | 10.5 |  |  |  | No | R-410A | 3.1 | Residential & Commercial | Ducted CEE Tier 1
211230639 | Central HP <5.4 tons | PAYNE HEATING AND COOLING | HRCU-A-CB (Split System: Heat Pump with Remote Outdoor Unit-Air-Source) | 38MURAQ36AB3* |  |  | CNPV*4824AL* | PG95ESAA60080C** | 36800 | 15.5 | 8.1 | 39500 | 35000 | 88.61% | 2.06 | 0 | 10.5 |  |  |  | No | R-410A | 3.0667 | Residential & Commercial | Ducted CEE Tier 1
214280277 | Central HP <5.4 tons | SMART COMFORT | HRCU-A-CB (Split System: Heat Pump with Remote Outdoor Unit-Air-Source) | DLCURAH36ABK |  |  | EA*4X37L21A* | *96MSM0601716A* | 36000 | 15.5 | 8.5 | 38000 | 35000 | 92.11% | 2.06 | 0 | 10 |  |  |  | No | R-410A | 3 | Residential & Commercial | Ducted CEE Tier 1
212989498 | Central HP <5.4 tons | SMART COMFORT | HRCU-A-CB (Split System: Heat Pump with Remote Outdoor Unit-Air-Source) | DLCURAH36ABK |  |  | EA*4X48L21A* | *95MSU0802120A* | 35600 | 16.5 | 8.5 | 37800 | 34600 | 91.53% | 2.02 | 0 | 10 |  |  |  | No | R-410A | 2.9667 | Residential & Commercial | Ducted CEE Tier 1
211241032 | Central HP <5.4 tons | PAYNE HEATING AND COOLING | HRCU-A-CB (Split System: Heat Pump with Remote Outdoor Unit-Air-Source) | 38MURAQ24AB3* |  |  | CAP**2517AL* | PG96VTAA36060A** | 24000 | 16.5 | 8.1 | 25200 | 21600 | 85.71% | 1.82 | 0 | 10 |  |  |  | No | R-410A | 2 | Residential & Commercial | Ducted CEE Tier 1
211241200 | Central HP <5.4 tons | PAYNE HEATING AND COOLING | HRCU-A-CB (Split System: Heat Pump with Remote Outdoor Unit-Air-Source) | 38MURAQ24AB3* |  |  | CAP**2517AL* | PG80ESUA48060B** | 25600 | 17 | 8.5 | 26000 | 20600 | 79.23% | 1.76 | 0 | 10.5 |  |  |  | No | R-410A | 2.1333 | Residential & Commercial | Ducted CEE Tier 1
212978341 | Central HP <5.4 tons | SMART COMFORT | HRCU-A-CB (Split System: Heat Pump with Remote Outdoor Unit-Air-Source) | DLCURAH18ABK |  |  | EN(A,D)4X30L14** | *80MS(N,L)0701412A* | 17400 | 16.5 | 8.1 | 18000 | 18700 | 103.9% | 2.26 | 0 | 11 |  |  |  | No | R-410A | 1.45 | Residential & Commercial | Ducted CEE Tier 1
214279730 | Central HP <5.4 tons | SMART COMFORT | HRCU-A-CB (Split System: Heat Pump with Remote Outdoor Unit-Air-Source) | DLCURAH18ABK |  |  | EA*4X19L17A* | *96MSN0601716A* | 17700 | 16.5 | 8.5 | 17700 | 17900 | 101.1% | 2.16 | 0 | 10.5 |  |  |  | No | R-410A | 1.475 | Residential & Commercial | Ducted CEE Tier 1
214279757 | Central HP <5.4 tons | SMART COMFORT | HRCU-A-CB (Split System: Heat Pump with Remote Outdoor Unit-Air-Source) | DLCURAH18ABK |  |  | EA*4X25L17A* | *96MSM0601716A* | 17700 | 16 | 8.5 | 17600 | 17800 | 101.1% | 2.14 | 0 | 10.5 |  |  |  | No | R-410A | 1.475 | Residential & Commercial | Ducted CEE Tier 1
211261292 | Central HP <5.4 tons | SMART COMFORT | HRCU-A-CB (Split System: Heat Pump with Remote Outdoor Unit-Air-Source) | DLCURAH18ABK |  |  | EA*4X30L14A* | *96VSN0601412A* | 18000 | 16 | 8.5 | 18500 | 18500 | 100% | 2.22 | 0 | 10.5 |  |  |  | No | R-410A | 1.5 | Residential & Commercial | Ducted CEE Tier 1
211260383 | Central HP <5.4 tons | SMART COMFORT | HRCU-A-CB (Split System: Heat Pump with Remote Outdoor Unit-Air-Source) | DLCURAH18ABK |  |  | EA*4X24L17A* | *80ESU0401712A* | 18400 | 16.5 | 9 | 19200 | 18700 | 97.4% | 2.26 | 0 | 11 |  |  |  | No | R-410A | 1.5333 | Residential & Commercial | Ducted CEE Tier 1
211260515 | Central HP <5.4 tons | SMART COMFORT | HRCU-A-CB (Split System: Heat Pump with Remote Outdoor Unit-Air-Source) | DLCURAH18ABK |  |  | EA*4X24L17A* | *95ESN0261410A* | 18000 | 15.5 | 8.5 | 19000 | 18900 | 99.47% | 2.26 | 0 | 10.5 |  |  |  | No | R-410A | 1.5 | Residential & Commercial | Ducted CEE Tier 1
211260658 | Central HP <5.4 tons | SMART COMFORT | HRCU-A-CB (Split System: Heat Pump with Remote Outdoor Unit-Air-Source) | DLCURAH18ABK |  |  | EA*4X24L17A* | OMV098J12* | 18200 | 16 | 9 | 19200 | 18800 | 97.92% | 2.26 | 0 | 10.5 |  |  |  | No | R-410A | 1.5167 | Residential & Commercial | Ducted CEE Tier 1
212975833 | Central HP <5.4 tons | SMART COMFORT | HRCU-A-CB (Split System: Heat Pump with Remote Outdoor Unit-Air-Source) | DLCURAH18ABK |  |  | EN(A,D)4X24L17** | *96VTN0801716B* | 17700 | 16 | 8.5 | 18700 | 19100 | 102.1% | 2.3 | 0 | 11 |  |  |  | No | R-410A | 1.475 | Residential & Commercial | Ducted CEE Tier 1
212973370 | Central HP <5.4 tons | SMART COMFORT | HRCU-A-CB (Split System: Heat Pump with Remote Outdoor Unit-Air-Source) | DLCURAH18ABK |  |  | EN(A,D)4X24L14** | *96VSN0601412B* | 17500 | 16 | 8.5 | 18500 | 19200 | 103.8% | 2.3 | 0 | 10.5 |  |  |  | No | R-410A | 1.4583 | Residential & Commercial | Ducted CEE Tier 1
212971498 | Central HP <5.4 tons | SMART COMFORT | HRCU-A-CB (Split System: Heat Pump with Remote Outdoor Unit-Air-Source) | DLCURAH18ABK |  |  | EN(A,D)4X30L17** | *80VTL0701716B* | 17700 | 16 | 8.1 | 18200 | 18600 | 102.2% | 2.24 | 0 | 11 |  |  |  | No | R-410A | 1.475 | Residential & Commercial | Ducted CEE Tier 1
211226566 | Central HP <5.4 tons | SMART COMFORT | HRCU-A-CB (Split System: Heat Pump with Remote Outdoor Unit-Air-Source) | DLCURAH36ABK |  |  | EA*4X37L17A* | *80VSL0701716A* | 36200 | 15.2 | 8.1 | 38500 | 35000 | 90.91% | 2.02 | 0 | 10 |  |  |  | No | R-410A | 3.0167 | Residential & Commercial | Ducted CEE Tier 1
213077193 | Central HP <5.4 tons | SMART COMFORT | HRCU-A-CB (Split System: Heat Pump with Remote Outdoor Unit-Air-Source) | DLCURAH36ABK |  |  | EA*4X48L24A* | *96VSN1002120B* | 35800 | 16 | 8.5 | 38000 | 34800 | 91.58% | 2.02 | 0 | 10 |  |  |  | No | R-410A | 2.9833 | Residential & Commercial | Ducted CEE Tier 1
213077538 | Central HP <5.4 tons | SMART COMFORT | HRCU-A-CB (Split System: Heat Pump with Remote Outdoor Unit-Air-Source) | DLCURAH36ABK |  |  | EA*4X48L21A* | *96VTN0802120B* | 36200 | 16 | 8.5 | 38000 | 34800 | 91.58% | 2.04 | 0 | 10 |  |  |  | No | R-410A | 3.0167 | Residential & Commercial | Ducted CEE Tier 1
213077729 | Central HP <5.4 tons | SMART COMFORT | HRCU-A-CB (Split System: Heat Pump with Remote Outdoor Unit-Air-Source) | DLCURAH36ABK |  |  | EA*4X42L21A* | *96VTN1002122B* | 35400 | 16.5 | 8.1 | 38500 | 35000 | 90.91% | 1.88 | 0 | 10 |  |  |  | No | R-410A | 2.95 | Residential & Commercial | Ducted CEE Tier 1
213078288 | Central HP <5.4 tons | SMART COMFORT | HRCU-A-CB (Split System: Heat Pump with Remote Outdoor Unit-Air-Source) | DLCURAH36ABK |  |  | EA*4X37L17A* | *80MS(N,L)0901714A* | 36200 | 16 | 8.5 | 38500 | 35000 | 90.91% | 2.02 | 0 | 10 |  |  |  | No | R-410A | 3.0167 | Residential & Commercial | Ducted CEE Tier 1
213078672 | Central HP <5.4 tons | SMART COMFORT | HRCU-A-CB (Split System: Heat Pump with Remote Outdoor Unit-Air-Source) | DLCURAH36ABK |  |  | EA*4X48L21A* | *80MS(N,L)1102120A* | 36200 | 16.5 | 8.5 | 38000 | 34800 | 91.58% | 2.04 | 0 | 10 |  |  |  | No | R-410A | 3.0167 | Residential & Commercial | Ducted CEE Tier 1
212969944 | Central HP <5.4 tons | SMART COMFORT | HRCU-A-CB (Split System: Heat Pump with Remote Outdoor Unit-Air-Source) | DLCURAH36ABK |  |  | EA*4X37L17A* | *80VSL0451412B* | 36000 | 15.5 | 8.5 | 38000 | 35000 | 92.11% | 2 | 0 | 10 |  |  |  | No | R-410A | 3 | Residential & Commercial | Ducted CEE Tier 1
212970694 | Central HP <5.4 tons | SMART COMFORT | HRCU-A-CB (Split System: Heat Pump with Remote Outdoor Unit-Air-Source) | DLCURAH36ABK |  |  | EA*4X48L21A* | *80VSL0902120B* | 35600 | 16.5 | 8.5 | 38500 | 34600 | 89.87% | 2.02 | 0 | 10 |  |  |  | No | R-410A | 2.9667 | Residential & Commercial | Ducted CEE Tier 1
212970744 | Central HP <5.4 tons | SMART COMFORT | HRCU-A-CB (Split System: Heat Pump with Remote Outdoor Unit-Air-Source) | DLCURAH36ABK |  |  | EN(A,D)4X48L24** | *80VSL0902120B* | 36000 | 16.5 | 8.1 | 38000 | 35000 | 92.11% | 2 | 0 | 10 |  |  |  | No | R-410A | 3 | Residential & Commercial | Ducted CEE Tier 1
213080169 | Central HP <5.4 tons | SMART COMFORT | HRCU-A-CB (Split System: Heat Pump with Remote Outdoor Unit-Air-Source) | DLCURAH36ABK |  |  | EA*4X42L21A* | *96MSM0802120A* | 35600 | 16 | 8.1 | 38500 | 35200 | 91.43% | 1.9 | 0 | 10 |  |  |  | No | R-410A | 2.9667 | Residential & Commercial | Ducted CEE Tier 1
213079444 | Central HP <5.4 tons | SMART COMFORT | HRCU-A-CB (Split System: Heat Pump with Remote Outdoor Unit-Air-Source) | DLCURAH36ABK |  |  | EA*4X43L21A* | *92MSN0601714A* | 36600 | 16 | 8.5 | 38500 | 35000 | 90.91% | 2.06 | 0 | 10 |  |  |  | No | R-410A | 3.05 | Residential & Commercial | Ducted CEE Tier 1
214066639 | Central HP <5.4 tons | FRIEDRICH | HRCU-A-CB (Split System: Heat Pump with Remote Outdoor Unit-Air-Source) | RD17AZ36AJ3N |  |  | TCFZ3621MTANM | FR802V0755A21UH | 34200 | 18 | 8.1 | 34200 | 29400 | 85.96% | 2 | 0 | 11.7 |  |  |  | No | R-410A | 2.85 | Residential & Commercial | Ducted CEE Tier 1
213785777 | Central HP <5.4 tons | Bladex | HRCU-A-C (Split System: Heat Pump with Remote Outdoor Unit with No Indoor Fan --Air Source) | BX30-24HPHYHA |  |  | BLCA-24A14AC-UNC |  | 24000 | 16.1 | 9.8 | 25000 | 20000 | 80% | 2 | 0 | 10.7 |  |  |  | No | R-410A | 2 | Residential & Commercial | Ducted CEE Tier 1
214610373 | Central HP <5.4 tons | Kepler | HRCU-A-C (Split System: Heat Pump with Remote Outdoor Unit with No Indoor Fan --Air Source) | AZPN/18WD |  |  | AZPN/B24WAC-UC |  | 18000 | 16.1 | 9.5 | 19000 | 15000 | 78.95% | 2.2 | 11.6 | 11.7 |  |  |  | No | R-410A | 1.5 | Residential & Commercial | Ducted CEE Tier 1
215218871 | Central HP <5.4 tons | York | HRCU-A-CB (Split System: Heat Pump with Remote Outdoor Unit-Air-Source) | YMSJYH024BAAND-X |  |  | YMSJXC024BAAN--5 |  | 24000 | 17.5 | 8.2 | 24000 | 16800 | 70% | 1.9 | 13 | 11.7 |  |  |  | No | R-410A | 2 | Residential & Commercial | Ducted CEE Tier 1
206135821 | Central HP <5.4 tons | TEMPSTAR | HRCU-A-CB (Split System: Heat Pump with Remote Outdoor Unit-Air-Source) | TVH837GKA** |  |  | EA*4X48L24A*+WALLCON | *80CSU1002120A* | 32200 | 17 | 8.1 | 32600 | 25000 | 76.69% | 1.96 | 12 | 11 |  |  |  | No | R-410A | 2.6833 | Residential & Commercial | Ducted CEE Tier 1
211242338 | Central HP <5.4 tons | SMART COMFORT | HRCU-A-CB (Split System: Heat Pump with Remote Outdoor Unit-Air-Source) | DLCURAH24ABK |  |  | EA*4X36L21A* | *80ES(N,L)0701716A* | 25000 | 16.5 | 8.5 | 26800 | 21800 | 81.34% | 1.8 | 0 | 10 |  |  |  | No | R-410A | 2.0833 | Residential & Commercial | Ducted CEE Tier 1
211242556 | Central HP <5.4 tons | SMART COMFORT | HRCU-A-CB (Split System: Heat Pump with Remote Outdoor Unit-Air-Source) | DLCURAH24ABK |  |  | EA*4X36L21A* | *80ES(N,L)0451712A* | 24200 | 17 | 8.5 | 26200 | 22600 | 86.26% | 1.86 | 0 | 10 |  |  |  | No | R-410A | 2.0167 | Residential & Commercial | Ducted CEE Tier 1
211242874 | Central HP <5.4 tons | SMART COMFORT | HRCU-A-CB (Split System: Heat Pump with Remote Outdoor Unit-Air-Source) | DLCURAH24ABK |  |  | EA*4X37L17A* | *80VSL0701716A* | 24200 | 16.5 | 8.5 | 25400 | 21800 | 85.83% | 1.82 | 0 | 10 |  |  |  | No | R-410A | 2.0167 | Residential & Commercial | Ducted CEE Tier 1
211243072 | Central HP <5.4 tons | SMART COMFORT | HRCU-A-CB (Split System: Heat Pump with Remote Outdoor Unit-Air-Source) | DLCURAH24ABK |  |  | EA*4X37L17A* | *92ESN0601412A* | 25200 | 16.5 | 8.5 | 26200 | 21000 | 80.15% | 1.76 | 0 | 10 |  |  |  | No | R-410A | 2.1 | Residential & Commercial | Ducted CEE Tier 1
211243408 | Central HP <5.4 tons | SMART COMFORT | HRCU-A-CB (Split System: Heat Pump with Remote Outdoor Unit-Air-Source) | DLCURAH24ABK |  |  | EA*4X37L21A* | *96VTN0401712A* | 24000 | 16 | 8.1 | 25000 | 21600 | 86.4% | 1.8 | 0 | 10 |  |  |  | No | R-410A | 2 | Residential & Commercial | Ducted CEE Tier 1
212979854 | Central HP <5.4 tons | SMART COMFORT | HRCU-A-CB (Split System: Heat Pump with Remote Outdoor Unit-Air-Source) | DLCURAH24ABK |  |  | EA*4X36L17A* | *80MS(N,L)0901714A* | 23800 | 17 | 8.5 | 26200 | 23800 | 90.84% | 1.98 | 0 | 10 |  |  |  | No | R-410A | 1.9833 | Residential & Commercial | Ducted CEE Tier 1
212982333 | Central HP <5.4 tons | SMART COMFORT | HRCU-A-CB (Split System: Heat Pump with Remote Outdoor Unit-Air-Source) | DLCURAH24ABK |  |  | EN(A,D)4X24L17** | *80MSU0401712A* | 23200 | 16 | 8.5 | 26200 | 24800 | 94.66% | 2.06 | 0 | 10 |  |  |  | No | R-410A | 1.9333 | Residential & Commercial | Ducted CEE Tier 1
212981817 | Central HP <5.4 tons | SMART COMFORT | HRCU-A-CB (Split System: Heat Pump with Remote Outdoor Unit-Air-Source) | DLCURAH24ABK |  |  | EN(A,D)4X36L21** | *80MSU1002120A* | 23400 | 16.5 | 8.1 | 26200 | 24800 | 94.66% | 2.08 | 0 | 10 |  |  |  | No | R-410A | 1.95 | Residential & Commercial | Ducted CEE Tier 1
212982285 | Central HP <5.4 tons | SMART COMFORT | HRCU-A-CB (Split System: Heat Pump with Remote Outdoor Unit-Air-Source) | DLCURAH24ABK |  |  | EA*4X36L17A* | *80MSU0401712A* | 23400 | 17 | 8.5 | 25600 | 23400 | 91.41% | 1.94 | 0 | 10 |  |  |  | No | R-410A | 1.95 | Residential & Commercial | Ducted CEE Tier 1
212979152 | Central HP <5.4 tons | SMART COMFORT | HRCU-A-CB (Split System: Heat Pump with Remote Outdoor Unit-Air-Source) | DLCURAH24ABK |  |  | EA*4X30L17A* | *80MS(N,L)0701716A* | 23600 | 17 | 8.5 | 26400 | 24600 | 93.18% | 2.04 | 0 | 10 |  |  |  | No | R-410A | 1.9667 | Residential & Commercial | Ducted CEE Tier 1
214279873 | Central HP <5.4 tons | SMART COMFORT | HRCU-A-CB (Split System: Heat Pump with Remote Outdoor Unit-Air-Source) | DLCURAH24ABK |  |  | EA*4X24L17A* | *96MSN0601716A* | 23600 | 16.5 | 9.5 | 26600 | 24800 | 93.23% | 2.04 | 0 | 10 |  |  |  | No | R-410A | 1.9667 | Residential & Commercial | Ducted CEE Tier 1
214279939 | Central HP <5.4 tons | SMART COMFORT | HRCU-A-CB (Split System: Heat Pump with Remote Outdoor Unit-Air-Source) | DLCURAH24ABK |  |  | EA*4X37L17A* | *96MSM0601716A* | 24200 | 16.5 | 9 | 25400 | 21800 | 85.83% | 1.82 | 0 | 10 |  |  |  | No | R-410A | 2.0167 | Residential & Commercial | Ducted CEE Tier 1
211242726 | Central HP <5.4 tons | SMART COMFORT | HRCU-A-CB (Split System: Heat Pump with Remote Outdoor Unit-Air-Source) | DLCURAH24ABK |  |  | EA*4X36L21A* | OMV098J12* | 23600 | 16.5 | 8.5 | 25800 | 23200 | 89.92% | 1.94 | 0 | 10 |  |  |  | No | R-410A | 1.9667 | Residential & Commercial | Ducted CEE Tier 1
211243060 | Central HP <5.4 tons | SMART COMFORT | HRCU-A-CB (Split System: Heat Pump with Remote Outdoor Unit-Air-Source) | DLCURAH24ABK |  |  | EA*4X37L17A* | *80ES(N,L)0901714A* | 25000 | 16.5 | 8.5 | 25800 | 21200 | 82.17% | 1.78 | 0 | 10.5 |  |  |  | No | R-410A | 2.0833 | Residential & Commercial | Ducted CEE Tier 1
211243271 | Central HP <5.4 tons | SMART COMFORT | HRCU-A-CB (Split System: Heat Pump with Remote Outdoor Unit-Air-Source) | DLCURAH24ABK |  |  | EA*4X37L21A* | *95ESU0401712A* | 24400 | 17 | 8.5 | 25200 | 21200 | 84.13% | 1.78 | 0 | 10 |  |  |  | No | R-410A | 2.0333 | Residential & Commercial | Ducted CEE Tier 1
211242049 | Central HP <5.4 tons | SMART COMFORT | HRCU-A-CB (Split System: Heat Pump with Remote Outdoor Unit-Air-Source) | DLCURAH24ABK |  |  | EA*4X36L17A* | *96VTN0601412A* | 23600 | 16.5 | 8.5 | 25800 | 23400 | 90.7% | 1.94 | 0 | 10 |  |  |  | No | R-410A | 1.9667 | Residential & Commercial | Ducted CEE Tier 1
211241758 | Central HP <5.4 tons | SMART COMFORT | HRCU-A-CB (Split System: Heat Pump with Remote Outdoor Unit-Air-Source) | DLCURAH24ABK |  |  | EA*4X30L17A* | *92ESN0401712A* | 23600 | 15.5 | 8.5 | 26200 | 23600 | 90.08% | 1.94 | 0 | 10 |  |  |  | No | R-410A | 1.9667 | Residential & Commercial | Ducted CEE Tier 1
211242299 | Central HP <5.4 tons | SMART COMFORT | HRCU-A-CB (Split System: Heat Pump with Remote Outdoor Unit-Air-Source) | DLCURAH24ABK |  |  | EA*4X36L21A* | *96VSN1002120A* | 24000 | 17 | 8.5 | 26000 | 22800 | 87.69% | 1.9 | 0 | 10 |  |  |  | No | R-410A | 2 | Residential & Commercial | Ducted CEE Tier 1
211242485 | Central HP <5.4 tons | SMART COMFORT | HRCU-A-CB (Split System: Heat Pump with Remote Outdoor Unit-Air-Source) | DLCURAH24ABK |  |  | EA*4X36L21A* | *96VTN0801716A* | 24400 | 16.5 | 8.5 | 26200 | 22400 | 85.5% | 1.86 | 0 | 10 |  |  |  | No | R-410A | 2.0333 | Residential & Commercial | Ducted CEE Tier 1
211243460 | Central HP <5.4 tons | SMART COMFORT | HRCU-A-CB (Split System: Heat Pump with Remote Outdoor Unit-Air-Source) | DLCURAH24ABK |  |  | EA*4X37L21A* | *96VTN0601714A* | 24600 | 16.5 | 8.5 | 25400 | 21000 | 82.68% | 1.78 | 0 | 10 |  |  |  | No | R-410A | 2.05 | Residential & Commercial | Ducted CEE Tier 1
211243292 | Central HP <5.4 tons | SMART COMFORT | HRCU-A-CB (Split System: Heat Pump with Remote Outdoor Unit-Air-Source) | DLCURAH24ABK |  |  | EA*4X37L21A* | *96VTN1002122A* | 24200 | 17 | 8.1 | 25000 | 21400 | 85.6% | 1.8 | 0 | 10 |  |  |  | No | R-410A | 2.0167 | Residential & Commercial | Ducted CEE Tier 1
211243844 | Central HP <5.4 tons | SMART COMFORT | HRCU-A-CB (Split System: Heat Pump with Remote Outdoor Unit-Air-Source) | DLCURAH24ABK |  |  | EN(A,D)4X24L17** | *80VSL0451412A* | 23800 | 16 | 8.5 | 26800 | 23200 | 86.57% | 1.9 | 0 | 10 |  |  |  | No | R-410A | 1.9833 | Residential & Commercial | Ducted CEE Tier 1
211243862 | Central HP <5.4 tons | SMART COMFORT | HRCU-A-CB (Split System: Heat Pump with Remote Outdoor Unit-Air-Source) | DLCURAH24ABK |  |  | EN(A,D)4X24L17** | *96VSN0601714A* | 23600 | 16 | 8.5 | 26800 | 23400 | 87.31% | 1.92 | 0 | 10 |  |  |  | No | R-410A | 1.9667 | Residential & Commercial | Ducted CEE Tier 1
211244130 | Central HP <5.4 tons | SMART COMFORT | HRCU-A-CB (Split System: Heat Pump with Remote Outdoor Unit-Air-Source) | DLCURAH24ABK |  |  | EN(A,D)4X24L17** | *80ES(N,L)0701712A* | 23800 | 16 | 8.5 | 27000 | 23200 | 85.93% | 1.9 | 0 | 10 |  |  |  | No | R-410A | 1.9833 | Residential & Commercial | Ducted CEE Tier 1
211244198 | Central HP <5.4 tons | SMART COMFORT | HRCU-A-CB (Split System: Heat Pump with Remote Outdoor Unit-Air-Source) | DLCURAH24ABK |  |  | EN(A,D)4X24L17** | *95ESN0801716A* | 24200 | 15.2 | 8.5 | 27400 | 22600 | 82.48% | 1.84 | 0 | 10 |  |  |  | No | R-410A | 2.0167 | Residential & Commercial | Ducted CEE Tier 1
211244739 | Central HP <5.4 tons | SMART COMFORT | HRCU-A-CB (Split System: Heat Pump with Remote Outdoor Unit-Air-Source) | DLCURAH24ABK |  |  | EN(A,D)4X30L17** | *92ESN0601714A* | 24400 | 16.5 | 8.1 | 26400 | 22800 | 86.36% | 1.88 | 0 | 10.5 |  |  |  | No | R-410A | 2.0333 | Residential & Commercial | Ducted CEE Tier 1
211244805 | Central HP <5.4 tons | SMART COMFORT | HRCU-A-CB (Split System: Heat Pump with Remote Outdoor Unit-Air-Source) | DLCURAH24ABK |  |  | EN(A,D)4X30L17** | *80ES(N,L)0701412A* | 24200 | 16.5 | 8.1 | 26400 | 22800 | 86.36% | 1.88 | 0 | 10.5 |  |  |  | No | R-410A | 2.0167 | Residential & Commercial | Ducted CEE Tier 1
211245241 | Central HP <5.4 tons | SMART COMFORT | HRCU-A-CB (Split System: Heat Pump with Remote Outdoor Unit-Air-Source) | DLCURAH24ABK |  |  | EN(A,D,W)4X36L17** | *80ES(N,L)0701412A* | 24200 | 16.5 | 8.1 | 26400 | 22800 | 86.36% | 1.88 | 0 | 10.5 |  |  |  | No | R-410A | 2.0167 | Residential & Commercial | Ducted CEE Tier 1
211244957 | Central HP <5.4 tons | SMART COMFORT | HRCU-A-CB (Split System: Heat Pump with Remote Outdoor Unit-Air-Source) | DLCURAH24ABK |  |  | EN(A,D,W)4X36L17** | *80VSL0451716A* | 24200 | 16 | 8.1 | 26400 | 22800 | 86.36% | 1.88 | 0 | 10.5 |  |  |  | No | R-410A | 2.0167 | Residential & Commercial | Ducted CEE Tier 1
211245032 | Central HP <5.4 tons | SMART COMFORT | HRCU-A-CB (Split System: Heat Pump with Remote Outdoor Unit-Air-Source) | DLCURAH24ABK |  |  | EN(A,D,W)4X36L17** | *80VTL0701716A* | 24200 | 17 | 8.1 | 26200 | 23000 | 87.79% | 1.9 | 0 | 10.5 |  |  |  | No | R-410A | 2.0167 | Residential & Commercial | Ducted CEE Tier 1
211245064 | Central HP <5.4 tons | SMART COMFORT | HRCU-A-CB (Split System: Heat Pump with Remote Outdoor Unit-Air-Source) | DLCURAH24ABK |  |  | EN(A,D,W)4X36L17** | *95ESN0601412A* | 24400 | 15.5 | 8.1 | 26600 | 22600 | 84.96% | 1.86 | 0 | 10 |  |  |  | No | R-410A | 2.0333 | Residential & Commercial | Ducted CEE Tier 1
211245116 | Central HP <5.4 tons | SMART COMFORT | HRCU-A-CB (Split System: Heat Pump with Remote Outdoor Unit-Air-Source) | DLCURAH24ABK |  |  | EN(A,D,W)4X36L17** | *80ES(N,L)0451412A* | 24600 | 16 | 8.1 | 26600 | 22400 | 84.21% | 1.84 | 0 | 10.5 |  |  |  | No | R-410A | 2.05 | Residential & Commercial | Ducted CEE Tier 1
211240234 | Central HP <5.4 tons | SMART COMFORT | HRCU-A-CB (Split System: Heat Pump with Remote Outdoor Unit-Air-Source) | DLCURAH24ABK |  |  | EA*4X24L14A* | *80VSL0451412A* | 24000 | 16 | 8.5 | 27000 | 23800 | 88.15% | 1.96 | 0 | 10 |  |  |  | No | R-410A | 2 | Residential & Commercial | Ducted CEE Tier 1
211240986 | Central HP <5.4 tons | SMART COMFORT | HRCU-A-CB (Split System: Heat Pump with Remote Outdoor Unit-Air-Source) | DLCURAH24ABK |  |  | EA*4X25L17A* | *80VTL0701716A* | 24800 | 17 | 8.5 | 25400 | 21200 | 83.46% | 1.78 | 0 | 10.5 |  |  |  | No | R-410A | 2.0667 | Residential & Commercial | Ducted CEE Tier 1
211240593 | Central HP <5.4 tons | SMART COMFORT | HRCU-A-CB (Split System: Heat Pump with Remote Outdoor Unit-Air-Source) | DLCURAH24ABK |  |  | EA*4X24L17A* | *96VTN0401410A* | 23400 | 15.5 | 8.5 | 26800 | 24800 | 92.54% | 2.04 | 0 | 10 |  |  |  | No | R-410A | 1.95 | Residential & Commercial | Ducted CEE Tier 1
211241070 | Central HP <5.4 tons | SMART COMFORT | HRCU-A-CB (Split System: Heat Pump with Remote Outdoor Unit-Air-Source) | DLCURAH24ABK |  |  | EA*4X25L17A* | *80ES(N,L)0451412A* | 25400 | 16.5 | 8.5 | 26000 | 20800 | 80% | 1.76 | 0 | 10.5 |  |  |  | No | R-410A | 2.1167 | Residential & Commercial | Ducted CEE Tier 1
211241129 | Central HP <5.4 tons | SMART COMFORT | HRCU-A-CB (Split System: Heat Pump with Remote Outdoor Unit-Air-Source) | DLCURAH24ABK |  |  | EA*4X25L17A* | *92ESN0601714A* | 25000 | 17 | 8.5 | 25600 | 21000 | 82.03% | 1.78 | 0 | 10.5 |  |  |  | No | R-410A | 2.0833 | Residential & Commercial | Ducted CEE Tier 1
211241656 | Central HP <5.4 tons | SMART COMFORT | HRCU-A-CB (Split System: Heat Pump with Remote Outdoor Unit-Air-Source) | DLCURAH24ABK |  |  | EA*4X30L17A* | *80ES(N,L)0451712A* | 24000 | 16.5 | 8.5 | 26200 | 23200 | 88.55% | 1.9 | 0 | 10 |  |  |  | No | R-410A | 2 | Residential & Commercial | Ducted CEE Tier 1
211241540 | Central HP <5.4 tons | SMART COMFORT | HRCU-A-CB (Split System: Heat Pump with Remote Outdoor Unit-Air-Source) | DLCURAH24ABK |  |  | EA*4X30L17A* | *96VTN0401712A* | 23200 | 16 | 8.5 | 25800 | 24200 | 93.8% | 2 | 0 | 10 |  |  |  | No | R-410A | 1.9333 | Residential & Commercial | Ducted CEE Tier 1
212975758 | Central HP <5.4 tons | SMART COMFORT | HRCU-A-CB (Split System: Heat Pump with Remote Outdoor Unit-Air-Source) | DLCURAH24ABK |  |  | EN(A,D,W)4X36L17** | *96VTN0601412B* | 23400 | 16.5 | 8.1 | 26200 | 24600 | 93.89% | 2.04 | 0 | 10 |  |  |  | No | R-410A | 1.95 | Residential & Commercial | Ducted CEE Tier 1
212973000 | Central HP <5.4 tons | SMART COMFORT | HRCU-A-CB (Split System: Heat Pump with Remote Outdoor Unit-Air-Source) | DLCURAH24ABK |  |  | EN(A,D)4X30L17** | *96VSN0401410B* | 23400 | 16 | 8.1 | 26400 | 24600 | 93.18% | 2.02 | 0 | 10 |  |  |  | No | R-410A | 1.95 | Residential & Commercial | Ducted CEE Tier 1
212973270 | Central HP <5.4 tons | SMART COMFORT | HRCU-A-CB (Split System: Heat Pump with Remote Outdoor Unit-Air-Source) | DLCURAH24ABK |  |  | EN(A,D)4X30L17** | *96VSN0401712B* | 23200 | 16 | 8.1 | 26200 | 24800 | 94.66% | 2.06 | 0 | 10 |  |  |  | No | R-410A | 1.9333 | Residential & Commercial | Ducted CEE Tier 1
212973220 | Central HP <5.4 tons | SMART COMFORT | HRCU-A-CB (Split System: Heat Pump with Remote Outdoor Unit-Air-Source) | DLCURAH24ABK |  |  | EA*4X36L17A* | *96VSN0401712B* | 23400 | 16.5 | 8.5 | 26200 | 24400 | 93.13% | 2.02 | 0 | 10 |  |  |  | No | R-410A | 1.95 | Residential & Commercial | Ducted CEE Tier 1
212973570 | Central HP <5.4 tons | SMART COMFORT | HRCU-A-CB (Split System: Heat Pump with Remote Outdoor Unit-Air-Source) | DLCURAH24ABK |  |  | EA*4X30L17A* | *96VSN0601412B* | 23400 | 16.5 | 8.5 | 26400 | 24800 | 93.94% | 2.06 | 0 | 10 |  |  |  | No | R-410A | 1.95 | Residential & Commercial | Ducted CEE Tier 1
212974947 | Central HP <5.4 tons | SMART COMFORT | HRCU-A-CB (Split System: Heat Pump with Remote Outdoor Unit-Air-Source) | DLCURAH24ABK |  |  | EA*4X25L17A* | *96VTN0401410B* | 24000 | 16 | 8.1 | 25200 | 22000 | 87.3% | 1.82 | 0 | 10 |  |  |  | No | R-410A | 2 | Residential & Commercial | Ducted CEE Tier 1
212975340 | Central HP <5.4 tons | SMART COMFORT | HRCU-A-CB (Split System: Heat Pump with Remote Outdoor Unit-Air-Source) | DLCURAH24ABK |  |  | EN(A,D)4X24L17** | *96VTN0401712B* | 23200 | 15.5 | 8.5 | 27000 | 25000 | 92.59% | 2.06 | 0 | 10 |  |  |  | No | R-410A | 1.9333 | Residential & Commercial | Ducted CEE Tier 1
212989246 | Central HP <5.4 tons | SMART COMFORT | HRCU-A-CB (Split System: Heat Pump with Remote Outdoor Unit-Air-Source) | DLCURAH24ABK |  |  | EN(A,D,W)4X36L17** | *95MSU0601716A* | 23600 | 17 | 8.5 | 26400 | 24400 | 92.42% | 2.02 | 0 | 10.5 |  |  |  | No | R-410A | 1.9667 | Residential & Commercial | Ducted CEE Tier 1
212986604 | Central HP <5.4 tons | SMART COMFORT | HRCU-A-CB (Split System: Heat Pump with Remote Outdoor Unit-Air-Source) | DLCURAH24ABK |  |  | EA*4X37L21A* | *96MSN0401712A* | 24000 | 16 | 8.1 | 25200 | 22000 | 87.3% | 1.82 | 0 | 10 |  |  |  | No | R-410A | 2 | Residential & Commercial | Ducted CEE Tier 1
212986640 | Central HP <5.4 tons | SMART COMFORT | HRCU-A-CB (Split System: Heat Pump with Remote Outdoor Unit-Air-Source) | DLCURAH24ABK |  |  | EN(A,D,W)4X36L17** | *96MSN0401712A* | 23200 | 15.5 | 8.1 | 26000 | 24400 | 93.85% | 2.02 | 0 | 10 |  |  |  | No | R-410A | 1.9333 | Residential & Commercial | Ducted CEE Tier 1
212972700 | Central HP <5.4 tons | SMART COMFORT | HRCU-A-CB (Split System: Heat Pump with Remote Outdoor Unit-Air-Source) | DLCURAH18ABK |  |  | EA*4X25L17A* | *96VSN0401410B* | 17700 | 16 | 8.1 | 17800 | 17800 | 100% | 2.14 | 0 | 10.5 |  |  |  | No | R-410A | 1.475 | Residential & Commercial | Ducted CEE Tier 1
212969524 | Central HP <5.4 tons | SMART COMFORT | HRCU-A-CB (Split System: Heat Pump with Remote Outdoor Unit-Air-Source) | DLCURAH18ABK |  |  | EA*4X24L14A* | *80VSL0451412B* | 17700 | 16.5 | 8.5 | 18600 | 19400 | 104.3% | 2.32 | 0 | 10.5 |  |  |  | No | R-410A | 1.475 | Residential & Commercial | Ducted CEE Tier 1
212969574 | Central HP <5.4 tons | SMART COMFORT | HRCU-A-CB (Split System: Heat Pump with Remote Outdoor Unit-Air-Source) | DLCURAH18ABK |  |  | EN(A,D)4X24L14** | *80VSL0451412B* | 17700 | 16.5 | 8.5 | 18700 | 19100 | 102.1% | 2.3 | 0 | 11 |  |  |  | No | R-410A | 1.475 | Residential & Commercial | Ducted CEE Tier 1
212986388 | Central HP <5.4 tons | SMART COMFORT | HRCU-A-CB (Split System: Heat Pump with Remote Outdoor Unit-Air-Source) | DLCURAH18ABK |  |  | EN(A,D)4X30L17** | *96MSN0401410A* | 17600 | 16 | 8.1 | 18200 | 18700 | 102.7% | 2.24 | 0 | 11 |  |  |  | No | R-410A | 1.4667 | Residential & Commercial | Ducted CEE Tier 1
211241762 | Central HP <5.4 tons | PAYNE HEATING AND COOLING | HRCU-A-CB (Split System: Heat Pump with Remote Outdoor Unit-Air-Source) | 38MURAQ24AB3* |  |  | CAP**3017AL* | PG80ES(A,L)A36070A** | 24200 | 16.5 | 8.5 | 26400 | 22800 | 86.36% | 1.88 | 0 | 10 |  |  |  | No | R-410A | 2.0167 | Residential & Commercial | Ducted CEE Tier 1
211242143 | Central HP <5.4 tons | PAYNE HEATING AND COOLING | HRCU-A-CB (Split System: Heat Pump with Remote Outdoor Unit-Air-Source) | 38MURAQ24AB3* |  |  | CAP**3617AL* | PG92ESAA48080B** | 24400 | 17 | 8.5 | 26200 | 22400 | 85.5% | 1.86 | 0 | 10 |  |  |  | No | R-410A | 2.0333 | Residential & Commercial | Ducted CEE Tier 1
211242210 | Central HP <5.4 tons | PAYNE HEATING AND COOLING | HRCU-A-CB (Split System: Heat Pump with Remote Outdoor Unit-Air-Source) | 38MURAQ24AB3* |  |  | CAP**3617AL* | PG80ESUA48060B** | 25000 | 16.5 | 8.5 | 26600 | 21800 | 81.95% | 1.82 | 0 | 10 |  |  |  | No | R-410A | 2.0833 | Residential & Commercial | Ducted CEE Tier 1
212383266 | Central HP <5.4 tons | PAYNE HEATING AND COOLING | HRCU-A-CB (Split System: Heat Pump with Remote Outdoor Unit-Air-Source) | 38MURAQ36AB3* |  |  | CAP**3621AL* | PG80VTLA66110C** | 36000 | 15.5 | 8.1 | 39500 | 35200 | 89.11% | 1.84 | 0 | 10 |  |  |  | No | R-410A | 3 | Residential & Commercial | Ducted CEE Tier 1
212383365 | Central HP <5.4 tons | PAYNE HEATING AND COOLING | HRCU-A-CB (Split System: Heat Pump with Remote Outdoor Unit-Air-Source) | 38MURAQ36AB3* |  |  | CAP**3621AL* | PG80ESUA60080C** | 36600 | 15.2 | 8.1 | 40000 | 35400 | 88.5% | 1.88 | 0 | 10 |  |  |  | No | R-410A | 3.05 | Residential & Commercial | Ducted CEE Tier 1
213249336 | Central HP <5.4 tons | PAYNE HEATING AND COOLING | HRCU-A-CB (Split System: Heat Pump with Remote Outdoor Unit-Air-Source) | 38MURAQ36AB3* |  |  | FEVA0036**+NAVA43601CK |  | 35400 | 16 | 8.5 | 38500 | 35000 | 90.91% | 1.9 | 0 | 10 |  |  |  | No | R-410A | 2.95 | Residential & Commercial | Ducted CEE Tier 1
211242447 | Central HP <5.4 tons | PAYNE HEATING AND COOLING | HRCU-A-CB (Split System: Heat Pump with Remote Outdoor Unit-Air-Source) | 38MURAQ24AB3* |  |  | CAP**3621AL* | PG80VTLA60090C** | 24200 | 17 | 8.5 | 26000 | 22800 | 87.69% | 1.88 | 0 | 10 |  |  |  | No | R-410A | 2.0167 | Residential & Commercial | Ducted CEE Tier 1
212986879 | Central HP <5.4 tons | PAYNE HEATING AND COOLING | HRCU-A-CB (Split System: Heat Pump with Remote Outdoor Unit-Air-Source) | 38MURAQ24AB3* |  |  | CAP**2517AL* | PG96MSAA36060A** | 24200 | 17 | 8.5 | 25200 | 21800 | 86.51% | 1.82 | 0 | 10 |  |  |  | No | R-410A | 2.0167 | Residential & Commercial | Ducted CEE Tier 1
212986899 | Central HP <5.4 tons | PAYNE HEATING AND COOLING | HRCU-A-CB (Split System: Heat Pump with Remote Outdoor Unit-Air-Source) | 38MURAQ24AB3* |  |  | CAP**3017AL* | PG96MSAA36060A** | 23600 | 16.5 | 8.5 | 26200 | 24200 | 92.37% | 2 | 0 | 10 |  |  |  | No | R-410A | 1.9667 | Residential & Commercial | Ducted CEE Tier 1
212987449 | Central HP <5.4 tons | PAYNE HEATING AND COOLING | HRCU-A-CB (Split System: Heat Pump with Remote Outdoor Unit-Air-Source) | 38MURAQ24AB3* |  |  | CNPV*2417AL* | PG96MSAA48080B** | 23400 | 16.5 | 8.5 | 27000 | 25000 | 92.59% | 2.06 | 0 | 10 |  |  |  | No | R-410A | 1.95 | Residential & Commercial | Ducted CEE Tier 1
211240543 | Central HP <5.4 tons | PAYNE HEATING AND COOLING | HRCU-A-CB (Split System: Heat Pump with Remote Outdoor Unit-Air-Source) | 38MURAQ24AB3* |  |  | CAP**2417AL* | PG80VTLA48070B** | 23800 | 16.5 | 8.5 | 26800 | 24000 | 89.55% | 2 | 0 | 10 |  |  |  | No | R-410A | 1.9833 | Residential & Commercial | Ducted CEE Tier 1
212989239 | Central HP <5.4 tons | PAYNE HEATING AND COOLING | HRCU-A-CB (Split System: Heat Pump with Remote Outdoor Unit-Air-Source) | 38MURAQ24AB3* |  |  | CNPV*3617AL* | PG95MSUA48060B** | 23600 | 17 | 8.5 | 26400 | 24400 | 92.42% | 2.02 | 0 | 10.5 |  |  |  | No | R-410A | 1.9667 | Residential & Commercial | Ducted CEE Tier 1
212989623 | Central HP <5.4 tons | PAYNE HEATING AND COOLING | HRCU-A-CB (Split System: Heat Pump with Remote Outdoor Unit-Air-Source) | 38MURAQ24AB3* |  |  | CNPV*3621AL* | PG95MSUA60080C** | 23400 | 17 | 8.5 | 26200 | 24600 | 93.89% | 2.04 | 0 | 10.5 |  |  |  | No | R-410A | 1.95 | Residential & Commercial | Ducted CEE Tier 1
213076765 | Central HP <5.4 tons | PAYNE HEATING AND COOLING | HRCU-A-CB (Split System: Heat Pump with Remote Outdoor Unit-Air-Source) | 38MURAQ36AB3* |  |  | CAP**4224AL* | PG80VTLB66110C** | 35800 | 16 | 8.1 | 38500 | 35200 | 91.43% | 1.9 | 0 | 10 |  |  |  | No | R-410A | 2.9833 | Residential & Commercial | Ducted CEE Tier 1
213077399 | Central HP <5.4 tons | PAYNE HEATING AND COOLING | HRCU-A-CB (Split System: Heat Pump with Remote Outdoor Unit-Air-Source) | 38MURAQ36AB3* |  |  | CAP**4321AL* | PG96VTAB48080B** | 36600 | 15.5 | 8.5 | 38500 | 35000 | 90.91% | 2.06 | 0 | 10 |  |  |  | No | R-410A | 3.05 | Residential & Commercial | Ducted CEE Tier 1
213077936 | Central HP <5.4 tons | PAYNE HEATING AND COOLING | HRCU-A-CB (Split System: Heat Pump with Remote Outdoor Unit-Air-Source) | 38MURAQ36AB3* |  |  | CAP**3717AL* | PG80MS(A,L)A36070B** | 36200 | 15.5 | 8.5 | 38500 | 35000 | 90.91% | 2.02 | 0 | 10 |  |  |  | No | R-410A | 3.0167 | Residential & Commercial | Ducted CEE Tier 1
211230332 | Central HP <5.4 tons | PAYNE HEATING AND COOLING | HRCU-A-CB (Split System: Heat Pump with Remote Outdoor Unit-Air-Source) | 38MURAQ36AB3* |  |  | CNPV*4821AL* | PG96VTAA60100C** | 36600 | 15.5 | 8.1 | 39500 | 35000 | 88.61% | 2.04 | 0 | 10 |  |  |  | No | R-410A | 3.05 | Residential & Commercial | Ducted CEE Tier 1
214066755 | Central HP <5.4 tons | FRIEDRICH | HRCU-A-CB (Split System: Heat Pump with Remote Outdoor Unit-Air-Source) | RD17AZ36AJ3N |  |  | TCFZ3621MTANM | FR802V0504A17UHN | 34200 | 18 | 8.1 | 34200 | 29800 | 87.13% | 1.9 | 0 | 10 |  |  |  | No | R-410A | 2.85 | Residential & Commercial | Ducted CEE Tier 1
214066757 | Central HP <5.4 tons | FRIEDRICH | HRCU-A-CB (Split System: Heat Pump with Remote Outdoor Unit-Air-Source) | RD17AZ36AJ3N |  |  | TCFZ3621MTANM | FR951V1005A21M4 | 34200 | 17 | 8.1 | 34200 | 29600 | 86.55% | 1.9 | 0 | 10 |  |  |  | No | R-410A | 2.85 | Residential & Commercial | Ducted CEE Tier 1
212984123 | Central HP <5.4 tons | PAYNE HEATING AND COOLING | HRCU-A-CB (Split System: Heat Pump with Remote Outdoor Unit-Air-Source) | 38MURAQ24AB3* |  |  | CNPV*3017AL* | PG92MSAA42060B** | 23600 | 17 | 8.5 | 26400 | 24400 | 92.42% | 2.02 | 0 | 10.5 |  |  |  | No | R-410A | 1.9667 | Residential & Commercial | Ducted CEE Tier 1
212984087 | Central HP <5.4 tons | PAYNE HEATING AND COOLING | HRCU-A-CB (Split System: Heat Pump with Remote Outdoor Unit-Air-Source) | 38MURAQ24AB3* |  |  | CAP**3717AL* | PG92MSAA42060B** | 24000 | 17 | 8.5 | 25600 | 22400 | 87.5% | 1.88 | 0 | 10 |  |  |  | No | R-410A | 2 | Residential & Commercial | Ducted CEE Tier 1
212984639 | Central HP <5.4 tons | PAYNE HEATING AND COOLING | HRCU-A-CB (Split System: Heat Pump with Remote Outdoor Unit-Air-Source) | 38MURAQ24AB3* |  |  | CAP**3721AL* | PG92MSAA48080B** | 24200 | 17.5 | 8.5 | 25000 | 21400 | 85.6% | 1.8 | 0 | 10.5 |  |  |  | No | R-410A | 2.0167 | Residential & Commercial | Ducted CEE Tier 1
212985775 | Central HP <5.4 tons | PAYNE HEATING AND COOLING | HRCU-A-CB (Split System: Heat Pump with Remote Outdoor Unit-Air-Source) | 38MURAQ24AB3* |  |  | CAP**2517AL* | PG96MSAA30026A** | 24200 | 16.5 | 8.5 | 25200 | 21600 | 85.71% | 1.82 | 0 | 10 |  |  |  | No | R-410A | 2.0167 | Residential & Commercial | Ducted CEE Tier 1
212986909 | Central HP <5.4 tons | PAYNE HEATING AND COOLING | HRCU-A-CB (Split System: Heat Pump with Remote Outdoor Unit-Air-Source) | 38MURAQ24AB3* |  |  | CAP**3617AL* | PG96MSAA36060A** | 23600 | 16.5 | 8.5 | 26200 | 23800 | 90.84% | 1.98 | 0 | 10 |  |  |  | No | R-410A | 1.9667 | Residential & Commercial | Ducted CEE Tier 1
212987413 | Central HP <5.4 tons | PAYNE HEATING AND COOLING | HRCU-A-CB (Split System: Heat Pump with Remote Outdoor Unit-Air-Source) | 38MURAQ24AB3* |  |  | CAP**3621AL* | PG96MSAA48080B** | 23400 | 17 | 8.5 | 26000 | 24200 | 93.08% | 2.02 | 0 | 10 |  |  |  | No | R-410A | 1.95 | Residential & Commercial | Ducted CEE Tier 1
212989167 | Central HP <5.4 tons | PAYNE HEATING AND COOLING | HRCU-A-CB (Split System: Heat Pump with Remote Outdoor Unit-Air-Source) | 38MURAQ24AB3* |  |  | CAP**3617AL* | PG95MSUA48060B** | 23600 | 17 | 8.5 | 26200 | 24000 | 91.6% | 1.98 | 0 | 10 |  |  |  | No | R-410A | 1.9667 | Residential & Commercial | Ducted CEE Tier 1
212989599 | Central HP <5.4 tons | PAYNE HEATING AND COOLING | HRCU-A-CB (Split System: Heat Pump with Remote Outdoor Unit-Air-Source) | 38MURAQ24AB3* |  |  | CAP**3621AL* | PG95MSUA60080C** | 23600 | 17 | 8.5 | 26200 | 23800 | 90.84% | 1.98 | 0 | 10 |  |  |  | No | R-410A | 1.9667 | Residential & Commercial | Ducted CEE Tier 1
211240586 | Central HP <5.4 tons | PAYNE HEATING AND COOLING | HRCU-A-CB (Split System: Heat Pump with Remote Outdoor Unit-Air-Source) | 38MURAQ24AB3* |  |  | CAP**2417AL* | PG96VTAA30040A** | 23400 | 15.5 | 8.5 | 26800 | 24800 | 92.54% | 2.04 | 0 | 10 |  |  |  | No | R-410A | 1.95 | Residential & Commercial | Ducted CEE Tier 1
211240663 | Central HP <5.4 tons | PAYNE HEATING AND COOLING | HRCU-A-CB (Split System: Heat Pump with Remote Outdoor Unit-Air-Source) | 38MURAQ24AB3* |  |  | CAP**2417AL* | PG80ES(A,L)A42090B** | 24200 | 16.5 | 8.5 | 27000 | 23400 | 86.67% | 1.94 | 0 | 10 |  |  |  | No | R-410A | 2.0167 | Residential & Commercial | Ducted CEE Tier 1
211240686 | Central HP <5.4 tons | PAYNE HEATING AND COOLING | HRCU-A-CB (Split System: Heat Pump with Remote Outdoor Unit-Air-Source) | 38MURAQ24AB3* |  |  | CAP**2417AL* | PG92ESAA42060B** | 24000 | 16.5 | 8.5 | 26800 | 23800 | 88.81% | 1.96 | 0 | 10 |  |  |  | No | R-410A | 2 | Residential & Commercial | Ducted CEE Tier 1
211240945 | Central HP <5.4 tons | PAYNE HEATING AND COOLING | HRCU-A-CB (Split System: Heat Pump with Remote Outdoor Unit-Air-Source) | 38MURAQ24AB3* |  |  | CAP**2517AL* | PG80VTLA36045A** | 24800 | 17 | 8.5 | 25600 | 21200 | 82.81% | 1.78 | 0 | 10.5 |  |  |  | No | R-410A | 2.0667 | Residential & Commercial | Ducted CEE Tier 1
213078155 | Central HP <5.4 tons | PAYNE HEATING AND COOLING | HRCU-A-CB (Split System: Heat Pump with Remote Outdoor Unit-Air-Source) | 38MURAQ36AB3* |  |  | CNPV*4821AL* | PG80MS(A,L)A48070B** | 35800 | 16.5 | 8.1 | 38500 | 35000 | 90.91% | 2 | 0 | 10 |  |  |  | No | R-410A | 2.9833 | Residential & Commercial | Ducted CEE Tier 1
213079191 | Central HP <5.4 tons | PAYNE HEATING AND COOLING | HRCU-A-CB (Split System: Heat Pump with Remote Outdoor Unit-Air-Source) | 38MURAQ36AB3* |  |  | CNPV*4824AL* | PG80MSUA48060B** | 35800 | 17 | 8.1 | 38000 | 34800 | 91.58% | 2 | 0 | 10.5 |  |  |  | No | R-410A | 2.9833 | Residential & Commercial | Ducted CEE Tier 1
213079275 | Central HP <5.4 tons | PAYNE HEATING AND COOLING | HRCU-A-CB (Split System: Heat Pump with Remote Outdoor Unit-Air-Source) | 38MURAQ36AB3* |  |  | CAP**4824AL* | PG80MSUA60080C** | 35600 | 16.5 | 8.5 | 37800 | 34600 | 91.53% | 2.06 | 0 | 10 |  |  |  | No | R-410A | 2.9667 | Residential & Commercial | Ducted CEE Tier 1
213079711 | Central HP <5.4 tons | PAYNE HEATING AND COOLING | HRCU-A-CB (Split System: Heat Pump with Remote Outdoor Unit-Air-Source) | 38MURAQ36AB3* |  |  | CNPV*4821AL* | PG92MSAA60080C** | 35800 | 16.5 | 8.1 | 38500 | 34800 | 90.39% | 2 | 0 | 10 |  |  |  | No | R-410A | 2.9833 | Residential & Commercial | Ducted CEE Tier 1
213079920 | Central HP <5.4 tons | PAYNE HEATING AND COOLING | HRCU-A-CB (Split System: Heat Pump with Remote Outdoor Unit-Air-Source) | 38MURAQ36AB3* |  |  | CAP**4224AL* | PG92MSAA60120D** | 35800 | 16 | 8.1 | 38500 | 35200 | 91.43% | 1.9 | 0 | 10 |  |  |  | No | R-410A | 2.9833 | Residential & Commercial | Ducted CEE Tier 1
211230546 | Central HP <5.4 tons | PAYNE HEATING AND COOLING | HRCU-A-CB (Split System: Heat Pump with Remote Outdoor Unit-Air-Source) | 38MURAQ36AB3* |  |  | CNPV*4824AL* | PG80ESUA60100C** | 36200 | 16 | 8.1 | 38500 | 34800 | 90.39% | 2.02 | 0 | 10 |  |  |  | No | R-410A | 3.0167 | Residential & Commercial | Ducted CEE Tier 1
212984591 | Central HP <5.4 tons | PAYNE HEATING AND COOLING | HRCU-A-CB (Split System: Heat Pump with Remote Outdoor Unit-Air-Source) | 38MURAQ24AB3* |  |  | CAP**3017AL* | PG92MSAA48080B** | 23400 | 17.5 | 8.5 | 26200 | 24800 | 94.66% | 2.08 | 0 | 10 |  |  |  | No | R-410A | 1.95 | Residential & Commercial | Ducted CEE Tier 1
212984675 | Central HP <5.4 tons | PAYNE HEATING AND COOLING | HRCU-A-CB (Split System: Heat Pump with Remote Outdoor Unit-Air-Source) | 38MURAQ24AB3* |  |  | CNPV*3617AL* | PG92MSAA48080B** | 23600 | 17.5 | 8.5 | 26200 | 24600 | 93.89% | 2.04 | 0 | 10.5 |  |  |  | No | R-410A | 1.9667 | Residential & Commercial | Ducted CEE Tier 1
212986929 | Central HP <5.4 tons | PAYNE HEATING AND COOLING | HRCU-A-CB (Split System: Heat Pump with Remote Outdoor Unit-Air-Source) | 38MURAQ24AB3* |  |  | CNPV*2414AL* | PG96MSAA36060A** | 23200 | 16.5 | 8.5 | 27000 | 25200 | 93.33% | 2.1 | 0 | 10 |  |  |  | No | R-410A | 1.9333 | Residential & Commercial | Ducted CEE Tier 1
211240719 | Central HP <5.4 tons | PAYNE HEATING AND COOLING | HRCU-A-CB (Split System: Heat Pump with Remote Outdoor Unit-Air-Source) | 38MURAQ24AB3* |  |  | CAP**2417AL* | PG95ESAA48080B** | 24400 | 15.5 | 8.5 | 27400 | 23000 | 83.94% | 1.88 | 0 | 10 |  |  |  | No | R-410A | 2.0333 | Residential & Commercial | Ducted CEE Tier 1
211240955 | Central HP <5.4 tons | PAYNE HEATING AND COOLING | HRCU-A-CB (Split System: Heat Pump with Remote Outdoor Unit-Air-Source) | 38MURAQ24AB3* |  |  | CAP**2517AL* | PG80VTLA36070A** | 25000 | 17 | 8.5 | 25600 | 21000 | 82.03% | 1.78 | 0 | 10.5 |  |  |  | No | R-410A | 2.0833 | Residential & Commercial | Ducted CEE Tier 1
211241087 | Central HP <5.4 tons | PAYNE HEATING AND COOLING | HRCU-A-CB (Split System: Heat Pump with Remote Outdoor Unit-Air-Source) | 38MURAQ24AB3* |  |  | CAP**2517AL* | PG80ES(A,L)A36070B** | 25000 | 16.5 | 8.5 | 25800 | 21000 | 81.4% | 1.76 | 0 | 10.5 |  |  |  | No | R-410A | 2.0833 | Residential & Commercial | Ducted CEE Tier 1
207036533 | Central HP <5.4 tons | AZUR | HRCU-A-CB (Split System: Heat Pump with Remote Outdoor Unit-Air-Source) | AZ-48HPB |  |  | AH-48B |  | 48000 | 17.5 | 8.5 | 47000 | 33000 | 70.21% | 1.9 | 10.2 | 10.1 |  |  |  | No | R-410A | 4 | Residential & Commercial | Ducted CEE Tier 1
215471355 | Central HP <5.4 tons | MIDEA | HRCU-A-CB (Split System: Heat Pump with Remote Outdoor Unit-Air-Source) | MO1HU-H48B-2A |  |  | MASHS-H48B-2A |  | 48000 | 17 | 10.2 | 50000 | 46000 | 92% | 2 | 0 | 10 |  |  |  | No | R-454B | 4 | Residential & Commercial | Ducted CEE Tier 1
212984099 | Central HP <5.4 tons | PAYNE HEATING AND COOLING | HRCU-A-CB (Split System: Heat Pump with Remote Outdoor Unit-Air-Source) | 38MURAQ24AB3* |  |  | CAP**3721AL* | PG92MSAA42060B** | 24200 | 17.5 | 8.5 | 25200 | 21600 | 85.71% | 1.82 | 0 | 10 |  |  |  | No | R-410A | 2.0167 | Residential & Commercial | Ducted CEE Tier 1
211241497 | Central HP <5.4 tons | PAYNE HEATING AND COOLING | HRCU-A-CB (Split System: Heat Pump with Remote Outdoor Unit-Air-Source) | 38MURAQ24AB3* |  |  | CAP**3017AL* | PG95ESUA48060B** | 24200 | 16.5 | 8.5 | 26400 | 23000 | 87.12% | 1.9 | 0 | 10 |  |  |  | No | R-410A | 2.0167 | Residential & Commercial | Ducted CEE Tier 1
211241529 | Central HP <5.4 tons | PAYNE HEATING AND COOLING | HRCU-A-CB (Split System: Heat Pump with Remote Outdoor Unit-Air-Source) | 38MURAQ24AB3* |  |  | CAP**3017AL* | PG80VTLA36070A** | 24200 | 16.5 | 8.5 | 26400 | 22800 | 86.36% | 1.88 | 0 | 10 |  |  |  | No | R-410A | 2.0167 | Residential & Commercial | Ducted CEE Tier 1
212984075 | Central HP <5.4 tons | PAYNE HEATING AND COOLING | HRCU-A-CB (Split System: Heat Pump with Remote Outdoor Unit-Air-Source) | 38MURAQ24AB3* |  |  | CAP**3621AL* | PG92MSAA42060B** | 23800 | 17.5 | 8.5 | 26200 | 23600 | 90.08% | 1.96 | 0 | 10 |  |  |  | No | R-410A | 1.9833 | Residential & Commercial | Ducted CEE Tier 1
212985845 | Central HP <5.4 tons | PAYNE HEATING AND COOLING | HRCU-A-CB (Split System: Heat Pump with Remote Outdoor Unit-Air-Source) | 38MURAQ24AB3* |  |  | CNPV*3014AL* | PG96MSAA30026A** | 23400 | 16 | 8.1 | 26000 | 24000 | 92.31% | 1.98 | 0 | 10 |  |  |  | No | R-410A | 1.95 | Residential & Commercial | Ducted CEE Tier 1
211263405 | Central HP <5.4 tons | SMART COMFORT | HRCU-A-CB (Split System: Heat Pump with Remote Outdoor Unit-Air-Source) | DLCURAH18ABK |  |  | EN(A,D)4X24L17** | *92ESN0601714A* | 17700 | 16 | 8.5 | 18500 | 18800 | 101.6% | 2.26 | 0 | 11 |  |  |  | No | R-410A | 1.475 | Residential & Commercial | Ducted CEE Tier 1
211263770 | Central HP <5.4 tons | SMART COMFORT | HRCU-A-CB (Split System: Heat Pump with Remote Outdoor Unit-Air-Source) | DLCURAH18ABK |  |  | EN(A,D)4X30L14** | *95ESN0261410A* | 18100 | 15.5 | 8.5 | 18800 | 18400 | 97.87% | 2.2 | 0 | 11 |  |  |  | No | R-410A | 1.5083 | Residential & Commercial | Ducted CEE Tier 1
213079762 | Central HP <5.4 tons | SMART COMFORT | HRCU-A-CB (Split System: Heat Pump with Remote Outdoor Unit-Air-Source) | DLCURAH36ABK |  |  | EA*4X42L21A* | *92MSN1002120A* | 35200 | 16.5 | 8.1 | 38500 | 35000 | 90.91% | 1.88 | 0 | 10 |  |  |  | No | R-410A | 2.9333 | Residential & Commercial | Ducted CEE Tier 1
213079258 | Central HP <5.4 tons | SMART COMFORT | HRCU-A-CB (Split System: Heat Pump with Remote Outdoor Unit-Air-Source) | DLCURAH36ABK |  |  | EA*4X43L21A* | *80MSU0802120A* | 36600 | 16.5 | 8.5 | 38000 | 34600 | 91.05% | 2.08 | 0 | 10 |  |  |  | No | R-410A | 3.05 | Residential & Commercial | Ducted CEE Tier 1
211228255 | Central HP <5.4 tons | SMART COMFORT | HRCU-A-CB (Split System: Heat Pump with Remote Outdoor Unit-Air-Source) | DLCURAH36ABK |  |  | EA*4X43L21A* | *80ES(N,L)0901714A* | 37000 | 16 | 8.5 | 38500 | 34800 | 90.39% | 2.1 | 0 | 10 |  |  |  | No | R-410A | 3.0833 | Residential & Commercial | Ducted CEE Tier 1
211749849 | Central HP <5.4 tons | RUNTRU | HRCU-A-CB (Split System: Heat Pump with Remote Outdoor Unit-Air-Source) | E4HL5030A1000A |  |  | E4AH5E36A1J30A |  | 28000 | 15.2 | 8.5 | 28000 | 21000 | 75% | 1.81 | 0 | 11 |  |  |  | No | R-410A | 2.3333 | Residential & Commercial | Ducted CEE Tier 1
211261318 | Central HP <5.4 tons | PAYNE HEATING AND COOLING | HRCU-A-CB (Split System: Heat Pump with Remote Outdoor Unit-Air-Source) | 38MURAQ18AB3* |  |  | CAP**3014AL* | PG80VTLA36070A** | 17800 | 16.5 | 8.5 | 18300 | 18500 | 101.1% | 2.22 | 0 | 10.5 |  |  |  | No | R-410A | 1.4833 | Residential & Commercial | Ducted CEE Tier 1
211261386 | Central HP <5.4 tons | PAYNE HEATING AND COOLING | HRCU-A-CB (Split System: Heat Pump with Remote Outdoor Unit-Air-Source) | 38MURAQ18AB3* |  |  | CAP**3014AL* | PG96VTAA36060A** | 18000 | 16 | 8.5 | 18500 | 18500 | 100% | 2.22 | 0 | 10.5 |  |  |  | No | R-410A | 1.5 | Residential & Commercial | Ducted CEE Tier 1
211259665 | Central HP <5.4 tons | PAYNE HEATING AND COOLING | HRCU-A-CB (Split System: Heat Pump with Remote Outdoor Unit-Air-Source) | 38MURAQ18AB3* |  |  | CAP**1917AL* | PG95ESUA36040B** | 18200 | 16.5 | 8.5 | 18100 | 17600 | 97.24% | 2.14 | 0 | 11 |  |  |  | No | R-410A | 1.5167 | Residential & Commercial | Ducted CEE Tier 1
211259729 | Central HP <5.4 tons | PAYNE HEATING AND COOLING | HRCU-A-CB (Split System: Heat Pump with Remote Outdoor Unit-Air-Source) | 38MURAQ18AB3* |  |  | CAP**1917AL* | PG80ESUA36040B** | 19000 | 17 | 8.5 | 18900 | 17400 | 92.06% | 2.14 | 0 | 11 |  |  |  | No | R-410A | 1.5833 | Residential & Commercial | Ducted CEE Tier 1
211259965 | Central HP <5.4 tons | PAYNE HEATING AND COOLING | HRCU-A-CB (Split System: Heat Pump with Remote Outdoor Unit-Air-Source) | 38MURAQ18AB3* |  |  | CAP**1917AL* | PG92ESAA30040A** | 18400 | 15.5 | 8.5 | 18500 | 17600 | 95.14% | 2.12 | 0 | 10.5 |  |  |  | No | R-410A | 1.5333 | Residential & Commercial | Ducted CEE Tier 1
211259997 | Central HP <5.4 tons | PAYNE HEATING AND COOLING | HRCU-A-CB (Split System: Heat Pump with Remote Outdoor Unit-Air-Source) | 38MURAQ18AB3* |  |  | CAP**1917AL* | PG80ES(A,L)A36070A** | 18100 | 16.5 | 8.5 | 18000 | 17700 | 98.33% | 2.14 | 0 | 11 |  |  |  | No | R-410A | 1.5083 | Residential & Commercial | Ducted CEE Tier 1
211260533 | Central HP <5.4 tons | PAYNE HEATING AND COOLING | HRCU-A-CB (Split System: Heat Pump with Remote Outdoor Unit-Air-Source) | 38MURAQ18AB3* |  |  | CAP**2417AL* | PG80ES(A,L)A36045A** | 18000 | 16 | 8.5 | 18900 | 18900 | 100% | 2.28 | 0 | 10.5 |  |  |  | No | R-410A | 1.5 | Residential & Commercial | Ducted CEE Tier 1
212384827 | Central HP <5.4 tons | PAYNE HEATING AND COOLING | HRCU-A-CB (Split System: Heat Pump with Remote Outdoor Unit-Air-Source) | 38MURAQ36AB3* |  |  | FJ4DN*C42L* |  | 37000 | 16 | 8.1 | 39000 | 34800 | 89.23% | 2 | 0 | 10 |  |  |  | No | R-410A | 3.0833 | Residential & Commercial | Ducted CEE Tier 1
212384828 | Central HP <5.4 tons | PAYNE HEATING AND COOLING | HRCU-A-CB (Split System: Heat Pump with Remote Outdoor Unit-Air-Source) | 38MURAQ36AB3* |  |  | PF4MN*C42L* |  | 37000 | 16 | 8.1 | 39000 | 34800 | 89.23% | 2 | 0 | 10 |  |  |  | No | R-410A | 3.0833 | Residential & Commercial | Ducted CEE Tier 1
212984723 | Central HP <5.4 tons | PAYNE HEATING AND COOLING | HRCU-A-CB (Split System: Heat Pump with Remote Outdoor Unit-Air-Source) | 38MURAQ18AB3* |  |  | CAP**2517AL* | PG92MSAA48080B** | 18300 | 16.5 | 8.5 | 18100 | 17600 | 97.24% | 2.14 | 0 | 11 |  |  |  | No | R-410A | 1.525 | Residential & Commercial | Ducted CEE Tier 1
212984759 | Central HP <5.4 tons | PAYNE HEATING AND COOLING | HRCU-A-CB (Split System: Heat Pump with Remote Outdoor Unit-Air-Source) | 38MURAQ18AB3* |  |  | CNPV*3017AL* | PG92MSAA48080B** | 17400 | 16.5 | 8.1 | 17900 | 18600 | 103.9% | 2.24 | 0 | 11 |  |  |  | No | R-410A | 1.45 | Residential & Commercial | Ducted CEE Tier 1
212987029 | Central HP <5.4 tons | PAYNE HEATING AND COOLING | HRCU-A-CB (Split System: Heat Pump with Remote Outdoor Unit-Air-Source) | 38MURAQ18AB3* |  |  | CAP**3017AL* | PG96MSAA36060A** | 17500 | 16.5 | 8.5 | 18100 | 18700 | 103.3% | 2.26 | 0 | 10.5 |  |  |  | No | R-410A | 1.4583 | Residential & Commercial | Ducted CEE Tier 1
212987497 | Central HP <5.4 tons | PAYNE HEATING AND COOLING | HRCU-A-CB (Split System: Heat Pump with Remote Outdoor Unit-Air-Source) | 38MURAQ18AB3* |  |  | CAP**1917AL* | PG96MSAA48080B** | 18200 | 16.5 | 8.5 | 18100 | 17700 | 97.79% | 2.14 | 0 | 11 |  |  |  | No | R-410A | 1.5167 | Residential & Commercial | Ducted CEE Tier 1
212987533 | Central HP <5.4 tons | PAYNE HEATING AND COOLING | HRCU-A-CB (Split System: Heat Pump with Remote Outdoor Unit-Air-Source) | 38MURAQ18AB3* |  |  | CAP**3017AL* | PG96MSAA48080B** | 17300 | 16 | 8.1 | 17600 | 18300 | 104% | 2.2 | 0 | 10.5 |  |  |  | No | R-410A | 1.4417 | Residential & Commercial | Ducted CEE Tier 1
213433214 | Central HP <5.4 tons | Kepler | HRCU-A-C (Split System: Heat Pump with Remote Outdoor Unit with No Indoor Fan --Air Source) | AZPN/B36WDUID |  |  | AZPN/B36WACUID |  | 35000 | 15.2 | 8.5 | 36000 | 30000 | 83.33% | 1.8 | 0 | 10 |  |  |  | No | R-410A | 2.9167 | Residential & Commercial | Ducted CEE Tier 1
211261452 | Central HP <5.4 tons | PAYNE HEATING AND COOLING | HRCU-A-CB (Split System: Heat Pump with Remote Outdoor Unit-Air-Source) | 38MURAQ18AB3* |  |  | CAP**3014AL* | PG92ESAA36060A** | 18200 | 16 | 8.5 | 18700 | 18400 | 98.4% | 2.22 | 0 | 10.5 |  |  |  | No | R-410A | 1.5167 | Residential & Commercial | Ducted CEE Tier 1
211262070 | Central HP <5.4 tons | PAYNE HEATING AND COOLING | HRCU-A-CB (Split System: Heat Pump with Remote Outdoor Unit-Air-Source) | 38MURAQ18AB3* |  |  | CAP**3017AL* | PG92ESAA36060A** | 18300 | 16.5 | 8.5 | 18800 | 18400 | 97.87% | 2.22 | 0 | 10.5 |  |  |  | No | R-410A | 1.525 | Residential & Commercial | Ducted CEE Tier 1
213076385 | Central HP <5.4 tons | PAYNE HEATING AND COOLING | HRCU-A-CB (Split System: Heat Pump with Remote Outdoor Unit-Air-Source) | 38MURAQ18AB3* |  |  | CAP**2417AL* | PG96VTAB48060B** | 17400 | 16 | 8.5 | 18400 | 19500 | 106% | 2.34 | 0 | 10.5 |  |  |  | No | R-410A | 1.45 | Residential & Commercial | Ducted CEE Tier 1
212984183 | Central HP <5.4 tons | PAYNE HEATING AND COOLING | HRCU-A-CB (Split System: Heat Pump with Remote Outdoor Unit-Air-Source) | 38MURAQ18AB3* |  |  | CAP**2517AL* | PG92MSAA42060B** | 18100 | 16.5 | 8.5 | 17900 | 17700 | 98.88% | 2.14 | 0 | 11 |  |  |  | No | R-410A | 1.5083 | Residential & Commercial | Ducted CEE Tier 1
211261644 | Central HP <5.4 tons | PAYNE HEATING AND COOLING | HRCU-A-CB (Split System: Heat Pump with Remote Outdoor Unit-Air-Source) | 38MURAQ18AB3* |  |  | CAP**3017AL* | PG95ESUA36040B** | 17800 | 16 | 8.5 | 18300 | 18500 | 101.1% | 2.22 | 0 | 10.5 |  |  |  | No | R-410A | 1.4833 | Residential & Commercial | Ducted CEE Tier 1
211261737 | Central HP <5.4 tons | PAYNE HEATING AND COOLING | HRCU-A-CB (Split System: Heat Pump with Remote Outdoor Unit-Air-Source) | 38MURAQ18AB3* |  |  | CAP**3017AL* | PG80ESUA36040B** | 18600 | 16.5 | 9 | 19000 | 18200 | 95.79% | 2.22 | 0 | 11 |  |  |  | No | R-410A | 1.55 | Residential & Commercial | Ducted CEE Tier 1
211261994 | Central HP <5.4 tons | PAYNE HEATING AND COOLING | HRCU-A-CB (Split System: Heat Pump with Remote Outdoor Unit-Air-Source) | 38MURAQ18AB3* |  |  | CAP**3017AL* | PG80ES(A,L)A36045A** | 18200 | 16.5 | 8.5 | 18700 | 18400 | 98.4% | 2.22 | 0 | 11 |  |  |  | No | R-410A | 1.5167 | Residential & Commercial | Ducted CEE Tier 1
212384326 | Central HP <5.4 tons | PAYNE HEATING AND COOLING | HRCU-A-CB (Split System: Heat Pump with Remote Outdoor Unit-Air-Source) | 38MURAQ36AB3* |  |  | CNPV*4217AL* | PG92ESAA48080B** | 35600 | 16 | 8.1 | 39000 | 35000 | 89.74% | 1.96 | 0 | 10 |  |  |  | No | R-410A | 2.9667 | Residential & Commercial | Ducted CEE Tier 1
212384676 | Central HP <5.4 tons | PAYNE HEATING AND COOLING | HRCU-A-CB (Split System: Heat Pump with Remote Outdoor Unit-Air-Source) | 38MURAQ36AB3* |  |  | CNPV*4221AL* | PG92ESAA60080C** | 36400 | 15.5 | 8.1 | 39500 | 35200 | 89.11% | 1.92 | 0 | 10 |  |  |  | No | R-410A | 3.0333 | Residential & Commercial | Ducted CEE Tier 1
212384776 | Central HP <5.4 tons | PAYNE HEATING AND COOLING | HRCU-A-CB (Split System: Heat Pump with Remote Outdoor Unit-Air-Source) | 38MURAQ36AB3* |  |  | CNPV*4821AL* | PG80ES(A,L)A48070B** | 35800 | 16 | 8.1 | 39000 | 34800 | 89.23% | 2 | 0 | 10 |  |  |  | No | R-410A | 2.9833 | Residential & Commercial | Ducted CEE Tier 1
213076553 | Central HP <5.4 tons | PAYNE HEATING AND COOLING | HRCU-A-CB (Split System: Heat Pump with Remote Outdoor Unit-Air-Source) | 38MURAQ36AB3* |  |  | CNPV*4217AL* | PG80VTLB48070B** | 35400 | 16 | 8.1 | 38500 | 35000 | 90.91% | 1.94 | 0 | 10 |  |  |  | No | R-410A | 2.95 | Residential & Commercial | Ducted CEE Tier 1
213077564 | Central HP <5.4 tons | PAYNE HEATING AND COOLING | HRCU-A-CB (Split System: Heat Pump with Remote Outdoor Unit-Air-Source) | 38MURAQ36AB3* |  |  | CNPV*4821AL* | PG96VTAB60080C** | 35600 | 16.5 | 8.1 | 38500 | 34800 | 90.39% | 1.98 | 0 | 10 |  |  |  | No | R-410A | 2.9667 | Residential & Commercial | Ducted CEE Tier 1
213077678 | Central HP <5.4 tons | PAYNE HEATING AND COOLING | HRCU-A-CB (Split System: Heat Pump with Remote Outdoor Unit-Air-Source) | 38MURAQ36AB3* |  |  | CNPV*4821AL* | PG96VTAB60100C** | 36000 | 16.5 | 8.1 | 38500 | 35000 | 90.91% | 2 | 0 | 10 |  |  |  | No | R-410A | 3 | Residential & Commercial | Ducted CEE Tier 1
213078400 | Central HP <5.4 tons | PAYNE HEATING AND COOLING | HRCU-A-CB (Split System: Heat Pump with Remote Outdoor Unit-Air-Source) | 38MURAQ36AB3* |  |  | CAP**3721AL* | PG80MS(A,L)A48090C** | 36400 | 16.5 | 8.5 | 38000 | 34800 | 91.58% | 2.06 | 0 | 10 |  |  |  | No | R-410A | 3.0333 | Residential & Commercial | Ducted CEE Tier 1
213061683 | Central HP <5.4 tons | NAPOLEON | HRCU-A-C (Split System: Heat Pump with Remote Outdoor Unit with No Indoor Fan --Air Source) | WSEHV4860RA1-N |  |  | WPCCB48 |  | 47000 | 15.2 | 8.5 | 48000 | 33600 | 70% | 1.8 | 0 | 10 |  |  |  | No | R-410A | 3.9167 | Residential & Commercial | Ducted CEE Tier 1
213076641 | Central HP <5.4 tons | PAYNE HEATING AND COOLING | HRCU-A-CB (Split System: Heat Pump with Remote Outdoor Unit-Air-Source) | 38MURAQ36AB3* |  |  | CAP**3721AL* | PG80VTLB60090C** | 36600 | 16 | 8.5 | 38500 | 35000 | 90.91% | 2.08 | 0 | 10 |  |  |  | No | R-410A | 3.05 | Residential & Commercial | Ducted CEE Tier 1
211262433 | Central HP <5.4 tons | SMART COMFORT | HRCU-A-CB (Split System: Heat Pump with Remote Outdoor Unit-Air-Source) | DLCURAH18ABK |  |  | EN(A,D)4X18L14** | *80ES(N,L)0451412A* | 17800 | 15.5 | 8.5 | 18900 | 19200 | 101.6% | 2.3 | 0 | 10.5 |  |  |  | No | R-410A | 1.4833 | Residential & Commercial | Ducted CEE Tier 1
212982429 | Central HP <5.4 tons | SMART COMFORT | HRCU-A-CB (Split System: Heat Pump with Remote Outdoor Unit-Air-Source) | DLCURAH18ABK |  |  | EN(A,D)4X24L17** | *80MSU0401712A* | 17500 | 16 | 8.5 | 18400 | 18900 | 102.7% | 2.28 | 0 | 10.5 |  |  |  | No | R-410A | 1.4583 | Residential & Commercial | Ducted CEE Tier 1
212981829 | Central HP <5.4 tons | SMART COMFORT | HRCU-A-CB (Split System: Heat Pump with Remote Outdoor Unit-Air-Source) | DLCURAH18ABK |  |  | EA*4X19L17A* | *80MSU1002120A* | 17800 | 16 | 8.1 | 17900 | 17900 | 100% | 2.14 | 0 | 10.5 |  |  |  | No | R-410A | 1.4833 | Residential & Commercial | Ducted CEE Tier 1
212975781 | Central HP <5.4 tons | SMART COMFORT | HRCU-A-CB (Split System: Heat Pump with Remote Outdoor Unit-Air-Source) | DLCURAH18ABK |  |  | EA*4X19L17A* | *96VTN0801716B* | 17700 | 16.5 | 8.1 | 17700 | 17900 | 101.1% | 2.16 | 0 | 10.5 |  |  |  | No | R-410A | 1.475 | Residential & Commercial | Ducted CEE Tier 1
212975076 | Central HP <5.4 tons | SMART COMFORT | HRCU-A-CB (Split System: Heat Pump with Remote Outdoor Unit-Air-Source) | DLCURAH18ABK |  |  | EA*4X19L17A* | *96VTN0401712B* | 17700 | 16 | 8.1 | 17800 | 17900 | 100.6% | 2.16 | 0 | 10.5 |  |  |  | No | R-410A | 1.475 | Residential & Commercial | Ducted CEE Tier 1
212975395 | Central HP <5.4 tons | SMART COMFORT | HRCU-A-CB (Split System: Heat Pump with Remote Outdoor Unit-Air-Source) | DLCURAH18ABK |  |  | EA*4X24L14A* | *96VTN0601412B* | 17200 | 16 | 8.5 | 18100 | 19400 | 107.2% | 2.34 | 0 | 10.5 |  |  |  | No | R-410A | 1.4333 | Residential & Commercial | Ducted CEE Tier 1
214280303 | Central HP <5.4 tons | SMART COMFORT | HRCU-A-CB (Split System: Heat Pump with Remote Outdoor Unit-Air-Source) | DLCURAH36ABK |  |  | EA*4X43L21A* | *96MSM0601716A* | 36000 | 15.5 | 8.5 | 38000 | 34800 | 91.58% | 2.06 | 0 | 10 |  |  |  | No | R-410A | 3 | Residential & Commercial | Ducted CEE Tier 1
211226502 | Central HP <5.4 tons | SMART COMFORT | HRCU-A-CB (Split System: Heat Pump with Remote Outdoor Unit-Air-Source) | DLCURAH36ABK |  |  | EA*4X37L17A* | *80ES(N,L)0701412A* | 35800 | 15.5 | 8.1 | 38500 | 35000 | 90.91% | 2 | 0 | 10 |  |  |  | No | R-410A | 2.9833 | Residential & Commercial | Ducted CEE Tier 1
213075955 | Central HP <5.4 tons | SMART COMFORT | HRCU-A-CB (Split System: Heat Pump with Remote Outdoor Unit-Air-Source) | DLCURAH36ABK |  |  | EA*4X48L24A* | *95MSU1002120A* | 36000 | 16.5 | 8.5 | 38000 | 34800 | 91.58% | 2.04 | 0 | 10 |  |  |  | No | R-410A | 3 | Residential & Commercial | Ducted CEE Tier 1
212970684 | Central HP <5.4 tons | SMART COMFORT | HRCU-A-CB (Split System: Heat Pump with Remote Outdoor Unit-Air-Source) | DLCURAH36ABK |  |  | EA*4X43L21A* | *80VSL0902120B* | 36800 | 16 | 8.5 | 39000 | 35000 | 89.74% | 2.08 | 0 | 10 |  |  |  | No | R-410A | 3.0667 | Residential & Commercial | Ducted CEE Tier 1
212976815 | Central HP <5.4 tons | SMART COMFORT | HRCU-A-CB (Split System: Heat Pump with Remote Outdoor Unit-Air-Source) | DLCURAH36ABK |  |  | EA*4X48L24A* | *96VTN1002120B* | 36000 | 16.5 | 8.5 | 37800 | 34800 | 92.06% | 2.04 | 0 | 10 |  |  |  | No | R-410A | 3 | Residential & Commercial | Ducted CEE Tier 1
212986681 | Central HP <5.4 tons | PAYNE HEATING AND COOLING | HRCU-A-CB (Split System: Heat Pump with Remote Outdoor Unit-Air-Source) | 38MURAQ18AB3* |  |  | CAP**2517AL* | PG96MSAA36040B** | 17700 | 15.5 | 8.1 | 17700 | 17800 | 100.6% | 2.14 | 0 | 10.5 |  |  |  | No | R-410A | 1.475 | Residential & Commercial | Ducted CEE Tier 1
213078095 | Central HP <5.4 tons | PAYNE HEATING AND COOLING | HRCU-A-CB (Split System: Heat Pump with Remote Outdoor Unit-Air-Source) | 38MURAQ36AB3* |  |  | CAP**4321AL* | PG80MS(A,L)A48070B** | 36600 | 16 | 8.5 | 38500 | 35000 | 90.91% | 2.06 | 0 | 10 |  |  |  | No | R-410A | 3.05 | Residential & Commercial | Ducted CEE Tier 1
213079681 | Central HP <5.4 tons | PAYNE HEATING AND COOLING | HRCU-A-CB (Split System: Heat Pump with Remote Outdoor Unit-Air-Source) | 38MURAQ36AB3* |  |  | CAP**4321AL* | PG92MSAA60080C** | 36800 | 16.5 | 8.5 | 38500 | 34800 | 90.39% | 2.08 | 0 | 10 |  |  |  | No | R-410A | 3.0667 | Residential & Commercial | Ducted CEE Tier 1
213080017 | Central HP <5.4 tons | PAYNE HEATING AND COOLING | HRCU-A-CB (Split System: Heat Pump with Remote Outdoor Unit-Air-Source) | 38MURAQ36AB3* |  |  | CAP**3717AL* | PG96MSAA48080B** | 35800 | 15.5 | 8.1 | 38500 | 35000 | 90.91% | 2 | 0 | 10 |  |  |  | No | R-410A | 2.9833 | Residential & Commercial | Ducted CEE Tier 1
213080149 | Central HP <5.4 tons | PAYNE HEATING AND COOLING | HRCU-A-CB (Split System: Heat Pump with Remote Outdoor Unit-Air-Source) | 38MURAQ36AB3* |  |  | CAP**3721AL* | PG96MSAA60080C** | 36400 | 16 | 8.5 | 38000 | 34800 | 91.58% | 2.06 | 0 | 10 |  |  |  | No | R-410A | 3.0333 | Residential & Commercial | Ducted CEE Tier 1
213080317 | Central HP <5.4 tons | PAYNE HEATING AND COOLING | HRCU-A-CB (Split System: Heat Pump with Remote Outdoor Unit-Air-Source) | 38MURAQ36AB3* |  |  | CAP**4321AL* | PG96MSAA60100C** | 36600 | 16 | 8.5 | 38500 | 34800 | 90.39% | 2.1 | 0 | 10 |  |  |  | No | R-410A | 3.05 | Residential & Commercial | Ducted CEE Tier 1
212986237 | Central HP <5.4 tons | PAYNE HEATING AND COOLING | HRCU-A-CB (Split System: Heat Pump with Remote Outdoor Unit-Air-Source) | 38MURAQ24AB3* |  |  | CNPV*3014AL* | PG96MSAA30040A** | 23400 | 16 | 8.1 | 26400 | 24600 | 93.18% | 2.02 | 0 | 10 |  |  |  | No | R-410A | 1.95 | Residential & Commercial | Ducted CEE Tier 1
212986939 | Central HP <5.4 tons | PAYNE HEATING AND COOLING | HRCU-A-CB (Split System: Heat Pump with Remote Outdoor Unit-Air-Source) | 38MURAQ24AB3* |  |  | CNPV*2417AL* | PG96MSAA36060A** | 23200 | 16.5 | 8.5 | 27000 | 25200 | 93.33% | 2.1 | 0 | 10 |  |  |  | No | R-410A | 1.9333 | Residential & Commercial | Ducted CEE Tier 1
212972720 | Central HP <5.4 tons | SMART COMFORT | HRCU-A-CB (Split System: Heat Pump with Remote Outdoor Unit-Air-Source) | DLCURAH18ABK |  |  | EA*4X30L17A* | *96VSN0401410B* | 17400 | 16 | 8.5 | 18000 | 18800 | 104.4% | 2.24 | 0 | 10.5 |  |  |  | No | R-410A | 1.45 | Residential & Commercial | Ducted CEE Tier 1
211240509 | Central HP <5.4 tons | PAYNE HEATING AND COOLING | HRCU-A-CB (Split System: Heat Pump with Remote Outdoor Unit-Air-Source) | 38MURAQ24AB3* |  |  | CAP**2417AL* | PG80VTLA36045A** | 24000 | 16.5 | 8.5 | 26800 | 24000 | 89.55% | 1.98 | 0 | 10 |  |  |  | No | R-410A | 2 | Residential & Commercial | Ducted CEE Tier 1
211261779 | Central HP <5.4 tons | PAYNE HEATING AND COOLING | HRCU-A-CB (Split System: Heat Pump with Remote Outdoor Unit-Air-Source) | 38MURAQ18AB3* |  |  | CAP**3017AL* | PG80VTLA36070A** | 17900 | 16.5 | 8.5 | 18300 | 18500 | 101.1% | 2.22 | 0 | 10.5 |  |  |  | No | R-410A | 1.4917 | Residential & Commercial | Ducted CEE Tier 1
211262047 | Central HP <5.4 tons | PAYNE HEATING AND COOLING | HRCU-A-CB (Split System: Heat Pump with Remote Outdoor Unit-Air-Source) | 38MURAQ18AB3* |  |  | CAP**3017AL* | PG80ES(A,L)A36070B** | 18200 | 16.5 | 8.5 | 18700 | 18400 | 98.4% | 2.22 | 0 | 10.5 |  |  |  | No | R-410A | 1.5167 | Residential & Commercial | Ducted CEE Tier 1
212985905 | Central HP <5.4 tons | PAYNE HEATING AND COOLING | HRCU-A-CB (Split System: Heat Pump with Remote Outdoor Unit-Air-Source) | 38MURAQ18AB3* |  |  | CAP**2517AL* | PG96MSAA30026A** | 17800 | 16.5 | 8.1 | 17700 | 17700 | 100% | 2.14 | 0 | 10.5 |  |  |  | No | R-410A | 1.4833 | Residential & Commercial | Ducted CEE Tier 1
212985955 | Central HP <5.4 tons | PAYNE HEATING AND COOLING | HRCU-A-CB (Split System: Heat Pump with Remote Outdoor Unit-Air-Source) | 38MURAQ18AB3* |  |  | CNPV*2417AL* | PG96MSAA30026A** | 17300 | 20 | 8.1 | 18300 | 19200 | 104.9% | 2.3 | 0 | 10.5 |  |  |  | No | R-410A | 1.4417 | Residential & Commercial | Ducted CEE Tier 1
211257335 | Central HP <5.4 tons | PAYNE HEATING AND COOLING | HRCU-A-CB (Split System: Heat Pump with Remote Outdoor Unit-Air-Source) | 38MURAQ18AB3* |  |  | PF4MN*B24L* |  | 18500 | 15.5 | 9 | 19300 | 18300 | 94.82% | 2.2 | 0 | 10.5 |  |  |  | No | R-410A | 1.5417 | Residential & Commercial | Ducted CEE Tier 1
213080634 | Central HP <5.4 tons | PAYNE HEATING AND COOLING | HRCU-A-CB (Split System: Heat Pump with Remote Outdoor Unit-Air-Source) | 38MURAQ36AB3* |  |  | CNPV*4821AL* | PG95MSUA36040B** | 35800 | 15.2 | 8.1 | 38500 | 35200 | 91.43% | 2 | 0 | 10 |  |  |  | No | R-410A | 2.9833 | Residential & Commercial | Ducted CEE Tier 1
211227520 | Central HP <5.4 tons | PAYNE HEATING AND COOLING | HRCU-A-CB (Split System: Heat Pump with Remote Outdoor Unit-Air-Source) | 38MURAQ36AB3* |  |  | CAP**4221AL* | PG92ESAA48080B** | 35400 | 16 | 8.1 | 38500 | 35000 | 90.91% | 1.88 | 0 | 10 |  |  |  | No | R-410A | 2.95 | Residential & Commercial | Ducted CEE Tier 1
211227906 | Central HP <5.4 tons | PAYNE HEATING AND COOLING | HRCU-A-CB (Split System: Heat Pump with Remote Outdoor Unit-Air-Source) | 38MURAQ36AB3* |  |  | CAP**4224AL* | PG80ESUA60100C** | 35600 | 16 | 8.1 | 38500 | 35000 | 90.91% | 1.88 | 0 | 10 |  |  |  | No | R-410A | 2.9667 | Residential & Commercial | Ducted CEE Tier 1
211228090 | Central HP <5.4 tons | PAYNE HEATING AND COOLING | HRCU-A-CB (Split System: Heat Pump with Remote Outdoor Unit-Air-Source) | 38MURAQ36AB3* |  |  | CAP**4224AL* | PG95ESUA60100C** | 35800 | 16 | 8.1 | 38500 | 35000 | 90.91% | 1.9 | 0 | 10 |  |  |  | No | R-410A | 2.9833 | Residential & Commercial | Ducted CEE Tier 1
211228774 | Central HP <5.4 tons | PAYNE HEATING AND COOLING | HRCU-A-CB (Split System: Heat Pump with Remote Outdoor Unit-Air-Source) | 38MURAQ36AB3* |  |  | CAP**4821AL* | PG80ES(A,L)A42090B** | 36400 | 16 | 8.5 | 38500 | 34800 | 90.39% | 2.08 | 0 | 10 |  |  |  | No | R-410A | 3.0333 | Residential & Commercial | Ducted CEE Tier 1
213079119 | Central HP <5.4 tons | PAYNE HEATING AND COOLING | HRCU-A-CB (Split System: Heat Pump with Remote Outdoor Unit-Air-Source) | 38MURAQ36AB3* |  |  | CAP**4224AL* | PG80MSUA48060B** | 35200 | 16.5 | 8.1 | 38500 | 35000 | 90.91% | 1.88 | 0 | 10 |  |  |  | No | R-410A | 2.9333 | Residential & Commercial | Ducted CEE Tier 1
213079721 | Central HP <5.4 tons | PAYNE HEATING AND COOLING | HRCU-A-CB (Split System: Heat Pump with Remote Outdoor Unit-Air-Source) | 38MURAQ36AB3* |  |  | CNPV*4824AL* | PG92MSAA60080C** | 35800 | 16.5 | 8.1 | 38500 | 34800 | 90.39% | 2 | 0 | 10 |  |  |  | No | R-410A | 2.9833 | Residential & Commercial | Ducted CEE Tier 1
213080173 | Central HP <5.4 tons | PAYNE HEATING AND COOLING | HRCU-A-CB (Split System: Heat Pump with Remote Outdoor Unit-Air-Source) | 38MURAQ36AB3* |  |  | CAP**4224AL* | PG96MSAA60080C** | 35600 | 16 | 8.1 | 38500 | 35200 | 91.43% | 1.9 | 0 | 10 |  |  |  | No | R-410A | 2.9667 | Residential & Commercial | Ducted CEE Tier 1
213076421 | Central HP <5.4 tons | PAYNE HEATING AND COOLING | HRCU-A-CB (Split System: Heat Pump with Remote Outdoor Unit-Air-Source) | 38MURAQ36AB3* |  |  | CAP**3717AL* | PG80VTLB36045A** | 36000 | 15.5 | 8.5 | 38500 | 35000 | 90.91% | 2 | 0 | 10 |  |  |  | No | R-410A | 3 | Residential & Commercial | Ducted CEE Tier 1
213076487 | Central HP <5.4 tons | PAYNE HEATING AND COOLING | HRCU-A-CB (Split System: Heat Pump with Remote Outdoor Unit-Air-Source) | 38MURAQ36AB3* |  |  | CAP**3717AL* | PG80VTLB48070B** | 36000 | 15.5 | 8.5 | 38500 | 35000 | 90.91% | 2 | 0 | 10 |  |  |  | No | R-410A | 3 | Residential & Commercial | Ducted CEE Tier 1
215471336 | Central HP <5.4 tons | MIDEA | HRCU-A-CB (Split System: Heat Pump with Remote Outdoor Unit-Air-Source) | MO1HE-H48B-2A |  |  | MAUHE-H48B-2A |  | 48000 | 16.5 | 9.5 | 50000 | 46000 | 92% | 1.9 | 0 | 10.5 |  |  |  | No | R-454B | 4 | Residential & Commercial | Ducted CEE Tier 1
213433211 | Central HP <5.4 tons | Kepler | HRCU-A-C (Split System: Heat Pump with Remote Outdoor Unit with No Indoor Fan --Air Source) | AZPN/24WD |  |  | AZPN/A24WACUID |  | 20000 | 16.3 | 10.2 | 25000 | 20000 | 80% | 2 | 0 | 11.7 |  |  |  | No | R-410A | 1.6667 | Residential & Commercial | Ducted CEE Tier 1
211259758 | Central HP <5.4 tons | PAYNE HEATING AND COOLING | HRCU-A-CB (Split System: Heat Pump with Remote Outdoor Unit-Air-Source) | 38MURAQ18AB3* |  |  | CAP**1917AL* | PG80VTLA36070A** | 18200 | 16.5 | 8.5 | 18100 | 17600 | 97.24% | 2.14 | 0 | 11 |  |  |  | No | R-410A | 1.5167 | Residential & Commercial | Ducted CEE Tier 1
211259844 | Central HP <5.4 tons | PAYNE HEATING AND COOLING | HRCU-A-CB (Split System: Heat Pump with Remote Outdoor Unit-Air-Source) | 38MURAQ18AB3* |  |  | CAP**1917AL* | PG96VTAA36060A** | 18400 | 16 | 8.5 | 18400 | 17600 | 95.65% | 2.12 | 0 | 11 |  |  |  | No | R-410A | 1.5333 | Residential & Commercial | Ducted CEE Tier 1
211260613 | Central HP <5.4 tons | PAYNE HEATING AND COOLING | HRCU-A-CB (Split System: Heat Pump with Remote Outdoor Unit-Air-Source) | 38MURAQ18AB3* |  |  | CAP**2417AL* | PG92ESAA36040B** | 17800 | 15.5 | 8.5 | 18800 | 19000 | 101.1% | 2.28 | 0 | 10.5 |  |  |  | No | R-410A | 1.4833 | Residential & Commercial | Ducted CEE Tier 1
212984207 | Central HP <5.4 tons | PAYNE HEATING AND COOLING | HRCU-A-CB (Split System: Heat Pump with Remote Outdoor Unit-Air-Source) | 38MURAQ18AB3* |  |  | CNPV*2417AL* | PG92MSAA42060B** | 17500 | 16 | 8.5 | 18500 | 19200 | 103.8% | 2.3 | 0 | 10.5 |  |  |  | No | R-410A | 1.4583 | Residential & Commercial | Ducted CEE Tier 1
212988819 | Central HP <5.4 tons | PAYNE HEATING AND COOLING | HRCU-A-CB (Split System: Heat Pump with Remote Outdoor Unit-Air-Source) | 38MURAQ18AB3* |  |  | CNPV*2417AL* | PG95MSUA36040B** | 17600 | 16 | 8.5 | 18700 | 19100 | 102.1% | 2.3 | 0 | 10.5 |  |  |  | No | R-410A | 1.4667 | Residential & Commercial | Ducted CEE Tier 1
214075345 | Central HP <5.4 tons | RUSSELL | HRCU-A-CB (Split System: Heat Pump with Remote Outdoor Unit-Air-Source) | RD17AZ60AJ3N |  |  | TCFZ6024STANM | S921V1155A24M4S | 55500 | 18 | 8.1 | 54000 | 49000 | 90.74% | 1.75 | 0 | 10 |  |  |  | No | R-410A | 4.625 | Residential & Commercial | Ducted CEE Tier 1
214075229 | Central HP <5.4 tons | RUSSELL | HRCU-A-CB (Split System: Heat Pump with Remote Outdoor Unit-Air-Source) | RD17AZ60AJ3N |  |  | TCFZ6024STANM | S801V0755A21DZ | 55500 | 18 | 8.1 | 54000 | 49000 | 90.74% | 1.75 | 0 | 10 |  |  |  | No | R-410A | 4.625 | Residential & Commercial | Ducted CEE Tier 1
212986321 | Central HP <5.4 tons | PAYNE HEATING AND COOLING | HRCU-A-CB (Split System: Heat Pump with Remote Outdoor Unit-Air-Source) | 38MURAQ18AB3* |  |  | CAP**3017AL* | PG96MSAA30040A** | 17600 | 16 | 8.5 | 18300 | 18800 | 102.7% | 2.26 | 0 | 10.5 |  |  |  | No | R-410A | 1.4667 | Residential & Commercial | Ducted CEE Tier 1
212986369 | Central HP <5.4 tons | PAYNE HEATING AND COOLING | HRCU-A-CB (Split System: Heat Pump with Remote Outdoor Unit-Air-Source) | 38MURAQ18AB3* |  |  | CNPV*3014AL* | PG96MSAA30040A** | 17600 | 16 | 8.1 | 18200 | 18600 | 102.2% | 2.24 | 0 | 10.5 |  |  |  | No | R-410A | 1.4667 | Residential & Commercial | Ducted CEE Tier 1
212986705 | Central HP <5.4 tons | PAYNE HEATING AND COOLING | HRCU-A-CB (Split System: Heat Pump with Remote Outdoor Unit-Air-Source) | 38MURAQ18AB3* |  |  | CNPV*2417AL* | PG96MSAA36040B** | 17500 | 15.2 | 8.5 | 18700 | 19200 | 102.7% | 2.3 | 0 | 10.5 |  |  |  | No | R-410A | 1.4583 | Residential & Commercial | Ducted CEE Tier 1
212984735 | Central HP <5.4 tons | PAYNE HEATING AND COOLING | HRCU-A-CB (Split System: Heat Pump with Remote Outdoor Unit-Air-Source) | 38MURAQ18AB3* |  |  | CAP**3017AL* | PG92MSAA48080B** | 17900 | 16.5 | 8.5 | 18500 | 18700 | 101.1% | 2.26 | 0 | 10.5 |  |  |  | No | R-410A | 1.4917 | Residential & Commercial | Ducted CEE Tier 1
213297427 | Central HP <5.4 tons | JOHNSON CONTROLS | HRCU-A-CB (Split System: Heat Pump with Remote Outdoor Unit-Air-Source) | HMH72B341 |  |  | XAUB36DXXN1+JMVT12BC2N1+TXV |  | 34000 | 18.5 | 8.5 | 33600 | 23600 | 70.24% | 2.1 | 0 | 10 |  |  |  | No | R-410A | 2.8333 | Residential & Commercial | Ducted CEE Tier 1
206788896 | Central HP <5.4 tons | CARRIER | HRCU-A-CB (Split System: Heat Pump with Remote Outdoor Unit-Air-Source) | 25VNA436A*031* |  |  | CSPH*4212AL*+UI | 58TN*A070C14**12 | 33800 | 19 | 9 | 35200 | 26000 | 73.86% | 2.02 | 12 | 11.7 |  |  |  | No | R-410A | 2.8167 | Residential & Commercial | Ducted CEE Tier 1
214875797 | Central HP <5.4 tons | YORK | HRCU-A-CB (Split System: Heat Pump with Remote Outdoor Unit-Air-Source) | HMH72B341 |  |  | XAFB36DBCN1+JME12B2SN1 |  | 34000 | 18.5 | 8.5 | 33000 | 23200 | 70.3% | 2 | 0 | 10.5 |  |  |  | No | R-410A | 2.8333 | Residential & Commercial | Ducted CEE Tier 1
211260402 | Central HP <5.4 tons | PAYNE HEATING AND COOLING | HRCU-A-CB (Split System: Heat Pump with Remote Outdoor Unit-Air-Source) | 38MURAQ18AB3* |  |  | CAP**2417AL* | PG80VTLA48090B** | 17600 | 16 | 8.5 | 18500 | 19100 | 103.2% | 2.3 | 0 | 10.5 |  |  |  | No | R-410A | 1.4667 | Residential & Commercial | Ducted CEE Tier 1
212989323 | Central HP <5.4 tons | PAYNE HEATING AND COOLING | HRCU-A-CB (Split System: Heat Pump with Remote Outdoor Unit-Air-Source) | 38MURAQ18AB3* |  |  | CNPV*3017AL* | PG95MSUA48060B** | 17600 | 16.5 | 8.1 | 18100 | 18700 | 103.3% | 2.24 | 0 | 11 |  |  |  | No | R-410A | 1.4667 | Residential & Commercial | Ducted CEE Tier 1
214075337 | Central HP <5.4 tons | RUSSELL | HRCU-A-CB (Split System: Heat Pump with Remote Outdoor Unit-Air-Source) | RD17AZ60AJ3N |  |  | TCFZ6024STANM | S921V1005A21M4S | 55000 | 18 | 8.1 | 54000 | 49500 | 91.67% | 1.75 | 0 | 10 |  |  |  | No | R-410A | 4.5833 | Residential & Commercial | Ducted CEE Tier 1
214075248 | Central HP <5.4 tons | RUSSELL | HRCU-A-CB (Split System: Heat Pump with Remote Outdoor Unit-Air-Source) | RD17AZ60AJ3N |  |  | TCFZ6024STANM | S802V1005A21UHN | 55500 | 18 | 8.1 | 53500 | 49000 | 91.59% | 1.75 | 0 | 10 |  |  |  | No | R-410A | 4.625 | Residential & Commercial | Ducted CEE Tier 1
214075264 | Central HP <5.4 tons | RUSSELL | HRCU-A-CB (Split System: Heat Pump with Remote Outdoor Unit-Air-Source) | RD17AZ60AJ3N |  |  | TCFZ6024STANM | S802V1255A24UHN | 55500 | 18 | 8.1 | 53500 | 49000 | 91.59% | 1.75 | 0 | 10 |  |  |  | No | R-410A | 4.625 | Residential & Commercial | Ducted CEE Tier 1
215471353 | Central HP <5.4 tons | MIDEA | HRCU-A-CB (Split System: Heat Pump with Remote Outdoor Unit-Air-Source) | MO1HS-H33B-2A |  |  | MACHU-H36B-2A |  | 33000 | 16.5 | 10 | 35000 | 34000 | 97.14% | 2 | 0 | 11.7 |  |  |  | No | R-454B | 2.75 | Residential & Commercial | Ducted CEE Tier 1
214075446 | Central HP <5.4 tons | RUSSELL | HRCU-A-CB (Split System: Heat Pump with Remote Outdoor Unit-Air-Source) | RD17AZ24AJ3N |  |  | TCFZ2417MTANM | S802V0504A17UHS | 22600 | 17 | 9.5 | 22600 | 16900 | 74.78% | 2 | 0 | 11.2 |  |  |  | No | R-410A | 1.8833 | Residential & Commercial | Ducted CEE Tier 1
214075537 | Central HP <5.4 tons | RUSSELL | HRCU-A-CB (Split System: Heat Pump with Remote Outdoor Unit-Air-Source) | RD17AZ24AJ3N |  |  | TCFZ2417MTANM | S962V0403A17M4S | 22600 | 17 | 9.5 | 22600 | 16900 | 74.78% | 2 | 0 | 11.2 |  |  |  | No | R-410A | 1.8833 | Residential & Commercial | Ducted CEE Tier 1
211241364 | Central HP <5.4 tons | PAYNE HEATING AND COOLING | HRCU-A-CB (Split System: Heat Pump with Remote Outdoor Unit-Air-Source) | 38MURAQ24AB3* |  |  | CAP**3014AL* | PG80ES(A,L)A36070A** | 24200 | 16.5 | 8.5 | 26400 | 23000 | 87.12% | 1.9 | 0 | 10 |  |  |  | No | R-410A | 2.0167 | Residential & Commercial | Ducted CEE Tier 1
211241439 | Central HP <5.4 tons | PAYNE HEATING AND COOLING | HRCU-A-CB (Split System: Heat Pump with Remote Outdoor Unit-Air-Source) | 38MURAQ24AB3* |  |  | CAP**3017AL* | PG95ESUA36040B** | 23600 | 16.5 | 8.5 | 26000 | 23800 | 91.54% | 1.98 | 0 | 10 |  |  |  | No | R-410A | 1.9667 | Residential & Commercial | Ducted CEE Tier 1
211241875 | Central HP <5.4 tons | PAYNE HEATING AND COOLING | HRCU-A-CB (Split System: Heat Pump with Remote Outdoor Unit-Air-Source) | 38MURAQ24AB3* |  |  | CAP**3617AL* | PG95ESUA36040B** | 23800 | 16.5 | 8.5 | 25800 | 23200 | 89.92% | 1.92 | 0 | 10 |  |  |  | No | R-410A | 1.9833 | Residential & Commercial | Ducted CEE Tier 1
212989227 | Central HP <5.4 tons | PAYNE HEATING AND COOLING | HRCU-A-CB (Split System: Heat Pump with Remote Outdoor Unit-Air-Source) | 38MURAQ24AB3* |  |  | CNPV*3017AL* | PG95MSUA48060B** | 23600 | 17 | 8.5 | 26400 | 24400 | 92.42% | 2.02 | 0 | 10.5 |  |  |  | No | R-410A | 1.9667 | Residential & Commercial | Ducted CEE Tier 1
212985785 | Central HP <5.4 tons | PAYNE HEATING AND COOLING | HRCU-A-CB (Split System: Heat Pump with Remote Outdoor Unit-Air-Source) | 38MURAQ24AB3* |  |  | CAP**3014AL* | PG96MSAA30026A** | 23400 | 16.5 | 8.5 | 26400 | 24600 | 93.18% | 2.04 | 0 | 10 |  |  |  | No | R-410A | 1.95 | Residential & Commercial | Ducted CEE Tier 1
212986621 | Central HP <5.4 tons | PAYNE HEATING AND COOLING | HRCU-A-CB (Split System: Heat Pump with Remote Outdoor Unit-Air-Source) | 38MURAQ24AB3* |  |  | CNPV*3017AL* | PG96MSAA36040B** | 23200 | 15.5 | 8.1 | 26000 | 24400 | 93.85% | 2.02 | 0 | 10 |  |  |  | No | R-410A | 1.9333 | Residential & Commercial | Ducted CEE Tier 1
212987809 | Central HP <5.4 tons | PAYNE HEATING AND COOLING | HRCU-A-CB (Split System: Heat Pump with Remote Outdoor Unit-Air-Source) | 38MURAQ24AB3* |  |  | CAP**3721AL* | PG96MSAA60080C** | 24200 | 17.5 | 8.5 | 25200 | 21600 | 85.71% | 1.82 | 0 | 10 |  |  |  | No | R-410A | 2.0167 | Residential & Commercial | Ducted CEE Tier 1
213062288 | Central HP <5.4 tons | Kepler | HRCU-A-CB (Split System: Heat Pump with Remote Outdoor Unit-Air-Source) | AZPN/24WD |  |  | AZPN/24WAH |  | 24000 | 17.4 | 10 | 24000 | 22600 | 94.17% | 1.91 | 12.5 | 11.7 |  |  |  | No | R-410A | 2 | Residential & Commercial | Ducted CEE Tier 1
212985935 | Central HP <5.4 tons | PAYNE HEATING AND COOLING | HRCU-A-CB (Split System: Heat Pump with Remote Outdoor Unit-Air-Source) | 38MURAQ18AB3* |  |  | CNPV*1814AL* | PG96MSAA30026A** | 17300 | 15.5 | 8.5 | 18600 | 19800 | 106.5% | 2.38 | 0 | 10.5 |  |  |  | No | R-410A | 1.4417 | Residential & Commercial | Ducted CEE Tier 1
211260468 | Central HP <5.4 tons | PAYNE HEATING AND COOLING | HRCU-A-CB (Split System: Heat Pump with Remote Outdoor Unit-Air-Source) | 38MURAQ18AB3* |  |  | CAP**2417AL* | PG95ESAA36060A** | 17800 | 16 | 8.5 | 18700 | 19000 | 101.6% | 2.28 | 0 | 10.5 |  |  |  | No | R-410A | 1.4833 | Residential & Commercial | Ducted CEE Tier 1
212987557 | Central HP <5.4 tons | PAYNE HEATING AND COOLING | HRCU-A-CB (Split System: Heat Pump with Remote Outdoor Unit-Air-Source) | 38MURAQ18AB3* |  |  | CNPV*3017AL* | PG96MSAA48080B** | 17400 | 16 | 8.1 | 17900 | 18600 | 103.9% | 2.24 | 0 | 11 |  |  |  | No | R-410A | 1.45 | Residential & Commercial | Ducted CEE Tier 1
214075434 | Central HP <5.4 tons | RUSSELL | HRCU-A-CB (Split System: Heat Pump with Remote Outdoor Unit-Air-Source) | RD17AZ24AJ3N |  |  | TCFZ2417MTANM | S802V0754A17UHS | 22600 | 18 | 9.5 | 22600 | 16800 | 74.34% | 2.1 | 0 | 11.2 |  |  |  | No | R-410A | 1.8833 | Residential & Commercial | Ducted CEE Tier 1
214075558 | Central HP <5.4 tons | RUSSELL | HRCU-A-CB (Split System: Heat Pump with Remote Outdoor Unit-Air-Source) | RD17AZ24AJ3N |  |  | TCFZ2417MTANM | S921V0403A17M4S | 22600 | 17 | 9.5 | 22600 | 16900 | 74.78% | 2 | 0 | 11.2 |  |  |  | No | R-410A | 1.8833 | Residential & Commercial | Ducted CEE Tier 1
214075458 | Central HP <5.4 tons | RUSSELL | HRCU-A-CB (Split System: Heat Pump with Remote Outdoor Unit-Air-Source) | RD17AZ24AJ3N |  |  | TCFZ2417MTANM | S951V0603A17M4S | 22600 | 17 | 9.5 | 22600 | 17000 | 75.22% | 2 | 0 | 10 |  |  |  | No | R-410A | 1.8833 | Residential & Commercial | Ducted CEE Tier 1
214056593 | Central HP <5.4 tons | Bladex | HRCU-A-C (Split System: Heat Pump with Remote Outdoor Unit with No Indoor Fan --Air Source) | BX30-24HPHYHA |  |  | BLCA-24HWAC1 |  | 24000 | 16.1 | 9.8 | 25000 | 20000 | 80% | 2 | 0 | 10.7 |  |  |  | No | R-410A | 2 | Residential & Commercial | Ducted CEE Tier 1
214610375 | Central HP <5.4 tons | Kepler | HRCU-A-C (Split System: Heat Pump with Remote Outdoor Unit with No Indoor Fan --Air Source) | AZPN/24WD |  |  | AZPN/A18WAC-UC |  | 24000 | 16.1 | 9.8 | 25000 | 20000 | 80% | 2 | 0 | 10.7 |  |  |  | No | R-410A | 2 | Residential & Commercial | Ducted CEE Tier 1
213928540 | Central HP <5.4 tons | SUMMIT LIVING PRODUCTS | HRCU-A-C (Split System: Heat Pump with Remote Outdoor Unit with No Indoor Fan --Air Source) | SMI-24HFN1-MW |  |  | SMI-24HWDN1-MN0 |  | 24000 | 16.5 | 9.5 | 25000 | 20000 | 80% | 1.95 | 11 | 10.7 |  |  |  | No | R-410A | 2 | Residential & Commercial | Ducted CEE Tier 1
214097544 | Central HP <5.4 tons | RUSSELL | HRCU-A-CB (Split System: Heat Pump with Remote Outdoor Unit-Air-Source) | RD17AZ48AJ3N |  |  | TCFZ6024SEANM | S97MV1155A24DHS | 45500 | 17 | 8.1 | 45500 | 40500 | 89.01% | 2.1 | 0 | 10 |  |  |  | No | R-410A | 3.7917 | Residential & Commercial | Ducted CEE Tier 1
214066603 | Central HP <5.4 tons | RUSSELL | HRCU-A-CB (Split System: Heat Pump with Remote Outdoor Unit-Air-Source) | RD17AZ36AJ3N |  |  | TCFZ3621MTANM | S921V0855A21M4S | 34200 | 18 | 8.1 | 34200 | 29600 | 86.55% | 1.9 | 0 | 10 |  |  |  | No | R-410A | 2.85 | Residential & Commercial | Ducted CEE Tier 1
214066635 | Central HP <5.4 tons | RUSSELL | HRCU-A-CB (Split System: Heat Pump with Remote Outdoor Unit-Air-Source) | RD17AZ36AJ3N |  |  | TCFZ3621MTANM | S97MV0603A17DHS | 34200 | 18 | 8.1 | 34200 | 29600 | 86.55% | 1.9 | 0 | 10 |  |  |  | No | R-410A | 2.85 | Residential & Commercial | Ducted CEE Tier 1
214097555 | Central HP <5.4 tons | RUSSELL | HRCU-A-CB (Split System: Heat Pump with Remote Outdoor Unit-Air-Source) | RD17AZ48AJ3N |  |  | TCFZ6024SEANM | S962V0855A21M4S | 45500 | 16 | 8.1 | 45500 | 40500 | 89.01% | 2.1 | 0 | 10 |  |  |  | No | R-410A | 3.7917 | Residential & Commercial | Ducted CEE Tier 1
214097540 | Central HP <5.4 tons | RUSSELL | HRCU-A-CB (Split System: Heat Pump with Remote Outdoor Unit-Air-Source) | RD17AZ48AJ3N |  |  | TCFZ6024SEANM | S98MV1005A21UPS | 45500 | 16 | 8.1 | 45500 | 40500 | 89.01% | 2 | 0 | 10 |  |  |  | No | R-410A | 3.7917 | Residential & Commercial | Ducted CEE Tier 1
214097559 | Central HP <5.4 tons | RUSSELL | HRCU-A-CB (Split System: Heat Pump with Remote Outdoor Unit-Air-Source) | RD17AZ48AJ3N |  |  | TCFZ6024SEANM | S951V1155A24M4S | 45500 | 17 | 8.1 | 45500 | 40000 | 87.91% | 2.1 | 0 | 10 |  |  |  | No | R-410A | 3.7917 | Residential & Commercial | Ducted CEE Tier 1
214097597 | Central HP <5.4 tons | RUSSELL | HRCU-A-CB (Split System: Heat Pump with Remote Outdoor Unit-Air-Source) | RD17AZ48AJ3N |  |  | TCFZ6024SEANM | S802V1005A21UHS | 45500 | 17 | 8.1 | 45500 | 40000 | 87.91% | 2.1 | 0 | 10 |  |  |  | No | R-410A | 3.7917 | Residential & Commercial | Ducted CEE Tier 1
214066769 | Central HP <5.4 tons | RUSSELL | HRCU-A-CB (Split System: Heat Pump with Remote Outdoor Unit-Air-Source) | RD17AZ36AJ3N |  |  | TCFZ3621MTANM | S802V0504A17UHS | 34200 | 18 | 8.1 | 34200 | 29800 | 87.13% | 1.9 | 0 | 10 |  |  |  | No | R-410A | 2.85 | Residential & Commercial | Ducted CEE Tier 1
214066553 | Central HP <5.4 tons | RUSSELL | HRCU-A-CB (Split System: Heat Pump with Remote Outdoor Unit-Air-Source) | RD17AZ36AJ3N |  |  | TCFZ3621MTANM | S802V0755A21UHN | 34200 | 18 | 8.1 | 34200 | 29400 | 85.96% | 2 | 0 | 11.7 |  |  |  | No | R-410A | 2.85 | Residential & Commercial | Ducted CEE Tier 1
214066554 | Central HP <5.4 tons | RUSSELL | HRCU-A-CB (Split System: Heat Pump with Remote Outdoor Unit-Air-Source) | RD17AZ36AJ3N |  |  | TCFZ3621MTANM | S802V0754A17UHN | 34200 | 18 | 8.1 | 34200 | 29400 | 85.96% | 2 | 0 | 10 |  |  |  | No | R-410A | 2.85 | Residential & Commercial | Ducted CEE Tier 1
214066569 | Central HP <5.4 tons | RUSSELL | HRCU-A-CB (Split System: Heat Pump with Remote Outdoor Unit-Air-Source) | RD17AZ36AJ3N |  |  | TCFZ3621MTANM | S921V0403A17M4S | 34200 | 18 | 8.1 | 34200 | 29600 | 86.55% | 1.9 | 0 | 10 |  |  |  | No | R-410A | 2.85 | Residential & Commercial | Ducted CEE Tier 1
214610376 | Central HP <5.4 tons | Kepler | HRCU-A-C (Split System: Heat Pump with Remote Outdoor Unit with No Indoor Fan --Air Source) | AZPN/24WD |  |  | AZPN/B24WAC-UC |  | 24000 | 16.5 | 9.5 | 25000 | 20000 | 80% | 1.95 | 11 | 10.7 |  |  |  | No | R-410A | 2 | Residential & Commercial | Ducted CEE Tier 1
214097574 | Central HP <5.4 tons | RUSSELL | HRCU-A-CB (Split System: Heat Pump with Remote Outdoor Unit-Air-Source) | RD17AZ48AJ3N |  |  | TCFZ6024SEANM | S921V0705A21M4S | 45500 | 16 | 8.1 | 45500 | 40500 | 89.01% | 2.1 | 0 | 10 |  |  |  | No | R-410A | 3.7917 | Residential & Commercial | Ducted CEE Tier 1
214097617 | Central HP <5.4 tons | RUSSELL | HRCU-A-CB (Split System: Heat Pump with Remote Outdoor Unit-Air-Source) | RD17AZ48AJ3N |  |  | TCFZ6024SEANM | S801V1005A21UHU | 45500 | 17 | 8.1 | 45500 | 40000 | 87.91% | 2.1 | 0 | 10 |  |  |  | No | R-410A | 3.7917 | Residential & Commercial | Ducted CEE Tier 1
214097542 | Central HP <5.4 tons | RUSSELL | HRCU-A-CB (Split System: Heat Pump with Remote Outdoor Unit-Air-Source) | RD17AZ48AJ3N |  |  | TCFZ6024SEANM | S98MV0855A21UPS | 45500 | 16 | 8.1 | 45500 | 40500 | 89.01% | 2.1 | 0 | 10 |  |  |  | No | R-410A | 3.7917 | Residential & Commercial | Ducted CEE Tier 1
214097551 | Central HP <5.4 tons | RUSSELL | HRCU-A-CB (Split System: Heat Pump with Remote Outdoor Unit-Air-Source) | RD17AZ48AJ3N |  |  | TCFZ6024SEANM | S962V1155A24M4S | 45500 | 17 | 8.1 | 45500 | 40000 | 87.91% | 2.1 | 0 | 10 |  |  |  | No | R-410A | 3.7917 | Residential & Commercial | Ducted CEE Tier 1
214097549 | Central HP <5.4 tons | RUSSELL | HRCU-A-CB (Split System: Heat Pump with Remote Outdoor Unit-Air-Source) | RD17AZ48AJ3N |  |  | TCFZ6024SEANM | S97MV0855A21DHS | 45500 | 16 | 8.1 | 45500 | 40500 | 89.01% | 2.1 | 0 | 10 |  |  |  | No | R-410A | 3.7917 | Residential & Commercial | Ducted CEE Tier 1
211230184 | Central HP <5.4 tons | PAYNE HEATING AND COOLING | HRCU-A-CB (Split System: Heat Pump with Remote Outdoor Unit-Air-Source) | 38MURAQ36AB3* |  |  | CNPV*4821AL* | PG95ESAA60080C** | 36800 | 15.5 | 8.1 | 39500 | 35000 | 88.61% | 2.06 | 0 | 10.5 |  |  |  | No | R-410A | 3.0667 | Residential & Commercial | Ducted CEE Tier 1
211230477 | Central HP <5.4 tons | PAYNE HEATING AND COOLING | HRCU-A-CB (Split System: Heat Pump with Remote Outdoor Unit-Air-Source) | 38MURAQ36AB3* |  |  | CNPV*4824AL* | PG80ES(A,L)A60135D** | 36200 | 16 | 8.1 | 38500 | 34800 | 90.39% | 2.02 | 0 | 10 |  |  |  | No | R-410A | 3.0167 | Residential & Commercial | Ducted CEE Tier 1
211230650 | Central HP <5.4 tons | PAYNE HEATING AND COOLING | HRCU-A-CB (Split System: Heat Pump with Remote Outdoor Unit-Air-Source) | 38MURAQ36AB3* |  |  | CNPV*4824AL* | PG95ESAA60100C** | 36800 | 16 | 8.1 | 39500 | 35000 | 88.61% | 2.06 | 0 | 10.5 |  |  |  | No | R-410A | 3.0667 | Residential & Commercial | Ducted CEE Tier 1
211230884 | Central HP <5.4 tons | PAYNE HEATING AND COOLING | HRCU-A-CB (Split System: Heat Pump with Remote Outdoor Unit-Air-Source) | 38MURAQ36AB3* |  |  | FMA4X36**AL* |  | 35800 | 17 | 8.1 | 40000 | 35200 | 88% | 1.86 | 0 | 10 |  |  |  | No | R-410A | 2.9833 | Residential & Commercial | Ducted CEE Tier 1
213077373 | Central HP <5.4 tons | PAYNE HEATING AND COOLING | HRCU-A-CB (Split System: Heat Pump with Remote Outdoor Unit-Air-Source) | 38MURAQ36AB3* |  |  | CAP**3721AL* | PG96VTAB48080B** | 36400 | 15.5 | 8.5 | 38500 | 35000 | 90.91% | 2.06 | 0 | 10 |  |  |  | No | R-410A | 3.0333 | Residential & Commercial | Ducted CEE Tier 1
213077626 | Central HP <5.4 tons | PAYNE HEATING AND COOLING | HRCU-A-CB (Split System: Heat Pump with Remote Outdoor Unit-Air-Source) | 38MURAQ36AB3* |  |  | CAP**4224AL* | PG96VTAB60100C** | 35400 | 16.5 | 8.1 | 38500 | 35000 | 90.91% | 1.88 | 0 | 10 |  |  |  | No | R-410A | 2.95 | Residential & Commercial | Ducted CEE Tier 1
213078293 | Central HP <5.4 tons | PAYNE HEATING AND COOLING | HRCU-A-CB (Split System: Heat Pump with Remote Outdoor Unit-Air-Source) | 38MURAQ36AB3* |  |  | CAP**3721AL* | PG80MS(A,L)A42090B** | 36200 | 16.5 | 8.5 | 38000 | 34800 | 91.58% | 2.04 | 0 | 10 |  |  |  | No | R-410A | 3.0167 | Residential & Commercial | Ducted CEE Tier 1
212617023 | Central HP <5.4 tons | RUNTRU | HRCU-A-CB (Split System: Heat Pump with Remote Outdoor Unit-Air-Source) | E4HL5048A1000A |  |  | E4AH5E36A1J30A |  | 36000 | 15.2 | 8.5 | 36000 | 30000 | 83.33% | 1.8 | 0 | 10 |  |  |  | No | R-410A | 3 | Residential & Commercial | Ducted CEE Tier 1
214075283 | Central HP <5.4 tons | RUSSELL | HRCU-A-CB (Split System: Heat Pump with Remote Outdoor Unit-Air-Source) | RD17AZ60AJ3N |  |  | TCFZ6024STANM | S801V0755A21UHN | 55500 | 18 | 8.1 | 54000 | 49500 | 91.67% | 1.75 | 0 | 10 |  |  |  | No | R-410A | 4.625 | Residential & Commercial | Ducted CEE Tier 1
212986285 | Central HP <5.4 tons | PAYNE HEATING AND COOLING | HRCU-A-CB (Split System: Heat Pump with Remote Outdoor Unit-Air-Source) | 38MURAQ18AB3* |  |  | CAP**2414AL* | PG96MSAA30040A** | 17400 | 16 | 8.5 | 18500 | 19500 | 105.4% | 2.34 | 0 | 10.5 |  |  |  | No | R-410A | 1.45 | Residential & Commercial | Ducted CEE Tier 1
212986333 | Central HP <5.4 tons | PAYNE HEATING AND COOLING | HRCU-A-CB (Split System: Heat Pump with Remote Outdoor Unit-Air-Source) | 38MURAQ18AB3* |  |  | CNPV*1814AL* | PG96MSAA30040A** | 17200 | 15.5 | 8.5 | 18500 | 19800 | 107% | 2.38 | 0 | 10.5 |  |  |  | No | R-410A | 1.4333 | Residential & Commercial | Ducted CEE Tier 1
212988807 | Central HP <5.4 tons | PAYNE HEATING AND COOLING | HRCU-A-CB (Split System: Heat Pump with Remote Outdoor Unit-Air-Source) | 38MURAQ18AB3* |  |  | CAP**3017AL* | PG95MSUA36040B** | 17400 | 16 | 8.5 | 18000 | 18800 | 104.4% | 2.26 | 0 | 10.5 |  |  |  | No | R-410A | 1.45 | Residential & Commercial | Ducted CEE Tier 1
212984615 | Central HP <5.4 tons | PAYNE HEATING AND COOLING | HRCU-A-CB (Split System: Heat Pump with Remote Outdoor Unit-Air-Source) | 38MURAQ24AB3* |  |  | CAP**3621AL* | PG92MSAA48080B** | 23800 | 17.5 | 8.5 | 26200 | 23800 | 90.84% | 2 | 0 | 10 |  |  |  | No | R-410A | 1.9833 | Residential & Commercial | Ducted CEE Tier 1
213076372 | Central HP <5.4 tons | PAYNE HEATING AND COOLING | HRCU-A-CB (Split System: Heat Pump with Remote Outdoor Unit-Air-Source) | 38MURAQ24AB3* |  |  | CAP**2417AL* | PG96VTAB48060B** | 23200 | 16.5 | 8.5 | 26800 | 26600 | 99.25% | 2.26 | 0 | 10 |  |  |  | No | R-410A | 1.9333 | Residential & Commercial | Ducted CEE Tier 1
211239222 | Central HP <5.4 tons | PAYNE HEATING AND COOLING | HRCU-A-CB (Split System: Heat Pump with Remote Outdoor Unit-Air-Source) | 38MURAQ24AB3* |  |  | FJ4DN*B24L* |  | 24000 | 16 | 9 | 26400 | 23400 | 88.64% | 1.92 | 0 | 10 |  |  |  | No | R-410A | 2 | Residential & Commercial | Ducted CEE Tier 1
212984147 | Central HP <5.4 tons | PAYNE HEATING AND COOLING | HRCU-A-CB (Split System: Heat Pump with Remote Outdoor Unit-Air-Source) | 38MURAQ24AB3* |  |  | CNPV*3621AL* | PG92MSAA42060B** | 23600 | 17 | 8.5 | 26400 | 24200 | 91.67% | 2.02 | 0 | 10.5 |  |  |  | No | R-410A | 1.9667 | Residential & Commercial | Ducted CEE Tier 1
212985051 | Central HP <5.4 tons | PAYNE HEATING AND COOLING | HRCU-A-CB (Split System: Heat Pump with Remote Outdoor Unit-Air-Source) | 38MURAQ24AB3* |  |  | CNPV*3621AL* | PG92MSAA60080C** | 23400 | 17 | 8.5 | 26200 | 24800 | 94.66% | 2.08 | 0 | 10.5 |  |  |  | No | R-410A | 1.95 | Residential & Commercial | Ducted CEE Tier 1
212974060 | Central HP <5.4 tons | SMART COMFORT | HRCU-A-CB (Split System: Heat Pump with Remote Outdoor Unit-Air-Source) | DLCURAH36ABK |  |  | EA*4X48L21A* | *96VSN0801716B* | 35400 | 16 | 8.1 | 37800 | 34800 | 92.06% | 2 | 0 | 10 |  |  |  | No | R-410A | 2.95 | Residential & Commercial | Ducted CEE Tier 1
214056592 | Central HP <5.4 tons | Bladex | HRCU-A-C (Split System: Heat Pump with Remote Outdoor Unit with No Indoor Fan --Air Source) | BX24-HP15ECO |  |  | BLCA-24HWAC1-UNC |  | 22000 | 15.4 | 9.2 | 22000 | 16000 | 72.73% | 2 | 0 | 10 |  |  |  | No | R-410A | 1.8333 | Residential & Commercial | Ducted CEE Tier 1
213062283 | Central HP <5.4 tons | Kepler | HRCU-A-C (Split System: Heat Pump with Remote Outdoor Unit with No Indoor Fan --Air Source) | AZPN/36WAC |  |  | AZPN/B36WAC |  | 35000 | 15.5 | 8.6 | 38000 | 31600 | 83.16% | 1.85 | 0 | 10 |  |  |  | No | R-410A | 2.9167 | Residential & Commercial | Ducted CEE Tier 1
213080677 | Central HP <5.4 tons | SMART COMFORT | HRCU-A-CB (Split System: Heat Pump with Remote Outdoor Unit-Air-Source) | DLCURAH36ABK |  |  | EA*4X37L17A* | *95MSU0601716A* | 36000 | 15.5 | 8.5 | 38500 | 35000 | 90.91% | 2 | 0 | 10 |  |  |  | No | R-410A | 3 | Residential & Commercial | Ducted CEE Tier 1
216051184 | Central HP <5.4 tons | RUSSELL | HRCU-A-CB (Split System: Heat Pump with Remote Outdoor Unit-Air-Source) | SP19AY24AJVC |  |  | TCFY2421HEAAM | S951V0703A17M4 | 22800 | 20 | 8.5 | 22800 | 18600 | 81.58% | 1.8 | 0 | 12 |  |  |  | No | R-454B | 1.9 | Residential & Commercial | Ducted CEE Tier 1
216051266 | Central HP <5.4 tons | RUSSELL | HRCU-A-CB (Split System: Heat Pump with Remote Outdoor Unit-Air-Source) | SP19AY48AJVC |  |  | TCFY4821SEAAM | S962V0705A21M4 | 45500 | 18 | 10 | 45500 | 42000 | 92.31% | 2.1 | 0 | 12 |  |  |  | No | R-454B | 3.7917 | Residential & Commercial | Ducted CEE Tier 1
216051268 | Central HP <5.4 tons | RUSSELL | HRCU-A-CB (Split System: Heat Pump with Remote Outdoor Unit-Air-Source) | SP19AY48AJVC |  |  | TCFY4821SEAAM | S97MV1005A21DH | 45500 | 19 | 10 | 45500 | 42000 | 92.31% | 2.1 | 0 | 12 |  |  |  | No | R-454B | 3.7917 | Residential & Commercial | Ducted CEE Tier 1
214229296 | Central HP <5.4 tons | SMART COMFORT | HRCU-A-CB (Split System: Heat Pump with Remote Outdoor Unit-Air-Source) | DLCURAH36ABK |  |  | EA*4X37L17A* | *80MSU0601716A* | 36000 | 16 | 8.5 | 38500 | 34800 | 90.39% | 2.02 | 0 | 10 |  |  |  | No | R-410A | 3 | Residential & Commercial | Ducted CEE Tier 1
214066703 | Central HP <5.4 tons | RUSSELL | HRCU-A-CB (Split System: Heat Pump with Remote Outdoor Unit-Air-Source) | RD17AZ36AJ3N |  |  | TCFZ3621MTANM | S802VA075421M | 34200 | 18 | 8.1 | 34200 | 29400 | 85.96% | 2 | 0 | 10 |  |  |  | No | R-410A | 2.85 | Residential & Commercial | Ducted CEE Tier 1
214066587 | Central HP <5.4 tons | RUSSELL | HRCU-A-CB (Split System: Heat Pump with Remote Outdoor Unit-Air-Source) | RD17AZ36AJ3N |  |  | TCFZ3621MTANM | S801V0504A17UHS | 34200 | 18 | 8.1 | 34200 | 29800 | 87.13% | 1.9 | 0 | 10 |  |  |  | No | R-410A | 2.85 | Residential & Commercial | Ducted CEE Tier 1
214066520 | Central HP <5.4 tons | RUSSELL | HRCU-A-CB (Split System: Heat Pump with Remote Outdoor Unit-Air-Source) | RD17AZ36AJ3N |  |  | TCFZ3621MTANM | S801V0504A17UHN | 34200 | 18 | 8.1 | 34200 | 29800 | 87.13% | 1.9 | 0 | 10 |  |  |  | No | R-410A | 2.85 | Residential & Commercial | Ducted CEE Tier 1
213062285 | Central HP <5.4 tons | Kepler | HRCU-A-C (Split System: Heat Pump with Remote Outdoor Unit with No Indoor Fan --Air Source) | AZPN/36WD |  |  | AZPN/C36WAC |  | 35000 | 15.2 | 10 | 39000 | 32000 | 82.05% | 2 | 10.2 | 10 |  |  |  | No | R-410A | 2.9167 | Residential & Commercial | Ducted CEE Tier 1
207335557 | Central HP <5.4 tons | CONTINENTAL | HRCU-A-CB (Split System: Heat Pump with Remote Outdoor Unit-Air-Source) | CS18HV24A36 |  |  | CPFX24A36A |  | 34000 | 16 | 9 | 35000 | 28000 | 80% | 1.8 | 10 | 10 |  |  |  | No | R-410A | 2.8333 | Residential & Commercial | Ducted CEE Tier 1
212976802 | Central HP <5.4 tons | SMART COMFORT | HRCU-A-CB (Split System: Heat Pump with Remote Outdoor Unit-Air-Source) | DLCURAH36ABK |  |  | EA*4X48L21A* | *96VTN1002120B* | 35800 | 16.5 | 8.5 | 37800 | 34600 | 91.53% | 2.02 | 0 | 10 |  |  |  | No | R-410A | 2.9833 | Residential & Commercial | Ducted CEE Tier 1
213307892 | Central HP <5.4 tons | Bladex | HRCU-A-C (Split System: Heat Pump with Remote Outdoor Unit with No Indoor Fan --Air Source) | BX31U-36HPHYHA |  |  | BLCB-36B18AC-UNC |  | 35000 | 15.5 | 8.6 | 38000 | 31600 | 83.16% | 1.85 | 0 | 10 |  |  |  | No | R-410A | 2.9167 | Residential & Commercial | Ducted CEE Tier 1
208447892 | Central HP <5.4 tons | BRYANT | HRCU-A-CB (Split System: Heat Pump with Remote Outdoor Unit-Air-Source) | 38MURAQ36AB3 |  |  | 40MUAAQ36XA3 |  | 36000 | 16 | 9.5 | 40000 | 34400 | 86% | 1.97 | 10.5 | 10 |  |  |  | No | R-410A | 3 | Residential & Commercial | Ducted CEE Tier 1
214097565 | Central HP <5.4 tons | RUSSELL | HRCU-A-CB (Split System: Heat Pump with Remote Outdoor Unit-Air-Source) | RD17AZ48AJ3N |  |  | TCFZ6024SEANM | S951V0855A21M4S | 45500 | 16 | 8.1 | 45500 | 40500 | 89.01% | 2.1 | 0 | 10 |  |  |  | No | R-410A | 3.7917 | Residential & Commercial | Ducted CEE Tier 1
214097606 | Central HP <5.4 tons | RUSSELL | HRCU-A-CB (Split System: Heat Pump with Remote Outdoor Unit-Air-Source) | RD17AZ48AJ3N |  |  | TCFZ6024SEANM | S802V0755A21DZ | 45500 | 17 | 8.1 | 45500 | 40000 | 87.91% | 2.1 | 0 | 10 |  |  |  | No | R-410A | 3.7917 | Residential & Commercial | Ducted CEE Tier 1
214097626 | Central HP <5.4 tons | RUSSELL | HRCU-A-CB (Split System: Heat Pump with Remote Outdoor Unit-Air-Source) | RD17AZ48AJ3N |  |  | TCFZ6024SEANM | S801V0755A21UHN | 45500 | 17 | 8.1 | 45500 | 40000 | 87.91% | 2.1 | 0 | 10 |  |  |  | No | R-410A | 3.7917 | Residential & Commercial | Ducted CEE Tier 1
214097611 | Central HP <5.4 tons | RUSSELL | HRCU-A-CB (Split System: Heat Pump with Remote Outdoor Unit-Air-Source) | RD17AZ48AJ3N |  |  | TCFZ6024SEANM | S801V1505A24UH | 45500 | 17 | 8.1 | 45500 | 40000 | 87.91% | 2.1 | 0 | 10 |  |  |  | No | R-410A | 3.7917 | Residential & Commercial | Ducted CEE Tier 1
214097614 | Central HP <5.4 tons | RUSSELL | HRCU-A-CB (Split System: Heat Pump with Remote Outdoor Unit-Air-Source) | RD17AZ48AJ3N |  |  | TCFZ6024SEANM | S801V1255A24DZ | 45500 | 17 | 8.1 | 45500 | 40000 | 87.91% | 2.1 | 0 | 10 |  |  |  | No | R-410A | 3.7917 | Residential & Commercial | Ducted CEE Tier 1
213078477 | Central HP <5.4 tons | PAYNE HEATING AND COOLING | HRCU-A-CB (Split System: Heat Pump with Remote Outdoor Unit-Air-Source) | 38MURAQ36AB3* |  |  | CNPV*4824AL* | PG80MS(A,L)A48090C** | 35800 | 16.5 | 8.1 | 38500 | 34800 | 90.39% | 2 | 0 | 10 |  |  |  | No | R-410A | 2.9833 | Residential & Commercial | Ducted CEE Tier 1
213078629 | Central HP <5.4 tons | PAYNE HEATING AND COOLING | HRCU-A-CB (Split System: Heat Pump with Remote Outdoor Unit-Air-Source) | 38MURAQ36AB3* |  |  | CAP**4221AL* | PG80MS(A,L)A60110C** | 35800 | 16.5 | 8.1 | 38500 | 35000 | 90.91% | 1.9 | 0 | 10 |  |  |  | No | R-410A | 2.9833 | Residential & Commercial | Ducted CEE Tier 1
213079179 | Central HP <5.4 tons | PAYNE HEATING AND COOLING | HRCU-A-CB (Split System: Heat Pump with Remote Outdoor Unit-Air-Source) | 38MURAQ36AB3* |  |  | CNPV*4821AL* | PG80MSUA48060B** | 35800 | 16.5 | 8.1 | 38500 | 34800 | 90.39% | 2 | 0 | 10 |  |  |  | No | R-410A | 2.9833 | Residential & Commercial | Ducted CEE Tier 1
213079311 | Central HP <5.4 tons | PAYNE HEATING AND COOLING | HRCU-A-CB (Split System: Heat Pump with Remote Outdoor Unit-Air-Source) | 38MURAQ36AB3* |  |  | CNPV*4821AL* | PG80MSUA60080C** | 35800 | 17 | 8.1 | 38000 | 34800 | 91.58% | 2.04 | 0 | 10.5 |  |  |  | No | R-410A | 2.9833 | Residential & Commercial | Ducted CEE Tier 1
213080197 | Central HP <5.4 tons | PAYNE HEATING AND COOLING | HRCU-A-CB (Split System: Heat Pump with Remote Outdoor Unit-Air-Source) | 38MURAQ36AB3* |  |  | CAP**4821AL* | PG96MSAA60080C** | 36000 | 16 | 8.5 | 38000 | 34800 | 91.58% | 2.04 | 0 | 10 |  |  |  | No | R-410A | 3 | Residential & Commercial | Ducted CEE Tier 1
213080281 | Central HP <5.4 tons | PAYNE HEATING AND COOLING | HRCU-A-CB (Split System: Heat Pump with Remote Outdoor Unit-Air-Source) | 38MURAQ36AB3* |  |  | CAP**3721AL* | PG96MSAA60100C** | 36600 | 16 | 8.5 | 38500 | 34800 | 90.39% | 2.1 | 0 | 10 |  |  |  | No | R-410A | 3.05 | Residential & Commercial | Ducted CEE Tier 1
214097609 | Central HP <5.4 tons | RUSSELL | HRCU-A-CB (Split System: Heat Pump with Remote Outdoor Unit-Air-Source) | RD17AZ48AJ3N |  |  | TCFZ6024SEANM | S801VA100521M | 45500 | 16 | 8.1 | 45500 | 40500 | 89.01% | 2.1 | 0 | 10 |  |  |  | No | R-410A | 3.7917 | Residential & Commercial | Ducted CEE Tier 1
212984747 | Central HP <5.4 tons | PAYNE HEATING AND COOLING | HRCU-A-CB (Split System: Heat Pump with Remote Outdoor Unit-Air-Source) | 38MURAQ18AB3* |  |  | CNPV*2417AL* | PG92MSAA48080B** | 17700 | 16.5 | 8.5 | 18700 | 19100 | 102.1% | 2.3 | 0 | 11 |  |  |  | No | R-410A | 1.475 | Residential & Commercial | Ducted CEE Tier 1
212987069 | Central HP <5.4 tons | PAYNE HEATING AND COOLING | HRCU-A-CB (Split System: Heat Pump with Remote Outdoor Unit-Air-Source) | 38MURAQ18AB3* |  |  | CNPV*3014AL* | PG96MSAA36060A** | 17500 | 16 | 8.1 | 18000 | 18600 | 103.3% | 2.24 | 0 | 11 |  |  |  | No | R-410A | 1.4583 | Residential & Commercial | Ducted CEE Tier 1
214075280 | Central HP <5.4 tons | RUSSELL | HRCU-A-CB (Split System: Heat Pump with Remote Outdoor Unit-Air-Source) | RD17AZ60AJ3N |  |  | TCFZ6024STANM | S802V1255A24DZ | 55500 | 18 | 8.1 | 53500 | 49000 | 91.59% | 1.75 | 0 | 10 |  |  |  | No | R-410A | 4.625 | Residential & Commercial | Ducted CEE Tier 1
214075314 | Central HP <5.4 tons | RUSSELL | HRCU-A-CB (Split System: Heat Pump with Remote Outdoor Unit-Air-Source) | RD17AZ60AJ3N |  |  | TCFZ6024STANM | S951V1005A21M4S | 55000 | 18 | 8.1 | 54000 | 49500 | 91.67% | 1.75 | 0 | 10 |  |  |  | No | R-410A | 4.5833 | Residential & Commercial | Ducted CEE Tier 1
214075357 | Central HP <5.4 tons | RUSSELL | HRCU-A-CB (Split System: Heat Pump with Remote Outdoor Unit-Air-Source) | RD17AZ60AJ3N |  |  | TCFZ6024STANM | S962V0705A21M4S | 55000 | 18 | 8.1 | 54000 | 49500 | 91.67% | 1.75 | 0 | 10 |  |  |  | No | R-410A | 4.5833 | Residential & Commercial | Ducted CEE Tier 1
207826665 | Central HP <5.4 tons | BRYANT | HRCU-A-CB (Split System: Heat Pump with Remote Outdoor Unit-Air-Source) | 38MARBQ24AA3 |  |  | 40MBABQ24XB3 |  | 23000 | 18.4 | 9.3 | 26000 | 21200 | 81.54% | 1.9 | 12.5 | 11.7 |  |  |  | No | R-410A | 1.9167 | Residential & Commercial | Ducted CEE Tier 1
211624979 | Central HP <5.4 tons | CONTINENTAL | HRCU-A-CB (Split System: Heat Pump with Remote Outdoor Unit-Air-Source) | WSEHV4860RA1-C |  |  | CPFX48A |  | 48000 | 17 | 9 | 48000 | 39000 | 81.25% | 1.8 | 11.5 | 11 |  |  |  | No | R-410A | 4 | Residential & Commercial | Ducted CEE Tier 1
212985241 | Central HP <5.4 tons | PAYNE HEATING AND COOLING | HRCU-A-CB (Split System: Heat Pump with Remote Outdoor Unit-Air-Source) | 38MURAQ36AB3* |  |  | CAP**4824AL* | PG92MSAA60100C** | 35800 | 16.5 | 8.5 | 37800 | 34600 | 91.53% | 2.02 | 0 | 10 |  |  |  | No | R-410A | 2.9833 | Residential & Commercial | Ducted CEE Tier 1
212988001 | Central HP <5.4 tons | PAYNE HEATING AND COOLING | HRCU-A-CB (Split System: Heat Pump with Remote Outdoor Unit-Air-Source) | 38MURAQ36AB3* |  |  | CAP**4821AL* | PG96MSAA60100C** | 35800 | 16.5 | 8.5 | 37800 | 34600 | 91.53% | 2.04 | 0 | 10 |  |  |  | No | R-410A | 2.9833 | Residential & Commercial | Ducted CEE Tier 1
207335559 | Central HP <5.4 tons | CONTINENTAL | HRCU-A-CB (Split System: Heat Pump with Remote Outdoor Unit-Air-Source) | CS18HV48A60 |  |  | CPFX48A60A |  | 54000 | 16 | 9 | 54000 | 41000 | 75.93% | 1.8 | 10.5 | 10 |  |  |  | No | R-410A | 4.5 | Residential & Commercial | Ducted CEE Tier 1
212989503 | Central HP <5.4 tons | PAYNE HEATING AND COOLING | HRCU-A-CB (Split System: Heat Pump with Remote Outdoor Unit-Air-Source) | 38MURAQ36AB3* |  |  | CAP**4824AL* | PG95MSUA60080C** | 35600 | 16.5 | 8.5 | 37800 | 34600 | 91.53% | 2.02 | 0 | 10 |  |  |  | No | R-410A | 2.9667 | Residential & Commercial | Ducted CEE Tier 1
211230816 | Central HP <5.4 tons | PAYNE HEATING AND COOLING | HRCU-A-CB (Split System: Heat Pump with Remote Outdoor Unit-Air-Source) | 38MURAQ36AB3* |  |  | FB4CNF042L |  | 37000 | 16 | 8.1 | 38500 | 34800 | 90.39% | 2 | 0 | 10 |  |  |  | No | R-410A | 3.0833 | Residential & Commercial | Ducted CEE Tier 1
207335069 | Central HP <5.4 tons | AC PRO.com | HRCU-A-CB (Split System: Heat Pump with Remote Outdoor Unit-Air-Source) | AUD60W/A-D(U) |  |  | AUD48AH2/A-D(U) |  | 48000 | 17 | 9 | 48000 | 39000 | 81.25% | 1.8 | 11.5 | 11 |  |  |  | No | R-410A | 4 | Residential & Commercial | Ducted CEE Tier 1
213077806 | Central HP <5.4 tons | PAYNE HEATING AND COOLING | HRCU-A-CB (Split System: Heat Pump with Remote Outdoor Unit-Air-Source) | 38MURAQ36AB3* |  |  | CNPV*4824AL* | PG96VTAB66120D** | 35800 | 16.5 | 8.1 | 38500 | 35000 | 90.91% | 2 | 0 | 10 |  |  |  | No | R-410A | 2.9833 | Residential & Commercial | Ducted CEE Tier 1
211131915 | Central HP <5.4 tons | AC PRO.com | HRCU-A-CB (Split System: Heat Pump with Remote Outdoor Unit-Air-Source) | AUD60W/A1-D(U) |  |  | AUD48AH2/A1-D(U) |  | 48000 | 17 | 9 | 48000 | 39000 | 81.25% | 1.8 | 11.5 | 11 |  |  |  | No | R-410A | 4 | Residential & Commercial | Ducted CEE Tier 1
211624977 | Central HP <5.4 tons | CONTINENTAL | HRCU-A-CB (Split System: Heat Pump with Remote Outdoor Unit-Air-Source) | WSEHV2436RA1-C |  |  | CPFX24A |  | 24000 | 17 | 9 | 24000 | 22000 | 91.67% | 1.8 | 12.5 | 12 |  |  |  | No | R-410A | 2 | Residential & Commercial | Ducted CEE Tier 1
211624978 | Central HP <5.4 tons | CONTINENTAL | HRCU-A-CB (Split System: Heat Pump with Remote Outdoor Unit-Air-Source) | WSEHV2436RA1-C |  |  | CPFX24A36A |  | 34000 | 16 | 9 | 35000 | 28000 | 80% | 1.8 | 10 | 10 |  |  |  | No | R-410A | 2.8333 | Residential & Commercial | Ducted CEE Tier 1
214056591 | Central HP <5.4 tons | Bladex | HRCU-A-C (Split System: Heat Pump with Remote Outdoor Unit with No Indoor Fan --Air Source) | BX24-HP15ECO |  |  | BLCA-24HWAC1 |  | 22000 | 15.4 | 9.2 | 22000 | 16000 | 72.73% | 2 | 0 | 10 |  |  |  | No | R-410A | 1.8333 | Residential & Commercial | Ducted CEE Tier 1
213372216 | Central HP <5.4 tons | BRYANT | HRCU-A-C (Split System: Heat Pump with Remote Outdoor Unit with No Indoor Fan --Air Source) | 38MURAQ36AB3 |  |  | 40MULAQ36XBX + CI |  | 35000 | 15.5 | 8.6 | 38000 | 31600 | 83.16% | 1.85 | 0 | 10 |  |  |  | No | R-410A | 2.9167 | Residential & Commercial | Ducted CEE Tier 1
211749854 | Central HP <5.4 tons | RUNTRU | HRCU-A-CB (Split System: Heat Pump with Remote Outdoor Unit-Air-Source) | E4HL5036A1000A |  |  | E4AH5E24A1J30A |  | 24000 | 15.2 | 8.5 | 24000 | 18000 | 75% | 1.9 | 0 | 11 |  |  |  | No | R-410A | 2 | Residential & Commercial | Ducted CEE Tier 1
215318728 | Central HP <5.4 tons | INNOVAIR | HRCU-A-CB (Split System: Heat Pump with Remote Outdoor Unit-Air-Source) | GOV60H2BA |  |  | GAV48B2A |  | 47500 | 17.5 | 9 | 48000 | 34200 | 71.25% | 2.1 | 0 | 11.3 |  |  |  | No | R-454B | 3.9583 | Residential & Commercial | Ducted CEE Tier 1
215471342 | Central HP <5.4 tons | MIDEA | HRCU-A-CB (Split System: Heat Pump with Remote Outdoor Unit-Air-Source) | MO1HE-H36B-2A |  |  | MAUSE-H36B-2A |  | 36000 | 17.7 | 10 | 36000 | 32600 | 90.56% | 2.06 | 0 | 12 |  |  |  | No | R-454B | 3 | Residential & Commercial | Ducted CEE Tier 1
213433213 | Central HP <5.4 tons | Kepler | HRCU-A-C (Split System: Heat Pump with Remote Outdoor Unit with No Indoor Fan --Air Source) | AZPN/30WD |  |  | AZPN/B36WACUID |  | 29000 | 15.2 | 8.5 | 31000 | 22600 | 72.9% | 1.8 | 0 | 10 |  |  |  | No | R-410A | 2.4167 | Residential & Commercial | Ducted CEE Tier 1
211253517 | Central HP <5.4 tons | ECO AC | HRCU-A-CB (Split System: Heat Pump with Remote Outdoor Unit-Air-Source) | EHI-O30BAH |  |  | EHI-V30BA |  | 30000 | 16.2 | 8.9 | 33000 | 24000 | 72.73% | 1.8 | 11 | 10 |  |  |  | No | R-410A | 2.5 | Residential & Commercial | Ducted CEE Tier 1
212367439 | Central HP <5.4 tons | Bladex | HRCU-A-CB (Split System: Heat Pump with Remote Outdoor Unit-Air-Source) | BX30U-30HPHYHA(X) |  |  | BLA-30HWAHU1 |  | 30000 | 16.2 | 8.9 | 33000 | 24000 | 72.73% | 1.8 | 11 | 10 |  |  |  | No | R-410A | 2.5 | Residential & Commercial | Ducted CEE Tier 1
212986153 | Central HP <5.4 tons | PAYNE HEATING AND COOLING | HRCU-A-CB (Split System: Heat Pump with Remote Outdoor Unit-Air-Source) | 38MURAQ24AB3* |  |  | CAP**2517AL* | PG96MSAA30040A** | 24000 | 16.5 | 8.5 | 25400 | 21800 | 85.83% | 1.82 | 0 | 10 |  |  |  | No | R-410A | 2 | Residential & Commercial | Ducted CEE Tier 1
212986537 | Central HP <5.4 tons | PAYNE HEATING AND COOLING | HRCU-A-CB (Split System: Heat Pump with Remote Outdoor Unit-Air-Source) | 38MURAQ24AB3* |  |  | CAP**2517AL* | PG96MSAA36040B** | 24200 | 15.5 | 8.1 | 25400 | 21600 | 85.04% | 1.8 | 0 | 10 |  |  |  | No | R-410A | 2.0167 | Residential & Commercial | Ducted CEE Tier 1
211241299 | Central HP <5.4 tons | PAYNE HEATING AND COOLING | HRCU-A-CB (Split System: Heat Pump with Remote Outdoor Unit-Air-Source) | 38MURAQ24AB3* |  |  | CAP**3014AL* | PG96VTAA30040A** | 23600 | 15.5 | 8.5 | 26200 | 23600 | 90.08% | 1.94 | 0 | 10 |  |  |  | No | R-410A | 1.9667 | Residential & Commercial | Ducted CEE Tier 1
211241585 | Central HP <5.4 tons | PAYNE HEATING AND COOLING | HRCU-A-CB (Split System: Heat Pump with Remote Outdoor Unit-Air-Source) | 38MURAQ24AB3* |  |  | CAP**3017AL* | PG95ESAA36060A** | 24400 | 15.5 | 8.5 | 26600 | 22800 | 85.71% | 1.86 | 0 | 10 |  |  |  | No | R-410A | 2.0333 | Residential & Commercial | Ducted CEE Tier 1
211242021 | Central HP <5.4 tons | PAYNE HEATING AND COOLING | HRCU-A-CB (Split System: Heat Pump with Remote Outdoor Unit-Air-Source) | 38MURAQ24AB3* |  |  | CAP**3617AL* | PG95ESAA36060A** | 24400 | 15.5 | 8.5 | 26600 | 22400 | 84.21% | 1.84 | 0 | 10 |  |  |  | No | R-410A | 2.0333 | Residential & Commercial | Ducted CEE Tier 1
215318727 | Central HP <5.4 tons | INNOVAIR | HRCU-A-CB (Split System: Heat Pump with Remote Outdoor Unit-Air-Source) | GOV36H2BA |  |  | GAV36B2A |  | 34000 | 18.6 | 9 | 34200 | 24000 | 70.18% | 2.1 | 0 | 11.7 |  |  |  | No | R-454B | 2.8333 | Residential & Commercial | Ducted CEE Tier 1
212986949 | Central HP <5.4 tons | PAYNE HEATING AND COOLING | HRCU-A-CB (Split System: Heat Pump with Remote Outdoor Unit-Air-Source) | 38MURAQ24AB3* |  |  | CNPV*3014AL* | PG96MSAA36060A** | 23400 | 16.5 | 8.1 | 26400 | 24600 | 93.18% | 2.04 | 0 | 10 |  |  |  | No | R-410A | 1.95 | Residential & Commercial | Ducted CEE Tier 1
214066600 | Central HP <5.4 tons | RUSSELL | HRCU-A-CB (Split System: Heat Pump with Remote Outdoor Unit-Air-Source) | RD17AZ36AJ3N |  |  | TCFZ3621MTANM | S951V0603A17UHU | 34200 | 18 | 8.1 | 34200 | 29800 | 87.13% | 1.9 | 0 | 10 |  |  |  | No | R-410A | 2.85 | Residential & Commercial | Ducted CEE Tier 1
214066704 | Central HP <5.4 tons | RUSSELL | HRCU-A-CB (Split System: Heat Pump with Remote Outdoor Unit-Air-Source) | RD17AZ36AJ3N |  |  | TCFZ3621MTANM | S962V0603A17M4S | 34200 | 18 | 8.1 | 34200 | 29800 | 87.13% | 1.9 | 0 | 10 |  |  |  | No | R-410A | 2.85 | Residential & Commercial | Ducted CEE Tier 1
211624974 | Central HP <5.4 tons | NAPOLEON | HRCU-A-CB (Split System: Heat Pump with Remote Outdoor Unit-Air-Source) | WSEHV2436RA1-N |  |  | NPFX24A36A |  | 34000 | 16 | 9 | 35000 | 28000 | 80% | 1.8 | 10 | 10 |  |  |  | No | R-410A | 2.8333 | Residential & Commercial | Ducted CEE Tier 1
214489074 | Central HP <5.4 tons | Bladex | HRCU-A-C (Split System: Heat Pump with Remote Outdoor Unit with No Indoor Fan --Air Source) | BX31U-42HPHYHA |  |  | BLCB-36B18AC-UNC |  | 35000 | 15.5 | 8.6 | 38000 | 31600 | 83.16% | 1.85 | 0 | 10 |  |  |  | No | R-410A | 2.9167 | Residential & Commercial | Ducted CEE Tier 1
207335066 | Central HP <5.4 tons | AC PRO.com | HRCU-A-CB (Split System: Heat Pump with Remote Outdoor Unit-Air-Source) | AUD36W/A-D(U) |  |  | AUD24AH2/A-D(U) |  | 24000 | 17 | 9 | 24000 | 22000 | 91.67% | 1.8 | 12.5 | 12 |  |  |  | No | R-410A | 2 | Residential & Commercial | Ducted CEE Tier 1
211624973 | Central HP <5.4 tons | NAPOLEON | HRCU-A-CB (Split System: Heat Pump with Remote Outdoor Unit-Air-Source) | WSEHV2436RA1-N |  |  | NPFX24A |  | 24000 | 17 | 9 | 24000 | 22000 | 91.67% | 1.8 | 12.5 | 12 |  |  |  | No | R-410A | 2 | Residential & Commercial | Ducted CEE Tier 1
211261888 | Central HP <5.4 tons | PAYNE HEATING AND COOLING | HRCU-A-CB (Split System: Heat Pump with Remote Outdoor Unit-Air-Source) | 38MURAQ18AB3* |  |  | CAP**3017AL* | PG95ESAA36060A** | 18000 | 16 | 8.5 | 18500 | 18500 | 100% | 2.22 | 0 | 10.5 |  |  |  | No | R-410A | 1.5 | Residential & Commercial | Ducted CEE Tier 1
211261947 | Central HP <5.4 tons | PAYNE HEATING AND COOLING | HRCU-A-CB (Split System: Heat Pump with Remote Outdoor Unit-Air-Source) | 38MURAQ18AB3* |  |  | CAP**3017AL* | PG95ESAA30026A** | 18200 | 15.5 | 8.5 | 18800 | 18400 | 97.87% | 2.22 | 0 | 10.5 |  |  |  | No | R-410A | 1.5167 | Residential & Commercial | Ducted CEE Tier 1
214075341 | Central HP <5.4 tons | RUSSELL | HRCU-A-CB (Split System: Heat Pump with Remote Outdoor Unit-Air-Source) | RD17AZ60AJ3N |  |  | TCFZ6024STANM | S951V0855A21M4S | 55000 | 17 | 8.1 | 54000 | 49500 | 91.67% | 1.75 | 0 | 10 |  |  |  | No | R-410A | 4.5833 | Residential & Commercial | Ducted CEE Tier 1
214075344 | Central HP <5.4 tons | RUSSELL | HRCU-A-CB (Split System: Heat Pump with Remote Outdoor Unit-Air-Source) | RD17AZ60AJ3N |  |  | TCFZ6024STANM | S951V0705A21M4S | 55000 | 18 | 8.1 | 54000 | 49500 | 91.67% | 1.75 | 0 | 10 |  |  |  | No | R-410A | 4.5833 | Residential & Commercial | Ducted CEE Tier 1
212987365 | Central HP <5.4 tons | PAYNE HEATING AND COOLING | HRCU-A-CB (Split System: Heat Pump with Remote Outdoor Unit-Air-Source) | 38MURAQ24AB3* |  |  | CAP**2417AL* | PG96MSAA48080B** | 23400 | 16.5 | 8.5 | 27000 | 26000 | 96.3% | 2.16 | 0 | 10 |  |  |  | No | R-410A | 1.95 | Residential & Commercial | Ducted CEE Tier 1
212989203 | Central HP <5.4 tons | PAYNE HEATING AND COOLING | HRCU-A-CB (Split System: Heat Pump with Remote Outdoor Unit-Air-Source) | 38MURAQ24AB3* |  |  | CAP**3721AL* | PG95MSUA48060B** | 24200 | 17.5 | 8.5 | 25200 | 21600 | 85.71% | 1.82 | 0 | 10.5 |  |  |  | No | R-410A | 2.0167 | Residential & Commercial | Ducted CEE Tier 1
211245645 | Central HP <5.4 tons | PAYNE HEATING AND COOLING | HRCU-A-CB (Split System: Heat Pump with Remote Outdoor Unit-Air-Source) | 38MURAQ24AB3* |  |  | CNPV*3621AL* | PG80ES(A,L)A60110C** | 24800 | 16 | 8.5 | 26800 | 22200 | 82.84% | 1.82 | 0 | 10.5 |  |  |  | No | R-410A | 2.0667 | Residential & Commercial | Ducted CEE Tier 1
211245679 | Central HP <5.4 tons | PAYNE HEATING AND COOLING | HRCU-A-CB (Split System: Heat Pump with Remote Outdoor Unit-Air-Source) | 38MURAQ24AB3* |  |  | CNPV*3621AL* | PG92ESAA60080C** | 24800 | 16.5 | 8.5 | 26800 | 22200 | 82.84% | 1.84 | 0 | 10.5 |  |  |  | No | R-410A | 2.0667 | Residential & Commercial | Ducted CEE Tier 1
212988795 | Central HP <5.4 tons | PAYNE HEATING AND COOLING | HRCU-A-CB (Split System: Heat Pump with Remote Outdoor Unit-Air-Source) | 38MURAQ18AB3* |  |  | CAP**2517AL* | PG95MSUA36040B** | 17700 | 16.5 | 8.1 | 17700 | 17800 | 100.6% | 2.14 | 0 | 10.5 |  |  |  | No | R-410A | 1.475 | Residential & Commercial | Ducted CEE Tier 1
212989311 | Central HP <5.4 tons | PAYNE HEATING AND COOLING | HRCU-A-CB (Split System: Heat Pump with Remote Outdoor Unit-Air-Source) | 38MURAQ18AB3* |  |  | CNPV*2417AL* | PG95MSUA48060B** | 17300 | 16 | 8.1 | 18300 | 19200 | 104.9% | 2.32 | 0 | 10.5 |  |  |  | No | R-410A | 1.4417 | Residential & Commercial | Ducted CEE Tier 1
216091309 | Central HP <5.4 tons | MIDEA | HRCU-A-CB (Split System: Heat Pump with Remote Outdoor Unit-Air-Source) | DLCSRBH24AAK |  |  | 40MBABQ24XB3 |  | 23000 | 18.4 | 9.3 | 26000 | 21200 | 81.54% | 1.9 | 12.5 | 11.7 |  |  |  | No | R-410A | 1.9167 | Residential & Commercial | Ducted CEE Tier 1
213795607 | Central HP <5.4 tons | AC PRO.com | HRCU-A-CB (Split System: Heat Pump with Remote Outdoor Unit-Air-Source) | AUD36W/A*-D(U) |  |  | AUD24AH2/A*-D(U) |  | 24000 | 17 | 9 | 24000 | 22000 | 91.67% | 1.8 | 12.5 | 12 |  |  |  | No | R-410A | 2 | Residential & Commercial | Ducted CEE Tier 1
212316042 | Central HP <5.4 tons | KLIMAIRE | HRCU-A-CB (Split System: Heat Pump with Remote Outdoor Unit-Air-Source) | KOIF36H2-1S |  |  | KIDF36H2-1S |  | 36000 | 16 | 9.5 | 40000 | 34400 | 86% | 1.97 | 10.5 | 10 |  |  |  | No | R-410A | 3 | Residential & Commercial | Ducted CEE Tier 1
207826664 | Central HP <5.4 tons | BRYANT | HRCU-A-CB (Split System: Heat Pump with Remote Outdoor Unit-Air-Source) | 38MARBQ18AA3 |  |  | 40MBABQ18XB3 |  | 18000 | 17.6 | 9.6 | 19000 | 17000 | 89.47% | 2 | 12.5 | 11.7 |  |  |  | No | R-410A | 1.5 | Residential & Commercial | Ducted CEE Tier 1
215318793 | Central HP <5.4 tons | BRYANT | HRCU-A-CB (Split System: Heat Pump with Remote Outdoor Unit-Air-Source) | 37MAHAQ24AA3 |  |  | 45MBAAQ24XB3 |  | 23000 | 18.8 | 10 | 26000 | 23600 | 90.77% | 2.16 | 0 | 12 |  |  |  | No | R-454B | 1.9167 | Residential & Commercial | Ducted CEE Tier 1
212984699 | Central HP <5.4 tons | PAYNE HEATING AND COOLING | HRCU-A-CB (Split System: Heat Pump with Remote Outdoor Unit-Air-Source) | 38MURAQ18AB3* |  |  | CAP**1917AL* | PG92MSAA48080B** | 18300 | 16.5 | 8.5 | 18200 | 17700 | 97.25% | 2.14 | 0 | 11 |  |  |  | No | R-410A | 1.525 | Residential & Commercial | Ducted CEE Tier 1
212986989 | Central HP <5.4 tons | PAYNE HEATING AND COOLING | HRCU-A-CB (Split System: Heat Pump with Remote Outdoor Unit-Air-Source) | 38MURAQ18AB3* |  |  | CAP**2414AL* | PG96MSAA36060A** | 17300 | 16 | 8.5 | 18200 | 19400 | 106.6% | 2.34 | 0 | 10.5 |  |  |  | No | R-410A | 1.4417 | Residential & Commercial | Ducted CEE Tier 1
214066799 | Central HP <5.4 tons | RUSSELL | HRCU-A-CB (Split System: Heat Pump with Remote Outdoor Unit-Air-Source) | RD17AZ36AJ3N |  |  | TCFZ3621MTANM | S951V0855A21M4S | 34200 | 18 | 8.1 | 34200 | 29600 | 86.55% | 1.9 | 0 | 10 |  |  |  | No | R-410A | 2.85 | Residential & Commercial | Ducted CEE Tier 1
214066556 | Central HP <5.4 tons | RUSSELL | HRCU-A-CB (Split System: Heat Pump with Remote Outdoor Unit-Air-Source) | RD17AZ36AJ3N |  |  | TCFZ3621MTANM | S802VA050317M | 34200 | 18 | 8.1 | 34200 | 29600 | 86.55% | 1.9 | 0 | 10 |  |  |  | No | R-410A | 2.85 | Residential & Commercial | Ducted CEE Tier 1
215318795 | Central HP <5.4 tons | BRYANT | HRCU-A-CB (Split System: Heat Pump with Remote Outdoor Unit-Air-Source) | 37MARAQ18AA3 |  |  | 45MBAAQ18XB3 |  | 18000 | 18.5 | 9.8 | 18000 | 13000 | 72.22% | 2.3 | 0 | 12.2 |  |  |  | No | R-454B | 1.5 | Residential & Commercial | Ducted CEE Tier 1
215319078 | Central HP <5.4 tons | MIDEA | HRCU-A-CB (Split System: Heat Pump with Remote Outdoor Unit-Air-Source) | D5CLHAH48AAK |  |  | D5FLAAH48XAK |  | 48000 | 17 | 10.2 | 50000 | 46000 | 92% | 2 | 0 | 10.1 |  |  |  | No | R-454B | 4 | Residential & Commercial | Ducted CEE Tier 1
214075487 | Central HP <5.4 tons | RUSSELL | HRCU-A-CB (Split System: Heat Pump with Remote Outdoor Unit-Air-Source) | RD17AZ24AJ3N |  |  | TCFZ2417MTANM | S962V0603A17M4S | 22600 | 17 | 9.5 | 22600 | 17000 | 75.22% | 2 | 0 | 10 |  |  |  | No | R-410A | 1.8833 | Residential & Commercial | Ducted CEE Tier 1
214075582 | Central HP <5.4 tons | RUSSELL | HRCU-A-CB (Split System: Heat Pump with Remote Outdoor Unit-Air-Source) | RD17AZ24AJ3N |  |  | TCFZ2417MTANM | S801V0504A17UHN | 22600 | 17 | 9.5 | 22600 | 16900 | 74.78% | 2 | 0 | 11.2 |  |  |  | No | R-410A | 1.8833 | Residential & Commercial | Ducted CEE Tier 1
211227448 | Central HP <5.4 tons | PAYNE HEATING AND COOLING | HRCU-A-CB (Split System: Heat Pump with Remote Outdoor Unit-Air-Source) | 38MURAQ36AB3* |  |  | CAP**4221AL* | PG80ESUA60100C** | 35400 | 16 | 8.1 | 38500 | 35000 | 90.91% | 1.88 | 0 | 10 |  |  |  | No | R-410A | 2.95 | Residential & Commercial | Ducted CEE Tier 1
207335558 | Central HP <5.4 tons | CONTINENTAL | HRCU-A-CB (Split System: Heat Pump with Remote Outdoor Unit-Air-Source) | CS18HV48A60 |  |  | CPFX48A |  | 48000 | 17 | 9 | 48000 | 39000 | 81.25% | 1.8 | 11.5 | 11 |  |  |  | No | R-410A | 4 | Residential & Commercial | Ducted CEE Tier 1
215471349 | Central HP <5.4 tons | MIDEA | HRCU-A-CB (Split System: Heat Pump with Remote Outdoor Unit-Air-Source) | MO1BU-H48B-2A |  |  | MASHS-H48B-2A |  | 48000 | 17.7 | 10 | 50000 | 35200 | 70.4% | 1.9 | 0 | 10 |  |  |  | No | R-454B | 4 | Residential & Commercial | Ducted CEE Tier 1
215319069 | Central HP <5.4 tons | MIDEA | HRCU-A-CB (Split System: Heat Pump with Remote Outdoor Unit-Air-Source) | D5CUHAH18AAK |  |  | D5FUHAH24XAK |  | 18000 | 19 | 10.2 | 18000 | 18600 | 103.3% | 2.12 | 0 | 12.5 |  |  |  | No | R-454B | 1.5 | Residential & Commercial | Ducted CEE Tier 1
215318885 | Central HP <5.4 tons | MIDEA | HRCU-A-CB (Split System: Heat Pump with Remote Outdoor Unit-Air-Source) | 37MBRAQ48AA3 |  |  | 45MBAAQ48XA3 |  | 48000 | 17.8 | 10 | 50000 | 35200 | 70.4% | 1.9 | 0 | 10 |  |  |  | No | R-454B | 4 | Residential & Commercial | Ducted CEE Tier 1
207820992 | Central HP <5.4 tons | AMERICAN STANDARD | HRCU-A-CB (Split System: Heat Pump with Remote Outdoor Unit-Air-Source) | 4A6V0X60A1 |  |  | TEM6B0C60H51+TDR+RP |  | 54000 | 19 | 8.5 | 52500 | 38000 | 72.38% | 1.8 | 12.5 | 12 |  |  |  | No | R-410A | 4.5 | Residential & Commercial | Ducted CEE Tier 1
213372212 | Central HP <5.4 tons | BRYANT | HRCU-A-C (Split System: Heat Pump with Remote Outdoor Unit with No Indoor Fan --Air Source) | 38MURAQ18AB3 |  |  | 40MULAQ24XBX + CI |  | 18000 | 16.1 | 9.5 | 19000 | 15000 | 78.95% | 2.2 | 11.6 | 11.7 |  |  |  | No | R-410A | 1.5 | Residential & Commercial | Ducted CEE Tier 1
213372237 | Central HP <5.4 tons | MIDEA | HRCU-A-C (Split System: Heat Pump with Remote Outdoor Unit with No Indoor Fan --Air Source) | 38MURAQ24AB3 |  |  | 40MULAQ24XAX + CI |  | 24000 | 16.1 | 9.8 | 25000 | 20000 | 80% | 2 | 0 | 10.7 |  |  |  | No | R-410A | 2 | Residential & Commercial | Ducted CEE Tier 1
213372213 | Central HP <5.4 tons | BRYANT | HRCU-A-C (Split System: Heat Pump with Remote Outdoor Unit with No Indoor Fan --Air Source) | 38MURAQ24AB3 |  |  | 40MULAQ24XAX + CI |  | 24000 | 16.1 | 9.8 | 25000 | 20000 | 80% | 2 | 0 | 10.7 |  |  |  | No | R-410A | 2 | Residential & Commercial | Ducted CEE Tier 1
216372808 | Central HP <5.4 tons | EMI | HRCU-A-CB (Split System: Heat Pump with Remote Outdoor Unit-Air-Source) | MHSD124DACFC |  |  | MHAH124DACFC |  | 24000 | 17.4 | 10 | 24000 | 22600 | 94.17% | 1.91 | 12.5 | 11.7 |  |  |  | No | R-410A | 2 | Residential & Commercial | Ducted CEE Tier 1
215318779 | Central HP <5.4 tons | BRYANT | HRCU-A-CB (Split System: Heat Pump with Remote Outdoor Unit-Air-Source) | 37MUHAQ36AA3 |  |  | 45MUAAQ36XX3 |  | 36000 | 17.4 | 10.3 | 37000 | 39000 | 105.4% | 1.9 | 0 | 11.7 |  |  |  | No | R-454B | 3 | Residential & Commercial | Ducted CEE Tier 1
213372236 | Central HP <5.4 tons | MIDEA | HRCU-A-C (Split System: Heat Pump with Remote Outdoor Unit with No Indoor Fan --Air Source) | 38MURAQ18AB3 |  |  | 40MULAQ24XBX + CI |  | 18000 | 16.1 | 9.5 | 19000 | 15000 | 78.95% | 2.2 | 11.6 | 11.7 |  |  |  | No | R-410A | 1.5 | Residential & Commercial | Ducted CEE Tier 1
213372238 | Central HP <5.4 tons | MIDEA | HRCU-A-C (Split System: Heat Pump with Remote Outdoor Unit with No Indoor Fan --Air Source) | 38MURAQ24AB3 |  |  | 40MULAQ24XBX + CI |  | 24000 | 16.5 | 9.5 | 25000 | 20000 | 80% | 1.95 | 11 | 10.7 |  |  |  | No | R-410A | 2 | Residential & Commercial | Ducted CEE Tier 1
209852103 | Central HP <5.4 tons | MIDEA | HRCU-A-CB (Split System: Heat Pump with Remote Outdoor Unit-Air-Source) | DLCURAH24ABK |  |  | DLFUAAH24XAK |  | 24000 | 17.4 | 10 | 24000 | 22600 | 94.17% | 1.91 | 12.5 | 11.7 |  |  |  | No | R-410A | 2 | Residential & Commercial | Ducted CEE Tier 1
212988651 | Central HP <5.4 tons | PAYNE HEATING AND COOLING | HRCU-A-CB (Split System: Heat Pump with Remote Outdoor Unit-Air-Source) | 38MURAQ24AB3* |  |  | CAP**2517AL* | PG95MSUA36040B** | 24200 | 16.5 | 8.5 | 25200 | 21800 | 86.51% | 1.82 | 0 | 10 |  |  |  | No | R-410A | 2.0167 | Residential & Commercial | Ducted CEE Tier 1
212988687 | Central HP <5.4 tons | PAYNE HEATING AND COOLING | HRCU-A-CB (Split System: Heat Pump with Remote Outdoor Unit-Air-Source) | 38MURAQ24AB3* |  |  | CAP**3621AL* | PG95MSUA36040B** | 23400 | 17 | 8.5 | 26000 | 24400 | 93.85% | 2.02 | 0 | 10 |  |  |  | No | R-410A | 1.95 | Residential & Commercial | Ducted CEE Tier 1
212988735 | Central HP <5.4 tons | PAYNE HEATING AND COOLING | HRCU-A-CB (Split System: Heat Pump with Remote Outdoor Unit-Air-Source) | 38MURAQ24AB3* |  |  | CNPV*3017AL* | PG95MSUA36040B** | 23600 | 16.5 | 8.1 | 26400 | 24200 | 91.67% | 2.02 | 0 | 10 |  |  |  | No | R-410A | 1.9667 | Residential & Commercial | Ducted CEE Tier 1
212985795 | Central HP <5.4 tons | PAYNE HEATING AND COOLING | HRCU-A-CB (Split System: Heat Pump with Remote Outdoor Unit-Air-Source) | 38MURAQ24AB3* |  |  | CAP**3017AL* | PG96MSAA30026A** | 23400 | 16.5 | 8.5 | 26200 | 25000 | 95.42% | 2.08 | 0 | 10 |  |  |  | No | R-410A | 1.95 | Residential & Commercial | Ducted CEE Tier 1
212986261 | Central HP <5.4 tons | PAYNE HEATING AND COOLING | HRCU-A-CB (Split System: Heat Pump with Remote Outdoor Unit-Air-Source) | 38MURAQ24AB3* |  |  | CNPV*3617AL* | PG96MSAA30040A** | 23400 | 16 | 8.1 | 26400 | 24400 | 92.42% | 2.02 | 0 | 10 |  |  |  | No | R-410A | 1.95 | Residential & Commercial | Ducted CEE Tier 1
215318778 | Central HP <5.4 tons | BRYANT | HRCU-A-CB (Split System: Heat Pump with Remote Outdoor Unit-Air-Source) | 37MUHAQ30AA3 |  |  | 45MUAAQ30XX3 |  | 30000 | 16.9 | 10 | 34000 | 32600 | 95.88% | 1.96 | 0 | 11.7 |  |  |  | No | R-454B | 2.5 | Residential & Commercial | Ducted CEE Tier 1
209852109 | Central HP <5.4 tons | MIDEA | HRCU-A-CB (Split System: Heat Pump with Remote Outdoor Unit-Air-Source) | DLCURAH36ABK |  |  | DLFUAAH36XAK |  | 36000 | 16 | 9.5 | 40000 | 34400 | 86% | 1.97 | 10.5 | 10 |  |  |  | No | R-410A | 3 | Residential & Commercial | Ducted CEE Tier 1
214489073 | Central HP <5.4 tons | Bladex | HRCU-A-C (Split System: Heat Pump with Remote Outdoor Unit with No Indoor Fan --Air Source) | BX31U-42HPHYHA |  |  | BLCB-36B18AC |  | 35000 | 15.5 | 8.6 | 38000 | 31600 | 83.16% | 1.85 | 0 | 10 |  |  |  | No | R-410A | 2.9167 | Residential & Commercial | Ducted CEE Tier 1
213603965 | Central HP <5.4 tons | BRYANT | HRCU-A-C (Split System: Heat Pump with Remote Outdoor Unit with No Indoor Fan --Air Source) | 38MURAQ36AB3 |  |  | 40MULAQ36XCX + CI |  | 35000 | 15.2 | 10 | 39000 | 32000 | 82.05% | 2 | 10.2 | 10 |  |  |  | No | R-410A | 2.9167 | Residential & Commercial | Ducted CEE Tier 1
213372168 | Central HP <5.4 tons | MIDEA | HRCU-A-C (Split System: Heat Pump with Remote Outdoor Unit with No Indoor Fan --Air Source) | DLCURAH36ABK |  |  | DLFULAH36XBX + CI |  | 35000 | 15.5 | 8.6 | 38000 | 31600 | 83.16% | 1.85 | 0 | 10 |  |  |  | No | R-410A | 2.9167 | Residential & Commercial | Ducted CEE Tier 1
207335552 | Central HP <5.4 tons | NAPOLEON | HRCU-A-CB (Split System: Heat Pump with Remote Outdoor Unit-Air-Source) | NS18HV24A36 |  |  | NPFX24A |  | 24000 | 17 | 9 | 24000 | 22000 | 91.67% | 1.8 | 12.5 | 12 |  |  |  | No | R-410A | 2 | Residential & Commercial | Ducted CEE Tier 1
214594894 | Central HP <5.4 tons | MIDEA | HRCU-A-CB (Split System: Heat Pump with Remote Outdoor Unit-Air-Source) | MOE31U-36HFN1-M |  |  | MVBL-36HWFN1-MK3 |  | 36000 | 17 | 9.9 | 36000 | 36000 | 100% | 1.9 | 0 | 10 |  |  |  | No | R-410A | 3 | Residential & Commercial | Ducted CEE Tier 1
215318879 | Central HP <5.4 tons | MIDEA | HRCU-A-CB (Split System: Heat Pump with Remote Outdoor Unit-Air-Source) | 37MARAQ18AA3 |  |  | 45MBAAQ18XB3 |  | 18000 | 18.5 | 9.8 | 18000 | 13000 | 72.22% | 2.3 | 0 | 12.2 |  |  |  | No | R-454B | 1.5 | Residential & Commercial | Ducted CEE Tier 1
215318787 | Central HP <5.4 tons | BRYANT | HRCU-A-CB (Split System: Heat Pump with Remote Outdoor Unit-Air-Source) | 37MURAQ48AA3 |  |  | 45MUAAQ48XX3 |  | 48000 | 16 | 8.5 | 48000 | 38000 | 79.17% | 1.85 | 0 | 10 |  |  |  | No | R-454B | 4 | Residential & Commercial | Ducted CEE Tier 1
208447896 | Central HP <5.4 tons | BRYANT | HRCU-A-CB (Split System: Heat Pump with Remote Outdoor Unit-Air-Source) | 38MURAQ24AB3 |  |  | 40MUAAQ24XA3 |  | 24000 | 17.4 | 10 | 24000 | 22600 | 94.17% | 1.91 | 12.5 | 11.7 |  |  |  | No | R-410A | 2 | Residential & Commercial | Ducted CEE Tier 1
213885866 | Central HP <5.4 tons | THERMAL ZONE | HRCU-A-C (Split System: Heat Pump with Remote Outdoor Unit with No Indoor Fan --Air Source) | TZPLV242PA |  |  | MAC-24HWDN1-MN0 |  | 24000 | 16.5 | 9.5 | 25000 | 20000 | 80% | 1.95 | 11 | 10.7 |  |  |  | No | R-410A | 2 | Residential & Commercial | Ducted CEE Tier 1
214594893 | Central HP <5.4 tons | MIDEA | HRCU-A-CB (Split System: Heat Pump with Remote Outdoor Unit-Air-Source) | MOD30U-30HFN1-MR0(X) |  |  | MVBL-30HWFN1-MJ3 |  | 28000 | 18.2 | 8.8 | 30000 | 26000 | 86.67% | 1.8 | 0 | 11.7 |  |  |  | No | R-410A | 2.3333 | Residential & Commercial | Ducted CEE Tier 1
209852110 | Central HP <5.4 tons | MIDEA | HRCU-A-CB (Split System: Heat Pump with Remote Outdoor Unit-Air-Source) | DLCURAH30ABK |  |  | DLFUAAH30XAK |  | 30000 | 16.2 | 8.9 | 33000 | 24000 | 72.73% | 1.8 | 11 | 10 |  |  |  | No | R-410A | 2.5 | Residential & Commercial | Ducted CEE Tier 1
206767185 | Central HP <5.4 tons | TEMPSTAR | HRCU-A-CB (Split System: Heat Pump with Remote Outdoor Unit-Air-Source) | TVH825GKA3* |  |  | EA*4X37L17A*+WALLCON | *80CSU0401712A* | 24200 | 17 | 8.1 | 21400 | 16600 | 77.57% | 2 | 11.5 | 11 |  |  |  | No | R-410A | 2.0167 | Residential & Commercial | Ducted CEE Tier 1
212316041 | Central HP <5.4 tons | KLIMAIRE | HRCU-A-CB (Split System: Heat Pump with Remote Outdoor Unit-Air-Source) | KOIF30H2-1S |  |  | KIDF30H2-1S |  | 30000 | 16.2 | 8.9 | 33000 | 24000 | 72.73% | 1.8 | 11 | 10 |  |  |  | No | R-410A | 2.5 | Residential & Commercial | Ducted CEE Tier 1
216372809 | Central HP <5.4 tons | EMI | HRCU-A-CB (Split System: Heat Pump with Remote Outdoor Unit-Air-Source) | MHSD130DACFC |  |  | MHAH130DACFC |  | 30000 | 16.2 | 8.9 | 33000 | 24000 | 72.73% | 1.8 | 11 | 10 |  |  |  | No | R-410A | 2.5 | Residential & Commercial | Ducted CEE Tier 1
212987372 | Central HP <5.4 tons | SMART COMFORT | HRCU-A-CB (Split System: Heat Pump with Remote Outdoor Unit-Air-Source) | DLCURAH24ABK |  |  | EA*4X24L17A* | *96MSN0801716A* | 23400 | 16.5 | 8.5 | 27000 | 26000 | 96.3% | 2.16 | 0 | 10 |  |  |  | No | R-410A | 1.95 | Residential & Commercial | Ducted CEE Tier 1
212984046 | Central HP <5.4 tons | SMART COMFORT | HRCU-A-CB (Split System: Heat Pump with Remote Outdoor Unit-Air-Source) | DLCURAH24ABK |  |  | EA*4X25L17A* | *92MSN0601714A* | 24200 | 17 | 8.5 | 25200 | 21800 | 86.51% | 1.82 | 0 | 10 |  |  |  | No | R-410A | 2.0167 | Residential & Commercial | Ducted CEE Tier 1
212985368 | Central HP <5.4 tons | SMART COMFORT | HRCU-A-CB (Split System: Heat Pump with Remote Outdoor Unit-Air-Source) | DLCURAH24ABK |  |  | EN(A,D)4X36L21** | *92MSN1002120A* | 23600 | 17.5 | 8.5 | 26400 | 24200 | 91.67% | 2.02 | 0 | 10.5 |  |  |  | No | R-410A | 1.9667 | Residential & Commercial | Ducted CEE Tier 1
211245789 | Central HP <5.4 tons | SMART COMFORT | HRCU-A-CB (Split System: Heat Pump with Remote Outdoor Unit-Air-Source) | DLCURAH24ABK |  |  | EN(A,D)4X36L21** | OLV112A16A | 24400 | 16 | 8.1 | 26600 | 22600 | 84.96% | 1.86 | 0 | 10 |  |  |  | No | R-410A | 2.0333 | Residential & Commercial | Ducted CEE Tier 1
214279938 | Central HP <5.4 tons | SMART COMFORT | HRCU-A-CB (Split System: Heat Pump with Remote Outdoor Unit-Air-Source) | DLCURAH24ABK |  |  | EA*4X37L17A* | *96MSN0601716A* | 24200 | 16.5 | 9 | 25400 | 21800 | 85.83% | 1.82 | 0 | 10 |  |  |  | No | R-410A | 2.0167 | Residential & Commercial | Ducted CEE Tier 1
214279952 | Central HP <5.4 tons | SMART COMFORT | HRCU-A-CB (Split System: Heat Pump with Remote Outdoor Unit-Air-Source) | DLCURAH24ABK |  |  | EA*4X37L21A* | *96MSM0601716A* | 24600 | 17 | 9 | 25400 | 21200 | 83.46% | 1.78 | 0 | 10 |  |  |  | No | R-410A | 2.05 | Residential & Commercial | Ducted CEE Tier 1
208447920 | Central HP <5.4 tons | MIDEA | HRCU-A-CB (Split System: Heat Pump with Remote Outdoor Unit-Air-Source) | 38MURAQ30AB3 |  |  | 40MUAAQ30XA3 |  | 30000 | 16.2 | 8.9 | 33000 | 24000 | 72.73% | 1.8 | 11 | 10 |  |  |  | No | R-410A | 2.5 | Residential & Commercial | Ducted CEE Tier 1
213372167 | Central HP <5.4 tons | MIDEA | HRCU-A-C (Split System: Heat Pump with Remote Outdoor Unit with No Indoor Fan --Air Source) | DLCURAH30ABK |  |  | DLFULAH36XCX + CI |  | 30000 | 15.5 | 9.7 | 33000 | 27000 | 81.82% | 1.85 | 10.7 | 10.5 |  |  |  | No | R-410A | 2.5 | Residential & Commercial | Ducted CEE Tier 1
213216270 | Central HP <5.4 tons | ATK | HRCU-A-C (Split System: Heat Pump with Remote Outdoor Unit with No Indoor Fan --Air Source) | ACI-CCO36CP21 |  |  | ACI-CCO36CP21 |  | 30000 | 15.5 | 9.7 | 33000 | 27000 | 81.82% | 1.85 | 10.7 | 10.5 |  |  |  | No | R-410A | 2.5 | Residential & Commercial | Ducted CEE Tier 1
208447893 | Central HP <5.4 tons | BRYANT | HRCU-A-CB (Split System: Heat Pump with Remote Outdoor Unit-Air-Source) | 38MURAQ30AB3 |  |  | 40MUAAQ30XA3 |  | 30000 | 16.2 | 8.9 | 33000 | 24000 | 72.73% | 1.8 | 11 | 10 |  |  |  | No | R-410A | 2.5 | Residential & Commercial | Ducted CEE Tier 1
211126506 | Central HP <5.4 tons | THERMAL ZONE | HRCU-A-CB (Split System: Heat Pump with Remote Outdoor Unit-Air-Source) | TZPLV302PA |  |  | TZHVLE3021JA |  | 30000 | 16.2 | 8.9 | 33000 | 24000 | 72.73% | 1.8 | 11 | 10 |  |  |  | No | R-410A | 2.5 | Residential & Commercial | Ducted CEE Tier 1
212981781 | Central HP <5.4 tons | SMART COMFORT | HRCU-A-CB (Split System: Heat Pump with Remote Outdoor Unit-Air-Source) | DLCURAH24ABK |  |  | EN(A,D)4X24L17** | *80MSU1002120A* | 23200 | 16 | 8.5 | 27000 | 25000 | 92.59% | 2.08 | 0 | 10 |  |  |  | No | R-410A | 1.9333 | Residential & Commercial | Ducted CEE Tier 1
212979890 | Central HP <5.4 tons | SMART COMFORT | HRCU-A-CB (Split System: Heat Pump with Remote Outdoor Unit-Air-Source) | DLCURAH24ABK |  |  | EA*4X37L21A* | *80MS(N,L)0901714A* | 24200 | 17.5 | 8.5 | 25200 | 21800 | 86.51% | 1.82 | 0 | 10 |  |  |  | No | R-410A | 2.0167 | Residential & Commercial | Ducted CEE Tier 1
212980594 | Central HP <5.4 tons | SMART COMFORT | HRCU-A-CB (Split System: Heat Pump with Remote Outdoor Unit-Air-Source) | DLCURAH24ABK |  |  | EA*4X37L21A* | *80MS(N,L)0902120A* | 24000 | 17.5 | 8.5 | 25200 | 21800 | 86.51% | 1.82 | 0 | 10 |  |  |  | No | R-410A | 2 | Residential & Commercial | Ducted CEE Tier 1
211242762 | Central HP <5.4 tons | SMART COMFORT | HRCU-A-CB (Split System: Heat Pump with Remote Outdoor Unit-Air-Source) | DLCURAH24ABK |  |  | EA*4X37L17A* | *80VSL0451412A* | 24800 | 16.5 | 8.5 | 25800 | 21400 | 82.95% | 1.78 | 0 | 10 |  |  |  | No | R-410A | 2.0667 | Residential & Commercial | Ducted CEE Tier 1
211242798 | Central HP <5.4 tons | SMART COMFORT | HRCU-A-CB (Split System: Heat Pump with Remote Outdoor Unit-Air-Source) | DLCURAH24ABK |  |  | EA*4X37L17A* | *96VSN0401712A* | 24600 | 15.5 | 8.5 | 25800 | 21600 | 83.72% | 1.78 | 0 | 10 |  |  |  | No | R-410A | 2.05 | Residential & Commercial | Ducted CEE Tier 1
211243048 | Central HP <5.4 tons | SMART COMFORT | HRCU-A-CB (Split System: Heat Pump with Remote Outdoor Unit-Air-Source) | DLCURAH24ABK |  |  | EA*4X37L17A* | *80ES(N,L)0701712A* | 24800 | 16.5 | 8.5 | 25800 | 21400 | 82.95% | 1.78 | 0 | 10 |  |  |  | No | R-410A | 2.0667 | Residential & Commercial | Ducted CEE Tier 1
211243364 | Central HP <5.4 tons | SMART COMFORT | HRCU-A-CB (Split System: Heat Pump with Remote Outdoor Unit-Air-Source) | DLCURAH24ABK |  |  | EA*4X37L21A* | *80VSL0902120A* | 24600 | 17 | 8.5 | 25400 | 21200 | 83.46% | 1.78 | 0 | 10.5 |  |  |  | No | R-410A | 2.05 | Residential & Commercial | Ducted CEE Tier 1
211243500 | Central HP <5.4 tons | SMART COMFORT | HRCU-A-CB (Split System: Heat Pump with Remote Outdoor Unit-Air-Source) | DLCURAH24ABK |  |  | EA*4X37L21A* | *80ES(N,L)0451712A* | 24800 | 17 | 8.5 | 25400 | 21000 | 82.68% | 1.76 | 0 | 10.5 |  |  |  | No | R-410A | 2.0667 | Residential & Commercial | Ducted CEE Tier 1
211243734 | Central HP <5.4 tons | SMART COMFORT | HRCU-A-CB (Split System: Heat Pump with Remote Outdoor Unit-Air-Source) | DLCURAH24ABK |  |  | EN(A,D)4X24L14** | *80VTL0451412A* | 23800 | 16 | 8.5 | 26800 | 23200 | 86.57% | 1.92 | 0 | 10 |  |  |  | No | R-410A | 1.9833 | Residential & Commercial | Ducted CEE Tier 1
211244551 | Central HP <5.4 tons | SMART COMFORT | HRCU-A-CB (Split System: Heat Pump with Remote Outdoor Unit-Air-Source) | DLCURAH24ABK |  |  | EN(A,D)4X30L17** | *80ESU0401712A* | 24000 | 17 | 8.1 | 26000 | 23200 | 89.23% | 1.94 | 0 | 10.5 |  |  |  | No | R-410A | 2 | Residential & Commercial | Ducted CEE Tier 1
212989150 | Central HP <5.4 tons | SMART COMFORT | HRCU-A-CB (Split System: Heat Pump with Remote Outdoor Unit-Air-Source) | DLCURAH24ABK |  |  | EA*4X25L17A* | *95MSU0601716A* | 24200 | 17 | 8.5 | 25200 | 21800 | 86.51% | 1.82 | 0 | 10 |  |  |  | No | R-410A | 2.0167 | Residential & Commercial | Ducted CEE Tier 1
212976397 | Central HP <5.4 tons | SMART COMFORT | HRCU-A-CB (Split System: Heat Pump with Remote Outdoor Unit-Air-Source) | DLCURAH24ABK |  |  | EA*4X36L21A* | *96VTN0802120B* | 24000 | 17 | 8.5 | 26400 | 23400 | 88.64% | 1.94 | 0 | 10 |  |  |  | No | R-410A | 2 | Residential & Commercial | Ducted CEE Tier 1
212978219 | Central HP <5.4 tons | SMART COMFORT | HRCU-A-CB (Split System: Heat Pump with Remote Outdoor Unit-Air-Source) | DLCURAH24ABK |  |  | EN(A,D,W)4X36L17** | *80MS(N,L)0701412A* | 23600 | 17 | 8.1 | 26000 | 24000 | 92.31% | 2 | 0 | 10.5 |  |  |  | No | R-410A | 1.9667 | Residential & Commercial | Ducted CEE Tier 1
212975012 | Central HP <5.4 tons | SMART COMFORT | HRCU-A-CB (Split System: Heat Pump with Remote Outdoor Unit-Air-Source) | DLCURAH24ABK |  |  | EN(A,D)4X24L14** | *96VTN0401410B* | 23200 | 15.5 | 8.5 | 27000 | 25000 | 92.59% | 2.06 | 0 | 10 |  |  |  | No | R-410A | 1.9333 | Residential & Commercial | Ducted CEE Tier 1
215471339 | Central HP <5.4 tons | MIDEA | HRCU-A-CB (Split System: Heat Pump with Remote Outdoor Unit-Air-Source) | MO1HE-H18B-2A |  |  | MAUSE-H18B-2A |  | 18000 | 19 | 10.1 | 18000 | 18600 | 103.3% | 2.12 | 0 | 12.5 |  |  |  | No | R-454B | 1.5 | Residential & Commercial | Ducted CEE Tier 1
215318789 | Central HP <5.4 tons | BRYANT | HRCU-A-CB (Split System: Heat Pump with Remote Outdoor Unit-Air-Source) | 37MUHAQ18AA3 |  |  | 45MUHAQ24XX3 |  | 18000 | 19 | 10.2 | 18000 | 18600 | 103.3% | 2.12 | 0 | 12.5 |  |  |  | No | R-454B | 1.5 | Residential & Commercial | Ducted CEE Tier 1
215319055 | Central HP <5.4 tons | MIDEA | HRCU-A-CB (Split System: Heat Pump with Remote Outdoor Unit-Air-Source) | D5CUHAH18AAK |  |  | D5FUAAH18XAK |  | 18000 | 19 | 9.8 | 19000 | 18000 | 94.74% | 2 | 0 | 12.5 |  |  |  | No | R-454B | 1.5 | Residential & Commercial | Ducted CEE Tier 1
215318861 | Central HP <5.4 tons | MIDEA | HRCU-A-CB (Split System: Heat Pump with Remote Outdoor Unit-Air-Source) | 37MUHAQ24AA3 |  |  | 45MUHAQ24XX3 |  | 24000 | 18.7 | 10 | 24000 | 20600 | 85.83% | 2.14 | 0 | 12 |  |  |  | No | R-454B | 2 | Residential & Commercial | Ducted CEE Tier 1
206133835 | Central HP <5.4 tons | TEMPSTAR | HRCU-A-CB (Split System: Heat Pump with Remote Outdoor Unit-Air-Source) | TVH825GKA2* |  |  | EA*4X37L21A*+WALLCON | *95CSU1002122A* | 24400 | 17 | 8.5 | 21200 | 16600 | 78.3% | 2.04 | 11.5 | 11 |  |  |  | No | R-410A | 2.0333 | Residential & Commercial | Ducted CEE Tier 1
215318877 | Central HP <5.4 tons | MIDEA | HRCU-A-CB (Split System: Heat Pump with Remote Outdoor Unit-Air-Source) | 37MAHAQ24AA3 |  |  | 45MBAAQ24XB3 |  | 23000 | 18.8 | 10 | 26000 | 23600 | 90.77% | 2.16 | 0 | 12 |  |  |  | No | R-454B | 1.9167 | Residential & Commercial | Ducted CEE Tier 1
215318781 | Central HP <5.4 tons | BRYANT | HRCU-A-CB (Split System: Heat Pump with Remote Outdoor Unit-Air-Source) | 37MUHAQ60AA3 |  |  | 45MUAAQ60XX3 |  | 54000 | 16 | 9 | 56000 | 52000 | 92.86% | 1.8 | 0 | 10 |  |  |  | No | R-454B | 4.5 | Residential & Commercial | Ducted CEE Tier 1
212975329 | Central HP <5.4 tons | SMART COMFORT | HRCU-A-CB (Split System: Heat Pump with Remote Outdoor Unit-Air-Source) | DLCURAH24ABK |  |  | EA*4X37L21A* | *96VTN0401712B* | 24200 | 16.5 | 8.5 | 25400 | 21600 | 85.04% | 1.8 | 0 | 10 |  |  |  | No | R-410A | 2.0167 | Residential & Commercial | Ducted CEE Tier 1
212973240 | Central HP <5.4 tons | SMART COMFORT | HRCU-A-CB (Split System: Heat Pump with Remote Outdoor Unit-Air-Source) | DLCURAH24ABK |  |  | EA*4X37L17A* | *96VSN0401712B* | 24000 | 16 | 8.1 | 25400 | 22000 | 86.61% | 1.82 | 0 | 10 |  |  |  | No | R-410A | 2 | Residential & Commercial | Ducted CEE Tier 1
212973290 | Central HP <5.4 tons | SMART COMFORT | HRCU-A-CB (Split System: Heat Pump with Remote Outdoor Unit-Air-Source) | DLCURAH24ABK |  |  | EN(A,D)4X36L21** | *96VSN0401712B* | 23200 | 16 | 8.1 | 26200 | 24800 | 94.66% | 2.06 | 0 | 10 |  |  |  | No | R-410A | 1.9333 | Residential & Commercial | Ducted CEE Tier 1
212973540 | Central HP <5.4 tons | SMART COMFORT | HRCU-A-CB (Split System: Heat Pump with Remote Outdoor Unit-Air-Source) | DLCURAH24ABK |  |  | EA*4X24L17A* | *96VSN0601412B* | 23200 | 16.5 | 8.5 | 26800 | 26800 | 100% | 2.28 | 0 | 10 |  |  |  | No | R-410A | 1.9333 | Residential & Commercial | Ducted CEE Tier 1
212973640 | Central HP <5.4 tons | SMART COMFORT | HRCU-A-CB (Split System: Heat Pump with Remote Outdoor Unit-Air-Source) | DLCURAH24ABK |  |  | EN(A,D,W)4X36L17** | *96VSN0601412B* | 23400 | 16.5 | 8.1 | 26200 | 24600 | 93.89% | 2.04 | 0 | 10 |  |  |  | No | R-410A | 1.95 | Residential & Commercial | Ducted CEE Tier 1
212981810 | Central HP <5.4 tons | PAYNE HEATING AND COOLING | HRCU-A-CB (Split System: Heat Pump with Remote Outdoor Unit-Air-Source) | 38MURAQ24AB3* |  |  | CNPV*3621AL* | PG80MSUA60100C** | 23400 | 16.5 | 8.1 | 26200 | 24800 | 94.66% | 2.08 | 0 | 10 |  |  |  | No | R-410A | 1.95 | Residential & Commercial | Ducted CEE Tier 1
212987401 | Central HP <5.4 tons | PAYNE HEATING AND COOLING | HRCU-A-CB (Split System: Heat Pump with Remote Outdoor Unit-Air-Source) | 38MURAQ24AB3* |  |  | CAP**3617AL* | PG96MSAA48080B** | 23800 | 17 | 8.5 | 26400 | 23600 | 89.39% | 1.96 | 0 | 10 |  |  |  | No | R-410A | 1.9833 | Residential & Commercial | Ducted CEE Tier 1
212989143 | Central HP <5.4 tons | PAYNE HEATING AND COOLING | HRCU-A-CB (Split System: Heat Pump with Remote Outdoor Unit-Air-Source) | 38MURAQ24AB3* |  |  | CAP**2517AL* | PG95MSUA48060B** | 24200 | 17 | 8.5 | 25200 | 21800 | 86.51% | 1.82 | 0 | 10 |  |  |  | No | R-410A | 2.0167 | Residential & Commercial | Ducted CEE Tier 1
213076398 | Central HP <5.4 tons | PAYNE HEATING AND COOLING | HRCU-A-CB (Split System: Heat Pump with Remote Outdoor Unit-Air-Source) | 38MURAQ24AB3* |  |  | CNPV*2417AL* | PG96VTAB48060B** | 23200 | 16.5 | 8.5 | 26800 | 25400 | 94.78% | 2.12 | 0 | 10 |  |  |  | No | R-410A | 1.9333 | Residential & Commercial | Ducted CEE Tier 1
211243483 | Central HP <5.4 tons | PAYNE HEATING AND COOLING | HRCU-A-CB (Split System: Heat Pump with Remote Outdoor Unit-Air-Source) | 38MURAQ24AB3* |  |  | CAP**3721AL* | PG80VTLA66110C** | 24400 | 17 | 8.5 | 25200 | 21200 | 84.13% | 1.8 | 0 | 10.5 |  |  |  | No | R-410A | 2.0333 | Residential & Commercial | Ducted CEE Tier 1
211243631 | Central HP <5.4 tons | PAYNE HEATING AND COOLING | HRCU-A-CB (Split System: Heat Pump with Remote Outdoor Unit-Air-Source) | 38MURAQ24AB3* |  |  | CAP**3721AL* | PG92ESAA36040B** | 24400 | 16 | 8.1 | 25400 | 21200 | 83.46% | 1.78 | 0 | 10 |  |  |  | No | R-410A | 2.0333 | Residential & Commercial | Ducted CEE Tier 1
212975373 | Central HP <5.4 tons | SMART COMFORT | HRCU-A-CB (Split System: Heat Pump with Remote Outdoor Unit-Air-Source) | DLCURAH24ABK |  |  | EN(A,D)4X36L21** | *96VTN0401712B* | 23200 | 16 | 8.1 | 26200 | 24800 | 94.66% | 2.06 | 0 | 10 |  |  |  | No | R-410A | 1.9333 | Residential & Commercial | Ducted CEE Tier 1
212974973 | Central HP <5.4 tons | SMART COMFORT | HRCU-A-CB (Split System: Heat Pump with Remote Outdoor Unit-Air-Source) | DLCURAH24ABK |  |  | EA*4X30L17A* | *96VTN0401410B* | 23400 | 16 | 8.5 | 26400 | 24800 | 93.94% | 2.06 | 0 | 10 |  |  |  | No | R-410A | 1.95 | Residential & Commercial | Ducted CEE Tier 1
212973610 | Central HP <5.4 tons | SMART COMFORT | HRCU-A-CB (Split System: Heat Pump with Remote Outdoor Unit-Air-Source) | DLCURAH24ABK |  |  | EN(A,D)4X24L17** | *96VSN0601412B* | 23200 | 16.5 | 8.5 | 26800 | 25400 | 94.78% | 2.12 | 0 | 10 |  |  |  | No | R-410A | 1.9333 | Residential & Commercial | Ducted CEE Tier 1
212971630 | Central HP <5.4 tons | SMART COMFORT | HRCU-A-CB (Split System: Heat Pump with Remote Outdoor Unit-Air-Source) | DLCURAH24ABK |  |  | EA*4X24L17A* | *80VTL0701716B* | 23400 | 17 | 8.5 | 27000 | 26200 | 97.04% | 2.22 | 0 | 10 |  |  |  | No | R-410A | 1.95 | Residential & Commercial | Ducted CEE Tier 1
212972407 | Central HP <5.4 tons | SMART COMFORT | HRCU-A-CB (Split System: Heat Pump with Remote Outdoor Unit-Air-Source) | DLCURAH24ABK |  |  | EA*4X36L21A* | *80VTL1102122B* | 24000 | 17.5 | 8.5 | 26400 | 23200 | 87.88% | 1.94 | 0 | 10 |  |  |  | No | R-410A | 2 | Residential & Commercial | Ducted CEE Tier 1
212971155 | Central HP <5.4 tons | SMART COMFORT | HRCU-A-CB (Split System: Heat Pump with Remote Outdoor Unit-Air-Source) | DLCURAH24ABK |  |  | EA*4X30L14A* | *80VTL0451412B* | 23400 | 17 | 8.5 | 26200 | 25000 | 95.42% | 2.08 | 0 | 10 |  |  |  | No | R-410A | 1.95 | Residential & Commercial | Ducted CEE Tier 1
215318791 | Central HP <5.4 tons | BRYANT | HRCU-A-CB (Split System: Heat Pump with Remote Outdoor Unit-Air-Source) | 37MUHAQ48AA3 |  |  | 45MUHAQ60XX3 |  | 48000 | 17.5 | 9.5 | 48000 | 48000 | 100% | 2 | 0 | 12 |  |  |  | No | R-454B | 4 | Residential & Commercial | Ducted CEE Tier 1
215319076 | Central HP <5.4 tons | MIDEA | HRCU-A-CB (Split System: Heat Pump with Remote Outdoor Unit-Air-Source) | D5CSRAH24AAK |  |  | D5FSAAH24XBK |  | 24000 | 19.8 | 9 | 25000 | 18000 | 72% | 2.2 | 0 | 11.7 |  |  |  | No | R-454B | 2 | Residential & Commercial | Ducted CEE Tier 1
215318875 | Central HP <5.4 tons | MIDEA | HRCU-A-CB (Split System: Heat Pump with Remote Outdoor Unit-Air-Source) | 37MUHAQ48AA3 |  |  | 45MUHAQ60XX3 |  | 48000 | 17.5 | 9.5 | 48000 | 48000 | 100% | 2 | 0 | 12 |  |  |  | No | R-454B | 4 | Residential & Commercial | Ducted CEE Tier 1
214279886 | Central HP <5.4 tons | SMART COMFORT | HRCU-A-CB (Split System: Heat Pump with Remote Outdoor Unit-Air-Source) | DLCURAH24ABK |  |  | EA*4X25L17A* | *96MSN0601716A* | 24400 | 16.5 | 9 | 25400 | 21600 | 85.04% | 1.8 | 0 | 10 |  |  |  | No | R-410A | 2.0333 | Residential & Commercial | Ducted CEE Tier 1
213942109 | Central HP <5.4 tons | SMART COMFORT | HRCU-A-CB (Split System: Heat Pump with Remote Outdoor Unit-Air-Source) | DLCURAH24ABK |  |  | EN(A,D,W)4X36L17** | *96VTN0601716B* | 24000 | 16.5 | 9 | 26000 | 23200 | 89.23% | 1.92 | 0 | 10.5 |  |  |  | No | R-410A | 2 | Residential & Commercial | Ducted CEE Tier 1
212973930 | Central HP <5.4 tons | SMART COMFORT | HRCU-A-CB (Split System: Heat Pump with Remote Outdoor Unit-Air-Source) | DLCURAH24ABK |  |  | EN(A,D)4X36L21** | *96VSN0801716B* | 23400 | 16.5 | 8.1 | 25800 | 24200 | 93.8% | 2 | 0 | 10 |  |  |  | No | R-410A | 1.95 | Residential & Commercial | Ducted CEE Tier 1
212975064 | Central HP <5.4 tons | SMART COMFORT | HRCU-A-CB (Split System: Heat Pump with Remote Outdoor Unit-Air-Source) | DLCURAH24ABK |  |  | EN(A,D,W)4X36L17** | *96VTN0401410B* | 23400 | 16 | 8.1 | 26400 | 24600 | 93.18% | 2.04 | 0 | 10 |  |  |  | No | R-410A | 1.95 | Residential & Commercial | Ducted CEE Tier 1
213372165 | Central HP <5.4 tons | MIDEA | HRCU-A-C (Split System: Heat Pump with Remote Outdoor Unit with No Indoor Fan --Air Source) | DLCURAH24ABK |  |  | DLFULAH24XAX + CI |  | 24000 | 16.1 | 9.8 | 25000 | 20000 | 80% | 2 | 0 | 10.7 |  |  |  | No | R-410A | 2 | Residential & Commercial | Ducted CEE Tier 1
215319067 | Central HP <5.4 tons | MIDEA | HRCU-A-CB (Split System: Heat Pump with Remote Outdoor Unit-Air-Source) | D5CURAH48AAK |  |  | D5FUAAH48XAK |  | 48000 | 16 | 8.5 | 48000 | 38000 | 79.17% | 1.85 | 0 | 10 |  |  |  | No | R-454B | 4 | Residential & Commercial | Ducted CEE Tier 1
213298107 | Central HP <5.4 tons | JOHNSON CONTROLS | HRCU-A-CB (Split System: Heat Pump with Remote Outdoor Unit-Air-Source) | HMH72B341 |  |  | XAFB36DBCN1+JMET12BS2N1 |  | 34000 | 18.5 | 8.5 | 33800 | 23800 | 70.41% | 2.12 | 0 | 10.5 |  |  |  | No | R-410A | 2.8333 | Residential & Commercial | Ducted CEE Tier 1
215894255 | Central HP <5.4 tons | Nutech | HRCU-A-CB (Split System: Heat Pump with Remote Outdoor Unit-Air-Source) | NOX630-48HFN10-M3 |  |  | NVBC-48HWFN10-MD3E-D |  | 48000 | 16 | 8.5 | 48000 | 38000 | 79.17% | 1.85 | 0 | 10 |  |  |  | No | R-454B | 4 | Residential & Commercial | Ducted CEE Tier 1
207826606 | Central HP <5.4 tons | MIDEA | HRCU-A-CB (Split System: Heat Pump with Remote Outdoor Unit-Air-Source) | DLCSRBH24AAK |  |  | DLFSABH24XBK |  | 23000 | 18.4 | 9.3 | 26000 | 21200 | 81.54% | 1.9 | 12.5 | 11.7 |  |  |  | No | R-410A | 1.9167 | Residential & Commercial | Ducted CEE Tier 1
214279749 | Central HP <5.4 tons | PAYNE HEATING AND COOLING | HRCU-A-CB (Split System: Heat Pump with Remote Outdoor Unit-Air-Source) | 38MURAQ18AB3* |  |  | CAP**2517AL* | PG96MSAA48060B** | 17700 | 16 | 8.5 | 17600 | 17800 | 101.1% | 2.14 | 0 | 10.5 |  |  |  | No | R-410A | 1.475 | Residential & Commercial | Ducted CEE Tier 1
212979955 | Central HP <5.4 tons | PAYNE HEATING AND COOLING | HRCU-A-CB (Split System: Heat Pump with Remote Outdoor Unit-Air-Source) | 38MURAQ18AB3* |  |  | CAP**2417AL* | PG80MS(A,L)A42090B** | 17500 | 16 | 8.5 | 18500 | 19400 | 104.9% | 2.34 | 0 | 10.5 |  |  |  | No | R-410A | 1.4583 | Residential & Commercial | Ducted CEE Tier 1
214075320 | Central HP <5.4 tons | RUSSELL | HRCU-A-CB (Split System: Heat Pump with Remote Outdoor Unit-Air-Source) | RD17AZ60AJ3N |  |  | TCFZ6024STANM | S951V1005A21UHU | 55000 | 18 | 8.1 | 54000 | 49500 | 91.67% | 1.75 | 0 | 10 |  |  |  | No | R-410A | 4.5833 | Residential & Commercial | Ducted CEE Tier 1
215318878 | Central HP <5.4 tons | MIDEA | HRCU-A-CB (Split System: Heat Pump with Remote Outdoor Unit-Air-Source) | 37MAHAQ33AA3 |  |  | 45MBAAQ36XB3 |  | 33000 | 16.7 | 10 | 35000 | 34000 | 97.14% | 2 | 0 | 11.7 |  |  |  | No | R-454B | 2.75 | Residential & Commercial | Ducted CEE Tier 1
214584665 | Central HP <5.4 tons | JOHNSON CONTROLS | HRCU-A-CB (Split System: Heat Pump with Remote Outdoor Unit-Air-Source) | HH824E2S11 |  |  | CTF36B5ADS1 | Z8ES100B12SMPS1 | 23000 | 19 | 9.5 | 23000 | 18800 | 81.74% | 2 | 0 | 12 |  |  |  | No | R-454B | 1.9167 | Residential & Commercial | Ducted CEE Tier 1
215319075 | Central HP <5.4 tons | MIDEA | HRCU-A-CB (Split System: Heat Pump with Remote Outdoor Unit-Air-Source) | D5CSRAH18AAK |  |  | D5FSAAH18XBK |  | 18000 | 18.5 | 9.8 | 18000 | 13000 | 72.22% | 2.3 | 0 | 12.2 |  |  |  | No | R-454B | 1.5 | Residential & Commercial | Ducted CEE Tier 1
211243901 | Central HP <5.4 tons | PAYNE HEATING AND COOLING | HRCU-A-CB (Split System: Heat Pump with Remote Outdoor Unit-Air-Source) | 38MURAQ24AB3* |  |  | CNPV*2417AL* | PG95ESUA36040B** | 23200 | 16.5 | 8.5 | 26400 | 24400 | 92.42% | 2.04 | 0 | 10 |  |  |  | No | R-410A | 1.9333 | Residential & Commercial | Ducted CEE Tier 1
211241111 | Central HP <5.4 tons | PAYNE HEATING AND COOLING | HRCU-A-CB (Split System: Heat Pump with Remote Outdoor Unit-Air-Source) | 38MURAQ24AB3* |  |  | CAP**2517AL* | PG92ESAA36060A** | 24000 | 17 | 8.1 | 25000 | 21800 | 87.2% | 1.82 | 0 | 10 |  |  |  | No | R-410A | 2 | Residential & Commercial | Ducted CEE Tier 1
211241188 | Central HP <5.4 tons | PAYNE HEATING AND COOLING | HRCU-A-CB (Split System: Heat Pump with Remote Outdoor Unit-Air-Source) | 38MURAQ24AB3* |  |  | CAP**2517AL* | PG80ES(A,L)A36070A** | 25000 | 17 | 8.5 | 25600 | 21000 | 82.03% | 1.78 | 0 | 10.5 |  |  |  | No | R-410A | 2.0833 | Residential & Commercial | Ducted CEE Tier 1
215318862 | Central HP <5.4 tons | MIDEA | HRCU-A-CB (Split System: Heat Pump with Remote Outdoor Unit-Air-Source) | 37MUHAQ30AA3 |  |  | 45MUAAQ30XX3 |  | 30000 | 16.9 | 10 | 34000 | 32600 | 95.88% | 1.96 | 0 | 11.7 |  |  |  | No | R-454B | 2.5 | Residential & Commercial | Ducted CEE Tier 1
212984135 | Central HP <5.4 tons | PAYNE HEATING AND COOLING | HRCU-A-CB (Split System: Heat Pump with Remote Outdoor Unit-Air-Source) | 38MURAQ24AB3* |  |  | CNPV*3617AL* | PG92MSAA42060B** | 23600 | 17 | 8.5 | 26400 | 24400 | 92.42% | 2.02 | 0 | 10.5 |  |  |  | No | R-410A | 1.9667 | Residential & Commercial | Ducted CEE Tier 1
214279905 | Central HP <5.4 tons | PAYNE HEATING AND COOLING | HRCU-A-CB (Split System: Heat Pump with Remote Outdoor Unit-Air-Source) | 38MURAQ24AB3* |  |  | CAP**3617AL* | PG96MSAA48060B** | 23400 | 16.5 | 9 | 25600 | 23800 | 92.97% | 1.96 | 0 | 10 |  |  |  | No | R-410A | 1.95 | Residential & Commercial | Ducted CEE Tier 1
214075354 | Central HP <5.4 tons | RUSSELL | HRCU-A-CB (Split System: Heat Pump with Remote Outdoor Unit-Air-Source) | RD17AZ60AJ3N |  |  | TCFZ6024STANM | S921V0705A21M4S | 55000 | 18 | 8.1 | 54000 | 49500 | 91.67% | 1.75 | 0 | 10 |  |  |  | No | R-410A | 4.5833 | Residential & Commercial | Ducted CEE Tier 1
212986999 | Central HP <5.4 tons | PAYNE HEATING AND COOLING | HRCU-A-CB (Split System: Heat Pump with Remote Outdoor Unit-Air-Source) | 38MURAQ18AB3* |  |  | CAP**2417AL* | PG96MSAA36060A** | 17300 | 16 | 8.5 | 18200 | 19400 | 106.6% | 2.34 | 0 | 10.5 |  |  |  | No | R-410A | 1.4417 | Residential & Commercial | Ducted CEE Tier 1
212988771 | Central HP <5.4 tons | PAYNE HEATING AND COOLING | HRCU-A-CB (Split System: Heat Pump with Remote Outdoor Unit-Air-Source) | 38MURAQ18AB3* |  |  | CAP**1917AL* | PG95MSUA36040B** | 17700 | 16.5 | 8.1 | 17700 | 17900 | 101.1% | 2.16 | 0 | 10.5 |  |  |  | No | R-410A | 1.475 | Residential & Commercial | Ducted CEE Tier 1
214608334 | Central HP <5.4 tons | AMERICAN STANDARD | HRCU-A-CB (Split System: Heat Pump with Remote Outdoor Unit-Air-Source) | E4HL5048A1000A |  |  | E4AH5E36A1J30A |  | 36000 | 15.2 | 8.5 | 36000 | 30000 | 83.33% | 1.8 | 0 | 10 |  |  |  | No | R-410A | 3 | Residential & Commercial | Ducted CEE Tier 1
212982410 | Central HP <5.4 tons | PAYNE HEATING AND COOLING | HRCU-A-CB (Split System: Heat Pump with Remote Outdoor Unit-Air-Source) | 38MURAQ18AB3* |  |  | CAP**3017AL* | PG80MSUA36040B** | 17500 | 16 | 8.5 | 18100 | 18500 | 102.2% | 2.24 | 0 | 10.5 |  |  |  | No | R-410A | 1.4583 | Residential & Commercial | Ducted CEE Tier 1
214075188 | Central HP <5.4 tons | RUSSELL | HRCU-A-CB (Split System: Heat Pump with Remote Outdoor Unit-Air-Source) | RD17AZ60AJ3N |  |  | TCFZ6024STANM | S802VA125524M | 55500 | 19 | 8.1 | 53500 | 49000 | 91.59% | 1.75 | 0 | 10 |  |  |  | No | R-410A | 4.625 | Residential & Commercial | Ducted CEE Tier 1
211257334 | Central HP <5.4 tons | PAYNE HEATING AND COOLING | HRCU-A-CB (Split System: Heat Pump with Remote Outdoor Unit-Air-Source) | 38MURAQ18AB3* |  |  | FJ4DN*B24L* |  | 18500 | 15.5 | 9 | 19300 | 18300 | 94.82% | 2.2 | 0 | 10.5 |  |  |  | No | R-410A | 1.5417 | Residential & Commercial | Ducted CEE Tier 1
212980576 | Central HP <5.4 tons | PAYNE HEATING AND COOLING | HRCU-A-CB (Split System: Heat Pump with Remote Outdoor Unit-Air-Source) | 38MURAQ24AB3* |  |  | CAP**3621AL* | PG80MS(A,L)A60090C** | 23800 | 17.5 | 8.5 | 26200 | 23800 | 90.84% | 1.98 | 0 | 10 |  |  |  | No | R-410A | 1.9833 | Residential & Commercial | Ducted CEE Tier 1
212980598 | Central HP <5.4 tons | PAYNE HEATING AND COOLING | HRCU-A-CB (Split System: Heat Pump with Remote Outdoor Unit-Air-Source) | 38MURAQ24AB3* |  |  | CNPV*3621AL* | PG80MS(A,L)A60090C** | 23600 | 17 | 8.5 | 26200 | 24400 | 93.13% | 2.04 | 0 | 10.5 |  |  |  | No | R-410A | 1.9667 | Residential & Commercial | Ducted CEE Tier 1
212981750 | Central HP <5.4 tons | PAYNE HEATING AND COOLING | HRCU-A-CB (Split System: Heat Pump with Remote Outdoor Unit-Air-Source) | 38MURAQ24AB3* |  |  | CAP**3717AL* | PG80MSUA60100C** | 24200 | 16.5 | 8.5 | 25200 | 22000 | 87.3% | 1.84 | 0 | 10 |  |  |  | No | R-410A | 2.0167 | Residential & Commercial | Ducted CEE Tier 1
212982266 | Central HP <5.4 tons | PAYNE HEATING AND COOLING | HRCU-A-CB (Split System: Heat Pump with Remote Outdoor Unit-Air-Source) | 38MURAQ24AB3* |  |  | CAP**3017AL* | PG80MSUA36040B** | 23800 | 16.5 | 8.5 | 25800 | 24000 | 93.02% | 2 | 0 | 10 |  |  |  | No | R-410A | 1.9833 | Residential & Commercial | Ducted CEE Tier 1
214075472 | Central HP <5.4 tons | RUSSELL | HRCU-A-CB (Split System: Heat Pump with Remote Outdoor Unit-Air-Source) | RD17AZ24AJ3N |  |  | TCFZ2417MTANM | S951V0703A17M4S | 22600 | 17 | 9.5 | 22600 | 16900 | 74.78% | 2 | 0 | 11.2 |  |  |  | No | R-410A | 1.8833 | Residential & Commercial | Ducted CEE Tier 1
214075574 | Central HP <5.4 tons | RUSSELL | HRCU-A-CB (Split System: Heat Pump with Remote Outdoor Unit-Air-Source) | RD17AZ24AJ3N |  |  | TCFZ2417MTANM | S801V0503A14UH | 22600 | 17 | 9.5 | 22600 | 16900 | 74.78% | 2 | 0 | 11.2 |  |  |  | No | R-410A | 1.8833 | Residential & Commercial | Ducted CEE Tier 1
214075518 | Central HP <5.4 tons | RUSSELL | HRCU-A-CB (Split System: Heat Pump with Remote Outdoor Unit-Air-Source) | RD17AZ24AJ3N |  |  | TCFZ2417MTANM | S801V1004A17UH | 22600 | 17 | 9.5 | 22600 | 16800 | 74.34% | 2.1 | 0 | 11.2 |  |  |  | No | R-410A | 1.8833 | Residential & Commercial | Ducted CEE Tier 1
214075422 | Central HP <5.4 tons | RUSSELL | HRCU-A-CB (Split System: Heat Pump with Remote Outdoor Unit-Air-Source) | RD17AZ24AJ3N |  |  | TCFZ2417MTANM | S802V0503A14UHN | 22600 | 17 | 9.5 | 22600 | 16900 | 74.78% | 2 | 0 | 11.2 |  |  |  | No | R-410A | 1.8833 | Residential & Commercial | Ducted CEE Tier 1
215319064 | Central HP <5.4 tons | MIDEA | HRCU-A-CB (Split System: Heat Pump with Remote Outdoor Unit-Air-Source) | D5CURAH24AAK |  |  | D5FUAAH24XAK |  | 24000 | 18.2 | 9.7 | 26000 | 21600 | 83.08% | 1.87 | 0 | 11 |  |  |  | No | R-454B | 2 | Residential & Commercial | Ducted CEE Tier 1
211262135 | Central HP <5.4 tons | PAYNE HEATING AND COOLING | HRCU-A-CB (Split System: Heat Pump with Remote Outdoor Unit-Air-Source) | 38MURAQ18AB3* |  |  | CAP**3017AL* | PG92ESAA36040B** | 17900 | 15.5 | 8.5 | 18600 | 18500 | 99.46% | 2.22 | 0 | 10.5 |  |  |  | No | R-410A | 1.4917 | Residential & Commercial | Ducted CEE Tier 1
212984219 | Central HP <5.4 tons | PAYNE HEATING AND COOLING | HRCU-A-CB (Split System: Heat Pump with Remote Outdoor Unit-Air-Source) | 38MURAQ18AB3* |  |  | CNPV*3017AL* | PG92MSAA42060B** | 17700 | 16.5 | 8.1 | 18300 | 18600 | 101.6% | 2.24 | 0 | 11 |  |  |  | No | R-410A | 1.475 | Residential & Commercial | Ducted CEE Tier 1
212986273 | Central HP <5.4 tons | PAYNE HEATING AND COOLING | HRCU-A-CB (Split System: Heat Pump with Remote Outdoor Unit-Air-Source) | 38MURAQ18AB3* |  |  | CAP**1917AL* | PG96MSAA30040A** | 17900 | 16 | 8.5 | 18000 | 17800 | 98.89% | 2.14 | 0 | 10.5 |  |  |  | No | R-410A | 1.4917 | Residential & Commercial | Ducted CEE Tier 1
215319079 | Central HP <5.4 tons | MIDEA | HRCU-A-CB (Split System: Heat Pump with Remote Outdoor Unit-Air-Source) | D5CLHAH58AAK |  |  | D5FLAAH60XAK |  | 54000 | 15.4 | 9.2 | 59000 | 53000 | 89.83% | 2 | 0 | 10 |  |  |  | No | R-454B | 4.5 | Residential & Commercial | Ducted CEE Tier 1
212983528 | Central HP <5.4 tons | PAYNE HEATING AND COOLING | HRCU-A-CB (Split System: Heat Pump with Remote Outdoor Unit-Air-Source) | 38MURAQ24AB3* |  |  | CAP**2517AL* | PG92MSAA36060A** | 24400 | 17 | 8.5 | 25400 | 21600 | 85.04% | 1.8 | 0 | 10 |  |  |  | No | R-410A | 2.0333 | Residential & Commercial | Ducted CEE Tier 1
212987389 | Central HP <5.4 tons | PAYNE HEATING AND COOLING | HRCU-A-CB (Split System: Heat Pump with Remote Outdoor Unit-Air-Source) | 38MURAQ24AB3* |  |  | CAP**3017AL* | PG96MSAA48080B** | 23600 | 17 | 8.5 | 26400 | 24200 | 91.67% | 2.02 | 0 | 10 |  |  |  | No | R-410A | 1.9667 | Residential & Commercial | Ducted CEE Tier 1
212987473 | Central HP <5.4 tons | PAYNE HEATING AND COOLING | HRCU-A-CB (Split System: Heat Pump with Remote Outdoor Unit-Air-Source) | 38MURAQ24AB3* |  |  | CNPV*3617AL* | PG96MSAA48080B** | 23800 | 17 | 8.5 | 26400 | 24000 | 90.91% | 2 | 0 | 10.5 |  |  |  | No | R-410A | 1.9833 | Residential & Commercial | Ducted CEE Tier 1
216374489 | Central HP <5.4 tons | AMERICAN STANDARD | HRCU-A-CB (Split System: Heat Pump with Remote Outdoor Unit-Air-Source) | 5HPL5024A1000AA |  |  | 5TEM6B02AV21+TDR |  | 23000 | 16 | 8.1 | 23000 | 18000 | 78.26% | 1.75 | 0 | 11.7 |  |  |  | No | R-454B | 1.9167 | Residential & Commercial | Ducted CEE Tier 1
215323731 | Central HP <5.4 tons | MIDEA | HRCU-A-CB (Split System: Heat Pump with Remote Outdoor Unit-Air-Source) | D5CUHAH36AAK |  |  | D5FUHAH36XAK |  | 36000 | 18 | 10 | 37000 | 37400 | 101.1% | 1.9 | 0 | 12 |  |  |  | No | R-454B | 3 | Residential & Commercial | Ducted CEE Tier 1
215319059 | Central HP <5.4 tons | MIDEA | HRCU-A-CB (Split System: Heat Pump with Remote Outdoor Unit-Air-Source) | D5CUHAH36AAK |  |  | D5FUAAH36XAK |  | 36000 | 17.4 | 10.3 | 37000 | 39000 | 105.4% | 1.9 | 0 | 11.7 |  |  |  | No | R-454B | 3 | Residential & Commercial | Ducted CEE Tier 1
212981008 | Central HP <5.4 tons | PAYNE HEATING AND COOLING | HRCU-A-CB (Split System: Heat Pump with Remote Outdoor Unit-Air-Source) | 38MURAQ24AB3* |  |  | CNPV*3621AL* | PG80MS(A,L)A60110C** | 23400 | 17 | 8.5 | 26200 | 24600 | 93.89% | 2.06 | 0 | 10.5 |  |  |  | No | R-410A | 1.95 | Residential & Commercial | Ducted CEE Tier 1
212981774 | Central HP <5.4 tons | PAYNE HEATING AND COOLING | HRCU-A-CB (Split System: Heat Pump with Remote Outdoor Unit-Air-Source) | 38MURAQ24AB3* |  |  | CNPV*2417AL* | PG80MSUA60100C** | 23200 | 16 | 8.5 | 27000 | 25000 | 92.59% | 2.08 | 0 | 10 |  |  |  | No | R-410A | 1.9333 | Residential & Commercial | Ducted CEE Tier 1
212982242 | Central HP <5.4 tons | PAYNE HEATING AND COOLING | HRCU-A-CB (Split System: Heat Pump with Remote Outdoor Unit-Air-Source) | 38MURAQ24AB3* |  |  | CAP**2417AL* | PG80MSUA36040B** | 23400 | 16.5 | 8.5 | 26400 | 25400 | 96.21% | 2.14 | 0 | 10 |  |  |  | No | R-410A | 1.95 | Residential & Commercial | Ducted CEE Tier 1
212983164 | Central HP <5.4 tons | PAYNE HEATING AND COOLING | HRCU-A-CB (Split System: Heat Pump with Remote Outdoor Unit-Air-Source) | 38MURAQ24AB3* |  |  | CAP**3617AL* | PG92MSAA36040B** | 23400 | 16 | 8.5 | 26400 | 24000 | 90.91% | 1.98 | 0 | 10 |  |  |  | No | R-410A | 1.95 | Residential & Commercial | Ducted CEE Tier 1
212986919 | Central HP <5.4 tons | PAYNE HEATING AND COOLING | HRCU-A-CB (Split System: Heat Pump with Remote Outdoor Unit-Air-Source) | 38MURAQ24AB3* |  |  | CAP**3717AL* | PG96MSAA36060A** | 24000 | 16.5 | 8.5 | 25200 | 22200 | 88.1% | 1.84 | 0 | 10 |  |  |  | No | R-410A | 2 | Residential & Commercial | Ducted CEE Tier 1
212988639 | Central HP <5.4 tons | PAYNE HEATING AND COOLING | HRCU-A-CB (Split System: Heat Pump with Remote Outdoor Unit-Air-Source) | 38MURAQ24AB3* |  |  | CAP**2417AL* | PG95MSUA36040B** | 23400 | 16.5 | 8.5 | 27000 | 26200 | 97.04% | 2.2 | 0 | 10 |  |  |  | No | R-410A | 1.95 | Residential & Commercial | Ducted CEE Tier 1
212989191 | Central HP <5.4 tons | PAYNE HEATING AND COOLING | HRCU-A-CB (Split System: Heat Pump with Remote Outdoor Unit-Air-Source) | 38MURAQ24AB3* |  |  | CAP**3717AL* | PG95MSUA48060B** | 24000 | 17 | 8.5 | 25600 | 22400 | 87.5% | 1.88 | 0 | 10 |  |  |  | No | R-410A | 2 | Residential & Commercial | Ducted CEE Tier 1
214066925 | Central HP <5.4 tons | RUSSELL | HRCU-A-CB (Split System: Heat Pump with Remote Outdoor Unit-Air-Source) | RD17AZ36AJ3N |  |  | TCFZ3621MTANM | S801V0755A21DZ | 34200 | 17 | 8.1 | 34200 | 29400 | 85.96% | 2 | 0 | 11.7 |  |  |  | No | R-410A | 2.85 | Residential & Commercial | Ducted CEE Tier 1
216374491 | Central HP <5.4 tons | AMERICAN STANDARD | HRCU-A-CB (Split System: Heat Pump with Remote Outdoor Unit-Air-Source) | 5HPL5060A1000AA |  |  | 5TEM6D07AV51+TDR |  | 53000 | 16 | 8.1 | 54000 | 42000 | 77.78% | 1.75 | 0 | 10 |  |  |  | No | R-454B | 4.4167 | Residential & Commercial | Ducted CEE Tier 1
215318873 | Central HP <5.4 tons | MIDEA | HRCU-A-CB (Split System: Heat Pump with Remote Outdoor Unit-Air-Source) | 37MUHAQ18AA3 |  |  | 45MUHAQ24XX3 |  | 18000 | 19 | 10.2 | 18000 | 18600 | 103.3% | 2.12 | 0 | 12.5 |  |  |  | No | R-454B | 1.5 | Residential & Commercial | Ducted CEE Tier 1
214075588 | Central HP <5.4 tons | RUSSELL | HRCU-A-CB (Split System: Heat Pump with Remote Outdoor Unit-Air-Source) | RD17AZ24AJ3N |  |  | TCFZ2417MTANM | S98MV0703A17UPS | 22600 | 17 | 9.5 | 22600 | 16900 | 74.78% | 2 | 0 | 11.2 |  |  |  | No | R-410A | 1.8833 | Residential & Commercial | Ducted CEE Tier 1
213885871 | Central HP <5.4 tons | THERMAL ZONE | HRCU-A-C (Split System: Heat Pump with Remote Outdoor Unit with No Indoor Fan --Air Source) | TZPLV482PA |  |  | MAC-60HWDN1-MN0 |  | 45000 | 15.2 | 9.2 | 55000 | 46500 | 84.55% | 1.8 | 0 | 10 |  |  |  | No | R-410A | 3.75 | Residential & Commercial | Ducted CEE Tier 1
212978765 | Central HP <5.4 tons | PAYNE HEATING AND COOLING | HRCU-A-CB (Split System: Heat Pump with Remote Outdoor Unit-Air-Source) | 38MURAQ18AB3* |  |  | CAP**2517AL* | PG80MS(A,L)A36070B** | 18000 | 17 | 8.5 | 17800 | 17700 | 99.44% | 2.14 | 0 | 11 |  |  |  | No | R-410A | 1.5 | Residential & Commercial | Ducted CEE Tier 1
212980003 | Central HP <5.4 tons | PAYNE HEATING AND COOLING | HRCU-A-CB (Split System: Heat Pump with Remote Outdoor Unit-Air-Source) | 38MURAQ18AB3* |  |  | CNPV*3017AL* | PG80MS(A,L)A42090B** | 17700 | 16.5 | 8.1 | 18300 | 18600 | 101.6% | 2.24 | 0 | 11 |  |  |  | No | R-410A | 1.475 | Residential & Commercial | Ducted CEE Tier 1
212981834 | Central HP <5.4 tons | PAYNE HEATING AND COOLING | HRCU-A-CB (Split System: Heat Pump with Remote Outdoor Unit-Air-Source) | 38MURAQ18AB3* |  |  | CAP**2417AL* | PG80MSUA60100C** | 17200 | 15.5 | 8.5 | 18300 | 19400 | 106% | 2.32 | 0 | 10 |  |  |  | No | R-410A | 1.4333 | Residential & Commercial | Ducted CEE Tier 1
214279736 | Central HP <5.4 tons | PAYNE HEATING AND COOLING | HRCU-A-CB (Split System: Heat Pump with Remote Outdoor Unit-Air-Source) | 38MURAQ18AB3* |  |  | CAP**2417AL* | PG96MSAA48060B** | 17200 | 16 | 8.5 | 18100 | 19400 | 107.2% | 2.32 | 0 | 10.5 |  |  |  | No | R-410A | 1.4333 | Residential & Commercial | Ducted CEE Tier 1
215318863 | Central HP <5.4 tons | MIDEA | HRCU-A-CB (Split System: Heat Pump with Remote Outdoor Unit-Air-Source) | 37MUHAQ36AA3 |  |  | 45MUAAQ36XX3 |  | 36000 | 17.4 | 10.3 | 37000 | 39000 | 105.4% | 1.9 | 0 | 11.7 |  |  |  | No | R-454B | 3 | Residential & Commercial | Ducted CEE Tier 1
215318868 | Central HP <5.4 tons | MIDEA | HRCU-A-CB (Split System: Heat Pump with Remote Outdoor Unit-Air-Source) | 37MURAQ24AA3 |  |  | 45MUAAQ24XX3 |  | 24000 | 18.2 | 9.7 | 26000 | 21600 | 83.08% | 1.87 | 0 | 11 |  |  |  | No | R-454B | 2 | Residential & Commercial | Ducted CEE Tier 1
212983719 | Central HP <5.4 tons | PAYNE HEATING AND COOLING | HRCU-A-CB (Split System: Heat Pump with Remote Outdoor Unit-Air-Source) | 38MURAQ18AB3* |  |  | CNPV*3014AL* | PG92MSAA36060A** | 17400 | 16 | 8.1 | 17900 | 18600 | 103.9% | 2.24 | 0 | 11 |  |  |  | No | R-410A | 1.45 | Residential & Commercial | Ducted CEE Tier 1
212982374 | Central HP <5.4 tons | PAYNE HEATING AND COOLING | HRCU-A-CB (Split System: Heat Pump with Remote Outdoor Unit-Air-Source) | 38MURAQ18AB3* |  |  | CAP**1917AL* | PG80MSUA36040B** | 17800 | 16 | 8.1 | 17900 | 17700 | 98.88% | 2.14 | 0 | 10.5 |  |  |  | No | R-410A | 1.4833 | Residential & Commercial | Ducted CEE Tier 1
212983274 | Central HP <5.4 tons | PAYNE HEATING AND COOLING | HRCU-A-CB (Split System: Heat Pump with Remote Outdoor Unit-Air-Source) | 38MURAQ18AB3* |  |  | CAP**2517AL* | PG92MSAA36040B** | 17700 | 16 | 8.1 | 17700 | 17800 | 100.6% | 2.14 | 0 | 10.5 |  |  |  | No | R-410A | 1.475 | Residential & Commercial | Ducted CEE Tier 1
212981738 | Central HP <5.4 tons | PAYNE HEATING AND COOLING | HRCU-A-CB (Split System: Heat Pump with Remote Outdoor Unit-Air-Source) | 38MURAQ24AB3* |  |  | CAP**3621AL* | PG80MSUA60100C** | 23600 | 17 | 8.5 | 26200 | 24000 | 91.6% | 2 | 0 | 10 |  |  |  | No | R-410A | 1.9667 | Residential & Commercial | Ducted CEE Tier 1
212988759 | Central HP <5.4 tons | PAYNE HEATING AND COOLING | HRCU-A-CB (Split System: Heat Pump with Remote Outdoor Unit-Air-Source) | 38MURAQ24AB3* |  |  | CNPV*3621AL* | PG95MSUA36040B** | 23600 | 16.5 | 8.5 | 26400 | 24200 | 91.67% | 2 | 0 | 10 |  |  |  | No | R-410A | 1.9667 | Residential & Commercial | Ducted CEE Tier 1
212978633 | Central HP <5.4 tons | PAYNE HEATING AND COOLING | HRCU-A-CB (Split System: Heat Pump with Remote Outdoor Unit-Air-Source) | 38MURAQ24AB3* |  |  | CAP**2517AL* | PG80MS(A,L)A36070B** | 24400 | 17.5 | 8.5 | 25200 | 21600 | 85.71% | 1.82 | 0 | 10.5 |  |  |  | No | R-410A | 2.0333 | Residential & Commercial | Ducted CEE Tier 1
212979871 | Central HP <5.4 tons | PAYNE HEATING AND COOLING | HRCU-A-CB (Split System: Heat Pump with Remote Outdoor Unit-Air-Source) | 38MURAQ24AB3* |  |  | CAP**3717AL* | PG80MS(A,L)A42090B** | 24000 | 17 | 8.1 | 25200 | 22400 | 88.89% | 1.86 | 0 | 10 |  |  |  | No | R-410A | 2 | Residential & Commercial | Ducted CEE Tier 1
212980587 | Central HP <5.4 tons | PAYNE HEATING AND COOLING | HRCU-A-CB (Split System: Heat Pump with Remote Outdoor Unit-Air-Source) | 38MURAQ24AB3* |  |  | CAP**3721AL* | PG80MS(A,L)A60090C** | 24000 | 17.5 | 8.5 | 25200 | 21800 | 86.51% | 1.82 | 0 | 10 |  |  |  | No | R-410A | 2 | Residential & Commercial | Ducted CEE Tier 1
212982710 | Central HP <5.4 tons | PAYNE HEATING AND COOLING | HRCU-A-CB (Split System: Heat Pump with Remote Outdoor Unit-Air-Source) | 38MURAQ24AB3* |  |  | CAP**3721AL* | PG80MSUA48060B** | 24200 | 17.5 | 8.5 | 24800 | 21400 | 86.29% | 1.8 | 0 | 10.5 |  |  |  | No | R-410A | 2.0167 | Residential & Commercial | Ducted CEE Tier 1
212978732 | Central HP <5.4 tons | PAYNE HEATING AND COOLING | HRCU-A-CB (Split System: Heat Pump with Remote Outdoor Unit-Air-Source) | 38MURAQ24AB3* |  |  | CNPV*3621AL* | PG80MS(A,L)A36070B** | 23400 | 17.5 | 8.5 | 26200 | 24600 | 93.89% | 2.06 | 0 | 10.5 |  |  |  | No | R-410A | 1.95 | Residential & Commercial | Ducted CEE Tier 1
215318775 | Central HP <5.4 tons | BRYANT | HRCU-A-CB (Split System: Heat Pump with Remote Outdoor Unit-Air-Source) | 37MUHAQ18AA3 |  |  | 45MUAAQ18XX3 |  | 18000 | 19 | 9.8 | 19000 | 18000 | 94.74% | 2 | 0 | 12.5 |  |  |  | No | R-454B | 1.5 | Residential & Commercial | Ducted CEE Tier 1
212988319 | Central HP <5.4 tons | PAYNE HEATING AND COOLING | HRCU-A-CB (Split System: Heat Pump with Remote Outdoor Unit-Air-Source) | 38MURAQ36AB3* |  |  | CAP**4824AL* | PG96MSAA66120D** | 35600 | 16.5 | 8.5 | 37800 | 34600 | 91.53% | 2.02 | 0 | 10 |  |  |  | No | R-410A | 2.9667 | Residential & Commercial | Ducted CEE Tier 1
212988403 | Central HP <5.4 tons | PAYNE HEATING AND COOLING | HRCU-A-CB (Split System: Heat Pump with Remote Outdoor Unit-Air-Source) | 38MURAQ36AB3* |  |  | CAP**4824AL* | PG96MSAA66140D** | 35600 | 16.5 | 8.5 | 37800 | 34600 | 91.53% | 2.02 | 0 | 10 |  |  |  | No | R-410A | 2.9667 | Residential & Commercial | Ducted CEE Tier 1
212983871 | Central HP <5.4 tons | PAYNE HEATING AND COOLING | HRCU-A-CB (Split System: Heat Pump with Remote Outdoor Unit-Air-Source) | 38MURAQ36AB3* |  |  | CAP**4821AL* | PG92MSAA42060B** | 35600 | 16 | 8.5 | 37800 | 34800 | 92.06% | 2.02 | 0 | 10 |  |  |  | No | R-410A | 2.9667 | Residential & Commercial | Ducted CEE Tier 1
213080065 | Central HP <5.4 tons | PAYNE HEATING AND COOLING | HRCU-A-CB (Split System: Heat Pump with Remote Outdoor Unit-Air-Source) | 38MURAQ36AB3* |  |  | CAP**4821AL* | PG96MSAA48080B** | 35800 | 15.5 | 8.5 | 38000 | 34800 | 91.58% | 2.02 | 0 | 10 |  |  |  | No | R-410A | 2.9833 | Residential & Commercial | Ducted CEE Tier 1
214280269 | Central HP <5.4 tons | PAYNE HEATING AND COOLING | HRCU-A-CB (Split System: Heat Pump with Remote Outdoor Unit-Air-Source) | 38MURAQ36AB3* |  |  | CAP**3721AL* | PG96MSAA48060B** | 36000 | 15.5 | 8.5 | 38000 | 35000 | 92.11% | 2.06 | 0 | 10 |  |  |  | No | R-410A | 3 | Residential & Commercial | Ducted CEE Tier 1
214075448 | Central HP <5.4 tons | RUSSELL | HRCU-A-CB (Split System: Heat Pump with Remote Outdoor Unit-Air-Source) | RD17AZ24AJ3N |  |  | TCFZ2417MTANM | S802V0503A14UHS | 22600 | 17 | 9.5 | 22600 | 16900 | 74.78% | 2 | 0 | 11.2 |  |  |  | No | R-410A | 1.8833 | Residential & Commercial | Ducted CEE Tier 1
215319074 | Central HP <5.4 tons | MIDEA | HRCU-A-CB (Split System: Heat Pump with Remote Outdoor Unit-Air-Source) | D5CSHAH33AAK |  |  | D5FSAAH36XBK |  | 33000 | 16.7 | 10 | 35000 | 34000 | 97.14% | 2 | 0 | 11.7 |  |  |  | No | R-454B | 2.75 | Residential & Commercial | Ducted CEE Tier 1
212985895 | Central HP <5.4 tons | PAYNE HEATING AND COOLING | HRCU-A-CB (Split System: Heat Pump with Remote Outdoor Unit-Air-Source) | 38MURAQ18AB3* |  |  | CAP**2417AL* | PG96MSAA30026A** | 17300 | 16 | 8.5 | 18200 | 19400 | 106.6% | 2.34 | 0 | 10.5 |  |  |  | No | R-410A | 1.4417 | Residential & Commercial | Ducted CEE Tier 1
207826680 | Central HP <5.4 tons | MIDEA | HRCU-A-CB (Split System: Heat Pump with Remote Outdoor Unit-Air-Source) | 38MARBQ24AA3 |  |  | 40MBABQ24XB3 |  | 23000 | 18.4 | 9.3 | 26000 | 21200 | 81.54% | 1.9 | 12.5 | 11.7 |  |  |  | No | R-410A | 1.9167 | Residential & Commercial | Ducted CEE Tier 1
212983296 | Central HP <5.4 tons | PAYNE HEATING AND COOLING | HRCU-A-CB (Split System: Heat Pump with Remote Outdoor Unit-Air-Source) | 38MURAQ18AB3* |  |  | CNPV*2417AL* | PG92MSAA36040B** | 17200 | 15.5 | 8.1 | 18300 | 19300 | 105.5% | 2.3 | 0 | 10.5 |  |  |  | No | R-410A | 1.4333 | Residential & Commercial | Ducted CEE Tier 1
212979979 | Central HP <5.4 tons | PAYNE HEATING AND COOLING | HRCU-A-CB (Split System: Heat Pump with Remote Outdoor Unit-Air-Source) | 38MURAQ18AB3* |  |  | CAP**3017AL* | PG80MS(A,L)A42090B** | 17700 | 16 | 8.5 | 18300 | 18700 | 102.2% | 2.24 | 0 | 10.5 |  |  |  | No | R-410A | 1.475 | Residential & Commercial | Ducted CEE Tier 1
215894252 | Central HP <5.4 tons | Nutech | HRCU-A-CB (Split System: Heat Pump with Remote Outdoor Unit-Air-Source) | NOX430-24HFN10-M3 |  |  | NVBC-24HWFN10-MB3E-D |  | 24000 | 18.1 | 9.7 | 26000 | 21600 | 83.08% | 1.87 | 0 | 11 |  |  |  | No | R-454B | 2 | Residential & Commercial | Ducted CEE Tier 1
212971491 | Central HP <5.4 tons | PAYNE HEATING AND COOLING | HRCU-A-CB (Split System: Heat Pump with Remote Outdoor Unit-Air-Source) | 38MURAQ18AB3* |  |  | CNPV*3017AL* | PG80VTLB48070B** | 17700 | 16 | 8.1 | 18200 | 18600 | 102.2% | 2.24 | 0 | 11 |  |  |  | No | R-410A | 1.475 | Residential & Commercial | Ducted CEE Tier 1
212971909 | Central HP <5.4 tons | PAYNE HEATING AND COOLING | HRCU-A-CB (Split System: Heat Pump with Remote Outdoor Unit-Air-Source) | 38MURAQ18AB3* |  |  | CAP**1917AL* | PG80VTLB48090B** | 18000 | 16.5 | 8.5 | 18000 | 17800 | 98.89% | 2.14 | 0 | 11 |  |  |  | No | R-410A | 1.5 | Residential & Commercial | Ducted CEE Tier 1
216013464 | Central HP <5.4 tons | CONCORD | HRCU-A-CB (Split System: Heat Pump with Remote Outdoor Unit-Air-Source) | 7SCP18V24P-**A |  |  | 7AH1AV24PX-** |  | 24000 | 18 | 10 | 24000 | 23000 | 95.83% | 1.8 | 0 | 11.7 |  |  |  | No | R-454B | 2 | Residential & Commercial | Ducted CEE Tier 1
216439106 | Central HP <5.4 tons | RUNTRU | HRCU-A-CB (Split System: Heat Pump with Remote Outdoor Unit-Air-Source) | A5HL5048A1000AA |  |  | A5AHV006A1D3 |  | 46000 | 16 | 8.1 | 48000 | 38000 | 79.17% | 1.75 | 0 | 11.7 |  |  |  | No | R-454B | 3.8333 | Residential & Commercial | Ducted CEE Tier 1
216439104 | Central HP <5.4 tons | RUNTRU | HRCU-A-CB (Split System: Heat Pump with Remote Outdoor Unit-Air-Source) | A5HL5036A1000AA |  |  | A5AHV004A1D3 |  | 34000 | 16 | 8.1 | 34000 | 27000 | 79.41% | 1.75 | 0 | 11.7 |  |  |  | No | R-454B | 2.8333 | Residential & Commercial | Ducted CEE Tier 1
211126502 | Central HP <5.4 tons | THERMAL ZONE | HRCU-A-CB (Split System: Heat Pump with Remote Outdoor Unit-Air-Source) | TZPLV242AA |  |  | TZHVLE2417JA |  | 24000 | 17 | 9.2 | 26000 | 19400 | 74.62% | 2.1 | 11.3 | 10.5 |  |  |  | No | R-410A | 2 | Residential & Commercial | Ducted CEE Tier 1
213160459 | Central HP <5.4 tons | ATK | HRCU-A-C (Split System: Heat Pump with Remote Outdoor Unit with No Indoor Fan --Air Source) | ACI-SDAUO24SHP |  |  | ACI-SDAUI24VHE |  | 24000 | 15.7 | 9.8 | 25600 | 18500 | 72.27% | 2.2 | 10.3 | 10 |  |  |  | No | R-410A | 2 | Residential & Commercial | Ducted CEE Tier 1
215318797 | Central HP <5.4 tons | BRYANT | HRCU-A-CB (Split System: Heat Pump with Remote Outdoor Unit-Air-Source) | 37MBHAQ36AA3 |  |  | 45MBAAQ36XA3 |  | 36000 | 17.3 | 9.5 | 38000 | 38000 | 100% | 2.06 | 0 | 11.7 |  |  |  | No | R-454B | 3 | Residential & Commercial | Ducted CEE Tier 1
215318881 | Central HP <5.4 tons | MIDEA | HRCU-A-CB (Split System: Heat Pump with Remote Outdoor Unit-Air-Source) | 37MBHAQ36AA3 |  |  | 45MBAAQ36XA3 |  | 36000 | 17.3 | 9.5 | 38000 | 38000 | 100% | 2.06 | 0 | 11.7 |  |  |  | No | R-454B | 3 | Residential & Commercial | Ducted CEE Tier 1
209852100 | Central HP <5.4 tons | MIDEA | HRCU-A-CB (Split System: Heat Pump with Remote Outdoor Unit-Air-Source) | DLCURAH24AAK |  |  | DLFUAAH24XAK |  | 24000 | 17 | 9.2 | 26000 | 19400 | 74.62% | 2.1 | 11.3 | 10.5 |  |  |  | No | R-410A | 2 | Residential & Commercial | Ducted CEE Tier 1
213916279 | Central HP <5.4 tons | Nutech | HRCU-A-CB (Split System: Heat Pump with Remote Outdoor Unit-Air-Source) | NOX430-24HFN1-MR0 |  |  | NVBE-24HWFN1-MM3E |  | 24000 | 17 | 10.2 | 26000 | 19400 | 74.62% | 2.33 | 0 | 10.5 |  |  |  | No | R-410A | 2 | Residential & Commercial | Ducted CEE Tier 1
212979193 | Central HP <5.4 tons | PAYNE HEATING AND COOLING | HRCU-A-CB (Split System: Heat Pump with Remote Outdoor Unit-Air-Source) | 38MURAQ24AB3* |  |  | CAP**3721AL* | PG80MS(A,L)A48070B** | 24200 | 17.5 | 8.5 | 25200 | 21600 | 85.71% | 1.82 | 0 | 10.5 |  |  |  | No | R-410A | 2.0167 | Residential & Commercial | Ducted CEE Tier 1
212979241 | Central HP <5.4 tons | PAYNE HEATING AND COOLING | HRCU-A-CB (Split System: Heat Pump with Remote Outdoor Unit-Air-Source) | 38MURAQ24AB3* |  |  | CNPV*3621AL* | PG80MS(A,L)A48070B** | 23600 | 17 | 8.5 | 26400 | 24200 | 91.67% | 2.02 | 0 | 10.5 |  |  |  | No | R-410A | 1.9667 | Residential & Commercial | Ducted CEE Tier 1
215318790 | Central HP <5.4 tons | BRYANT | HRCU-A-CB (Split System: Heat Pump with Remote Outdoor Unit-Air-Source) | 37MUHAQ30AA3 |  |  | 45MUHAQ36XX3 |  | 30000 | 17.2 | 10.8 | 33000 | 33200 | 100.6% | 1.97 | 0 | 12.1 |  |  |  | No | R-454B | 2.5 | Residential & Commercial | Ducted CEE Tier 1
215318726 | Central HP <5.4 tons | INNOVAIR | HRCU-A-CB (Split System: Heat Pump with Remote Outdoor Unit-Air-Source) | GOV36H2BA |  |  | GAV24B2A |  | 24000 | 20 | 9.4 | 24000 | 20000 | 83.33% | 2.1 | 0 | 13.3 |  |  |  | No | R-454B | 2 | Residential & Commercial | Ducted CEE Tier 1
212971208 | Central HP <5.4 tons | PAYNE HEATING AND COOLING | HRCU-A-CB (Split System: Heat Pump with Remote Outdoor Unit-Air-Source) | 38MURAQ24AB3* |  |  | CNPV*2417AL* | PG80VTLB36045A** | 23400 | 17 | 8.5 | 27000 | 25000 | 92.59% | 2.08 | 0 | 10 |  |  |  | No | R-410A | 1.95 | Residential & Commercial | Ducted CEE Tier 1
212982314 | Central HP <5.4 tons | PAYNE HEATING AND COOLING | HRCU-A-CB (Split System: Heat Pump with Remote Outdoor Unit-Air-Source) | 38MURAQ24AB3* |  |  | CAP**3721AL* | PG80MSUA36040B** | 24400 | 17 | 8.5 | 25200 | 21400 | 84.92% | 1.8 | 0 | 10 |  |  |  | No | R-410A | 2.0333 | Residential & Commercial | Ducted CEE Tier 1
212983568 | Central HP <5.4 tons | PAYNE HEATING AND COOLING | HRCU-A-CB (Split System: Heat Pump with Remote Outdoor Unit-Air-Source) | 38MURAQ24AB3* |  |  | CAP**3717AL* | PG92MSAA36060A** | 24200 | 17 | 8.5 | 25800 | 22200 | 86.05% | 1.84 | 0 | 10 |  |  |  | No | R-410A | 2.0167 | Residential & Commercial | Ducted CEE Tier 1
212980158 | Central HP <5.4 tons | PAYNE HEATING AND COOLING | HRCU-A-CB (Split System: Heat Pump with Remote Outdoor Unit-Air-Source) | 38MURAQ36AB3* |  |  | CAP**4821AL* | PG80MS(A,L)A48090C** | 35600 | 16.5 | 8.5 | 37800 | 34600 | 91.53% | 2.02 | 0 | 10 |  |  |  | No | R-410A | 2.9667 | Residential & Commercial | Ducted CEE Tier 1
211131916 | Central HP <5.4 tons | AC PRO.com | HRCU-A-CB (Split System: Heat Pump with Remote Outdoor Unit-Air-Source) | AUD60W/A1-D(U) |  |  | AUD60AH2/A1-D(U) |  | 54000 | 16 | 9 | 54000 | 41000 | 75.93% | 1.8 | 10.5 | 10 |  |  |  | No | R-410A | 4.5 | Residential & Commercial | Ducted CEE Tier 1
212971876 | Central HP <5.4 tons | PAYNE HEATING AND COOLING | HRCU-A-CB (Split System: Heat Pump with Remote Outdoor Unit-Air-Source) | 38MURAQ36AB3* |  |  | CAP**4821AL* | PG80VTLB48070B** | 35600 | 16 | 8.5 | 37800 | 34800 | 92.06% | 2.02 | 0 | 10 |  |  |  | No | R-410A | 2.9667 | Residential & Commercial | Ducted CEE Tier 1
213795609 | Central HP <5.4 tons | AC PRO.com | HRCU-A-CB (Split System: Heat Pump with Remote Outdoor Unit-Air-Source) | AUD60W/A*-D(U) |  |  | AUD48AH2/A*-D(U) |  | 54000 | 16 | 9 | 54000 | 41000 | 75.93% | 1.8 | 10.5 | 10 |  |  |  | No | R-410A | 4.5 | Residential & Commercial | Ducted CEE Tier 1
213795610 | Central HP <5.4 tons | AC PRO.com | HRCU-A-CB (Split System: Heat Pump with Remote Outdoor Unit-Air-Source) | AUD60W/A*-D(U) |  |  | AUD60AH2/A*-D(U) |  | 48000 | 17 | 9 | 48000 | 39000 | 81.25% | 1.8 | 11.5 | 11 |  |  |  | No | R-410A | 4 | Residential & Commercial | Ducted CEE Tier 1
215471346 | Central HP <5.4 tons | MIDEA | HRCU-A-CB (Split System: Heat Pump with Remote Outdoor Unit-Air-Source) | MO1ES-H18B-2A |  |  | MACHU-H18B-2A |  | 18000 | 18.5 | 9.8 | 18000 | 13000 | 72.22% | 2.3 | 0 | 12.1 |  |  |  | No | R-454B | 1.5 | Residential & Commercial | Ducted CEE Tier 1
212978622 | Central HP <5.4 tons | PAYNE HEATING AND COOLING | HRCU-A-CB (Split System: Heat Pump with Remote Outdoor Unit-Air-Source) | 38MURAQ24AB3* |  |  | CAP**2417AL* | PG80MS(A,L)A36070B** | 23600 | 17 | 9 | 27000 | 25800 | 95.56% | 2.16 | 0 | 10 |  |  |  | No | R-410A | 1.9667 | Residential & Commercial | Ducted CEE Tier 1
212978655 | Central HP <5.4 tons | PAYNE HEATING AND COOLING | HRCU-A-CB (Split System: Heat Pump with Remote Outdoor Unit-Air-Source) | 38MURAQ24AB3* |  |  | CAP**3617AL* | PG80MS(A,L)A36070B** | 23600 | 17.5 | 8.5 | 26000 | 24200 | 93.08% | 2.02 | 0 | 10 |  |  |  | No | R-410A | 1.9667 | Residential & Commercial | Ducted CEE Tier 1
212979121 | Central HP <5.4 tons | PAYNE HEATING AND COOLING | HRCU-A-CB (Split System: Heat Pump with Remote Outdoor Unit-Air-Source) | 38MURAQ24AB3* |  |  | CAP**2417AL* | PG80MS(A,L)A48070B** | 23400 | 17 | 9 | 26800 | 26400 | 98.51% | 2.24 | 0 | 10 |  |  |  | No | R-410A | 1.95 | Residential & Commercial | Ducted CEE Tier 1
212979823 | Central HP <5.4 tons | PAYNE HEATING AND COOLING | HRCU-A-CB (Split System: Heat Pump with Remote Outdoor Unit-Air-Source) | 38MURAQ24AB3* |  |  | CAP**2517AL* | PG80MS(A,L)A42090B** | 24200 | 17 | 8.5 | 25200 | 21800 | 86.51% | 1.82 | 0 | 10 |  |  |  | No | R-410A | 2.0167 | Residential & Commercial | Ducted CEE Tier 1
212979859 | Central HP <5.4 tons | PAYNE HEATING AND COOLING | HRCU-A-CB (Split System: Heat Pump with Remote Outdoor Unit-Air-Source) | 38MURAQ24AB3* |  |  | CAP**3621AL* | PG80MS(A,L)A42090B** | 23800 | 17.5 | 8.5 | 26200 | 23600 | 90.08% | 1.98 | 0 | 10 |  |  |  | No | R-410A | 1.9833 | Residential & Commercial | Ducted CEE Tier 1
212979907 | Central HP <5.4 tons | PAYNE HEATING AND COOLING | HRCU-A-CB (Split System: Heat Pump with Remote Outdoor Unit-Air-Source) | 38MURAQ24AB3* |  |  | CNPV*3017AL* | PG80MS(A,L)A42090B** | 23600 | 17 | 8.5 | 26400 | 24400 | 92.42% | 2.02 | 0 | 10.5 |  |  |  | No | R-410A | 1.9667 | Residential & Commercial | Ducted CEE Tier 1
215319070 | Central HP <5.4 tons | MIDEA | HRCU-A-CB (Split System: Heat Pump with Remote Outdoor Unit-Air-Source) | D5CUHAH30AAK |  |  | D5FUHAH36XAK |  | 30000 | 17.2 | 10.8 | 33000 | 33200 | 100.6% | 1.97 | 0 | 12.1 |  |  |  | No | R-454B | 2.5 | Residential & Commercial | Ducted CEE Tier 1
215318882 | Central HP <5.4 tons | MIDEA | HRCU-A-CB (Split System: Heat Pump with Remote Outdoor Unit-Air-Source) | 37MBHAQ48AA3 |  |  | 45MBAAQ48XA3 |  | 48000 | 17 | 10.2 | 50000 | 46000 | 92% | 2 | 0 | 10.1 |  |  |  | No | R-454B | 4 | Residential & Commercial | Ducted CEE Tier 1
214279892 | Central HP <5.4 tons | PAYNE HEATING AND COOLING | HRCU-A-CB (Split System: Heat Pump with Remote Outdoor Unit-Air-Source) | 38MURAQ24AB3* |  |  | CAP**3017AL* | PG96MSAA48060B** | 23400 | 16.5 | 9 | 25800 | 24400 | 94.57% | 2.02 | 0 | 10 |  |  |  | No | R-410A | 1.95 | Residential & Commercial | Ducted CEE Tier 1
214279931 | Central HP <5.4 tons | PAYNE HEATING AND COOLING | HRCU-A-CB (Split System: Heat Pump with Remote Outdoor Unit-Air-Source) | 38MURAQ24AB3* |  |  | CAP**3717AL* | PG96MSAA48060B** | 24200 | 16.5 | 9 | 25400 | 21800 | 85.83% | 1.82 | 0 | 10 |  |  |  | No | R-410A | 2.0167 | Residential & Commercial | Ducted CEE Tier 1
212982722 | Central HP <5.4 tons | PAYNE HEATING AND COOLING | HRCU-A-CB (Split System: Heat Pump with Remote Outdoor Unit-Air-Source) | 38MURAQ24AB3* |  |  | CNPV*3621AL* | PG80MSUA48060B** | 23600 | 17 | 8.5 | 25600 | 24000 | 93.75% | 2 | 0 | 10.5 |  |  |  | No | R-410A | 1.9667 | Residential & Commercial | Ducted CEE Tier 1
212983175 | Central HP <5.4 tons | PAYNE HEATING AND COOLING | HRCU-A-CB (Split System: Heat Pump with Remote Outdoor Unit-Air-Source) | 38MURAQ24AB3* |  |  | CAP**3621AL* | PG92MSAA36040B** | 23600 | 16 | 8.5 | 26400 | 24000 | 90.91% | 1.96 | 0 | 10 |  |  |  | No | R-410A | 1.9667 | Residential & Commercial | Ducted CEE Tier 1
212983208 | Central HP <5.4 tons | PAYNE HEATING AND COOLING | HRCU-A-CB (Split System: Heat Pump with Remote Outdoor Unit-Air-Source) | 38MURAQ24AB3* |  |  | CNPV*2417AL* | PG92MSAA36040B** | 23000 | 15.5 | 8.5 | 27000 | 25600 | 94.81% | 2.12 | 0 | 10 |  |  |  | No | R-410A | 1.9167 | Residential & Commercial | Ducted CEE Tier 1
212971124 | Central HP <5.4 tons | PAYNE HEATING AND COOLING | HRCU-A-CB (Split System: Heat Pump with Remote Outdoor Unit-Air-Source) | 38MURAQ24AB3* |  |  | CAP**2417AL* | PG80VTLB36045A** | 23200 | 17 | 8.5 | 38500 | 27000 | 70.13% | 2.3 | 0 | 10 |  |  |  | No | R-410A | 1.9333 | Residential & Commercial | Ducted CEE Tier 1
212971929 | Central HP <5.4 tons | PAYNE HEATING AND COOLING | HRCU-A-CB (Split System: Heat Pump with Remote Outdoor Unit-Air-Source) | 38MURAQ18AB3* |  |  | CNPV*3017AL* | PG80VTLB48090B** | 17700 | 16 | 8.1 | 18300 | 18600 | 101.6% | 2.24 | 0 | 11 |  |  |  | No | R-410A | 1.475 | Residential & Commercial | Ducted CEE Tier 1
215318784 | Central HP <5.4 tons | BRYANT | HRCU-A-CB (Split System: Heat Pump with Remote Outdoor Unit-Air-Source) | 37MURAQ24AA3 |  |  | 45MUAAQ24XX3 |  | 24000 | 18.2 | 9.7 | 26000 | 21600 | 83.08% | 1.87 | 0 | 11 |  |  |  | No | R-454B | 2 | Residential & Commercial | Ducted CEE Tier 1
212981846 | Central HP <5.4 tons | PAYNE HEATING AND COOLING | HRCU-A-CB (Split System: Heat Pump with Remote Outdoor Unit-Air-Source) | 38MURAQ18AB3* |  |  | CAP**2517AL* | PG80MSUA60100C** | 17800 | 16 | 8.1 | 17800 | 17800 | 100% | 2.14 | 0 | 10.5 |  |  |  | No | R-410A | 1.4833 | Residential & Commercial | Ducted CEE Tier 1
212982422 | Central HP <5.4 tons | PAYNE HEATING AND COOLING | HRCU-A-CB (Split System: Heat Pump with Remote Outdoor Unit-Air-Source) | 38MURAQ18AB3* |  |  | CNPV*2417AL* | PG80MSUA36040B** | 17500 | 16 | 8.5 | 18400 | 18900 | 102.7% | 2.28 | 0 | 10.5 |  |  |  | No | R-410A | 1.4583 | Residential & Commercial | Ducted CEE Tier 1
206765587 | Central HP <5.4 tons | DAY & NIGHT | HRCU-A-CB (Split System: Heat Pump with Remote Outdoor Unit-Air-Source) | CVH825GKA3* |  |  | EA*4X30L17A*+WALLCON | *80CTL0701716A* | 23400 | 16.5 | 8.1 | 21600 | 16700 | 77.31% | 1.92 | 11 | 11 |  |  |  | No | R-410A | 1.95 | Residential & Commercial | Ducted CEE Tier 1
206767671 | Central HP <5.4 tons | DAY & NIGHT | HRCU-A-CB (Split System: Heat Pump with Remote Outdoor Unit-Air-Source) | CVH825GKA3* |  |  | EHD4X30AAL+WALLCON | *95CSU0802120A* | 23800 | 16 | 8.1 | 21800 | 16700 | 76.61% | 1.98 | 11 | 10.5 |  |  |  | No | R-410A | 1.9833 | Residential & Commercial | Ducted CEE Tier 1
214395060 | Central HP <5.4 tons | PAYNE HEATING AND COOLING | HRCU-A-CB (Split System: Heat Pump with Remote Outdoor Unit-Air-Source) | 38MURAQ18AB3* |  |  | CNPV*2417AL* | PG96MSAA48060B** | 17500 | 15.5 | 8.5 | 18500 | 19000 | 102.7% | 2.28 | 0 | 10.5 |  |  |  | No | R-410A | 1.4583 | Residential & Commercial | Ducted CEE Tier 1
212970872 | Central HP <5.4 tons | PAYNE HEATING AND COOLING | HRCU-A-CB (Split System: Heat Pump with Remote Outdoor Unit-Air-Source) | 38MURAQ18AB3* |  |  | CAP**2417AL* | PG80VTLB36045A** | 17700 | 16.5 | 8.5 | 18600 | 19300 | 103.8% | 2.32 | 0 | 10.5 |  |  |  | No | R-410A | 1.475 | Residential & Commercial | Ducted CEE Tier 1
212970920 | Central HP <5.4 tons | PAYNE HEATING AND COOLING | HRCU-A-CB (Split System: Heat Pump with Remote Outdoor Unit-Air-Source) | 38MURAQ18AB3* |  |  | CNPV*2414AL* | PG80VTLB36045A** | 17700 | 16.5 | 8.5 | 18700 | 19100 | 102.1% | 2.3 | 0 | 11 |  |  |  | No | R-410A | 1.475 | Residential & Commercial | Ducted CEE Tier 1
212971447 | Central HP <5.4 tons | PAYNE HEATING AND COOLING | HRCU-A-CB (Split System: Heat Pump with Remote Outdoor Unit-Air-Source) | 38MURAQ18AB3* |  |  | CAP**2417AL* | PG80VTLB48070B** | 17500 | 16 | 8.5 | 18500 | 19500 | 105.4% | 2.34 | 0 | 10.5 |  |  |  | No | R-410A | 1.4583 | Residential & Commercial | Ducted CEE Tier 1
212986357 | Central HP <5.4 tons | PAYNE HEATING AND COOLING | HRCU-A-CB (Split System: Heat Pump with Remote Outdoor Unit-Air-Source) | 38MURAQ18AB3* |  |  | CNPV*2417AL* | PG96MSAA30040A** | 17400 | 15.5 | 8.5 | 18500 | 19200 | 103.8% | 2.3 | 0 | 10.5 |  |  |  | No | R-410A | 1.45 | Residential & Commercial | Ducted CEE Tier 1
212986693 | Central HP <5.4 tons | PAYNE HEATING AND COOLING | HRCU-A-CB (Split System: Heat Pump with Remote Outdoor Unit-Air-Source) | 38MURAQ18AB3* |  |  | CAP**3017AL* | PG96MSAA36040B** | 17300 | 15.5 | 8.5 | 18100 | 18800 | 103.9% | 2.24 | 0 | 10 |  |  |  | No | R-410A | 1.4417 | Residential & Commercial | Ducted CEE Tier 1
208447921 | Central HP <5.4 tons | MIDEA | HRCU-A-CB (Split System: Heat Pump with Remote Outdoor Unit-Air-Source) | 38MURAQ18AB3 |  |  | 40MUAAQ18XA3 |  | 18000 | 18 | 9.3 | 19000 | 16500 | 86.84% | 2.04 | 12.5 | 12.4 |  |  |  | No | R-410A | 1.5 | Residential & Commercial | Ducted CEE Tier 1
213372166 | Central HP <5.4 tons | MIDEA | HRCU-A-C (Split System: Heat Pump with Remote Outdoor Unit with No Indoor Fan --Air Source) | DLCURAH24ABK |  |  | DLFULAH24XBX + CI |  | 24000 | 16.5 | 9.5 | 25000 | 20000 | 80% | 1.95 | 11 | 10.7 |  |  |  | No | R-410A | 2 | Residential & Commercial | Ducted CEE Tier 1
212386850 | Central HP <5.4 tons | ATK | HRCU-A-C (Split System: Heat Pump with Remote Outdoor Unit with No Indoor Fan --Air Source) | ACI-AUO18SHP-M |  |  | ACI-BCO24CP17 |  | 18000 | 16.1 | 9.5 | 19000 | 15000 | 78.95% | 2.2 | 11.6 | 11.7 |  |  |  | No | R-410A | 1.5 | Residential & Commercial | Ducted CEE Tier 1
213372214 | Central HP <5.4 tons | BRYANT | HRCU-A-C (Split System: Heat Pump with Remote Outdoor Unit with No Indoor Fan --Air Source) | 38MURAQ24AB3 |  |  | 40MULAQ24XBX + CI |  | 24000 | 16.5 | 9.5 | 25000 | 20000 | 80% | 1.95 | 11 | 10.7 |  |  |  | No | R-410A | 2 | Residential & Commercial | Ducted CEE Tier 1
209852102 | Central HP <5.4 tons | MIDEA | HRCU-A-CB (Split System: Heat Pump with Remote Outdoor Unit-Air-Source) | DLCURAH18ABK |  |  | DLFUAAH18XAK |  | 18000 | 18 | 9.3 | 19000 | 16500 | 86.84% | 2.04 | 12.5 | 12.4 |  |  |  | No | R-410A | 1.5 | Residential & Commercial | Ducted CEE Tier 1
212316040 | Central HP <5.4 tons | KLIMAIRE | HRCU-A-CB (Split System: Heat Pump with Remote Outdoor Unit-Air-Source) | KOIF24H2-1S |  |  | KIDF24H2-1S |  | 24000 | 17.4 | 10 | 24000 | 22600 | 94.17% | 1.91 | 12.5 | 11.7 |  |  |  | No | R-410A | 2 | Residential & Commercial | Ducted CEE Tier 1
213885868 | Central HP <5.4 tons | THERMAL ZONE | HRCU-A-C (Split System: Heat Pump with Remote Outdoor Unit with No Indoor Fan --Air Source) | TZPLV362PA |  |  | MVB-36B23T4N1 |  | 35000 | 15.5 | 8.6 | 38000 | 31600 | 83.16% | 1.85 | 0 | 10 |  |  |  | No | R-410A | 2.9167 | Residential & Commercial | Ducted CEE Tier 1
212988326 | Central HP <5.4 tons | SMART COMFORT | HRCU-A-CB (Split System: Heat Pump with Remote Outdoor Unit-Air-Source) | DLCURAH36ABK |  |  | EA*4X48L24A* | *96MSN1202422A* | 35600 | 16.5 | 8.5 | 37800 | 34600 | 91.53% | 2.02 | 0 | 10 |  |  |  | No | R-410A | 2.9667 | Residential & Commercial | Ducted CEE Tier 1
212985236 | Central HP <5.4 tons | SMART COMFORT | HRCU-A-CB (Split System: Heat Pump with Remote Outdoor Unit-Air-Source) | DLCURAH36ABK |  |  | EA*4X48L21A* | *92MSN1002120A* | 35800 | 16.5 | 8.5 | 37800 | 34600 | 91.53% | 2.02 | 0 | 10 |  |  |  | No | R-410A | 2.9833 | Residential & Commercial | Ducted CEE Tier 1
212367440 | Central HP <5.4 tons | Bladex | HRCU-A-CB (Split System: Heat Pump with Remote Outdoor Unit-Air-Source) | BX31U-36HPHYHA |  |  | BLA-36HWAHU1 |  | 36000 | 16 | 9.5 | 40000 | 34400 | 86% | 1.97 | 10.5 | 10 |  |  |  | No | R-410A | 3 | Residential & Commercial | Ducted CEE Tier 1
213060799 | Central HP <5.4 tons | CONTINENTAL | HRCU-A-C (Split System: Heat Pump with Remote Outdoor Unit with No Indoor Fan --Air Source) | WSEHV2436RA1-C |  |  | WPCCA24 |  | 23000 | 15.2 | 8.5 | 24000 | 21600 | 90% | 1.8 | 0 | 11 |  |  |  | No | R-410A | 1.9167 | Residential & Commercial | Ducted CEE Tier 1
212394301 | Central HP <5.4 tons | AC PRO.com | HRCU-A-C (Split System: Heat Pump with Remote Outdoor Unit with No Indoor Fan --Air Source) | AUD36W/A1-D(U) |  |  | ACAT24F/NAA |  | 23000 | 15.2 | 8.5 | 24000 | 21600 | 90% | 1.8 | 0 | 11 |  |  |  | No | R-410A | 1.9167 | Residential & Commercial | Ducted CEE Tier 1
212985755 | Central HP <5.4 tons | PAYNE HEATING AND COOLING | HRCU-A-CB (Split System: Heat Pump with Remote Outdoor Unit-Air-Source) | 38MURAQ24AB3* |  |  | CAP**2414AL* | PG96MSAA30026A** | 23200 | 16.5 | 8.5 | 27000 | 26400 | 97.78% | 2.2 | 0 | 10 |  |  |  | No | R-410A | 1.9333 | Residential & Commercial | Ducted CEE Tier 1
212986859 | Central HP <5.4 tons | PAYNE HEATING AND COOLING | HRCU-A-CB (Split System: Heat Pump with Remote Outdoor Unit-Air-Source) | 38MURAQ24AB3* |  |  | CAP**2414AL* | PG96MSAA36060A** | 23200 | 16.5 | 8.5 | 27000 | 26400 | 97.78% | 2.22 | 0 | 10 |  |  |  | No | R-410A | 1.9333 | Residential & Commercial | Ducted CEE Tier 1
212986959 | Central HP <5.4 tons | PAYNE HEATING AND COOLING | HRCU-A-CB (Split System: Heat Pump with Remote Outdoor Unit-Air-Source) | 38MURAQ24AB3* |  |  | CNPV*3017AL* | PG96MSAA36060A** | 23600 | 16.5 | 8.1 | 26400 | 24200 | 91.67% | 2.02 | 0 | 10 |  |  |  | No | R-410A | 1.9667 | Residential & Commercial | Ducted CEE Tier 1
212981714 | Central HP <5.4 tons | PAYNE HEATING AND COOLING | HRCU-A-CB (Split System: Heat Pump with Remote Outdoor Unit-Air-Source) | 38MURAQ24AB3* |  |  | CAP**3017AL* | PG80MSUA60100C** | 23800 | 16.5 | 8.5 | 26200 | 23600 | 90.08% | 1.96 | 0 | 10 |  |  |  | No | R-410A | 1.9833 | Residential & Commercial | Ducted CEE Tier 1
212987009 | Central HP <5.4 tons | PAYNE HEATING AND COOLING | HRCU-A-CB (Split System: Heat Pump with Remote Outdoor Unit-Air-Source) | 38MURAQ18AB3* |  |  | CAP**2517AL* | PG96MSAA36060A** | 17800 | 16.5 | 8.1 | 17700 | 17700 | 100% | 2.14 | 0 | 10.5 |  |  |  | No | R-410A | 1.4833 | Residential & Commercial | Ducted CEE Tier 1
212987059 | Central HP <5.4 tons | PAYNE HEATING AND COOLING | HRCU-A-CB (Split System: Heat Pump with Remote Outdoor Unit-Air-Source) | 38MURAQ18AB3* |  |  | CNPV*2417AL* | PG96MSAA36060A** | 17300 | 16 | 8.1 | 18300 | 19200 | 104.9% | 2.32 | 0 | 10.5 |  |  |  | No | R-410A | 1.4417 | Residential & Commercial | Ducted CEE Tier 1
216091300 | Central HP <5.4 tons | BRYANT | HRCU-A-CB (Split System: Heat Pump with Remote Outdoor Unit-Air-Source) | DLCSRBH24AAK |  |  | 40MBABQ24XB3 |  | 23000 | 18.4 | 9.3 | 26000 | 21200 | 81.54% | 1.9 | 12.5 | 11.7 |  |  |  | No | R-410A | 1.9167 | Residential & Commercial | Ducted CEE Tier 1
215318799 | Central HP <5.4 tons | BRYANT | HRCU-A-CB (Split System: Heat Pump with Remote Outdoor Unit-Air-Source) | 37MBHAQ58AA3 |  |  | 45MBAAQ60XA3 |  | 54000 | 15.4 | 9.2 | 59000 | 53000 | 89.83% | 2 | 0 | 10 |  |  |  | No | R-454B | 4.5 | Residential & Commercial | Ducted CEE Tier 1
212971184 | Central HP <5.4 tons | PAYNE HEATING AND COOLING | HRCU-A-CB (Split System: Heat Pump with Remote Outdoor Unit-Air-Source) | 38MURAQ24AB3* |  |  | CAP**3717AL* | PG80VTLB36045A** | 24200 | 17 | 8.5 | 25200 | 22000 | 87.3% | 1.84 | 0 | 10 |  |  |  | No | R-410A | 2.0167 | Residential & Commercial | Ducted CEE Tier 1
212983186 | Central HP <5.4 tons | PAYNE HEATING AND COOLING | HRCU-A-CB (Split System: Heat Pump with Remote Outdoor Unit-Air-Source) | 38MURAQ24AB3* |  |  | CAP**3717AL* | PG92MSAA36040B** | 23800 | 16 | 8.5 | 25800 | 22600 | 87.6% | 1.86 | 0 | 10 |  |  |  | No | R-410A | 1.9833 | Residential & Commercial | Ducted CEE Tier 1
212983588 | Central HP <5.4 tons | PAYNE HEATING AND COOLING | HRCU-A-CB (Split System: Heat Pump with Remote Outdoor Unit-Air-Source) | 38MURAQ24AB3* |  |  | CNPV*2417AL* | PG92MSAA36060A** | 23400 | 16.5 | 8.5 | 27000 | 24600 | 91.11% | 2.04 | 0 | 10 |  |  |  | No | R-410A | 1.95 | Residential & Commercial | Ducted CEE Tier 1
212971172 | Central HP <5.4 tons | PAYNE HEATING AND COOLING | HRCU-A-CB (Split System: Heat Pump with Remote Outdoor Unit-Air-Source) | 38MURAQ24AB3* |  |  | CAP**3617AL* | PG80VTLB36045A** | 23600 | 17 | 8.5 | 26000 | 24200 | 93.08% | 2 | 0 | 10 |  |  |  | No | R-410A | 1.9667 | Residential & Commercial | Ducted CEE Tier 1
212976086 | Central HP <5.4 tons | PAYNE HEATING AND COOLING | HRCU-A-CB (Split System: Heat Pump with Remote Outdoor Unit-Air-Source) | 38MURAQ24AB3* |  |  | CNPV*2417AL* | PG96VTAB48080B** | 23400 | 16.5 | 8.5 | 27000 | 24800 | 91.85% | 2.04 | 0 | 10 |  |  |  | No | R-410A | 1.95 | Residential & Commercial | Ducted CEE Tier 1
212983558 | Central HP <5.4 tons | PAYNE HEATING AND COOLING | HRCU-A-CB (Split System: Heat Pump with Remote Outdoor Unit-Air-Source) | 38MURAQ24AB3* |  |  | CAP**3617AL* | PG92MSAA36060A** | 24000 | 17 | 8.5 | 26400 | 23400 | 88.64% | 1.94 | 0 | 10 |  |  |  | No | R-410A | 2 | Residential & Commercial | Ducted CEE Tier 1
212983608 | Central HP <5.4 tons | PAYNE HEATING AND COOLING | HRCU-A-CB (Split System: Heat Pump with Remote Outdoor Unit-Air-Source) | 38MURAQ24AB3* |  |  | CNPV*3017AL* | PG92MSAA36060A** | 23800 | 17 | 8.5 | 26400 | 23800 | 90.15% | 1.98 | 0 | 10.5 |  |  |  | No | R-410A | 1.9833 | Residential & Commercial | Ducted CEE Tier 1
212978176 | Central HP <5.4 tons | PAYNE HEATING AND COOLING | HRCU-A-CB (Split System: Heat Pump with Remote Outdoor Unit-Air-Source) | 38MURAQ24AB3* |  |  | CNPV*2417AL* | PG80MS(A,L)A36070A** | 23200 | 17 | 8.5 | 26800 | 25400 | 94.78% | 2.14 | 0 | 10 |  |  |  | No | R-410A | 1.9333 | Residential & Commercial | Ducted CEE Tier 1
212978677 | Central HP <5.4 tons | PAYNE HEATING AND COOLING | HRCU-A-CB (Split System: Heat Pump with Remote Outdoor Unit-Air-Source) | 38MURAQ24AB3* |  |  | CAP**3717AL* | PG80MS(A,L)A36070B** | 24200 | 17.5 | 8.5 | 25200 | 22000 | 87.3% | 1.84 | 0 | 10 |  |  |  | No | R-410A | 2.0167 | Residential & Commercial | Ducted CEE Tier 1
212971160 | Central HP <5.4 tons | PAYNE HEATING AND COOLING | HRCU-A-CB (Split System: Heat Pump with Remote Outdoor Unit-Air-Source) | 38MURAQ24AB3* |  |  | CAP**3017AL* | PG80VTLB36045A** | 23400 | 17 | 8.5 | 26200 | 24800 | 94.66% | 2.08 | 0 | 10 |  |  |  | No | R-410A | 1.95 | Residential & Commercial | Ducted CEE Tier 1
212971645 | Central HP <5.4 tons | PAYNE HEATING AND COOLING | HRCU-A-CB (Split System: Heat Pump with Remote Outdoor Unit-Air-Source) | 38MURAQ24AB3* |  |  | CAP**3017AL* | PG80VTLB48070B** | 23600 | 17 | 8.5 | 26000 | 24000 | 92.31% | 2 | 0 | 10 |  |  |  | No | R-410A | 1.9667 | Residential & Commercial | Ducted CEE Tier 1
212975355 | Central HP <5.4 tons | PAYNE HEATING AND COOLING | HRCU-A-CB (Split System: Heat Pump with Remote Outdoor Unit-Air-Source) | 38MURAQ24AB3* |  |  | CNPV*3617AL* | PG96VTAB36040B** | 23200 | 16 | 8.1 | 26200 | 24800 | 94.66% | 2.06 | 0 | 10 |  |  |  | No | R-410A | 1.9333 | Residential & Commercial | Ducted CEE Tier 1
212976073 | Central HP <5.4 tons | PAYNE HEATING AND COOLING | HRCU-A-CB (Split System: Heat Pump with Remote Outdoor Unit-Air-Source) | 38MURAQ24AB3* |  |  | CAP**3721AL* | PG96VTAB48080B** | 24600 | 17 | 8.5 | 25200 | 21200 | 84.13% | 1.78 | 0 | 10.5 |  |  |  | No | R-410A | 2.05 | Residential & Commercial | Ducted CEE Tier 1
212979169 | Central HP <5.4 tons | PAYNE HEATING AND COOLING | HRCU-A-CB (Split System: Heat Pump with Remote Outdoor Unit-Air-Source) | 38MURAQ24AB3* |  |  | CAP**3621AL* | PG80MS(A,L)A48070B** | 23800 | 17.5 | 8.5 | 26200 | 23600 | 90.08% | 1.98 | 0 | 10 |  |  |  | No | R-410A | 1.9833 | Residential & Commercial | Ducted CEE Tier 1
212983638 | Central HP <5.4 tons | PAYNE HEATING AND COOLING | HRCU-A-CB (Split System: Heat Pump with Remote Outdoor Unit-Air-Source) | 38MURAQ18AB3* |  |  | CAP**2414AL* | PG92MSAA36060A** | 17500 | 16 | 8.5 | 18500 | 19400 | 104.9% | 2.34 | 0 | 10.5 |  |  |  | No | R-410A | 1.4583 | Residential & Commercial | Ducted CEE Tier 1
212983688 | Central HP <5.4 tons | PAYNE HEATING AND COOLING | HRCU-A-CB (Split System: Heat Pump with Remote Outdoor Unit-Air-Source) | 38MURAQ18AB3* |  |  | CNPV*1814AL* | PG92MSAA36060A** | 17300 | 16 | 8.5 | 18500 | 19800 | 107% | 2.38 | 0 | 10.5 |  |  |  | No | R-410A | 1.4417 | Residential & Commercial | Ducted CEE Tier 1
212978224 | Central HP <5.4 tons | PAYNE HEATING AND COOLING | HRCU-A-CB (Split System: Heat Pump with Remote Outdoor Unit-Air-Source) | 38MURAQ18AB3* |  |  | CAP**1917AL* | PG80MS(A,L)A36070A** | 18200 | 17 | 8.5 | 18100 | 17700 | 97.79% | 2.16 | 0 | 11 |  |  |  | No | R-410A | 1.5167 | Residential & Commercial | Ducted CEE Tier 1
212983698 | Central HP <5.4 tons | PAYNE HEATING AND COOLING | HRCU-A-CB (Split System: Heat Pump with Remote Outdoor Unit-Air-Source) | 38MURAQ18AB3* |  |  | CNPV*2414AL* | PG92MSAA36060A** | 17500 | 16 | 8.5 | 18500 | 19200 | 103.8% | 2.3 | 0 | 11 |  |  |  | No | R-410A | 1.4583 | Residential & Commercial | Ducted CEE Tier 1
212971480 | Central HP <5.4 tons | PAYNE HEATING AND COOLING | HRCU-A-CB (Split System: Heat Pump with Remote Outdoor Unit-Air-Source) | 38MURAQ18AB3* |  |  | CNPV*2417AL* | PG80VTLB48070B** | 17500 | 16 | 8.5 | 18500 | 19200 | 103.8% | 2.3 | 0 | 10.5 |  |  |  | No | R-410A | 1.4583 | Residential & Commercial | Ducted CEE Tier 1
212978248 | Central HP <5.4 tons | PAYNE HEATING AND COOLING | HRCU-A-CB (Split System: Heat Pump with Remote Outdoor Unit-Air-Source) | 38MURAQ18AB3* |  |  | CAP**2417AL* | PG80MS(A,L)A36070A** | 17600 | 16.5 | 8.5 | 18500 | 19400 | 104.9% | 2.34 | 0 | 10.5 |  |  |  | No | R-410A | 1.4667 | Residential & Commercial | Ducted CEE Tier 1
212978284 | Central HP <5.4 tons | PAYNE HEATING AND COOLING | HRCU-A-CB (Split System: Heat Pump with Remote Outdoor Unit-Air-Source) | 38MURAQ18AB3* |  |  | CAP**3017AL* | PG80MS(A,L)A36070A** | 17400 | 16.5 | 8.5 | 17900 | 18700 | 104.5% | 2.24 | 0 | 10.5 |  |  |  | No | R-410A | 1.45 | Residential & Commercial | Ducted CEE Tier 1
212979503 | Central HP <5.4 tons | PAYNE HEATING AND COOLING | HRCU-A-CB (Split System: Heat Pump with Remote Outdoor Unit-Air-Source) | 38MURAQ24AB3* |  |  | CAP**3721AL* | PG80MS(A,L)A48070C** | 24400 | 17 | 8.5 | 25200 | 21200 | 84.13% | 1.8 | 0 | 10.5 |  |  |  | No | R-410A | 2.0333 | Residential & Commercial | Ducted CEE Tier 1
212979835 | Central HP <5.4 tons | PAYNE HEATING AND COOLING | HRCU-A-CB (Split System: Heat Pump with Remote Outdoor Unit-Air-Source) | 38MURAQ24AB3* |  |  | CAP**3017AL* | PG80MS(A,L)A42090B** | 23600 | 17 | 8.5 | 26400 | 24600 | 93.18% | 2.04 | 0 | 10 |  |  |  | No | R-410A | 1.9667 | Residential & Commercial | Ducted CEE Tier 1
212979919 | Central HP <5.4 tons | PAYNE HEATING AND COOLING | HRCU-A-CB (Split System: Heat Pump with Remote Outdoor Unit-Air-Source) | 38MURAQ24AB3* |  |  | CNPV*3617AL* | PG80MS(A,L)A42090B** | 23600 | 17 | 8.5 | 26400 | 24400 | 92.42% | 2.02 | 0 | 10.5 |  |  |  | No | R-410A | 1.9667 | Residential & Commercial | Ducted CEE Tier 1
212983230 | Central HP <5.4 tons | PAYNE HEATING AND COOLING | HRCU-A-CB (Split System: Heat Pump with Remote Outdoor Unit-Air-Source) | 38MURAQ24AB3* |  |  | CNPV*3617AL* | PG92MSAA36040B** | 23400 | 15.5 | 8.1 | 26200 | 24200 | 92.37% | 1.98 | 0 | 10 |  |  |  | No | R-410A | 1.95 | Residential & Commercial | Ducted CEE Tier 1
212983548 | Central HP <5.4 tons | PAYNE HEATING AND COOLING | HRCU-A-CB (Split System: Heat Pump with Remote Outdoor Unit-Air-Source) | 38MURAQ24AB3* |  |  | CAP**3017AL* | PG92MSAA36060A** | 23800 | 17 | 8.5 | 26600 | 24000 | 90.23% | 1.98 | 0 | 10 |  |  |  | No | R-410A | 1.9833 | Residential & Commercial | Ducted CEE Tier 1
212983578 | Central HP <5.4 tons | PAYNE HEATING AND COOLING | HRCU-A-CB (Split System: Heat Pump with Remote Outdoor Unit-Air-Source) | 38MURAQ24AB3* |  |  | CNPV*2414AL* | PG92MSAA36060A** | 23400 | 16.5 | 8.5 | 27000 | 24600 | 91.11% | 2.04 | 0 | 10 |  |  |  | No | R-410A | 1.95 | Residential & Commercial | Ducted CEE Tier 1
214395021 | Central HP <5.4 tons | PAYNE HEATING AND COOLING | HRCU-A-CB (Split System: Heat Pump with Remote Outdoor Unit-Air-Source) | 38MURAQ24AB3* |  |  | CNPV*3017AL* | PG96MSAA48060B** | 23400 | 16.5 | 9 | 25800 | 24200 | 93.8% | 2 | 0 | 10 |  |  |  | No | R-410A | 1.95 | Residential & Commercial | Ducted CEE Tier 1
212982386 | Central HP <5.4 tons | PAYNE HEATING AND COOLING | HRCU-A-CB (Split System: Heat Pump with Remote Outdoor Unit-Air-Source) | 38MURAQ18AB3* |  |  | CAP**2417AL* | PG80MSUA36040B** | 17200 | 16 | 8.5 | 18300 | 19100 | 104.4% | 2.3 | 0 | 10 |  |  |  | No | R-410A | 1.4333 | Residential & Commercial | Ducted CEE Tier 1
212983263 | Central HP <5.4 tons | PAYNE HEATING AND COOLING | HRCU-A-CB (Split System: Heat Pump with Remote Outdoor Unit-Air-Source) | 38MURAQ18AB3* |  |  | CAP**2417AL* | PG92MSAA36040B** | 17200 | 15.5 | 8.5 | 18300 | 19400 | 106% | 2.32 | 0 | 10 |  |  |  | No | R-410A | 1.4333 | Residential & Commercial | Ducted CEE Tier 1
212983729 | Central HP <5.4 tons | PAYNE HEATING AND COOLING | HRCU-A-CB (Split System: Heat Pump with Remote Outdoor Unit-Air-Source) | 38MURAQ18AB3* |  |  | CNPV*3017AL* | PG92MSAA36060A** | 17400 | 16.5 | 8.1 | 18000 | 18700 | 103.9% | 2.24 | 0 | 11 |  |  |  | No | R-410A | 1.45 | Residential & Commercial | Ducted CEE Tier 1
212977756 | Central HP <5.4 tons | PAYNE HEATING AND COOLING | HRCU-A-CB (Split System: Heat Pump with Remote Outdoor Unit-Air-Source) | 38MURAQ18AB3* |  |  | CAP**3014AL* | PG80MS(A,L)A36045A** | 17600 | 16.5 | 8.5 | 18100 | 18700 | 103.3% | 2.24 | 0 | 10.5 |  |  |  | No | R-410A | 1.4667 | Residential & Commercial | Ducted CEE Tier 1
212981858 | Central HP <5.4 tons | PAYNE HEATING AND COOLING | HRCU-A-CB (Split System: Heat Pump with Remote Outdoor Unit-Air-Source) | 38MURAQ18AB3* |  |  | CAP**3017AL* | PG80MSUA60100C** | 17500 | 16 | 8.5 | 18100 | 18700 | 103.3% | 2.24 | 0 | 10.5 |  |  |  | No | R-410A | 1.4583 | Residential & Commercial | Ducted CEE Tier 1
212977816 | Central HP <5.4 tons | PAYNE HEATING AND COOLING | HRCU-A-CB (Split System: Heat Pump with Remote Outdoor Unit-Air-Source) | 38MURAQ18AB3* |  |  | CNPV*3014AL* | PG80MS(A,L)A36045A** | 17700 | 16.5 | 8.1 | 18200 | 18600 | 102.2% | 2.24 | 0 | 11 |  |  |  | No | R-410A | 1.475 | Residential & Commercial | Ducted CEE Tier 1
212988711 | Central HP <5.4 tons | PAYNE HEATING AND COOLING | HRCU-A-CB (Split System: Heat Pump with Remote Outdoor Unit-Air-Source) | 38MURAQ24AB3* |  |  | CAP**3721AL* | PG95MSUA36040B** | 24200 | 17 | 8.5 | 25200 | 21400 | 84.92% | 1.8 | 0 | 10 |  |  |  | No | R-410A | 2.0167 | Residential & Commercial | Ducted CEE Tier 1
212983197 | Central HP <5.4 tons | PAYNE HEATING AND COOLING | HRCU-A-CB (Split System: Heat Pump with Remote Outdoor Unit-Air-Source) | 38MURAQ24AB3* |  |  | CAP**3721AL* | PG92MSAA36040B** | 24000 | 16 | 8.1 | 25400 | 21800 | 85.83% | 1.8 | 0 | 10 |  |  |  | No | R-410A | 2 | Residential & Commercial | Ducted CEE Tier 1
212983538 | Central HP <5.4 tons | PAYNE HEATING AND COOLING | HRCU-A-CB (Split System: Heat Pump with Remote Outdoor Unit-Air-Source) | 38MURAQ24AB3* |  |  | CAP**3014AL* | PG92MSAA36060A** | 23800 | 16.5 | 8.5 | 26400 | 24200 | 91.67% | 2 | 0 | 10 |  |  |  | No | R-410A | 1.9833 | Residential & Commercial | Ducted CEE Tier 1
212978699 | Central HP <5.4 tons | PAYNE HEATING AND COOLING | HRCU-A-CB (Split System: Heat Pump with Remote Outdoor Unit-Air-Source) | 38MURAQ24AB3* |  |  | CNPV*2417AL* | PG80MS(A,L)A36070B** | 23400 | 17 | 8.5 | 27000 | 24800 | 91.85% | 2.08 | 0 | 10 |  |  |  | No | R-410A | 1.95 | Residential & Commercial | Ducted CEE Tier 1
214395008 | Central HP <5.4 tons | PAYNE HEATING AND COOLING | HRCU-A-CB (Split System: Heat Pump with Remote Outdoor Unit-Air-Source) | 38MURAQ24AB3* |  |  | CNPV*2417AL* | PG96MSAA48060B** | 23400 | 16 | 9 | 26600 | 24200 | 90.98% | 2 | 0 | 10 |  |  |  | No | R-410A | 1.95 | Residential & Commercial | Ducted CEE Tier 1
212971722 | Central HP <5.4 tons | PAYNE HEATING AND COOLING | HRCU-A-CB (Split System: Heat Pump with Remote Outdoor Unit-Air-Source) | 38MURAQ24AB3* |  |  | CNPV*3617AL* | PG80VTLB48070B** | 23600 | 17 | 8.5 | 26400 | 24200 | 91.67% | 2.02 | 0 | 10.5 |  |  |  | No | R-410A | 1.9667 | Residential & Commercial | Ducted CEE Tier 1
212979133 | Central HP <5.4 tons | PAYNE HEATING AND COOLING | HRCU-A-CB (Split System: Heat Pump with Remote Outdoor Unit-Air-Source) | 38MURAQ24AB3* |  |  | CAP**2517AL* | PG80MS(A,L)A48070B** | 24200 | 17.5 | 8.5 | 25200 | 21800 | 86.51% | 1.82 | 0 | 10 |  |  |  | No | R-410A | 2.0167 | Residential & Commercial | Ducted CEE Tier 1
212980996 | Central HP <5.4 tons | PAYNE HEATING AND COOLING | HRCU-A-CB (Split System: Heat Pump with Remote Outdoor Unit-Air-Source) | 38MURAQ24AB3* |  |  | CAP**3721AL* | PG80MS(A,L)A60110C** | 24800 | 17.5 | 8.5 | 25600 | 21200 | 82.81% | 1.8 | 0 | 10.5 |  |  |  | No | R-410A | 2.0667 | Residential & Commercial | Ducted CEE Tier 1
212980257 | Central HP <5.4 tons | PAYNE HEATING AND COOLING | HRCU-A-CB (Split System: Heat Pump with Remote Outdoor Unit-Air-Source) | 38MURAQ24AB3* |  |  | CAP**3621AL* | PG80MS(A,L)A48090C** | 23400 | 17.5 | 8.5 | 26000 | 24400 | 93.85% | 2.04 | 0 | 10 |  |  |  | No | R-410A | 1.95 | Residential & Commercial | Ducted CEE Tier 1
212981762 | Central HP <5.4 tons | PAYNE HEATING AND COOLING | HRCU-A-CB (Split System: Heat Pump with Remote Outdoor Unit-Air-Source) | 38MURAQ24AB3* |  |  | CAP**3721AL* | PG80MSUA60100C** | 24400 | 17 | 8.5 | 25200 | 21400 | 84.92% | 1.78 | 0 | 10 |  |  |  | No | R-410A | 2.0333 | Residential & Commercial | Ducted CEE Tier 1
212975729 | Central HP <5.4 tons | PAYNE HEATING AND COOLING | HRCU-A-CB (Split System: Heat Pump with Remote Outdoor Unit-Air-Source) | 38MURAQ24AB3* |  |  | CNPV*3014AL* | PG96VTAB36060A** | 23400 | 16.5 | 8.1 | 26000 | 24400 | 93.85% | 2.02 | 0 | 10 |  |  |  | No | R-410A | 1.95 | Residential & Commercial | Ducted CEE Tier 1
212978116 | Central HP <5.4 tons | PAYNE HEATING AND COOLING | HRCU-A-CB (Split System: Heat Pump with Remote Outdoor Unit-Air-Source) | 38MURAQ24AB3* |  |  | CAP**3014AL* | PG80MS(A,L)A36070A** | 23400 | 17 | 8.5 | 26200 | 24800 | 94.66% | 2.08 | 0 | 10 |  |  |  | No | R-410A | 1.95 | Residential & Commercial | Ducted CEE Tier 1
211241649 | Central HP <5.4 tons | PAYNE HEATING AND COOLING | HRCU-A-CB (Split System: Heat Pump with Remote Outdoor Unit-Air-Source) | 38MURAQ24AB3* |  |  | CAP**3017AL* | PG80ES(A,L)A36045B** | 24000 | 16.5 | 8.5 | 26200 | 23200 | 88.55% | 1.9 | 0 | 10 |  |  |  | No | R-410A | 2 | Residential & Commercial | Ducted CEE Tier 1
211241965 | Central HP <5.4 tons | PAYNE HEATING AND COOLING | HRCU-A-CB (Split System: Heat Pump with Remote Outdoor Unit-Air-Source) | 38MURAQ24AB3* |  |  | CAP**3617AL* | PG80VTLA36070A** | 24400 | 17 | 8.5 | 26200 | 22400 | 85.5% | 1.86 | 0 | 10 |  |  |  | No | R-410A | 2.0333 | Residential & Commercial | Ducted CEE Tier 1
211241999 | Central HP <5.4 tons | PAYNE HEATING AND COOLING | HRCU-A-CB (Split System: Heat Pump with Remote Outdoor Unit-Air-Source) | 38MURAQ24AB3* |  |  | CAP**3617AL* | PG95ESAA30040A** | 24400 | 15.2 | 8.5 | 26600 | 22400 | 84.21% | 1.82 | 0 | 10 |  |  |  | No | R-410A | 2.0333 | Residential & Commercial | Ducted CEE Tier 1
212977672 | Central HP <5.4 tons | PAYNE HEATING AND COOLING | HRCU-A-CB (Split System: Heat Pump with Remote Outdoor Unit-Air-Source) | 38MURAQ24AB3* |  |  | CNPV*3014AL* | PG80MS(A,L)A36045A** | 23600 | 17 | 8.1 | 26000 | 24000 | 92.31% | 2 | 0 | 10 |  |  |  | No | R-410A | 1.9667 | Residential & Commercial | Ducted CEE Tier 1
212978140 | Central HP <5.4 tons | PAYNE HEATING AND COOLING | HRCU-A-CB (Split System: Heat Pump with Remote Outdoor Unit-Air-Source) | 38MURAQ24AB3* |  |  | CAP**3617AL* | PG80MS(A,L)A36070A** | 23600 | 17.5 | 8.5 | 26200 | 23800 | 90.84% | 2 | 0 | 10 |  |  |  | No | R-410A | 1.9667 | Residential & Commercial | Ducted CEE Tier 1
212978710 | Central HP <5.4 tons | PAYNE HEATING AND COOLING | HRCU-A-CB (Split System: Heat Pump with Remote Outdoor Unit-Air-Source) | 38MURAQ24AB3* |  |  | CNPV*3017AL* | PG80MS(A,L)A36070B** | 23400 | 17 | 8.1 | 25800 | 24200 | 93.8% | 2.04 | 0 | 10.5 |  |  |  | No | R-410A | 1.95 | Residential & Commercial | Ducted CEE Tier 1
211241696 | Central HP <5.4 tons | PAYNE HEATING AND COOLING | HRCU-A-CB (Split System: Heat Pump with Remote Outdoor Unit-Air-Source) | 38MURAQ24AB3* |  |  | CAP**3017AL* | PG92ESAA42060B** | 24400 | 17 | 8.5 | 26400 | 22800 | 86.36% | 1.88 | 0 | 10 |  |  |  | No | R-410A | 2.0333 | Residential & Commercial | Ducted CEE Tier 1
211242132 | Central HP <5.4 tons | PAYNE HEATING AND COOLING | HRCU-A-CB (Split System: Heat Pump with Remote Outdoor Unit-Air-Source) | 38MURAQ24AB3* |  |  | CAP**3617AL* | PG92ESAA42060B** | 24400 | 17 | 8.5 | 26200 | 22400 | 85.5% | 1.86 | 0 | 10 |  |  |  | No | R-410A | 2.0333 | Residential & Commercial | Ducted CEE Tier 1
211242457 | Central HP <5.4 tons | PAYNE HEATING AND COOLING | HRCU-A-CB (Split System: Heat Pump with Remote Outdoor Unit-Air-Source) | 38MURAQ24AB3* |  |  | CAP**3621AL* | PG96VTAA36040B** | 23400 | 16 | 8.5 | 25800 | 23600 | 91.47% | 1.94 | 0 | 10 |  |  |  | No | R-410A | 1.95 | Residential & Commercial | Ducted CEE Tier 1
211242509 | Central HP <5.4 tons | PAYNE HEATING AND COOLING | HRCU-A-CB (Split System: Heat Pump with Remote Outdoor Unit-Air-Source) | 38MURAQ24AB3* |  |  | CAP**3621AL* | PG96VTAA42060B** | 24000 | 16.5 | 8.5 | 26000 | 22800 | 87.69% | 1.88 | 0 | 10 |  |  |  | No | R-410A | 2 | Residential & Commercial | Ducted CEE Tier 1
211242643 | Central HP <5.4 tons | PAYNE HEATING AND COOLING | HRCU-A-CB (Split System: Heat Pump with Remote Outdoor Unit-Air-Source) | 38MURAQ24AB3* |  |  | CAP**3621AL* | PG92ESAA60080C** | 25000 | 17 | 8.5 | 26600 | 21800 | 81.95% | 1.82 | 0 | 10.5 |  |  |  | No | R-410A | 2.0833 | Residential & Commercial | Ducted CEE Tier 1
212977576 | Central HP <5.4 tons | PAYNE HEATING AND COOLING | HRCU-A-CB (Split System: Heat Pump with Remote Outdoor Unit-Air-Source) | 38MURAQ24AB3* |  |  | CAP**2417AL* | PG80MS(A,L)A36045A** | 23400 | 17 | 9 | 27000 | 26200 | 97.04% | 2.2 | 0 | 10 |  |  |  | No | R-410A | 1.95 | Residential & Commercial | Ducted CEE Tier 1
212978644 | Central HP <5.4 tons | PAYNE HEATING AND COOLING | HRCU-A-CB (Split System: Heat Pump with Remote Outdoor Unit-Air-Source) | 38MURAQ24AB3* |  |  | CAP**3017AL* | PG80MS(A,L)A36070B** | 23400 | 17.5 | 8.5 | 26200 | 25000 | 95.42% | 2.1 | 0 | 10 |  |  |  | No | R-410A | 1.95 | Residential & Commercial | Ducted CEE Tier 1
212979181 | Central HP <5.4 tons | PAYNE HEATING AND COOLING | HRCU-A-CB (Split System: Heat Pump with Remote Outdoor Unit-Air-Source) | 38MURAQ24AB3* |  |  | CAP**3717AL* | PG80MS(A,L)A48070B** | 24000 | 17 | 8.5 | 25200 | 22200 | 88.1% | 1.86 | 0 | 10 |  |  |  | No | R-410A | 2 | Residential & Commercial | Ducted CEE Tier 1
211241637 | Central HP <5.4 tons | PAYNE HEATING AND COOLING | HRCU-A-CB (Split System: Heat Pump with Remote Outdoor Unit-Air-Source) | 38MURAQ24AB3* |  |  | CAP**3017AL* | PG80ES(A,L)A36045A** | 24600 | 16 | 8.5 | 26600 | 22600 | 84.96% | 1.84 | 0 | 10 |  |  |  | No | R-410A | 2.05 | Residential & Commercial | Ducted CEE Tier 1
215319058 | Central HP <5.4 tons | MIDEA | HRCU-A-CB (Split System: Heat Pump with Remote Outdoor Unit-Air-Source) | D5CUHAH30AAK |  |  | D5FUAAH30XAK |  | 30000 | 16.9 | 10 | 34000 | 32600 | 95.88% | 1.96 | 0 | 11.7 |  |  |  | No | R-454B | 2.5 | Residential & Commercial | Ducted CEE Tier 1
215318874 | Central HP <5.4 tons | MIDEA | HRCU-A-CB (Split System: Heat Pump with Remote Outdoor Unit-Air-Source) | 37MUHAQ30AA3 |  |  | 45MUHAQ36XX3 |  | 30000 | 17.2 | 10.8 | 33000 | 33200 | 100.6% | 1.97 | 0 | 12.1 |  |  |  | No | R-454B | 2.5 | Residential & Commercial | Ducted CEE Tier 1
211242085 | Central HP <5.4 tons | PAYNE HEATING AND COOLING | HRCU-A-CB (Split System: Heat Pump with Remote Outdoor Unit-Air-Source) | 38MURAQ24AB3* |  |  | CAP**3617AL* | PG80ES(A,L)A36045B** | 24200 | 16.5 | 8.5 | 26200 | 22600 | 86.26% | 1.88 | 0 | 10 |  |  |  | No | R-410A | 2.0167 | Residential & Commercial | Ducted CEE Tier 1
212983598 | Central HP <5.4 tons | PAYNE HEATING AND COOLING | HRCU-A-CB (Split System: Heat Pump with Remote Outdoor Unit-Air-Source) | 38MURAQ24AB3* |  |  | CNPV*3014AL* | PG92MSAA36060A** | 23800 | 16.5 | 8.5 | 26400 | 24000 | 90.91% | 2 | 0 | 10 |  |  |  | No | R-410A | 1.9833 | Residential & Commercial | Ducted CEE Tier 1
212980279 | Central HP <5.4 tons | PAYNE HEATING AND COOLING | HRCU-A-CB (Split System: Heat Pump with Remote Outdoor Unit-Air-Source) | 38MURAQ24AB3* |  |  | CNPV*3621AL* | PG80MS(A,L)A48090C** | 23800 | 17 | 8.5 | 26400 | 24000 | 90.91% | 2 | 0 | 10.5 |  |  |  | No | R-410A | 1.9833 | Residential & Commercial | Ducted CEE Tier 1
211241933 | Central HP <5.4 tons | PAYNE HEATING AND COOLING | HRCU-A-CB (Split System: Heat Pump with Remote Outdoor Unit-Air-Source) | 38MURAQ24AB3* |  |  | CAP**3617AL* | PG95ESUA48060B** | 24400 | 17 | 8.5 | 26200 | 22400 | 85.5% | 1.86 | 0 | 10 |  |  |  | No | R-410A | 2.0333 | Residential & Commercial | Ducted CEE Tier 1
211242165 | Central HP <5.4 tons | PAYNE HEATING AND COOLING | HRCU-A-CB (Split System: Heat Pump with Remote Outdoor Unit-Air-Source) | 38MURAQ24AB3* |  |  | CAP**3617AL* | PG95ESAA48080B** | 24800 | 15.5 | 8.5 | 26800 | 22000 | 82.09% | 1.8 | 0 | 10 |  |  |  | No | R-410A | 2.0667 | Residential & Commercial | Ducted CEE Tier 1
211242154 | Central HP <5.4 tons | PAYNE HEATING AND COOLING | HRCU-A-CB (Split System: Heat Pump with Remote Outdoor Unit-Air-Source) | 38MURAQ24AB3* |  |  | CAP**3617AL* | PG95ESAA42060B** | 24600 | 16 | 8.5 | 26600 | 22200 | 83.46% | 1.82 | 0 | 10 |  |  |  | No | R-410A | 2.05 | Residential & Commercial | Ducted CEE Tier 1
211242187 | Central HP <5.4 tons | PAYNE HEATING AND COOLING | HRCU-A-CB (Split System: Heat Pump with Remote Outdoor Unit-Air-Source) | 38MURAQ24AB3* |  |  | CAP**3617AL* | PG92ESAA36040B** | 23800 | 16 | 8.5 | 26000 | 23200 | 89.23% | 1.9 | 0 | 10 |  |  |  | No | R-410A | 1.9833 | Residential & Commercial | Ducted CEE Tier 1
211242488 | Central HP <5.4 tons | PAYNE HEATING AND COOLING | HRCU-A-CB (Split System: Heat Pump with Remote Outdoor Unit-Air-Source) | 38MURAQ24AB3* |  |  | CAP**3621AL* | PG80VTLA48070B** | 24400 | 17 | 8.5 | 26200 | 22400 | 85.5% | 1.88 | 0 | 10 |  |  |  | No | R-410A | 2.0333 | Residential & Commercial | Ducted CEE Tier 1
211242519 | Central HP <5.4 tons | PAYNE HEATING AND COOLING | HRCU-A-CB (Split System: Heat Pump with Remote Outdoor Unit-Air-Source) | 38MURAQ24AB3* |  |  | CAP**3621AL* | PG96VTAA60080C** | 23800 | 17 | 8.5 | 25800 | 23200 | 89.92% | 1.94 | 0 | 10 |  |  |  | No | R-410A | 1.9833 | Residential & Commercial | Ducted CEE Tier 1
212982302 | Central HP <5.4 tons | PAYNE HEATING AND COOLING | HRCU-A-CB (Split System: Heat Pump with Remote Outdoor Unit-Air-Source) | 38MURAQ24AB3* |  |  | CAP**3717AL* | PG80MSUA36040B** | 24200 | 16.5 | 8.5 | 25200 | 22000 | 87.3% | 1.84 | 0 | 10 |  |  |  | No | R-410A | 2.0167 | Residential & Commercial | Ducted CEE Tier 1
212982350 | Central HP <5.4 tons | PAYNE HEATING AND COOLING | HRCU-A-CB (Split System: Heat Pump with Remote Outdoor Unit-Air-Source) | 38MURAQ24AB3* |  |  | CNPV*3617AL* | PG80MSUA36040B** | 23800 | 16.5 | 8.5 | 25800 | 23800 | 92.25% | 1.98 | 0 | 10.5 |  |  |  | No | R-410A | 1.9833 | Residential & Commercial | Ducted CEE Tier 1
211241596 | Central HP <5.4 tons | PAYNE HEATING AND COOLING | HRCU-A-CB (Split System: Heat Pump with Remote Outdoor Unit-Air-Source) | 38MURAQ24AB3* |  |  | CAP**3017AL* | PG96VTAA30040A** | 23200 | 16 | 8.5 | 25800 | 24200 | 93.8% | 2.02 | 0 | 10 |  |  |  | No | R-410A | 1.9333 | Residential & Commercial | Ducted CEE Tier 1
211241616 | Central HP <5.4 tons | PAYNE HEATING AND COOLING | HRCU-A-CB (Split System: Heat Pump with Remote Outdoor Unit-Air-Source) | 38MURAQ24AB3* |  |  | CAP**3017AL* | PG95ESAA30026A** | 23200 | 16.5 | 8.5 | 25800 | 24400 | 94.57% | 2.02 | 0 | 10 |  |  |  | No | R-410A | 1.9333 | Residential & Commercial | Ducted CEE Tier 1
211241955 | Central HP <5.4 tons | PAYNE HEATING AND COOLING | HRCU-A-CB (Split System: Heat Pump with Remote Outdoor Unit-Air-Source) | 38MURAQ24AB3* |  |  | CAP**3617AL* | PG80VTLA36045A** | 24200 | 16.5 | 8.5 | 26200 | 22400 | 85.5% | 1.86 | 0 | 10 |  |  |  | No | R-410A | 2.0167 | Residential & Commercial | Ducted CEE Tier 1
211241989 | Central HP <5.4 tons | PAYNE HEATING AND COOLING | HRCU-A-CB (Split System: Heat Pump with Remote Outdoor Unit-Air-Source) | 38MURAQ24AB3* |  |  | CAP**3617AL* | PG80VTLA48070B** | 24200 | 17 | 8.5 | 26000 | 22600 | 86.92% | 1.88 | 0 | 10 |  |  |  | No | R-410A | 2.0167 | Residential & Commercial | Ducted CEE Tier 1
211242073 | Central HP <5.4 tons | PAYNE HEATING AND COOLING | HRCU-A-CB (Split System: Heat Pump with Remote Outdoor Unit-Air-Source) | 38MURAQ24AB3* |  |  | CAP**3617AL* | PG80ES(A,L)A36045A** | 24600 | 16 | 8.5 | 26600 | 22200 | 83.46% | 1.82 | 0 | 10 |  |  |  | No | R-410A | 2.05 | Residential & Commercial | Ducted CEE Tier 1
211242109 | Central HP <5.4 tons | PAYNE HEATING AND COOLING | HRCU-A-CB (Split System: Heat Pump with Remote Outdoor Unit-Air-Source) | 38MURAQ24AB3* |  |  | CAP**3617AL* | PG80ES(A,L)A42090B** | 24600 | 17 | 8.5 | 26400 | 22200 | 84.09% | 1.84 | 0 | 10 |  |  |  | No | R-410A | 2.05 | Residential & Commercial | Ducted CEE Tier 1
212979895 | Central HP <5.4 tons | PAYNE HEATING AND COOLING | HRCU-A-CB (Split System: Heat Pump with Remote Outdoor Unit-Air-Source) | 38MURAQ24AB3* |  |  | CNPV*2417AL* | PG80MS(A,L)A42090B** | 23400 | 16.5 | 8.5 | 27000 | 24400 | 90.37% | 2.02 | 0 | 10 |  |  |  | No | R-410A | 1.95 | Residential & Commercial | Ducted CEE Tier 1
212978298 | Central HP <5.4 tons | PAYNE HEATING AND COOLING | HRCU-A-CB (Split System: Heat Pump with Remote Outdoor Unit-Air-Source) | 38MURAQ18AB3* |  |  | CNPV*1814AL* | PG80MS(A,L)A36070A** | 17400 | 16 | 8.5 | 18500 | 19700 | 106.5% | 2.38 | 0 | 10.5 |  |  |  | No | R-410A | 1.45 | Residential & Commercial | Ducted CEE Tier 1
212983708 | Central HP <5.4 tons | PAYNE HEATING AND COOLING | HRCU-A-CB (Split System: Heat Pump with Remote Outdoor Unit-Air-Source) | 38MURAQ18AB3* |  |  | CNPV*2417AL* | PG92MSAA36060A** | 17500 | 16 | 8.5 | 18500 | 19200 | 103.8% | 2.3 | 0 | 11 |  |  |  | No | R-410A | 1.4583 | Residential & Commercial | Ducted CEE Tier 1
212970956 | Central HP <5.4 tons | PAYNE HEATING AND COOLING | HRCU-A-CB (Split System: Heat Pump with Remote Outdoor Unit-Air-Source) | 38MURAQ18AB3* |  |  | CNPV*3017AL* | PG80VTLB36045A** | 17400 | 16.5 | 8.1 | 17900 | 18600 | 103.9% | 2.24 | 0 | 11 |  |  |  | No | R-410A | 1.45 | Residential & Commercial | Ducted CEE Tier 1
212978260 | Central HP <5.4 tons | PAYNE HEATING AND COOLING | HRCU-A-CB (Split System: Heat Pump with Remote Outdoor Unit-Air-Source) | 38MURAQ18AB3* |  |  | CAP**2517AL* | PG80MS(A,L)A36070A** | 18200 | 17 | 8.5 | 18000 | 17600 | 97.78% | 2.14 | 0 | 11 |  |  |  | No | R-410A | 1.5167 | Residential & Commercial | Ducted CEE Tier 1
212978310 | Central HP <5.4 tons | PAYNE HEATING AND COOLING | HRCU-A-CB (Split System: Heat Pump with Remote Outdoor Unit-Air-Source) | 38MURAQ18AB3* |  |  | CNPV*2414AL* | PG80MS(A,L)A36070A** | 17600 | 16.5 | 8.5 | 18500 | 19100 | 103.2% | 2.3 | 0 | 11 |  |  |  | No | R-410A | 1.4667 | Residential & Commercial | Ducted CEE Tier 1
212986297 | Central HP <5.4 tons | PAYNE HEATING AND COOLING | HRCU-A-CB (Split System: Heat Pump with Remote Outdoor Unit-Air-Source) | 38MURAQ18AB3* |  |  | CAP**2417AL* | PG96MSAA30040A** | 17400 | 16 | 8.5 | 18500 | 19500 | 105.4% | 2.34 | 0 | 10.5 |  |  |  | No | R-410A | 1.45 | Residential & Commercial | Ducted CEE Tier 1
212987049 | Central HP <5.4 tons | PAYNE HEATING AND COOLING | HRCU-A-CB (Split System: Heat Pump with Remote Outdoor Unit-Air-Source) | 38MURAQ18AB3* |  |  | CNPV*2414AL* | PG96MSAA36060A** | 17300 | 16 | 8.1 | 18300 | 19200 | 104.9% | 2.32 | 0 | 10.5 |  |  |  | No | R-410A | 1.4417 | Residential & Commercial | Ducted CEE Tier 1
211242331 | Central HP <5.4 tons | PAYNE HEATING AND COOLING | HRCU-A-CB (Split System: Heat Pump with Remote Outdoor Unit-Air-Source) | 38MURAQ24AB3* |  |  | CAP**3621AL* | PG80ES(A,L)A48070B** | 25000 | 16.5 | 8.5 | 26800 | 21800 | 81.34% | 1.8 | 0 | 10 |  |  |  | No | R-410A | 2.0833 | Residential & Commercial | Ducted CEE Tier 1
211242676 | Central HP <5.4 tons | PAYNE HEATING AND COOLING | HRCU-A-CB (Split System: Heat Pump with Remote Outdoor Unit-Air-Source) | 38MURAQ24AB3* |  |  | CAP**3621AL* | PG95ESAA48080B** | 24800 | 15.5 | 8.5 | 26800 | 22000 | 82.09% | 1.8 | 0 | 10 |  |  |  | No | R-410A | 2.0667 | Residential & Commercial | Ducted CEE Tier 1
211242976 | Central HP <5.4 tons | PAYNE HEATING AND COOLING | HRCU-A-CB (Split System: Heat Pump with Remote Outdoor Unit-Air-Source) | 38MURAQ24AB3* |  |  | CAP**3717AL* | PG96VTAA30040A** | 24200 | 16 | 8.5 | 25600 | 21800 | 85.16% | 1.8 | 0 | 10 |  |  |  | No | R-410A | 2.0167 | Residential & Commercial | Ducted CEE Tier 1
211242539 | Central HP <5.4 tons | PAYNE HEATING AND COOLING | HRCU-A-CB (Split System: Heat Pump with Remote Outdoor Unit-Air-Source) | 38MURAQ24AB3* |  |  | CAP**3621AL* | PG80VTLA66110C** | 24000 | 17 | 8.5 | 25800 | 23000 | 89.15% | 1.9 | 0 | 10 |  |  |  | No | R-410A | 2 | Residential & Commercial | Ducted CEE Tier 1
211242573 | Central HP <5.4 tons | PAYNE HEATING AND COOLING | HRCU-A-CB (Split System: Heat Pump with Remote Outdoor Unit-Air-Source) | 38MURAQ24AB3* |  |  | CAP**3621AL* | PG80ES(A,L)A48070C** | 24400 | 17 | 8.5 | 26200 | 22400 | 85.5% | 1.86 | 0 | 10 |  |  |  | No | R-410A | 2.0333 | Residential & Commercial | Ducted CEE Tier 1
211242654 | Central HP <5.4 tons | PAYNE HEATING AND COOLING | HRCU-A-CB (Split System: Heat Pump with Remote Outdoor Unit-Air-Source) | 38MURAQ24AB3* |  |  | CAP**3621AL* | PG92ESAA60100C** | 25000 | 17 | 8.5 | 26600 | 21800 | 81.95% | 1.82 | 0 | 10.5 |  |  |  | No | R-410A | 2.0833 | Residential & Commercial | Ducted CEE Tier 1
211242923 | Central HP <5.4 tons | PAYNE HEATING AND COOLING | HRCU-A-CB (Split System: Heat Pump with Remote Outdoor Unit-Air-Source) | 38MURAQ24AB3* |  |  | CAP**3717AL* | PG96VTAA48080B** | 24600 | 16.5 | 8.5 | 25600 | 21400 | 83.59% | 1.8 | 0 | 10 |  |  |  | No | R-410A | 2.05 | Residential & Commercial | Ducted CEE Tier 1
211242597 | Central HP <5.4 tons | PAYNE HEATING AND COOLING | HRCU-A-CB (Split System: Heat Pump with Remote Outdoor Unit-Air-Source) | 38MURAQ24AB3* |  |  | CAP**3621AL* | PG80ES(A,L)A60090C** | 24800 | 17 | 8.5 | 26600 | 22000 | 82.71% | 1.82 | 0 | 10 |  |  |  | No | R-410A | 2.0667 | Residential & Commercial | Ducted CEE Tier 1
211242830 | Central HP <5.4 tons | PAYNE HEATING AND COOLING | HRCU-A-CB (Split System: Heat Pump with Remote Outdoor Unit-Air-Source) | 38MURAQ24AB3* |  |  | CAP**3717AL* | PG80ES(A,L)A48070B** | 25400 | 16 | 8.5 | 26400 | 21000 | 79.55% | 1.76 | 0 | 10 |  |  |  | No | R-410A | 2.1167 | Residential & Commercial | Ducted CEE Tier 1
211243065 | Central HP <5.4 tons | PAYNE HEATING AND COOLING | HRCU-A-CB (Split System: Heat Pump with Remote Outdoor Unit-Air-Source) | 38MURAQ24AB3* |  |  | CAP**3717AL* | PG92ESAA36060A** | 25200 | 16.5 | 8.5 | 26200 | 21000 | 80.15% | 1.76 | 0 | 10 |  |  |  | No | R-410A | 2.1 | Residential & Commercial | Ducted CEE Tier 1
211242621 | Central HP <5.4 tons | PAYNE HEATING AND COOLING | HRCU-A-CB (Split System: Heat Pump with Remote Outdoor Unit-Air-Source) | 38MURAQ24AB3* |  |  | CAP**3621AL* | PG92ESAA42060B** | 24600 | 17 | 8.5 | 26200 | 22200 | 84.73% | 1.86 | 0 | 10 |  |  |  | No | R-410A | 2.05 | Residential & Commercial | Ducted CEE Tier 1
211243007 | Central HP <5.4 tons | PAYNE HEATING AND COOLING | HRCU-A-CB (Split System: Heat Pump with Remote Outdoor Unit-Air-Source) | 38MURAQ24AB3* |  |  | CAP**3717AL* | PG96VTAA42060B** | 24400 | 16.5 | 8.5 | 25600 | 21600 | 84.38% | 1.8 | 0 | 10 |  |  |  | No | R-410A | 2.0333 | Residential & Commercial | Ducted CEE Tier 1
211243389 | Central HP <5.4 tons | PAYNE HEATING AND COOLING | HRCU-A-CB (Split System: Heat Pump with Remote Outdoor Unit-Air-Source) | 38MURAQ24AB3* |  |  | CAP**3721AL* | PG80VTLA48090B** | 24400 | 17 | 8.5 | 25200 | 21200 | 84.13% | 1.78 | 0 | 10.5 |  |  |  | No | R-410A | 2.0333 | Residential & Commercial | Ducted CEE Tier 1
211243473 | Central HP <5.4 tons | PAYNE HEATING AND COOLING | HRCU-A-CB (Split System: Heat Pump with Remote Outdoor Unit-Air-Source) | 38MURAQ24AB3* |  |  | CAP**3721AL* | PG96VTAA60100C** | 24400 | 17 | 8.5 | 25200 | 21200 | 84.13% | 1.78 | 0 | 10.5 |  |  |  | No | R-410A | 2.0333 | Residential & Commercial | Ducted CEE Tier 1
211242467 | Central HP <5.4 tons | PAYNE HEATING AND COOLING | HRCU-A-CB (Split System: Heat Pump with Remote Outdoor Unit-Air-Source) | 38MURAQ24AB3* |  |  | CAP**3621AL* | PG95ESAA60080C** | 24800 | 16.5 | 8.5 | 26600 | 22000 | 82.71% | 1.82 | 0 | 10 |  |  |  | No | R-410A | 2.0667 | Residential & Commercial | Ducted CEE Tier 1
211242819 | Central HP <5.4 tons | PAYNE HEATING AND COOLING | HRCU-A-CB (Split System: Heat Pump with Remote Outdoor Unit-Air-Source) | 38MURAQ24AB3* |  |  | CAP**3717AL* | PG95ESUA36040B** | 24000 | 17 | 8.5 | 25200 | 22000 | 87.3% | 1.84 | 0 | 10 |  |  |  | No | R-410A | 2 | Residential & Commercial | Ducted CEE Tier 1
211243401 | Central HP <5.4 tons | PAYNE HEATING AND COOLING | HRCU-A-CB (Split System: Heat Pump with Remote Outdoor Unit-Air-Source) | 38MURAQ24AB3* |  |  | CAP**3721AL* | PG96VTAA36040B** | 24000 | 16 | 8.1 | 25000 | 21600 | 86.4% | 1.8 | 0 | 10 |  |  |  | No | R-410A | 2 | Residential & Commercial | Ducted CEE Tier 1
211244180 | Central HP <5.4 tons | PAYNE HEATING AND COOLING | HRCU-A-CB (Split System: Heat Pump with Remote Outdoor Unit-Air-Source) | 38MURAQ24AB3* |  |  | CNPV*2417AL* | PG95ESAA42060B** | 24200 | 15.5 | 8.5 | 27200 | 22800 | 83.82% | 1.86 | 0 | 10 |  |  |  | No | R-410A | 2.0167 | Residential & Commercial | Ducted CEE Tier 1
211243391 | Central HP <5.4 tons | PAYNE HEATING AND COOLING | HRCU-A-CB (Split System: Heat Pump with Remote Outdoor Unit-Air-Source) | 38MURAQ24AB3* |  |  | CAP**3721AL* | PG80VTLA60090C** | 24600 | 17 | 8.5 | 25400 | 21200 | 83.46% | 1.78 | 0 | 10.5 |  |  |  | No | R-410A | 2.05 | Residential & Commercial | Ducted CEE Tier 1
212975995 | Central HP <5.4 tons | PAYNE HEATING AND COOLING | HRCU-A-CB (Split System: Heat Pump with Remote Outdoor Unit-Air-Source) | 38MURAQ24AB3* |  |  | CAP**2417AL* | PG96VTAB48080B** | 23600 | 16.5 | 8.5 | 27000 | 25600 | 94.81% | 2.14 | 0 | 10 |  |  |  | No | R-410A | 1.9667 | Residential & Commercial | Ducted CEE Tier 1
212977636 | Central HP <5.4 tons | PAYNE HEATING AND COOLING | HRCU-A-CB (Split System: Heat Pump with Remote Outdoor Unit-Air-Source) | 38MURAQ24AB3* |  |  | CAP**3717AL* | PG80MS(A,L)A36045A** | 24200 | 17 | 8.5 | 25200 | 22000 | 87.3% | 1.84 | 0 | 10 |  |  |  | No | R-410A | 2.0167 | Residential & Commercial | Ducted CEE Tier 1
211244652 | Central HP <5.4 tons | PAYNE HEATING AND COOLING | HRCU-A-CB (Split System: Heat Pump with Remote Outdoor Unit-Air-Source) | 38MURAQ24AB3* |  |  | CNPV*3017AL* | PG95ESAA30026A** | 23400 | 16 | 8.1 | 25800 | 24200 | 93.8% | 2 | 0 | 10 |  |  |  | No | R-410A | 1.95 | Residential & Commercial | Ducted CEE Tier 1
211244685 | Central HP <5.4 tons | PAYNE HEATING AND COOLING | HRCU-A-CB (Split System: Heat Pump with Remote Outdoor Unit-Air-Source) | 38MURAQ24AB3* |  |  | CNPV*3017AL* | PG80ES(A,L)A36045B** | 24000 | 16.5 | 8.1 | 26200 | 23000 | 87.79% | 1.9 | 0 | 10.5 |  |  |  | No | R-410A | 2 | Residential & Commercial | Ducted CEE Tier 1
212981798 | Central HP <5.4 tons | PAYNE HEATING AND COOLING | HRCU-A-CB (Split System: Heat Pump with Remote Outdoor Unit-Air-Source) | 38MURAQ24AB3* |  |  | CNPV*3617AL* | PG80MSUA60100C** | 23800 | 16.5 | 8.5 | 26400 | 24000 | 90.91% | 1.98 | 0 | 10.5 |  |  |  | No | R-410A | 1.9833 | Residential & Commercial | Ducted CEE Tier 1
211243120 | Central HP <5.4 tons | PAYNE HEATING AND COOLING | HRCU-A-CB (Split System: Heat Pump with Remote Outdoor Unit-Air-Source) | 38MURAQ24AB3* |  |  | CAP**3717AL* | PG92ESAA30040A** | 24600 | 15.2 | 8.5 | 26000 | 21600 | 83.08% | 1.78 | 0 | 10 |  |  |  | No | R-410A | 2.05 | Residential & Commercial | Ducted CEE Tier 1
211243727 | Central HP <5.4 tons | PAYNE HEATING AND COOLING | HRCU-A-CB (Split System: Heat Pump with Remote Outdoor Unit-Air-Source) | 38MURAQ24AB3* |  |  | CNPV*2414AL* | PG80VTLA36045A** | 23800 | 16 | 8.5 | 26800 | 23200 | 86.57% | 1.92 | 0 | 10 |  |  |  | No | R-410A | 1.9833 | Residential & Commercial | Ducted CEE Tier 1
211243970 | Central HP <5.4 tons | PAYNE HEATING AND COOLING | HRCU-A-CB (Split System: Heat Pump with Remote Outdoor Unit-Air-Source) | 38MURAQ24AB3* |  |  | CNPV*2417AL* | PG80ESUA36040B** | 23600 | 17 | 8.5 | 26400 | 23800 | 90.15% | 1.98 | 0 | 10 |  |  |  | No | R-410A | 1.9667 | Residential & Commercial | Ducted CEE Tier 1
211243264 | Central HP <5.4 tons | PAYNE HEATING AND COOLING | HRCU-A-CB (Split System: Heat Pump with Remote Outdoor Unit-Air-Source) | 38MURAQ24AB3* |  |  | CAP**3721AL* | PG95ESUA36040B** | 24400 | 17 | 8.5 | 25200 | 21200 | 84.13% | 1.78 | 0 | 10 |  |  |  | No | R-410A | 2.0333 | Residential & Commercial | Ducted CEE Tier 1
211243367 | Central HP <5.4 tons | PAYNE HEATING AND COOLING | HRCU-A-CB (Split System: Heat Pump with Remote Outdoor Unit-Air-Source) | 38MURAQ24AB3* |  |  | CAP**3721AL* | PG95ESUA48060B** | 25000 | 17 | 8.5 | 25600 | 20800 | 81.25% | 1.76 | 0 | 10.5 |  |  |  | No | R-410A | 2.0833 | Residential & Commercial | Ducted CEE Tier 1
211243432 | Central HP <5.4 tons | PAYNE HEATING AND COOLING | HRCU-A-CB (Split System: Heat Pump with Remote Outdoor Unit-Air-Source) | 38MURAQ24AB3* |  |  | CAP**3721AL* | PG80VTLA48070B** | 24800 | 17 | 8.5 | 25400 | 20800 | 81.89% | 1.76 | 0 | 10.5 |  |  |  | No | R-410A | 2.0667 | Residential & Commercial | Ducted CEE Tier 1
211244068 | Central HP <5.4 tons | PAYNE HEATING AND COOLING | HRCU-A-CB (Split System: Heat Pump with Remote Outdoor Unit-Air-Source) | 38MURAQ24AB3* |  |  | CNPV*2417AL* | PG96VTAA36060A** | 23200 | 16 | 8.5 | 26400 | 24600 | 93.18% | 2.04 | 0 | 10 |  |  |  | No | R-410A | 1.9333 | Residential & Commercial | Ducted CEE Tier 1
211242032 | Central HP <5.4 tons | PAYNE HEATING AND COOLING | HRCU-A-CB (Split System: Heat Pump with Remote Outdoor Unit-Air-Source) | 38MURAQ24AB3* |  |  | CAP**3617AL* | PG96VTAA30040A** | 23400 | 16 | 8.5 | 25600 | 23800 | 92.97% | 1.96 | 0 | 10 |  |  |  | No | R-410A | 1.95 | Residential & Commercial | Ducted CEE Tier 1
211242423 | Central HP <5.4 tons | PAYNE HEATING AND COOLING | HRCU-A-CB (Split System: Heat Pump with Remote Outdoor Unit-Air-Source) | 38MURAQ24AB3* |  |  | CAP**3621AL* | PG95ESUA48060B** | 24400 | 17 | 8.5 | 26200 | 22400 | 85.5% | 1.86 | 0 | 10 |  |  |  | No | R-410A | 2.0333 | Residential & Commercial | Ducted CEE Tier 1
211242609 | Central HP <5.4 tons | PAYNE HEATING AND COOLING | HRCU-A-CB (Split System: Heat Pump with Remote Outdoor Unit-Air-Source) | 38MURAQ24AB3* |  |  | CAP**3621AL* | PG80ES(A,L)A60110C** | 25200 | 16.5 | 8.5 | 26800 | 21800 | 81.34% | 1.8 | 0 | 10 |  |  |  | No | R-410A | 2.1 | Residential & Commercial | Ducted CEE Tier 1
211242943 | Central HP <5.4 tons | PAYNE HEATING AND COOLING | HRCU-A-CB (Split System: Heat Pump with Remote Outdoor Unit-Air-Source) | 38MURAQ24AB3* |  |  | CAP**3717AL* | PG95ESAA30040A** | 24800 | 15.2 | 8.5 | 26200 | 21200 | 80.92% | 1.76 | 0 | 10 |  |  |  | No | R-410A | 2.0667 | Residential & Commercial | Ducted CEE Tier 1
212979217 | Central HP <5.4 tons | PAYNE HEATING AND COOLING | HRCU-A-CB (Split System: Heat Pump with Remote Outdoor Unit-Air-Source) | 38MURAQ24AB3* |  |  | CNPV*3017AL* | PG80MS(A,L)A48070B** | 23600 | 17 | 8.5 | 26400 | 24400 | 92.42% | 2.02 | 0 | 10.5 |  |  |  | No | R-410A | 1.9667 | Residential & Commercial | Ducted CEE Tier 1
211243154 | Central HP <5.4 tons | PAYNE HEATING AND COOLING | HRCU-A-CB (Split System: Heat Pump with Remote Outdoor Unit-Air-Source) | 38MURAQ24AB3* |  |  | CAP**3717AL* | PG80ESUA48060B** | 25400 | 16.5 | 8.5 | 26200 | 21000 | 80.15% | 1.76 | 0 | 10.5 |  |  |  | No | R-410A | 2.1167 | Residential & Commercial | Ducted CEE Tier 1
211244579 | Central HP <5.4 tons | PAYNE HEATING AND COOLING | HRCU-A-CB (Split System: Heat Pump with Remote Outdoor Unit-Air-Source) | 38MURAQ24AB3* |  |  | CNPV*3017AL* | PG96VTAA48080B** | 24200 | 16.5 | 8.1 | 26200 | 23000 | 87.79% | 1.9 | 0 | 10.5 |  |  |  | No | R-410A | 2.0167 | Residential & Commercial | Ducted CEE Tier 1
211244663 | Central HP <5.4 tons | PAYNE HEATING AND COOLING | HRCU-A-CB (Split System: Heat Pump with Remote Outdoor Unit-Air-Source) | 38MURAQ24AB3* |  |  | CNPV*3017AL* | PG96VTAA42060B** | 24000 | 16.5 | 8.1 | 26200 | 23200 | 88.55% | 1.92 | 0 | 10 |  |  |  | No | R-410A | 2 | Residential & Commercial | Ducted CEE Tier 1
211243053 | Central HP <5.4 tons | PAYNE HEATING AND COOLING | HRCU-A-CB (Split System: Heat Pump with Remote Outdoor Unit-Air-Source) | 38MURAQ24AB3* |  |  | CAP**3717AL* | PG80ES(A,L)A42090B** | 25000 | 16.5 | 8.5 | 25800 | 21200 | 82.17% | 1.78 | 0 | 10.5 |  |  |  | No | R-410A | 2.0833 | Residential & Commercial | Ducted CEE Tier 1
211243505 | Central HP <5.4 tons | PAYNE HEATING AND COOLING | HRCU-A-CB (Split System: Heat Pump with Remote Outdoor Unit-Air-Source) | 38MURAQ24AB3* |  |  | CAP**3721AL* | PG80ES(A,L)A36070B** | 25000 | 16.5 | 8.5 | 25600 | 20800 | 81.25% | 1.76 | 0 | 10.5 |  |  |  | No | R-410A | 2.0833 | Residential & Commercial | Ducted CEE Tier 1
211244589 | Central HP <5.4 tons | PAYNE HEATING AND COOLING | HRCU-A-CB (Split System: Heat Pump with Remote Outdoor Unit-Air-Source) | 38MURAQ24AB3* |  |  | CNPV*3017AL* | PG80VTLA48070B** | 24200 | 17 | 8.1 | 26200 | 23000 | 87.79% | 1.9 | 0 | 10.5 |  |  |  | No | R-410A | 2.0167 | Residential & Commercial | Ducted CEE Tier 1
211243576 | Central HP <5.4 tons | PAYNE HEATING AND COOLING | HRCU-A-CB (Split System: Heat Pump with Remote Outdoor Unit-Air-Source) | 38MURAQ24AB3* |  |  | CAP**3721AL* | PG92ESAA48080B** | 25000 | 17.5 | 8.5 | 25600 | 20800 | 81.25% | 1.76 | 0 | 10.5 |  |  |  | No | R-410A | 2.0833 | Residential & Commercial | Ducted CEE Tier 1
211243642 | Central HP <5.4 tons | PAYNE HEATING AND COOLING | HRCU-A-CB (Split System: Heat Pump with Remote Outdoor Unit-Air-Source) | 38MURAQ24AB3* |  |  | CAP**3721AL* | PG80ESUA60080C** | 25000 | 17.5 | 8.5 | 25600 | 20800 | 81.25% | 1.76 | 0 | 10.5 |  |  |  | No | R-410A | 2.0833 | Residential & Commercial | Ducted CEE Tier 1
211243826 | Central HP <5.4 tons | PAYNE HEATING AND COOLING | HRCU-A-CB (Split System: Heat Pump with Remote Outdoor Unit-Air-Source) | 38MURAQ24AB3* |  |  | CNPV*2414AL* | PG80ES(A,L)A36070A** | 23800 | 16 | 8.5 | 26800 | 23200 | 86.57% | 1.92 | 0 | 10 |  |  |  | No | R-410A | 1.9833 | Residential & Commercial | Ducted CEE Tier 1
211243993 | Central HP <5.4 tons | PAYNE HEATING AND COOLING | HRCU-A-CB (Split System: Heat Pump with Remote Outdoor Unit-Air-Source) | 38MURAQ24AB3* |  |  | CNPV*2417AL* | PG80VTLA48090B** | 23200 | 16.5 | 8.5 | 26400 | 24200 | 91.67% | 2.02 | 0 | 10 |  |  |  | No | R-410A | 1.9333 | Residential & Commercial | Ducted CEE Tier 1
214279866 | Central HP <5.4 tons | PAYNE HEATING AND COOLING | HRCU-A-CB (Split System: Heat Pump with Remote Outdoor Unit-Air-Source) | 38MURAQ24AB3* |  |  | CAP**2417AL* | PG96MSAA48060B** | 23600 | 16.5 | 9.5 | 26600 | 24800 | 93.23% | 2.04 | 0 | 10 |  |  |  | No | R-410A | 1.9667 | Residential & Commercial | Ducted CEE Tier 1
212977564 | Central HP <5.4 tons | PAYNE HEATING AND COOLING | HRCU-A-CB (Split System: Heat Pump with Remote Outdoor Unit-Air-Source) | 38MURAQ24AB3* |  |  | CAP**2414AL* | PG80MS(A,L)A36045A** | 23400 | 17 | 8.5 | 27000 | 26200 | 97.04% | 2.22 | 0 | 10 |  |  |  | No | R-410A | 1.95 | Residential & Commercial | Ducted CEE Tier 1
212978080 | Central HP <5.4 tons | PAYNE HEATING AND COOLING | HRCU-A-CB (Split System: Heat Pump with Remote Outdoor Unit-Air-Source) | 38MURAQ24AB3* |  |  | CAP**2414AL* | PG80MS(A,L)A36070A** | 23200 | 17 | 9 | 26800 | 26800 | 100% | 2.28 | 0 | 10 |  |  |  | No | R-410A | 1.9333 | Residential & Commercial | Ducted CEE Tier 1
212978164 | Central HP <5.4 tons | PAYNE HEATING AND COOLING | HRCU-A-CB (Split System: Heat Pump with Remote Outdoor Unit-Air-Source) | 38MURAQ24AB3* |  |  | CNPV*2414AL* | PG80MS(A,L)A36070A** | 23200 | 17 | 8.5 | 26800 | 25400 | 94.78% | 2.14 | 0 | 10 |  |  |  | No | R-410A | 1.9333 | Residential & Commercial | Ducted CEE Tier 1
211242042 | Central HP <5.4 tons | PAYNE HEATING AND COOLING | HRCU-A-CB (Split System: Heat Pump with Remote Outdoor Unit-Air-Source) | 38MURAQ24AB3* |  |  | CAP**3617AL* | PG96VTAA36060A** | 23600 | 16.5 | 8.5 | 25800 | 23400 | 90.7% | 1.94 | 0 | 10 |  |  |  | No | R-410A | 1.9667 | Residential & Commercial | Ducted CEE Tier 1
212980477 | Central HP <5.4 tons | PAYNE HEATING AND COOLING | HRCU-A-CB (Split System: Heat Pump with Remote Outdoor Unit-Air-Source) | 38MURAQ36AB3* |  |  | CAP**4821AL* | PG80MS(A,L)A60090C** | 35800 | 16.5 | 8.5 | 37800 | 34600 | 91.53% | 2.02 | 0 | 10 |  |  |  | No | R-410A | 2.9833 | Residential & Commercial | Ducted CEE Tier 1
212981534 | Central HP <5.4 tons | PAYNE HEATING AND COOLING | HRCU-A-CB (Split System: Heat Pump with Remote Outdoor Unit-Air-Source) | 38MURAQ36AB3* |  |  | CAP**4821AL* | PG80MSUA60100C** | 35600 | 16 | 8.5 | 38000 | 34600 | 91.05% | 2.04 | 0 | 10 |  |  |  | No | R-410A | 2.9667 | Residential & Commercial | Ducted CEE Tier 1
216013465 | Central HP <5.4 tons | CONCORD | HRCU-A-CB (Split System: Heat Pump with Remote Outdoor Unit-Air-Source) | 7SCP18V36P-**A |  |  | 7AH1AV36PX-** |  | 36000 | 18 | 9.5 | 36000 | 30000 | 83.33% | 1.8 | 0 | 11.7 |  |  |  | No | R-454B | 3 | Residential & Commercial | Ducted CEE Tier 1
212979403 | Central HP <5.4 tons | PAYNE HEATING AND COOLING | HRCU-A-CB (Split System: Heat Pump with Remote Outdoor Unit-Air-Source) | 38MURAQ36AB3* |  |  | CAP**4821AL* | PG80MS(A,L)A48070C** | 35400 | 16.5 | 8.1 | 37800 | 34600 | 91.53% | 2 | 0 | 10 |  |  |  | No | R-410A | 2.95 | Residential & Commercial | Ducted CEE Tier 1
212980169 | Central HP <5.4 tons | PAYNE HEATING AND COOLING | HRCU-A-CB (Split System: Heat Pump with Remote Outdoor Unit-Air-Source) | 38MURAQ36AB3* |  |  | CAP**4824AL* | PG80MS(A,L)A48090C** | 35600 | 16.5 | 8.5 | 37800 | 34600 | 91.53% | 2.02 | 0 | 10 |  |  |  | No | R-410A | 2.9667 | Residential & Commercial | Ducted CEE Tier 1
213060801 | Central HP <5.4 tons | CONTINENTAL | HRCU-A-C (Split System: Heat Pump with Remote Outdoor Unit with No Indoor Fan --Air Source) | WSEHV4860RA1-C |  |  | WPCCB48 |  | 47000 | 15.2 | 8.5 | 48000 | 33600 | 70% | 1.8 | 0 | 10 |  |  |  | No | R-410A | 3.9167 | Residential & Commercial | Ducted CEE Tier 1
211242549 | Central HP <5.4 tons | PAYNE HEATING AND COOLING | HRCU-A-CB (Split System: Heat Pump with Remote Outdoor Unit-Air-Source) | 38MURAQ24AB3* |  |  | CAP**3621AL* | PG80ES(A,L)A36045B** | 24200 | 17 | 8.5 | 26200 | 22600 | 86.26% | 1.86 | 0 | 10 |  |  |  | No | R-410A | 2.0167 | Residential & Commercial | Ducted CEE Tier 1
211243017 | Central HP <5.4 tons | PAYNE HEATING AND COOLING | HRCU-A-CB (Split System: Heat Pump with Remote Outdoor Unit-Air-Source) | 38MURAQ24AB3* |  |  | CAP**3717AL* | PG80ES(A,L)A36045A** | 25200 | 16 | 8.5 | 26200 | 21000 | 80.15% | 1.76 | 0 | 10 |  |  |  | No | R-410A | 2.1 | Residential & Commercial | Ducted CEE Tier 1
211243453 | Central HP <5.4 tons | PAYNE HEATING AND COOLING | HRCU-A-CB (Split System: Heat Pump with Remote Outdoor Unit-Air-Source) | 38MURAQ24AB3* |  |  | CAP**3721AL* | PG96VTAA42060B** | 24600 | 16.5 | 8.5 | 25400 | 21000 | 82.68% | 1.78 | 0 | 10 |  |  |  | No | R-410A | 2.05 | Residential & Commercial | Ducted CEE Tier 1
211244135 | Central HP <5.4 tons | PAYNE HEATING AND COOLING | HRCU-A-CB (Split System: Heat Pump with Remote Outdoor Unit-Air-Source) | 38MURAQ24AB3* |  |  | CNPV*2417AL* | PG80ES(A,L)A42090B** | 24000 | 16 | 8.5 | 27000 | 23000 | 85.19% | 1.9 | 0 | 10 |  |  |  | No | R-410A | 2 | Residential & Commercial | Ducted CEE Tier 1
211244236 | Central HP <5.4 tons | PAYNE HEATING AND COOLING | HRCU-A-CB (Split System: Heat Pump with Remote Outdoor Unit-Air-Source) | 38MURAQ24AB3* |  |  | CNPV*2417AL* | PG80ESUA48060B** | 24400 | 16 | 8.5 | 27200 | 22600 | 83.09% | 1.86 | 0 | 10 |  |  |  | No | R-410A | 2.0333 | Residential & Commercial | Ducted CEE Tier 1
211244366 | Central HP <5.4 tons | PAYNE HEATING AND COOLING | HRCU-A-CB (Split System: Heat Pump with Remote Outdoor Unit-Air-Source) | 38MURAQ24AB3* |  |  | CNPV*3014AL* | PG80ES(A,L)A36045A** | 24400 | 16 | 8.1 | 26600 | 22600 | 84.96% | 1.84 | 0 | 10 |  |  |  | No | R-410A | 2.0333 | Residential & Commercial | Ducted CEE Tier 1
211244533 | Central HP <5.4 tons | PAYNE HEATING AND COOLING | HRCU-A-CB (Split System: Heat Pump with Remote Outdoor Unit-Air-Source) | 38MURAQ24AB3* |  |  | CNPV*3017AL* | PG95ESUA48060B** | 24200 | 16.5 | 8.1 | 26200 | 22800 | 87.02% | 1.9 | 0 | 10.5 |  |  |  | No | R-410A | 2.0167 | Residential & Commercial | Ducted CEE Tier 1
207335068 | Central HP <5.4 tons | AC PRO.com | HRCU-A-CB (Split System: Heat Pump with Remote Outdoor Unit-Air-Source) | AUD60W/A-D(U) |  |  | AUD60AH2/A-D(U) |  | 54000 | 16 | 9 | 54000 | 41000 | 75.93% | 1.8 | 10.5 | 10 |  |  |  | No | R-410A | 4.5 | Residential & Commercial | Ducted CEE Tier 1
211226839 | Central HP <5.4 tons | PAYNE HEATING AND COOLING | HRCU-A-CB (Split System: Heat Pump with Remote Outdoor Unit-Air-Source) | 38MURAQ36AB3* |  |  | CAP**3721AL* | PG80ES(A,L)A60090C** | 36800 | 16 | 8.5 | 38500 | 34800 | 90.39% | 2.1 | 0 | 10 |  |  |  | No | R-410A | 3.0667 | Residential & Commercial | Ducted CEE Tier 1
211244673 | Central HP <5.4 tons | PAYNE HEATING AND COOLING | HRCU-A-CB (Split System: Heat Pump with Remote Outdoor Unit-Air-Source) | 38MURAQ24AB3* |  |  | CNPV*3017AL* | PG80ES(A,L)A36045A** | 24600 | 16 | 8.1 | 26600 | 22400 | 84.21% | 1.84 | 0 | 10.5 |  |  |  | No | R-410A | 2.05 | Residential & Commercial | Ducted CEE Tier 1
211244798 | Central HP <5.4 tons | PAYNE HEATING AND COOLING | HRCU-A-CB (Split System: Heat Pump with Remote Outdoor Unit-Air-Source) | 38MURAQ24AB3* |  |  | CNPV*3017AL* | PG80ES(A,L)A36070A** | 24200 | 16.5 | 8.1 | 26400 | 22800 | 86.36% | 1.88 | 0 | 10.5 |  |  |  | No | R-410A | 2.0167 | Residential & Commercial | Ducted CEE Tier 1
211245005 | Central HP <5.4 tons | PAYNE HEATING AND COOLING | HRCU-A-CB (Split System: Heat Pump with Remote Outdoor Unit-Air-Source) | 38MURAQ24AB3* |  |  | CNPV*3617AL* | PG96VTAA36040B** | 23400 | 16 | 8.1 | 25800 | 24000 | 93.02% | 1.98 | 0 | 10 |  |  |  | No | R-410A | 1.95 | Residential & Commercial | Ducted CEE Tier 1
211245057 | Central HP <5.4 tons | PAYNE HEATING AND COOLING | HRCU-A-CB (Split System: Heat Pump with Remote Outdoor Unit-Air-Source) | 38MURAQ24AB3* |  |  | CNPV*3617AL* | PG95ESAA36060A** | 24400 | 15.5 | 8.1 | 26600 | 22600 | 84.96% | 1.86 | 0 | 10 |  |  |  | No | R-410A | 2.0333 | Residential & Commercial | Ducted CEE Tier 1
211244969 | Central HP <5.4 tons | PAYNE HEATING AND COOLING | HRCU-A-CB (Split System: Heat Pump with Remote Outdoor Unit-Air-Source) | 38MURAQ24AB3* |  |  | CNPV*3617AL* | PG95ESUA48060B** | 24200 | 16.5 | 8.1 | 26200 | 22800 | 87.02% | 1.9 | 0 | 10.5 |  |  |  | No | R-410A | 2.0167 | Residential & Commercial | Ducted CEE Tier 1
211245001 | Central HP <5.4 tons | PAYNE HEATING AND COOLING | HRCU-A-CB (Split System: Heat Pump with Remote Outdoor Unit-Air-Source) | 38MURAQ24AB3* |  |  | CNPV*3617AL* | PG80VTLA36070A** | 24400 | 16.5 | 8.1 | 26400 | 22800 | 86.36% | 1.88 | 0 | 10.5 |  |  |  | No | R-410A | 2.0333 | Residential & Commercial | Ducted CEE Tier 1
211245003 | Central HP <5.4 tons | PAYNE HEATING AND COOLING | HRCU-A-CB (Split System: Heat Pump with Remote Outdoor Unit-Air-Source) | 38MURAQ24AB3* |  |  | CNPV*3617AL* | PG80VTLA48090B** | 23800 | 17 | 8.1 | 26000 | 23400 | 90% | 1.94 | 0 | 10.5 |  |  |  | No | R-410A | 1.9833 | Residential & Commercial | Ducted CEE Tier 1
211245088 | Central HP <5.4 tons | PAYNE HEATING AND COOLING | HRCU-A-CB (Split System: Heat Pump with Remote Outdoor Unit-Air-Source) | 38MURAQ24AB3* |  |  | CNPV*3617AL* | PG95ESAA30026A** | 23400 | 16 | 8.1 | 25800 | 24200 | 93.8% | 2 | 0 | 10 |  |  |  | No | R-410A | 1.95 | Residential & Commercial | Ducted CEE Tier 1
211242986 | Central HP <5.4 tons | PAYNE HEATING AND COOLING | HRCU-A-CB (Split System: Heat Pump with Remote Outdoor Unit-Air-Source) | 38MURAQ24AB3* |  |  | CAP**3717AL* | PG96VTAA36060A** | 24000 | 16.5 | 8.5 | 25200 | 22000 | 87.3% | 1.84 | 0 | 10 |  |  |  | No | R-410A | 2 | Residential & Commercial | Ducted CEE Tier 1
211243493 | Central HP <5.4 tons | PAYNE HEATING AND COOLING | HRCU-A-CB (Split System: Heat Pump with Remote Outdoor Unit-Air-Source) | 38MURAQ24AB3* |  |  | CAP**3721AL* | PG80ES(A,L)A36045B** | 24800 | 17 | 8.5 | 25400 | 21000 | 82.68% | 1.76 | 0 | 10.5 |  |  |  | No | R-410A | 2.0667 | Residential & Commercial | Ducted CEE Tier 1
211243804 | Central HP <5.4 tons | PAYNE HEATING AND COOLING | HRCU-A-CB (Split System: Heat Pump with Remote Outdoor Unit-Air-Source) | 38MURAQ24AB3* |  |  | CNPV*2414AL* | PG92ESAA36060A** | 24200 | 15.5 | 8.5 | 27200 | 22600 | 83.09% | 1.86 | 0 | 10 |  |  |  | No | R-410A | 2.0167 | Residential & Commercial | Ducted CEE Tier 1
211243981 | Central HP <5.4 tons | PAYNE HEATING AND COOLING | HRCU-A-CB (Split System: Heat Pump with Remote Outdoor Unit-Air-Source) | 38MURAQ24AB3* |  |  | CNPV*2417AL* | PG80VTLA36045A** | 23800 | 16 | 8.5 | 26800 | 23200 | 86.57% | 1.92 | 0 | 10 |  |  |  | No | R-410A | 1.9833 | Residential & Commercial | Ducted CEE Tier 1
211244047 | Central HP <5.4 tons | PAYNE HEATING AND COOLING | HRCU-A-CB (Split System: Heat Pump with Remote Outdoor Unit-Air-Source) | 38MURAQ24AB3* |  |  | CNPV*2417AL* | PG95ESAA36060A** | 24000 | 15.2 | 8.5 | 27200 | 23000 | 84.56% | 1.88 | 0 | 10 |  |  |  | No | R-410A | 2 | Residential & Commercial | Ducted CEE Tier 1
211244213 | Central HP <5.4 tons | PAYNE HEATING AND COOLING | HRCU-A-CB (Split System: Heat Pump with Remote Outdoor Unit-Air-Source) | 38MURAQ24AB3* |  |  | CNPV*2417AL* | PG92ESAA36040B** | 23200 | 15.5 | 8.5 | 26600 | 24200 | 90.98% | 1.98 | 0 | 10 |  |  |  | No | R-410A | 1.9333 | Residential & Commercial | Ducted CEE Tier 1
211242434 | Central HP <5.4 tons | PAYNE HEATING AND COOLING | HRCU-A-CB (Split System: Heat Pump with Remote Outdoor Unit-Air-Source) | 38MURAQ24AB3* |  |  | CAP**3621AL* | PG80ESUA36040B** | 24200 | 17.5 | 8.5 | 26000 | 22800 | 87.69% | 1.9 | 0 | 10 |  |  |  | No | R-410A | 2.0167 | Residential & Commercial | Ducted CEE Tier 1
211242877 | Central HP <5.4 tons | PAYNE HEATING AND COOLING | HRCU-A-CB (Split System: Heat Pump with Remote Outdoor Unit-Air-Source) | 38MURAQ24AB3* |  |  | CAP**3717AL* | PG95ESUA48060B** | 24800 | 17 | 8.5 | 25600 | 21400 | 83.59% | 1.8 | 0 | 10.5 |  |  |  | No | R-410A | 2.0667 | Residential & Commercial | Ducted CEE Tier 1
211243463 | Central HP <5.4 tons | PAYNE HEATING AND COOLING | HRCU-A-CB (Split System: Heat Pump with Remote Outdoor Unit-Air-Source) | 38MURAQ24AB3* |  |  | CAP**3721AL* | PG96VTAA60080C** | 24200 | 17 | 8.1 | 25000 | 21400 | 85.6% | 1.8 | 0 | 10 |  |  |  | No | R-410A | 2.0167 | Residential & Commercial | Ducted CEE Tier 1
211243761 | Central HP <5.4 tons | PAYNE HEATING AND COOLING | HRCU-A-CB (Split System: Heat Pump with Remote Outdoor Unit-Air-Source) | 38MURAQ24AB3* |  |  | CNPV*2414AL* | PG96VTAA30040A** | 23400 | 15.5 | 8.5 | 26600 | 24000 | 90.23% | 1.96 | 0 | 10 |  |  |  | No | R-410A | 1.95 | Residential & Commercial | Ducted CEE Tier 1
211243991 | Central HP <5.4 tons | PAYNE HEATING AND COOLING | HRCU-A-CB (Split System: Heat Pump with Remote Outdoor Unit-Air-Source) | 38MURAQ24AB3* |  |  | CNPV*2417AL* | PG80VTLA36070A** | 23800 | 16.5 | 8.5 | 26800 | 23200 | 86.57% | 1.92 | 0 | 10 |  |  |  | No | R-410A | 1.9833 | Residential & Commercial | Ducted CEE Tier 1
211244158 | Central HP <5.4 tons | PAYNE HEATING AND COOLING | HRCU-A-CB (Split System: Heat Pump with Remote Outdoor Unit-Air-Source) | 38MURAQ24AB3* |  |  | CNPV*2417AL* | PG92ESAA42060B** | 23800 | 16.5 | 8.5 | 26800 | 23200 | 86.57% | 1.92 | 0 | 10 |  |  |  | No | R-410A | 1.9833 | Residential & Commercial | Ducted CEE Tier 1
211244224 | Central HP <5.4 tons | PAYNE HEATING AND COOLING | HRCU-A-CB (Split System: Heat Pump with Remote Outdoor Unit-Air-Source) | 38MURAQ24AB3* |  |  | CNPV*2417AL* | PG80ES(A,L)A36070A** | 23800 | 16 | 8.5 | 26800 | 23200 | 86.57% | 1.92 | 0 | 10 |  |  |  | No | R-410A | 1.9833 | Residential & Commercial | Ducted CEE Tier 1
211244058 | Central HP <5.4 tons | PAYNE HEATING AND COOLING | HRCU-A-CB (Split System: Heat Pump with Remote Outdoor Unit-Air-Source) | 38MURAQ24AB3* |  |  | CNPV*2417AL* | PG96VTAA30040A** | 23400 | 15.5 | 8.5 | 26600 | 24000 | 90.23% | 1.96 | 0 | 10 |  |  |  | No | R-410A | 1.95 | Residential & Commercial | Ducted CEE Tier 1
211244324 | Central HP <5.4 tons | PAYNE HEATING AND COOLING | HRCU-A-CB (Split System: Heat Pump with Remote Outdoor Unit-Air-Source) | 38MURAQ24AB3* |  |  | CNPV*3014AL* | PG95ESAA36060A** | 24200 | 15.5 | 8.1 | 26600 | 22800 | 85.71% | 1.86 | 0 | 10 |  |  |  | No | R-410A | 2.0167 | Residential & Commercial | Ducted CEE Tier 1
211244544 | Central HP <5.4 tons | PAYNE HEATING AND COOLING | HRCU-A-CB (Split System: Heat Pump with Remote Outdoor Unit-Air-Source) | 38MURAQ24AB3* |  |  | CNPV*3017AL* | PG80ESUA36040B** | 24000 | 17 | 8.1 | 26000 | 23200 | 89.23% | 1.94 | 0 | 10.5 |  |  |  | No | R-410A | 2 | Residential & Commercial | Ducted CEE Tier 1
211244743 | Central HP <5.4 tons | PAYNE HEATING AND COOLING | HRCU-A-CB (Split System: Heat Pump with Remote Outdoor Unit-Air-Source) | 38MURAQ24AB3* |  |  | CNPV*3017AL* | PG92ESAA48080B** | 24200 | 17 | 8.1 | 26200 | 22800 | 87.02% | 1.88 | 0 | 10.5 |  |  |  | No | R-410A | 2.0167 | Residential & Commercial | Ducted CEE Tier 1
215318798 | Central HP <5.4 tons | BRYANT | HRCU-A-CB (Split System: Heat Pump with Remote Outdoor Unit-Air-Source) | 37MBHAQ48AA3 |  |  | 45MBAAQ48XA3 |  | 48000 | 17 | 10.2 | 50000 | 46000 | 92% | 2 | 0 | 10.1 |  |  |  | No | R-454B | 4 | Residential & Commercial | Ducted CEE Tier 1
212978200 | Central HP <5.4 tons | PAYNE HEATING AND COOLING | HRCU-A-CB (Split System: Heat Pump with Remote Outdoor Unit-Air-Source) | 38MURAQ24AB3* |  |  | CNPV*3017AL* | PG80MS(A,L)A36070A** | 23600 | 17 | 8.1 | 26000 | 24000 | 92.31% | 2 | 0 | 10.5 |  |  |  | No | R-410A | 1.9667 | Residential & Commercial | Ducted CEE Tier 1
212978666 | Central HP <5.4 tons | PAYNE HEATING AND COOLING | HRCU-A-CB (Split System: Heat Pump with Remote Outdoor Unit-Air-Source) | 38MURAQ24AB3* |  |  | CAP**3621AL* | PG80MS(A,L)A36070B** | 23600 | 17.5 | 8.5 | 26000 | 24000 | 92.31% | 2 | 0 | 10 |  |  |  | No | R-410A | 1.9667 | Residential & Commercial | Ducted CEE Tier 1
212981690 | Central HP <5.4 tons | PAYNE HEATING AND COOLING | HRCU-A-CB (Split System: Heat Pump with Remote Outdoor Unit-Air-Source) | 38MURAQ24AB3* |  |  | CAP**2417AL* | PG80MSUA60100C** | 23400 | 16.5 | 8.5 | 27000 | 25800 | 95.56% | 2.16 | 0 | 10 |  |  |  | No | R-410A | 1.95 | Residential & Commercial | Ducted CEE Tier 1
212981726 | Central HP <5.4 tons | PAYNE HEATING AND COOLING | HRCU-A-CB (Split System: Heat Pump with Remote Outdoor Unit-Air-Source) | 38MURAQ24AB3* |  |  | CAP**3617AL* | PG80MSUA60100C** | 23400 | 17 | 8.5 | 26000 | 24400 | 93.85% | 2.02 | 0 | 10 |  |  |  | No | R-410A | 1.95 | Residential & Commercial | Ducted CEE Tier 1
211242709 | Central HP <5.4 tons | PAYNE HEATING AND COOLING | HRCU-A-CB (Split System: Heat Pump with Remote Outdoor Unit-Air-Source) | 38MURAQ24AB3* |  |  | CAP**3621AL* | PG80ESUA48060B** | 25000 | 17 | 8.5 | 26600 | 21800 | 81.95% | 1.82 | 0 | 10.5 |  |  |  | No | R-410A | 2.0833 | Residential & Commercial | Ducted CEE Tier 1
211242909 | Central HP <5.4 tons | PAYNE HEATING AND COOLING | HRCU-A-CB (Split System: Heat Pump with Remote Outdoor Unit-Air-Source) | 38MURAQ24AB3* |  |  | CAP**3717AL* | PG80VTLA36070A** | 24800 | 17 | 8.5 | 25800 | 21400 | 82.95% | 1.78 | 0 | 10.5 |  |  |  | No | R-410A | 2.0667 | Residential & Commercial | Ducted CEE Tier 1
211242911 | Central HP <5.4 tons | PAYNE HEATING AND COOLING | HRCU-A-CB (Split System: Heat Pump with Remote Outdoor Unit-Air-Source) | 38MURAQ24AB3* |  |  | CAP**3717AL* | PG80VTLA48090B** | 24200 | 17 | 8.5 | 25200 | 22000 | 87.3% | 1.82 | 0 | 10 |  |  |  | No | R-410A | 2.0167 | Residential & Commercial | Ducted CEE Tier 1
211243529 | Central HP <5.4 tons | PAYNE HEATING AND COOLING | HRCU-A-CB (Split System: Heat Pump with Remote Outdoor Unit-Air-Source) | 38MURAQ24AB3* |  |  | CAP**3721AL* | PG80ES(A,L)A42090B** | 25400 | 17 | 8.5 | 25800 | 20600 | 79.84% | 1.76 | 0 | 10.5 |  |  |  | No | R-410A | 2.1167 | Residential & Commercial | Ducted CEE Tier 1
212971678 | Central HP <5.4 tons | PAYNE HEATING AND COOLING | HRCU-A-CB (Split System: Heat Pump with Remote Outdoor Unit-Air-Source) | 38MURAQ24AB3* |  |  | CAP**3717AL* | PG80VTLB48070B** | 24000 | 17 | 8.5 | 25200 | 22000 | 87.3% | 1.84 | 0 | 10 |  |  |  | No | R-410A | 2 | Residential & Commercial | Ducted CEE Tier 1
212971977 | Central HP <5.4 tons | PAYNE HEATING AND COOLING | HRCU-A-CB (Split System: Heat Pump with Remote Outdoor Unit-Air-Source) | 38MURAQ24AB3* |  |  | CAP**2417AL* | PG80VTLB48090B** | 23200 | 17 | 8.5 | 26800 | 27200 | 101.5% | 2.32 | 0 | 10 |  |  |  | No | R-410A | 1.9333 | Residential & Commercial | Ducted CEE Tier 1
212971993 | Central HP <5.4 tons | PAYNE HEATING AND COOLING | HRCU-A-CB (Split System: Heat Pump with Remote Outdoor Unit-Air-Source) | 38MURAQ24AB3* |  |  | CAP**3621AL* | PG80VTLB48090B** | 23600 | 17 | 8.5 | 26200 | 24000 | 91.6% | 2 | 0 | 10 |  |  |  | No | R-410A | 1.9667 | Residential & Commercial | Ducted CEE Tier 1
214229124 | Central HP <5.4 tons | PAYNE HEATING AND COOLING | HRCU-A-CB (Split System: Heat Pump with Remote Outdoor Unit-Air-Source) | 38MURAQ24AB3* |  |  | CAP**2417AL* | PG80MSUA48060B** | 23400 | 17 | 9 | 26200 | 26000 | 99.24% | 2.2 | 0 | 10 |  |  |  | No | R-410A | 1.95 | Residential & Commercial | Ducted CEE Tier 1
211244565 | Central HP <5.4 tons | PAYNE HEATING AND COOLING | HRCU-A-CB (Split System: Heat Pump with Remote Outdoor Unit-Air-Source) | 38MURAQ24AB3* |  |  | CNPV*3017AL* | PG80VTLA36070A** | 24400 | 16.5 | 8.1 | 26400 | 22800 | 86.36% | 1.88 | 0 | 10.5 |  |  |  | No | R-410A | 2.0333 | Residential & Commercial | Ducted CEE Tier 1
211244697 | Central HP <5.4 tons | PAYNE HEATING AND COOLING | HRCU-A-CB (Split System: Heat Pump with Remote Outdoor Unit-Air-Source) | 38MURAQ24AB3* |  |  | CNPV*3017AL* | PG80ES(A,L)A36070B** | 24400 | 16.5 | 8.1 | 26400 | 22600 | 85.61% | 1.88 | 0 | 10.5 |  |  |  | No | R-410A | 2.0333 | Residential & Commercial | Ducted CEE Tier 1
214279723 | Central HP <5.4 tons | PAYNE HEATING AND COOLING | HRCU-A-CB (Split System: Heat Pump with Remote Outdoor Unit-Air-Source) | 38MURAQ18AB3* |  |  | CAP**1917AL* | PG96MSAA48060B** | 17700 | 16.5 | 8.5 | 17700 | 17900 | 101.1% | 2.16 | 0 | 10.5 |  |  |  | No | R-410A | 1.475 | Residential & Commercial | Ducted CEE Tier 1
211261366 | Central HP <5.4 tons | PAYNE HEATING AND COOLING | HRCU-A-CB (Split System: Heat Pump with Remote Outdoor Unit-Air-Source) | 38MURAQ18AB3* |  |  | CAP**3014AL* | PG96VTAA30040A** | 17500 | 16 | 8.5 | 18100 | 18600 | 102.8% | 2.24 | 0 | 10.5 |  |  |  | No | R-410A | 1.4583 | Residential & Commercial | Ducted CEE Tier 1
211261915 | Central HP <5.4 tons | PAYNE HEATING AND COOLING | HRCU-A-CB (Split System: Heat Pump with Remote Outdoor Unit-Air-Source) | 38MURAQ18AB3* |  |  | CAP**3017AL* | PG96VTAA30040A** | 17500 | 16 | 8.5 | 18100 | 18600 | 102.8% | 2.24 | 0 | 10.5 |  |  |  | No | R-410A | 1.4583 | Residential & Commercial | Ducted CEE Tier 1
212982434 | Central HP <5.4 tons | PAYNE HEATING AND COOLING | HRCU-A-CB (Split System: Heat Pump with Remote Outdoor Unit-Air-Source) | 38MURAQ18AB3* |  |  | CNPV*3017AL* | PG80MSUA36040B** | 17500 | 16 | 8.1 | 18200 | 18500 | 101.6% | 2.22 | 0 | 10.5 |  |  |  | No | R-410A | 1.4583 | Residential & Commercial | Ducted CEE Tier 1
212983252 | Central HP <5.4 tons | PAYNE HEATING AND COOLING | HRCU-A-CB (Split System: Heat Pump with Remote Outdoor Unit-Air-Source) | 38MURAQ18AB3* |  |  | CAP**1917AL* | PG92MSAA36040B** | 17700 | 16 | 8.1 | 17900 | 18000 | 100.6% | 2.16 | 0 | 10.5 |  |  |  | No | R-410A | 1.475 | Residential & Commercial | Ducted CEE Tier 1
212978776 | Central HP <5.4 tons | PAYNE HEATING AND COOLING | HRCU-A-CB (Split System: Heat Pump with Remote Outdoor Unit-Air-Source) | 38MURAQ18AB3* |  |  | CAP**3017AL* | PG80MS(A,L)A36070B** | 17600 | 16.5 | 8.5 | 18200 | 18800 | 103.3% | 2.26 | 0 | 10.5 |  |  |  | No | R-410A | 1.4667 | Residential & Commercial | Ducted CEE Tier 1
212981882 | Central HP <5.4 tons | PAYNE HEATING AND COOLING | HRCU-A-CB (Split System: Heat Pump with Remote Outdoor Unit-Air-Source) | 38MURAQ18AB3* |  |  | CNPV*3017AL* | PG80MSUA60100C** | 17500 | 16 | 8.1 | 18200 | 18700 | 102.7% | 2.24 | 0 | 10.5 |  |  |  | No | R-410A | 1.4583 | Residential & Commercial | Ducted CEE Tier 1
215323721 | Central HP <5.4 tons | BRYANT | HRCU-A-CB (Split System: Heat Pump with Remote Outdoor Unit-Air-Source) | 37MUHAQ36AA3 |  |  | 45MUHAQ36XX3 |  | 36000 | 18 | 10 | 37000 | 37400 | 101.1% | 1.9 | 0 | 12 |  |  |  | No | R-454B | 3 | Residential & Commercial | Ducted CEE Tier 1
211244765 | Central HP <5.4 tons | PAYNE HEATING AND COOLING | HRCU-A-CB (Split System: Heat Pump with Remote Outdoor Unit-Air-Source) | 38MURAQ24AB3* |  |  | CNPV*3017AL* | PG95ESAA48080B** | 24600 | 15.5 | 8.1 | 26800 | 22200 | 82.84% | 1.82 | 0 | 10 |  |  |  | No | R-410A | 2.05 | Residential & Commercial | Ducted CEE Tier 1
211245015 | Central HP <5.4 tons | PAYNE HEATING AND COOLING | HRCU-A-CB (Split System: Heat Pump with Remote Outdoor Unit-Air-Source) | 38MURAQ24AB3* |  |  | CNPV*3617AL* | PG96VTAA48080B** | 24200 | 16.5 | 8.1 | 26200 | 23000 | 87.79% | 1.9 | 0 | 10.5 |  |  |  | No | R-410A | 2.0167 | Residential & Commercial | Ducted CEE Tier 1
211244311 | Central HP <5.4 tons | PAYNE HEATING AND COOLING | HRCU-A-CB (Split System: Heat Pump with Remote Outdoor Unit-Air-Source) | 38MURAQ24AB3* |  |  | CNPV*3014AL* | PG80VTLA36070A** | 24200 | 16.5 | 8.1 | 26200 | 22800 | 87.02% | 1.88 | 0 | 10.5 |  |  |  | No | R-410A | 2.0167 | Residential & Commercial | Ducted CEE Tier 1
211244378 | Central HP <5.4 tons | PAYNE HEATING AND COOLING | HRCU-A-CB (Split System: Heat Pump with Remote Outdoor Unit-Air-Source) | 38MURAQ24AB3* |  |  | CNPV*3014AL* | PG92ESAA36060A** | 23400 | 16.5 | 8.1 | 25800 | 24200 | 93.8% | 2.02 | 0 | 10 |  |  |  | No | R-410A | 1.95 | Residential & Commercial | Ducted CEE Tier 1
211244776 | Central HP <5.4 tons | PAYNE HEATING AND COOLING | HRCU-A-CB (Split System: Heat Pump with Remote Outdoor Unit-Air-Source) | 38MURAQ24AB3* |  |  | CNPV*3017AL* | PG92ESAA30040A** | 24000 | 15.2 | 8.1 | 26600 | 22800 | 85.71% | 1.86 | 0 | 10 |  |  |  | No | R-410A | 2 | Residential & Commercial | Ducted CEE Tier 1
211245145 | Central HP <5.4 tons | PAYNE HEATING AND COOLING | HRCU-A-CB (Split System: Heat Pump with Remote Outdoor Unit-Air-Source) | 38MURAQ24AB3* |  |  | CNPV*3617AL* | PG80ES(A,L)A42090B** | 24600 | 16.5 | 8.1 | 26400 | 22600 | 85.61% | 1.86 | 0 | 10.5 |  |  |  | No | R-410A | 2.05 | Residential & Commercial | Ducted CEE Tier 1
211244911 | Central HP <5.4 tons | PAYNE HEATING AND COOLING | HRCU-A-CB (Split System: Heat Pump with Remote Outdoor Unit-Air-Source) | 38MURAQ24AB3* |  |  | CNPV*3617AL* | PG95ESUA36040B** | 23600 | 16.5 | 8.1 | 25800 | 23600 | 91.47% | 1.96 | 0 | 10 |  |  |  | No | R-410A | 1.9667 | Residential & Commercial | Ducted CEE Tier 1
211230670 | Central HP <5.4 tons | PAYNE HEATING AND COOLING | HRCU-A-CB (Split System: Heat Pump with Remote Outdoor Unit-Air-Source) | 38MURAQ36AB3* |  |  | CNPV*4824AL* | PG95ESAA66120D** | 37400 | 15.5 | 8.1 | 39500 | 35000 | 88.61% | 2.08 | 0 | 10.5 |  |  |  | No | R-410A | 3.1167 | Residential & Commercial | Ducted CEE Tier 1
213075996 | Central HP <5.4 tons | PAYNE HEATING AND COOLING | HRCU-A-CB (Split System: Heat Pump with Remote Outdoor Unit-Air-Source) | 38MURAQ36AB3* |  |  | CNPV*4824AL* | PG95MSUA60100C** | 36200 | 16.5 | 8.1 | 38500 | 35000 | 90.91% | 2.02 | 0 | 10.5 |  |  |  | No | R-410A | 3.0167 | Residential & Commercial | Ducted CEE Tier 1
212988975 | Central HP <5.4 tons | PAYNE HEATING AND COOLING | HRCU-A-CB (Split System: Heat Pump with Remote Outdoor Unit-Air-Source) | 38MURAQ36AB3* |  |  | CAP**4821AL* | PG95MSUA48060B** | 35400 | 16 | 8.1 | 37800 | 34600 | 91.53% | 2 | 0 | 10 |  |  |  | No | R-410A | 2.95 | Residential & Commercial | Ducted CEE Tier 1
214280295 | Central HP <5.4 tons | PAYNE HEATING AND COOLING | HRCU-A-CB (Split System: Heat Pump with Remote Outdoor Unit-Air-Source) | 38MURAQ36AB3* |  |  | CAP**4321AL* | PG96MSAA48060B** | 36000 | 15.5 | 8.5 | 38000 | 34800 | 91.58% | 2.06 | 0 | 10 |  |  |  | No | R-410A | 3 | Residential & Commercial | Ducted CEE Tier 1
212979513 | Central HP <5.4 tons | PAYNE HEATING AND COOLING | HRCU-A-CB (Split System: Heat Pump with Remote Outdoor Unit-Air-Source) | 38MURAQ24AB3* |  |  | CNPV*3621AL* | PG80MS(A,L)A48070C** | 23800 | 17 | 8.5 | 26400 | 24000 | 90.91% | 2 | 0 | 10.5 |  |  |  | No | R-410A | 1.9833 | Residential & Commercial | Ducted CEE Tier 1
212979883 | Central HP <5.4 tons | PAYNE HEATING AND COOLING | HRCU-A-CB (Split System: Heat Pump with Remote Outdoor Unit-Air-Source) | 38MURAQ24AB3* |  |  | CAP**3721AL* | PG80MS(A,L)A42090B** | 24200 | 17.5 | 8.5 | 25200 | 21800 | 86.51% | 1.82 | 0 | 10 |  |  |  | No | R-410A | 2.0167 | Residential & Commercial | Ducted CEE Tier 1
214279944 | Central HP <5.4 tons | PAYNE HEATING AND COOLING | HRCU-A-CB (Split System: Heat Pump with Remote Outdoor Unit-Air-Source) | 38MURAQ24AB3* |  |  | CAP**3721AL* | PG96MSAA48060B** | 24600 | 17 | 9 | 25400 | 21200 | 83.46% | 1.78 | 0 | 10 |  |  |  | No | R-410A | 2.05 | Residential & Commercial | Ducted CEE Tier 1
211244922 | Central HP <5.4 tons | PAYNE HEATING AND COOLING | HRCU-A-CB (Split System: Heat Pump with Remote Outdoor Unit-Air-Source) | 38MURAQ24AB3* |  |  | CNPV*3617AL* | PG80ES(A,L)A48070B** | 24800 | 16 | 8.1 | 26800 | 22200 | 82.84% | 1.82 | 0 | 10.5 |  |  |  | No | R-410A | 2.0667 | Residential & Commercial | Ducted CEE Tier 1
211245133 | Central HP <5.4 tons | PAYNE HEATING AND COOLING | HRCU-A-CB (Split System: Heat Pump with Remote Outdoor Unit-Air-Source) | 38MURAQ24AB3* |  |  | CNPV*3617AL* | PG80ES(A,L)A36070B** | 24400 | 16.5 | 8.1 | 26400 | 22600 | 85.61% | 1.88 | 0 | 10.5 |  |  |  | No | R-410A | 2.0333 | Residential & Commercial | Ducted CEE Tier 1
211245190 | Central HP <5.4 tons | PAYNE HEATING AND COOLING | HRCU-A-CB (Split System: Heat Pump with Remote Outdoor Unit-Air-Source) | 38MURAQ24AB3* |  |  | CNPV*3617AL* | PG95ESAA42060B** | 24600 | 16 | 8.1 | 26600 | 22400 | 84.21% | 1.84 | 0 | 10 |  |  |  | No | R-410A | 2.05 | Residential & Commercial | Ducted CEE Tier 1
214229168 | Central HP <5.4 tons | PAYNE HEATING AND COOLING | HRCU-A-CB (Split System: Heat Pump with Remote Outdoor Unit-Air-Source) | 38MURAQ24AB3* |  |  | CAP**3717AL* | PG80MSUA48060B** | 24000 | 17.5 | 8.5 | 25600 | 21600 | 84.38% | 1.82 | 0 | 10 |  |  |  | No | R-410A | 2 | Residential & Commercial | Ducted CEE Tier 1
211244721 | Central HP <5.4 tons | PAYNE HEATING AND COOLING | HRCU-A-CB (Split System: Heat Pump with Remote Outdoor Unit-Air-Source) | 38MURAQ24AB3* |  |  | CNPV*3017AL* | PG92ESAA36060A** | 23400 | 17 | 8.1 | 25800 | 24000 | 93.02% | 2 | 0 | 10 |  |  |  | No | R-410A | 1.95 | Residential & Commercial | Ducted CEE Tier 1
211244980 | Central HP <5.4 tons | PAYNE HEATING AND COOLING | HRCU-A-CB (Split System: Heat Pump with Remote Outdoor Unit-Air-Source) | 38MURAQ24AB3* |  |  | CNPV*3617AL* | PG80ESUA36040B** | 24000 | 17 | 8.1 | 26000 | 23200 | 89.23% | 1.94 | 0 | 10.5 |  |  |  | No | R-410A | 2 | Residential & Commercial | Ducted CEE Tier 1
211245109 | Central HP <5.4 tons | PAYNE HEATING AND COOLING | HRCU-A-CB (Split System: Heat Pump with Remote Outdoor Unit-Air-Source) | 38MURAQ24AB3* |  |  | CNPV*3617AL* | PG80ES(A,L)A36045A** | 24600 | 16 | 8.1 | 26600 | 22400 | 84.21% | 1.84 | 0 | 10.5 |  |  |  | No | R-410A | 2.05 | Residential & Commercial | Ducted CEE Tier 1
212971196 | Central HP <5.4 tons | PAYNE HEATING AND COOLING | HRCU-A-CB (Split System: Heat Pump with Remote Outdoor Unit-Air-Source) | 38MURAQ24AB3* |  |  | CNPV*2414AL* | PG80VTLB36045A** | 23400 | 17 | 8.5 | 27000 | 25000 | 92.59% | 2.08 | 0 | 10 |  |  |  | No | R-410A | 1.95 | Residential & Commercial | Ducted CEE Tier 1
211245246 | Central HP <5.4 tons | PAYNE HEATING AND COOLING | HRCU-A-CB (Split System: Heat Pump with Remote Outdoor Unit-Air-Source) | 38MURAQ24AB3* |  |  | CNPV*3617AL* | PG80ESUA48060B** | 24800 | 16.5 | 8.5 | 26600 | 22200 | 83.46% | 1.84 | 0 | 10.5 |  |  |  | No | R-410A | 2.0667 | Residential & Commercial | Ducted CEE Tier 1
214279879 | Central HP <5.4 tons | PAYNE HEATING AND COOLING | HRCU-A-CB (Split System: Heat Pump with Remote Outdoor Unit-Air-Source) | 38MURAQ24AB3* |  |  | CAP**2517AL* | PG96MSAA48060B** | 24400 | 16.5 | 9 | 25400 | 21600 | 85.04% | 1.8 | 0 | 10 |  |  |  | No | R-410A | 2.0333 | Residential & Commercial | Ducted CEE Tier 1
214229157 | Central HP <5.4 tons | PAYNE HEATING AND COOLING | HRCU-A-CB (Split System: Heat Pump with Remote Outdoor Unit-Air-Source) | 38MURAQ24AB3* |  |  | CAP**3617AL* | PG80MSUA48060B** | 23800 | 17.5 | 8.5 | 25600 | 23600 | 92.19% | 1.96 | 0 | 10 |  |  |  | No | R-410A | 1.9833 | Residential & Commercial | Ducted CEE Tier 1
212978787 | Central HP <5.4 tons | PAYNE HEATING AND COOLING | HRCU-A-CB (Split System: Heat Pump with Remote Outdoor Unit-Air-Source) | 38MURAQ18AB3* |  |  | CNPV*2417AL* | PG80MS(A,L)A36070B** | 17400 | 16.5 | 8.5 | 18400 | 19200 | 104.3% | 2.32 | 0 | 11 |  |  |  | No | R-410A | 1.45 | Residential & Commercial | Ducted CEE Tier 1
212970908 | Central HP <5.4 tons | PAYNE HEATING AND COOLING | HRCU-A-CB (Split System: Heat Pump with Remote Outdoor Unit-Air-Source) | 38MURAQ18AB3* |  |  | CNPV*1814AL* | PG80VTLB36045A** | 17400 | 16 | 8.5 | 18600 | 19700 | 105.9% | 2.38 | 0 | 10.5 |  |  |  | No | R-410A | 1.45 | Residential & Commercial | Ducted CEE Tier 1
214279762 | Central HP <5.4 tons | PAYNE HEATING AND COOLING | HRCU-A-CB (Split System: Heat Pump with Remote Outdoor Unit-Air-Source) | 38MURAQ18AB3* |  |  | CAP**3017AL* | PG96MSAA48060B** | 17400 | 16 | 8.5 | 18000 | 18700 | 103.9% | 2.24 | 0 | 10.5 |  |  |  | No | R-410A | 1.45 | Residential & Commercial | Ducted CEE Tier 1
214229190 | Central HP <5.4 tons | PAYNE HEATING AND COOLING | HRCU-A-CB (Split System: Heat Pump with Remote Outdoor Unit-Air-Source) | 38MURAQ24AB3* |  |  | CNPV*3017AL* | PG80MSUA48060B** | 23600 | 17 | 8.5 | 25600 | 24000 | 93.75% | 2 | 0 | 10.5 |  |  |  | No | R-410A | 1.9667 | Residential & Commercial | Ducted CEE Tier 1
211244147 | Central HP <5.4 tons | PAYNE HEATING AND COOLING | HRCU-A-CB (Split System: Heat Pump with Remote Outdoor Unit-Air-Source) | 38MURAQ24AB3* |  |  | CNPV*2417AL* | PG92ESAA36060A** | 24200 | 15.5 | 8.5 | 27200 | 22600 | 83.09% | 1.86 | 0 | 10 |  |  |  | No | R-410A | 2.0167 | Residential & Commercial | Ducted CEE Tier 1
211245099 | Central HP <5.4 tons | PAYNE HEATING AND COOLING | HRCU-A-CB (Split System: Heat Pump with Remote Outdoor Unit-Air-Source) | 38MURAQ24AB3* |  |  | CNPV*3617AL* | PG96VTAA42060B** | 24000 | 16.5 | 8.1 | 26200 | 23200 | 88.55% | 1.92 | 0 | 10 |  |  |  | No | R-410A | 2 | Residential & Commercial | Ducted CEE Tier 1
212971981 | Central HP <5.4 tons | PAYNE HEATING AND COOLING | HRCU-A-CB (Split System: Heat Pump with Remote Outdoor Unit-Air-Source) | 38MURAQ24AB3* |  |  | CAP**2517AL* | PG80VTLB48090B** | 24400 | 17 | 8.5 | 25200 | 21600 | 85.71% | 1.82 | 0 | 10 |  |  |  | No | R-410A | 2.0333 | Residential & Commercial | Ducted CEE Tier 1
211245201 | Central HP <5.4 tons | PAYNE HEATING AND COOLING | HRCU-A-CB (Split System: Heat Pump with Remote Outdoor Unit-Air-Source) | 38MURAQ24AB3* |  |  | CNPV*3617AL* | PG95ESAA48080B** | 24600 | 15.5 | 8.1 | 26800 | 22200 | 82.84% | 1.82 | 0 | 10 |  |  |  | No | R-410A | 2.05 | Residential & Commercial | Ducted CEE Tier 1
214229377 | Central HP <5.4 tons | PAYNE HEATING AND COOLING | HRCU-A-CB (Split System: Heat Pump with Remote Outdoor Unit-Air-Source) | 38MURAQ24AB3* |  |  | CAP**3721AL* | PG80MSUA60080C** | 24200 | 17.5 | 8.5 | 25000 | 21400 | 85.6% | 1.8 | 0 | 10 |  |  |  | No | R-410A | 2.0167 | Residential & Commercial | Ducted CEE Tier 1
212974966 | Central HP <5.4 tons | PAYNE HEATING AND COOLING | HRCU-A-CB (Split System: Heat Pump with Remote Outdoor Unit-Air-Source) | 38MURAQ24AB3* |  |  | CAP**3017AL* | PG96VTAB30040A** | 23400 | 16 | 8.5 | 26400 | 24800 | 93.94% | 2.06 | 0 | 10 |  |  |  | No | R-410A | 1.95 | Residential & Commercial | Ducted CEE Tier 1
212975366 | Central HP <5.4 tons | PAYNE HEATING AND COOLING | HRCU-A-CB (Split System: Heat Pump with Remote Outdoor Unit-Air-Source) | 38MURAQ24AB3* |  |  | CNPV*3621AL* | PG96VTAB36040B** | 23200 | 16 | 8.1 | 26200 | 24800 | 94.66% | 2.06 | 0 | 10 |  |  |  | No | R-410A | 1.9333 | Residential & Commercial | Ducted CEE Tier 1
211245025 | Central HP <5.4 tons | PAYNE HEATING AND COOLING | HRCU-A-CB (Split System: Heat Pump with Remote Outdoor Unit-Air-Source) | 38MURAQ24AB3* |  |  | CNPV*3617AL* | PG80VTLA48070B** | 24200 | 17 | 8.1 | 26200 | 23000 | 87.79% | 1.9 | 0 | 10.5 |  |  |  | No | R-410A | 2.0167 | Residential & Commercial | Ducted CEE Tier 1
211245223 | Central HP <5.4 tons | PAYNE HEATING AND COOLING | HRCU-A-CB (Split System: Heat Pump with Remote Outdoor Unit-Air-Source) | 38MURAQ24AB3* |  |  | CNPV*3617AL* | PG92ESAA36040B** | 23600 | 15.5 | 8.1 | 26200 | 23400 | 89.31% | 1.92 | 0 | 10 |  |  |  | No | R-410A | 1.9667 | Residential & Commercial | Ducted CEE Tier 1
212975685 | Central HP <5.4 tons | PAYNE HEATING AND COOLING | HRCU-A-CB (Split System: Heat Pump with Remote Outdoor Unit-Air-Source) | 38MURAQ24AB3* |  |  | CAP**3617AL* | PG96VTAB36060A** | 23600 | 17 | 8.5 | 26200 | 24000 | 91.6% | 2 | 0 | 10 |  |  |  | No | R-410A | 1.9667 | Residential & Commercial | Ducted CEE Tier 1
212976008 | Central HP <5.4 tons | PAYNE HEATING AND COOLING | HRCU-A-CB (Split System: Heat Pump with Remote Outdoor Unit-Air-Source) | 38MURAQ24AB3* |  |  | CAP**2517AL* | PG96VTAB48080B** | 24400 | 17 | 8.5 | 25400 | 21600 | 85.04% | 1.8 | 0 | 10 |  |  |  | No | R-410A | 2.0333 | Residential & Commercial | Ducted CEE Tier 1
212971220 | Central HP <5.4 tons | PAYNE HEATING AND COOLING | HRCU-A-CB (Split System: Heat Pump with Remote Outdoor Unit-Air-Source) | 38MURAQ24AB3* |  |  | CNPV*3014AL* | PG80VTLB36045A** | 23400 | 17 | 8.1 | 25800 | 24400 | 94.57% | 2.04 | 0 | 10 |  |  |  | No | R-410A | 1.95 | Residential & Commercial | Ducted CEE Tier 1
212971997 | Central HP <5.4 tons | PAYNE HEATING AND COOLING | HRCU-A-CB (Split System: Heat Pump with Remote Outdoor Unit-Air-Source) | 38MURAQ24AB3* |  |  | CAP**3717AL* | PG80VTLB48090B** | 24200 | 17 | 8.5 | 25200 | 22000 | 87.3% | 1.84 | 0 | 10 |  |  |  | No | R-410A | 2.0167 | Residential & Commercial | Ducted CEE Tier 1
212972013 | Central HP <5.4 tons | PAYNE HEATING AND COOLING | HRCU-A-CB (Split System: Heat Pump with Remote Outdoor Unit-Air-Source) | 38MURAQ24AB3* |  |  | CNPV*3617AL* | PG80VTLB48090B** | 23400 | 17 | 8.5 | 26200 | 24600 | 93.89% | 2.06 | 0 | 10 |  |  |  | No | R-410A | 1.95 | Residential & Commercial | Ducted CEE Tier 1
212972133 | Central HP <5.4 tons | PAYNE HEATING AND COOLING | HRCU-A-CB (Split System: Heat Pump with Remote Outdoor Unit-Air-Source) | 38MURAQ24AB3* |  |  | CAP**3721AL* | PG80VTLB60090C** | 24800 | 17 | 8.5 | 25600 | 21400 | 83.59% | 1.8 | 0 | 10.5 |  |  |  | No | R-410A | 2.0667 | Residential & Commercial | Ducted CEE Tier 1
212975057 | Central HP <5.4 tons | PAYNE HEATING AND COOLING | HRCU-A-CB (Split System: Heat Pump with Remote Outdoor Unit-Air-Source) | 38MURAQ24AB3* |  |  | CNPV*3617AL* | PG96VTAB30040A** | 23400 | 16 | 8.1 | 26400 | 24600 | 93.18% | 2.04 | 0 | 10 |  |  |  | No | R-410A | 1.95 | Residential & Commercial | Ducted CEE Tier 1
212975300 | Central HP <5.4 tons | PAYNE HEATING AND COOLING | HRCU-A-CB (Split System: Heat Pump with Remote Outdoor Unit-Air-Source) | 38MURAQ24AB3* |  |  | CAP**3621AL* | PG96VTAB36040B** | 23400 | 16.5 | 8.5 | 26200 | 24200 | 92.37% | 2 | 0 | 10 |  |  |  | No | R-410A | 1.95 | Residential & Commercial | Ducted CEE Tier 1
212975707 | Central HP <5.4 tons | PAYNE HEATING AND COOLING | HRCU-A-CB (Split System: Heat Pump with Remote Outdoor Unit-Air-Source) | 38MURAQ24AB3* |  |  | CNPV*2414AL* | PG96VTAB36060A** | 23200 | 16.5 | 8.5 | 26800 | 25400 | 94.78% | 2.12 | 0 | 10 |  |  |  | No | R-410A | 1.9333 | Residential & Commercial | Ducted CEE Tier 1
212982086 | Central HP <5.4 tons | PAYNE HEATING AND COOLING | HRCU-A-CB (Split System: Heat Pump with Remote Outdoor Unit-Air-Source) | 38MURAQ36AB3* |  |  | CAP**4821AL* | PG80MSUA36040B** | 35600 | 16 | 8.5 | 37800 | 34600 | 91.53% | 2.04 | 0 | 10 |  |  |  | No | R-410A | 2.9667 | Residential & Commercial | Ducted CEE Tier 1
212982602 | Central HP <5.4 tons | PAYNE HEATING AND COOLING | HRCU-A-CB (Split System: Heat Pump with Remote Outdoor Unit-Air-Source) | 38MURAQ36AB3* |  |  | CAP**4824AL* | PG80MSUA48060B** | 35600 | 17 | 8.5 | 37800 | 34600 | 91.53% | 2.02 | 0 | 10 |  |  |  | No | R-410A | 2.9667 | Residential & Commercial | Ducted CEE Tier 1
214229436 | Central HP <5.4 tons | PAYNE HEATING AND COOLING | HRCU-A-CB (Split System: Heat Pump with Remote Outdoor Unit-Air-Source) | 38MURAQ36AB3* |  |  | CAP**4824AL* | PG80MSUA60100C** | 35600 | 16 | 8.5 | 38000 | 34600 | 91.05% | 2.04 | 0 | 10 |  |  |  | No | R-410A | 2.9667 | Residential & Commercial | Ducted CEE Tier 1
211226624 | Central HP <5.4 tons | PAYNE HEATING AND COOLING | HRCU-A-CB (Split System: Heat Pump with Remote Outdoor Unit-Air-Source) | 38MURAQ36AB3* |  |  | CAP**3717AL* | PG92ESAA42060B** | 35800 | 16 | 8.1 | 38500 | 34800 | 90.39% | 2 | 0 | 10 |  |  |  | No | R-410A | 2.9833 | Residential & Commercial | Ducted CEE Tier 1
211226851 | Central HP <5.4 tons | PAYNE HEATING AND COOLING | HRCU-A-CB (Split System: Heat Pump with Remote Outdoor Unit-Air-Source) | 38MURAQ36AB3* |  |  | CAP**3721AL* | PG80ES(A,L)A60110C** | 37000 | 15.5 | 8.5 | 38500 | 34800 | 90.39% | 2.12 | 0 | 10 |  |  |  | No | R-410A | 3.0833 | Residential & Commercial | Ducted CEE Tier 1
212979229 | Central HP <5.4 tons | PAYNE HEATING AND COOLING | HRCU-A-CB (Split System: Heat Pump with Remote Outdoor Unit-Air-Source) | 38MURAQ24AB3* |  |  | CNPV*3617AL* | PG80MS(A,L)A48070B** | 23600 | 17 | 8.5 | 26400 | 24400 | 92.42% | 2.02 | 0 | 10.5 |  |  |  | No | R-410A | 1.9667 | Residential & Commercial | Ducted CEE Tier 1
212980268 | Central HP <5.4 tons | PAYNE HEATING AND COOLING | HRCU-A-CB (Split System: Heat Pump with Remote Outdoor Unit-Air-Source) | 38MURAQ24AB3* |  |  | CAP**3721AL* | PG80MS(A,L)A48090C** | 24400 | 17.5 | 8.5 | 25200 | 21200 | 84.13% | 1.8 | 0 | 10.5 |  |  |  | No | R-410A | 2.0333 | Residential & Commercial | Ducted CEE Tier 1
212976691 | Central HP <5.4 tons | PAYNE HEATING AND COOLING | HRCU-A-CB (Split System: Heat Pump with Remote Outdoor Unit-Air-Source) | 38MURAQ24AB3* |  |  | CNPV*3621AL* | PG96VTAB60100C** | 23600 | 17 | 8.5 | 26200 | 24600 | 93.89% | 2.04 | 0 | 10.5 |  |  |  | No | R-410A | 1.9667 | Residential & Commercial | Ducted CEE Tier 1
212978128 | Central HP <5.4 tons | PAYNE HEATING AND COOLING | HRCU-A-CB (Split System: Heat Pump with Remote Outdoor Unit-Air-Source) | 38MURAQ24AB3* |  |  | CAP**3017AL* | PG80MS(A,L)A36070A** | 23600 | 17.5 | 8.5 | 26200 | 24600 | 93.89% | 2.06 | 0 | 10 |  |  |  | No | R-410A | 1.9667 | Residential & Commercial | Ducted CEE Tier 1
211241166 | Central HP <5.4 tons | PAYNE HEATING AND COOLING | HRCU-A-CB (Split System: Heat Pump with Remote Outdoor Unit-Air-Source) | 38MURAQ24AB3* |  |  | CAP**2517AL* | PG92ESAA30040A** | 24800 | 15.5 | 8.5 | 26000 | 21200 | 81.54% | 1.76 | 0 | 10 |  |  |  | No | R-410A | 2.0667 | Residential & Commercial | Ducted CEE Tier 1
211241751 | Central HP <5.4 tons | PAYNE HEATING AND COOLING | HRCU-A-CB (Split System: Heat Pump with Remote Outdoor Unit-Air-Source) | 38MURAQ24AB3* |  |  | CAP**3017AL* | PG92ESAA36040B** | 23600 | 15.5 | 8.5 | 26200 | 23600 | 90.08% | 1.94 | 0 | 10 |  |  |  | No | R-410A | 1.9667 | Residential & Commercial | Ducted CEE Tier 1
211242121 | Central HP <5.4 tons | PAYNE HEATING AND COOLING | HRCU-A-CB (Split System: Heat Pump with Remote Outdoor Unit-Air-Source) | 38MURAQ24AB3* |  |  | CAP**3617AL* | PG92ESAA36060A** | 23600 | 17 | 8.5 | 25600 | 23600 | 92.19% | 1.96 | 0 | 10 |  |  |  | No | R-410A | 1.9667 | Residential & Commercial | Ducted CEE Tier 1
212976300 | Central HP <5.4 tons | PAYNE HEATING AND COOLING | HRCU-A-CB (Split System: Heat Pump with Remote Outdoor Unit-Air-Source) | 38MURAQ36AB3* |  |  | CAP**4821AL* | PG96VTAB48080B** | 35400 | 16 | 8.1 | 37800 | 34800 | 92.06% | 2 | 0 | 10 |  |  |  | No | R-410A | 2.95 | Residential & Commercial | Ducted CEE Tier 1
212972243 | Central HP <5.4 tons | PAYNE HEATING AND COOLING | HRCU-A-CB (Split System: Heat Pump with Remote Outdoor Unit-Air-Source) | 38MURAQ36AB3* |  |  | CAP**4824AL* | PG80VTLB60090C** | 35800 | 16.5 | 8.5 | 37800 | 34600 | 91.53% | 2.02 | 0 | 10 |  |  |  | No | R-410A | 2.9833 | Residential & Commercial | Ducted CEE Tier 1
212383316 | Central HP <5.4 tons | PAYNE HEATING AND COOLING | HRCU-A-CB (Split System: Heat Pump with Remote Outdoor Unit-Air-Source) | 38MURAQ36AB3* |  |  | CAP**3621AL* | PG80ES(A,L)A60090C** | 35600 | 16 | 8.1 | 39500 | 35200 | 89.11% | 1.84 | 0 | 10 |  |  |  | No | R-410A | 2.9667 | Residential & Commercial | Ducted CEE Tier 1
212383482 | Central HP <5.4 tons | PAYNE HEATING AND COOLING | HRCU-A-CB (Split System: Heat Pump with Remote Outdoor Unit-Air-Source) | 38MURAQ36AB3* |  |  | CAP**4821AL* | PG80ES(A,L)A48070B** | 35600 | 16 | 8.5 | 37800 | 34600 | 91.53% | 2.04 | 0 | 10 |  |  |  | No | R-410A | 2.9667 | Residential & Commercial | Ducted CEE Tier 1
216031614 | Central HP <5.4 tons | CONCORD | HRCU-A-C (Split System: Heat Pump with Remote Outdoor Unit with No Indoor Fan --Air Source) | 7SCP18V36P-**A |  |  | 7E[C,U]36BX-**+TDR |  | 34000 | 15.2 | 8.5 | 34000 | 28800 | 84.71% | 1.75 | 0 | 10.6 |  |  |  | No | R-454B | 2.8333 | Residential & Commercial | Ducted CEE Tier 1
212976808 | Central HP <5.4 tons | PAYNE HEATING AND COOLING | HRCU-A-CB (Split System: Heat Pump with Remote Outdoor Unit-Air-Source) | 38MURAQ36AB3* |  |  | CAP**4824AL* | PG96VTAB60100C** | 36000 | 16.5 | 8.5 | 37800 | 34800 | 92.06% | 2.04 | 0 | 10 |  |  |  | No | R-410A | 3 | Residential & Commercial | Ducted CEE Tier 1
215323724 | Central HP <5.4 tons | MIDEA | HRCU-A-CB (Split System: Heat Pump with Remote Outdoor Unit-Air-Source) | 37MUHAQ36AA3 |  |  | 45MUHAQ36XX3 |  | 36000 | 18 | 10 | 37000 | 37400 | 101.1% | 1.9 | 0 | 12 |  |  |  | No | R-454B | 3 | Residential & Commercial | Ducted CEE Tier 1
216051282 | Central HP <5.4 tons | RUSSELL | HRCU-A-CB (Split System: Heat Pump with Remote Outdoor Unit-Air-Source) | SP19AY60AJVC |  |  | TCFY6021SEAAM | S97MV0855A21DH | 53500 | 17 | 10 | 53500 | 48500 | 90.65% | 2 | 0 | 10 |  |  |  | No | R-454B | 4.4583 | Residential & Commercial | Ducted CEE Tier 1
211243041 | Central HP <5.4 tons | PAYNE HEATING AND COOLING | HRCU-A-CB (Split System: Heat Pump with Remote Outdoor Unit-Air-Source) | 38MURAQ24AB3* |  |  | CAP**3717AL* | PG80ES(A,L)A36070B** | 24800 | 16.5 | 8.5 | 25800 | 21400 | 82.95% | 1.78 | 0 | 10 |  |  |  | No | R-410A | 2.0667 | Residential & Commercial | Ducted CEE Tier 1
212982278 | Central HP <5.4 tons | PAYNE HEATING AND COOLING | HRCU-A-CB (Split System: Heat Pump with Remote Outdoor Unit-Air-Source) | 38MURAQ24AB3* |  |  | CAP**3617AL* | PG80MSUA36040B** | 23400 | 17 | 8.5 | 25600 | 23400 | 91.41% | 1.94 | 0 | 10 |  |  |  | No | R-410A | 1.95 | Residential & Commercial | Ducted CEE Tier 1
213076116 | Central HP <5.4 tons | PAYNE HEATING AND COOLING | HRCU-A-CB (Split System: Heat Pump with Remote Outdoor Unit-Air-Source) | 38MURAQ24AB3* |  |  | CNPV*3621AL* | PG95MSUA60100C** | 23800 | 17 | 8.5 | 26400 | 24000 | 90.91% | 2 | 0 | 10.5 |  |  |  | No | R-410A | 1.9833 | Residential & Commercial | Ducted CEE Tier 1
211241063 | Central HP <5.4 tons | PAYNE HEATING AND COOLING | HRCU-A-CB (Split System: Heat Pump with Remote Outdoor Unit-Air-Source) | 38MURAQ24AB3* |  |  | CAP**2517AL* | PG80ES(A,L)A36045A** | 25400 | 16.5 | 8.5 | 26000 | 20800 | 80% | 1.76 | 0 | 10.5 |  |  |  | No | R-410A | 2.1167 | Residential & Commercial | Ducted CEE Tier 1
211241606 | Central HP <5.4 tons | PAYNE HEATING AND COOLING | HRCU-A-CB (Split System: Heat Pump with Remote Outdoor Unit-Air-Source) | 38MURAQ24AB3* |  |  | CAP**3017AL* | PG96VTAA36060A** | 23400 | 16.5 | 8.5 | 26000 | 24000 | 92.31% | 1.98 | 0 | 10 |  |  |  | No | R-410A | 1.95 | Residential & Commercial | Ducted CEE Tier 1
211241967 | Central HP <5.4 tons | PAYNE HEATING AND COOLING | HRCU-A-CB (Split System: Heat Pump with Remote Outdoor Unit-Air-Source) | 38MURAQ24AB3* |  |  | CAP**3617AL* | PG80VTLA48090B** | 23800 | 17 | 8.5 | 25800 | 23000 | 89.15% | 1.92 | 0 | 10 |  |  |  | No | R-410A | 1.9833 | Residential & Commercial | Ducted CEE Tier 1
211242176 | Central HP <5.4 tons | PAYNE HEATING AND COOLING | HRCU-A-CB (Split System: Heat Pump with Remote Outdoor Unit-Air-Source) | 38MURAQ24AB3* |  |  | CAP**3617AL* | PG92ESAA30040A** | 24200 | 15.2 | 8.5 | 26400 | 22600 | 85.61% | 1.84 | 0 | 10 |  |  |  | No | R-410A | 2.0167 | Residential & Commercial | Ducted CEE Tier 1
211242585 | Central HP <5.4 tons | PAYNE HEATING AND COOLING | HRCU-A-CB (Split System: Heat Pump with Remote Outdoor Unit-Air-Source) | 38MURAQ24AB3* |  |  | CAP**3621AL* | PG80ES(A,L)A42090B** | 24800 | 17 | 8.5 | 26400 | 22000 | 83.33% | 1.84 | 0 | 10 |  |  |  | No | R-410A | 2.0667 | Residential & Commercial | Ducted CEE Tier 1
211242933 | Central HP <5.4 tons | PAYNE HEATING AND COOLING | HRCU-A-CB (Split System: Heat Pump with Remote Outdoor Unit-Air-Source) | 38MURAQ24AB3* |  |  | CAP**3717AL* | PG80VTLA48070B** | 24600 | 17 | 8.5 | 25600 | 21600 | 84.38% | 1.8 | 0 | 10.5 |  |  |  | No | R-410A | 2.05 | Residential & Commercial | Ducted CEE Tier 1
211243076 | Central HP <5.4 tons | PAYNE HEATING AND COOLING | HRCU-A-CB (Split System: Heat Pump with Remote Outdoor Unit-Air-Source) | 38MURAQ24AB3* |  |  | CAP**3717AL* | PG92ESAA42060B** | 24800 | 17 | 8.5 | 25600 | 21400 | 83.59% | 1.8 | 0 | 10.5 |  |  |  | No | R-410A | 2.0667 | Residential & Commercial | Ducted CEE Tier 1
211244089 | Central HP <5.4 tons | PAYNE HEATING AND COOLING | HRCU-A-CB (Split System: Heat Pump with Remote Outdoor Unit-Air-Source) | 38MURAQ24AB3* |  |  | CNPV*2417AL* | PG96VTAA42060B** | 23400 | 16 | 8.5 | 26600 | 23800 | 89.47% | 1.96 | 0 | 10 |  |  |  | No | R-410A | 1.95 | Residential & Commercial | Ducted CEE Tier 1
211244555 | Central HP <5.4 tons | PAYNE HEATING AND COOLING | HRCU-A-CB (Split System: Heat Pump with Remote Outdoor Unit-Air-Source) | 38MURAQ24AB3* |  |  | CNPV*3017AL* | PG80VTLA36045A** | 24200 | 16.5 | 8.1 | 26200 | 22800 | 87.02% | 1.88 | 0 | 10.5 |  |  |  | No | R-410A | 2.0167 | Residential & Commercial | Ducted CEE Tier 1
211244567 | Central HP <5.4 tons | PAYNE HEATING AND COOLING | HRCU-A-CB (Split System: Heat Pump with Remote Outdoor Unit-Air-Source) | 38MURAQ24AB3* |  |  | CNPV*3017AL* | PG80VTLA48090B** | 23800 | 17 | 8.1 | 26000 | 23400 | 90% | 1.94 | 0 | 10.5 |  |  |  | No | R-410A | 1.9833 | Residential & Commercial | Ducted CEE Tier 1
212975069 | Central HP <5.4 tons | PAYNE HEATING AND COOLING | HRCU-A-CB (Split System: Heat Pump with Remote Outdoor Unit-Air-Source) | 38MURAQ18AB3* |  |  | CAP**1917AL* | PG96VTAB36040B** | 17700 | 16 | 8.1 | 17800 | 17900 | 100.6% | 2.16 | 0 | 10.5 |  |  |  | No | R-410A | 1.475 | Residential & Commercial | Ducted CEE Tier 1
212978322 | Central HP <5.4 tons | PAYNE HEATING AND COOLING | HRCU-A-CB (Split System: Heat Pump with Remote Outdoor Unit-Air-Source) | 38MURAQ18AB3* |  |  | CNPV*2417AL* | PG80MS(A,L)A36070A** | 17600 | 16.5 | 8.5 | 18500 | 19100 | 103.2% | 2.3 | 0 | 11 |  |  |  | No | R-410A | 1.4667 | Residential & Commercial | Ducted CEE Tier 1
212975091 | Central HP <5.4 tons | PAYNE HEATING AND COOLING | HRCU-A-CB (Split System: Heat Pump with Remote Outdoor Unit-Air-Source) | 38MURAQ18AB3* |  |  | CAP**2517AL* | PG96VTAB36040B** | 17700 | 16 | 8.1 | 17800 | 17800 | 100% | 2.14 | 0 | 10.5 |  |  |  | No | R-410A | 1.475 | Residential & Commercial | Ducted CEE Tier 1
212975800 | Central HP <5.4 tons | PAYNE HEATING AND COOLING | HRCU-A-CB (Split System: Heat Pump with Remote Outdoor Unit-Air-Source) | 38MURAQ18AB3* |  |  | CAP**2517AL* | PG96VTAB48080B** | 17800 | 16.5 | 8.1 | 17600 | 17800 | 101.1% | 2.14 | 0 | 10.5 |  |  |  | No | R-410A | 1.4833 | Residential & Commercial | Ducted CEE Tier 1
212977804 | Central HP <5.4 tons | PAYNE HEATING AND COOLING | HRCU-A-CB (Split System: Heat Pump with Remote Outdoor Unit-Air-Source) | 38MURAQ18AB3* |  |  | CNPV*2417AL* | PG80MS(A,L)A36045A** | 17500 | 16.5 | 8.5 | 18400 | 19200 | 104.3% | 2.3 | 0 | 11 |  |  |  | No | R-410A | 1.4583 | Residential & Commercial | Ducted CEE Tier 1
215319062 | Central HP <5.4 tons | MIDEA | HRCU-A-CB (Split System: Heat Pump with Remote Outdoor Unit-Air-Source) | D5CUHAH60AAK |  |  | D5FUHAH60XAK |  | 54000 | 17.5 | 9.5 | 55000 | 54000 | 98.18% | 1.9 | 0 | 12 |  |  |  | No | R-454B | 4.5 | Residential & Commercial | Ducted CEE Tier 1
215318794 | Central HP <5.4 tons | BRYANT | HRCU-A-CB (Split System: Heat Pump with Remote Outdoor Unit-Air-Source) | 37MAHAQ33AA3 |  |  | 45MBAAQ36XB3 |  | 33000 | 16.7 | 10 | 35000 | 34000 | 97.14% | 2 | 0 | 11.7 |  |  |  | No | R-454B | 2.75 | Residential & Commercial | Ducted CEE Tier 1
212978104 | Central HP <5.4 tons | PAYNE HEATING AND COOLING | HRCU-A-CB (Split System: Heat Pump with Remote Outdoor Unit-Air-Source) | 38MURAQ24AB3* |  |  | CAP**2517AL* | PG80MS(A,L)A36070A** | 24200 | 17.5 | 8.5 | 25200 | 21800 | 86.51% | 1.82 | 0 | 10.5 |  |  |  | No | R-410A | 2.0167 | Residential & Commercial | Ducted CEE Tier 1
212978188 | Central HP <5.4 tons | PAYNE HEATING AND COOLING | HRCU-A-CB (Split System: Heat Pump with Remote Outdoor Unit-Air-Source) | 38MURAQ24AB3* |  |  | CNPV*3014AL* | PG80MS(A,L)A36070A** | 23600 | 17 | 8.5 | 26200 | 24600 | 93.89% | 2.04 | 0 | 10.5 |  |  |  | No | R-410A | 1.9667 | Residential & Commercial | Ducted CEE Tier 1
214229179 | Central HP <5.4 tons | PAYNE HEATING AND COOLING | HRCU-A-CB (Split System: Heat Pump with Remote Outdoor Unit-Air-Source) | 38MURAQ24AB3* |  |  | CNPV*2417AL* | PG80MSUA48060B** | 23200 | 16.5 | 8.5 | 26800 | 23600 | 88.06% | 1.96 | 0 | 10 |  |  |  | No | R-410A | 1.9333 | Residential & Commercial | Ducted CEE Tier 1
211245621 | Central HP <5.4 tons | PAYNE HEATING AND COOLING | HRCU-A-CB (Split System: Heat Pump with Remote Outdoor Unit-Air-Source) | 38MURAQ24AB3* |  |  | CNPV*3621AL* | PG80ES(A,L)A42090B** | 24600 | 16.5 | 8.5 | 26400 | 22400 | 84.85% | 1.86 | 0 | 10.5 |  |  |  | No | R-410A | 2.05 | Residential & Commercial | Ducted CEE Tier 1
211245905 | Central HP <5.4 tons | PAYNE HEATING AND COOLING | HRCU-A-CB (Split System: Heat Pump with Remote Outdoor Unit-Air-Source) | 38MURAQ24AB3* |  |  | FMA4X36**AL* |  | 25800 | 18 | 9 | 27600 | 21000 | 76.09% | 1.8 | 0 | 10.5 |  |  |  | No | R-410A | 2.15 | Residential & Commercial | Ducted CEE Tier 1
214279918 | Central HP <5.4 tons | PAYNE HEATING AND COOLING | HRCU-A-CB (Split System: Heat Pump with Remote Outdoor Unit-Air-Source) | 38MURAQ24AB3* |  |  | CAP**3621AL* | PG96MSAA48060B** | 23600 | 17 | 9 | 25800 | 23600 | 91.47% | 1.96 | 0 | 10 |  |  |  | No | R-410A | 1.9667 | Residential & Commercial | Ducted CEE Tier 1
212977684 | Central HP <5.4 tons | PAYNE HEATING AND COOLING | HRCU-A-CB (Split System: Heat Pump with Remote Outdoor Unit-Air-Source) | 38MURAQ24AB3* |  |  | CNPV*3017AL* | PG80MS(A,L)A36045A** | 23600 | 17 | 8.5 | 26400 | 24200 | 91.67% | 2 | 0 | 10.5 |  |  |  | No | R-410A | 1.9667 | Residential & Commercial | Ducted CEE Tier 1
212978152 | Central HP <5.4 tons | PAYNE HEATING AND COOLING | HRCU-A-CB (Split System: Heat Pump with Remote Outdoor Unit-Air-Source) | 38MURAQ24AB3* |  |  | CAP**3717AL* | PG80MS(A,L)A36070A** | 24000 | 17.5 | 8.5 | 25200 | 22200 | 88.1% | 1.86 | 0 | 10 |  |  |  | No | R-410A | 2 | Residential & Commercial | Ducted CEE Tier 1
212978721 | Central HP <5.4 tons | PAYNE HEATING AND COOLING | HRCU-A-CB (Split System: Heat Pump with Remote Outdoor Unit-Air-Source) | 38MURAQ24AB3* |  |  | CNPV*3617AL* | PG80MS(A,L)A36070B** | 23400 | 17 | 8.1 | 25800 | 24200 | 93.8% | 2.04 | 0 | 10.5 |  |  |  | No | R-410A | 1.95 | Residential & Commercial | Ducted CEE Tier 1
211241944 | Central HP <5.4 tons | PAYNE HEATING AND COOLING | HRCU-A-CB (Split System: Heat Pump with Remote Outdoor Unit-Air-Source) | 38MURAQ24AB3* |  |  | CAP**3617AL* | PG80ESUA36040B** | 24000 | 17.5 | 8.5 | 26000 | 22800 | 87.69% | 1.9 | 0 | 10 |  |  |  | No | R-410A | 2 | Residential & Commercial | Ducted CEE Tier 1
211242561 | Central HP <5.4 tons | PAYNE HEATING AND COOLING | HRCU-A-CB (Split System: Heat Pump with Remote Outdoor Unit-Air-Source) | 38MURAQ24AB3* |  |  | CAP**3621AL* | PG80ES(A,L)A36070B** | 23400 | 17 | 8.5 | 25600 | 23600 | 92.19% | 1.98 | 0 | 10 |  |  |  | No | R-410A | 1.95 | Residential & Commercial | Ducted CEE Tier 1
211242965 | Central HP <5.4 tons | PAYNE HEATING AND COOLING | HRCU-A-CB (Split System: Heat Pump with Remote Outdoor Unit-Air-Source) | 38MURAQ24AB3* |  |  | CAP**3717AL* | PG95ESAA36060A** | 25000 | 16 | 8.5 | 26000 | 21200 | 81.54% | 1.76 | 0 | 10 |  |  |  | No | R-410A | 2.0833 | Residential & Commercial | Ducted CEE Tier 1
211243517 | Central HP <5.4 tons | PAYNE HEATING AND COOLING | HRCU-A-CB (Split System: Heat Pump with Remote Outdoor Unit-Air-Source) | 38MURAQ24AB3* |  |  | CAP**3721AL* | PG80ES(A,L)A48070C** | 25000 | 17 | 8.5 | 25600 | 20800 | 81.25% | 1.76 | 0 | 10.5 |  |  |  | No | R-410A | 2.0833 | Residential & Commercial | Ducted CEE Tier 1
211244400 | Central HP <5.4 tons | PAYNE HEATING AND COOLING | HRCU-A-CB (Split System: Heat Pump with Remote Outdoor Unit-Air-Source) | 38MURAQ24AB3* |  |  | CNPV*3014AL* | PG80ES(A,L)A36070A** | 24200 | 16.5 | 8.1 | 26200 | 23000 | 87.79% | 1.9 | 0 | 10.5 |  |  |  | No | R-410A | 2.0167 | Residential & Commercial | Ducted CEE Tier 1
211226495 | Central HP <5.4 tons | PAYNE HEATING AND COOLING | HRCU-A-CB (Split System: Heat Pump with Remote Outdoor Unit-Air-Source) | 38MURAQ36AB3* |  |  | CAP**3717AL* | PG80ES(A,L)A36070A** | 35800 | 15.5 | 8.1 | 38500 | 35000 | 90.91% | 2 | 0 | 10 |  |  |  | No | R-410A | 2.9833 | Residential & Commercial | Ducted CEE Tier 1
211227481 | Central HP <5.4 tons | PAYNE HEATING AND COOLING | HRCU-A-CB (Split System: Heat Pump with Remote Outdoor Unit-Air-Source) | 38MURAQ36AB3* |  |  | CAP**4221AL* | PG80VTLA66110C** | 36200 | 15.5 | 8.1 | 39500 | 35200 | 89.11% | 1.92 | 0 | 10 |  |  |  | No | R-410A | 3.0167 | Residential & Commercial | Ducted CEE Tier 1
211228983 | Central HP <5.4 tons | PAYNE HEATING AND COOLING | HRCU-A-CB (Split System: Heat Pump with Remote Outdoor Unit-Air-Source) | 38MURAQ36AB3* |  |  | CAP**4821AL* | PG92ESAA60080C** | 35600 | 16.5 | 8.5 | 37800 | 34600 | 91.53% | 2.04 | 0 | 10 |  |  |  | No | R-410A | 2.9667 | Residential & Commercial | Ducted CEE Tier 1
211229134 | Central HP <5.4 tons | PAYNE HEATING AND COOLING | HRCU-A-CB (Split System: Heat Pump with Remote Outdoor Unit-Air-Source) | 38MURAQ36AB3* |  |  | CAP**4821AL* | PG95ESUA60100C** | 36200 | 16 | 8.5 | 38500 | 34600 | 89.87% | 2.06 | 0 | 10 |  |  |  | No | R-410A | 3.0167 | Residential & Commercial | Ducted CEE Tier 1
211259820 | Central HP <5.4 tons | PAYNE HEATING AND COOLING | HRCU-A-CB (Split System: Heat Pump with Remote Outdoor Unit-Air-Source) | 38MURAQ18AB3* |  |  | CAP**1917AL* | PG95ESAA36060A** | 18400 | 16.5 | 8.5 | 18300 | 17600 | 96.17% | 2.14 | 0 | 11 |  |  |  | No | R-410A | 1.5333 | Residential & Commercial | Ducted CEE Tier 1
211259903 | Central HP <5.4 tons | PAYNE HEATING AND COOLING | HRCU-A-CB (Split System: Heat Pump with Remote Outdoor Unit-Air-Source) | 38MURAQ18AB3* |  |  | CAP**1917AL* | PG80ES(A,L)A36045B** | 19100 | 16 | 9 | 19100 | 17400 | 91.1% | 2.14 | 0 | 11 |  |  |  | No | R-410A | 1.5917 | Residential & Commercial | Ducted CEE Tier 1
212981822 | Central HP <5.4 tons | PAYNE HEATING AND COOLING | HRCU-A-CB (Split System: Heat Pump with Remote Outdoor Unit-Air-Source) | 38MURAQ18AB3* |  |  | CAP**1917AL* | PG80MSUA60100C** | 17800 | 16 | 8.1 | 17900 | 17900 | 100% | 2.14 | 0 | 10.5 |  |  |  | No | R-410A | 1.4833 | Residential & Commercial | Ducted CEE Tier 1
212981870 | Central HP <5.4 tons | PAYNE HEATING AND COOLING | HRCU-A-CB (Split System: Heat Pump with Remote Outdoor Unit-Air-Source) | 38MURAQ18AB3* |  |  | CNPV*2417AL* | PG80MSUA60100C** | 17900 | 15.5 | 8.5 | 19000 | 19000 | 100% | 2.28 | 0 | 10.5 |  |  |  | No | R-410A | 1.4917 | Residential & Commercial | Ducted CEE Tier 1
212978236 | Central HP <5.4 tons | PAYNE HEATING AND COOLING | HRCU-A-CB (Split System: Heat Pump with Remote Outdoor Unit-Air-Source) | 38MURAQ18AB3* |  |  | CAP**2414AL* | PG80MS(A,L)A36070A** | 17600 | 16.5 | 8.5 | 18500 | 19400 | 104.9% | 2.34 | 0 | 10.5 |  |  |  | No | R-410A | 1.4667 | Residential & Commercial | Ducted CEE Tier 1
211244754 | Central HP <5.4 tons | PAYNE HEATING AND COOLING | HRCU-A-CB (Split System: Heat Pump with Remote Outdoor Unit-Air-Source) | 38MURAQ24AB3* |  |  | CNPV*3017AL* | PG95ESAA42060B** | 24600 | 16 | 8.1 | 26600 | 22400 | 84.21% | 1.84 | 0 | 10 |  |  |  | No | R-410A | 2.05 | Residential & Commercial | Ducted CEE Tier 1
211244787 | Central HP <5.4 tons | PAYNE HEATING AND COOLING | HRCU-A-CB (Split System: Heat Pump with Remote Outdoor Unit-Air-Source) | 38MURAQ24AB3* |  |  | CNPV*3017AL* | PG92ESAA36040B** | 23600 | 15.5 | 8.1 | 26200 | 23400 | 89.31% | 1.92 | 0 | 10 |  |  |  | No | R-410A | 1.9667 | Residential & Commercial | Ducted CEE Tier 1
212974979 | Central HP <5.4 tons | PAYNE HEATING AND COOLING | HRCU-A-CB (Split System: Heat Pump with Remote Outdoor Unit-Air-Source) | 38MURAQ24AB3* |  |  | CAP**3617AL* | PG96VTAB30040A** | 23400 | 16 | 8.5 | 26200 | 24200 | 92.37% | 2 | 0 | 10 |  |  |  | No | R-410A | 1.95 | Residential & Commercial | Ducted CEE Tier 1
212975044 | Central HP <5.4 tons | PAYNE HEATING AND COOLING | HRCU-A-CB (Split System: Heat Pump with Remote Outdoor Unit-Air-Source) | 38MURAQ24AB3* |  |  | CNPV*3017AL* | PG96VTAB30040A** | 23400 | 16 | 8.1 | 26400 | 24600 | 93.18% | 2.04 | 0 | 10 |  |  |  | No | R-410A | 1.95 | Residential & Commercial | Ducted CEE Tier 1
214229388 | Central HP <5.4 tons | PAYNE HEATING AND COOLING | HRCU-A-CB (Split System: Heat Pump with Remote Outdoor Unit-Air-Source) | 38MURAQ24AB3* |  |  | CNPV*3621AL* | PG80MSUA60080C** | 23400 | 17 | 8.5 | 25800 | 23800 | 92.25% | 2 | 0 | 10.5 |  |  |  | No | R-410A | 1.95 | Residential & Commercial | Ducted CEE Tier 1
216013466 | Central HP <5.4 tons | CONCORD | HRCU-A-CB (Split System: Heat Pump with Remote Outdoor Unit-Air-Source) | 7SCP18V60P-**A |  |  | 7AH1AV48PX-** |  | 47500 | 18 | 9.5 | 48000 | 42000 | 87.5% | 1.75 | 0 | 11.7 |  |  |  | No | R-454B | 3.9583 | Residential & Commercial | Ducted CEE Tier 1
216013467 | Central HP <5.4 tons | CONCORD | HRCU-A-CB (Split System: Heat Pump with Remote Outdoor Unit-Air-Source) | 7SCP18V60P-**A |  |  | 7AH1AV60PX-** |  | 55000 | 16 | 9.4 | 55000 | 43000 | 78.18% | 1.75 | 0 | 10 |  |  |  | No | R-454B | 4.5833 | Residential & Commercial | Ducted CEE Tier 1
215319081 | Central HP <5.4 tons | MIDEA | HRCU-A-CB (Split System: Heat Pump with Remote Outdoor Unit-Air-Source) | D5CLRAH48AAK |  |  | D5FLAAH48XAK |  | 48000 | 17.8 | 10 | 50000 | 35200 | 70.4% | 1.9 | 0 | 10 |  |  |  | No | R-454B | 4 | Residential & Commercial | Ducted CEE Tier 1
214228981 | Central HP <5.4 tons | PAYNE HEATING AND COOLING | HRCU-A-CB (Split System: Heat Pump with Remote Outdoor Unit-Air-Source) | 38MURAQ18AB3* |  |  | CAP**2417AL* | PG80MSUA48060B** | 17600 | 16.5 | 8.5 | 18600 | 19100 | 102.7% | 2.3 | 0 | 10.5 |  |  |  | No | R-410A | 1.4667 | Residential & Commercial | Ducted CEE Tier 1
214229014 | Central HP <5.4 tons | PAYNE HEATING AND COOLING | HRCU-A-CB (Split System: Heat Pump with Remote Outdoor Unit-Air-Source) | 38MURAQ18AB3* |  |  | CNPV*2417AL* | PG80MSUA48060B** | 17600 | 16 | 8.5 | 18500 | 18900 | 102.2% | 2.28 | 0 | 11 |  |  |  | No | R-410A | 1.4667 | Residential & Commercial | Ducted CEE Tier 1
212983668 | Central HP <5.4 tons | PAYNE HEATING AND COOLING | HRCU-A-CB (Split System: Heat Pump with Remote Outdoor Unit-Air-Source) | 38MURAQ18AB3* |  |  | CAP**3014AL* | PG92MSAA36060A** | 17700 | 16 | 8.5 | 18300 | 18700 | 102.2% | 2.24 | 0 | 10.5 |  |  |  | No | R-410A | 1.475 | Residential & Commercial | Ducted CEE Tier 1
212974641 | Central HP <5.4 tons | PAYNE HEATING AND COOLING | HRCU-A-CB (Split System: Heat Pump with Remote Outdoor Unit-Air-Source) | 38MURAQ18AB3* |  |  | CAP**2417AL* | PG96VTAB30040A** | 17200 | 16.5 | 8.5 | 18200 | 19400 | 106.6% | 2.34 | 0 | 10 |  |  |  | No | R-410A | 1.4333 | Residential & Commercial | Ducted CEE Tier 1
213080682 | Central HP <5.4 tons | PAYNE HEATING AND COOLING | HRCU-A-CB (Split System: Heat Pump with Remote Outdoor Unit-Air-Source) | 38MURAQ36AB3* |  |  | CAP**3721AL* | PG95MSUA48060B** | 36600 | 16 | 8.5 | 38500 | 35000 | 90.91% | 2.06 | 0 | 10 |  |  |  | No | R-410A | 3.05 | Residential & Commercial | Ducted CEE Tier 1
213080766 | Central HP <5.4 tons | PAYNE HEATING AND COOLING | HRCU-A-CB (Split System: Heat Pump with Remote Outdoor Unit-Air-Source) | 38MURAQ36AB3* |  |  | CNPV*4821AL* | PG95MSUA48060B** | 35600 | 16 | 8.1 | 38500 | 35000 | 90.91% | 1.98 | 0 | 10 |  |  |  | No | R-410A | 2.9667 | Residential & Commercial | Ducted CEE Tier 1
211226602 | Central HP <5.4 tons | PAYNE HEATING AND COOLING | HRCU-A-CB (Split System: Heat Pump with Remote Outdoor Unit-Air-Source) | 38MURAQ36AB3* |  |  | CAP**3717AL* | PG80VTLA48090B** | 36000 | 15.5 | 8.1 | 38500 | 35000 | 90.91% | 2.02 | 0 | 10 |  |  |  | No | R-410A | 3 | Residential & Commercial | Ducted CEE Tier 1
211226530 | Central HP <5.4 tons | PAYNE HEATING AND COOLING | HRCU-A-CB (Split System: Heat Pump with Remote Outdoor Unit-Air-Source) | 38MURAQ36AB3* |  |  | CAP**3717AL* | PG80ES(A,L)A42090B** | 36400 | 15.5 | 8.5 | 38500 | 35000 | 90.91% | 2.04 | 0 | 10 |  |  |  | No | R-410A | 3.0333 | Residential & Commercial | Ducted CEE Tier 1
211226791 | Central HP <5.4 tons | PAYNE HEATING AND COOLING | HRCU-A-CB (Split System: Heat Pump with Remote Outdoor Unit-Air-Source) | 38MURAQ36AB3* |  |  | CAP**3721AL* | PG80ES(A,L)A36070B** | 36400 | 15.5 | 8.5 | 38500 | 34800 | 90.39% | 2.08 | 0 | 10 |  |  |  | No | R-410A | 3.0333 | Residential & Commercial | Ducted CEE Tier 1
213075948 | Central HP <5.4 tons | PAYNE HEATING AND COOLING | HRCU-A-CB (Split System: Heat Pump with Remote Outdoor Unit-Air-Source) | 38MURAQ36AB3* |  |  | CAP**4824AL* | PG95MSUA60100C** | 36000 | 16.5 | 8.5 | 38000 | 34800 | 91.58% | 2.04 | 0 | 10 |  |  |  | No | R-410A | 3 | Residential & Commercial | Ducted CEE Tier 1
211240299 | Central HP <5.4 tons | PAYNE HEATING AND COOLING | HRCU-A-CB (Split System: Heat Pump with Remote Outdoor Unit-Air-Source) | 38MURAQ24AB3* |  |  | CAP**2414AL* | PG96VTAA36060A** | 23200 | 16 | 8.5 | 26400 | 25600 | 96.97% | 2.14 | 0 | 10 |  |  |  | No | R-410A | 1.9333 | Residential & Commercial | Ducted CEE Tier 1
211240332 | Central HP <5.4 tons | PAYNE HEATING AND COOLING | HRCU-A-CB (Split System: Heat Pump with Remote Outdoor Unit-Air-Source) | 38MURAQ24AB3* |  |  | CAP**2414AL* | PG92ESAA36060A** | 24200 | 16 | 8.5 | 27200 | 23400 | 86.03% | 1.9 | 0 | 10 |  |  |  | No | R-410A | 2.0167 | Residential & Commercial | Ducted CEE Tier 1
214595721 | Central HP <5.4 tons | PAYNE HEATING AND COOLING | HRCU-A-CB (Split System: Heat Pump with Remote Outdoor Unit-Air-Source) | 38MURAQ24AB3* |  |  | CAP**3017AL* | PG96VTAB48060B** | 23600 | 16.5 | 9 | 26000 | 24000 | 92.31% | 2 | 0 | 10 |  |  |  | No | R-410A | 1.9667 | Residential & Commercial | Ducted CEE Tier 1
212989155 | Central HP <5.4 tons | PAYNE HEATING AND COOLING | HRCU-A-CB (Split System: Heat Pump with Remote Outdoor Unit-Air-Source) | 38MURAQ24AB3* |  |  | CAP**3017AL* | PG95MSUA48060B** | 23600 | 17 | 8.5 | 26400 | 24600 | 93.18% | 2.04 | 0 | 10 |  |  |  | No | R-410A | 1.9667 | Residential & Commercial | Ducted CEE Tier 1
211241774 | Central HP <5.4 tons | PAYNE HEATING AND COOLING | HRCU-A-CB (Split System: Heat Pump with Remote Outdoor Unit-Air-Source) | 38MURAQ24AB3* |  |  | CAP**3017AL* | PG80ESUA48060B** | 24800 | 16.5 | 8.5 | 26800 | 22200 | 82.84% | 1.84 | 0 | 10 |  |  |  | No | R-410A | 2.0667 | Residential & Commercial | Ducted CEE Tier 1
211242097 | Central HP <5.4 tons | PAYNE HEATING AND COOLING | HRCU-A-CB (Split System: Heat Pump with Remote Outdoor Unit-Air-Source) | 38MURAQ24AB3* |  |  | CAP**3617AL* | PG80ES(A,L)A36070B** | 24400 | 16.5 | 8.5 | 26400 | 22400 | 84.85% | 1.84 | 0 | 10 |  |  |  | No | R-410A | 2.0333 | Residential & Commercial | Ducted CEE Tier 1
211243087 | Central HP <5.4 tons | PAYNE HEATING AND COOLING | HRCU-A-CB (Split System: Heat Pump with Remote Outdoor Unit-Air-Source) | 38MURAQ24AB3* |  |  | CAP**3717AL* | PG92ESAA48080B** | 24800 | 17 | 8.5 | 25600 | 21400 | 83.59% | 1.8 | 0 | 10.5 |  |  |  | No | R-410A | 2.0667 | Residential & Commercial | Ducted CEE Tier 1
211243142 | Central HP <5.4 tons | PAYNE HEATING AND COOLING | HRCU-A-CB (Split System: Heat Pump with Remote Outdoor Unit-Air-Source) | 38MURAQ24AB3* |  |  | CAP**3717AL* | PG80ES(A,L)A36070A** | 24800 | 17 | 8.5 | 25800 | 21400 | 82.95% | 1.8 | 0 | 10.5 |  |  |  | No | R-410A | 2.0667 | Residential & Commercial | Ducted CEE Tier 1
211243378 | Central HP <5.4 tons | PAYNE HEATING AND COOLING | HRCU-A-CB (Split System: Heat Pump with Remote Outdoor Unit-Air-Source) | 38MURAQ24AB3* |  |  | CAP**3721AL* | PG80ESUA36040B** | 24600 | 17.5 | 8.5 | 25200 | 21000 | 83.33% | 1.78 | 0 | 10.5 |  |  |  | No | R-410A | 2.05 | Residential & Commercial | Ducted CEE Tier 1
212984111 | Central HP <5.4 tons | PAYNE HEATING AND COOLING | HRCU-A-CB (Split System: Heat Pump with Remote Outdoor Unit-Air-Source) | 38MURAQ24AB3* |  |  | CNPV*2417AL* | PG92MSAA42060B** | 23200 | 16.5 | 8.5 | 26800 | 25400 | 94.78% | 2.14 | 0 | 10 |  |  |  | No | R-410A | 1.9333 | Residential & Commercial | Ducted CEE Tier 1
212984579 | Central HP <5.4 tons | PAYNE HEATING AND COOLING | HRCU-A-CB (Split System: Heat Pump with Remote Outdoor Unit-Air-Source) | 38MURAQ24AB3* |  |  | CAP**2517AL* | PG92MSAA48080B** | 24000 | 17.5 | 8.5 | 25000 | 21800 | 87.2% | 1.84 | 0 | 10 |  |  |  | No | R-410A | 2 | Residential & Commercial | Ducted CEE Tier 1
212984663 | Central HP <5.4 tons | PAYNE HEATING AND COOLING | HRCU-A-CB (Split System: Heat Pump with Remote Outdoor Unit-Air-Source) | 38MURAQ24AB3* |  |  | CNPV*3017AL* | PG92MSAA48080B** | 23600 | 17.5 | 8.5 | 26200 | 24600 | 93.89% | 2.04 | 0 | 10.5 |  |  |  | No | R-410A | 1.9667 | Residential & Commercial | Ducted CEE Tier 1
212985765 | Central HP <5.4 tons | PAYNE HEATING AND COOLING | HRCU-A-CB (Split System: Heat Pump with Remote Outdoor Unit-Air-Source) | 38MURAQ24AB3* |  |  | CAP**2417AL* | PG96MSAA30026A** | 23400 | 16.5 | 8.5 | 27000 | 26200 | 97.04% | 2.2 | 0 | 10 |  |  |  | No | R-410A | 1.95 | Residential & Commercial | Ducted CEE Tier 1
211260318 | Central HP <5.4 tons | PAYNE HEATING AND COOLING | HRCU-A-CB (Split System: Heat Pump with Remote Outdoor Unit-Air-Source) | 38MURAQ18AB3* |  |  | CAP**2417AL* | PG95ESUA36040B** | 17600 | 16 | 8.5 | 18500 | 19100 | 103.2% | 2.3 | 0 | 10.5 |  |  |  | No | R-410A | 1.4667 | Residential & Commercial | Ducted CEE Tier 1
211260405 | Central HP <5.4 tons | PAYNE HEATING AND COOLING | HRCU-A-CB (Split System: Heat Pump with Remote Outdoor Unit-Air-Source) | 38MURAQ18AB3* |  |  | CAP**2417AL* | PG96VTAA36040B** | 17700 | 15.5 | 8.5 | 18700 | 19100 | 102.1% | 2.28 | 0 | 10.5 |  |  |  | No | R-410A | 1.475 | Residential & Commercial | Ducted CEE Tier 1
211260455 | Central HP <5.4 tons | PAYNE HEATING AND COOLING | HRCU-A-CB (Split System: Heat Pump with Remote Outdoor Unit-Air-Source) | 38MURAQ18AB3* |  |  | CAP**2417AL* | PG95ESAA36040B** | 17300 | 15.5 | 8.5 | 18300 | 19300 | 105.5% | 2.3 | 0 | 10 |  |  |  | No | R-410A | 1.4417 | Residential & Commercial | Ducted CEE Tier 1
212987019 | Central HP <5.4 tons | PAYNE HEATING AND COOLING | HRCU-A-CB (Split System: Heat Pump with Remote Outdoor Unit-Air-Source) | 38MURAQ18AB3* |  |  | CAP**3014AL* | PG96MSAA36060A** | 17400 | 16 | 8.5 | 18000 | 18700 | 103.9% | 2.26 | 0 | 10.5 |  |  |  | No | R-410A | 1.45 | Residential & Commercial | Ducted CEE Tier 1
212978334 | Central HP <5.4 tons | PAYNE HEATING AND COOLING | HRCU-A-CB (Split System: Heat Pump with Remote Outdoor Unit-Air-Source) | 38MURAQ18AB3* |  |  | CNPV*3014AL* | PG80MS(A,L)A36070A** | 17400 | 16.5 | 8.1 | 18000 | 18700 | 103.9% | 2.26 | 0 | 11 |  |  |  | No | R-410A | 1.45 | Residential & Commercial | Ducted CEE Tier 1
214075431 | Central HP <5.4 tons | RUSSELL | HRCU-A-CB (Split System: Heat Pump with Remote Outdoor Unit-Air-Source) | RD17AZ24AJ3N |  |  | TCFZ2417MTANM | S802VA050317M | 22600 | 17 | 9.5 | 22600 | 16900 | 74.78% | 2 | 0 | 11.2 |  |  |  | No | R-410A | 1.8833 | Residential & Commercial | Ducted CEE Tier 1
211243737 | Central HP <5.4 tons | PAYNE HEATING AND COOLING | HRCU-A-CB (Split System: Heat Pump with Remote Outdoor Unit-Air-Source) | 38MURAQ24AB3* |  |  | CNPV*2414AL* | PG80VTLA36070A** | 23800 | 16.5 | 8.5 | 26800 | 23200 | 86.57% | 1.92 | 0 | 10 |  |  |  | No | R-410A | 1.9833 | Residential & Commercial | Ducted CEE Tier 1
211243771 | Central HP <5.4 tons | PAYNE HEATING AND COOLING | HRCU-A-CB (Split System: Heat Pump with Remote Outdoor Unit-Air-Source) | 38MURAQ24AB3* |  |  | CNPV*2414AL* | PG96VTAA36060A** | 23200 | 16 | 8.5 | 26400 | 24600 | 93.18% | 2.04 | 0 | 10 |  |  |  | No | R-410A | 1.9333 | Residential & Commercial | Ducted CEE Tier 1
211243912 | Central HP <5.4 tons | PAYNE HEATING AND COOLING | HRCU-A-CB (Split System: Heat Pump with Remote Outdoor Unit-Air-Source) | 38MURAQ24AB3* |  |  | CNPV*2417AL* | PG80ES(A,L)A48070B** | 24400 | 15.5 | 8.5 | 27400 | 22400 | 81.75% | 1.84 | 0 | 10 |  |  |  | No | R-410A | 2.0333 | Residential & Commercial | Ducted CEE Tier 1
211244005 | Central HP <5.4 tons | PAYNE HEATING AND COOLING | HRCU-A-CB (Split System: Heat Pump with Remote Outdoor Unit-Air-Source) | 38MURAQ24AB3* |  |  | CNPV*2417AL* | PG96VTAA48080B** | 23800 | 16 | 8.5 | 26800 | 23400 | 87.31% | 1.92 | 0 | 10 |  |  |  | No | R-410A | 1.9833 | Residential & Commercial | Ducted CEE Tier 1
211244123 | Central HP <5.4 tons | PAYNE HEATING AND COOLING | HRCU-A-CB (Split System: Heat Pump with Remote Outdoor Unit-Air-Source) | 38MURAQ24AB3* |  |  | CNPV*2417AL* | PG80ES(A,L)A36070B** | 23800 | 16 | 8.5 | 27000 | 23200 | 85.93% | 1.9 | 0 | 10 |  |  |  | No | R-410A | 1.9833 | Residential & Commercial | Ducted CEE Tier 1
211244621 | Central HP <5.4 tons | PAYNE HEATING AND COOLING | HRCU-A-CB (Split System: Heat Pump with Remote Outdoor Unit-Air-Source) | 38MURAQ24AB3* |  |  | CNPV*3017AL* | PG95ESAA36060A** | 24400 | 15.5 | 8.1 | 26600 | 22600 | 84.96% | 1.86 | 0 | 10 |  |  |  | No | R-410A | 2.0333 | Residential & Commercial | Ducted CEE Tier 1
216374490 | Central HP <5.4 tons | AMERICAN STANDARD | HRCU-A-CB (Split System: Heat Pump with Remote Outdoor Unit-Air-Source) | 5HPL5036A1000AA |  |  | 5TEM6D04AV31+TDR |  | 34000 | 16 | 8.1 | 34000 | 27000 | 79.41% | 1.75 | 0 | 11.7 |  |  |  | No | R-454B | 2.8333 | Residential & Commercial | Ducted CEE Tier 1
212383425 | Central HP <5.4 tons | PAYNE HEATING AND COOLING | HRCU-A-CB (Split System: Heat Pump with Remote Outdoor Unit-Air-Source) | 38MURAQ36AB3* |  |  | CAP**3721AL* | PG80VTLA60090C** | 36200 | 16 | 8.5 | 38500 | 34800 | 90.39% | 2.06 | 0 | 10 |  |  |  | No | R-410A | 3.0167 | Residential & Commercial | Ducted CEE Tier 1
212384247 | Central HP <5.4 tons | PAYNE HEATING AND COOLING | HRCU-A-CB (Split System: Heat Pump with Remote Outdoor Unit-Air-Source) | 38MURAQ36AB3* |  |  | CNPV*4217AL* | PG80VTLA48090B** | 35800 | 16 | 8.1 | 39000 | 35000 | 89.74% | 1.96 | 0 | 10 |  |  |  | No | R-410A | 2.9833 | Residential & Commercial | Ducted CEE Tier 1
212980488 | Central HP <5.4 tons | PAYNE HEATING AND COOLING | HRCU-A-CB (Split System: Heat Pump with Remote Outdoor Unit-Air-Source) | 38MURAQ36AB3* |  |  | CAP**4824AL* | PG80MS(A,L)A60090C** | 36000 | 16.5 | 8.5 | 37800 | 34600 | 91.53% | 2.04 | 0 | 10 |  |  |  | No | R-410A | 3 | Residential & Commercial | Ducted CEE Tier 1
212981208 | Central HP <5.4 tons | PAYNE HEATING AND COOLING | HRCU-A-CB (Split System: Heat Pump with Remote Outdoor Unit-Air-Source) | 38MURAQ36AB3* |  |  | CAP**4824AL* | PG80MS(A,L)A60135D** | 35800 | 16.5 | 8.5 | 37800 | 34600 | 91.53% | 2.02 | 0 | 10 |  |  |  | No | R-410A | 2.9833 | Residential & Commercial | Ducted CEE Tier 1
213077613 | Central HP <5.4 tons | PAYNE HEATING AND COOLING | HRCU-A-CB (Split System: Heat Pump with Remote Outdoor Unit-Air-Source) | 38MURAQ36AB3* |  |  | CAP**4221AL* | PG96VTAB60100C** | 35400 | 16 | 8.1 | 38500 | 35000 | 90.91% | 1.88 | 0 | 10 |  |  |  | No | R-410A | 2.95 | Residential & Commercial | Ducted CEE Tier 1
213078247 | Central HP <5.4 tons | PAYNE HEATING AND COOLING | HRCU-A-CB (Split System: Heat Pump with Remote Outdoor Unit-Air-Source) | 38MURAQ36AB3* |  |  | CNPV*4824AL* | PG80MS(A,L)A48070C** | 35800 | 16.5 | 8.1 | 38500 | 34800 | 90.39% | 1.98 | 0 | 10 |  |  |  | No | R-410A | 2.9833 | Residential & Commercial | Ducted CEE Tier 1
211229283 | Central HP <5.4 tons | PAYNE HEATING AND COOLING | HRCU-A-CB (Split System: Heat Pump with Remote Outdoor Unit-Air-Source) | 38MURAQ36AB3* |  |  | CAP**4824AL* | PG80ES(A,L)A60090D** | 36000 | 16.5 | 8.5 | 38500 | 34600 | 89.87% | 2.06 | 0 | 10 |  |  |  | No | R-410A | 3 | Residential & Commercial | Ducted CEE Tier 1
211230405 | Central HP <5.4 tons | PAYNE HEATING AND COOLING | HRCU-A-CB (Split System: Heat Pump with Remote Outdoor Unit-Air-Source) | 38MURAQ36AB3* |  |  | CNPV*4824AL* | PG80ES(A,L)A48070C** | 35800 | 16.5 | 8.1 | 38500 | 34800 | 90.39% | 2 | 0 | 10 |  |  |  | No | R-410A | 2.9833 | Residential & Commercial | Ducted CEE Tier 1
211230557 | Central HP <5.4 tons | PAYNE HEATING AND COOLING | HRCU-A-CB (Split System: Heat Pump with Remote Outdoor Unit-Air-Source) | 38MURAQ36AB3* |  |  | CNPV*4824AL* | PG80VTLA60090C** | 35800 | 16.5 | 8.1 | 38500 | 34800 | 90.39% | 2 | 0 | 10 |  |  |  | No | R-410A | 2.9833 | Residential & Commercial | Ducted CEE Tier 1
213076445 | Central HP <5.4 tons | PAYNE HEATING AND COOLING | HRCU-A-CB (Split System: Heat Pump with Remote Outdoor Unit-Air-Source) | 38MURAQ36AB3* |  |  | CNPV*4217AL* | PG80VTLB36045A** | 35400 | 16 | 8.1 | 38500 | 35000 | 90.91% | 1.94 | 0 | 10 |  |  |  | No | R-410A | 2.95 | Residential & Commercial | Ducted CEE Tier 1
213078422 | Central HP <5.4 tons | PAYNE HEATING AND COOLING | HRCU-A-CB (Split System: Heat Pump with Remote Outdoor Unit-Air-Source) | 38MURAQ36AB3* |  |  | CAP**4224AL* | PG80MS(A,L)A48090C** | 35200 | 16.5 | 8.1 | 38500 | 35000 | 90.91% | 1.88 | 0 | 10 |  |  |  | No | R-410A | 2.9333 | Residential & Commercial | Ducted CEE Tier 1
213078565 | Central HP <5.4 tons | PAYNE HEATING AND COOLING | HRCU-A-CB (Split System: Heat Pump with Remote Outdoor Unit-Air-Source) | 38MURAQ36AB3* |  |  | CNPV*4821AL* | PG80MS(A,L)A60090C** | 36000 | 16.5 | 8.1 | 38500 | 35000 | 90.91% | 2 | 0 | 10.5 |  |  |  | No | R-410A | 3 | Residential & Commercial | Ducted CEE Tier 1
212979943 | Central HP <5.4 tons | PAYNE HEATING AND COOLING | HRCU-A-CB (Split System: Heat Pump with Remote Outdoor Unit-Air-Source) | 38MURAQ18AB3* |  |  | CAP**1917AL* | PG80MS(A,L)A42090B** | 18000 | 16.5 | 8.5 | 18000 | 17800 | 98.89% | 2.14 | 0 | 10.5 |  |  |  | No | R-410A | 1.5 | Residential & Commercial | Ducted CEE Tier 1
211261033 | Central HP <5.4 tons | PAYNE HEATING AND COOLING | HRCU-A-CB (Split System: Heat Pump with Remote Outdoor Unit-Air-Source) | 38MURAQ18AB3* |  |  | CAP**2517AL* | PG92ESAA42060B** | 18300 | 16.5 | 8.5 | 18000 | 17500 | 97.22% | 2.12 | 0 | 11 |  |  |  | No | R-410A | 1.525 | Residential & Commercial | Ducted CEE Tier 1
211261787 | Central HP <5.4 tons | PAYNE HEATING AND COOLING | HRCU-A-CB (Split System: Heat Pump with Remote Outdoor Unit-Air-Source) | 38MURAQ18AB3* |  |  | CAP**3017AL* | PG96VTAA36040B** | 17900 | 15.5 | 8.5 | 18500 | 18500 | 100% | 2.22 | 0 | 10.5 |  |  |  | No | R-410A | 1.4917 | Residential & Commercial | Ducted CEE Tier 1
211260624 | Central HP <5.4 tons | PAYNE HEATING AND COOLING | HRCU-A-CB (Split System: Heat Pump with Remote Outdoor Unit-Air-Source) | 38MURAQ18AB3* |  |  | CAP**2417AL* | PG80ES(A,L)A36070A** | 17600 | 16 | 8.5 | 18400 | 19100 | 103.8% | 2.3 | 0 | 10.5 |  |  |  | No | R-410A | 1.4667 | Residential & Commercial | Ducted CEE Tier 1
212970944 | Central HP <5.4 tons | PAYNE HEATING AND COOLING | HRCU-A-CB (Split System: Heat Pump with Remote Outdoor Unit-Air-Source) | 38MURAQ18AB3* |  |  | CNPV*3014AL* | PG80VTLB36045A** | 17400 | 16.5 | 8.1 | 17900 | 18600 | 103.9% | 2.24 | 0 | 11 |  |  |  | No | R-410A | 1.45 | Residential & Commercial | Ducted CEE Tier 1
212977732 | Central HP <5.4 tons | PAYNE HEATING AND COOLING | HRCU-A-CB (Split System: Heat Pump with Remote Outdoor Unit-Air-Source) | 38MURAQ18AB3* |  |  | CAP**2417AL* | PG80MS(A,L)A36045A** | 17500 | 16.5 | 8.5 | 18400 | 19400 | 105.4% | 2.34 | 0 | 10.5 |  |  |  | No | R-410A | 1.4583 | Residential & Commercial | Ducted CEE Tier 1
212977780 | Central HP <5.4 tons | PAYNE HEATING AND COOLING | HRCU-A-CB (Split System: Heat Pump with Remote Outdoor Unit-Air-Source) | 38MURAQ18AB3* |  |  | CNPV*1814AL* | PG80MS(A,L)A36045A** | 17200 | 16 | 8.5 | 18400 | 19800 | 107.6% | 2.4 | 0 | 10.5 |  |  |  | No | R-410A | 1.4333 | Residential & Commercial | Ducted CEE Tier 1
211244632 | Central HP <5.4 tons | PAYNE HEATING AND COOLING | HRCU-A-CB (Split System: Heat Pump with Remote Outdoor Unit-Air-Source) | 38MURAQ24AB3* |  |  | CNPV*3017AL* | PG96VTAA30040A** | 23400 | 16 | 8.1 | 25800 | 24000 | 93.02% | 2 | 0 | 10 |  |  |  | No | R-410A | 1.95 | Residential & Commercial | Ducted CEE Tier 1
211244732 | Central HP <5.4 tons | PAYNE HEATING AND COOLING | HRCU-A-CB (Split System: Heat Pump with Remote Outdoor Unit-Air-Source) | 38MURAQ24AB3* |  |  | CNPV*3017AL* | PG92ESAA42060B** | 24400 | 16.5 | 8.1 | 26400 | 22800 | 86.36% | 1.88 | 0 | 10.5 |  |  |  | No | R-410A | 2.0333 | Residential & Commercial | Ducted CEE Tier 1
211245157 | Central HP <5.4 tons | PAYNE HEATING AND COOLING | HRCU-A-CB (Split System: Heat Pump with Remote Outdoor Unit-Air-Source) | 38MURAQ24AB3* |  |  | CNPV*3617AL* | PG92ESAA36060A** | 23400 | 17 | 8.1 | 25800 | 24000 | 93.02% | 2 | 0 | 10 |  |  |  | No | R-410A | 1.95 | Residential & Commercial | Ducted CEE Tier 1
212979811 | Central HP <5.4 tons | PAYNE HEATING AND COOLING | HRCU-A-CB (Split System: Heat Pump with Remote Outdoor Unit-Air-Source) | 38MURAQ24AB3* |  |  | CAP**2417AL* | PG80MS(A,L)A42090B** | 23200 | 17 | 8.5 | 26800 | 26600 | 99.25% | 2.26 | 0 | 10 |  |  |  | No | R-410A | 1.9333 | Residential & Commercial | Ducted CEE Tier 1
212982326 | Central HP <5.4 tons | PAYNE HEATING AND COOLING | HRCU-A-CB (Split System: Heat Pump with Remote Outdoor Unit-Air-Source) | 38MURAQ24AB3* |  |  | CNPV*2417AL* | PG80MSUA36040B** | 23200 | 16 | 8.5 | 26200 | 24800 | 94.66% | 2.06 | 0 | 10 |  |  |  | No | R-410A | 1.9333 | Residential & Commercial | Ducted CEE Tier 1
211240320 | Central HP <5.4 tons | PAYNE HEATING AND COOLING | HRCU-A-CB (Split System: Heat Pump with Remote Outdoor Unit-Air-Source) | 38MURAQ24AB3* |  |  | CAP**2414AL* | PG80ES(A,L)A36045A** | 24200 | 16 | 8.5 | 27200 | 23400 | 86.03% | 1.9 | 0 | 10 |  |  |  | No | R-410A | 2.0167 | Residential & Commercial | Ducted CEE Tier 1
211240627 | Central HP <5.4 tons | PAYNE HEATING AND COOLING | HRCU-A-CB (Split System: Heat Pump with Remote Outdoor Unit-Air-Source) | 38MURAQ24AB3* |  |  | CAP**2417AL* | PG80ES(A,L)A36045A** | 24400 | 16 | 8.5 | 27200 | 23200 | 85.29% | 1.9 | 0 | 10 |  |  |  | No | R-410A | 2.0333 | Residential & Commercial | Ducted CEE Tier 1
213078767 | Central HP <5.4 tons | PAYNE HEATING AND COOLING | HRCU-A-CB (Split System: Heat Pump with Remote Outdoor Unit-Air-Source) | 38MURAQ36AB3* |  |  | CAP**4224AL* | PG80MS(A,L)A60135D** | 35400 | 16.5 | 8.1 | 38500 | 35000 | 90.91% | 1.88 | 0 | 10 |  |  |  | No | R-410A | 2.95 | Residential & Commercial | Ducted CEE Tier 1
213078799 | Central HP <5.4 tons | PAYNE HEATING AND COOLING | HRCU-A-CB (Split System: Heat Pump with Remote Outdoor Unit-Air-Source) | 38MURAQ36AB3* |  |  | CAP**4824AL* | PG80MS(A,L)A60155D** | 36200 | 16.5 | 8.5 | 38000 | 34800 | 91.58% | 2.04 | 0 | 10 |  |  |  | No | R-410A | 3.0167 | Residential & Commercial | Ducted CEE Tier 1
213076663 | Central HP <5.4 tons | PAYNE HEATING AND COOLING | HRCU-A-CB (Split System: Heat Pump with Remote Outdoor Unit-Air-Source) | 38MURAQ36AB3* |  |  | CAP**4224AL* | PG80VTLB60090C** | 35200 | 16 | 8.1 | 38500 | 35000 | 90.91% | 1.88 | 0 | 10 |  |  |  | No | R-410A | 2.9333 | Residential & Commercial | Ducted CEE Tier 1
213077498 | Central HP <5.4 tons | PAYNE HEATING AND COOLING | HRCU-A-CB (Split System: Heat Pump with Remote Outdoor Unit-Air-Source) | 38MURAQ36AB3* |  |  | CAP**4221AL* | PG96VTAB60080C** | 35600 | 16 | 8.1 | 38500 | 35200 | 91.43% | 1.9 | 0 | 10 |  |  |  | No | R-410A | 2.9667 | Residential & Commercial | Ducted CEE Tier 1
213077902 | Central HP <5.4 tons | PAYNE HEATING AND COOLING | HRCU-A-CB (Split System: Heat Pump with Remote Outdoor Unit-Air-Source) | 38MURAQ36AB3* |  |  | CNPV*4217AL* | PG80MS(A,L)A36070A** | 35400 | 16 | 8.1 | 38500 | 35000 | 90.91% | 1.94 | 0 | 10 |  |  |  | No | R-410A | 2.95 | Residential & Commercial | Ducted CEE Tier 1
213078237 | Central HP <5.4 tons | PAYNE HEATING AND COOLING | HRCU-A-CB (Split System: Heat Pump with Remote Outdoor Unit-Air-Source) | 38MURAQ36AB3* |  |  | CNPV*4821AL* | PG80MS(A,L)A48070C** | 35800 | 16.5 | 8.1 | 38500 | 34800 | 90.39% | 1.98 | 0 | 10 |  |  |  | No | R-410A | 2.9833 | Residential & Commercial | Ducted CEE Tier 1
211241022 | Central HP <5.4 tons | PAYNE HEATING AND COOLING | HRCU-A-CB (Split System: Heat Pump with Remote Outdoor Unit-Air-Source) | 38MURAQ24AB3* |  |  | CAP**2517AL* | PG96VTAA30040A** | 24400 | 16 | 8.5 | 25600 | 21600 | 84.38% | 1.78 | 0 | 10 |  |  |  | No | R-410A | 2.0333 | Residential & Commercial | Ducted CEE Tier 1
212983518 | Central HP <5.4 tons | PAYNE HEATING AND COOLING | HRCU-A-CB (Split System: Heat Pump with Remote Outdoor Unit-Air-Source) | 38MURAQ24AB3* |  |  | CAP**2417AL* | PG92MSAA36060A** | 23600 | 16.5 | 9 | 27000 | 25400 | 94.07% | 2.12 | 0 | 10 |  |  |  | No | R-410A | 1.9667 | Residential & Commercial | Ducted CEE Tier 1
212983618 | Central HP <5.4 tons | PAYNE HEATING AND COOLING | HRCU-A-CB (Split System: Heat Pump with Remote Outdoor Unit-Air-Source) | 38MURAQ24AB3* |  |  | CNPV*3617AL* | PG92MSAA36060A** | 23800 | 17 | 8.5 | 26400 | 23800 | 90.15% | 1.98 | 0 | 10.5 |  |  |  | No | R-410A | 1.9833 | Residential & Commercial | Ducted CEE Tier 1
212982362 | Central HP <5.4 tons | PAYNE HEATING AND COOLING | HRCU-A-CB (Split System: Heat Pump with Remote Outdoor Unit-Air-Source) | 38MURAQ24AB3* |  |  | CNPV*3621AL* | PG80MSUA36040B** | 23400 | 16.5 | 8.5 | 25800 | 23800 | 92.25% | 1.98 | 0 | 10 |  |  |  | No | R-410A | 1.95 | Residential & Commercial | Ducted CEE Tier 1
213079215 | Central HP <5.4 tons | PAYNE HEATING AND COOLING | HRCU-A-CB (Split System: Heat Pump with Remote Outdoor Unit-Air-Source) | 38MURAQ36AB3* |  |  | CAP**3721AL* | PG80MSUA60080C** | 36600 | 16.5 | 8.5 | 38000 | 34600 | 91.05% | 2.08 | 0 | 10 |  |  |  | No | R-410A | 3.05 | Residential & Commercial | Ducted CEE Tier 1
213079767 | Central HP <5.4 tons | PAYNE HEATING AND COOLING | HRCU-A-CB (Split System: Heat Pump with Remote Outdoor Unit-Air-Source) | 38MURAQ36AB3* |  |  | CAP**4224AL* | PG92MSAA60100C** | 35400 | 16.5 | 8.1 | 38500 | 35000 | 90.91% | 1.88 | 0 | 10 |  |  |  | No | R-410A | 2.95 | Residential & Commercial | Ducted CEE Tier 1
213078737 | Central HP <5.4 tons | PAYNE HEATING AND COOLING | HRCU-A-CB (Split System: Heat Pump with Remote Outdoor Unit-Air-Source) | 38MURAQ36AB3* |  |  | CAP**4224AL* | PG80MS(A,L)A60110D** | 35600 | 16.5 | 8.1 | 38500 | 35000 | 90.91% | 1.9 | 0 | 10 |  |  |  | No | R-410A | 2.9667 | Residential & Commercial | Ducted CEE Tier 1
213078855 | Central HP <5.4 tons | PAYNE HEATING AND COOLING | HRCU-A-CB (Split System: Heat Pump with Remote Outdoor Unit-Air-Source) | 38MURAQ36AB3* |  |  | CAP**3721AL* | PG80MSUA60100C** | 36400 | 16 | 8.5 | 38000 | 34800 | 91.58% | 2.1 | 0 | 10 |  |  |  | No | R-410A | 3.0333 | Residential & Commercial | Ducted CEE Tier 1
213079071 | Central HP <5.4 tons | PAYNE HEATING AND COOLING | HRCU-A-CB (Split System: Heat Pump with Remote Outdoor Unit-Air-Source) | 38MURAQ36AB3* |  |  | CNPV*4821AL* | PG80MSUA36040B** | 35800 | 16.5 | 8.1 | 38500 | 34800 | 90.39% | 2 | 0 | 10 |  |  |  | No | R-410A | 2.9833 | Residential & Commercial | Ducted CEE Tier 1
213079239 | Central HP <5.4 tons | PAYNE HEATING AND COOLING | HRCU-A-CB (Split System: Heat Pump with Remote Outdoor Unit-Air-Source) | 38MURAQ36AB3* |  |  | CAP**4224AL* | PG80MSUA60080C** | 35200 | 16.5 | 8.1 | 38500 | 35000 | 90.91% | 1.9 | 0 | 10 |  |  |  | No | R-410A | 2.9333 | Residential & Commercial | Ducted CEE Tier 1
212975674 | Central HP <5.4 tons | PAYNE HEATING AND COOLING | HRCU-A-CB (Split System: Heat Pump with Remote Outdoor Unit-Air-Source) | 38MURAQ24AB3* |  |  | CAP**3017AL* | PG96VTAB36060A** | 23400 | 16.5 | 8.5 | 26400 | 24800 | 93.94% | 2.06 | 0 | 10 |  |  |  | No | R-410A | 1.95 | Residential & Commercial | Ducted CEE Tier 1
212975740 | Central HP <5.4 tons | PAYNE HEATING AND COOLING | HRCU-A-CB (Split System: Heat Pump with Remote Outdoor Unit-Air-Source) | 38MURAQ24AB3* |  |  | CNPV*3017AL* | PG96VTAB36060A** | 23400 | 16.5 | 8.1 | 26200 | 24600 | 93.89% | 2.04 | 0 | 10 |  |  |  | No | R-410A | 1.95 | Residential & Commercial | Ducted CEE Tier 1
214229135 | Central HP <5.4 tons | PAYNE HEATING AND COOLING | HRCU-A-CB (Split System: Heat Pump with Remote Outdoor Unit-Air-Source) | 38MURAQ24AB3* |  |  | CAP**2517AL* | PG80MSUA48060B** | 24200 | 17.5 | 8.5 | 25200 | 21200 | 84.13% | 1.8 | 0 | 10 |  |  |  | No | R-410A | 2.0167 | Residential & Commercial | Ducted CEE Tier 1
212986177 | Central HP <5.4 tons | PAYNE HEATING AND COOLING | HRCU-A-CB (Split System: Heat Pump with Remote Outdoor Unit-Air-Source) | 38MURAQ24AB3* |  |  | CAP**3017AL* | PG96MSAA30040A** | 23400 | 16 | 8.5 | 26400 | 24600 | 93.18% | 2.04 | 0 | 10 |  |  |  | No | R-410A | 1.95 | Residential & Commercial | Ducted CEE Tier 1
212986213 | Central HP <5.4 tons | PAYNE HEATING AND COOLING | HRCU-A-CB (Split System: Heat Pump with Remote Outdoor Unit-Air-Source) | 38MURAQ24AB3* |  |  | CNPV*2414AL* | PG96MSAA30040A** | 23200 | 16 | 8.5 | 27000 | 25200 | 93.33% | 2.1 | 0 | 10 |  |  |  | No | R-410A | 1.9333 | Residential & Commercial | Ducted CEE Tier 1
212986597 | Central HP <5.4 tons | PAYNE HEATING AND COOLING | HRCU-A-CB (Split System: Heat Pump with Remote Outdoor Unit-Air-Source) | 38MURAQ24AB3* |  |  | CAP**3721AL* | PG96MSAA36040B** | 24000 | 16 | 8.1 | 25200 | 22000 | 87.3% | 1.82 | 0 | 10 |  |  |  | No | R-410A | 2 | Residential & Commercial | Ducted CEE Tier 1
212986645 | Central HP <5.4 tons | PAYNE HEATING AND COOLING | HRCU-A-CB (Split System: Heat Pump with Remote Outdoor Unit-Air-Source) | 38MURAQ24AB3* |  |  | CNPV*3621AL* | PG96MSAA36040B** | 23200 | 15.5 | 8.1 | 26000 | 24400 | 93.85% | 2.02 | 0 | 10 |  |  |  | No | R-410A | 1.9333 | Residential & Commercial | Ducted CEE Tier 1
213079473 | Central HP <5.4 tons | PAYNE HEATING AND COOLING | HRCU-A-CB (Split System: Heat Pump with Remote Outdoor Unit-Air-Source) | 38MURAQ36AB3* |  |  | CNPV*4217AL* | PG92MSAA42060B** | 35400 | 16 | 8.1 | 38500 | 35000 | 90.91% | 1.94 | 0 | 10 |  |  |  | No | R-410A | 2.95 | Residential & Commercial | Ducted CEE Tier 1
213080125 | Central HP <5.4 tons | PAYNE HEATING AND COOLING | HRCU-A-CB (Split System: Heat Pump with Remote Outdoor Unit-Air-Source) | 38MURAQ36AB3* |  |  | CNPV*4821AL* | PG96MSAA48080B** | 35600 | 16 | 8.1 | 38500 | 35000 | 90.91% | 1.98 | 0 | 10 |  |  |  | No | R-410A | 2.9667 | Residential & Commercial | Ducted CEE Tier 1
213080053 | Central HP <5.4 tons | PAYNE HEATING AND COOLING | HRCU-A-CB (Split System: Heat Pump with Remote Outdoor Unit-Air-Source) | 38MURAQ36AB3* |  |  | CAP**4321AL* | PG96MSAA48080B** | 36400 | 15.5 | 8.5 | 38500 | 35000 | 90.91% | 2.06 | 0 | 10 |  |  |  | No | R-410A | 3.0333 | Residential & Commercial | Ducted CEE Tier 1
213080353 | Central HP <5.4 tons | PAYNE HEATING AND COOLING | HRCU-A-CB (Split System: Heat Pump with Remote Outdoor Unit-Air-Source) | 38MURAQ36AB3* |  |  | CNPV*4821AL* | PG96MSAA60100C** | 36000 | 16.5 | 8.1 | 38500 | 34800 | 90.39% | 2.02 | 0 | 10 |  |  |  | No | R-410A | 3 | Residential & Commercial | Ducted CEE Tier 1
213080862 | Central HP <5.4 tons | PAYNE HEATING AND COOLING | HRCU-A-CB (Split System: Heat Pump with Remote Outdoor Unit-Air-Source) | 38MURAQ36AB3* |  |  | CNPV*4821AL* | PG95MSUA60080C** | 35800 | 16.5 | 8.1 | 38500 | 35000 | 90.91% | 2 | 0 | 10 |  |  |  | No | R-410A | 2.9833 | Residential & Commercial | Ducted CEE Tier 1
216031613 | Central HP <5.4 tons | CONCORD | HRCU-A-C (Split System: Heat Pump with Remote Outdoor Unit with No Indoor Fan --Air Source) | 7SCP18V24P-**A |  |  | 7E[C,U]24BX-**+TDR |  | 23600 | 15.8 | 8.5 | 24000 | 20000 | 83.33% | 1.75 | 0 | 11.7 |  |  |  | No | R-454B | 1.9667 | Residential & Commercial | Ducted CEE Tier 1
215319066 | Central HP <5.4 tons | MIDEA | HRCU-A-CB (Split System: Heat Pump with Remote Outdoor Unit-Air-Source) | D5CURAH36AAK |  |  | D5FUAAH36XAK |  | 36000 | 16.2 | 8.7 | 36000 | 27000 | 75% | 2 | 0 | 10 |  |  |  | No | R-454B | 3 | Residential & Commercial | Ducted CEE Tier 1
213500527 | Central HP <5.4 tons | Bladex | HRCU-A-CB (Split System: Heat Pump with Remote Outdoor Unit-Air-Source) | BX30S-36HPHYHA |  |  | BLA-36HWAHU1 |  | 35000 | 16.3 | 9.5 | 39000 | 38000 | 97.44% | 1.8 | 0 | 11.7 |  |  |  | No | R-410A | 2.9167 | Residential & Commercial | Ducted CEE Tier 1
216031615 | Central HP <5.4 tons | CONCORD | HRCU-A-C (Split System: Heat Pump with Remote Outdoor Unit with No Indoor Fan --Air Source) | 7SCP18V60P-**A |  |  | 7E[C,U]48CX-**+TDR |  | 47500 | 15.2 | 8.5 | 48000 | 39000 | 81.25% | 1.75 | 0 | 10 |  |  |  | No | R-454B | 3.9583 | Residential & Commercial | Ducted CEE Tier 1
212972643 | Central HP <5.4 tons | PAYNE HEATING AND COOLING | HRCU-A-CB (Split System: Heat Pump with Remote Outdoor Unit-Air-Source) | 38MURAQ36AB3* |  |  | CAP**4824AL* | PG80VTLB66135D** | 35800 | 16.5 | 8.5 | 37800 | 34800 | 92.06% | 2 | 0 | 10 |  |  |  | No | R-410A | 2.9833 | Residential & Commercial | Ducted CEE Tier 1
212384351 | Central HP <5.4 tons | PAYNE HEATING AND COOLING | HRCU-A-CB (Split System: Heat Pump with Remote Outdoor Unit-Air-Source) | 38MURAQ36AB3* |  |  | CNPV*4217AL* | PG80ESUA48060B** | 36400 | 15.5 | 8.1 | 39500 | 35000 | 88.61% | 1.98 | 0 | 10 |  |  |  | No | R-410A | 3.0333 | Residential & Commercial | Ducted CEE Tier 1
211226695 | Central HP <5.4 tons | PAYNE HEATING AND COOLING | HRCU-A-CB (Split System: Heat Pump with Remote Outdoor Unit-Air-Source) | 38MURAQ36AB3* |  |  | CAP**3717AL* | PG95ESUA48060B** | 36200 | 15.5 | 8.5 | 38500 | 35000 | 90.91% | 2.02 | 0 | 10 |  |  |  | No | R-410A | 3.0167 | Residential & Commercial | Ducted CEE Tier 1
211228248 | Central HP <5.4 tons | PAYNE HEATING AND COOLING | HRCU-A-CB (Split System: Heat Pump with Remote Outdoor Unit-Air-Source) | 38MURAQ36AB3* |  |  | CAP**4321AL* | PG80ES(A,L)A42090B** | 37000 | 16 | 8.5 | 38500 | 34800 | 90.39% | 2.1 | 0 | 10 |  |  |  | No | R-410A | 3.0833 | Residential & Commercial | Ducted CEE Tier 1
211228284 | Central HP <5.4 tons | PAYNE HEATING AND COOLING | HRCU-A-CB (Split System: Heat Pump with Remote Outdoor Unit-Air-Source) | 38MURAQ36AB3* |  |  | CAP**4321AL* | PG80ES(A,L)A60110C** | 37000 | 16 | 8.5 | 38500 | 34800 | 90.39% | 2.12 | 0 | 10 |  |  |  | No | R-410A | 3.0833 | Residential & Commercial | Ducted CEE Tier 1
211228750 | Central HP <5.4 tons | PAYNE HEATING AND COOLING | HRCU-A-CB (Split System: Heat Pump with Remote Outdoor Unit-Air-Source) | 38MURAQ36AB3* |  |  | CAP**4821AL* | PG80ES(A,L)A36070B** | 36000 | 15.5 | 8.5 | 38500 | 34800 | 90.39% | 2.06 | 0 | 10 |  |  |  | No | R-410A | 3 | Residential & Commercial | Ducted CEE Tier 1
212983648 | Central HP <5.4 tons | PAYNE HEATING AND COOLING | HRCU-A-CB (Split System: Heat Pump with Remote Outdoor Unit-Air-Source) | 38MURAQ18AB3* |  |  | CAP**2417AL* | PG92MSAA36060A** | 17600 | 16 | 8.5 | 18500 | 19400 | 104.9% | 2.34 | 0 | 10.5 |  |  |  | No | R-410A | 1.4667 | Residential & Commercial | Ducted CEE Tier 1
212975476 | Central HP <5.4 tons | PAYNE HEATING AND COOLING | HRCU-A-CB (Split System: Heat Pump with Remote Outdoor Unit-Air-Source) | 38MURAQ18AB3* |  |  | CNPV*3014AL* | PG96VTAB36060A** | 17400 | 16 | 8.1 | 18000 | 18700 | 103.9% | 2.24 | 0 | 11 |  |  |  | No | R-410A | 1.45 | Residential & Commercial | Ducted CEE Tier 1
212985945 | Central HP <5.4 tons | PAYNE HEATING AND COOLING | HRCU-A-CB (Split System: Heat Pump with Remote Outdoor Unit-Air-Source) | 38MURAQ18AB3* |  |  | CNPV*2414AL* | PG96MSAA30026A** | 17300 | 20 | 8.1 | 18300 | 19200 | 104.9% | 2.3 | 0 | 10.5 |  |  |  | No | R-410A | 1.4417 | Residential & Commercial | Ducted CEE Tier 1
212986345 | Central HP <5.4 tons | PAYNE HEATING AND COOLING | HRCU-A-CB (Split System: Heat Pump with Remote Outdoor Unit-Air-Source) | 38MURAQ18AB3* |  |  | CNPV*2414AL* | PG96MSAA30040A** | 17400 | 15.5 | 8.5 | 18500 | 19200 | 103.8% | 2.3 | 0 | 10.5 |  |  |  | No | R-410A | 1.45 | Residential & Commercial | Ducted CEE Tier 1
212986381 | Central HP <5.4 tons | PAYNE HEATING AND COOLING | HRCU-A-CB (Split System: Heat Pump with Remote Outdoor Unit-Air-Source) | 38MURAQ18AB3* |  |  | CNPV*3017AL* | PG96MSAA30040A** | 17600 | 16 | 8.1 | 18200 | 18700 | 102.7% | 2.24 | 0 | 11 |  |  |  | No | R-410A | 1.4667 | Residential & Commercial | Ducted CEE Tier 1
212971458 | Central HP <5.4 tons | PAYNE HEATING AND COOLING | HRCU-A-CB (Split System: Heat Pump with Remote Outdoor Unit-Air-Source) | 38MURAQ18AB3* |  |  | CAP**2517AL* | PG80VTLB48070B** | 18000 | 16.5 | 8.5 | 17900 | 17700 | 98.88% | 2.14 | 0 | 11 |  |  |  | No | R-410A | 1.5 | Residential & Commercial | Ducted CEE Tier 1
211259934 | Central HP <5.4 tons | PAYNE HEATING AND COOLING | HRCU-A-CB (Split System: Heat Pump with Remote Outdoor Unit-Air-Source) | 38MURAQ18AB3* |  |  | CAP**1917AL* | PG92ESAA36060A** | 18700 | 16.5 | 8.5 | 18600 | 17500 | 94.09% | 2.14 | 0 | 11 |  |  |  | No | R-410A | 1.5583 | Residential & Commercial | Ducted CEE Tier 1
211260202 | Central HP <5.4 tons | PAYNE HEATING AND COOLING | HRCU-A-CB (Split System: Heat Pump with Remote Outdoor Unit-Air-Source) | 38MURAQ18AB3* |  |  | CAP**2414AL* | PG92ESAA36060A** | 18100 | 16 | 9 | 18900 | 18900 | 100% | 2.28 | 0 | 10.5 |  |  |  | No | R-410A | 1.5083 | Residential & Commercial | Ducted CEE Tier 1
211245981 | Central HP <5.4 tons | PAYNE HEATING AND COOLING | HRCU-A-CB (Split System: Heat Pump with Remote Outdoor Unit-Air-Source) | 38MURAQ24AB3* |  |  | FV4CN(B,F)003L |  | 24400 | 17.5 | 8.5 | 26000 | 22400 | 86.15% | 1.88 | 0 | 10.5 |  |  |  | No | R-410A | 2.0333 | Residential & Commercial | Ducted CEE Tier 1
211242888 | Central HP <5.4 tons | PAYNE HEATING AND COOLING | HRCU-A-CB (Split System: Heat Pump with Remote Outdoor Unit-Air-Source) | 38MURAQ24AB3* |  |  | CAP**3717AL* | PG80ESUA36040B** | 24400 | 17.5 | 8.5 | 25400 | 21800 | 85.83% | 1.82 | 0 | 10.5 |  |  |  | No | R-410A | 2.0333 | Residential & Commercial | Ducted CEE Tier 1
211243959 | Central HP <5.4 tons | PAYNE HEATING AND COOLING | HRCU-A-CB (Split System: Heat Pump with Remote Outdoor Unit-Air-Source) | 38MURAQ24AB3* |  |  | CNPV*2417AL* | PG95ESUA48060B** | 23800 | 16.5 | 8.5 | 26800 | 23400 | 87.31% | 1.92 | 0 | 10 |  |  |  | No | R-410A | 1.9833 | Residential & Commercial | Ducted CEE Tier 1
211244642 | Central HP <5.4 tons | PAYNE HEATING AND COOLING | HRCU-A-CB (Split System: Heat Pump with Remote Outdoor Unit-Air-Source) | 38MURAQ24AB3* |  |  | CNPV*3017AL* | PG96VTAA36060A** | 23600 | 16.5 | 8.1 | 25800 | 23800 | 92.25% | 1.98 | 0 | 10 |  |  |  | No | R-410A | 1.9667 | Residential & Commercial | Ducted CEE Tier 1
211241099 | Central HP <5.4 tons | PAYNE HEATING AND COOLING | HRCU-A-CB (Split System: Heat Pump with Remote Outdoor Unit-Air-Source) | 38MURAQ24AB3* |  |  | CAP**2517AL* | PG80ES(A,L)A42090B** | 25200 | 17 | 8.5 | 25800 | 20800 | 80.62% | 1.76 | 0 | 10.5 |  |  |  | No | R-410A | 2.1 | Residential & Commercial | Ducted CEE Tier 1
211241133 | Central HP <5.4 tons | PAYNE HEATING AND COOLING | HRCU-A-CB (Split System: Heat Pump with Remote Outdoor Unit-Air-Source) | 38MURAQ24AB3* |  |  | CAP**2517AL* | PG92ESAA48080B** | 25000 | 17.5 | 8.5 | 25600 | 21000 | 82.03% | 1.78 | 0 | 10.5 |  |  |  | No | R-410A | 2.0833 | Residential & Commercial | Ducted CEE Tier 1
211241450 | Central HP <5.4 tons | PAYNE HEATING AND COOLING | HRCU-A-CB (Split System: Heat Pump with Remote Outdoor Unit-Air-Source) | 38MURAQ24AB3* |  |  | CAP**3017AL* | PG80ES(A,L)A48070B** | 24800 | 16 | 8.5 | 26800 | 22200 | 82.84% | 1.82 | 0 | 10 |  |  |  | No | R-410A | 2.0667 | Residential & Commercial | Ducted CEE Tier 1
211260388 | Central HP <5.4 tons | PAYNE HEATING AND COOLING | HRCU-A-CB (Split System: Heat Pump with Remote Outdoor Unit-Air-Source) | 38MURAQ18AB3* |  |  | CAP**2417AL* | PG80VTLA36045A** | 17600 | 16.5 | 8.5 | 18500 | 19100 | 103.2% | 2.3 | 0 | 10.5 |  |  |  | No | R-410A | 1.4667 | Residential & Commercial | Ducted CEE Tier 1
211260521 | Central HP <5.4 tons | PAYNE HEATING AND COOLING | HRCU-A-CB (Split System: Heat Pump with Remote Outdoor Unit-Air-Source) | 38MURAQ18AB3* |  |  | CAP**2417AL* | PG96VTAA42060B** | 17600 | 15.5 | 8.5 | 18600 | 19100 | 102.7% | 2.3 | 0 | 10.5 |  |  |  | No | R-410A | 1.4667 | Residential & Commercial | Ducted CEE Tier 1
211260589 | Central HP <5.4 tons | PAYNE HEATING AND COOLING | HRCU-A-CB (Split System: Heat Pump with Remote Outdoor Unit-Air-Source) | 38MURAQ18AB3* |  |  | CAP**2417AL* | PG92ESAA42060B** | 17700 | 16.5 | 8.5 | 18500 | 19100 | 103.2% | 2.3 | 0 | 10.5 |  |  |  | No | R-410A | 1.475 | Residential & Commercial | Ducted CEE Tier 1
211261826 | Central HP <5.4 tons | PAYNE HEATING AND COOLING | HRCU-A-CB (Split System: Heat Pump with Remote Outdoor Unit-Air-Source) | 38MURAQ18AB3* |  |  | CAP**3017AL* | PG80VTLA48070B** | 17500 | 16.5 | 8.5 | 17900 | 18600 | 103.9% | 2.24 | 0 | 10.5 |  |  |  | No | R-410A | 1.4583 | Residential & Commercial | Ducted CEE Tier 1
211261841 | Central HP <5.4 tons | PAYNE HEATING AND COOLING | HRCU-A-CB (Split System: Heat Pump with Remote Outdoor Unit-Air-Source) | 38MURAQ18AB3* |  |  | CAP**3017AL* | PG95ESAA30040A** | 17900 | 15.5 | 8.5 | 18500 | 18500 | 100% | 2.22 | 0 | 10.5 |  |  |  | No | R-410A | 1.4917 | Residential & Commercial | Ducted CEE Tier 1
212984711 | Central HP <5.4 tons | PAYNE HEATING AND COOLING | HRCU-A-CB (Split System: Heat Pump with Remote Outdoor Unit-Air-Source) | 38MURAQ18AB3* |  |  | CAP**2417AL* | PG92MSAA48080B** | 17700 | 16.5 | 8.5 | 18700 | 19300 | 103.2% | 2.32 | 0 | 10.5 |  |  |  | No | R-410A | 1.475 | Residential & Commercial | Ducted CEE Tier 1
212985915 | Central HP <5.4 tons | PAYNE HEATING AND COOLING | HRCU-A-CB (Split System: Heat Pump with Remote Outdoor Unit-Air-Source) | 38MURAQ18AB3* |  |  | CAP**3014AL* | PG96MSAA30026A** | 17400 | 16 | 8.5 | 18000 | 18800 | 104.4% | 2.26 | 0 | 10.5 |  |  |  | No | R-410A | 1.45 | Residential & Commercial | Ducted CEE Tier 1
211241533 | Central HP <5.4 tons | PAYNE HEATING AND COOLING | HRCU-A-CB (Split System: Heat Pump with Remote Outdoor Unit-Air-Source) | 38MURAQ24AB3* |  |  | CAP**3017AL* | PG96VTAA36040B** | 23200 | 16 | 8.5 | 25800 | 24200 | 93.8% | 2 | 0 | 10 |  |  |  | No | R-410A | 1.9333 | Residential & Commercial | Ducted CEE Tier 1
211241685 | Central HP <5.4 tons | PAYNE HEATING AND COOLING | HRCU-A-CB (Split System: Heat Pump with Remote Outdoor Unit-Air-Source) | 38MURAQ24AB3* |  |  | CAP**3017AL* | PG92ESAA36060A** | 23400 | 17 | 8.5 | 25800 | 24200 | 93.8% | 2.02 | 0 | 10 |  |  |  | No | R-410A | 1.95 | Residential & Commercial | Ducted CEE Tier 1
211241718 | Central HP <5.4 tons | PAYNE HEATING AND COOLING | HRCU-A-CB (Split System: Heat Pump with Remote Outdoor Unit-Air-Source) | 38MURAQ24AB3* |  |  | CAP**3017AL* | PG95ESAA42060B** | 24600 | 16 | 8.5 | 26800 | 22600 | 84.33% | 1.84 | 0 | 10 |  |  |  | No | R-410A | 2.05 | Residential & Commercial | Ducted CEE Tier 1
211241886 | Central HP <5.4 tons | PAYNE HEATING AND COOLING | HRCU-A-CB (Split System: Heat Pump with Remote Outdoor Unit-Air-Source) | 38MURAQ24AB3* |  |  | CAP**3617AL* | PG80ES(A,L)A48070B** | 25000 | 16 | 8.5 | 26800 | 21800 | 81.34% | 1.8 | 0 | 10 |  |  |  | No | R-410A | 2.0833 | Residential & Commercial | Ducted CEE Tier 1
211241969 | Central HP <5.4 tons | PAYNE HEATING AND COOLING | HRCU-A-CB (Split System: Heat Pump with Remote Outdoor Unit-Air-Source) | 38MURAQ24AB3* |  |  | CAP**3617AL* | PG96VTAA36040B** | 23400 | 16 | 8.5 | 25800 | 23600 | 91.47% | 1.96 | 0 | 10 |  |  |  | No | R-410A | 1.95 | Residential & Commercial | Ducted CEE Tier 1
212984027 | Central HP <5.4 tons | PAYNE HEATING AND COOLING | HRCU-A-CB (Split System: Heat Pump with Remote Outdoor Unit-Air-Source) | 38MURAQ24AB3* |  |  | CAP**2417AL* | PG92MSAA42060B** | 23400 | 17 | 8.5 | 26800 | 26400 | 98.51% | 2.24 | 0 | 10 |  |  |  | No | R-410A | 1.95 | Residential & Commercial | Ducted CEE Tier 1
212985031 | Central HP <5.4 tons | PAYNE HEATING AND COOLING | HRCU-A-CB (Split System: Heat Pump with Remote Outdoor Unit-Air-Source) | 38MURAQ24AB3* |  |  | CAP**3621AL* | PG92MSAA60080C** | 23600 | 17.5 | 8.5 | 26000 | 24000 | 92.31% | 2.02 | 0 | 10 |  |  |  | No | R-410A | 1.9667 | Residential & Commercial | Ducted CEE Tier 1
211228869 | Central HP <5.4 tons | PAYNE HEATING AND COOLING | HRCU-A-CB (Split System: Heat Pump with Remote Outdoor Unit-Air-Source) | 38MURAQ36AB3* |  |  | CAP**4821AL* | PG80ESUA48060B** | 36600 | 16 | 8.5 | 38500 | 34800 | 90.39% | 2.08 | 0 | 10 |  |  |  | No | R-410A | 3.05 | Residential & Commercial | Ducted CEE Tier 1
211229319 | Central HP <5.4 tons | PAYNE HEATING AND COOLING | HRCU-A-CB (Split System: Heat Pump with Remote Outdoor Unit-Air-Source) | 38MURAQ36AB3* |  |  | CAP**4824AL* | PG80ES(A,L)A60135D** | 36200 | 16 | 8.5 | 38500 | 34600 | 89.87% | 2.06 | 0 | 10 |  |  |  | No | R-410A | 3.0167 | Residential & Commercial | Ducted CEE Tier 1
211229450 | Central HP <5.4 tons | PAYNE HEATING AND COOLING | HRCU-A-CB (Split System: Heat Pump with Remote Outdoor Unit-Air-Source) | 38MURAQ36AB3* |  |  | CAP**4824AL* | PG92ESAA60100C** | 35600 | 16.5 | 8.5 | 37800 | 34600 | 91.53% | 2.04 | 0 | 10 |  |  |  | No | R-410A | 2.9667 | Residential & Commercial | Ducted CEE Tier 1
211229602 | Central HP <5.4 tons | PAYNE HEATING AND COOLING | HRCU-A-CB (Split System: Heat Pump with Remote Outdoor Unit-Air-Source) | 38MURAQ36AB3* |  |  | CAP**4824AL* | PG96VTAA60100C** | 36400 | 15.5 | 8.5 | 38500 | 34800 | 90.39% | 2.08 | 0 | 10 |  |  |  | No | R-410A | 3.0333 | Residential & Commercial | Ducted CEE Tier 1
211229969 | Central HP <5.4 tons | PAYNE HEATING AND COOLING | HRCU-A-CB (Split System: Heat Pump with Remote Outdoor Unit-Air-Source) | 38MURAQ36AB3* |  |  | CNPV*4821AL* | PG80ES(A,L)A60110C** | 36200 | 16.5 | 8.1 | 38500 | 34800 | 90.39% | 2.02 | 0 | 10.5 |  |  |  | No | R-410A | 3.0167 | Residential & Commercial | Ducted CEE Tier 1
211230839 | Central HP <5.4 tons | PAYNE HEATING AND COOLING | HRCU-A-CB (Split System: Heat Pump with Remote Outdoor Unit-Air-Source) | 38MURAQ36AB3* |  |  | PF4MNP042L* |  | 37000 | 16 | 8.1 | 38500 | 34800 | 90.39% | 2 | 0 | 10 |  |  |  | No | R-410A | 3.0833 | Residential & Commercial | Ducted CEE Tier 1
211230905 | Central HP <5.4 tons | PAYNE HEATING AND COOLING | HRCU-A-CB (Split System: Heat Pump with Remote Outdoor Unit-Air-Source) | 38MURAQ36AB3* |  |  | PF4MNB037L |  | 35800 | 16.5 | 8.1 | 38500 | 34600 | 89.87% | 1.94 | 0 | 10 |  |  |  | No | R-410A | 2.9833 | Residential & Commercial | Ducted CEE Tier 1
212986249 | Central HP <5.4 tons | PAYNE HEATING AND COOLING | HRCU-A-CB (Split System: Heat Pump with Remote Outdoor Unit-Air-Source) | 38MURAQ24AB3* |  |  | CNPV*3017AL* | PG96MSAA30040A** | 23400 | 16 | 8.1 | 26400 | 24400 | 92.42% | 2.02 | 0 | 10 |  |  |  | No | R-410A | 1.95 | Residential & Commercial | Ducted CEE Tier 1
212986969 | Central HP <5.4 tons | PAYNE HEATING AND COOLING | HRCU-A-CB (Split System: Heat Pump with Remote Outdoor Unit-Air-Source) | 38MURAQ24AB3* |  |  | CNPV*3617AL* | PG96MSAA36060A** | 23600 | 16.5 | 8.1 | 26400 | 24200 | 91.67% | 2.02 | 0 | 10 |  |  |  | No | R-410A | 1.9667 | Residential & Commercial | Ducted CEE Tier 1
212987437 | Central HP <5.4 tons | PAYNE HEATING AND COOLING | HRCU-A-CB (Split System: Heat Pump with Remote Outdoor Unit-Air-Source) | 38MURAQ24AB3* |  |  | CAP**3721AL* | PG96MSAA48080B** | 24400 | 18 | 9 | 29200 | 25200 | 86.3% | 2.1 | 0 | 10.5 |  |  |  | No | R-410A | 2.0333 | Residential & Commercial | Ducted CEE Tier 1
212987485 | Central HP <5.4 tons | PAYNE HEATING AND COOLING | HRCU-A-CB (Split System: Heat Pump with Remote Outdoor Unit-Air-Source) | 38MURAQ24AB3* |  |  | CNPV*3621AL* | PG96MSAA48080B** | 23800 | 17 | 8.5 | 26400 | 24000 | 90.91% | 1.98 | 0 | 10.5 |  |  |  | No | R-410A | 1.9833 | Residential & Commercial | Ducted CEE Tier 1
212989611 | Central HP <5.4 tons | PAYNE HEATING AND COOLING | HRCU-A-CB (Split System: Heat Pump with Remote Outdoor Unit-Air-Source) | 38MURAQ24AB3* |  |  | CAP**3721AL* | PG95MSUA60080C** | 24000 | 17.5 | 8.5 | 25200 | 21800 | 86.51% | 1.82 | 0 | 10 |  |  |  | No | R-410A | 2 | Residential & Commercial | Ducted CEE Tier 1
212974953 | Central HP <5.4 tons | PAYNE HEATING AND COOLING | HRCU-A-CB (Split System: Heat Pump with Remote Outdoor Unit-Air-Source) | 38MURAQ24AB3* |  |  | CAP**3014AL* | PG96VTAB30040A** | 23200 | 16 | 8.5 | 26400 | 25000 | 94.7% | 2.08 | 0 | 10 |  |  |  | No | R-410A | 1.9333 | Residential & Commercial | Ducted CEE Tier 1
212975018 | Central HP <5.4 tons | PAYNE HEATING AND COOLING | HRCU-A-CB (Split System: Heat Pump with Remote Outdoor Unit-Air-Source) | 38MURAQ24AB3* |  |  | CNPV*2417AL* | PG96VTAB30040A** | 23200 | 15.5 | 8.5 | 27000 | 25000 | 92.59% | 2.06 | 0 | 10 |  |  |  | No | R-410A | 1.9333 | Residential & Commercial | Ducted CEE Tier 1
212985965 | Central HP <5.4 tons | PAYNE HEATING AND COOLING | HRCU-A-CB (Split System: Heat Pump with Remote Outdoor Unit-Air-Source) | 38MURAQ18AB3* |  |  | CNPV*3014AL* | PG96MSAA30026A** | 17500 | 16 | 8.1 | 18100 | 18600 | 102.8% | 2.24 | 0 | 11 |  |  |  | No | R-410A | 1.4583 | Residential & Commercial | Ducted CEE Tier 1
212986669 | Central HP <5.4 tons | PAYNE HEATING AND COOLING | HRCU-A-CB (Split System: Heat Pump with Remote Outdoor Unit-Air-Source) | 38MURAQ18AB3* |  |  | CAP**2417AL* | PG96MSAA36040B** | 17200 | 15.5 | 8.5 | 18300 | 19400 | 106% | 2.32 | 0 | 10 |  |  |  | No | R-410A | 1.4333 | Residential & Commercial | Ducted CEE Tier 1
212986717 | Central HP <5.4 tons | PAYNE HEATING AND COOLING | HRCU-A-CB (Split System: Heat Pump with Remote Outdoor Unit-Air-Source) | 38MURAQ18AB3* |  |  | CNPV*3017AL* | PG96MSAA36040B** | 17400 | 15.5 | 8.1 | 18100 | 18700 | 103.3% | 2.24 | 0 | 10.5 |  |  |  | No | R-410A | 1.45 | Residential & Commercial | Ducted CEE Tier 1
212987521 | Central HP <5.4 tons | PAYNE HEATING AND COOLING | HRCU-A-CB (Split System: Heat Pump with Remote Outdoor Unit-Air-Source) | 38MURAQ18AB3* |  |  | CAP**2517AL* | PG96MSAA48080B** | 18200 | 16.5 | 8.5 | 18100 | 17600 | 97.24% | 2.14 | 0 | 11 |  |  |  | No | R-410A | 1.5167 | Residential & Commercial | Ducted CEE Tier 1
212989275 | Central HP <5.4 tons | PAYNE HEATING AND COOLING | HRCU-A-CB (Split System: Heat Pump with Remote Outdoor Unit-Air-Source) | 38MURAQ18AB3* |  |  | CAP**2417AL* | PG95MSUA48060B** | 17300 | 16.5 | 8.5 | 18200 | 19400 | 106.6% | 2.34 | 0 | 10.5 |  |  |  | No | R-410A | 1.4417 | Residential & Commercial | Ducted CEE Tier 1
212977744 | Central HP <5.4 tons | PAYNE HEATING AND COOLING | HRCU-A-CB (Split System: Heat Pump with Remote Outdoor Unit-Air-Source) | 38MURAQ18AB3* |  |  | CAP**2517AL* | PG80MS(A,L)A36045A** | 18000 | 16.5 | 8.5 | 17900 | 17700 | 98.88% | 2.14 | 0 | 11 |  |  |  | No | R-410A | 1.5 | Residential & Commercial | Ducted CEE Tier 1
212975652 | Central HP <5.4 tons | PAYNE HEATING AND COOLING | HRCU-A-CB (Split System: Heat Pump with Remote Outdoor Unit-Air-Source) | 38MURAQ24AB3* |  |  | CAP**2517AL* | PG96VTAB36060A** | 24000 | 17 | 8.5 | 25000 | 21800 | 87.2% | 1.82 | 0 | 10 |  |  |  | No | R-410A | 2 | Residential & Commercial | Ducted CEE Tier 1
212976021 | Central HP <5.4 tons | PAYNE HEATING AND COOLING | HRCU-A-CB (Split System: Heat Pump with Remote Outdoor Unit-Air-Source) | 38MURAQ24AB3* |  |  | CAP**3017AL* | PG96VTAB48080B** | 23400 | 17 | 8.5 | 26200 | 25000 | 95.42% | 2.08 | 0 | 10 |  |  |  | No | R-410A | 1.95 | Residential & Commercial | Ducted CEE Tier 1
212979931 | Central HP <5.4 tons | PAYNE HEATING AND COOLING | HRCU-A-CB (Split System: Heat Pump with Remote Outdoor Unit-Air-Source) | 38MURAQ24AB3* |  |  | CNPV*3621AL* | PG80MS(A,L)A42090B** | 23600 | 17 | 8.5 | 26400 | 24400 | 92.42% | 2.02 | 0 | 10.5 |  |  |  | No | R-410A | 1.9667 | Residential & Commercial | Ducted CEE Tier 1
212981702 | Central HP <5.4 tons | PAYNE HEATING AND COOLING | HRCU-A-CB (Split System: Heat Pump with Remote Outdoor Unit-Air-Source) | 38MURAQ24AB3* |  |  | CAP**2517AL* | PG80MSUA60100C** | 24400 | 17 | 8.5 | 25200 | 21600 | 85.71% | 1.8 | 0 | 10 |  |  |  | No | R-410A | 2.0333 | Residential & Commercial | Ducted CEE Tier 1
212981786 | Central HP <5.4 tons | PAYNE HEATING AND COOLING | HRCU-A-CB (Split System: Heat Pump with Remote Outdoor Unit-Air-Source) | 38MURAQ24AB3* |  |  | CNPV*3017AL* | PG80MSUA60100C** | 23800 | 16.5 | 8.5 | 26400 | 24000 | 90.91% | 1.98 | 0 | 10.5 |  |  |  | No | R-410A | 1.9833 | Residential & Commercial | Ducted CEE Tier 1
212983142 | Central HP <5.4 tons | PAYNE HEATING AND COOLING | HRCU-A-CB (Split System: Heat Pump with Remote Outdoor Unit-Air-Source) | 38MURAQ24AB3* |  |  | CAP**2517AL* | PG92MSAA36040B** | 24000 | 16 | 8.1 | 25200 | 22000 | 87.3% | 1.82 | 0 | 10 |  |  |  | No | R-410A | 2 | Residential & Commercial | Ducted CEE Tier 1
212983241 | Central HP <5.4 tons | PAYNE HEATING AND COOLING | HRCU-A-CB (Split System: Heat Pump with Remote Outdoor Unit-Air-Source) | 38MURAQ24AB3* |  |  | CNPV*3621AL* | PG92MSAA36040B** | 23400 | 15.5 | 8.1 | 26200 | 24200 | 92.37% | 1.98 | 0 | 10 |  |  |  | No | R-410A | 1.95 | Residential & Commercial | Ducted CEE Tier 1
212985229 | Central HP <5.4 tons | PAYNE HEATING AND COOLING | HRCU-A-CB (Split System: Heat Pump with Remote Outdoor Unit-Air-Source) | 38MURAQ36AB3* |  |  | CAP**4821AL* | PG92MSAA60100C** | 35800 | 16.5 | 8.5 | 37800 | 34600 | 91.53% | 2.02 | 0 | 10 |  |  |  | No | R-410A | 2.9833 | Residential & Commercial | Ducted CEE Tier 1
212989491 | Central HP <5.4 tons | PAYNE HEATING AND COOLING | HRCU-A-CB (Split System: Heat Pump with Remote Outdoor Unit-Air-Source) | 38MURAQ36AB3* |  |  | CAP**4821AL* | PG95MSUA60080C** | 35600 | 16.5 | 8.5 | 37800 | 34600 | 91.53% | 2.02 | 0 | 10 |  |  |  | No | R-410A | 2.9667 | Residential & Commercial | Ducted CEE Tier 1
213076498 | Central HP <5.4 tons | PAYNE HEATING AND COOLING | HRCU-A-CB (Split System: Heat Pump with Remote Outdoor Unit-Air-Source) | 38MURAQ36AB3* |  |  | CAP**3721AL* | PG80VTLB48070B** | 36200 | 16 | 8.5 | 38000 | 34800 | 91.58% | 2.04 | 0 | 10 |  |  |  | No | R-410A | 3.0167 | Residential & Commercial | Ducted CEE Tier 1
213076598 | Central HP <5.4 tons | PAYNE HEATING AND COOLING | HRCU-A-CB (Split System: Heat Pump with Remote Outdoor Unit-Air-Source) | 38MURAQ36AB3* |  |  | CAP**3721AL* | PG80VTLB48090B** | 36200 | 16 | 8.5 | 38000 | 34800 | 91.58% | 2.04 | 0 | 10 |  |  |  | No | R-410A | 3.0167 | Residential & Commercial | Ducted CEE Tier 1
213076696 | Central HP <5.4 tons | PAYNE HEATING AND COOLING | HRCU-A-CB (Split System: Heat Pump with Remote Outdoor Unit-Air-Source) | 38MURAQ36AB3* |  |  | CNPV*4221AL* | PG80VTLB60090C** | 35600 | 15.5 | 8.1 | 39000 | 35200 | 90.26% | 1.9 | 0 | 10 |  |  |  | No | R-410A | 2.9667 | Residential & Commercial | Ducted CEE Tier 1
213076864 | Central HP <5.4 tons | PAYNE HEATING AND COOLING | HRCU-A-CB (Split System: Heat Pump with Remote Outdoor Unit-Air-Source) | 38MURAQ36AB3* |  |  | CNPV*4824AL* | PG80VTLB66135D** | 36000 | 16.5 | 8.1 | 38500 | 28400 | 73.77% | 1.96 | 0 | 10 |  |  |  | No | R-410A | 3 | Residential & Commercial | Ducted CEE Tier 1
213077600 | Central HP <5.4 tons | PAYNE HEATING AND COOLING | HRCU-A-CB (Split System: Heat Pump with Remote Outdoor Unit-Air-Source) | 38MURAQ36AB3* |  |  | CAP**3721AL* | PG96VTAB60100C** | 36200 | 16.5 | 8.5 | 38000 | 34800 | 91.58% | 2.04 | 0 | 10 |  |  |  | No | R-410A | 3.0167 | Residential & Commercial | Ducted CEE Tier 1
213078353 | Central HP <5.4 tons | PAYNE HEATING AND COOLING | HRCU-A-CB (Split System: Heat Pump with Remote Outdoor Unit-Air-Source) | 38MURAQ36AB3* |  |  | CNPV*4217AL* | PG80MS(A,L)A42090B** | 35600 | 16 | 8.1 | 38500 | 35000 | 90.91% | 1.94 | 0 | 10 |  |  |  | No | R-410A | 2.9667 | Residential & Commercial | Ducted CEE Tier 1
213078521 | Central HP <5.4 tons | PAYNE HEATING AND COOLING | HRCU-A-CB (Split System: Heat Pump with Remote Outdoor Unit-Air-Source) | 38MURAQ36AB3* |  |  | CAP**4224AL* | PG80MS(A,L)A60090C** | 35400 | 16.5 | 8.1 | 38500 | 35000 | 90.91% | 1.9 | 0 | 10 |  |  |  | No | R-410A | 2.95 | Residential & Commercial | Ducted CEE Tier 1
215319077 | Central HP <5.4 tons | MIDEA | HRCU-A-CB (Split System: Heat Pump with Remote Outdoor Unit-Air-Source) | D5CLHAH36AAK |  |  | D5FLAAH36XAK |  | 36000 | 17.3 | 9.5 | 38000 | 38000 | 100% | 2.06 | 0 | 11.7 |  |  |  | No | R-454B | 3 | Residential & Commercial | Ducted CEE Tier 1
213062300 | Central HP <5.4 tons | Kepler | HRCU-A-CB (Split System: Heat Pump with Remote Outdoor Unit-Air-Source) | AZPNS/24ROD |  |  | AZPN/24WAH |  | 24000 | 17 | 9.2 | 26000 | 19400 | 74.62% | 2.1 | 11.3 | 10.5 |  |  |  | No | R-410A | 2 | Residential & Commercial | Ducted CEE Tier 1
208447890 | Central HP <5.4 tons | BRYANT | HRCU-A-CB (Split System: Heat Pump with Remote Outdoor Unit-Air-Source) | 38MURAQ24AA3 |  |  | 40MUAAQ24XA3 |  | 24000 | 17 | 9.2 | 26000 | 19400 | 74.62% | 2.1 | 11.3 | 10.5 |  |  |  | No | R-410A | 2 | Residential & Commercial | Ducted CEE Tier 1
213078653 | Central HP <5.4 tons | PAYNE HEATING AND COOLING | HRCU-A-CB (Split System: Heat Pump with Remote Outdoor Unit-Air-Source) | 38MURAQ36AB3* |  |  | CAP**4321AL* | PG80MS(A,L)A60110C** | 36600 | 16.5 | 8.5 | 38000 | 34800 | 91.58% | 2.06 | 0 | 10 |  |  |  | No | R-410A | 3.05 | Residential & Commercial | Ducted CEE Tier 1
213078789 | Central HP <5.4 tons | PAYNE HEATING AND COOLING | HRCU-A-CB (Split System: Heat Pump with Remote Outdoor Unit-Air-Source) | 38MURAQ36AB3* |  |  | CAP**4224AL* | PG80MS(A,L)A60155D** | 35600 | 16.5 | 8.1 | 38500 | 35000 | 90.91% | 1.9 | 0 | 10 |  |  |  | No | R-410A | 2.9667 | Residential & Commercial | Ducted CEE Tier 1
211624980 | Central HP <5.4 tons | CONTINENTAL | HRCU-A-CB (Split System: Heat Pump with Remote Outdoor Unit-Air-Source) | WSEHV4860RA1-C |  |  | CPFX48A60A |  | 54000 | 16 | 9 | 54000 | 41000 | 75.93% | 1.8 | 10.5 | 10 |  |  |  | No | R-410A | 4.5 | Residential & Commercial | Ducted CEE Tier 1
211226613 | Central HP <5.4 tons | PAYNE HEATING AND COOLING | HRCU-A-CB (Split System: Heat Pump with Remote Outdoor Unit-Air-Source) | 38MURAQ36AB3* |  |  | CAP**3717AL* | PG92ESAA36060A** | 36200 | 15.2 | 8.5 | 38500 | 35000 | 90.91% | 2.02 | 0 | 10 |  |  |  | No | R-410A | 3.0167 | Residential & Commercial | Ducted CEE Tier 1
213607739 | Central HP <5.4 tons | PAYNE HEATING AND COOLING | HRCU-A-CB (Split System: Heat Pump with Remote Outdoor Unit-Air-Source) | 38MURAQ36AB3* |  |  | PF4TNXC48L* |  | 36400 | 17 | 9 | 37200 | 34600 | 93.01% | 2.08 | 0 | 10 |  |  |  | No | R-410A | 3.0333 | Residential & Commercial | Ducted CEE Tier 1
213080161 | Central HP <5.4 tons | PAYNE HEATING AND COOLING | HRCU-A-CB (Split System: Heat Pump with Remote Outdoor Unit-Air-Source) | 38MURAQ36AB3* |  |  | CAP**4221AL* | PG96MSAA60080C** | 35600 | 16 | 8.1 | 38500 | 35200 | 91.43% | 1.9 | 0 | 10 |  |  |  | No | R-410A | 2.9667 | Residential & Commercial | Ducted CEE Tier 1
211226590 | Central HP <5.4 tons | PAYNE HEATING AND COOLING | HRCU-A-CB (Split System: Heat Pump with Remote Outdoor Unit-Air-Source) | 38MURAQ36AB3* |  |  | CAP**3717AL* | PG80VTLA36070A** | 36000 | 15.5 | 8.1 | 38500 | 35000 | 90.91% | 2 | 0 | 10 |  |  |  | No | R-410A | 3 | Residential & Commercial | Ducted CEE Tier 1
213500528 | Central HP <5.4 tons | Kepler | HRCU-A-CB (Split System: Heat Pump with Remote Outdoor Unit-Air-Source) | AZPN/B36WDUID |  |  | AZPN/36WAH |  | 35000 | 16.3 | 9.5 | 39000 | 38000 | 97.44% | 1.8 | 0 | 11.7 |  |  |  | No | R-410A | 2.9167 | Residential & Commercial | Ducted CEE Tier 1
212977828 | Central HP <5.4 tons | PAYNE HEATING AND COOLING | HRCU-A-CB (Split System: Heat Pump with Remote Outdoor Unit-Air-Source) | 38MURAQ18AB3* |  |  | CNPV*3017AL* | PG80MS(A,L)A36045A** | 17700 | 16.5 | 8.1 | 18100 | 18600 | 102.8% | 2.24 | 0 | 11 |  |  |  | No | R-410A | 1.475 | Residential & Commercial | Ducted CEE Tier 1
212983307 | Central HP <5.4 tons | PAYNE HEATING AND COOLING | HRCU-A-CB (Split System: Heat Pump with Remote Outdoor Unit-Air-Source) | 38MURAQ18AB3* |  |  | CNPV*3017AL* | PG92MSAA36040B** | 17400 | 15.5 | 8.1 | 18100 | 18700 | 103.3% | 2.24 | 0 | 10.5 |  |  |  | No | R-410A | 1.45 | Residential & Commercial | Ducted CEE Tier 1
212978272 | Central HP <5.4 tons | PAYNE HEATING AND COOLING | HRCU-A-CB (Split System: Heat Pump with Remote Outdoor Unit-Air-Source) | 38MURAQ18AB3* |  |  | CAP**3014AL* | PG80MS(A,L)A36070A** | 17700 | 16.5 | 8.5 | 18200 | 18700 | 102.7% | 2.24 | 0 | 10.5 |  |  |  | No | R-410A | 1.475 | Residential & Commercial | Ducted CEE Tier 1
212989263 | Central HP <5.4 tons | PAYNE HEATING AND COOLING | HRCU-A-CB (Split System: Heat Pump with Remote Outdoor Unit-Air-Source) | 38MURAQ18AB3* |  |  | CAP**1917AL* | PG95MSUA48060B** | 17800 | 16.5 | 8.1 | 17800 | 17900 | 100.6% | 2.16 | 0 | 10.5 |  |  |  | No | R-410A | 1.4833 | Residential & Commercial | Ducted CEE Tier 1
213607589 | Central HP <5.4 tons | PAYNE HEATING AND COOLING | HRCU-A-CB (Split System: Heat Pump with Remote Outdoor Unit-Air-Source) | 38MURAQ18AB3* |  |  | PF4TNXB24L* |  | 18100 | 16.5 | 8.5 | 18200 | 18200 | 100% | 2.2 | 0 | 11 |  |  |  | No | R-410A | 1.5083 | Residential & Commercial | Ducted CEE Tier 1
212978743 | Central HP <5.4 tons | PAYNE HEATING AND COOLING | HRCU-A-CB (Split System: Heat Pump with Remote Outdoor Unit-Air-Source) | 38MURAQ18AB3* |  |  | CAP**1917AL* | PG80MS(A,L)A36070B** | 18000 | 17 | 8.5 | 17900 | 17800 | 99.44% | 2.16 | 0 | 11 |  |  |  | No | R-410A | 1.5 | Residential & Commercial | Ducted CEE Tier 1
213430655 | Central HP <5.4 tons | ATK | HRCU-A-CB (Split System: Heat Pump with Remote Outdoor Unit-Air-Source) | ACI-SDAUO24SHP |  |  | ACI-AUI24VHE |  | 24000 | 17 | 9.2 | 26000 | 19400 | 74.62% | 2.1 | 11.3 | 10.5 |  |  |  | No | R-410A | 2 | Residential & Commercial | Ducted CEE Tier 1
216031616 | Central HP <5.4 tons | CONCORD | HRCU-A-C (Split System: Heat Pump with Remote Outdoor Unit with No Indoor Fan --Air Source) | 7SCP18V60P-**A |  |  | 7E[C,U]60CX-**+TDR |  | 51000 | 15.2 | 8.5 | 54000 | 40000 | 74.07% | 1.75 | 0 | 10 |  |  |  | No | R-454B | 4.25 | Residential & Commercial | Ducted CEE Tier 1
212971925 | Central HP <5.4 tons | PAYNE HEATING AND COOLING | HRCU-A-CB (Split System: Heat Pump with Remote Outdoor Unit-Air-Source) | 38MURAQ18AB3* |  |  | CNPV*2417AL* | PG80VTLB48090B** | 17500 | 16 | 8.5 | 18500 | 19200 | 103.8% | 2.3 | 0 | 10.5 |  |  |  | No | R-410A | 1.4583 | Residential & Commercial | Ducted CEE Tier 1
212975113 | Central HP <5.4 tons | PAYNE HEATING AND COOLING | HRCU-A-CB (Split System: Heat Pump with Remote Outdoor Unit-Air-Source) | 38MURAQ18AB3* |  |  | CNPV*2417AL* | PG96VTAB36040B** | 17500 | 15.5 | 8.5 | 18600 | 19200 | 103.2% | 2.3 | 0 | 10.5 |  |  |  | No | R-410A | 1.4583 | Residential & Commercial | Ducted CEE Tier 1
214229025 | Central HP <5.4 tons | PAYNE HEATING AND COOLING | HRCU-A-CB (Split System: Heat Pump with Remote Outdoor Unit-Air-Source) | 38MURAQ18AB3* |  |  | CNPV*3017AL* | PG80MSUA48060B** | 17800 | 16.5 | 8.1 | 18300 | 18500 | 101.1% | 2.22 | 0 | 11 |  |  |  | No | R-410A | 1.4833 | Residential & Commercial | Ducted CEE Tier 1
212971913 | Central HP <5.4 tons | PAYNE HEATING AND COOLING | HRCU-A-CB (Split System: Heat Pump with Remote Outdoor Unit-Air-Source) | 38MURAQ18AB3* |  |  | CAP**2417AL* | PG80VTLB48090B** | 17500 | 16 | 8.5 | 18500 | 19500 | 105.4% | 2.34 | 0 | 10.5 |  |  |  | No | R-410A | 1.4583 | Residential & Commercial | Ducted CEE Tier 1
211262697 | Central HP <5.4 tons | PAYNE HEATING AND COOLING | HRCU-A-CB (Split System: Heat Pump with Remote Outdoor Unit-Air-Source) | 38MURAQ18AB3* |  |  | CNPV*2414AL* | PG80ES(A,L)A36045A** | 18000 | 16 | 8.5 | 18900 | 18700 | 98.94% | 2.26 | 0 | 11 |  |  |  | No | R-410A | 1.5 | Residential & Commercial | Ducted CEE Tier 1
211263074 | Central HP <5.4 tons | PAYNE HEATING AND COOLING | HRCU-A-CB (Split System: Heat Pump with Remote Outdoor Unit-Air-Source) | 38MURAQ18AB3* |  |  | CNPV*2417AL* | PG80VTLA48090B** | 17600 | 16 | 8.5 | 18500 | 18900 | 102.2% | 2.26 | 0 | 10.5 |  |  |  | No | R-410A | 1.4667 | Residential & Commercial | Ducted CEE Tier 1
212916824 | Central HP <5.4 tons | Bladex | HRCU-A-C (Split System: Heat Pump with Remote Outdoor Unit with No Indoor Fan --Air Source) | BX24-HP15ECO |  |  | BLC-24HWAC1-UNC |  | 24000 | 15.7 | 9.8 | 25600 | 18500 | 72.27% | 2.2 | 10.3 | 10 |  |  |  | No | R-410A | 2 | Residential & Commercial | Ducted CEE Tier 1
214610389 | Central HP <5.4 tons | Kepler | HRCU-A-C (Split System: Heat Pump with Remote Outdoor Unit with No Indoor Fan --Air Source) | AZPNS/24ROD |  |  | AZPN/B24WAC-UC |  | 24000 | 15.7 | 9.8 | 25600 | 18500 | 72.27% | 2.2 | 10.3 | 10 |  |  |  | No | R-410A | 2 | Residential & Commercial | Ducted CEE Tier 1
211242052 | Central HP <5.4 tons | PAYNE HEATING AND COOLING | HRCU-A-CB (Split System: Heat Pump with Remote Outdoor Unit-Air-Source) | 38MURAQ24AB3* |  |  | CAP**3617AL* | PG95ESAA30026A** | 23400 | 16.5 | 8.5 | 25600 | 23600 | 92.19% | 1.96 | 0 | 10 |  |  |  | No | R-410A | 1.95 | Residential & Commercial | Ducted CEE Tier 1
211242320 | Central HP <5.4 tons | PAYNE HEATING AND COOLING | HRCU-A-CB (Split System: Heat Pump with Remote Outdoor Unit-Air-Source) | 38MURAQ24AB3* |  |  | CAP**3621AL* | PG95ESUA36040B** | 23800 | 17 | 8.5 | 25800 | 23200 | 89.92% | 1.92 | 0 | 10 |  |  |  | No | R-410A | 1.9833 | Residential & Commercial | Ducted CEE Tier 1
211242687 | Central HP <5.4 tons | PAYNE HEATING AND COOLING | HRCU-A-CB (Split System: Heat Pump with Remote Outdoor Unit-Air-Source) | 38MURAQ24AB3* |  |  | CAP**3621AL* | PG92ESAA36040B** | 23800 | 16 | 8.5 | 26000 | 23000 | 88.46% | 1.88 | 0 | 10 |  |  |  | No | R-410A | 1.9833 | Residential & Commercial | Ducted CEE Tier 1
211242954 | Central HP <5.4 tons | PAYNE HEATING AND COOLING | HRCU-A-CB (Split System: Heat Pump with Remote Outdoor Unit-Air-Source) | 38MURAQ24AB3* |  |  | CAP**3717AL* | PG95ESAA36040B** | 24400 | 15.2 | 8.5 | 26000 | 21600 | 83.08% | 1.78 | 0 | 10 |  |  |  | No | R-410A | 2.0333 | Residential & Commercial | Ducted CEE Tier 1
211244191 | Central HP <5.4 tons | PAYNE HEATING AND COOLING | HRCU-A-CB (Split System: Heat Pump with Remote Outdoor Unit-Air-Source) | 38MURAQ24AB3* |  |  | CNPV*2417AL* | PG95ESAA48080B** | 24200 | 15.2 | 8.5 | 27400 | 22600 | 82.48% | 1.84 | 0 | 10 |  |  |  | No | R-410A | 2.0167 | Residential & Commercial | Ducted CEE Tier 1
211244475 | Central HP <5.4 tons | PAYNE HEATING AND COOLING | HRCU-A-CB (Split System: Heat Pump with Remote Outdoor Unit-Air-Source) | 38MURAQ24AB3* |  |  | CNPV*3017AL* | PG95ESUA36040B** | 23600 | 16.5 | 8.1 | 25800 | 23600 | 91.47% | 1.96 | 0 | 10 |  |  |  | No | R-410A | 1.9667 | Residential & Commercial | Ducted CEE Tier 1
211244810 | Central HP <5.4 tons | PAYNE HEATING AND COOLING | HRCU-A-CB (Split System: Heat Pump with Remote Outdoor Unit-Air-Source) | 38MURAQ24AB3* |  |  | CNPV*3017AL* | PG80ESUA48060B** | 24800 | 16.5 | 8.5 | 26600 | 22200 | 83.46% | 1.84 | 0 | 10.5 |  |  |  | No | R-410A | 2.0667 | Residential & Commercial | Ducted CEE Tier 1
212983285 | Central HP <5.4 tons | PAYNE HEATING AND COOLING | HRCU-A-CB (Split System: Heat Pump with Remote Outdoor Unit-Air-Source) | 38MURAQ18AB3* |  |  | CAP**3017AL* | PG92MSAA36040B** | 17300 | 15.5 | 8.5 | 18100 | 18800 | 103.9% | 2.24 | 0 | 10.5 |  |  |  | No | R-410A | 1.4417 | Residential & Commercial | Ducted CEE Tier 1
211262584 | Central HP <5.4 tons | PAYNE HEATING AND COOLING | HRCU-A-CB (Split System: Heat Pump with Remote Outdoor Unit-Air-Source) | 38MURAQ18AB3* |  |  | CNPV*2414AL* | PG80VTLA36070A** | 17700 | 16 | 8.5 | 18500 | 18800 | 101.6% | 2.26 | 0 | 11 |  |  |  | No | R-410A | 1.475 | Residential & Commercial | Ducted CEE Tier 1
211263804 | Central HP <5.4 tons | PAYNE HEATING AND COOLING | HRCU-A-CB (Split System: Heat Pump with Remote Outdoor Unit-Air-Source) | 38MURAQ18AB3* |  |  | CNPV*3014AL* | PG92ESAA36060A** | 18200 | 16 | 8.5 | 18700 | 18300 | 97.86% | 2.22 | 0 | 11 |  |  |  | No | R-410A | 1.5167 | Residential & Commercial | Ducted CEE Tier 1
211264423 | Central HP <5.4 tons | PAYNE HEATING AND COOLING | HRCU-A-CB (Split System: Heat Pump with Remote Outdoor Unit-Air-Source) | 38MURAQ18AB3* |  |  | CNPV*3017AL* | PG95ESAA30026A** | 18200 | 15.5 | 8.5 | 18800 | 18400 | 97.87% | 2.2 | 0 | 11 |  |  |  | No | R-410A | 1.5167 | Residential & Commercial | Ducted CEE Tier 1
211262589 | Central HP <5.4 tons | PAYNE HEATING AND COOLING | HRCU-A-CB (Split System: Heat Pump with Remote Outdoor Unit-Air-Source) | 38MURAQ18AB3* |  |  | CNPV*2414AL* | PG95ESAA30040A** | 17800 | 15.5 | 8.5 | 18700 | 18800 | 100.5% | 2.26 | 0 | 10.5 |  |  |  | No | R-410A | 1.4833 | Residential & Commercial | Ducted CEE Tier 1
211262914 | Central HP <5.4 tons | PAYNE HEATING AND COOLING | HRCU-A-CB (Split System: Heat Pump with Remote Outdoor Unit-Air-Source) | 38MURAQ18AB3* |  |  | CNPV*2417AL* | PG95ESUA36040B** | 17600 | 16 | 8.5 | 18500 | 18800 | 101.6% | 2.26 | 0 | 11 |  |  |  | No | R-410A | 1.4667 | Residential & Commercial | Ducted CEE Tier 1
211264879 | Central HP <5.4 tons | PAYNE HEATING AND COOLING | HRCU-A-CB (Split System: Heat Pump with Remote Outdoor Unit-Air-Source) | 38MURAQ18AB3* |  |  | PF4MNB025L |  | 18100 | 16 | 8.5 | 18600 | 18500 | 99.46% | 2.22 | 0 | 10.5 |  |  |  | No | R-410A | 1.5083 | Residential & Commercial | Ducted CEE Tier 1
211262443 | Central HP <5.4 tons | PAYNE HEATING AND COOLING | HRCU-A-CB (Split System: Heat Pump with Remote Outdoor Unit-Air-Source) | 38MURAQ18AB3* |  |  | CNPV*1814AL* | PG92ESAA36060A** | 17800 | 15.5 | 8.5 | 18900 | 19200 | 101.6% | 2.3 | 0 | 10.5 |  |  |  | No | R-410A | 1.4833 | Residential & Commercial | Ducted CEE Tier 1
211263029 | Central HP <5.4 tons | PAYNE HEATING AND COOLING | HRCU-A-CB (Split System: Heat Pump with Remote Outdoor Unit-Air-Source) | 38MURAQ18AB3* |  |  | CNPV*2417AL* | PG80ESUA36040B** | 18400 | 16 | 8.5 | 19200 | 18500 | 96.35% | 2.24 | 0 | 11 |  |  |  | No | R-410A | 1.5333 | Residential & Commercial | Ducted CEE Tier 1
211263226 | Central HP <5.4 tons | PAYNE HEATING AND COOLING | HRCU-A-CB (Split System: Heat Pump with Remote Outdoor Unit-Air-Source) | 38MURAQ18AB3* |  |  | CNPV*2417AL* | PG96VTAA36060A** | 17900 | 15.5 | 8.5 | 18800 | 18700 | 99.47% | 2.26 | 0 | 11 |  |  |  | No | R-410A | 1.4917 | Residential & Commercial | Ducted CEE Tier 1
211263293 | Central HP <5.4 tons | PAYNE HEATING AND COOLING | HRCU-A-CB (Split System: Heat Pump with Remote Outdoor Unit-Air-Source) | 38MURAQ18AB3* |  |  | CNPV*2417AL* | PG80ES(A,L)A36045A** | 18000 | 16 | 8.5 | 18900 | 18700 | 98.94% | 2.26 | 0 | 11 |  |  |  | No | R-410A | 1.5 | Residential & Commercial | Ducted CEE Tier 1
211262564 | Central HP <5.4 tons | PAYNE HEATING AND COOLING | HRCU-A-CB (Split System: Heat Pump with Remote Outdoor Unit-Air-Source) | 38MURAQ18AB3* |  |  | CNPV*2414AL* | PG80VTLA36045A** | 17600 | 16 | 8.5 | 18500 | 18800 | 101.6% | 2.26 | 0 | 11 |  |  |  | No | R-410A | 1.4667 | Residential & Commercial | Ducted CEE Tier 1
211262655 | Central HP <5.4 tons | PAYNE HEATING AND COOLING | HRCU-A-CB (Split System: Heat Pump with Remote Outdoor Unit-Air-Source) | 38MURAQ18AB3* |  |  | CNPV*2414AL* | PG96VTAA36060A** | 17900 | 15.5 | 8.5 | 18800 | 18700 | 99.47% | 2.26 | 0 | 11 |  |  |  | No | R-410A | 1.4917 | Residential & Commercial | Ducted CEE Tier 1
211262766 | Central HP <5.4 tons | PAYNE HEATING AND COOLING | HRCU-A-CB (Split System: Heat Pump with Remote Outdoor Unit-Air-Source) | 38MURAQ18AB3* |  |  | CNPV*2414AL* | PG80ES(A,L)A36070A** | 17500 | 16 | 8.5 | 18400 | 18800 | 102.2% | 2.26 | 0 | 11 |  |  |  | No | R-410A | 1.4583 | Residential & Commercial | Ducted CEE Tier 1
212977768 | Central HP <5.4 tons | PAYNE HEATING AND COOLING | HRCU-A-CB (Split System: Heat Pump with Remote Outdoor Unit-Air-Source) | 38MURAQ18AB3* |  |  | CAP**3017AL* | PG80MS(A,L)A36045A** | 17700 | 16.5 | 8.5 | 18200 | 18800 | 103.3% | 2.26 | 0 | 10.5 |  |  |  | No | R-410A | 1.475 | Residential & Commercial | Ducted CEE Tier 1
212975377 | Central HP <5.4 tons | PAYNE HEATING AND COOLING | HRCU-A-CB (Split System: Heat Pump with Remote Outdoor Unit-Air-Source) | 38MURAQ18AB3* |  |  | CAP**1917AL* | PG96VTAB36060A** | 17700 | 16.5 | 8.1 | 17700 | 17900 | 101.1% | 2.16 | 0 | 10.5 |  |  |  | No | R-410A | 1.475 | Residential & Commercial | Ducted CEE Tier 1
212975410 | Central HP <5.4 tons | PAYNE HEATING AND COOLING | HRCU-A-CB (Split System: Heat Pump with Remote Outdoor Unit-Air-Source) | 38MURAQ18AB3* |  |  | CAP**2517AL* | PG96VTAB36060A** | 17800 | 16.5 | 8.1 | 17600 | 17800 | 101.1% | 2.14 | 0 | 10.5 |  |  |  | No | R-410A | 1.4833 | Residential & Commercial | Ducted CEE Tier 1
211262332 | Central HP <5.4 tons | PAYNE HEATING AND COOLING | HRCU-A-CB (Split System: Heat Pump with Remote Outdoor Unit-Air-Source) | 38MURAQ18AB3* |  |  | CNPV*1814AL* | PG95ESAA36060A** | 17600 | 15.5 | 8.5 | 18700 | 19300 | 103.2% | 2.32 | 0 | 10.5 |  |  |  | No | R-410A | 1.4667 | Residential & Commercial | Ducted CEE Tier 1
212974732 | Central HP <5.4 tons | PAYNE HEATING AND COOLING | HRCU-A-CB (Split System: Heat Pump with Remote Outdoor Unit-Air-Source) | 38MURAQ18AB3* |  |  | CNPV*3014AL* | PG96VTAB30040A** | 17400 | 16 | 8.1 | 18000 | 18600 | 103.3% | 2.22 | 0 | 10.5 |  |  |  | No | R-410A | 1.45 | Residential & Commercial | Ducted CEE Tier 1
212975432 | Central HP <5.4 tons | PAYNE HEATING AND COOLING | HRCU-A-CB (Split System: Heat Pump with Remote Outdoor Unit-Air-Source) | 38MURAQ18AB3* |  |  | CAP**3017AL* | PG96VTAB36060A** | 17400 | 16.5 | 8.5 | 18000 | 18700 | 103.9% | 2.26 | 0 | 10.5 |  |  |  | No | R-410A | 1.45 | Residential & Commercial | Ducted CEE Tier 1
211262306 | Central HP <5.4 tons | PAYNE HEATING AND COOLING | HRCU-A-CB (Split System: Heat Pump with Remote Outdoor Unit-Air-Source) | 38MURAQ18AB3* |  |  | CNPV*1814AL* | PG80VTLA36070A** | 17400 | 16 | 8.5 | 18500 | 19400 | 104.9% | 2.34 | 0 | 10.5 |  |  |  | No | R-410A | 1.45 | Residential & Commercial | Ducted CEE Tier 1
212978346 | Central HP <5.4 tons | PAYNE HEATING AND COOLING | HRCU-A-CB (Split System: Heat Pump with Remote Outdoor Unit-Air-Source) | 38MURAQ18AB3* |  |  | CNPV*3017AL* | PG80MS(A,L)A36070A** | 17400 | 16.5 | 8.1 | 18000 | 18700 | 103.9% | 2.26 | 0 | 11 |  |  |  | No | R-410A | 1.45 | Residential & Commercial | Ducted CEE Tier 1
212974719 | Central HP <5.4 tons | PAYNE HEATING AND COOLING | HRCU-A-CB (Split System: Heat Pump with Remote Outdoor Unit-Air-Source) | 38MURAQ18AB3* |  |  | CNPV*2417AL* | PG96VTAB30040A** | 17300 | 15.5 | 8.5 | 18400 | 19200 | 104.3% | 2.3 | 0 | 10.5 |  |  |  | No | R-410A | 1.4417 | Residential & Commercial | Ducted CEE Tier 1
211262376 | Central HP <5.4 tons | PAYNE HEATING AND COOLING | HRCU-A-CB (Split System: Heat Pump with Remote Outdoor Unit-Air-Source) | 38MURAQ18AB3* |  |  | CNPV*1814AL* | PG96VTAA36060A** | 17600 | 15.5 | 8.5 | 18700 | 19300 | 103.2% | 2.32 | 0 | 10.5 |  |  |  | No | R-410A | 1.4667 | Residential & Commercial | Ducted CEE Tier 1
211262611 | Central HP <5.4 tons | PAYNE HEATING AND COOLING | HRCU-A-CB (Split System: Heat Pump with Remote Outdoor Unit-Air-Source) | 38MURAQ18AB3* |  |  | CNPV*2414AL* | PG95ESAA36060A** | 17800 | 16 | 8.5 | 18700 | 18800 | 100.5% | 2.26 | 0 | 11 |  |  |  | No | R-410A | 1.4833 | Residential & Commercial | Ducted CEE Tier 1
212941770 | Central HP <5.4 tons | Nutech | HRCU-A-CB (Split System: Heat Pump with Remote Outdoor Unit-Air-Source) | NOX430-24HFN1-MR0 |  |  | NVC-24HWFN1 |  | 24000 | 17 | 9.2 | 26000 | 19400 | 74.62% | 2.1 | 11.3 | 10.5 |  |  |  | No | R-410A | 2 | Residential & Commercial | Ducted CEE Tier 1
208447917 | Central HP <5.4 tons | MIDEA | HRCU-A-CB (Split System: Heat Pump with Remote Outdoor Unit-Air-Source) | 38MURAQ24AA3 |  |  | 40MUAAQ24XA3 |  | 24000 | 17 | 9.2 | 26000 | 19400 | 74.62% | 2.1 | 11.3 | 10.5 |  |  |  | No | R-410A | 2 | Residential & Commercial | Ducted CEE Tier 1
211245078 | Central HP <5.4 tons | PAYNE HEATING AND COOLING | HRCU-A-CB (Split System: Heat Pump with Remote Outdoor Unit-Air-Source) | 38MURAQ24AB3* |  |  | CNPV*3617AL* | PG96VTAA36060A** | 23600 | 16.5 | 8.1 | 25800 | 23800 | 92.25% | 1.98 | 0 | 10 |  |  |  | No | R-410A | 1.9667 | Residential & Commercial | Ducted CEE Tier 1
214229146 | Central HP <5.4 tons | PAYNE HEATING AND COOLING | HRCU-A-CB (Split System: Heat Pump with Remote Outdoor Unit-Air-Source) | 38MURAQ24AB3* |  |  | CAP**3017AL* | PG80MSUA48060B** | 23600 | 17 | 8.5 | 25800 | 24200 | 93.8% | 2.02 | 0 | 10 |  |  |  | No | R-410A | 1.9667 | Residential & Commercial | Ducted CEE Tier 1
211245805 | Central HP <5.4 tons | PAYNE HEATING AND COOLING | HRCU-A-CB (Split System: Heat Pump with Remote Outdoor Unit-Air-Source) | 38MURAQ24AB3* |  |  | PF4MNP025L* |  | 23800 | 17.5 | 8.5 | 26000 | 23800 | 91.54% | 2 | 0 | 10 |  |  |  | No | R-410A | 1.9833 | Residential & Commercial | Ducted CEE Tier 1
211245839 | Central HP <5.4 tons | PAYNE HEATING AND COOLING | HRCU-A-CB (Split System: Heat Pump with Remote Outdoor Unit-Air-Source) | 38MURAQ24AB3* |  |  | PF4MNB031L |  | 24200 | 16.5 | 8.5 | 26000 | 22600 | 86.92% | 1.86 | 0 | 10 |  |  |  | No | R-410A | 2.0167 | Residential & Commercial | Ducted CEE Tier 1
211244345 | Central HP <5.4 tons | PAYNE HEATING AND COOLING | HRCU-A-CB (Split System: Heat Pump with Remote Outdoor Unit-Air-Source) | 38MURAQ24AB3* |  |  | CNPV*3014AL* | PG96VTAA36060A** | 23400 | 16.5 | 8.1 | 25800 | 24000 | 93.02% | 1.98 | 0 | 10 |  |  |  | No | R-410A | 1.95 | Residential & Commercial | Ducted CEE Tier 1
211262675 | Central HP <5.4 tons | PAYNE HEATING AND COOLING | HRCU-A-CB (Split System: Heat Pump with Remote Outdoor Unit-Air-Source) | 38MURAQ18AB3* |  |  | CNPV*2414AL* | PG95ESAA30026A** | 18000 | 15.5 | 8.5 | 19000 | 18700 | 98.42% | 2.24 | 0 | 10.5 |  |  |  | No | R-410A | 1.5 | Residential & Commercial | Ducted CEE Tier 1
211263078 | Central HP <5.4 tons | PAYNE HEATING AND COOLING | HRCU-A-CB (Split System: Heat Pump with Remote Outdoor Unit-Air-Source) | 38MURAQ18AB3* |  |  | CNPV*2417AL* | PG96VTAA36040B** | 17700 | 15.5 | 8.5 | 18700 | 18800 | 100.5% | 2.26 | 0 | 10.5 |  |  |  | No | R-410A | 1.475 | Residential & Commercial | Ducted CEE Tier 1
211263413 | Central HP <5.4 tons | PAYNE HEATING AND COOLING | HRCU-A-CB (Split System: Heat Pump with Remote Outdoor Unit-Air-Source) | 38MURAQ18AB3* |  |  | CNPV*2417AL* | PG92ESAA48080B** | 18500 | 16 | 8.5 | 19500 | 18400 | 94.36% | 2.24 | 0 | 11 |  |  |  | No | R-410A | 1.5417 | Residential & Commercial | Ducted CEE Tier 1
211263779 | Central HP <5.4 tons | PAYNE HEATING AND COOLING | HRCU-A-CB (Split System: Heat Pump with Remote Outdoor Unit-Air-Source) | 38MURAQ18AB3* |  |  | CNPV*3014AL* | PG80ES(A,L)A36045A** | 18200 | 16 | 8.5 | 18600 | 18400 | 98.92% | 2.22 | 0 | 11 |  |  |  | No | R-410A | 1.5167 | Residential & Commercial | Ducted CEE Tier 1
211263050 | Central HP <5.4 tons | PAYNE HEATING AND COOLING | HRCU-A-CB (Split System: Heat Pump with Remote Outdoor Unit-Air-Source) | 38MURAQ18AB3* |  |  | CNPV*2417AL* | PG80VTLA36045A** | 17600 | 16 | 8.5 | 18500 | 18800 | 101.6% | 2.26 | 0 | 11 |  |  |  | No | R-410A | 1.4667 | Residential & Commercial | Ducted CEE Tier 1
211263482 | Central HP <5.4 tons | PAYNE HEATING AND COOLING | HRCU-A-CB (Split System: Heat Pump with Remote Outdoor Unit-Air-Source) | 38MURAQ18AB3* |  |  | CNPV*2417AL* | PG80ES(A,L)A36070A** | 17500 | 16 | 8.5 | 18400 | 18800 | 102.2% | 2.26 | 0 | 11 |  |  |  | No | R-410A | 1.4583 | Residential & Commercial | Ducted CEE Tier 1
211263507 | Central HP <5.4 tons | PAYNE HEATING AND COOLING | HRCU-A-CB (Split System: Heat Pump with Remote Outdoor Unit-Air-Source) | 38MURAQ18AB3* |  |  | CNPV*2417AL* | PG80ESUA48060B** | 18500 | 16 | 8.5 | 19400 | 18500 | 95.36% | 2.24 | 0 | 11 |  |  |  | No | R-410A | 1.5417 | Residential & Commercial | Ducted CEE Tier 1
211226815 | Central HP <5.4 tons | PAYNE HEATING AND COOLING | HRCU-A-CB (Split System: Heat Pump with Remote Outdoor Unit-Air-Source) | 38MURAQ36AB3* |  |  | CAP**3721AL* | PG80ES(A,L)A42090B** | 36800 | 16 | 8.5 | 38500 | 34800 | 90.39% | 2.1 | 0 | 10 |  |  |  | No | R-410A | 3.0667 | Residential & Commercial | Ducted CEE Tier 1
214229468 | Central HP <5.4 tons | PAYNE HEATING AND COOLING | HRCU-A-CB (Split System: Heat Pump with Remote Outdoor Unit-Air-Source) | 38MURAQ36AB3* |  |  | CNPV*4824AL* | PG80MSUA60100C** | 35800 | 16.5 | 8.5 | 38500 | 34800 | 90.39% | 2 | 0 | 10 |  |  |  | No | R-410A | 2.9833 | Residential & Commercial | Ducted CEE Tier 1
213078903 | Central HP <5.4 tons | PAYNE HEATING AND COOLING | HRCU-A-CB (Split System: Heat Pump with Remote Outdoor Unit-Air-Source) | 38MURAQ36AB3* |  |  | CNPV*3621AL* | PG80MSUA60100C** | 35000 | 15.5 | 8.1 | 38500 | 35400 | 91.95% | 1.76 | 0 | 10 |  |  |  | No | R-410A | 2.9167 | Residential & Commercial | Ducted CEE Tier 1
213079605 | Central HP <5.4 tons | PAYNE HEATING AND COOLING | HRCU-A-CB (Split System: Heat Pump with Remote Outdoor Unit-Air-Source) | 38MURAQ36AB3* |  |  | CNPV*4217AL* | PG92MSAA48080B** | 35600 | 16 | 8.1 | 38500 | 35000 | 90.91% | 1.94 | 0 | 10 |  |  |  | No | R-410A | 2.9667 | Residential & Commercial | Ducted CEE Tier 1
213079671 | Central HP <5.4 tons | PAYNE HEATING AND COOLING | HRCU-A-CB (Split System: Heat Pump with Remote Outdoor Unit-Air-Source) | 38MURAQ36AB3* |  |  | CAP**4224AL* | PG92MSAA60080C** | 35200 | 16.5 | 8.1 | 38500 | 35000 | 90.91% | 1.88 | 0 | 10 |  |  |  | No | R-410A | 2.9333 | Residential & Commercial | Ducted CEE Tier 1
212394303 | Central HP <5.4 tons | AC PRO.com | HRCU-A-C (Split System: Heat Pump with Remote Outdoor Unit with No Indoor Fan --Air Source) | AUD60W/A1-D(U) |  |  | ACAT48H/NAA |  | 47000 | 15.2 | 8.5 | 48000 | 33600 | 70% | 1.8 | 0 | 10 |  |  |  | No | R-410A | 3.9167 | Residential & Commercial | Ducted CEE Tier 1
211264652 | Central HP <5.4 tons | PAYNE HEATING AND COOLING | HRCU-A-CB (Split System: Heat Pump with Remote Outdoor Unit-Air-Source) | 38MURAQ18AB3* |  |  | CNPV*3017AL* | PG80ESUA48060B** | 18700 | 16.5 | 8.5 | 19200 | 18200 | 94.79% | 2.2 | 0 | 11 |  |  |  | No | R-410A | 1.5583 | Residential & Commercial | Ducted CEE Tier 1
212974615 | Central HP <5.4 tons | PAYNE HEATING AND COOLING | HRCU-A-CB (Split System: Heat Pump with Remote Outdoor Unit-Air-Source) | 38MURAQ18AB3* |  |  | CAP**1917AL* | PG96VTAB30040A** | 17600 | 16 | 8.1 | 17700 | 17900 | 101.1% | 2.16 | 0 | 10.5 |  |  |  | No | R-410A | 1.4667 | Residential & Commercial | Ducted CEE Tier 1
212974706 | Central HP <5.4 tons | PAYNE HEATING AND COOLING | HRCU-A-CB (Split System: Heat Pump with Remote Outdoor Unit-Air-Source) | 38MURAQ18AB3* |  |  | CNPV*2414AL* | PG96VTAB30040A** | 17300 | 15.5 | 8.5 | 18400 | 19200 | 104.3% | 2.3 | 0 | 10.5 |  |  |  | No | R-410A | 1.4417 | Residential & Commercial | Ducted CEE Tier 1
212975465 | Central HP <5.4 tons | PAYNE HEATING AND COOLING | HRCU-A-CB (Split System: Heat Pump with Remote Outdoor Unit-Air-Source) | 38MURAQ18AB3* |  |  | CNPV*2417AL* | PG96VTAB36060A** | 17500 | 16 | 8.5 | 18500 | 19200 | 103.8% | 2.3 | 0 | 10.5 |  |  |  | No | R-410A | 1.4583 | Residential & Commercial | Ducted CEE Tier 1
211262287 | Central HP <5.4 tons | PAYNE HEATING AND COOLING | HRCU-A-CB (Split System: Heat Pump with Remote Outdoor Unit-Air-Source) | 38MURAQ18AB3* |  |  | CNPV*1814AL* | PG80VTLA36045A** | 17400 | 16 | 8.5 | 18400 | 19400 | 105.4% | 2.34 | 0 | 10.5 |  |  |  | No | R-410A | 1.45 | Residential & Commercial | Ducted CEE Tier 1
212975388 | Central HP <5.4 tons | PAYNE HEATING AND COOLING | HRCU-A-CB (Split System: Heat Pump with Remote Outdoor Unit-Air-Source) | 38MURAQ18AB3* |  |  | CAP**2414AL* | PG96VTAB36060A** | 17200 | 16 | 8.5 | 18100 | 19400 | 107.2% | 2.34 | 0 | 10.5 |  |  |  | No | R-410A | 1.4333 | Residential & Commercial | Ducted CEE Tier 1
212977792 | Central HP <5.4 tons | PAYNE HEATING AND COOLING | HRCU-A-CB (Split System: Heat Pump with Remote Outdoor Unit-Air-Source) | 38MURAQ18AB3* |  |  | CNPV*2414AL* | PG80MS(A,L)A36045A** | 17500 | 16.5 | 8.5 | 18400 | 19200 | 104.3% | 2.3 | 0 | 11 |  |  |  | No | R-410A | 1.4583 | Residential & Commercial | Ducted CEE Tier 1
216439105 | Central HP <5.4 tons | RUNTRU | HRCU-A-CB (Split System: Heat Pump with Remote Outdoor Unit-Air-Source) | A5HL5060A1000AA |  |  | A5AHV007A1D3 |  | 53000 | 16 | 8.1 | 54000 | 42000 | 77.78% | 1.75 | 0 | 10 |  |  |  | No | R-454B | 4.4167 | Residential & Commercial | Ducted CEE Tier 1
215318801 | Central HP <5.4 tons | BRYANT | HRCU-A-CB (Split System: Heat Pump with Remote Outdoor Unit-Air-Source) | 37MBRAQ48AA3 |  |  | 45MBAAQ48XA3 |  | 48000 | 17.8 | 10 | 50000 | 35200 | 70.4% | 1.9 | 0 | 10 |  |  |  | No | R-454B | 4 | Residential & Commercial | Ducted CEE Tier 1
215319071 | Central HP <5.4 tons | MIDEA | HRCU-A-CB (Split System: Heat Pump with Remote Outdoor Unit-Air-Source) | D5CUHAH48AAK |  |  | D5FUHAH60XAK |  | 48000 | 17.5 | 9.5 | 48000 | 48000 | 100% | 2 | 0 | 12 |  |  |  | No | R-454B | 4 | Residential & Commercial | Ducted CEE Tier 1
211245828 | Central HP <5.4 tons | PAYNE HEATING AND COOLING | HRCU-A-CB (Split System: Heat Pump with Remote Outdoor Unit-Air-Source) | 38MURAQ24AB3* |  |  | PF4MNB025L |  | 24000 | 17 | 8.5 | 26200 | 23400 | 89.31% | 1.94 | 0 | 10 |  |  |  | No | R-410A | 2 | Residential & Commercial | Ducted CEE Tier 1
211245356 | Central HP <5.4 tons | PAYNE HEATING AND COOLING | HRCU-A-CB (Split System: Heat Pump with Remote Outdoor Unit-Air-Source) | 38MURAQ24AB3* |  |  | CNPV*3621AL* | PG95ESUA36040B** | 23600 | 16.5 | 8.1 | 26000 | 23600 | 90.77% | 1.96 | 0 | 10.5 |  |  |  | No | R-410A | 1.9667 | Residential & Commercial | Ducted CEE Tier 1
211245367 | Central HP <5.4 tons | PAYNE HEATING AND COOLING | HRCU-A-CB (Split System: Heat Pump with Remote Outdoor Unit-Air-Source) | 38MURAQ24AB3* |  |  | CNPV*3621AL* | PG80ES(A,L)A48070B** | 24800 | 16 | 8.1 | 26800 | 22200 | 82.84% | 1.82 | 0 | 10.5 |  |  |  | No | R-410A | 2.0667 | Residential & Commercial | Ducted CEE Tier 1
211245565 | Central HP <5.4 tons | PAYNE HEATING AND COOLING | HRCU-A-CB (Split System: Heat Pump with Remote Outdoor Unit-Air-Source) | 38MURAQ24AB3* |  |  | CNPV*3621AL* | PG96VTAA60100C** | 23800 | 16.5 | 8.1 | 26000 | 23400 | 90% | 1.94 | 0 | 10.5 |  |  |  | No | R-410A | 1.9833 | Residential & Commercial | Ducted CEE Tier 1
211245701 | Central HP <5.4 tons | PAYNE HEATING AND COOLING | HRCU-A-CB (Split System: Heat Pump with Remote Outdoor Unit-Air-Source) | 38MURAQ24AB3* |  |  | CNPV*3621AL* | PG95ESAA42060B** | 24600 | 16 | 8.1 | 26600 | 22400 | 84.21% | 1.84 | 0 | 10.5 |  |  |  | No | R-410A | 2.05 | Residential & Commercial | Ducted CEE Tier 1
212984567 | Central HP <5.4 tons | PAYNE HEATING AND COOLING | HRCU-A-CB (Split System: Heat Pump with Remote Outdoor Unit-Air-Source) | 38MURAQ24AB3* |  |  | CAP**2417AL* | PG92MSAA48080B** | 23200 | 17 | 9 | 26800 | 26800 | 100% | 2.3 | 0 | 10 |  |  |  | No | R-410A | 1.9333 | Residential & Commercial | Ducted CEE Tier 1
212972412 | Central HP <5.4 tons | PAYNE HEATING AND COOLING | HRCU-A-CB (Split System: Heat Pump with Remote Outdoor Unit-Air-Source) | 38MURAQ24AB3* |  |  | CAP**3721AL* | PG80VTLB66110C** | 24400 | 17.5 | 8.5 | 25400 | 21600 | 85.04% | 1.8 | 0 | 10.5 |  |  |  | No | R-410A | 2.0333 | Residential & Commercial | Ducted CEE Tier 1
211263343 | Central HP <5.4 tons | PAYNE HEATING AND COOLING | HRCU-A-CB (Split System: Heat Pump with Remote Outdoor Unit-Air-Source) | 38MURAQ18AB3* |  |  | CNPV*2417AL* | PG80ES(A,L)A36070B** | 18000 | 16 | 8.5 | 18900 | 18700 | 98.94% | 2.26 | 0 | 11 |  |  |  | No | R-410A | 1.5 | Residential & Commercial | Ducted CEE Tier 1
211263390 | Central HP <5.4 tons | PAYNE HEATING AND COOLING | HRCU-A-CB (Split System: Heat Pump with Remote Outdoor Unit-Air-Source) | 38MURAQ18AB3* |  |  | CNPV*2417AL* | PG92ESAA42060B** | 17700 | 16 | 8.5 | 18500 | 18800 | 101.6% | 2.26 | 0 | 11 |  |  |  | No | R-410A | 1.475 | Residential & Commercial | Ducted CEE Tier 1
211264083 | Central HP <5.4 tons | PAYNE HEATING AND COOLING | HRCU-A-CB (Split System: Heat Pump with Remote Outdoor Unit-Air-Source) | 38MURAQ18AB3* |  |  | CNPV*3017AL* | PG80ESUA36040B** | 18600 | 16.5 | 8.5 | 19000 | 18200 | 95.79% | 2.2 | 0 | 11 |  |  |  | No | R-410A | 1.55 | Residential & Commercial | Ducted CEE Tier 1
211264401 | Central HP <5.4 tons | PAYNE HEATING AND COOLING | HRCU-A-CB (Split System: Heat Pump with Remote Outdoor Unit-Air-Source) | 38MURAQ18AB3* |  |  | CNPV*3017AL* | PG96VTAA36060A** | 18000 | 16 | 8.5 | 18600 | 18400 | 98.92% | 2.22 | 0 | 11 |  |  |  | No | R-410A | 1.5 | Residential & Commercial | Ducted CEE Tier 1
211264801 | Central HP <5.4 tons | PAYNE HEATING AND COOLING | HRCU-A-CB (Split System: Heat Pump with Remote Outdoor Unit-Air-Source) | 38MURAQ18AB3* |  |  | FB4CNP018L |  | 17400 | 16 | 8.5 | 18300 | 19400 | 106% | 2.34 | 0 | 10.5 |  |  |  | No | R-410A | 1.45 | Residential & Commercial | Ducted CEE Tier 1
211262721 | Central HP <5.4 tons | PAYNE HEATING AND COOLING | HRCU-A-CB (Split System: Heat Pump with Remote Outdoor Unit-Air-Source) | 38MURAQ18AB3* |  |  | CNPV*2414AL* | PG92ESAA36060A** | 18100 | 16 | 8.5 | 19000 | 18600 | 97.89% | 2.24 | 0 | 11 |  |  |  | No | R-410A | 1.5083 | Residential & Commercial | Ducted CEE Tier 1
215318792 | Central HP <5.4 tons | BRYANT | HRCU-A-CB (Split System: Heat Pump with Remote Outdoor Unit-Air-Source) | 37MAHAQ18AA3 |  |  | 45MBAAQ18XB3 |  | 18000 | 18.2 | 10.1 | 19500 | 18000 | 92.31% | 2.2 | 0 | 12 |  |  |  | No | R-454B | 1.5 | Residential & Commercial | Ducted CEE Tier 1
215318876 | Central HP <5.4 tons | MIDEA | HRCU-A-CB (Split System: Heat Pump with Remote Outdoor Unit-Air-Source) | 37MAHAQ18AA3 |  |  | 45MBAAQ18XB3 |  | 18000 | 18.2 | 10.1 | 19500 | 18000 | 92.31% | 2.2 | 0 | 12 |  |  |  | No | R-454B | 1.5 | Residential & Commercial | Ducted CEE Tier 1
206767203 | Central HP <5.4 tons | TEMPSTAR | HRCU-A-CB (Split System: Heat Pump with Remote Outdoor Unit-Air-Source) | TVH825GKA3* |  |  | EA*4X37L21A*+WALLCON | *80CSU0401712A* | 24400 | 17 | 8.5 | 21200 | 16600 | 78.3% | 2.02 | 11.5 | 11 |  |  |  | No | R-410A | 2.0333 | Residential & Commercial | Ducted CEE Tier 1
212386844 | Central HP <5.4 tons | ATK | HRCU-A-C (Split System: Heat Pump with Remote Outdoor Unit with No Indoor Fan --Air Source) | ACI-AUO30SHP-M |  |  | ACI-CCO36CP21 |  | 30000 | 15.5 | 9.7 | 33000 | 27000 | 81.82% | 1.85 | 10.7 | 10.5 |  |  |  | No | R-410A | 2.5 | Residential & Commercial | Ducted CEE Tier 1
213062284 | Central HP <5.4 tons | Kepler | HRCU-A-C (Split System: Heat Pump with Remote Outdoor Unit with No Indoor Fan --Air Source) | AZPN/30WD |  |  | AZPN/C36WAC |  | 30000 | 15.5 | 9.7 | 33000 | 27000 | 81.82% | 1.85 | 10.7 | 10.5 |  |  |  | No | R-410A | 2.5 | Residential & Commercial | Ducted CEE Tier 1
211263007 | Central HP <5.4 tons | PAYNE HEATING AND COOLING | HRCU-A-CB (Split System: Heat Pump with Remote Outdoor Unit-Air-Source) | 38MURAQ18AB3* |  |  | CNPV*2417AL* | PG95ESUA48060B** | 18500 | 15.5 | 8.5 | 19500 | 18400 | 94.36% | 2.24 | 0 | 11 |  |  |  | No | R-410A | 1.5417 | Residential & Commercial | Ducted CEE Tier 1
211264804 | Central HP <5.4 tons | PAYNE HEATING AND COOLING | HRCU-A-CB (Split System: Heat Pump with Remote Outdoor Unit-Air-Source) | 38MURAQ18AB3* |  |  | PF4MNP018L* |  | 17400 | 16 | 8.5 | 18300 | 19400 | 106% | 2.34 | 0 | 10.5 |  |  |  | No | R-410A | 1.45 | Residential & Commercial | Ducted CEE Tier 1
208136323 | Central HP <5.4 tons | COMFORT-AIRE | HRCU-A-CB (Split System: Heat Pump with Remote Outdoor Unit-Air-Source) | A-VMH24SV-1 |  |  | B-VMH24AV-1 |  | 23000 | 18.4 | 9.3 | 26000 | 21200 | 81.54% | 1.9 | 12.5 | 11.7 |  |  |  | No | R-410A | 1.9167 | Residential & Commercial | Ducted CEE Tier 1
215318883 | Central HP <5.4 tons | MIDEA | HRCU-A-CB (Split System: Heat Pump with Remote Outdoor Unit-Air-Source) | 37MBHAQ58AA3 |  |  | 45MBAAQ60XA3 |  | 54000 | 15.4 | 9.2 | 59000 | 53000 | 89.83% | 2 | 0 | 10 |  |  |  | No | R-454B | 4.5 | Residential & Commercial | Ducted CEE Tier 1
212982398 | Central HP <5.4 tons | PAYNE HEATING AND COOLING | HRCU-A-CB (Split System: Heat Pump with Remote Outdoor Unit-Air-Source) | 38MURAQ18AB3* |  |  | CAP**2517AL* | PG80MSUA36040B** | 17800 | 16 | 8.1 | 17800 | 17600 | 98.88% | 2.12 | 0 | 10.5 |  |  |  | No | R-410A | 1.4833 | Residential & Commercial | Ducted CEE Tier 1
212970932 | Central HP <5.4 tons | PAYNE HEATING AND COOLING | HRCU-A-CB (Split System: Heat Pump with Remote Outdoor Unit-Air-Source) | 38MURAQ18AB3* |  |  | CNPV*2417AL* | PG80VTLB36045A** | 17700 | 16.5 | 8.5 | 18700 | 19100 | 102.1% | 2.3 | 0 | 11 |  |  |  | No | R-410A | 1.475 | Residential & Commercial | Ducted CEE Tier 1
212979991 | Central HP <5.4 tons | PAYNE HEATING AND COOLING | HRCU-A-CB (Split System: Heat Pump with Remote Outdoor Unit-Air-Source) | 38MURAQ18AB3* |  |  | CNPV*2417AL* | PG80MS(A,L)A42090B** | 17400 | 16 | 8.5 | 18500 | 19200 | 103.8% | 2.3 | 0 | 10.5 |  |  |  | No | R-410A | 1.45 | Residential & Commercial | Ducted CEE Tier 1
211245545 | Central HP <5.4 tons | PAYNE HEATING AND COOLING | HRCU-A-CB (Split System: Heat Pump with Remote Outdoor Unit-Air-Source) | 38MURAQ24AB3* |  |  | CNPV*3621AL* | PG96VTAA42060B** | 24000 | 16.5 | 8.1 | 26200 | 23200 | 88.55% | 1.92 | 0 | 10 |  |  |  | No | R-410A | 2 | Residential & Commercial | Ducted CEE Tier 1
211245745 | Central HP <5.4 tons | PAYNE HEATING AND COOLING | HRCU-A-CB (Split System: Heat Pump with Remote Outdoor Unit-Air-Source) | 38MURAQ24AB3* |  |  | CNPV*3621AL* | PG80ESUA48060B** | 24800 | 16.5 | 8.5 | 26600 | 22200 | 83.46% | 1.84 | 0 | 10.5 |  |  |  | No | R-410A | 2.0667 | Residential & Commercial | Ducted CEE Tier 1
216097076 | Central HP <5.4 tons | COMFORT-AIRE | HRCU-A-CB (Split System: Heat Pump with Remote Outdoor Unit-Air-Source) | A-VXP30TA-1 |  |  | B-VXP30TA-1 |  | 30000 | 16.8 | 10 | 34000 | 32600 | 95.88% | 1.96 | 0 | 11.7 |  |  |  | No | R-454B | 2.5 | Residential & Commercial | Ducted CEE Tier 1
212971700 | Central HP <5.4 tons | PAYNE HEATING AND COOLING | HRCU-A-CB (Split System: Heat Pump with Remote Outdoor Unit-Air-Source) | 38MURAQ24AB3* |  |  | CNPV*2417AL* | PG80VTLB48070B** | 23200 | 16.5 | 8.5 | 26800 | 25200 | 94.03% | 2.1 | 0 | 10 |  |  |  | No | R-410A | 1.9333 | Residential & Commercial | Ducted CEE Tier 1
212979157 | Central HP <5.4 tons | PAYNE HEATING AND COOLING | HRCU-A-CB (Split System: Heat Pump with Remote Outdoor Unit-Air-Source) | 38MURAQ24AB3* |  |  | CAP**3617AL* | PG80MS(A,L)A48070B** | 23800 | 17 | 8.5 | 26200 | 23800 | 90.84% | 1.98 | 0 | 10 |  |  |  | No | R-410A | 1.9833 | Residential & Commercial | Ducted CEE Tier 1
212979205 | Central HP <5.4 tons | PAYNE HEATING AND COOLING | HRCU-A-CB (Split System: Heat Pump with Remote Outdoor Unit-Air-Source) | 38MURAQ24AB3* |  |  | CNPV*2417AL* | PG80MS(A,L)A48070B** | 23200 | 16.5 | 8.5 | 26800 | 25400 | 94.78% | 2.14 | 0 | 10 |  |  |  | No | R-410A | 1.9333 | Residential & Commercial | Ducted CEE Tier 1
211241543 | Central HP <5.4 tons | PAYNE HEATING AND COOLING | HRCU-A-CB (Split System: Heat Pump with Remote Outdoor Unit-Air-Source) | 38MURAQ24AB3* |  |  | CAP**3017AL* | PG96VTAA48080B** | 24200 | 16.5 | 8.5 | 26400 | 23000 | 87.12% | 1.9 | 0 | 10 |  |  |  | No | R-410A | 2.0167 | Residential & Commercial | Ducted CEE Tier 1
213075888 | Central HP <5.4 tons | PAYNE HEATING AND COOLING | HRCU-A-CB (Split System: Heat Pump with Remote Outdoor Unit-Air-Source) | 38MURAQ36AB3* |  |  | CAP**3721AL* | PG95MSUA60100C** | 36400 | 16 | 8.5 | 38000 | 34800 | 91.58% | 2.06 | 0 | 10 |  |  |  | No | R-410A | 3.0333 | Residential & Commercial | Ducted CEE Tier 1
211226953 | Central HP <5.4 tons | PAYNE HEATING AND COOLING | HRCU-A-CB (Split System: Heat Pump with Remote Outdoor Unit-Air-Source) | 38MURAQ36AB3* |  |  | CAP**3721AL* | PG80VTLA48090B** | 36600 | 16 | 8.5 | 38500 | 34800 | 90.39% | 2.08 | 0 | 10 |  |  |  | No | R-410A | 3.05 | Residential & Commercial | Ducted CEE Tier 1
214229311 | Central HP <5.4 tons | PAYNE HEATING AND COOLING | HRCU-A-CB (Split System: Heat Pump with Remote Outdoor Unit-Air-Source) | 38MURAQ36AB3* |  |  | CNPV*4217AL* | PG80MSUA48060B** | 35400 | 16 | 8.1 | 38500 | 35000 | 90.91% | 1.96 | 0 | 10 |  |  |  | No | R-410A | 2.95 | Residential & Commercial | Ducted CEE Tier 1
212984951 | Central HP <5.4 tons | PAYNE HEATING AND COOLING | HRCU-A-CB (Split System: Heat Pump with Remote Outdoor Unit-Air-Source) | 38MURAQ36AB3* |  |  | CAP**4824AL* | PG92MSAA60080C** | 35800 | 16.5 | 8.5 | 37800 | 34600 | 91.53% | 2.02 | 0 | 10 |  |  |  | No | R-410A | 2.9833 | Residential & Commercial | Ducted CEE Tier 1
211230162 | Central HP <5.4 tons | PAYNE HEATING AND COOLING | HRCU-A-CB (Split System: Heat Pump with Remote Outdoor Unit-Air-Source) | 38MURAQ36AB3* |  |  | CNPV*4821AL* | PG95ESAA42060B** | 35600 | 15.5 | 8.1 | 38500 | 35000 | 90.91% | 2 | 0 | 10 |  |  |  | No | R-410A | 2.9667 | Residential & Commercial | Ducted CEE Tier 1
211241729 | Central HP <5.4 tons | PAYNE HEATING AND COOLING | HRCU-A-CB (Split System: Heat Pump with Remote Outdoor Unit-Air-Source) | 38MURAQ24AB3* |  |  | CAP**3017AL* | PG95ESAA48080B** | 24600 | 15.5 | 8.5 | 27000 | 22400 | 82.96% | 1.82 | 0 | 10 |  |  |  | No | R-410A | 2.05 | Residential & Commercial | Ducted CEE Tier 1
211242665 | Central HP <5.4 tons | PAYNE HEATING AND COOLING | HRCU-A-CB (Split System: Heat Pump with Remote Outdoor Unit-Air-Source) | 38MURAQ24AB3* |  |  | CAP**3621AL* | PG95ESAA42060B** | 24800 | 16 | 8.5 | 26600 | 22000 | 82.71% | 1.82 | 0 | 10 |  |  |  | No | R-410A | 2.0667 | Residential & Commercial | Ducted CEE Tier 1
211242698 | Central HP <5.4 tons | PAYNE HEATING AND COOLING | HRCU-A-CB (Split System: Heat Pump with Remote Outdoor Unit-Air-Source) | 38MURAQ24AB3* |  |  | CAP**3621AL* | PG80ESUA60080C** | 24600 | 17.5 | 8.5 | 26200 | 22200 | 84.73% | 1.86 | 0 | 10.5 |  |  |  | No | R-410A | 2.05 | Residential & Commercial | Ducted CEE Tier 1
211242913 | Central HP <5.4 tons | PAYNE HEATING AND COOLING | HRCU-A-CB (Split System: Heat Pump with Remote Outdoor Unit-Air-Source) | 38MURAQ24AB3* |  |  | CAP**3717AL* | PG96VTAA36040B** | 24600 | 15.5 | 8.5 | 25800 | 21600 | 83.72% | 1.78 | 0 | 10 |  |  |  | No | R-410A | 2.05 | Residential & Commercial | Ducted CEE Tier 1
211243098 | Central HP <5.4 tons | PAYNE HEATING AND COOLING | HRCU-A-CB (Split System: Heat Pump with Remote Outdoor Unit-Air-Source) | 38MURAQ24AB3* |  |  | CAP**3717AL* | PG95ESAA42060B** | 25200 | 16 | 8.5 | 26200 | 21200 | 80.92% | 1.76 | 0 | 10 |  |  |  | No | R-410A | 2.1 | Residential & Commercial | Ducted CEE Tier 1
211243565 | Central HP <5.4 tons | PAYNE HEATING AND COOLING | HRCU-A-CB (Split System: Heat Pump with Remote Outdoor Unit-Air-Source) | 38MURAQ24AB3* |  |  | CAP**3721AL* | PG92ESAA42060B** | 25000 | 17 | 8.5 | 25600 | 20800 | 81.25% | 1.76 | 0 | 10.5 |  |  |  | No | R-410A | 2.0833 | Residential & Commercial | Ducted CEE Tier 1
212989299 | Central HP <5.4 tons | PAYNE HEATING AND COOLING | HRCU-A-CB (Split System: Heat Pump with Remote Outdoor Unit-Air-Source) | 38MURAQ18AB3* |  |  | CAP**3017AL* | PG95MSUA48060B** | 17500 | 16.5 | 8.5 | 18100 | 18700 | 103.3% | 2.26 | 0 | 10.5 |  |  |  | No | R-410A | 1.4583 | Residential & Commercial | Ducted CEE Tier 1
212987545 | Central HP <5.4 tons | PAYNE HEATING AND COOLING | HRCU-A-CB (Split System: Heat Pump with Remote Outdoor Unit-Air-Source) | 38MURAQ18AB3* |  |  | CNPV*2417AL* | PG96MSAA48080B** | 17600 | 16 | 8.5 | 18600 | 19100 | 102.7% | 2.3 | 0 | 11 |  |  |  | No | R-410A | 1.4667 | Residential & Commercial | Ducted CEE Tier 1
212974628 | Central HP <5.4 tons | PAYNE HEATING AND COOLING | HRCU-A-CB (Split System: Heat Pump with Remote Outdoor Unit-Air-Source) | 38MURAQ18AB3* |  |  | CAP**2414AL* | PG96VTAB30040A** | 17300 | 15.5 | 8.5 | 18400 | 19400 | 105.4% | 2.32 | 0 | 10.5 |  |  |  | No | R-410A | 1.4417 | Residential & Commercial | Ducted CEE Tier 1
212975813 | Central HP <5.4 tons | PAYNE HEATING AND COOLING | HRCU-A-CB (Split System: Heat Pump with Remote Outdoor Unit-Air-Source) | 38MURAQ18AB3* |  |  | CAP**3017AL* | PG96VTAB48080B** | 17400 | 16 | 8.5 | 18000 | 18700 | 103.9% | 2.26 | 0 | 10.5 |  |  |  | No | R-410A | 1.45 | Residential & Commercial | Ducted CEE Tier 1
211262419 | Central HP <5.4 tons | PAYNE HEATING AND COOLING | HRCU-A-CB (Split System: Heat Pump with Remote Outdoor Unit-Air-Source) | 38MURAQ18AB3* |  |  | CNPV*1814AL* | PG80ES(A,L)A36045A** | 17800 | 15.5 | 8.5 | 18900 | 19200 | 101.6% | 2.3 | 0 | 10.5 |  |  |  | No | R-410A | 1.4833 | Residential & Commercial | Ducted CEE Tier 1
211263318 | Central HP <5.4 tons | PAYNE HEATING AND COOLING | HRCU-A-CB (Split System: Heat Pump with Remote Outdoor Unit-Air-Source) | 38MURAQ18AB3* |  |  | CNPV*2417AL* | PG80ES(A,L)A36045B** | 18400 | 15.5 | 8.5 | 19400 | 18500 | 95.36% | 2.24 | 0 | 11 |  |  |  | No | R-410A | 1.5333 | Residential & Commercial | Ducted CEE Tier 1
211243750 | Central HP <5.4 tons | PAYNE HEATING AND COOLING | HRCU-A-CB (Split System: Heat Pump with Remote Outdoor Unit-Air-Source) | 38MURAQ24AB3* |  |  | CNPV*2414AL* | PG95ESAA36060A** | 24000 | 15.2 | 8.5 | 27200 | 23000 | 84.56% | 1.88 | 0 | 10 |  |  |  | No | R-410A | 2 | Residential & Commercial | Ducted CEE Tier 1
211244015 | Central HP <5.4 tons | PAYNE HEATING AND COOLING | HRCU-A-CB (Split System: Heat Pump with Remote Outdoor Unit-Air-Source) | 38MURAQ24AB3* |  |  | CNPV*2417AL* | PG80VTLA48070B** | 23600 | 16.5 | 8.5 | 26600 | 23400 | 87.97% | 1.94 | 0 | 10 |  |  |  | No | R-410A | 1.9667 | Residential & Commercial | Ducted CEE Tier 1
211245121 | Central HP <5.4 tons | PAYNE HEATING AND COOLING | HRCU-A-CB (Split System: Heat Pump with Remote Outdoor Unit-Air-Source) | 38MURAQ24AB3* |  |  | CNPV*3617AL* | PG80ES(A,L)A36045B** | 24000 | 16.5 | 8.1 | 26200 | 23000 | 87.79% | 1.9 | 0 | 10.5 |  |  |  | No | R-410A | 2 | Residential & Commercial | Ducted CEE Tier 1
211245168 | Central HP <5.4 tons | PAYNE HEATING AND COOLING | HRCU-A-CB (Split System: Heat Pump with Remote Outdoor Unit-Air-Source) | 38MURAQ24AB3* |  |  | CNPV*3617AL* | PG92ESAA42060B** | 24400 | 16.5 | 8.1 | 26400 | 22800 | 86.36% | 1.88 | 0 | 10.5 |  |  |  | No | R-410A | 2.0333 | Residential & Commercial | Ducted CEE Tier 1
212987797 | Central HP <5.4 tons | PAYNE HEATING AND COOLING | HRCU-A-CB (Split System: Heat Pump with Remote Outdoor Unit-Air-Source) | 38MURAQ24AB3* |  |  | CAP**3621AL* | PG96MSAA60080C** | 23800 | 17 | 8.5 | 26200 | 23600 | 90.08% | 1.96 | 0 | 10 |  |  |  | No | R-410A | 1.9833 | Residential & Commercial | Ducted CEE Tier 1
212978688 | Central HP <5.4 tons | PAYNE HEATING AND COOLING | HRCU-A-CB (Split System: Heat Pump with Remote Outdoor Unit-Air-Source) | 38MURAQ24AB3* |  |  | CAP**3721AL* | PG80MS(A,L)A36070B** | 24400 | 17.5 | 8.5 | 25200 | 21200 | 84.13% | 1.8 | 0 | 10.5 |  |  |  | No | R-410A | 2.0333 | Residential & Commercial | Ducted CEE Tier 1
211241508 | Central HP <5.4 tons | PAYNE HEATING AND COOLING | HRCU-A-CB (Split System: Heat Pump with Remote Outdoor Unit-Air-Source) | 38MURAQ24AB3* |  |  | CAP**3017AL* | PG80ESUA36040B** | 24000 | 17 | 8.5 | 26000 | 23200 | 89.23% | 1.94 | 0 | 10 |  |  |  | No | R-410A | 2 | Residential & Commercial | Ducted CEE Tier 1
213603968 | Central HP <5.4 tons | MIDEA | HRCU-A-C (Split System: Heat Pump with Remote Outdoor Unit with No Indoor Fan --Air Source) | 38MURAQ36AB3 |  |  | 40MULAQ36XCX + CI |  | 35000 | 15.2 | 10 | 39000 | 32000 | 82.05% | 2 | 10.2 | 10 |  |  |  | No | R-410A | 2.9167 | Residential & Commercial | Ducted CEE Tier 1
212386847 | Central HP <5.4 tons | ATK | HRCU-A-C (Split System: Heat Pump with Remote Outdoor Unit with No Indoor Fan --Air Source) | ACI-AUO36SHP-M |  |  | ACI-CCO36CP21 |  | 35000 | 15.2 | 10 | 39000 | 32000 | 82.05% | 2 | 10.2 | 10 |  |  |  | No | R-410A | 2.9167 | Residential & Commercial | Ducted CEE Tier 1
216372810 | Central HP <5.4 tons | EMI | HRCU-A-CB (Split System: Heat Pump with Remote Outdoor Unit-Air-Source) | MHSD136DACFC |  |  | MHAH136DACFC |  | 36000 | 16 | 9.5 | 40000 | 34400 | 86% | 1.97 | 10.5 | 10 |  |  |  | No | R-410A | 3 | Residential & Commercial | Ducted CEE Tier 1
212386845 | Central HP <5.4 tons | ATK | HRCU-A-CB (Split System: Heat Pump with Remote Outdoor Unit-Air-Source) | ACI-AUO36SHP-M |  |  | ACI-AUI36VHE |  | 36000 | 16 | 9.5 | 40000 | 34400 | 86% | 1.97 | 10.5 | 10 |  |  |  | No | R-410A | 3 | Residential & Commercial | Ducted CEE Tier 1
213348295 | Central HP <5.4 tons | COMFORT-AIRE | HRCU-A-CB (Split System: Heat Pump with Remote Outdoor Unit-Air-Source) | A-VCD36SA-1 |  |  | B-KCD36SA-1 |  | 36000 | 16 | 9.5 | 40000 | 34400 | 86% | 1.97 | 10.5 | 10 |  |  |  | No | R-410A | 3 | Residential & Commercial | Ducted CEE Tier 1
210568236 | Central HP <5.4 tons | COMFORT-AIRE | HRCU-A-C (Split System: Heat Pump with Remote Outdoor Unit with No Indoor Fan --Air Source) | A-VCD36SA-1 |  |  | MCD30/36C1A |  | 35000 | 15.2 | 10 | 39000 | 32000 | 82.05% | 2 | 10.2 | 10 |  |  |  | No | R-410A | 2.9167 | Residential & Commercial | Ducted CEE Tier 1
213607731 | Central HP <5.4 tons | SMART COMFORT | HRCU-A-CB (Split System: Heat Pump with Remote Outdoor Unit-Air-Source) | DLCURAH36ABK |  |  | FTMA4B36L0C* |  | 35400 | 16.5 | 8.5 | 38000 | 35200 | 92.63% | 1.86 | 0 | 10 |  |  |  | No | R-410A | 2.95 | Residential & Commercial | Ducted CEE Tier 1
212916826 | Central HP <5.4 tons | Bladex | HRCU-A-C (Split System: Heat Pump with Remote Outdoor Unit with No Indoor Fan --Air Source) | BX30-24HPHYHA |  |  | BLC-24HWAC1-UNC |  | 24000 | 16.5 | 9.5 | 25000 | 20000 | 80% | 1.95 | 11 | 10.7 |  |  |  | No | R-410A | 2 | Residential & Commercial | Ducted CEE Tier 1
211126503 | Central HP <5.4 tons | THERMAL ZONE | HRCU-A-CB (Split System: Heat Pump with Remote Outdoor Unit-Air-Source) | TZPLV242PA |  |  | TZHVLE2417JA |  | 24000 | 17.4 | 10 | 24000 | 22600 | 94.17% | 1.91 | 12.5 | 11.7 |  |  |  | No | R-410A | 2 | Residential & Commercial | Ducted CEE Tier 1
213348292 | Central HP <5.4 tons | COMFORT-AIRE | HRCU-A-CB (Split System: Heat Pump with Remote Outdoor Unit-Air-Source) | A-VCD18SA-1 |  |  | B-KCD18SA-1 |  | 18000 | 18 | 9.3 | 19000 | 16500 | 86.84% | 2.04 | 12.5 | 12.4 |  |  |  | No | R-410A | 1.5 | Residential & Commercial | Ducted CEE Tier 1
208447894 | Central HP <5.4 tons | BRYANT | HRCU-A-CB (Split System: Heat Pump with Remote Outdoor Unit-Air-Source) | 38MURAQ18AB3 |  |  | 40MUAAQ18XA3 |  | 18000 | 18 | 9.3 | 19000 | 16500 | 86.84% | 2.04 | 12.5 | 12.4 |  |  |  | No | R-410A | 1.5 | Residential & Commercial | Ducted CEE Tier 1
213885864 | Central HP <5.4 tons | THERMAL ZONE | HRCU-A-C (Split System: Heat Pump with Remote Outdoor Unit with No Indoor Fan --Air Source) | TZPLV182PA |  |  | MAC-24HWDN1-MN0 |  | 18000 | 16.1 | 9.5 | 19000 | 15000 | 78.95% | 2.2 | 11.6 | 11.7 |  |  |  | No | R-410A | 1.5 | Residential & Commercial | Ducted CEE Tier 1
211263368 | Central HP <5.4 tons | PAYNE HEATING AND COOLING | HRCU-A-CB (Split System: Heat Pump with Remote Outdoor Unit-Air-Source) | 38MURAQ18AB3* |  |  | CNPV*2417AL* | PG92ESAA36060A** | 18100 | 16 | 8.5 | 19000 | 18600 | 97.89% | 2.24 | 0 | 11 |  |  |  | No | R-410A | 1.5083 | Residential & Commercial | Ducted CEE Tier 1
211263272 | Central HP <5.4 tons | PAYNE HEATING AND COOLING | HRCU-A-CB (Split System: Heat Pump with Remote Outdoor Unit-Air-Source) | 38MURAQ18AB3* |  |  | CNPV*2417AL* | PG96VTAA42060B** | 17600 | 15.5 | 8.5 | 18600 | 18900 | 101.6% | 2.26 | 0 | 10.5 |  |  |  | No | R-410A | 1.4667 | Residential & Commercial | Ducted CEE Tier 1
211264944 | Central HP <5.4 tons | PAYNE HEATING AND COOLING | HRCU-A-CB (Split System: Heat Pump with Remote Outdoor Unit-Air-Source) | 38MURAQ18AB3* |  |  | FMA4X24**AL* |  | 17400 | 16 | 8.5 | 18500 | 20000 | 108.1% | 2.44 | 0 | 10.5 |  |  |  | No | R-410A | 1.45 | Residential & Commercial | Ducted CEE Tier 1
214489072 | Central HP <5.4 tons | Bladex | HRCU-A-CB (Split System: Heat Pump with Remote Outdoor Unit-Air-Source) | BX31U-42HPHYHA |  |  | BLA-36HWAHU1 |  | 36000 | 16 | 9.5 | 40000 | 34400 | 86% | 1.97 | 10.5 | 10 |  |  |  | No | R-410A | 3 | Residential & Commercial | Ducted CEE Tier 1
213372169 | Central HP <5.4 tons | MIDEA | HRCU-A-C (Split System: Heat Pump with Remote Outdoor Unit with No Indoor Fan --Air Source) | DLCURAH36ABK |  |  | DLFULAH36XCX + CI |  | 35000 | 15.2 | 10 | 39000 | 32000 | 82.05% | 2 | 10.2 | 10 |  |  |  | No | R-410A | 2.9167 | Residential & Commercial | Ducted CEE Tier 1
214075539 | Central HP <5.4 tons | RUSSELL | HRCU-A-CB (Split System: Heat Pump with Remote Outdoor Unit-Air-Source) | RD17AZ24AJ3N |  |  | TCFZ2417MTANM | S801V0504A17UHS | 22600 | 17 | 9.5 | 22600 | 16900 | 74.78% | 2 | 0 | 11.2 |  |  |  | No | R-410A | 1.8833 | Residential & Commercial | Ducted CEE Tier 1
211265010 | Central HP <5.4 tons | PAYNE HEATING AND COOLING | HRCU-A-CB (Split System: Heat Pump with Remote Outdoor Unit-Air-Source) | 38MURAQ18AB3* |  |  | FM(C,U)4Z30**AL* |  | 18000 | 17.5 | 8.5 | 18500 | 18900 | 102.2% | 2.3 | 0 | 11 |  |  |  | No | R-410A | 1.5 | Residential & Commercial | Ducted CEE Tier 1
211264857 | Central HP <5.4 tons | PAYNE HEATING AND COOLING | HRCU-A-CB (Split System: Heat Pump with Remote Outdoor Unit-Air-Source) | 38MURAQ18AB3* |  |  | PF4MNB019L |  | 17800 | 16.5 | 8.5 | 18300 | 18500 | 101.1% | 2.22 | 0 | 10.5 |  |  |  | No | R-410A | 1.4833 | Residential & Commercial | Ducted CEE Tier 1
211264732 | Central HP <5.4 tons | PAYNE HEATING AND COOLING | HRCU-A-CB (Split System: Heat Pump with Remote Outdoor Unit-Air-Source) | 38MURAQ18AB3* |  |  | FJ4DN*A18L* |  | 18000 | 15.5 | 8.5 | 19000 | 19100 | 100.5% | 2.28 | 0 | 10.5 |  |  |  | No | R-410A | 1.5 | Residential & Commercial | Ducted CEE Tier 1
211264966 | Central HP <5.4 tons | PAYNE HEATING AND COOLING | HRCU-A-CB (Split System: Heat Pump with Remote Outdoor Unit-Air-Source) | 38MURAQ18AB3* |  |  | FM(C,U)4Z18**AL* |  | 17800 | 17 | 9 | 18700 | 19800 | 105.9% | 2.4 | 0 | 11 |  |  |  | No | R-410A | 1.4833 | Residential & Commercial | Ducted CEE Tier 1
207335556 | Central HP <5.4 tons | CONTINENTAL | HRCU-A-CB (Split System: Heat Pump with Remote Outdoor Unit-Air-Source) | CS18HV24A36 |  |  | CPFX24A |  | 24000 | 17 | 9 | 24000 | 22000 | 91.67% | 1.8 | 12.5 | 12 |  |  |  | No | R-410A | 2 | Residential & Commercial | Ducted CEE Tier 1
213795608 | Central HP <5.4 tons | AC PRO.com | HRCU-A-CB (Split System: Heat Pump with Remote Outdoor Unit-Air-Source) | AUD36W/A*-D(U) |  |  | AUD36AH2/A*-D(U) |  | 34000 | 16 | 9 | 35000 | 28000 | 80% | 1.8 | 10 | 10 |  |  |  | No | R-410A | 2.8333 | Residential & Commercial | Ducted CEE Tier 1
214810657 | Central HP <5.4 tons | COMFORT-AIRE | HRCU-A-C (Split System: Heat Pump with Remote Outdoor Unit with No Indoor Fan --Air Source) | A-VCD36SA-1 |  |  | MCD30/36B1A |  | 35000 | 15.5 | 8.6 | 38000 | 31600 | 83.16% | 1.85 | 0 | 10 |  |  |  | No | R-410A | 2.9167 | Residential & Commercial | Ducted CEE Tier 1
211253518 | Central HP <5.4 tons | ECO AC | HRCU-A-CB (Split System: Heat Pump with Remote Outdoor Unit-Air-Source) | EHI-O36BAH |  |  | EHI-V36BA |  | 36000 | 16 | 9.5 | 40000 | 34400 | 86% | 1.97 | 10.5 | 10 |  |  |  | No | R-410A | 3 | Residential & Commercial | Ducted CEE Tier 1
215319072 | Central HP <5.4 tons | MIDEA | HRCU-A-CB (Split System: Heat Pump with Remote Outdoor Unit-Air-Source) | D5CSHAH18AAK |  |  | D5FSAAH18XBK |  | 18000 | 18.2 | 10.1 | 19500 | 18000 | 92.31% | 2.2 | 0 | 12 |  |  |  | No | R-454B | 1.5 | Residential & Commercial | Ducted CEE Tier 1
214075576 | Central HP <5.4 tons | RUSSELL | HRCU-A-CB (Split System: Heat Pump with Remote Outdoor Unit-Air-Source) | RD17AZ24AJ3N |  |  | TCFZ2417MTANM | S801V0754A17UHN | 22600 | 18 | 9.5 | 22600 | 16800 | 74.34% | 2.1 | 0 | 11.2 |  |  |  | No | R-410A | 1.8833 | Residential & Commercial | Ducted CEE Tier 1
211263246 | Central HP <5.4 tons | PAYNE HEATING AND COOLING | HRCU-A-CB (Split System: Heat Pump with Remote Outdoor Unit-Air-Source) | 38MURAQ18AB3* |  |  | CNPV*2417AL* | PG95ESAA30026A** | 18000 | 15.5 | 8.5 | 19000 | 18700 | 98.42% | 2.24 | 0 | 10.5 |  |  |  | No | R-410A | 1.5 | Residential & Commercial | Ducted CEE Tier 1
211264515 | Central HP <5.4 tons | PAYNE HEATING AND COOLING | HRCU-A-CB (Split System: Heat Pump with Remote Outdoor Unit-Air-Source) | 38MURAQ18AB3* |  |  | CNPV*3017AL* | PG80ES(A,L)A36070B** | 18200 | 16.5 | 8.5 | 18700 | 18300 | 97.86% | 2.22 | 0 | 11 |  |  |  | No | R-410A | 1.5167 | Residential & Commercial | Ducted CEE Tier 1
211264780 | Central HP <5.4 tons | PAYNE HEATING AND COOLING | HRCU-A-CB (Split System: Heat Pump with Remote Outdoor Unit-Air-Source) | 38MURAQ18AB3* |  |  | FB4CNF024L |  | 17300 | 16 | 8.5 | 18200 | 19400 | 106.6% | 2.34 | 0 | 10.5 |  |  |  | No | R-410A | 1.4417 | Residential & Commercial | Ducted CEE Tier 1
214489070 | Central HP <5.4 tons | Bladex | HRCU-A-C (Split System: Heat Pump with Remote Outdoor Unit with No Indoor Fan --Air Source) | BX31U-42HPHYHA |  |  | BLC-36HWAC1 |  | 35000 | 15.2 | 10 | 39000 | 32000 | 82.05% | 2 | 10.2 | 10 |  |  |  | No | R-410A | 2.9167 | Residential & Commercial | Ducted CEE Tier 1
211126510 | Central HP <5.4 tons | THERMAL ZONE | HRCU-A-CB (Split System: Heat Pump with Remote Outdoor Unit-Air-Source) | TZPLV362PA |  |  | TZHVLE3621JA |  | 36000 | 16 | 9.5 | 40000 | 34400 | 86% | 1.97 | 10.5 | 10 |  |  |  | No | R-410A | 3 | Residential & Commercial | Ducted CEE Tier 1
213372240 | Central HP <5.4 tons | MIDEA | HRCU-A-C (Split System: Heat Pump with Remote Outdoor Unit with No Indoor Fan --Air Source) | 38MURAQ36AB3 |  |  | 40MULAQ36XBX + CI |  | 35000 | 15.5 | 8.6 | 38000 | 31600 | 83.16% | 1.85 | 0 | 10 |  |  |  | No | R-410A | 2.9167 | Residential & Commercial | Ducted CEE Tier 1
215471345 | Central HP <5.4 tons | MIDEA | HRCU-A-CB (Split System: Heat Pump with Remote Outdoor Unit-Air-Source) | MO1HE-H60B-2A |  |  | MAUSE-H60B-2A |  | 54000 | 17.5 | 9.5 | 55000 | 54000 | 98.18% | 1.9 | 0 | 12 |  |  |  | No | R-454B | 4.5 | Residential & Commercial | Ducted CEE Tier 1
215319073 | Central HP <5.4 tons | MIDEA | HRCU-A-CB (Split System: Heat Pump with Remote Outdoor Unit-Air-Source) | D5CSHAH24AAK |  |  | D5FSAAH24XBK |  | 23000 | 18.8 | 10 | 26000 | 23600 | 90.77% | 2.16 | 0 | 12 |  |  |  | No | R-454B | 1.9167 | Residential & Commercial | Ducted CEE Tier 1
211265031 | Central HP <5.4 tons | PAYNE HEATING AND COOLING | HRCU-A-CB (Split System: Heat Pump with Remote Outdoor Unit-Air-Source) | 38MURAQ18AB3* |  |  | FV4CNF002L |  | 18100 | 16.5 | 8.5 | 18500 | 18000 | 97.3% | 2.18 | 0 | 11 |  |  |  | No | R-410A | 1.5083 | Residential & Commercial | Ducted CEE Tier 1
211264734 | Central HP <5.4 tons | PAYNE HEATING AND COOLING | HRCU-A-CB (Split System: Heat Pump with Remote Outdoor Unit-Air-Source) | 38MURAQ18AB3* |  |  | PF4MN*A18L* |  | 18000 | 15.5 | 8.5 | 19000 | 19100 | 100.5% | 2.28 | 0 | 10.5 |  |  |  | No | R-410A | 1.5 | Residential & Commercial | Ducted CEE Tier 1
211264901 | Central HP <5.4 tons | PAYNE HEATING AND COOLING | HRCU-A-CB (Split System: Heat Pump with Remote Outdoor Unit-Air-Source) | 38MURAQ18AB3* |  |  | PF4MNB031L |  | 18100 | 16 | 8.5 | 18400 | 18200 | 98.91% | 2.18 | 0 | 10.5 |  |  |  | No | R-410A | 1.5083 | Residential & Commercial | Ducted CEE Tier 1
215318729 | Central HP <5.4 tons | INNOVAIR | HRCU-A-CB (Split System: Heat Pump with Remote Outdoor Unit-Air-Source) | GOV60H2BA |  |  | GAV60B2A |  | 55500 | 17 | 8.6 | 57000 | 42500 | 74.56% | 2.1 | 0 | 10 |  |  |  | No | R-454B | 4.625 | Residential & Commercial | Ducted CEE Tier 1
211264467 | Central HP <5.4 tons | PAYNE HEATING AND COOLING | HRCU-A-CB (Split System: Heat Pump with Remote Outdoor Unit-Air-Source) | 38MURAQ18AB3* |  |  | CNPV*3017AL* | PG80ES(A,L)A36045A** | 18200 | 16.5 | 8.5 | 18700 | 18300 | 97.86% | 2.22 | 0 | 11 |  |  |  | No | R-410A | 1.5167 | Residential & Commercial | Ducted CEE Tier 1
211263070 | Central HP <5.4 tons | PAYNE HEATING AND COOLING | HRCU-A-CB (Split System: Heat Pump with Remote Outdoor Unit-Air-Source) | 38MURAQ18AB3* |  |  | CNPV*2417AL* | PG80VTLA36070A** | 17700 | 16 | 8.5 | 18500 | 18800 | 101.6% | 2.26 | 0 | 11 |  |  |  | No | R-410A | 1.475 | Residential & Commercial | Ducted CEE Tier 1
211263137 | Central HP <5.4 tons | PAYNE HEATING AND COOLING | HRCU-A-CB (Split System: Heat Pump with Remote Outdoor Unit-Air-Source) | 38MURAQ18AB3* |  |  | CNPV*2417AL* | PG95ESAA30040A** | 17800 | 15.5 | 8.5 | 18700 | 18800 | 100.5% | 2.26 | 0 | 10.5 |  |  |  | No | R-410A | 1.4833 | Residential & Commercial | Ducted CEE Tier 1
215471338 | Central HP <5.4 tons | MIDEA | HRCU-A-CB (Split System: Heat Pump with Remote Outdoor Unit-Air-Source) | MO1HE-H60B-2A |  |  | MAUHE-H60B-2A |  | 54000 | 16 | 9 | 56000 | 52000 | 92.86% | 1.8 | 0 | 10 |  |  |  | No | R-454B | 4.5 | Residential & Commercial | Ducted CEE Tier 1
211264758 | Central HP <5.4 tons | PAYNE HEATING AND COOLING | HRCU-A-CB (Split System: Heat Pump with Remote Outdoor Unit-Air-Source) | 38MURAQ18AB3* |  |  | FB4CNF018L |  | 17400 | 16 | 8.5 | 18300 | 19400 | 106% | 2.34 | 0 | 10.5 |  |  |  | No | R-410A | 1.45 | Residential & Commercial | Ducted CEE Tier 1
211264988 | Central HP <5.4 tons | PAYNE HEATING AND COOLING | HRCU-A-CB (Split System: Heat Pump with Remote Outdoor Unit-Air-Source) | 38MURAQ18AB3* |  |  | FM(C,U)4Z24**AL* |  | 17800 | 17 | 9 | 18700 | 19800 | 105.9% | 2.4 | 0 | 11 |  |  |  | No | R-410A | 1.4833 | Residential & Commercial | Ducted CEE Tier 1
207335067 | Central HP <5.4 tons | AC PRO.com | HRCU-A-CB (Split System: Heat Pump with Remote Outdoor Unit-Air-Source) | AUD36W/A-D(U) |  |  | AUD36AH2/A-D(U) |  | 34000 | 16 | 9 | 35000 | 28000 | 80% | 1.8 | 10 | 10 |  |  |  | No | R-410A | 2.8333 | Residential & Commercial | Ducted CEE Tier 1
211131914 | Central HP <5.4 tons | AC PRO.com | HRCU-A-CB (Split System: Heat Pump with Remote Outdoor Unit-Air-Source) | AUD36W/A1-D(U) |  |  | AUD36AH2/A1-D(U) |  | 34000 | 16 | 9 | 35000 | 28000 | 80% | 1.8 | 10 | 10 |  |  |  | No | R-410A | 2.8333 | Residential & Commercial | Ducted CEE Tier 1
208447919 | Central HP <5.4 tons | MIDEA | HRCU-A-CB (Split System: Heat Pump with Remote Outdoor Unit-Air-Source) | 38MURAQ36AB3 |  |  | 40MUAAQ36XA3 |  | 36000 | 16 | 9.5 | 40000 | 34400 | 86% | 1.97 | 10.5 | 10 |  |  |  | No | R-410A | 3 | Residential & Commercial | Ducted CEE Tier 1
214610374 | Central HP <5.4 tons | Kepler | HRCU-A-C (Split System: Heat Pump with Remote Outdoor Unit with No Indoor Fan --Air Source) | AZPN/24WD |  |  | AZPN/A18WAC |  | 20000 | 16.3 | 10.2 | 25000 | 20000 | 80% | 2 | 0 | 11.7 |  |  |  | No | R-410A | 1.6667 | Residential & Commercial | Ducted CEE Tier 1
215471352 | Central HP <5.4 tons | MIDEA | HRCU-A-CB (Split System: Heat Pump with Remote Outdoor Unit-Air-Source) | MO1HS-H24B-2A |  |  | MACHU-H24B-2A |  | 23000 | 18.7 | 10 | 26000 | 23600 | 90.77% | 2.16 | 0 | 12 |  |  |  | No | R-454B | 1.9167 | Residential & Commercial | Ducted CEE Tier 1
215318782 | Central HP <5.4 tons | BRYANT | HRCU-A-CB (Split System: Heat Pump with Remote Outdoor Unit-Air-Source) | 37MUHAQ60AA3 |  |  | 45MUHAQ60XX3 |  | 54000 | 17.5 | 9.5 | 55000 | 54000 | 98.18% | 1.9 | 0 | 12 |  |  |  | No | R-454B | 4.5 | Residential & Commercial | Ducted CEE Tier 1
216097080 | Central HP <5.4 tons | COMFORT-AIRE | HRCU-A-CB (Split System: Heat Pump with Remote Outdoor Unit-Air-Source) | A-VHP18SA-1 |  |  | B-VHP18AA-1 |  | 18000 | 18 | 10 | 19500 | 18000 | 92.31% | 2.2 | 0 | 12 |  |  |  | No | R-454B | 1.5 | Residential & Commercial | Ducted CEE Tier 1
211264539 | Central HP <5.4 tons | PAYNE HEATING AND COOLING | HRCU-A-CB (Split System: Heat Pump with Remote Outdoor Unit-Air-Source) | 38MURAQ18AB3* |  |  | CNPV*3017AL* | PG92ESAA36060A** | 18300 | 16 | 8.5 | 18800 | 18300 | 97.34% | 2.22 | 0 | 11 |  |  |  | No | R-410A | 1.525 | Residential & Commercial | Ducted CEE Tier 1
211264923 | Central HP <5.4 tons | PAYNE HEATING AND COOLING | HRCU-A-CB (Split System: Heat Pump with Remote Outdoor Unit-Air-Source) | 38MURAQ18AB3* |  |  | FMA4X18**AL* |  | 17400 | 16 | 8.5 | 18500 | 20000 | 108.1% | 2.44 | 0 | 10.5 |  |  |  | No | R-410A | 1.45 | Residential & Commercial | Ducted CEE Tier 1
215319061 | Central HP <5.4 tons | MIDEA | HRCU-A-CB (Split System: Heat Pump with Remote Outdoor Unit-Air-Source) | D5CUHAH60AAK |  |  | D5FUAAH60XAK |  | 54000 | 16 | 9 | 56000 | 52000 | 92.86% | 1.8 | 0 | 10 |  |  |  | No | R-454B | 4.5 | Residential & Commercial | Ducted CEE Tier 1
216097081 | Central HP <5.4 tons | COMFORT-AIRE | HRCU-A-CB (Split System: Heat Pump with Remote Outdoor Unit-Air-Source) | A-VHP24SA-1 |  |  | B-VHP24AA-1 |  | 23000 | 18.7 | 10 | 26000 | 23600 | 90.77% | 2.16 | 0 | 12 |  |  |  | No | R-454B | 1.9167 | Residential & Commercial | Ducted CEE Tier 1
215318866 | Central HP <5.4 tons | MIDEA | HRCU-A-CB (Split System: Heat Pump with Remote Outdoor Unit-Air-Source) | 37MUHAQ60AA3 |  |  | 45MUHAQ60XX3 |  | 54000 | 17.5 | 9.5 | 55000 | 54000 | 98.18% | 1.9 | 0 | 12 |  |  |  | No | R-454B | 4.5 | Residential & Commercial | Ducted CEE Tier 1
211264826 | Central HP <5.4 tons | PAYNE HEATING AND COOLING | HRCU-A-CB (Split System: Heat Pump with Remote Outdoor Unit-Air-Source) | 38MURAQ18AB3* |  |  | FB4CNP024L |  | 17300 | 16 | 8.5 | 18200 | 19400 | 106.6% | 2.34 | 0 | 10.5 |  |  |  | No | R-410A | 1.4417 | Residential & Commercial | Ducted CEE Tier 1
213249248 | Central HP <5.4 tons | PAYNE HEATING AND COOLING | HRCU-A-CB (Split System: Heat Pump with Remote Outdoor Unit-Air-Source) | 38MURAQ18AB3* |  |  | FEVA0024**+NAVA43601CK |  | 18100 | 16.5 | 8.5 | 18300 | 17900 | 97.81% | 2.16 | 0 | 11 |  |  |  | No | R-410A | 1.5083 | Residential & Commercial | Ducted CEE Tier 1
211263180 | Central HP <5.4 tons | PAYNE HEATING AND COOLING | HRCU-A-CB (Split System: Heat Pump with Remote Outdoor Unit-Air-Source) | 38MURAQ18AB3* |  |  | CNPV*2417AL* | PG95ESAA36060A** | 17800 | 16 | 8.5 | 18700 | 18800 | 100.5% | 2.26 | 0 | 11 |  |  |  | No | R-410A | 1.4833 | Residential & Commercial | Ducted CEE Tier 1
215318865 | Central HP <5.4 tons | MIDEA | HRCU-A-CB (Split System: Heat Pump with Remote Outdoor Unit-Air-Source) | 37MUHAQ60AA3 |  |  | 45MUAAQ60XX3 |  | 54000 | 16 | 9 | 56000 | 52000 | 92.86% | 1.8 | 0 | 10 |  |  |  | No | R-454B | 4.5 | Residential & Commercial | Ducted CEE Tier 1
216097079 | Central HP <5.4 tons | COMFORT-AIRE | HRCU-A-CB (Split System: Heat Pump with Remote Outdoor Unit-Air-Source) | A-VXP60TA-1 |  |  | B-VXP60TA-1 |  | 54000 | 16 | 9 | 56000 | 52000 | 92.86% | 1.8 | 0 | 10 |  |  |  | No | R-454B | 4.5 | Residential & Commercial | Ducted CEE Tier 1
215319016 | Central HP <5.4 tons | KEEPRITE | HRCU-A-CB (Split System: Heat Pump with Remote Outdoor Unit-Air-Source) | D5CSHAH18AAK |  |  | D5FSAAH18XBK |  | 18000 | 18.2 | 10.1 | 19500 | 18000 | 92.31% | 2.2 | 0 | 12 |  |  |  | No | R-454B | 1.5 | Residential & Commercial | Ducted CEE Tier 1
216097077 | Central HP <5.4 tons | COMFORT-AIRE | HRCU-A-CB (Split System: Heat Pump with Remote Outdoor Unit-Air-Source) | A-VXP36TA-1 |  |  | B-VXP36TA-1 |  | 36000 | 17.3 | 10.3 | 37000 | 39000 | 105.4% | 1.9 | 0 | 11.7 |  |  |  | No | R-454B | 3 | Residential & Commercial | Ducted CEE Tier 1
215319022 | Central HP <5.4 tons | KEEPRITE | HRCU-A-CB (Split System: Heat Pump with Remote Outdoor Unit-Air-Source) | D5CLHAH48AAK |  |  | D5FLAAH48XAK |  | 48000 | 17 | 10.2 | 50000 | 46000 | 92% | 2 | 0 | 10.1 |  |  |  | No | R-454B | 4 | Residential & Commercial | Ducted CEE Tier 1
213348293 | Central HP <5.4 tons | COMFORT-AIRE | HRCU-A-CB (Split System: Heat Pump with Remote Outdoor Unit-Air-Source) | A-VCD24SA-1 |  |  | B-KCD24SA-1 |  | 24000 | 17.4 | 10 | 24000 | 22600 | 94.17% | 1.91 | 12.5 | 11.7 |  |  |  | No | R-410A | 2 | Residential & Commercial | Ducted CEE Tier 1
213372164 | Central HP <5.4 tons | MIDEA | HRCU-A-C (Split System: Heat Pump with Remote Outdoor Unit with No Indoor Fan --Air Source) | DLCURAH18ABK |  |  | DLFULAH24XBX + CI |  | 18000 | 16.1 | 9.5 | 19000 | 15000 | 78.95% | 2.2 | 11.6 | 11.7 |  |  |  | No | R-410A | 1.5 | Residential & Commercial | Ducted CEE Tier 1
210568231 | Central HP <5.4 tons | COMFORT-AIRE | HRCU-A-CB (Split System: Heat Pump with Remote Outdoor Unit-Air-Source) | A-VCD18SA-1 |  |  | B-VCD18SA-1 |  | 18000 | 18 | 9.3 | 19000 | 16500 | 86.84% | 2.04 | 12.5 | 12.4 |  |  |  | No | R-410A | 1.5 | Residential & Commercial | Ducted CEE Tier 1
213372148 | Central HP <5.4 tons | KEEPRITE | HRCU-A-C (Split System: Heat Pump with Remote Outdoor Unit with No Indoor Fan --Air Source) | DLCURAH18ABK |  |  | DLFULAH24XBX + CI |  | 18000 | 16.1 | 9.5 | 19000 | 15000 | 78.95% | 2.2 | 11.6 | 11.7 |  |  |  | No | R-410A | 1.5 | Residential & Commercial | Ducted CEE Tier 1
213372149 | Central HP <5.4 tons | KEEPRITE | HRCU-A-C (Split System: Heat Pump with Remote Outdoor Unit with No Indoor Fan --Air Source) | DLCURAH24ABK |  |  | DLFULAH24XAX + CI |  | 24000 | 16.1 | 9.8 | 25000 | 20000 | 80% | 2 | 0 | 10.7 |  |  |  | No | R-410A | 2 | Residential & Commercial | Ducted CEE Tier 1
214594892 | Central HP <5.4 tons | MIDEA | HRCU-A-CB (Split System: Heat Pump with Remote Outdoor Unit-Air-Source) | MOD30-24HFN1-MW |  |  | MVBL-24HWFN1-MI3 |  | 24000 | 19 | 9.3 | 27400 | 24000 | 87.59% | 1.91 | 0 | 12 |  |  |  | No | R-410A | 2 | Residential & Commercial | Ducted CEE Tier 1
213372177 | Central HP <5.4 tons | TEMPSTAR | HRCU-A-C (Split System: Heat Pump with Remote Outdoor Unit with No Indoor Fan --Air Source) | DLCURAH36ABK |  |  | DLFULAH36XCX + CI |  | 35000 | 15.2 | 10 | 39000 | 32000 | 82.05% | 2 | 10.2 | 10 |  |  |  | No | R-410A | 2.9167 | Residential & Commercial | Ducted CEE Tier 1
213614244 | Central HP <5.4 tons | COMFORT-AIRE | HRCU-A-C (Split System: Heat Pump with Remote Outdoor Unit with No Indoor Fan --Air Source) | A-VCD30SA-1 |  |  | MCD30/36B1A |  | 29000 | 15.2 | 8.5 | 31000 | 22600 | 72.9% | 1.8 | 0 | 10 |  |  |  | No | R-410A | 2.4167 | Residential & Commercial | Ducted CEE Tier 1
213307891 | Central HP <5.4 tons | Bladex | HRCU-A-C (Split System: Heat Pump with Remote Outdoor Unit with No Indoor Fan --Air Source) | BX30U-30HPHYHA(X) |  |  | BLCB-36B18AC-UNC |  | 29000 | 15.2 | 8.5 | 31000 | 22600 | 72.9% | 1.8 | 0 | 10 |  |  |  | No | R-410A | 2.4167 | Residential & Commercial | Ducted CEE Tier 1
213372215 | Central HP <5.4 tons | BRYANT | HRCU-A-C (Split System: Heat Pump with Remote Outdoor Unit with No Indoor Fan --Air Source) | 38MURAQ30AB3 |  |  | 40MULAQ36XCX + CI |  | 30000 | 15.5 | 9.7 | 33000 | 27000 | 81.82% | 1.85 | 10.7 | 10.5 |  |  |  | No | R-410A | 2.5 | Residential & Commercial | Ducted CEE Tier 1
206765635 | Central HP <5.4 tons | TEMPSTAR | HRCU-A-CB (Split System: Heat Pump with Remote Outdoor Unit-Air-Source) | TVH825GKA3* |  |  | EA*4X30L17A*+WALLCON | *80CTL0701412A* | 23600 | 17 | 8.1 | 21600 | 16600 | 76.85% | 1.92 | 11.5 | 11 |  |  |  | No | R-410A | 1.9667 | Residential & Commercial | Ducted CEE Tier 1
206765770 | Central HP <5.4 tons | TEMPSTAR | HRCU-A-CB (Split System: Heat Pump with Remote Outdoor Unit-Air-Source) | TVH825GKA3* |  |  | EA*4X36L21A*+WALLCON | *96CTN0801714A* | 23600 | 16.5 | 8.1 | 21400 | 16700 | 78.04% | 1.94 | 11 | 11 |  |  |  | No | R-410A | 1.9667 | Residential & Commercial | Ducted CEE Tier 1
215318859 | Central HP <5.4 tons | MIDEA | HRCU-A-CB (Split System: Heat Pump with Remote Outdoor Unit-Air-Source) | 37MUHAQ18AA3 |  |  | 45MUAAQ18XX3 |  | 18000 | 19 | 9.8 | 19000 | 18000 | 94.74% | 2 | 0 | 12.5 |  |  |  | No | R-454B | 1.5 | Residential & Commercial | Ducted CEE Tier 1
214608249 | Central HP <5.4 tons | AMERICAN STANDARD | HRCU-A-CB (Split System: Heat Pump with Remote Outdoor Unit-Air-Source) | E4HL5030A1000A |  |  | E4AH5E36A1J30A |  | 28000 | 15.2 | 8.5 | 28000 | 21000 | 75% | 1.81 | 0 | 11 |  |  |  | No | R-410A | 2.3333 | Residential & Commercial | Ducted CEE Tier 1
214229366 | Central HP <5.4 tons | PAYNE HEATING AND COOLING | HRCU-A-CB (Split System: Heat Pump with Remote Outdoor Unit-Air-Source) | 38MURAQ24AB3* |  |  | CAP**3621AL* | PG80MSUA60080C** | 23600 | 17.5 | 8.5 | 25600 | 23400 | 91.41% | 1.94 | 0 | 10 |  |  |  | No | R-410A | 1.9667 | Residential & Commercial | Ducted CEE Tier 1
211245804 | Central HP <5.4 tons | PAYNE HEATING AND COOLING | HRCU-A-CB (Split System: Heat Pump with Remote Outdoor Unit-Air-Source) | 38MURAQ24AB3* |  |  | FB4CNP025L |  | 23800 | 17.5 | 8.5 | 26000 | 23800 | 91.54% | 2 | 0 | 10 |  |  |  | No | R-410A | 1.9833 | Residential & Commercial | Ducted CEE Tier 1
212971989 | Central HP <5.4 tons | PAYNE HEATING AND COOLING | HRCU-A-CB (Split System: Heat Pump with Remote Outdoor Unit-Air-Source) | 38MURAQ24AB3* |  |  | CAP**3617AL* | PG80VTLB48090B** | 23600 | 17 | 8.5 | 26200 | 24200 | 92.37% | 2 | 0 | 10 |  |  |  | No | R-410A | 1.9667 | Residential & Commercial | Ducted CEE Tier 1
212979493 | Central HP <5.4 tons | PAYNE HEATING AND COOLING | HRCU-A-CB (Split System: Heat Pump with Remote Outdoor Unit-Air-Source) | 38MURAQ24AB3* |  |  | CAP**3621AL* | PG80MS(A,L)A48070C** | 24000 | 17.5 | 8.5 | 26400 | 23400 | 88.64% | 1.94 | 0 | 10 |  |  |  | No | R-410A | 2 | Residential & Commercial | Ducted CEE Tier 1
213607799 | Central HP <5.4 tons | PAYNE HEATING AND COOLING | HRCU-A-CB (Split System: Heat Pump with Remote Outdoor Unit-Air-Source) | 38MURAQ48AB3* |  |  | PF4TNBD60L* |  | 48500 | 17 | 8.5 | 48500 | 34000 | 70.1% | 2.02 | 0 | 10 |  |  |  | No | R-410A | 4.0417 | Residential & Commercial | Ducted CEE Tier 1
215319014 | Central HP <5.4 tons | KEEPRITE | HRCU-A-CB (Split System: Heat Pump with Remote Outdoor Unit-Air-Source) | D5CUHAH30AAK |  |  | D5FUHAH36XAK |  | 30000 | 17.2 | 10.8 | 33000 | 33200 | 100.6% | 1.97 | 0 | 12.1 |  |  |  | No | R-454B | 2.5 | Residential & Commercial | Ducted CEE Tier 1
211244111 | Central HP <5.4 tons | PAYNE HEATING AND COOLING | HRCU-A-CB (Split System: Heat Pump with Remote Outdoor Unit-Air-Source) | 38MURAQ24AB3* |  |  | CNPV*2417AL* | PG80ES(A,L)A36045B** | 23600 | 16 | 8.5 | 26800 | 23600 | 88.06% | 1.94 | 0 | 10 |  |  |  | No | R-410A | 1.9667 | Residential & Commercial | Ducted CEE Tier 1
212367437 | Central HP <5.4 tons | Bladex | HRCU-A-CB (Split System: Heat Pump with Remote Outdoor Unit-Air-Source) | BX30U-18HPHYHA |  |  | BLA-18HWAHU1 |  | 18000 | 18 | 9.3 | 19000 | 16500 | 86.84% | 2.04 | 12.5 | 12.4 |  |  |  | No | R-410A | 1.5 | Residential & Commercial | Ducted CEE Tier 1
213372173 | Central HP <5.4 tons | TEMPSTAR | HRCU-A-C (Split System: Heat Pump with Remote Outdoor Unit with No Indoor Fan --Air Source) | DLCURAH24ABK |  |  | DLFULAH24XAX + CI |  | 24000 | 16.1 | 9.8 | 25000 | 20000 | 80% | 2 | 0 | 10.7 |  |  |  | No | R-410A | 2 | Residential & Commercial | Ducted CEE Tier 1
215319011 | Central HP <5.4 tons | KEEPRITE | HRCU-A-CB (Split System: Heat Pump with Remote Outdoor Unit-Air-Source) | D5CURAH48AAK |  |  | D5FUAAH48XAK |  | 48000 | 16 | 8.5 | 48000 | 38000 | 79.17% | 1.85 | 0 | 10 |  |  |  | No | R-454B | 4 | Residential & Commercial | Ducted CEE Tier 1
212386846 | Central HP <5.4 tons | ATK | HRCU-A-C (Split System: Heat Pump with Remote Outdoor Unit with No Indoor Fan --Air Source) | ACI-AUO24SHP-M |  |  | ACI-BCO24CP17 |  | 24000 | 16.5 | 9.5 | 25000 | 20000 | 80% | 1.95 | 11 | 10.7 |  |  |  | No | R-410A | 2 | Residential & Commercial | Ducted CEE Tier 1
210273924 | Central HP <5.4 tons | SAMSUNG | HRCU-A-CB (Split System: Heat Pump with Remote Outdoor Unit-Air-Source) | AC036BXUPCH |  |  | AV360CT |  | 36000 | 18.5 | 8.4 | 34600 | 34600 | 100% | 1.8 | 11 | 10.5 |  |  |  | No | R-410A | 3 | Residential & Commercial | Ducted CEE Tier 1
207826603 | Central HP <5.4 tons | KEEPRITE | HRCU-A-CB (Split System: Heat Pump with Remote Outdoor Unit-Air-Source) | DLCSRBH18AAK |  |  | DLFSABH18XBK |  | 18000 | 17.6 | 9.6 | 19000 | 17000 | 89.47% | 2 | 12.5 | 11.7 |  |  |  | No | R-410A | 1.5 | Residential & Commercial | Ducted CEE Tier 1
208136322 | Central HP <5.4 tons | COMFORT-AIRE | HRCU-A-CB (Split System: Heat Pump with Remote Outdoor Unit-Air-Source) | A-VMH18SV-1 |  |  | B-VMH18AV-1 |  | 18000 | 17.6 | 9.6 | 19000 | 17000 | 89.47% | 2 | 12.5 | 11.7 |  |  |  | No | R-410A | 1.5 | Residential & Commercial | Ducted CEE Tier 1
211244096 | Central HP <5.4 tons | SMART COMFORT | HRCU-A-CB (Split System: Heat Pump with Remote Outdoor Unit-Air-Source) | DLCURAH24ABK |  |  | EN(A,D)4X24L17** | *96VTN0601714A* | 23400 | 16 | 8.5 | 26600 | 23800 | 89.47% | 1.96 | 0 | 10 |  |  |  | No | R-410A | 1.95 | Residential & Commercial | Ducted CEE Tier 1
211244187 | Central HP <5.4 tons | SMART COMFORT | HRCU-A-CB (Split System: Heat Pump with Remote Outdoor Unit-Air-Source) | DLCURAH24ABK |  |  | EN(A,D)4X24L17** | *95ESN0601714A* | 24200 | 15.5 | 8.5 | 27200 | 22800 | 83.82% | 1.86 | 0 | 10 |  |  |  | No | R-410A | 2.0167 | Residential & Commercial | Ducted CEE Tier 1
212973200 | Central HP <5.4 tons | SMART COMFORT | HRCU-A-CB (Split System: Heat Pump with Remote Outdoor Unit-Air-Source) | DLCURAH24ABK |  |  | EA*4X25L17A* | *96VSN0401712B* | 24200 | 16 | 8.5 | 25400 | 21800 | 85.83% | 1.8 | 0 | 10 |  |  |  | No | R-410A | 2.0167 | Residential & Commercial | Ducted CEE Tier 1
209852087 | Central HP <5.4 tons | KEEPRITE | HRCU-A-CB (Split System: Heat Pump with Remote Outdoor Unit-Air-Source) | DLCURAH36ABK |  |  | DLFUAAH36XAK |  | 36000 | 16 | 9.5 | 40000 | 34400 | 86% | 1.97 | 10.5 | 10 |  |  |  | No | R-410A | 3 | Residential & Commercial | Ducted CEE Tier 1
213885869 | Central HP <5.4 tons | THERMAL ZONE | HRCU-A-C (Split System: Heat Pump with Remote Outdoor Unit with No Indoor Fan --Air Source) | TZPLV362PA |  |  | MAC-36HWDN1-MN0 |  | 35000 | 15.2 | 10 | 39000 | 32000 | 82.05% | 2 | 10.2 | 10 |  |  |  | No | R-410A | 2.9167 | Residential & Commercial | Ducted CEE Tier 1
210568227 | Central HP <5.4 tons | COMFORT-AIRE | HRCU-A-CB (Split System: Heat Pump with Remote Outdoor Unit-Air-Source) | A-VCD36SA-1 |  |  | B-VCD36SA-1 |  | 36000 | 16 | 9.5 | 40000 | 34400 | 86% | 1.97 | 10.5 | 10 |  |  |  | No | R-410A | 3 | Residential & Commercial | Ducted CEE Tier 1
213160474 | Central HP <5.4 tons | INNOVAIR | HRCU-A-C (Split System: Heat Pump with Remote Outdoor Unit with No Indoor Fan --Air Source) | SHV36H2R20 |  |  | MAC36H1724E |  | 35000 | 15.5 | 8.6 | 38000 | 31600 | 83.16% | 1.85 | 0 | 10 |  |  |  | No | R-410A | 2.9167 | Residential & Commercial | Ducted CEE Tier 1
215319013 | Central HP <5.4 tons | KEEPRITE | HRCU-A-CB (Split System: Heat Pump with Remote Outdoor Unit-Air-Source) | D5CUHAH18AAK |  |  | D5FUHAH24XAK |  | 18000 | 19 | 10.2 | 18000 | 18600 | 103.3% | 2.12 | 0 | 12.5 |  |  |  | No | R-454B | 1.5 | Residential & Commercial | Ducted CEE Tier 1
215319097 | Central HP <5.4 tons | TEMPSTAR | HRCU-A-CB (Split System: Heat Pump with Remote Outdoor Unit-Air-Source) | D5CUHAH18AAK |  |  | D5FUHAH24XAK |  | 18000 | 19 | 10.2 | 18000 | 18600 | 103.3% | 2.12 | 0 | 12.5 |  |  |  | No | R-454B | 1.5 | Residential & Commercial | Ducted CEE Tier 1
212986979 | Central HP <5.4 tons | PAYNE HEATING AND COOLING | HRCU-A-CB (Split System: Heat Pump with Remote Outdoor Unit-Air-Source) | 38MURAQ18AB3* |  |  | CAP**1917AL* | PG96MSAA36060A** | 17800 | 16.5 | 8.1 | 17800 | 17900 | 100.6% | 2.16 | 0 | 10.5 |  |  |  | No | R-410A | 1.4833 | Residential & Commercial | Ducted CEE Tier 1
211230681 | Central HP <5.4 tons | PAYNE HEATING AND COOLING | HRCU-A-CB (Split System: Heat Pump with Remote Outdoor Unit-Air-Source) | 38MURAQ36AB3* |  |  | CNPV*4824AL* | PG95ESAA66140D** | 37400 | 15.2 | 8.1 | 40000 | 35200 | 88% | 2.08 | 0 | 10 |  |  |  | No | R-410A | 3.1167 | Residential & Commercial | Ducted CEE Tier 1
211230916 | Central HP <5.4 tons | PAYNE HEATING AND COOLING | HRCU-A-CB (Split System: Heat Pump with Remote Outdoor Unit-Air-Source) | 38MURAQ36AB3* |  |  | PF4MNB043L |  | 36000 | 16 | 8.1 | 38500 | 34800 | 90.39% | 1.94 | 0 | 10 |  |  |  | No | R-410A | 3 | Residential & Commercial | Ducted CEE Tier 1
212977253 | Central HP <5.4 tons | PAYNE HEATING AND COOLING | HRCU-A-CB (Split System: Heat Pump with Remote Outdoor Unit-Air-Source) | 38MURAQ36AB3* |  |  | CAP**4824AL* | PG96VTAB66120D** | 35600 | 16.5 | 8.5 | 37800 | 34600 | 91.53% | 2.02 | 0 | 10 |  |  |  | No | R-410A | 2.9667 | Residential & Commercial | Ducted CEE Tier 1
212984941 | Central HP <5.4 tons | PAYNE HEATING AND COOLING | HRCU-A-CB (Split System: Heat Pump with Remote Outdoor Unit-Air-Source) | 38MURAQ36AB3* |  |  | CAP**4821AL* | PG92MSAA60080C** | 35600 | 16.5 | 8.5 | 37800 | 34600 | 91.53% | 2.02 | 0 | 10 |  |  |  | No | R-410A | 2.9667 | Residential & Commercial | Ducted CEE Tier 1
213607724 | Central HP <5.4 tons | PAYNE HEATING AND COOLING | HRCU-A-CB (Split System: Heat Pump with Remote Outdoor Unit-Air-Source) | 38MURAQ36AB3* |  |  | PF4TNXC36L* |  | 35400 | 16.5 | 8.5 | 38000 | 35200 | 92.63% | 1.86 | 0 | 10 |  |  |  | No | R-410A | 2.95 | Residential & Commercial | Ducted CEE Tier 1
213372175 | Central HP <5.4 tons | TEMPSTAR | HRCU-A-C (Split System: Heat Pump with Remote Outdoor Unit with No Indoor Fan --Air Source) | DLCURAH30ABK |  |  | DLFULAH36XCX + CI |  | 30000 | 15.5 | 9.7 | 33000 | 27000 | 81.82% | 1.85 | 10.7 | 10.5 |  |  |  | No | R-410A | 2.5 | Residential & Commercial | Ducted CEE Tier 1
213348294 | Central HP <5.4 tons | COMFORT-AIRE | HRCU-A-CB (Split System: Heat Pump with Remote Outdoor Unit-Air-Source) | A-VCD30SA-1 |  |  | B-KCD30SA-1 |  | 30000 | 16.2 | 8.9 | 33000 | 24000 | 72.73% | 1.8 | 11 | 10 |  |  |  | No | R-410A | 2.5 | Residential & Commercial | Ducted CEE Tier 1
213255599 | Central HP <5.4 tons | INNOVAIR | HRCU-A-CB (Split System: Heat Pump with Remote Outdoor Unit-Air-Source) | SHV30H2R20 |  |  | WEV30H2R19 |  | 30000 | 16.9 | 9 | 31000 | 25000 | 80.65% | 1.8 | 0 | 10 |  |  |  | No | R-410A | 2.5 | Residential & Commercial | Ducted CEE Tier 1
214610380 | Central HP <5.4 tons | Kepler | HRCU-A-C (Split System: Heat Pump with Remote Outdoor Unit with No Indoor Fan --Air Source) | AZPN/36WD |  |  | AZPN/C36WAC-UC |  | 35000 | 15.2 | 10 | 39000 | 32000 | 82.05% | 2 | 10.2 | 10 |  |  |  | No | R-410A | 2.9167 | Residential & Commercial | Ducted CEE Tier 1
213255600 | Central HP <5.4 tons | INNOVAIR | HRCU-A-CB (Split System: Heat Pump with Remote Outdoor Unit-Air-Source) | SHV36H2R20 |  |  | WEV36H2R19 |  | 36000 | 17.6 | 9.2 | 38000 | 33400 | 87.89% | 1.81 | 0 | 10.2 |  |  |  | No | R-410A | 3 | Residential & Commercial | Ducted CEE Tier 1
213372176 | Central HP <5.4 tons | TEMPSTAR | HRCU-A-C (Split System: Heat Pump with Remote Outdoor Unit with No Indoor Fan --Air Source) | DLCURAH36ABK |  |  | DLFULAH36XBX + CI |  | 35000 | 15.5 | 8.6 | 38000 | 31600 | 83.16% | 1.85 | 0 | 10 |  |  |  | No | R-410A | 2.9167 | Residential & Commercial | Ducted CEE Tier 1
213386548 | Central HP <5.4 tons | INNOVAIR | HRCU-A-CB (Split System: Heat Pump with Remote Outdoor Unit-Air-Source) | SHV36H2R20 |  |  | FEV36H2R19 |  | 36000 | 17 | 9.9 | 36000 | 36000 | 100% | 1.9 | 0 | 10 |  |  |  | No | R-410A | 3 | Residential & Commercial | Ducted CEE Tier 1
213160476 | Central HP <5.4 tons | INNOVAIR | HRCU-A-C (Split System: Heat Pump with Remote Outdoor Unit with No Indoor Fan --Air Source) | SHV36H2R20 |  |  | MAC36H2124E |  | 35000 | 15.2 | 10 | 39000 | 32000 | 82.05% | 2 | 10.2 | 10 |  |  |  | No | R-410A | 2.9167 | Residential & Commercial | Ducted CEE Tier 1
209852078 | Central HP <5.4 tons | KEEPRITE | HRCU-A-CB (Split System: Heat Pump with Remote Outdoor Unit-Air-Source) | DLCURAH24AAK |  |  | DLFUAAH24XAK |  | 24000 | 17 | 9.2 | 26000 | 19400 | 74.62% | 2.1 | 11.3 | 10.5 |  |  |  | No | R-410A | 2 | Residential & Commercial | Ducted CEE Tier 1
209852111 | Central HP <5.4 tons | TEMPSTAR | HRCU-A-CB (Split System: Heat Pump with Remote Outdoor Unit-Air-Source) | DLCURAH24AAK |  |  | DLFUAAH24XAK |  | 24000 | 17 | 9.2 | 26000 | 19400 | 74.62% | 2.1 | 11.3 | 10.5 |  |  |  | No | R-410A | 2 | Residential & Commercial | Ducted CEE Tier 1
216374492 | Central HP <5.4 tons | AMERICAN STANDARD | HRCU-A-CB (Split System: Heat Pump with Remote Outdoor Unit-Air-Source) | 5HPL5048A1000AA |  |  | 5TEM6D06AV41+TDR |  | 46000 | 16 | 8.1 | 48000 | 38000 | 79.17% | 1.75 | 0 | 11.7 |  |  |  | No | R-454B | 3.8333 | Residential & Commercial | Ducted CEE Tier 1
215319094 | Central HP <5.4 tons | TEMPSTAR | HRCU-A-CB (Split System: Heat Pump with Remote Outdoor Unit-Air-Source) | D5CURAH36AAK |  |  | D5FUAAH36XAK |  | 36000 | 16.2 | 8.7 | 36000 | 27000 | 75% | 2 | 0 | 10 |  |  |  | No | R-454B | 3 | Residential & Commercial | Ducted CEE Tier 1
212975005 | Central HP <5.4 tons | PAYNE HEATING AND COOLING | HRCU-A-CB (Split System: Heat Pump with Remote Outdoor Unit-Air-Source) | 38MURAQ24AB3* |  |  | CNPV*2414AL* | PG96VTAB30040A** | 23200 | 15.5 | 8.5 | 27000 | 25000 | 92.59% | 2.06 | 0 | 10 |  |  |  | No | R-410A | 1.9333 | Residential & Commercial | Ducted CEE Tier 1
212975718 | Central HP <5.4 tons | PAYNE HEATING AND COOLING | HRCU-A-CB (Split System: Heat Pump with Remote Outdoor Unit-Air-Source) | 38MURAQ24AB3* |  |  | CNPV*2417AL* | PG96VTAB36060A** | 23200 | 16.5 | 8.5 | 26800 | 25400 | 94.78% | 2.12 | 0 | 10 |  |  |  | No | R-410A | 1.9333 | Residential & Commercial | Ducted CEE Tier 1
212983219 | Central HP <5.4 tons | PAYNE HEATING AND COOLING | HRCU-A-CB (Split System: Heat Pump with Remote Outdoor Unit-Air-Source) | 38MURAQ24AB3* |  |  | CNPV*3017AL* | PG92MSAA36040B** | 23400 | 15.5 | 8.1 | 26200 | 24200 | 92.37% | 1.98 | 0 | 10 |  |  |  | No | R-410A | 1.95 | Residential & Commercial | Ducted CEE Tier 1
213607649 | Central HP <5.4 tons | PAYNE HEATING AND COOLING | HRCU-A-CB (Split System: Heat Pump with Remote Outdoor Unit-Air-Source) | 38MURAQ24AB3* |  |  | PF4TNXB24L* |  | 24600 | 17 | 9.5 | 26000 | 22200 | 85.38% | 1.84 | 0 | 10 |  |  |  | No | R-410A | 2.05 | Residential & Commercial | Ducted CEE Tier 1
211245459 | Central HP <5.4 tons | PAYNE HEATING AND COOLING | HRCU-A-CB (Split System: Heat Pump with Remote Outdoor Unit-Air-Source) | 38MURAQ24AB3* |  |  | CNPV*3621AL* | PG95ESUA48060B** | 24200 | 16.5 | 8.1 | 26200 | 22800 | 87.02% | 1.9 | 0 | 10.5 |  |  |  | No | R-410A | 2.0167 | Residential & Commercial | Ducted CEE Tier 1
211245575 | Central HP <5.4 tons | PAYNE HEATING AND COOLING | HRCU-A-CB (Split System: Heat Pump with Remote Outdoor Unit-Air-Source) | 38MURAQ24AB3* |  |  | CNPV*3621AL* | PG80VTLA66110C** | 23800 | 17 | 8.1 | 26000 | 23600 | 90.77% | 1.96 | 0 | 10.5 |  |  |  | No | R-410A | 1.9833 | Residential & Commercial | Ducted CEE Tier 1
215319006 | Central HP <5.4 tons | KEEPRITE | HRCU-A-CB (Split System: Heat Pump with Remote Outdoor Unit-Air-Source) | D5CUHAH60AAK |  |  | D5FUHAH60XAK |  | 54000 | 17.5 | 9.5 | 55000 | 54000 | 98.18% | 1.9 | 0 | 12 |  |  |  | No | R-454B | 4.5 | Residential & Commercial | Ducted CEE Tier 1
213160473 | Central HP <5.4 tons | INNOVAIR | HRCU-A-C (Split System: Heat Pump with Remote Outdoor Unit with No Indoor Fan --Air Source) | SHV24H2R20 |  |  | MAC24H1718E |  | 24000 | 16.5 | 9.5 | 25000 | 20000 | 80% | 1.95 | 11 | 10.7 |  |  |  | No | R-410A | 2 | Residential & Commercial | Ducted CEE Tier 1
213386877 | Central HP <5.4 tons | INNOVAIR | HRCU-A-CB (Split System: Heat Pump with Remote Outdoor Unit-Air-Source) | SHV18H2R20 |  |  | DEV18H2R19 |  | 18000 | 18 | 9.3 | 19000 | 16500 | 86.84% | 2.04 | 12.5 | 12.4 |  |  |  | No | R-410A | 1.5 | Residential & Commercial | Ducted CEE Tier 1
216372807 | Central HP <5.4 tons | EMI | HRCU-A-CB (Split System: Heat Pump with Remote Outdoor Unit-Air-Source) | MHSD118DACFC |  |  | MHAH118DACFC |  | 18000 | 18 | 9.3 | 19000 | 16500 | 86.84% | 2.04 | 12.5 | 12.4 |  |  |  | No | R-410A | 1.5 | Residential & Commercial | Ducted CEE Tier 1
213885873 | Central HP <5.4 tons | THERMAL ZONE | HRCU-A-C (Split System: Heat Pump with Remote Outdoor Unit with No Indoor Fan --Air Source) | TZPLV242PA |  |  | MVBM-24A18T3N1* |  | 24000 | 16.1 | 9.8 | 25000 | 20000 | 80% | 2 | 0 | 10.7 |  |  |  | No | R-410A | 2 | Residential & Commercial | Ducted CEE Tier 1
210568230 | Central HP <5.4 tons | COMFORT-AIRE | HRCU-A-C (Split System: Heat Pump with Remote Outdoor Unit with No Indoor Fan --Air Source) | A-VCD18SA-1 |  |  | MCD18/24B1A |  | 18000 | 16.1 | 9.5 | 19000 | 15000 | 78.95% | 2.2 | 11.6 | 11.7 |  |  |  | No | R-410A | 1.5 | Residential & Commercial | Ducted CEE Tier 1
213386553 | Central HP <5.4 tons | Multi MFG | HRCU-A-CB (Split System: Heat Pump with Remote Outdoor Unit-Air-Source) | HHS-24HD-A |  |  | 24HSHP-C-M-A |  | 24000 | 19 | 9.3 | 27400 | 24000 | 87.59% | 1.91 | 0 | 12 |  |  |  | No | R-410A | 2 | Residential & Commercial | Ducted CEE Tier 1
212367433 | Central HP <5.4 tons | Bladex | HRCU-A-C (Split System: Heat Pump with Remote Outdoor Unit with No Indoor Fan --Air Source) | BX30-24HPHYHA |  |  | BLC-24HWAC1 |  | 24000 | 16.5 | 9.5 | 25000 | 20000 | 80% | 1.95 | 11 | 10.7 |  |  |  | No | R-410A | 2 | Residential & Commercial | Ducted CEE Tier 1
212983628 | Central HP <5.4 tons | PAYNE HEATING AND COOLING | HRCU-A-CB (Split System: Heat Pump with Remote Outdoor Unit-Air-Source) | 38MURAQ18AB3* |  |  | CAP**1917AL* | PG92MSAA36060A** | 17700 | 16.5 | 8.1 | 17700 | 17900 | 101.1% | 2.16 | 0 | 10.5 |  |  |  | No | R-410A | 1.475 | Residential & Commercial | Ducted CEE Tier 1
211264300 | Central HP <5.4 tons | PAYNE HEATING AND COOLING | HRCU-A-CB (Split System: Heat Pump with Remote Outdoor Unit-Air-Source) | 38MURAQ18AB3* |  |  | CNPV*3017AL* | PG95ESAA36060A** | 18000 | 16 | 8.5 | 18500 | 18400 | 99.46% | 2.22 | 0 | 11 |  |  |  | No | R-410A | 1.5 | Residential & Commercial | Ducted CEE Tier 1
215319023 | Central HP <5.4 tons | KEEPRITE | HRCU-A-CB (Split System: Heat Pump with Remote Outdoor Unit-Air-Source) | D5CLHAH58AAK |  |  | D5FLAAH60XAK |  | 54000 | 15.4 | 9.2 | 59000 | 53000 | 89.83% | 2 | 0 | 10 |  |  |  | No | R-454B | 4.5 | Residential & Commercial | Ducted CEE Tier 1
213614245 | Central HP <5.4 tons | Multi MFG | HRCU-A-CB (Split System: Heat Pump with Remote Outdoor Unit-Air-Source) | HES-24HD-A* |  |  | 24MUC0-HP-A |  | 24000 | 17 | 10.2 | 26000 | 19400 | 74.62% | 2.33 | 0 | 10.5 |  |  |  | No | R-410A | 2 | Residential & Commercial | Ducted CEE Tier 1
211133471 | Central HP <5.4 tons | SAMSUNG | HRCU-A-CB (Split System: Heat Pump with Remote Outdoor Unit-Air-Source) | AC024BXUPCH |  |  | BVRMB3925 |  | 24000 | 16.5 | 8.1 | 26000 | 26000 | 100% | 1.8 | 0 | 10.1 |  |  |  | No | R-410A | 2 | Residential & Commercial | Ducted CEE Tier 1
215319083 | Central HP <5.4 tons | TEMPSTAR | HRCU-A-CB (Split System: Heat Pump with Remote Outdoor Unit-Air-Source) | D5CUHAH18AAK |  |  | D5FUAAH18XAK |  | 18000 | 19 | 9.8 | 19000 | 18000 | 94.74% | 2 | 0 | 12.5 |  |  |  | No | R-454B | 1.5 | Residential & Commercial | Ducted CEE Tier 1
215864310 | Central HP <5.4 tons | MAINLINE | HRCU-A-CB (Split System: Heat Pump with Remote Outdoor Unit-Air-Source) | ML18HP230LMNTH-O |  |  | ML18HP230LMNTAHU-I |  | 18000 | 19 | 9.7 | 19000 | 18000 | 94.74% | 2 | 0 | 12.5 |  |  |  | No | R-454B | 1.5 | Residential & Commercial | Ducted CEE Tier 1
215319008 | Central HP <5.4 tons | KEEPRITE | HRCU-A-CB (Split System: Heat Pump with Remote Outdoor Unit-Air-Source) | D5CURAH24AAK |  |  | D5FUAAH24XAK |  | 24000 | 18.2 | 9.7 | 26000 | 21600 | 83.08% | 1.87 | 0 | 11 |  |  |  | No | R-454B | 2 | Residential & Commercial | Ducted CEE Tier 1
216091311 | Central HP <5.4 tons | TEMPSTAR | HRCU-A-CB (Split System: Heat Pump with Remote Outdoor Unit-Air-Source) | DLCSRBH24AAK |  |  | 40MBABQ24XB3 |  | 23000 | 18.4 | 9.3 | 26000 | 21200 | 81.54% | 1.9 | 12.5 | 11.7 |  |  |  | No | R-410A | 1.9167 | Residential & Commercial | Ducted CEE Tier 1
215864305 | Central HP <5.4 tons | MAINLINE | HRCU-A-CB (Split System: Heat Pump with Remote Outdoor Unit-Air-Source) | ML24HP230LMNT-O |  |  | ML24HP230LMNTAHU-I |  | 24000 | 18.1 | 9.7 | 26000 | 21600 | 83.08% | 1.87 | 0 | 11 |  |  |  | No | R-454B | 2 | Residential & Commercial | Ducted CEE Tier 1
216091308 | Central HP <5.4 tons | KEEPRITE | HRCU-A-CB (Split System: Heat Pump with Remote Outdoor Unit-Air-Source) | DLCSRBH24AAK |  |  | 40MBABQ24XB3 |  | 23000 | 18.4 | 9.3 | 26000 | 21200 | 81.54% | 1.9 | 12.5 | 11.7 |  |  |  | No | R-410A | 1.9167 | Residential & Commercial | Ducted CEE Tier 1
216027612 | Central HP <5.4 tons | INNOVAIR | HRCU-A-CB (Split System: Heat Pump with Remote Outdoor Unit-Air-Source) | SHV18H2BA |  |  | SWV18BDA |  | 18000 | 19.3 | 10.8 | 19000 | 19600 | 103.2% | 2.1 | 0 | 12.1 |  |  |  | No | R-454B | 1.5 | Residential & Commercial | Ducted CEE Tier 1
211243422 | Central HP <5.4 tons | PAYNE HEATING AND COOLING | HRCU-A-CB (Split System: Heat Pump with Remote Outdoor Unit-Air-Source) | 38MURAQ24AB3* |  |  | CAP**3721AL* | PG96VTAA48080B** | 24800 | 17 | 8.5 | 25600 | 21000 | 82.03% | 1.76 | 0 | 10.5 |  |  |  | No | R-410A | 2.0667 | Residential & Commercial | Ducted CEE Tier 1
211243792 | Central HP <5.4 tons | PAYNE HEATING AND COOLING | HRCU-A-CB (Split System: Heat Pump with Remote Outdoor Unit-Air-Source) | 38MURAQ24AB3* |  |  | CNPV*2414AL* | PG80ES(A,L)A36045A** | 24200 | 15.5 | 8.5 | 27200 | 22600 | 83.09% | 1.86 | 0 | 10 |  |  |  | No | R-410A | 2.0167 | Residential & Commercial | Ducted CEE Tier 1
211244709 | Central HP <5.4 tons | PAYNE HEATING AND COOLING | HRCU-A-CB (Split System: Heat Pump with Remote Outdoor Unit-Air-Source) | 38MURAQ24AB3* |  |  | CNPV*3017AL* | PG80ES(A,L)A42090B** | 24600 | 16.5 | 8.1 | 26400 | 22600 | 85.61% | 1.86 | 0 | 10.5 |  |  |  | No | R-410A | 2.05 | Residential & Commercial | Ducted CEE Tier 1
212977600 | Central HP <5.4 tons | PAYNE HEATING AND COOLING | HRCU-A-CB (Split System: Heat Pump with Remote Outdoor Unit-Air-Source) | 38MURAQ24AB3* |  |  | CAP**3014AL* | PG80MS(A,L)A36045A** | 23600 | 17 | 8.5 | 26400 | 24600 | 93.18% | 2.04 | 0 | 10 |  |  |  | No | R-410A | 1.9667 | Residential & Commercial | Ducted CEE Tier 1
215319002 | Central HP <5.4 tons | KEEPRITE | HRCU-A-CB (Split System: Heat Pump with Remote Outdoor Unit-Air-Source) | D5CUHAH30AAK |  |  | D5FUAAH30XAK |  | 30000 | 16.9 | 10 | 34000 | 32600 | 95.88% | 1.96 | 0 | 11.7 |  |  |  | No | R-454B | 2.5 | Residential & Commercial | Ducted CEE Tier 1
215319086 | Central HP <5.4 tons | TEMPSTAR | HRCU-A-CB (Split System: Heat Pump with Remote Outdoor Unit-Air-Source) | D5CUHAH30AAK |  |  | D5FUAAH30XAK |  | 30000 | 16.9 | 10 | 34000 | 32600 | 95.88% | 1.96 | 0 | 11.7 |  |  |  | No | R-454B | 2.5 | Residential & Commercial | Ducted CEE Tier 1
213386878 | Central HP <5.4 tons | INNOVAIR | HRCU-A-CB (Split System: Heat Pump with Remote Outdoor Unit-Air-Source) | SHV30H2R20 |  |  | DEV30H2R19 |  | 30000 | 16.2 | 8.9 | 33000 | 24000 | 72.73% | 1.8 | 11 | 10 |  |  |  | No | R-410A | 2.5 | Residential & Commercial | Ducted CEE Tier 1
209852088 | Central HP <5.4 tons | KEEPRITE | HRCU-A-CB (Split System: Heat Pump with Remote Outdoor Unit-Air-Source) | DLCURAH30ABK |  |  | DLFUAAH30XAK |  | 30000 | 16.2 | 8.9 | 33000 | 24000 | 72.73% | 1.8 | 11 | 10 |  |  |  | No | R-410A | 2.5 | Residential & Commercial | Ducted CEE Tier 1
213156953 | Central HP <5.4 tons | Multi MFG | HRCU-A-CB (Split System: Heat Pump with Remote Outdoor Unit-Air-Source) | HHS-30HD-A |  |  | 30MUC0-HP-A |  | 30000 | 16.9 | 9 | 31000 | 25000 | 80.65% | 1.8 | 0 | 10 |  |  |  | No | R-410A | 2.5 | Residential & Commercial | Ducted CEE Tier 1
215864312 | Central HP <5.4 tons | MAINLINE | HRCU-A-CB (Split System: Heat Pump with Remote Outdoor Unit-Air-Source) | ML30HP230LMNTH-O |  |  | ML30HP230LMNTAHU-I |  | 30000 | 16.8 | 10 | 34000 | 32600 | 95.88% | 1.96 | 0 | 11.7 |  |  |  | No | R-454B | 2.5 | Residential & Commercial | Ducted CEE Tier 1
212972001 | Central HP <5.4 tons | PAYNE HEATING AND COOLING | HRCU-A-CB (Split System: Heat Pump with Remote Outdoor Unit-Air-Source) | 38MURAQ24AB3* |  |  | CAP**3721AL* | PG80VTLB48090B** | 24000 | 17.5 | 8.5 | 25200 | 21800 | 86.51% | 1.82 | 0 | 10 |  |  |  | No | R-410A | 2 | Residential & Commercial | Ducted CEE Tier 1
212975278 | Central HP <5.4 tons | PAYNE HEATING AND COOLING | HRCU-A-CB (Split System: Heat Pump with Remote Outdoor Unit-Air-Source) | 38MURAQ24AB3* |  |  | CAP**3017AL* | PG96VTAB36040B** | 23200 | 16 | 8.5 | 26400 | 25200 | 95.45% | 2.08 | 0 | 10 |  |  |  | No | R-410A | 1.9333 | Residential & Commercial | Ducted CEE Tier 1
212984651 | Central HP <5.4 tons | PAYNE HEATING AND COOLING | HRCU-A-CB (Split System: Heat Pump with Remote Outdoor Unit-Air-Source) | 38MURAQ24AB3* |  |  | CNPV*2417AL* | PG92MSAA48080B** | 23600 | 17 | 8.5 | 27000 | 24400 | 90.37% | 2.02 | 0 | 10 |  |  |  | No | R-410A | 1.9667 | Residential & Commercial | Ducted CEE Tier 1
209852114 | Central HP <5.4 tons | TEMPSTAR | HRCU-A-CB (Split System: Heat Pump with Remote Outdoor Unit-Air-Source) | DLCURAH24ABK |  |  | DLFUAAH24XAK |  | 24000 | 17.4 | 10 | 24000 | 22600 | 94.17% | 1.91 | 12.5 | 11.7 |  |  |  | No | R-410A | 2 | Residential & Commercial | Ducted CEE Tier 1
209852081 | Central HP <5.4 tons | KEEPRITE | HRCU-A-CB (Split System: Heat Pump with Remote Outdoor Unit-Air-Source) | DLCURAH24ABK |  |  | DLFUAAH24XAK |  | 24000 | 17.4 | 10 | 24000 | 22600 | 94.17% | 1.91 | 12.5 | 11.7 |  |  |  | No | R-410A | 2 | Residential & Commercial | Ducted CEE Tier 1
215319095 | Central HP <5.4 tons | TEMPSTAR | HRCU-A-CB (Split System: Heat Pump with Remote Outdoor Unit-Air-Source) | D5CURAH48AAK |  |  | D5FUAAH48XAK |  | 48000 | 16 | 8.5 | 48000 | 38000 | 79.17% | 1.85 | 0 | 10 |  |  |  | No | R-454B | 4 | Residential & Commercial | Ducted CEE Tier 1
213386887 | Central HP <5.4 tons | INNOVAIR | HRCU-A-C (Split System: Heat Pump with Remote Outdoor Unit with No Indoor Fan --Air Source) | SHV24H2R20 |  |  | MAC24H1418E |  | 24000 | 16.1 | 9.8 | 25000 | 20000 | 80% | 2 | 0 | 10.7 |  |  |  | No | R-410A | 2 | Residential & Commercial | Ducted CEE Tier 1
210568233 | Central HP <5.4 tons | COMFORT-AIRE | HRCU-A-CB (Split System: Heat Pump with Remote Outdoor Unit-Air-Source) | A-VCD24SA-1 |  |  | B-VCD24SA-1 |  | 24000 | 17.4 | 10 | 24000 | 22600 | 94.17% | 1.91 | 12.5 | 11.7 |  |  |  | No | R-410A | 2 | Residential & Commercial | Ducted CEE Tier 1
212367434 | Central HP <5.4 tons | Bladex | HRCU-A-C (Split System: Heat Pump with Remote Outdoor Unit with No Indoor Fan --Air Source) | BX30U-30HPHYHA(X) |  |  | BLC-36HWAC1 |  | 30000 | 15.5 | 9.7 | 33000 | 27000 | 81.82% | 1.85 | 10.7 | 10.5 |  |  |  | No | R-410A | 2.5 | Residential & Commercial | Ducted CEE Tier 1
214610378 | Central HP <5.4 tons | Kepler | HRCU-A-C (Split System: Heat Pump with Remote Outdoor Unit with No Indoor Fan --Air Source) | AZPN/30WD |  |  | AZPN/C36WAC-UC |  | 30000 | 15.5 | 9.7 | 33000 | 27000 | 81.82% | 1.85 | 10.7 | 10.5 |  |  |  | No | R-410A | 2.5 | Residential & Commercial | Ducted CEE Tier 1
210568234 | Central HP <5.4 tons | COMFORT-AIRE | HRCU-A-C (Split System: Heat Pump with Remote Outdoor Unit with No Indoor Fan --Air Source) | A-VCD30SA-1 |  |  | MCD30/36C1A |  | 30000 | 15.5 | 9.7 | 33000 | 27000 | 81.82% | 1.85 | 10.7 | 10.5 |  |  |  | No | R-410A | 2.5 | Residential & Commercial | Ducted CEE Tier 1
211245234 | Central HP <5.4 tons | PAYNE HEATING AND COOLING | HRCU-A-CB (Split System: Heat Pump with Remote Outdoor Unit-Air-Source) | 38MURAQ24AB3* |  |  | CNPV*3617AL* | PG80ES(A,L)A36070A** | 24200 | 16.5 | 8.1 | 26400 | 22800 | 86.36% | 1.88 | 0 | 10.5 |  |  |  | No | R-410A | 2.0167 | Residential & Commercial | Ducted CEE Tier 1
212984039 | Central HP <5.4 tons | PAYNE HEATING AND COOLING | HRCU-A-CB (Split System: Heat Pump with Remote Outdoor Unit-Air-Source) | 38MURAQ24AB3* |  |  | CAP**2517AL* | PG92MSAA42060B** | 24200 | 17 | 8.5 | 25200 | 21800 | 86.51% | 1.82 | 0 | 10 |  |  |  | No | R-410A | 2.0167 | Residential & Commercial | Ducted CEE Tier 1
212976678 | Central HP <5.4 tons | PAYNE HEATING AND COOLING | HRCU-A-CB (Split System: Heat Pump with Remote Outdoor Unit-Air-Source) | 38MURAQ24AB3* |  |  | CAP**3721AL* | PG96VTAB60100C** | 24000 | 17.5 | 8.5 | 25200 | 21800 | 86.51% | 1.82 | 0 | 10 |  |  |  | No | R-410A | 2 | Residential & Commercial | Ducted CEE Tier 1
212977648 | Central HP <5.4 tons | PAYNE HEATING AND COOLING | HRCU-A-CB (Split System: Heat Pump with Remote Outdoor Unit-Air-Source) | 38MURAQ24AB3* |  |  | CNPV*2414AL* | PG80MS(A,L)A36045A** | 23200 | 16.5 | 8.5 | 26800 | 25000 | 93.28% | 2.08 | 0 | 10 |  |  |  | No | R-410A | 1.9333 | Residential & Commercial | Ducted CEE Tier 1
208106859 | Central HP <5.4 tons | INNOVAIR | HRCU-A-CB (Split System: Heat Pump with Remote Outdoor Unit-Air-Source) | SEV24H2R19 |  |  | DEV24H2R19 |  | 24000 | 17 | 9.2 | 26000 | 19400 | 74.62% | 2.1 | 11.3 | 10.5 |  |  |  | No | R-410A | 2 | Residential & Commercial | Ducted CEE Tier 1
213386881 | Central HP <5.4 tons | INNOVAIR | HRCU-A-CB (Split System: Heat Pump with Remote Outdoor Unit-Air-Source) | SEV24H2R19 |  |  | WEV24H2R19 |  | 24000 | 17 | 10.2 | 26000 | 19400 | 74.62% | 2.33 | 0 | 10.5 |  |  |  | No | R-410A | 2 | Residential & Commercial | Ducted CEE Tier 1
212404706 | Central HP <5.4 tons | CONTINENTAL | HRCU-A-CB (Split System: Heat Pump with Remote Outdoor Unit-Air-Source) | WSEHV4860RA1-C |  |  | H,DE37960+TXV | WUV070T4BA | 46000 | 17 | 8.5 | 50000 | 35000 | 70% | 1.8 | 0 | 10 |  |  |  | No | R-410A | 3.8333 | Residential & Commercial | Ducted CEE Tier 1
212404708 | Central HP <5.4 tons | CONTINENTAL | HRCU-A-CB (Split System: Heat Pump with Remote Outdoor Unit-Air-Source) | WSEHV4860RA1-C |  |  | H,DE37960+TXV | WPV080T4BA | 46000 | 17 | 8.5 | 50000 | 35000 | 70% | 1.8 | 0 | 10 |  |  |  | No | R-410A | 3.8333 | Residential & Commercial | Ducted CEE Tier 1
214097570 | Central HP <5.4 tons | RUSSELL | HRCU-A-CB (Split System: Heat Pump with Remote Outdoor Unit-Air-Source) | RD17AZ48AJ3N |  |  | TCFZ6024SEANM | S921V1005A21M4S | 45500 | 16 | 8.1 | 45500 | 40500 | 89.01% | 2.1 | 0 | 10 |  |  |  | No | R-410A | 3.7917 | Residential & Commercial | Ducted CEE Tier 1
214097620 | Central HP <5.4 tons | RUSSELL | HRCU-A-CB (Split System: Heat Pump with Remote Outdoor Unit-Air-Source) | RD17AZ48AJ3N |  |  | TCFZ6024SEANM | S801V1005A21UHN | 45500 | 17 | 8.1 | 45500 | 40000 | 87.91% | 2.1 | 0 | 10 |  |  |  | No | R-410A | 3.7917 | Residential & Commercial | Ducted CEE Tier 1
214097569 | Central HP <5.4 tons | RUSSELL | HRCU-A-CB (Split System: Heat Pump with Remote Outdoor Unit-Air-Source) | RD17AZ48AJ3N |  |  | TCFZ6024SEANM | S921V1155A24M4S | 45500 | 17 | 8.1 | 45500 | 40000 | 87.91% | 2.1 | 0 | 10 |  |  |  | No | R-410A | 3.7917 | Residential & Commercial | Ducted CEE Tier 1
215319025 | Central HP <5.4 tons | KEEPRITE | HRCU-A-CB (Split System: Heat Pump with Remote Outdoor Unit-Air-Source) | D5CLRAH48AAK |  |  | D5FLAAH48XAK |  | 48000 | 17.8 | 10 | 50000 | 35200 | 70.4% | 1.9 | 0 | 10 |  |  |  | No | R-454B | 4 | Residential & Commercial | Ducted CEE Tier 1
211245971 | Central HP <5.4 tons | PAYNE HEATING AND COOLING | HRCU-A-CB (Split System: Heat Pump with Remote Outdoor Unit-Air-Source) | 38MURAQ24AB3* |  |  | FV4CNF002L |  | 23800 | 17 | 8.5 | 25800 | 23000 | 89.15% | 1.92 | 0 | 10 |  |  |  | No | R-410A | 1.9833 | Residential & Commercial | Ducted CEE Tier 1
215319004 | Central HP <5.4 tons | KEEPRITE | HRCU-A-CB (Split System: Heat Pump with Remote Outdoor Unit-Air-Source) | D5CUHAH48AAK |  |  | D5FUAAH48XAK |  | 48000 | 16.5 | 9.5 | 50000 | 46000 | 92% | 1.9 | 0 | 10.5 |  |  |  | No | R-454B | 4 | Residential & Commercial | Ducted CEE Tier 1
215319015 | Central HP <5.4 tons | KEEPRITE | HRCU-A-CB (Split System: Heat Pump with Remote Outdoor Unit-Air-Source) | D5CUHAH48AAK |  |  | D5FUHAH60XAK |  | 48000 | 17.5 | 9.5 | 48000 | 48000 | 100% | 2 | 0 | 12 |  |  |  | No | R-454B | 4 | Residential & Commercial | Ducted CEE Tier 1
215319099 | Central HP <5.4 tons | TEMPSTAR | HRCU-A-CB (Split System: Heat Pump with Remote Outdoor Unit-Air-Source) | D5CUHAH48AAK |  |  | D5FUHAH60XAK |  | 48000 | 17.5 | 9.5 | 48000 | 48000 | 100% | 2 | 0 | 12 |  |  |  | No | R-454B | 4 | Residential & Commercial | Ducted CEE Tier 1
215318780 | Central HP <5.4 tons | BRYANT | HRCU-A-CB (Split System: Heat Pump with Remote Outdoor Unit-Air-Source) | 37MUHAQ48AA3 |  |  | 45MUAAQ48XX3 |  | 48000 | 16.5 | 9.5 | 50000 | 46000 | 92% | 1.9 | 0 | 10.5 |  |  |  | No | R-454B | 4 | Residential & Commercial | Ducted CEE Tier 1
215864292 | Central HP <5.4 tons | MAINLINE | HRCU-A-CB (Split System: Heat Pump with Remote Outdoor Unit-Air-Source) | ML24HP230NEX-O |  |  | ML24HP230AHU-I |  | 24000 | 19.7 | 9 | 25000 | 18000 | 72% | 2.2 | 0 | 11.7 |  |  |  | No | R-454B | 2 | Residential & Commercial | Ducted CEE Tier 1
215318880 | Central HP <5.4 tons | MIDEA | HRCU-A-CB (Split System: Heat Pump with Remote Outdoor Unit-Air-Source) | 37MARAQ24AA3 |  |  | 45MBAAQ24XB3 |  | 24000 | 19.8 | 9 | 25000 | 18000 | 72% | 2.2 | 0 | 11.7 |  |  |  | No | R-454B | 2 | Residential & Commercial | Ducted CEE Tier 1
213386879 | Central HP <5.4 tons | INNOVAIR | HRCU-A-C (Split System: Heat Pump with Remote Outdoor Unit with No Indoor Fan --Air Source) | SHV36H2R20-S |  |  | MAC36H1724E |  | 35000 | 15.2 | 8.5 | 36000 | 30000 | 83.33% | 1.8 | 0 | 10 |  |  |  | No | R-410A | 2.9167 | Residential & Commercial | Ducted CEE Tier 1
215318870 | Central HP <5.4 tons | MIDEA | HRCU-A-CB (Split System: Heat Pump with Remote Outdoor Unit-Air-Source) | 37MURAQ36AA3 |  |  | 45MUAAQ36XX3 |  | 36000 | 16.2 | 8.7 | 36000 | 27000 | 75% | 2 | 0 | 10 |  |  |  | No | R-454B | 3 | Residential & Commercial | Ducted CEE Tier 1
215864307 | Central HP <5.4 tons | MAINLINE | HRCU-A-CB (Split System: Heat Pump with Remote Outdoor Unit-Air-Source) | ML36HP230LMNT-O |  |  | ML36HP230LMNTAHU-I |  | 36000 | 16.1 | 8.7 | 36000 | 27000 | 75% | 2 | 0 | 10 |  |  |  | No | R-454B | 3 | Residential & Commercial | Ducted CEE Tier 1
213062287 | Central HP <5.4 tons | Kepler | HRCU-A-CB (Split System: Heat Pump with Remote Outdoor Unit-Air-Source) | AZPN/18WD |  |  | AZPN/18WAH |  | 18000 | 18 | 9.3 | 19000 | 16500 | 86.84% | 2.04 | 12.5 | 12.4 |  |  |  | No | R-410A | 1.5 | Residential & Commercial | Ducted CEE Tier 1
208447923 | Central HP <5.4 tons | MIDEA | HRCU-A-CB (Split System: Heat Pump with Remote Outdoor Unit-Air-Source) | 38MURAQ24AB3 |  |  | 40MUAAQ24XA3 |  | 24000 | 17.4 | 10 | 24000 | 22600 | 94.17% | 1.91 | 12.5 | 11.7 |  |  |  | No | R-410A | 2 | Residential & Commercial | Ducted CEE Tier 1
215318871 | Central HP <5.4 tons | MIDEA | HRCU-A-CB (Split System: Heat Pump with Remote Outdoor Unit-Air-Source) | 37MURAQ48AA3 |  |  | 45MUAAQ48XX3 |  | 48000 | 16 | 8.5 | 48000 | 38000 | 79.17% | 1.85 | 0 | 10 |  |  |  | No | R-454B | 4 | Residential & Commercial | Ducted CEE Tier 1
211126509 | Central HP <5.4 tons | THERMAL ZONE | HRCU-A-CB (Split System: Heat Pump with Remote Outdoor Unit-Air-Source) | TZPLV182PA |  |  | TZHVLE1817JA |  | 18000 | 18 | 9.3 | 19000 | 16500 | 86.84% | 2.04 | 12.5 | 12.4 |  |  |  | No | R-410A | 1.5 | Residential & Commercial | Ducted CEE Tier 1
212972424 | Central HP <5.4 tons | PAYNE HEATING AND COOLING | HRCU-A-CB (Split System: Heat Pump with Remote Outdoor Unit-Air-Source) | 38MURAQ24AB3* |  |  | CNPV*3621AL* | PG80VTLB66110C** | 23800 | 17 | 8.5 | 26400 | 24000 | 90.91% | 1.98 | 0 | 10.5 |  |  |  | No | R-410A | 1.9833 | Residential & Commercial | Ducted CEE Tier 1
212975289 | Central HP <5.4 tons | PAYNE HEATING AND COOLING | HRCU-A-CB (Split System: Heat Pump with Remote Outdoor Unit-Air-Source) | 38MURAQ24AB3* |  |  | CAP**3617AL* | PG96VTAB36040B** | 23400 | 16.5 | 8.5 | 26200 | 24400 | 93.13% | 2.02 | 0 | 10 |  |  |  | No | R-410A | 1.95 | Residential & Commercial | Ducted CEE Tier 1
216027614 | Central HP <5.4 tons | INNOVAIR | HRCU-A-CB (Split System: Heat Pump with Remote Outdoor Unit-Air-Source) | SHV30H2BA |  |  | SWV30BDA |  | 30000 | 17.5 | 10.2 | 32000 | 32000 | 100% | 2 | 0 | 11.7 |  |  |  | No | R-454B | 2.5 | Residential & Commercial | Ducted CEE Tier 1
211133469 | Central HP <5.4 tons | SAMSUNG | HRCU-A-CB (Split System: Heat Pump with Remote Outdoor Unit-Air-Source) | AC036BXUPCH |  |  | BVRMC3937 |  | 36000 | 18.5 | 8.4 | 34600 | 34600 | 100% | 1.8 | 0 | 10.5 |  |  |  | No | R-410A | 3 | Residential & Commercial | Ducted CEE Tier 1
215864301 | Central HP <5.4 tons | MAINLINE | HRCU-A-CB (Split System: Heat Pump with Remote Outdoor Unit-Air-Source) | ML36HP230LCMH-O |  |  | ML36HP230RS485AHU-I |  | 36000 | 17.2 | 9.5 | 38000 | 38000 | 100% | 2.06 | 0 | 11.7 |  |  |  | No | R-454B | 3 | Residential & Commercial | Ducted CEE Tier 1
212987821 | Central HP <5.4 tons | PAYNE HEATING AND COOLING | HRCU-A-CB (Split System: Heat Pump with Remote Outdoor Unit-Air-Source) | 38MURAQ24AB3* |  |  | CNPV*3621AL* | PG96MSAA60080C** | 23600 | 17 | 8.5 | 26400 | 24200 | 91.67% | 2.02 | 0 | 10.5 |  |  |  | No | R-410A | 1.9667 | Residential & Commercial | Ducted CEE Tier 1
212988675 | Central HP <5.4 tons | PAYNE HEATING AND COOLING | HRCU-A-CB (Split System: Heat Pump with Remote Outdoor Unit-Air-Source) | 38MURAQ24AB3* |  |  | CAP**3617AL* | PG95MSUA36040B** | 23600 | 16.5 | 8.5 | 26200 | 23800 | 90.84% | 1.96 | 0 | 10 |  |  |  | No | R-410A | 1.9667 | Residential & Commercial | Ducted CEE Tier 1
212988723 | Central HP <5.4 tons | PAYNE HEATING AND COOLING | HRCU-A-CB (Split System: Heat Pump with Remote Outdoor Unit-Air-Source) | 38MURAQ24AB3* |  |  | CNPV*2417AL* | PG95MSUA36040B** | 23200 | 16 | 8.5 | 27000 | 25200 | 93.33% | 2.1 | 0 | 10 |  |  |  | No | R-410A | 1.9333 | Residential & Commercial | Ducted CEE Tier 1
213773418 | Central HP <5.4 tons | AIRQUEST | HRCU-A-CB (Split System: Heat Pump with Remote Outdoor Unit-Air-Source) | HVH825GKA3* |  |  | EA*4X42L21A*+WALLCON | *80CTL1102120B* | 23800 | 16.5 | 8.1 | 21400 | 16600 | 77.57% | 1.96 | 0 | 10.5 |  |  |  | No | R-410A | 1.9833 | Residential & Commercial | Ducted CEE Tier 1
213773488 | Central HP <5.4 tons | AIRQUEST | HRCU-A-CB (Split System: Heat Pump with Remote Outdoor Unit-Air-Source) | HVH825GKA3* |  |  | EA*4X42L21A*+WALLCON | *96CTN1002122B* | 23800 | 16.5 | 8.1 | 21400 | 16600 | 77.57% | 1.96 | 0 | 11 |  |  |  | No | R-410A | 1.9833 | Residential & Commercial | Ducted CEE Tier 1
213773538 | Central HP <5.4 tons | AIRQUEST | HRCU-A-CB (Split System: Heat Pump with Remote Outdoor Unit-Air-Source) | HVH825GKA3* |  |  | EA*4X42L24A*+WALLCON | *97CMN1202422B* | 23800 | 16.5 | 8.1 | 21400 | 16600 | 77.57% | 1.96 | 0 | 10.5 |  |  |  | No | R-410A | 1.9833 | Residential & Commercial | Ducted CEE Tier 1
213773568 | Central HP <5.4 tons | AIRQUEST | HRCU-A-CB (Split System: Heat Pump with Remote Outdoor Unit-Air-Source) | HVH825GKA3* |  |  | EA*4X43L21A*+WALLCON | *80CTL0451712B* | 24200 | 16.5 | 8.1 | 21200 | 16700 | 78.77% | 2 | 0 | 10.5 |  |  |  | No | R-410A | 2.0167 | Residential & Commercial | Ducted CEE Tier 1
211244991 | Central HP <5.4 tons | PAYNE HEATING AND COOLING | HRCU-A-CB (Split System: Heat Pump with Remote Outdoor Unit-Air-Source) | 38MURAQ24AB3* |  |  | CNPV*3617AL* | PG80VTLA36045A** | 24200 | 16.5 | 8.1 | 26200 | 22800 | 87.02% | 1.88 | 0 | 10.5 |  |  |  | No | R-410A | 2.0167 | Residential & Commercial | Ducted CEE Tier 1
215319098 | Central HP <5.4 tons | TEMPSTAR | HRCU-A-CB (Split System: Heat Pump with Remote Outdoor Unit-Air-Source) | D5CUHAH30AAK |  |  | D5FUHAH36XAK |  | 30000 | 17.2 | 10.8 | 33000 | 33200 | 100.6% | 1.97 | 0 | 12.1 |  |  |  | No | R-454B | 2.5 | Residential & Commercial | Ducted CEE Tier 1
213772708 | Central HP <5.4 tons | AIRQUEST | HRCU-A-CB (Split System: Heat Pump with Remote Outdoor Unit-Air-Source) | HVH825GKA3* |  |  | EA*4X24L17A*+WALLCON | *96CTN0801714B* | 23200 | 16 | 8.1 | 22200 | 16800 | 75.68% | 1.88 | 0 | 10.5 |  |  |  | No | R-410A | 1.9333 | Residential & Commercial | Ducted CEE Tier 1
211131913 | Central HP <5.4 tons | AC PRO.com | HRCU-A-CB (Split System: Heat Pump with Remote Outdoor Unit-Air-Source) | AUD36W/A1-D(U) |  |  | AUD24AH2/A1-D(U) |  | 24000 | 17 | 9 | 24000 | 22000 | 91.67% | 1.8 | 12.5 | 12 |  |  |  | No | R-410A | 2 | Residential & Commercial | Ducted CEE Tier 1
213372153 | Central HP <5.4 tons | KEEPRITE | HRCU-A-C (Split System: Heat Pump with Remote Outdoor Unit with No Indoor Fan --Air Source) | DLCURAH36ABK |  |  | DLFULAH36XCX + CI |  | 35000 | 15.2 | 10 | 39000 | 32000 | 82.05% | 2 | 10.2 | 10 |  |  |  | No | R-410A | 2.9167 | Residential & Commercial | Ducted CEE Tier 1
212920481 | Central HP <5.4 tons | Multi MFG | HRCU-A-CB (Split System: Heat Pump with Remote Outdoor Unit-Air-Source) | HHS-36HD-A |  |  | 36MPHP0-M-A |  | 36000 | 16 | 9.5 | 40000 | 34400 | 86% | 1.97 | 10.5 | 10 |  |  |  | No | R-410A | 3 | Residential & Commercial | Ducted CEE Tier 1
213160467 | Central HP <5.4 tons | INNOVAIR | HRCU-A-C (Split System: Heat Pump with Remote Outdoor Unit with No Indoor Fan --Air Source) | SEV24H2R19 |  |  | MAC24H1718E |  | 24000 | 15.7 | 9.8 | 25600 | 18500 | 72.27% | 2.2 | 10.3 | 10 |  |  |  | No | R-410A | 2 | Residential & Commercial | Ducted CEE Tier 1
212404683 | Central HP <5.4 tons | CONTINENTAL | HRCU-A-CB (Split System: Heat Pump with Remote Outdoor Unit-Air-Source) | WSEHV4860RA1-C |  |  | H,DE50960 | WUV100T5BA | 54000 | 16 | 8.5 | 58000 | 41000 | 70.69% | 1.8 | 0 | 10 |  |  |  | No | R-410A | 4.5 | Residential & Commercial | Ducted CEE Tier 1
215864303 | Central HP <5.4 tons | MAINLINE | HRCU-A-CB (Split System: Heat Pump with Remote Outdoor Unit-Air-Source) | ML60HP230LCMH-O |  |  | ML60HP230RS485AHU-I |  | 54000 | 15.2 | 9.2 | 59000 | 53000 | 89.83% | 2 | 0 | 10 |  |  |  | No | R-454B | 4.5 | Residential & Commercial | Ducted CEE Tier 1
212404715 | Central HP <5.4 tons | CONTINENTAL | HRCU-A-CB (Split System: Heat Pump with Remote Outdoor Unit-Air-Source) | CS18HV48A60 |  |  | H,DE37960+TXV | WUV080T4BA | 46000 | 17 | 8.5 | 50000 | 35000 | 70% | 1.8 | 0 | 10 |  |  |  | No | R-410A | 3.8333 | Residential & Commercial | Ducted CEE Tier 1
213773448 | Central HP <5.4 tons | AIRQUEST | HRCU-A-CB (Split System: Heat Pump with Remote Outdoor Unit-Air-Source) | HVH825GKA3* |  |  | EA*4X42L21A*+WALLCON | *97CMN0801714B* | 23600 | 16.5 | 8.1 | 21400 | 16700 | 78.04% | 1.94 | 0 | 10.5 |  |  |  | No | R-410A | 1.9667 | Residential & Commercial | Ducted CEE Tier 1
213773648 | Central HP <5.4 tons | AIRQUEST | HRCU-A-CB (Split System: Heat Pump with Remote Outdoor Unit-Air-Source) | HVH825GKA3* |  |  | EA*4X43L21A*+WALLCON | *97CMN1002122B* | 24400 | 16.5 | 8.5 | 21200 | 16600 | 78.3% | 2.02 | 0 | 11 |  |  |  | No | R-410A | 2.0333 | Residential & Commercial | Ducted CEE Tier 1
213774618 | Central HP <5.4 tons | AIRQUEST | HRCU-A-CB (Split System: Heat Pump with Remote Outdoor Unit-Air-Source) | HVH825GKA3* |  |  | EHD4X48AAL+WALLCON | *80CTL1352422B* | 24200 | 16 | 8.1 | 21200 | 16600 | 78.3% | 2 | 0 | 10.5 |  |  |  | No | R-410A | 2.0167 | Residential & Commercial | Ducted CEE Tier 1
213363369 | Central HP <5.4 tons | INNOVAIR | HRCU-A-CB (Split System: Heat Pump with Remote Outdoor Unit-Air-Source) | SHV24H2R20 |  |  | FEV24H2R19 |  | 24000 | 19 | 9.3 | 27400 | 24000 | 87.59% | 1.91 | 0 | 12 |  |  |  | No | R-410A | 2 | Residential & Commercial | Ducted CEE Tier 1
213372174 | Central HP <5.4 tons | TEMPSTAR | HRCU-A-C (Split System: Heat Pump with Remote Outdoor Unit with No Indoor Fan --Air Source) | DLCURAH24ABK |  |  | DLFULAH24XBX + CI |  | 24000 | 16.5 | 9.5 | 25000 | 20000 | 80% | 1.95 | 11 | 10.7 |  |  |  | No | R-410A | 2 | Residential & Commercial | Ducted CEE Tier 1
213363368 | Central HP <5.4 tons | INNOVAIR | HRCU-A-CB (Split System: Heat Pump with Remote Outdoor Unit-Air-Source) | SHV18H2R20 |  |  | FEV18H2R19 |  | 18000 | 17 | 9.5 | 19000 | 18000 | 94.74% | 2 | 0 | 12.4 |  |  |  | No | R-410A | 1.5 | Residential & Commercial | Ducted CEE Tier 1
210568229 | Central HP <5.4 tons | COMFORT-AIRE | HRCU-A-C (Split System: Heat Pump with Remote Outdoor Unit with No Indoor Fan --Air Source) | A-VCD24SA-1 |  |  | MCD18/24B1A |  | 24000 | 16.5 | 9.5 | 25000 | 20000 | 80% | 1.95 | 11 | 10.7 |  |  |  | No | R-410A | 2 | Residential & Commercial | Ducted CEE Tier 1
213773588 | Central HP <5.4 tons | AIRQUEST | HRCU-A-CB (Split System: Heat Pump with Remote Outdoor Unit-Air-Source) | HVH825GKA3* |  |  | EA*4X43L21A*+WALLCON | *80CTL0901716B* | 24200 | 17 | 8.1 | 21000 | 16600 | 79.05% | 2.02 | 0 | 11 |  |  |  | No | R-410A | 2.0167 | Residential & Commercial | Ducted CEE Tier 1
213773638 | Central HP <5.4 tons | AIRQUEST | HRCU-A-CB (Split System: Heat Pump with Remote Outdoor Unit-Air-Source) | HVH825GKA3* |  |  | EA*4X43L21A*+WALLCON | *97CMN0801714B* | 24400 | 16.5 | 8.1 | 21200 | 16600 | 78.3% | 2.02 | 0 | 11 |  |  |  | No | R-410A | 2.0333 | Residential & Commercial | Ducted CEE Tier 1
213773838 | Central HP <5.4 tons | AIRQUEST | HRCU-A-CB (Split System: Heat Pump with Remote Outdoor Unit-Air-Source) | HVH825GKA3* |  |  | EA*4X48L24A*+WALLCON | *97CMN1002122B* | 24200 | 16.5 | 8.1 | 21000 | 16500 | 78.57% | 2.02 | 0 | 11 |  |  |  | No | R-410A | 2.0167 | Residential & Commercial | Ducted CEE Tier 1
215319089 | Central HP <5.4 tons | TEMPSTAR | HRCU-A-CB (Split System: Heat Pump with Remote Outdoor Unit-Air-Source) | D5CUHAH60AAK |  |  | D5FUAAH60XAK |  | 54000 | 16 | 9 | 56000 | 52000 | 92.86% | 1.8 | 0 | 10 |  |  |  | No | R-454B | 4.5 | Residential & Commercial | Ducted CEE Tier 1
215864318 | Central HP <5.4 tons | MAINLINE | HRCU-A-CB (Split System: Heat Pump with Remote Outdoor Unit-Air-Source) | ML60HP230LMNTH-O |  |  | ML60HP230LMNTAHU-I |  | 54000 | 16 | 9 | 56000 | 52000 | 92.86% | 1.8 | 0 | 10 |  |  |  | No | R-454B | 4.5 | Residential & Commercial | Ducted CEE Tier 1
215864296 | Central HP <5.4 tons | MAINLINE | HRCU-A-CB (Split System: Heat Pump with Remote Outdoor Unit-Air-Source) | ML24HP230NEXH-O |  |  | ML24HP230AHU-I |  | 23000 | 18.7 | 10 | 26000 | 23600 | 90.77% | 2.16 | 0 | 12 |  |  |  | No | R-454B | 1.9167 | Residential & Commercial | Ducted CEE Tier 1
213780288 | Central HP <5.4 tons | AIRQUEST | HRCU-A-CB (Split System: Heat Pump with Remote Outdoor Unit-Air-Source) | HVH837GKA** |  |  | EHD4X48AAL+WALLCON | *96CTN1202422B* | 32600 | 16.5 | 8.1 | 33000 | 24800 | 75.15% | 1.96 | 0 | 11 |  |  |  | No | R-410A | 2.7167 | Residential & Commercial | Ducted CEE Tier 1
212982254 | Central HP <5.4 tons | PAYNE HEATING AND COOLING | HRCU-A-CB (Split System: Heat Pump with Remote Outdoor Unit-Air-Source) | 38MURAQ24AB3* |  |  | CAP**2517AL* | PG80MSUA36040B** | 24400 | 17 | 8.5 | 25200 | 21600 | 85.71% | 1.82 | 0 | 10 |  |  |  | No | R-410A | 2.0333 | Residential & Commercial | Ducted CEE Tier 1
213607634 | Central HP <5.4 tons | PAYNE HEATING AND COOLING | HRCU-A-CB (Split System: Heat Pump with Remote Outdoor Unit-Air-Source) | 38MURAQ24AB3* |  |  | PF4TNXC36L* |  | 24600 | 17.5 | 9 | 25800 | 22400 | 86.82% | 1.86 | 0 | 10.5 |  |  |  | No | R-410A | 2.05 | Residential & Commercial | Ducted CEE Tier 1
213773108 | Central HP <5.4 tons | AIRQUEST | HRCU-A-CB (Split System: Heat Pump with Remote Outdoor Unit-Air-Source) | HVH825GKA3* |  |  | EA*4X36L21A*+WALLCON | *97CMN0801714B* | 23600 | 16.5 | 8.1 | 21600 | 16700 | 77.31% | 1.92 | 0 | 10.5 |  |  |  | No | R-410A | 1.9667 | Residential & Commercial | Ducted CEE Tier 1
213773338 | Central HP <5.4 tons | AIRQUEST | HRCU-A-CB (Split System: Heat Pump with Remote Outdoor Unit-Air-Source) | HVH825GKA3* |  |  | EA*4X37L21A*+WALLCON | *97CMN1002122B* | 24400 | 16.5 | 8.5 | 21200 | 16600 | 78.3% | 2.02 | 0 | 11 |  |  |  | No | R-410A | 2.0333 | Residential & Commercial | Ducted CEE Tier 1
207252265 | Central HP <5.4 tons | TRANE | HRCU-A-CB (Split System: Heat Pump with Remote Outdoor Unit-Air-Source) | 4TWA7048A3 |  |  | 4TXCD008DS3 | L8V1C100U5VSA | 45500 | 17 | 8.1 | 47500 | 45500 | 95.79% | 3.4 | 12.5 | 12 |  |  |  | No | R-410A | 3.7917 | Residential & Commercial | Ducted CEE Tier 1
215471332 | Central HP <5.4 tons | MIDEA | HRCU-A-CB (Split System: Heat Pump with Remote Outdoor Unit-Air-Source) | MO1HE-H24B-2A |  |  | MAUHE-H24B-2A |  | 23000 | 18.3 | 10 | 24000 | 21600 | 90% | 1.87 | 0 | 11.7 |  |  |  | No | R-454B | 1.9167 | Residential & Commercial | Ducted CEE Tier 1
215319057 | Central HP <5.4 tons | MIDEA | HRCU-A-CB (Split System: Heat Pump with Remote Outdoor Unit-Air-Source) | D5CUHAH24AAK |  |  | D5FUHAH24XAK |  | 24000 | 18.7 | 10 | 24000 | 20600 | 85.83% | 2.14 | 0 | 12 |  |  |  | No | R-454B | 2 | Residential & Commercial | Ducted CEE Tier 1
207252261 | Central HP <5.4 tons | TRANE | HRCU-A-CB (Split System: Heat Pump with Remote Outdoor Unit-Air-Source) | 4TWA7048A3 |  |  | 4PX*DU48BS3 | L8V1C100U5VSA | 45500 | 17 | 8.1 | 47500 | 45500 | 95.79% | 3.4 | 12.5 | 12 |  |  |  | No | R-410A | 3.7917 | Residential & Commercial | Ducted CEE Tier 1
215319001 | Central HP <5.4 tons | KEEPRITE | HRCU-A-CB (Split System: Heat Pump with Remote Outdoor Unit-Air-Source) | D5CUHAH24AAK |  |  | D5FUHAH24XAK |  | 24000 | 18.7 | 10 | 24000 | 20600 | 85.83% | 2.14 | 0 | 12 |  |  |  | No | R-454B | 2 | Residential & Commercial | Ducted CEE Tier 1
212384289 | Central HP <5.4 tons | PAYNE HEATING AND COOLING | HRCU-A-CB (Split System: Heat Pump with Remote Outdoor Unit-Air-Source) | 38MURAQ36AB3* |  |  | CNPV*4217AL* | PG80ES(A,L)A42090B** | 36200 | 15.5 | 8.1 | 39500 | 35000 | 88.61% | 1.98 | 0 | 10 |  |  |  | No | R-410A | 3.0167 | Residential & Commercial | Ducted CEE Tier 1
212976526 | Central HP <5.4 tons | PAYNE HEATING AND COOLING | HRCU-A-CB (Split System: Heat Pump with Remote Outdoor Unit-Air-Source) | 38MURAQ36AB3* |  |  | CAP**4824AL* | PG96VTAB60080C** | 35400 | 16.5 | 8.1 | 37800 | 34600 | 91.53% | 2 | 0 | 10 |  |  |  | No | R-410A | 2.95 | Residential & Commercial | Ducted CEE Tier 1
215864315 | Central HP <5.4 tons | MAINLINE | HRCU-A-CB (Split System: Heat Pump with Remote Outdoor Unit-Air-Source) | ML42HP230LMNTH-O |  |  | ML42HP230LMNTAHU-I |  | 42000 | 16.7 | 9.5 | 50000 | 46000 | 92% | 1.9 | 0 | 11.7 |  |  |  | No | R-454B | 3.5 | Residential & Commercial | Ducted CEE Tier 1
216091291 | Central HP <5.4 tons | KEEPRITE | HRCU-A-CB (Split System: Heat Pump with Remote Outdoor Unit-Air-Source) | DLCSRBH18AAK |  |  | 40MBABQ18XB3 |  | 18000 | 17.6 | 9.6 | 19000 | 17000 | 89.47% | 2 | 12.5 | 11.7 |  |  |  | No | R-410A | 1.5 | Residential & Commercial | Ducted CEE Tier 1
215318796 | Central HP <5.4 tons | BRYANT | HRCU-A-CB (Split System: Heat Pump with Remote Outdoor Unit-Air-Source) | 37MARAQ24AA3 |  |  | 45MBAAQ24XB3 |  | 24000 | 19.8 | 9 | 25000 | 18000 | 72% | 2.2 | 0 | 11.7 |  |  |  | No | R-454B | 2 | Residential & Commercial | Ducted CEE Tier 1
213772858 | Central HP <5.4 tons | AIRQUEST | HRCU-A-CB (Split System: Heat Pump with Remote Outdoor Unit-Air-Source) | HVH825GKA3* |  |  | EA*4X30L17A*+WALLCON | *80CTL0701716B* | 23400 | 16.5 | 8.1 | 21600 | 16700 | 77.31% | 1.9 | 0 | 10.5 |  |  |  | No | R-410A | 1.95 | Residential & Commercial | Ducted CEE Tier 1
213773078 | Central HP <5.4 tons | AIRQUEST | HRCU-A-CB (Split System: Heat Pump with Remote Outdoor Unit-Air-Source) | HVH825GKA3* |  |  | EA*4X36L21A*+WALLCON | *80CTL1102120B* | 23600 | 16.5 | 8.1 | 21400 | 16600 | 77.57% | 1.94 | 0 | 10.5 |  |  |  | No | R-410A | 1.9667 | Residential & Commercial | Ducted CEE Tier 1
213773678 | Central HP <5.4 tons | AIRQUEST | HRCU-A-CB (Split System: Heat Pump with Remote Outdoor Unit-Air-Source) | HVH825GKA3* |  |  | EA*4X43L21A*+WALLCON | *96CTN1002122B* | 24400 | 16.5 | 8.5 | 21200 | 16600 | 78.3% | 2.02 | 0 | 11 |  |  |  | No | R-410A | 2.0333 | Residential & Commercial | Ducted CEE Tier 1
213773728 | Central HP <5.4 tons | AIRQUEST | HRCU-A-CB (Split System: Heat Pump with Remote Outdoor Unit-Air-Source) | HVH825GKA3* |  |  | EA*4X48L21A*+WALLCON | *80CTL1102120B* | 24000 | 17 | 8.1 | 21000 | 16500 | 78.57% | 2.02 | 0 | 11 |  |  |  | No | R-410A | 2 | Residential & Commercial | Ducted CEE Tier 1
211245179 | Central HP <5.4 tons | PAYNE HEATING AND COOLING | HRCU-A-CB (Split System: Heat Pump with Remote Outdoor Unit-Air-Source) | 38MURAQ24AB3* |  |  | CNPV*3617AL* | PG92ESAA48080B** | 24200 | 17 | 8.1 | 26200 | 22800 | 87.02% | 1.88 | 0 | 10.5 |  |  |  | No | R-410A | 2.0167 | Residential & Commercial | Ducted CEE Tier 1
211245212 | Central HP <5.4 tons | PAYNE HEATING AND COOLING | HRCU-A-CB (Split System: Heat Pump with Remote Outdoor Unit-Air-Source) | 38MURAQ24AB3* |  |  | CNPV*3617AL* | PG92ESAA30040A** | 24000 | 15.2 | 8.1 | 26600 | 22800 | 85.71% | 1.86 | 0 | 10 |  |  |  | No | R-410A | 2 | Residential & Commercial | Ducted CEE Tier 1
214097586 | Central HP <5.4 tons | RUSSELL | HRCU-A-CB (Split System: Heat Pump with Remote Outdoor Unit-Air-Source) | RD17AZ48AJ3N |  |  | TCFZ6024SEANM | S802V1505A24UHS | 45500 | 17 | 8.1 | 45500 | 40000 | 87.91% | 2.1 | 0 | 10 |  |  |  | No | R-410A | 3.7917 | Residential & Commercial | Ducted CEE Tier 1
213771358 | Central HP <5.4 tons | AIRQUEST | HRCU-A-CB (Split System: Heat Pump with Remote Outdoor Unit-Air-Source) | HVH825GKA2* |  |  | EA*4X42L21A*+WALLCON | *96CTN1002122B* | 23800 | 16.5 | 8.1 | 21400 | 16600 | 77.57% | 1.96 | 0 | 11 |  |  |  | No | R-410A | 1.9833 | Residential & Commercial | Ducted CEE Tier 1
213372239 | Central HP <5.4 tons | MIDEA | HRCU-A-C (Split System: Heat Pump with Remote Outdoor Unit with No Indoor Fan --Air Source) | 38MURAQ30AB3 |  |  | 40MULAQ36XCX + CI |  | 30000 | 15.5 | 9.7 | 33000 | 27000 | 81.82% | 1.85 | 10.7 | 10.5 |  |  |  | No | R-410A | 2.5 | Residential & Commercial | Ducted CEE Tier 1
206765974 | Central HP <5.4 tons | DAY & NIGHT | HRCU-A-CB (Split System: Heat Pump with Remote Outdoor Unit-Air-Source) | CVH825GKA3* |  |  | EA*4X37L21A*+WALLCON | *96CTN0801714A* | 24400 | 16.5 | 8.1 | 21200 | 16700 | 78.77% | 2.02 | 11 | 11 |  |  |  | No | R-410A | 2.0333 | Residential & Commercial | Ducted CEE Tier 1
206766876 | Central HP <5.4 tons | DAY & NIGHT | HRCU-A-CB (Split System: Heat Pump with Remote Outdoor Unit-Air-Source) | CVH825GKA3* |  |  | EHD4X30AAL+WALLCON | *80CTL0901716A* | 23800 | 16 | 8.1 | 21800 | 16700 | 76.61% | 1.98 | 11 | 10.5 |  |  |  | No | R-410A | 1.9833 | Residential & Commercial | Ducted CEE Tier 1
206767119 | Central HP <5.4 tons | DAY & NIGHT | HRCU-A-CB (Split System: Heat Pump with Remote Outdoor Unit-Air-Source) | CVH825GKA3* |  |  | EA*4X30L17A*+WALLCON | *80CSU0601716A* | 23400 | 16.5 | 8.1 | 21600 | 16700 | 77.31% | 1.9 | 11 | 10.5 |  |  |  | No | R-410A | 1.95 | Residential & Commercial | Ducted CEE Tier 1
206767146 | Central HP <5.4 tons | DAY & NIGHT | HRCU-A-CB (Split System: Heat Pump with Remote Outdoor Unit-Air-Source) | CVH825GKA3* |  |  | EA*4X36L21A*+WALLCON | *80CSU0401712A* | 23600 | 17 | 8.1 | 21400 | 16600 | 77.57% | 1.94 | 11.5 | 10.5 |  |  |  | No | R-410A | 1.9667 | Residential & Commercial | Ducted CEE Tier 1
206767698 | Central HP <5.4 tons | DAY & NIGHT | HRCU-A-CB (Split System: Heat Pump with Remote Outdoor Unit-Air-Source) | CVH825GKA3* |  |  | EHD4X36AAL+WALLCON | *95CSU0802120A* | 24000 | 16 | 8.1 | 21400 | 16600 | 77.57% | 1.98 | 11 | 10.5 |  |  |  | No | R-410A | 2 | Residential & Commercial | Ducted CEE Tier 1
212603043 | Central HP <5.4 tons | CONTINENTAL | HRCU-A-CB (Split System: Heat Pump with Remote Outdoor Unit-Air-Source) | WSEHV2436RA1-C |  |  | H,DE37936 | WPV070T3AA | 38000 | 17 | 8.5 | 36600 | 32800 | 89.62% | 1.8 | 0 | 10 |  |  |  | No | R-410A | 3.1667 | Residential & Commercial | Ducted CEE Tier 1
212404697 | Central HP <5.4 tons | CONTINENTAL | HRCU-A-CB (Split System: Heat Pump with Remote Outdoor Unit-Air-Source) | WSEHV2436RA1-C |  |  | H,DE33(6,9)36 | WPV050T3AA | 22000 | 17 | 8.5 | 25000 | 17500 | 70% | 1.8 | 0 | 10 |  |  |  | No | R-410A | 1.8333 | Residential & Commercial | Ducted CEE Tier 1
212920613 | Central HP <5.4 tons | CONTINENTAL | HRCU-A-CB (Split System: Heat Pump with Remote Outdoor Unit-Air-Source) | WSEHV2436RA1-C |  |  | H,DE37936 | WUV080T3AA | 38000 | 17 | 8.5 | 36600 | 32800 | 89.62% | 1.8 | 0 | 10 |  |  |  | No | R-410A | 3.1667 | Residential & Commercial | Ducted CEE Tier 1
215864291 | Central HP <5.4 tons | MAINLINE | HRCU-A-CB (Split System: Heat Pump with Remote Outdoor Unit-Air-Source) | ML18HP230NEX-O |  |  | ML18HP230AHU-I |  | 18000 | 18.5 | 9.8 | 18000 | 13000 | 72.22% | 2.3 | 0 | 12.1 |  |  |  | No | R-454B | 1.5 | Residential & Commercial | Ducted CEE Tier 1
210106711 | Central HP <5.4 tons | SURE | HRCU-A-CB (Split System: Heat Pump with Remote Outdoor Unit-Air-Source) | SP18AZ24AJVC |  |  | SHMVZ2421HEACA |  | 22800 | 18 | 8.5 | 22800 | 24800 | 108.8% | 2 | 0 | 12.5 |  |  |  | No | R-410A | 1.9 | Residential & Commercial | Ducted CEE Tier 1
213163974 | Central HP <5.4 tons | SURE | HRCU-A-CB (Split System: Heat Pump with Remote Outdoor Unit-Air-Source) | SP18AZ24AJVC |  |  | TCFZ2421HEAAM | S98MV1005A21UPS | 22800 | 20 | 8.5 | 22800 | 26000 | 114% | 2.1 | 0 | 12.5 |  |  |  | No | R-410A | 1.9 | Residential & Commercial | Ducted CEE Tier 1
211263756 | Central HP <5.4 tons | PAYNE HEATING AND COOLING | HRCU-A-CB (Split System: Heat Pump with Remote Outdoor Unit-Air-Source) | 38MURAQ18AB3* |  |  | CNPV*3014AL* | PG95ESAA30026A** | 18100 | 15.5 | 8.5 | 18800 | 18400 | 97.87% | 2.2 | 0 | 11 |  |  |  | No | R-410A | 1.5083 | Residential & Commercial | Ducted CEE Tier 1
210299846 | Central HP <5.4 tons | SAMSUNG | HRCU-A-CB (Split System: Heat Pump with Remote Outdoor Unit-Air-Source) | AC024BXUPCH |  |  | AV240BT |  | 24000 | 16.5 | 8.1 | 26000 | 26000 | 100% | 1.8 | 11 | 10.1 |  |  |  | No | R-410A | 2 | Residential & Commercial | Ducted CEE Tier 1
215323729 | Central HP <5.4 tons | KEEPRITE | HRCU-A-CB (Split System: Heat Pump with Remote Outdoor Unit-Air-Source) | D5CUHAH36AAK |  |  | D5FUHAH36XAK |  | 36000 | 18 | 10 | 37000 | 37400 | 101.1% | 1.9 | 0 | 12 |  |  |  | No | R-454B | 3 | Residential & Commercial | Ducted CEE Tier 1
215864314 | Central HP <5.4 tons | MAINLINE | HRCU-A-CB (Split System: Heat Pump with Remote Outdoor Unit-Air-Source) | ML36HP230LMNTH-O |  |  | ML36HP230LMNTAHU-I |  | 36000 | 17.3 | 10.3 | 37000 | 39000 | 105.4% | 1.9 | 0 | 11.7 |  |  |  | No | R-454B | 3 | Residential & Commercial | Ducted CEE Tier 1
215864299 | Central HP <5.4 tons | MAINLINE | HRCU-A-CB (Split System: Heat Pump with Remote Outdoor Unit-Air-Source) | ML48HP230LCM-O |  |  | ML48HP230RS485AHU-I |  | 48000 | 17.7 | 10 | 50000 | 35200 | 70.4% | 1.9 | 0 | 10 |  |  |  | No | R-454B | 4 | Residential & Commercial | Ducted CEE Tier 1
215319109 | Central HP <5.4 tons | TEMPSTAR | HRCU-A-CB (Split System: Heat Pump with Remote Outdoor Unit-Air-Source) | D5CLRAH48AAK |  |  | D5FLAAH48XAK |  | 48000 | 17.8 | 10 | 50000 | 35200 | 70.4% | 1.9 | 0 | 10 |  |  |  | No | R-454B | 4 | Residential & Commercial | Ducted CEE Tier 1
212386849 | Central HP <5.4 tons | ATK | HRCU-A-CB (Split System: Heat Pump with Remote Outdoor Unit-Air-Source) | ACI-AUO24SHP-M |  |  | ACI-AUI24VHE |  | 24000 | 17.4 | 10 | 24000 | 22600 | 94.17% | 1.91 | 12.5 | 11.7 |  |  |  | No | R-410A | 2 | Residential & Commercial | Ducted CEE Tier 1
213255597 | Central HP <5.4 tons | INNOVAIR | HRCU-A-CB (Split System: Heat Pump with Remote Outdoor Unit-Air-Source) | SHV18H2R20 |  |  | WEV18H2R19 |  | 18000 | 19.3 | 10.8 | 19000 | 18800 | 98.95% | 2.3 | 0 | 12.1 |  |  |  | No | R-410A | 1.5 | Residential & Commercial | Ducted CEE Tier 1
213255598 | Central HP <5.4 tons | INNOVAIR | HRCU-A-CB (Split System: Heat Pump with Remote Outdoor Unit-Air-Source) | SHV24H2R20 |  |  | WEV24H2R19 |  | 24000 | 17.5 | 10.5 | 26000 | 24000 | 92.31% | 2 | 0 | 11.7 |  |  |  | No | R-410A | 2 | Residential & Commercial | Ducted CEE Tier 1
212920478 | Central HP <5.4 tons | Multi MFG | HRCU-A-CB (Split System: Heat Pump with Remote Outdoor Unit-Air-Source) | HHS-18HD-A |  |  | 18MPHP0-M-A |  | 18000 | 18 | 9.3 | 19000 | 16500 | 86.84% | 2.04 | 12.5 | 12.4 |  |  |  | No | R-410A | 1.5 | Residential & Commercial | Ducted CEE Tier 1
213773828 | Central HP <5.4 tons | AIRQUEST | HRCU-A-CB (Split System: Heat Pump with Remote Outdoor Unit-Air-Source) | HVH825GKA3* |  |  | EA*4X48L24A*+WALLCON | *80CTL1352422B* | 24200 | 17 | 8.1 | 21000 | 16500 | 78.57% | 2.02 | 0 | 11 |  |  |  | No | R-410A | 2.0167 | Residential & Commercial | Ducted CEE Tier 1
213774548 | Central HP <5.4 tons | AIRQUEST | HRCU-A-CB (Split System: Heat Pump with Remote Outdoor Unit-Air-Source) | HVH825GKA3* |  |  | EHD4X42AAL+WALLCON | *96CTN1202422B* | 24200 | 16 | 8.1 | 21400 | 16600 | 77.57% | 2 | 0 | 10.5 |  |  |  | No | R-410A | 2.0167 | Residential & Commercial | Ducted CEE Tier 1
213778828 | Central HP <5.4 tons | AIRQUEST | HRCU-A-CB (Split System: Heat Pump with Remote Outdoor Unit-Air-Source) | HVH837GKA** |  |  | EA*4X36L21A*+WALLCON | *80CTL0701716B* | 31400 | 16.5 | 8.1 | 33000 | 24400 | 73.94% | 1.84 | 0 | 10.5 |  |  |  | No | R-410A | 2.6167 | Residential & Commercial | Ducted CEE Tier 1
210106788 | Central HP <5.4 tons | SURE | HRCU-A-CB (Split System: Heat Pump with Remote Outdoor Unit-Air-Source) | SP18AZ48AJVC |  |  | TCFZ6021SEAAM | S97MV1005A21DHS | 44500 | 19 | 8.1 | 43500 | 45000 | 103.4% | 2 | 0 | 10 |  |  |  | No | R-410A | 3.7083 | Residential & Commercial | Ducted CEE Tier 1
211902762 | Central HP <5.4 tons | SURE | HRCU-A-CB (Split System: Heat Pump with Remote Outdoor Unit-Air-Source) | SP18AZ60AJVC |  |  | TCFZ6021SEAAM | S802VA100521M | 53000 | 19 | 8.1 | 52500 | 50000 | 95.24% | 1.9 | 0 | 10 |  |  |  | No | R-410A | 4.4167 | Residential & Commercial | Ducted CEE Tier 1
207252264 | Central HP <5.4 tons | TRANE | HRCU-A-CB (Split System: Heat Pump with Remote Outdoor Unit-Air-Source) | 4TWA7048A3 |  |  | 4TXCC009DS3 | L8V1C100U5VSA | 48000 | 17 | 8.1 | 48500 | 48000 | 98.97% | 3.6 | 12.5 | 12 |  |  |  | No | R-410A | 4 | Residential & Commercial | Ducted CEE Tier 1
215864311 | Central HP <5.4 tons | MAINLINE | HRCU-A-CB (Split System: Heat Pump with Remote Outdoor Unit-Air-Source) | ML24HP230LMNTH-O |  |  | ML24HP230LMNTAHU-I |  | 23000 | 18.3 | 10 | 24000 | 21600 | 90% | 1.87 | 0 | 11.7 |  |  |  | No | R-454B | 1.9167 | Residential & Commercial | Ducted CEE Tier 1
216508717 | Central HP <5.4 tons | YORK | HRCU-A-CB (Split System: Heat Pump with Remote Outdoor Unit-Air-Source) | HH836E2S11 |  |  | CTF30A5ADS1 | TM8V060A12MP12 | 32800 | 17 | 8.5 | 30600 | 25200 | 82.35% | 2 | 0 | 11 |  |  |  | No | R-454B | 2.7333 | Residential & Commercial | Ducted CEE Tier 1
213386552 | Central HP <5.4 tons | Multi MFG | HRCU-A-CB (Split System: Heat Pump with Remote Outdoor Unit-Air-Source) | HHS-18HD-A |  |  | 18HSHP-C-M-A |  | 18000 | 17 | 9.5 | 19000 | 18000 | 94.74% | 2 | 0 | 12.4 |  |  |  | No | R-410A | 1.5 | Residential & Commercial | Ducted CEE Tier 1
212386848 | Central HP <5.4 tons | ATK | HRCU-A-CB (Split System: Heat Pump with Remote Outdoor Unit-Air-Source) | ACI-AUO30SHP-M |  |  | ACI-AUI30VHE |  | 30000 | 16.2 | 8.9 | 33000 | 24000 | 72.73% | 1.8 | 11 | 10 |  |  |  | No | R-410A | 2.5 | Residential & Commercial | Ducted CEE Tier 1
213372151 | Central HP <5.4 tons | KEEPRITE | HRCU-A-C (Split System: Heat Pump with Remote Outdoor Unit with No Indoor Fan --Air Source) | DLCURAH30ABK |  |  | DLFULAH36XCX + CI |  | 30000 | 15.5 | 9.7 | 33000 | 27000 | 81.82% | 1.85 | 10.7 | 10.5 |  |  |  | No | R-410A | 2.5 | Residential & Commercial | Ducted CEE Tier 1
213386554 | Central HP <5.4 tons | Multi MFG | HRCU-A-CB (Split System: Heat Pump with Remote Outdoor Unit-Air-Source) | HHS-30HD-A |  |  | 30HSHP-C-M-A |  | 28000 | 18.2 | 8.8 | 30000 | 26000 | 86.67% | 1.8 | 0 | 11.7 |  |  |  | No | R-410A | 2.3333 | Residential & Commercial | Ducted CEE Tier 1
216097074 | Central HP <5.4 tons | COMFORT-AIRE | HRCU-A-CB (Split System: Heat Pump with Remote Outdoor Unit-Air-Source) | A-VXP18TA-1 |  |  | B-VXP18TA-1 |  | 18000 | 19 | 9.7 | 19000 | 18000 | 94.74% | 2 | 0 | 12.5 |  |  |  | No | R-454B | 1.5 | Residential & Commercial | Ducted CEE Tier 1
216027609 | Central HP <5.4 tons | INNOVAIR | HRCU-A-CB (Split System: Heat Pump with Remote Outdoor Unit-Air-Source) | SOV24H2BA |  |  | SWV24BDA |  | 24000 | 17.4 | 10.4 | 25000 | 19600 | 78.4% | 1.96 | 0 | 10.8 |  |  |  | No | R-454B | 2 | Residential & Commercial | Ducted CEE Tier 1
215669245 | Central HP <5.4 tons | AIRQUEST | HRCU-A-CB (Split System: Heat Pump with Remote Outdoor Unit-Air-Source) | H5H0V36*K*AAA* |  |  | EA*5X48M21A*+WALLCON | *97CMN0802120B* | 33800 | 18 | 9 | 35000 | 25000 | 71.43% | 1.88 | 0 | 10 |  |  |  | No | R-454B | 2.8167 | Residential & Commercial | Ducted CEE Tier 1
215669295 | Central HP <5.4 tons | AIRQUEST | HRCU-A-CB (Split System: Heat Pump with Remote Outdoor Unit-Air-Source) | H5H0V36*K*AAA* |  |  | EA*5X60M24A*+WALLCON | *80CSU1002120A* | 34400 | 18 | 9 | 34200 | 24800 | 72.51% | 1.9 | 0 | 10 |  |  |  | No | R-454B | 2.8667 | Residential & Commercial | Ducted CEE Tier 1
207826608 | Central HP <5.4 tons | TEMPSTAR | HRCU-A-CB (Split System: Heat Pump with Remote Outdoor Unit-Air-Source) | DLCSRBH24AAK |  |  | DLFSABH24XBK |  | 23000 | 18.4 | 9.3 | 26000 | 21200 | 81.54% | 1.9 | 12.5 | 11.7 |  |  |  | No | R-410A | 1.9167 | Residential & Commercial | Ducted CEE Tier 1
216097082 | Central HP <5.4 tons | COMFORT-AIRE | HRCU-A-CB (Split System: Heat Pump with Remote Outdoor Unit-Air-Source) | A-VHP33SA-1 |  |  | B-VHP30AA-1 |  | 33000 | 16.5 | 10 | 35000 | 34000 | 97.14% | 2 | 0 | 11.7 |  |  |  | No | R-454B | 2.75 | Residential & Commercial | Ducted CEE Tier 1
213778878 | Central HP <5.4 tons | AIRQUEST | HRCU-A-CB (Split System: Heat Pump with Remote Outdoor Unit-Air-Source) | HVH837GKA** |  |  | EA*4X36L21A*+WALLCON | *97CMN0601714B* | 31200 | 16.5 | 8.1 | 33200 | 24600 | 74.1% | 1.82 | 0 | 10.5 |  |  |  | No | R-410A | 2.6 | Residential & Commercial | Ducted CEE Tier 1
213774668 | Central HP <5.4 tons | AIRQUEST | HRCU-A-CB (Split System: Heat Pump with Remote Outdoor Unit-Air-Source) | HVH825GKA3* |  |  | EHD4X48AAL+WALLCON | *97CMN1202422B* | 24200 | 16 | 8.1 | 21200 | 16600 | 78.3% | 2 | 0 | 10.5 |  |  |  | No | R-410A | 2.0167 | Residential & Commercial | Ducted CEE Tier 1
213773848 | Central HP <5.4 tons | AIRQUEST | HRCU-A-CB (Split System: Heat Pump with Remote Outdoor Unit-Air-Source) | HVH825GKA3* |  |  | EA*4X48L24A*+WALLCON | *97CMN1202422B* | 24000 | 16.5 | 8.1 | 21000 | 16500 | 78.57% | 2.02 | 0 | 11 |  |  |  | No | R-410A | 2 | Residential & Commercial | Ducted CEE Tier 1
213774418 | Central HP <5.4 tons | AIRQUEST | HRCU-A-CB (Split System: Heat Pump with Remote Outdoor Unit-Air-Source) | HVH825GKA3* |  |  | EHD4X42AAL+WALLCON | *80CTL0901716B* | 24200 | 16 | 8.1 | 21200 | 16600 | 78.3% | 2 | 0 | 10.5 |  |  |  | No | R-410A | 2.0167 | Residential & Commercial | Ducted CEE Tier 1
213386674 | Central HP <5.4 tons | MIDEA | HRCU-A-CB (Split System: Heat Pump with Remote Outdoor Unit-Air-Source) | MOVB-60HDN1-M18M |  |  | MC**3036BNTD | MGH96M060B3A | 34200 | 16.5 | 8.5 | 34600 | 24400 | 70.52% | 1.82 | 0 | 11.7 |  |  |  | No | R-410A | 2.85 | Residential & Commercial | Ducted CEE Tier 1
213773168 | Central HP <5.4 tons | AIRQUEST | HRCU-A-CB (Split System: Heat Pump with Remote Outdoor Unit-Air-Source) | HVH825GKA3* |  |  | EA*4X37L17A*+WALLCON | *80CTL0701412B* | 24200 | 16.5 | 8.1 | 21400 | 16700 | 78.04% | 2 | 0 | 10.5 |  |  |  | No | R-410A | 2.0167 | Residential & Commercial | Ducted CEE Tier 1
207826607 | Central HP <5.4 tons | MIDEA | HRCU-A-CB (Split System: Heat Pump with Remote Outdoor Unit-Air-Source) | DLCSRBH18AAK |  |  | DLFSABH18XBK |  | 18000 | 17.6 | 9.6 | 19000 | 17000 | 89.47% | 2 | 12.5 | 11.7 |  |  |  | No | R-410A | 1.5 | Residential & Commercial | Ducted CEE Tier 1
215318864 | Central HP <5.4 tons | MIDEA | HRCU-A-CB (Split System: Heat Pump with Remote Outdoor Unit-Air-Source) | 37MUHAQ48AA3 |  |  | 45MUAAQ48XX3 |  | 48000 | 16.5 | 9.5 | 50000 | 46000 | 92% | 1.9 | 0 | 10.5 |  |  |  | No | R-454B | 4 | Residential & Commercial | Ducted CEE Tier 1
216091284 | Central HP <5.4 tons | BRYANT | HRCU-A-CB (Split System: Heat Pump with Remote Outdoor Unit-Air-Source) | DLCSRBH18AAK |  |  | 40MBABQ18XB3 |  | 18000 | 17.6 | 9.6 | 19000 | 17000 | 89.47% | 2 | 12.5 | 11.7 |  |  |  | No | R-410A | 1.5 | Residential & Commercial | Ducted CEE Tier 1
207826609 | Central HP <5.4 tons | TEMPSTAR | HRCU-A-CB (Split System: Heat Pump with Remote Outdoor Unit-Air-Source) | DLCSRBH18AAK |  |  | DLFSABH18XBK |  | 18000 | 17.6 | 9.6 | 19000 | 17000 | 89.47% | 2 | 12.5 | 11.7 |  |  |  | No | R-410A | 1.5 | Residential & Commercial | Ducted CEE Tier 1
212920473 | Central HP <5.4 tons | Multi MFG | HRCU-A-CB (Split System: Heat Pump with Remote Outdoor Unit-Air-Source) | HES-24HD-A |  |  | 24MPHP0-M-A |  | 24000 | 17 | 9.2 | 26000 | 19400 | 74.62% | 2.1 | 11.3 | 10.5 |  |  |  | No | R-410A | 2 | Residential & Commercial | Ducted CEE Tier 1
212404707 | Central HP <5.4 tons | CONTINENTAL | HRCU-A-CB (Split System: Heat Pump with Remote Outdoor Unit-Air-Source) | WSEHV4860RA1-C |  |  | H,DE37960+TXV | WUV080T4BA | 46000 | 17 | 8.5 | 50000 | 35000 | 70% | 1.8 | 0 | 10 |  |  |  | No | R-410A | 3.8333 | Residential & Commercial | Ducted CEE Tier 1
211717271 | Central HP <5.4 tons | MIDEA | HRCU-A-CB (Split System: Heat Pump with Remote Outdoor Unit-Air-Source) | MOVA-24HDN1-M16G |  |  | MHVE24A1MN1TA |  | 23800 | 15.2 | 9 | 23800 | 16800 | 70.59% | 1.8 | 0 | 10.5 |  |  |  | No | R-410A | 1.9833 | Residential & Commercial | Ducted CEE Tier 1
215319017 | Central HP <5.4 tons | KEEPRITE | HRCU-A-CB (Split System: Heat Pump with Remote Outdoor Unit-Air-Source) | D5CSHAH24AAK |  |  | D5FSAAH24XBK |  | 23000 | 18.8 | 10 | 26000 | 23600 | 90.77% | 2.16 | 0 | 12 |  |  |  | No | R-454B | 1.9167 | Residential & Commercial | Ducted CEE Tier 1
214491792 | Central HP <5.4 tons | AMANA | HRCU-A-CB (Split System: Heat Pump with Remote Outdoor Unit-Air-Source) | ASZS601810A* |  |  | CA*EA2422*4B* | A*VM970603BNB* | 16600 | 17.5 | 8.5 | 17400 | 13000 | 74.71% | 2.1 | 0 | 10.9 |  |  |  | No | R-410A | 1.3833 | Residential & Commercial | Ducted CEE Tier 1
213779058 | Central HP <5.4 tons | AIRQUEST | HRCU-A-CB (Split System: Heat Pump with Remote Outdoor Unit-Air-Source) | HVH837GKA** |  |  | EA*4X42L21A*+WALLCON | *80CTL0451712B* | 31600 | 16.5 | 8.1 | 33400 | 24800 | 74.25% | 1.84 | 0 | 10.5 |  |  |  | No | R-410A | 2.6333 | Residential & Commercial | Ducted CEE Tier 1
212404689 | Central HP <5.4 tons | CONTINENTAL | HRCU-A-CB (Split System: Heat Pump with Remote Outdoor Unit-Air-Source) | CS18HV48A60 |  |  | H,DE50960 | WPV090T5BA | 54000 | 16 | 8.5 | 58000 | 41000 | 70.69% | 1.8 | 0 | 10 |  |  |  | No | R-410A | 4.5 | Residential & Commercial | Ducted CEE Tier 1
215669385 | Central HP <5.4 tons | AIRQUEST | HRCU-A-CB (Split System: Heat Pump with Remote Outdoor Unit-Air-Source) | H5H0V36*K*AAA* |  |  | EA*5X60M24A*+WALLCON | *97CMN1002122B* | 34400 | 18 | 9 | 34200 | 24800 | 72.51% | 1.9 | 0 | 10.5 |  |  |  | No | R-454B | 2.8667 | Residential & Commercial | Ducted CEE Tier 1
215669435 | Central HP <5.4 tons | AIRQUEST | HRCU-A-CB (Split System: Heat Pump with Remote Outdoor Unit-Air-Source) | H5H0V36*K*AAA* |  |  | EA*5X61M21A*+WALLCON | *80CSU0601716A* | 34800 | 18 | 9 | 34400 | 24800 | 72.09% | 1.9 | 0 | 10 |  |  |  | No | R-454B | 2.9 | Residential & Commercial | Ducted CEE Tier 1
212404692 | Central HP <5.4 tons | CONTINENTAL | HRCU-A-CB (Split System: Heat Pump with Remote Outdoor Unit-Air-Source) | CS18HV48A60 |  |  | H,DE50960 | WPV100T5BA | 54000 | 16 | 8.5 | 58000 | 41000 | 70.69% | 1.8 | 0 | 10 |  |  |  | No | R-410A | 4.5 | Residential & Commercial | Ducted CEE Tier 1
215669165 | Central HP <5.4 tons | AIRQUEST | HRCU-A-CB (Split System: Heat Pump with Remote Outdoor Unit-Air-Source) | H5H0V36*K*AAA* |  |  | EA*5X48M21A*+WALLCON | *80CTL0902120B* | 33800 | 18 | 9 | 35000 | 25000 | 71.43% | 1.9 | 0 | 10 |  |  |  | No | R-454B | 2.8167 | Residential & Commercial | Ducted CEE Tier 1
211257716 | Central HP <5.4 tons | CARRIER | HRCU-A-CB (Split System: Heat Pump with Remote Outdoor Unit-Air-Source) | 38MURAQ18AB3* |  |  | CAP**1917AL* | 59SP6A060V17**14 | 18200 | 16 | 8.5 | 18200 | 17600 | 96.7% | 2.14 | 0 | 10.5 |  |  |  | No | R-410A | 1.5167 | Residential & Commercial | Ducted CEE Tier 1
211257750 | Central HP <5.4 tons | CARRIER | HRCU-A-CB (Split System: Heat Pump with Remote Outdoor Unit-Air-Source) | 38MURAQ18AB3* |  |  | CAP**1917AL* | 58S(B,C)*A070E17**12 | 18600 | 16.5 | 8.5 | 18400 | 17500 | 95.11% | 2.14 | 0 | 11 |  |  |  | No | R-410A | 1.55 | Residential & Commercial | Ducted CEE Tier 1
213771008 | Central HP <5.4 tons | AIRQUEST | HRCU-A-CB (Split System: Heat Pump with Remote Outdoor Unit-Air-Source) | HVH825GKA2* |  |  | EA*4X36L21A*+WALLCON | *96CTN0801714B* | 23600 | 16.5 | 8.1 | 21400 | 16700 | 78.04% | 1.94 | 0 | 10.5 |  |  |  | No | R-410A | 1.9667 | Residential & Commercial | Ducted CEE Tier 1
213771458 | Central HP <5.4 tons | AIRQUEST | HRCU-A-CB (Split System: Heat Pump with Remote Outdoor Unit-Air-Source) | HVH825GKA2* |  |  | EA*4X43L21A*+WALLCON | *80CTL0901716B* | 24600 | 17 | 8.5 | 21000 | 16600 | 79.05% | 2.02 | 0 | 11 |  |  |  | No | R-410A | 2.05 | Residential & Commercial | Ducted CEE Tier 1
213771508 | Central HP <5.4 tons | AIRQUEST | HRCU-A-CB (Split System: Heat Pump with Remote Outdoor Unit-Air-Source) | HVH825GKA2* |  |  | EA*4X43L21A*+WALLCON | *97CMN0801714B* | 24400 | 16.5 | 8.1 | 21200 | 16700 | 78.77% | 2.02 | 0 | 11 |  |  |  | No | R-410A | 2.0333 | Residential & Commercial | Ducted CEE Tier 1
213771728 | Central HP <5.4 tons | AIRQUEST | HRCU-A-CB (Split System: Heat Pump with Remote Outdoor Unit-Air-Source) | HVH825GKA2* |  |  | EA*4X48L24A*+WALLCON | *96CTN1002122B* | 24200 | 16.5 | 8.1 | 21000 | 16500 | 78.57% | 2.02 | 0 | 11 |  |  |  | No | R-410A | 2.0167 | Residential & Commercial | Ducted CEE Tier 1
206767158 | Central HP <5.4 tons | TEMPSTAR | HRCU-A-CB (Split System: Heat Pump with Remote Outdoor Unit-Air-Source) | TVH825GKA3* |  |  | EA*4X36L21A*+WALLCON | *80CSU0601716A* | 23600 | 16.5 | 8.1 | 21400 | 16600 | 77.57% | 1.94 | 11.5 | 10.5 |  |  |  | No | R-410A | 1.9667 | Residential & Commercial | Ducted CEE Tier 1
213885867 | Central HP <5.4 tons | THERMAL ZONE | HRCU-A-C (Split System: Heat Pump with Remote Outdoor Unit with No Indoor Fan --Air Source) | TZPLV302PA |  |  | MAC-36HWDN1-MN0 |  | 30000 | 15.5 | 9.7 | 33000 | 27000 | 81.82% | 1.85 | 10.7 | 10.5 |  |  |  | No | R-410A | 2.5 | Residential & Commercial | Ducted CEE Tier 1
211257759 | Central HP <5.4 tons | CARRIER | HRCU-A-CB (Split System: Heat Pump with Remote Outdoor Unit-Air-Source) | 38MURAQ18AB3* |  |  | CAP**1917AL* | OVMAAB036098 | 18800 | 16 | 8.5 | 18800 | 17500 | 93.09% | 2.12 | 0 | 11 |  |  |  | No | R-410A | 1.5667 | Residential & Commercial | Ducted CEE Tier 1
211257782 | Central HP <5.4 tons | CARRIER | HRCU-A-CB (Split System: Heat Pump with Remote Outdoor Unit-Air-Source) | 38MURAQ18AB3* |  |  | CAP**2417AL* | 59SP6A060V17**14 | 17700 | 16 | 8.5 | 18600 | 19100 | 102.7% | 2.3 | 0 | 10.5 |  |  |  | No | R-410A | 1.475 | Residential & Commercial | Ducted CEE Tier 1
211257793 | Central HP <5.4 tons | CARRIER | HRCU-A-CB (Split System: Heat Pump with Remote Outdoor Unit-Air-Source) | 38MURAQ18AB3* |  |  | CAP**2417AL* | 58SP*A045V17**16 | 17600 | 16 | 8.5 | 18500 | 19100 | 103.2% | 2.3 | 0 | 10.5 |  |  |  | No | R-410A | 1.4667 | Residential & Commercial | Ducted CEE Tier 1
211257807 | Central HP <5.4 tons | CARRIER | HRCU-A-CB (Split System: Heat Pump with Remote Outdoor Unit-Air-Source) | 38MURAQ18AB3* |  |  | CAP**2417AL* | 59SC5B040E17**12 | 17300 | 15.5 | 8.5 | 18300 | 19300 | 105.5% | 2.3 | 0 | 10 |  |  |  | No | R-410A | 1.4417 | Residential & Commercial | Ducted CEE Tier 1
215319107 | Central HP <5.4 tons | TEMPSTAR | HRCU-A-CB (Split System: Heat Pump with Remote Outdoor Unit-Air-Source) | D5CLHAH58AAK |  |  | D5FLAAH60XAK |  | 54000 | 15.4 | 9.2 | 59000 | 53000 | 89.83% | 2 | 0 | 10 |  |  |  | No | R-454B | 4.5 | Residential & Commercial | Ducted CEE Tier 1
211260415 | Central HP <5.4 tons | CARRIER | HRCU-A-CB (Split System: Heat Pump with Remote Outdoor Unit-Air-Source) | 38MURAQ18AB3* |  |  | CAP**2417AL* | GG96VTAA48080B | 17400 | 16 | 8.5 | 18300 | 19200 | 104.9% | 2.3 | 0 | 10.5 |  |  |  | No | R-410A | 1.45 | Residential & Commercial | Ducted CEE Tier 1
213080742 | Central HP <5.4 tons | PAYNE HEATING AND COOLING | HRCU-A-CB (Split System: Heat Pump with Remote Outdoor Unit-Air-Source) | 38MURAQ36AB3* |  |  | CNPV*4217AL* | PG95MSUA48060B** | 35800 | 15.5 | 8.1 | 38500 | 35200 | 91.43% | 1.96 | 0 | 10 |  |  |  | No | R-410A | 2.9833 | Residential & Commercial | Ducted CEE Tier 1
212978479 | Central HP <5.4 tons | PAYNE HEATING AND COOLING | HRCU-A-CB (Split System: Heat Pump with Remote Outdoor Unit-Air-Source) | 38MURAQ36AB3* |  |  | CAP**4821AL* | PG80MS(A,L)A36070B** | 35400 | 16.5 | 8.1 | 37800 | 34600 | 91.53% | 2 | 0 | 10 |  |  |  | No | R-410A | 2.95 | Residential & Commercial | Ducted CEE Tier 1
211226592 | Central HP <5.4 tons | PAYNE HEATING AND COOLING | HRCU-A-CB (Split System: Heat Pump with Remote Outdoor Unit-Air-Source) | 38MURAQ36AB3* |  |  | CAP**3717AL* | PG80VTLA48070B** | 36400 | 15.5 | 8.5 | 39500 | 35000 | 88.61% | 2.04 | 0 | 10 |  |  |  | No | R-410A | 3.0333 | Residential & Commercial | Ducted CEE Tier 1
213075936 | Central HP <5.4 tons | PAYNE HEATING AND COOLING | HRCU-A-CB (Split System: Heat Pump with Remote Outdoor Unit-Air-Source) | 38MURAQ36AB3* |  |  | CAP**4821AL* | PG95MSUA60100C** | 36000 | 16 | 8.5 | 38000 | 34800 | 91.58% | 2.04 | 0 | 10 |  |  |  | No | R-410A | 3 | Residential & Commercial | Ducted CEE Tier 1
202902844 | Central HP <5.4 tons | MIDEA | HRCU-A-CB (Split System: Heat Pump with Remote Outdoor Unit-Air-Source) | MOVA-60HDN1-M20G |  |  | MC**4248BNTF | MGH96M080B3A | 42500 | 17 | 8.8 | 43500 | 31000 | 71.26% | 1.9 | 11.2 | 11.7 |  |  |  | No | R-410A | 3.5417 | Residential & Commercial | Ducted CEE Tier 1
215669485 | Central HP <5.4 tons | AIRQUEST | HRCU-A-CB (Split System: Heat Pump with Remote Outdoor Unit-Air-Source) | H5H0V36*K*AAA* |  |  | EA*5X61M21A*+WALLCON | *80CTL0901716B* | 34800 | 18.5 | 9 | 34400 | 24800 | 72.09% | 1.92 | 0 | 10 |  |  |  | No | R-454B | 2.9 | Residential & Commercial | Ducted CEE Tier 1
215669555 | Central HP <5.4 tons | AIRQUEST | HRCU-A-CB (Split System: Heat Pump with Remote Outdoor Unit-Air-Source) | H5H0V36*K*AAA* |  |  | EA*5X61M21A*+WALLCON | *97CMN0801714B* | 34600 | 18 | 9 | 34600 | 25000 | 72.25% | 1.9 | 0 | 10 |  |  |  | No | R-454B | 2.8833 | Residential & Commercial | Ducted CEE Tier 1
202902433 | Central HP <5.4 tons | MIDEA | HRCU-A-CB (Split System: Heat Pump with Remote Outdoor Unit-Air-Source) | MOVA-60HDN1-M20G |  |  | MC**4860DNTF | MGH96M120D5A | 52000 | 18 | 8.5 | 54000 | 37800 | 70% | 1.85 | 12.5 | 11.7 |  |  |  | No | R-410A | 4.3333 | Residential & Commercial | Ducted CEE Tier 1
212404712 | Central HP <5.4 tons | NAPOLEON | HRCU-A-CB (Split System: Heat Pump with Remote Outdoor Unit-Air-Source) | NS18HV48A60 |  |  | H,DE37960+TXV | WPV080T4BA | 46000 | 17 | 8.5 | 50000 | 35000 | 70% | 1.8 | 0 | 10 |  |  |  | No | R-410A | 3.8333 | Residential & Commercial | Ducted CEE Tier 1
212384779 | Central HP <5.4 tons | COMFORTMAKER | HRCU-A-CB (Split System: Heat Pump with Remote Outdoor Unit-Air-Source) | DLCURAH36ABK |  |  | EN(A,D,W)4X48L21** | *80ES(N,L)0701716A* | 35800 | 16 | 8.1 | 39000 | 34800 | 89.23% | 2 | 0 | 10 |  |  |  | No | R-410A | 2.9833 | Residential & Commercial | Ducted CEE Tier 1
212384831 | Central HP <5.4 tons | COMFORTMAKER | HRCU-A-CB (Split System: Heat Pump with Remote Outdoor Unit-Air-Source) | DLCURAH36ABK |  |  | FJMA4*42L*C* |  | 37000 | 16 | 8.1 | 39000 | 34800 | 89.23% | 2 | 0 | 10 |  |  |  | No | R-410A | 3.0833 | Residential & Commercial | Ducted CEE Tier 1
212404688 | Central HP <5.4 tons | NAPOLEON | HRCU-A-CB (Split System: Heat Pump with Remote Outdoor Unit-Air-Source) | NS18HV48A60 |  |  | H,DE50960 | WPV100T5BA | 54000 | 16 | 8.5 | 58000 | 41000 | 70.69% | 1.8 | 0 | 10 |  |  |  | No | R-410A | 4.5 | Residential & Commercial | Ducted CEE Tier 1
215319101 | Central HP <5.4 tons | TEMPSTAR | HRCU-A-CB (Split System: Heat Pump with Remote Outdoor Unit-Air-Source) | D5CSHAH24AAK |  |  | D5FSAAH24XBK |  | 23000 | 18.8 | 10 | 26000 | 23600 | 90.77% | 2.16 | 0 | 12 |  |  |  | No | R-454B | 1.9167 | Residential & Commercial | Ducted CEE Tier 1
213489790 | Central HP <5.4 tons | INNOVAIR | HRCU-A-CB (Split System: Heat Pump with Remote Outdoor Unit-Air-Source) | SHV36H2R20-S |  |  | DEV36H2R19 |  | 35000 | 16.3 | 9.5 | 39000 | 38000 | 97.44% | 1.8 | 0 | 11.7 |  |  |  | No | R-410A | 2.9167 | Residential & Commercial | Ducted CEE Tier 1
215319105 | Central HP <5.4 tons | TEMPSTAR | HRCU-A-CB (Split System: Heat Pump with Remote Outdoor Unit-Air-Source) | D5CLHAH36AAK |  |  | D5FLAAH36XAK |  | 36000 | 17.3 | 9.5 | 38000 | 38000 | 100% | 2.06 | 0 | 11.7 |  |  |  | No | R-454B | 3 | Residential & Commercial | Ducted CEE Tier 1
212404684 | Central HP <5.4 tons | CONTINENTAL | HRCU-A-CB (Split System: Heat Pump with Remote Outdoor Unit-Air-Source) | WSEHV4860RA1-C |  |  | H,DE50960 | WPV100T5BA | 54000 | 16 | 8.5 | 58000 | 41000 | 70.69% | 1.8 | 0 | 10 |  |  |  | No | R-410A | 4.5 | Residential & Commercial | Ducted CEE Tier 1
213772588 | Central HP <5.4 tons | AIRQUEST | HRCU-A-CB (Split System: Heat Pump with Remote Outdoor Unit-Air-Source) | HVH825GKA2* |  |  | EHD4X48AAL+WALLCON | *96CTN1202422B* | 24200 | 16.5 | 8.1 | 21200 | 16600 | 78.3% | 2.02 | 0 | 11 |  |  |  | No | R-410A | 2.0167 | Residential & Commercial | Ducted CEE Tier 1
213779108 | Central HP <5.4 tons | AIRQUEST | HRCU-A-CB (Split System: Heat Pump with Remote Outdoor Unit-Air-Source) | HVH837GKA** |  |  | EA*4X42L21A*+WALLCON | *95CSU0601716B* | 31600 | 16.5 | 8.1 | 33000 | 24600 | 74.55% | 1.86 | 0 | 10.5 |  |  |  | No | R-410A | 2.6333 | Residential & Commercial | Ducted CEE Tier 1
213386677 | Central HP <5.4 tons | MIDEA | HRCU-A-CB (Split System: Heat Pump with Remote Outdoor Unit-Air-Source) | MOVB-60HDN1-M18M |  |  | MC**3036CNTD | MGH96M100C5A | 34600 | 16.5 | 8.5 | 34600 | 24400 | 70.52% | 1.82 | 0 | 11.7 |  |  |  | No | R-410A | 2.8833 | Residential & Commercial | Ducted CEE Tier 1
213779178 | Central HP <5.4 tons | AIRQUEST | HRCU-A-CB (Split System: Heat Pump with Remote Outdoor Unit-Air-Source) | HVH837GKA** |  |  | EA*4X42L24A*+WALLCON | *80CTL0902120B* | 31800 | 17 | 8.1 | 32800 | 24200 | 73.78% | 1.88 | 0 | 11 |  |  |  | No | R-410A | 2.65 | Residential & Commercial | Ducted CEE Tier 1
213779228 | Central HP <5.4 tons | AIRQUEST | HRCU-A-CB (Split System: Heat Pump with Remote Outdoor Unit-Air-Source) | HVH837GKA** |  |  | EA*4X42L24A*+WALLCON | *96CTN1002122B* | 31800 | 17 | 8.1 | 33000 | 24200 | 73.33% | 1.88 | 0 | 11 |  |  |  | No | R-410A | 2.65 | Residential & Commercial | Ducted CEE Tier 1
213779578 | Central HP <5.4 tons | AIRQUEST | HRCU-A-CB (Split System: Heat Pump with Remote Outdoor Unit-Air-Source) | HVH837GKA** |  |  | EA*4X60L24A*+WALLCON | *80CTL1352422B* | 32800 | 17.5 | 8.1 | 31800 | 24600 | 77.36% | 1.98 | 0 | 11.5 |  |  |  | No | R-410A | 2.7333 | Residential & Commercial | Ducted CEE Tier 1
213779678 | Central HP <5.4 tons | AIRQUEST | HRCU-A-CB (Split System: Heat Pump with Remote Outdoor Unit-Air-Source) | HVH837GKA** |  |  | EA*4X61L21A*+WALLCON | *95CSU0601716B* | 33000 | 17 | 8.1 | 32200 | 25000 | 77.64% | 1.96 | 0 | 11 |  |  |  | No | R-410A | 2.75 | Residential & Commercial | Ducted CEE Tier 1
202902423 | Central HP <5.4 tons | MIDEA | HRCU-A-CB (Split System: Heat Pump with Remote Outdoor Unit-Air-Source) | MOVA-36HDN1-M20G |  |  | MC**2430BNTF | MGH96M060B3A | 24000 | 18.5 | 9 | 24000 | 17400 | 72.5% | 1.9 | 13.5 | 12 |  |  |  | No | R-410A | 2 | Residential & Commercial | Ducted CEE Tier 1
212631695 | Central HP <5.4 tons | KERR | HRCU-A-C (Split System: Heat Pump with Remote Outdoor Unit with No Indoor Fan --Air Source) | A-KCD30SA-1 |  |  | MCD30/36C1A |  | 30000 | 15.5 | 9.7 | 33000 | 27000 | 81.82% | 1.85 | 10.7 | 10.5 |  |  |  | No | R-410A | 2.5 | Residential & Commercial | Ducted CEE Tier 1
213361581 | Central HP <5.4 tons | CARRIER | HRCU-A-CB (Split System: Heat Pump with Remote Outdoor Unit-Air-Source) | 25VNA424A*031* |  |  | FE4BNXB24L*+UI |  | 23400 | 20.5 | 10 | 26600 | 19900 | 74.81% | 2.46 | 0 | 13 |  |  |  | No | R-410A | 1.95 | Residential & Commercial | Ducted CEE Tier 1
212404702 | Central HP <5.4 tons | NAPOLEON | HRCU-A-CB (Split System: Heat Pump with Remote Outdoor Unit-Air-Source) | WSEHV4860RA1-N |  |  | H,DE37960+TXV | WUV070T4BA | 46000 | 17 | 8.5 | 50000 | 35000 | 70% | 1.8 | 0 | 10 |  |  |  | No | R-410A | 3.8333 | Residential & Commercial | Ducted CEE Tier 1
214097598 | Central HP <5.4 tons | RUSSELL | HRCU-A-CB (Split System: Heat Pump with Remote Outdoor Unit-Air-Source) | RD17AZ48AJ3N |  |  | TCFZ6024SEANM | S802V1005A21UHN | 45500 | 17 | 8.1 | 45500 | 40000 | 87.91% | 2.1 | 0 | 10 |  |  |  | No | R-410A | 3.7917 | Residential & Commercial | Ducted CEE Tier 1
214097618 | Central HP <5.4 tons | RUSSELL | HRCU-A-CB (Split System: Heat Pump with Remote Outdoor Unit-Air-Source) | RD17AZ48AJ3N |  |  | TCFZ6024SEANM | S801V1005A21UHS | 45500 | 17 | 8.1 | 45500 | 40000 | 87.91% | 2.1 | 0 | 10 |  |  |  | No | R-410A | 3.7917 | Residential & Commercial | Ducted CEE Tier 1
215471329 | Central HP <5.4 tons | MIDEA | HRCU-A-CB (Split System: Heat Pump with Remote Outdoor Unit-Air-Source) | MO1BE-H48B-2A |  |  | MAUHE-H48B-2A |  | 48000 | 16 | 8.5 | 48000 | 38000 | 79.17% | 1.85 | 0 | 10 |  |  |  | No | R-454B | 4 | Residential & Commercial | Ducted CEE Tier 1
212404693 | Central HP <5.4 tons | NAPOLEON | HRCU-A-CB (Split System: Heat Pump with Remote Outdoor Unit-Air-Source) | WSEHV2436RA1-N |  |  | H,DE33(6,9)36 | WPV050T3AA | 22000 | 17 | 8.5 | 25000 | 17500 | 70% | 1.8 | 0 | 10 |  |  |  | No | R-410A | 1.8333 | Residential & Commercial | Ducted CEE Tier 1
213372150 | Central HP <5.4 tons | KEEPRITE | HRCU-A-C (Split System: Heat Pump with Remote Outdoor Unit with No Indoor Fan --Air Source) | DLCURAH24ABK |  |  | DLFULAH24XBX + CI |  | 24000 | 16.5 | 9.5 | 25000 | 20000 | 80% | 1.95 | 11 | 10.7 |  |  |  | No | R-410A | 2 | Residential & Commercial | Ducted CEE Tier 1
215681952 | Central HP <5.4 tons | TEMPSTAR | HRCU-A-CB (Split System: Heat Pump with Remote Outdoor Unit-Air-Source) | T5H0V48*K*AAA* |  |  | EVM5X60M21A*+WALLCON | *97CTN0801716A* | 47500 | 18.5 | 9 | 50000 | 37200 | 74.4% | 1.98 | 0 | 10 |  |  |  | No | R-454B | 3.9583 | Residential & Commercial | Ducted CEE Tier 1
215675392 | Central HP <5.4 tons | TEMPSTAR | HRCU-A-CB (Split System: Heat Pump with Remote Outdoor Unit-Air-Source) | T5H0V48*K*AAA* |  |  | EVM5X48M21A*+WALLCON | *80CTL0902120B* | 47000 | 18.5 | 9 | 50000 | 36400 | 72.8% | 2 | 0 | 10 |  |  |  | No | R-454B | 3.9167 | Residential & Commercial | Ducted CEE Tier 1
211257809 | Central HP <5.4 tons | CARRIER | HRCU-A-CB (Split System: Heat Pump with Remote Outdoor Unit-Air-Source) | 38MURAQ18AB3* |  |  | CAP**2417AL* | 59TP6B040V14**10 | 17400 | 16 | 8.5 | 18300 | 19200 | 104.9% | 2.3 | 0 | 10.5 |  |  |  | No | R-410A | 1.45 | Residential & Commercial | Ducted CEE Tier 1
211257825 | Central HP <5.4 tons | CARRIER | HRCU-A-CB (Split System: Heat Pump with Remote Outdoor Unit-Air-Source) | 38MURAQ18AB3* |  |  | CAP**2417AL* | 58SU*A060E17**16 | 18500 | 16 | 9 | 19400 | 18600 | 95.88% | 2.26 | 0 | 10.5 |  |  |  | No | R-410A | 1.5417 | Residential & Commercial | Ducted CEE Tier 1
215669415 | Central HP <5.4 tons | AIRQUEST | HRCU-A-CB (Split System: Heat Pump with Remote Outdoor Unit-Air-Source) | H5H0V36*K*AAA* |  |  | EA*5X60M24A*+WALLCON | *96CTN1202422B* | 34400 | 18.5 | 9 | 34200 | 24800 | 72.51% | 1.9 | 0 | 10.5 |  |  |  | No | R-454B | 2.8667 | Residential & Commercial | Ducted CEE Tier 1
212404709 | Central HP <5.4 tons | NAPOLEON | HRCU-A-CB (Split System: Heat Pump with Remote Outdoor Unit-Air-Source) | NS18HV48A60 |  |  | H,DE37960+TXV | WPV070T4BA | 46000 | 17 | 8.5 | 50000 | 35000 | 70% | 1.8 | 0 | 10 |  |  |  | No | R-410A | 3.8333 | Residential & Commercial | Ducted CEE Tier 1
215218931 | Central HP <5.4 tons | MIDEA | HRCU-A-CB (Split System: Heat Pump with Remote Outdoor Unit-Air-Source) | MOVB-24HDN10-M16G |  |  | MVME24B2MN10TB |  | 24000 | 18 | 8.5 | 24000 | 17200 | 71.67% | 1.84 | 0 | 11.7 |  |  |  | No | R-454B | 2 | Residential & Commercial | Ducted CEE Tier 1
203376843 | Central HP <5.4 tons | MIDEA | HRCU-A-C (Split System: Heat Pump with Remote Outdoor Unit with No Indoor Fan --Air Source) | MOVA-36HDN1-M20G |  |  | MC**2430BNTF |  | 23400 | 15.2 | 9 | 24000 | 16900 | 70.42% | 1.99 | 11.8 | 12 |  |  |  | No | R-410A | 1.95 | Residential & Commercial | Ducted CEE Tier 1
215318999 | Central HP <5.4 tons | KEEPRITE | HRCU-A-CB (Split System: Heat Pump with Remote Outdoor Unit-Air-Source) | D5CUHAH18AAK |  |  | D5FUAAH18XAK |  | 18000 | 19 | 9.8 | 19000 | 18000 | 94.74% | 2 | 0 | 12.5 |  |  |  | No | R-454B | 1.5 | Residential & Commercial | Ducted CEE Tier 1
214500322 | Central HP <5.4 tons | AMANA | HRCU-A-CB (Split System: Heat Pump with Remote Outdoor Unit-Air-Source) | ASZS601810A* |  |  | CA*EA2422*4B*+MBVK12BP1X00A* |  | 16600 | 17.5 | 8.5 | 17400 | 13000 | 74.71% | 2.1 | 0 | 10.9 |  |  |  | No | R-410A | 1.3833 | Residential & Commercial | Ducted CEE Tier 1
202902427 | Central HP <5.4 tons | MIDEA | HRCU-A-CB (Split System: Heat Pump with Remote Outdoor Unit-Air-Source) | MOVA-60HDN1-M20G |  |  | MC**4248CNTF | MGH96M100C5A | 45000 | 17.5 | 8.8 | 46500 | 32800 | 70.54% | 1.9 | 12.5 | 11.7 |  |  |  | No | R-410A | 3.75 | Residential & Commercial | Ducted CEE Tier 1
212404714 | Central HP <5.4 tons | CONTINENTAL | HRCU-A-CB (Split System: Heat Pump with Remote Outdoor Unit-Air-Source) | CS18HV48A60 |  |  | H,DE37960+TXV | WUV070T4BA | 46000 | 17 | 8.5 | 50000 | 35000 | 70% | 1.8 | 0 | 10 |  |  |  | No | R-410A | 3.8333 | Residential & Commercial | Ducted CEE Tier 1
212404716 | Central HP <5.4 tons | CONTINENTAL | HRCU-A-CB (Split System: Heat Pump with Remote Outdoor Unit-Air-Source) | CS18HV48A60 |  |  | H,DE37960+TXV | WPV080T4BA | 46000 | 17 | 8.5 | 50000 | 35000 | 70% | 1.8 | 0 | 10 |  |  |  | No | R-410A | 3.8333 | Residential & Commercial | Ducted CEE Tier 1
202850898 | Central HP <5.4 tons | MIDEA | HRCU-A-CB (Split System: Heat Pump with Remote Outdoor Unit-Air-Source) | MOVA-60HDN1-M20G |  |  | MVME48C2MN1TA |  | 47000 | 18.5 | 9.5 | 48000 | 33600 | 70% | 2 | 13.5 | 12 |  |  |  | No | R-410A | 3.9167 | Residential & Commercial | Ducted CEE Tier 1
202850900 | Central HP <5.4 tons | MIDEA | HRCU-A-CB (Split System: Heat Pump with Remote Outdoor Unit-Air-Source) | MOVA-60HDN1-M20G |  |  | MVME60C2MN1TA |  | 52000 | 18 | 9.5 | 55000 | 38500 | 70% | 2.02 | 12.5 | 11.7 |  |  |  | No | R-410A | 4.3333 | Residential & Commercial | Ducted CEE Tier 1
215669645 | Central HP <5.4 tons | AIRQUEST | HRCU-A-CB (Split System: Heat Pump with Remote Outdoor Unit-Air-Source) | H5H0V36*K*AAA* |  |  | EA*5X61M24A*+WALLCON | *80CTL1102120B* | 35000 | 18.5 | 9 | 34400 | 24600 | 71.51% | 1.92 | 0 | 10.5 |  |  |  | No | R-454B | 2.9167 | Residential & Commercial | Ducted CEE Tier 1
215864295 | Central HP <5.4 tons | MAINLINE | HRCU-A-CB (Split System: Heat Pump with Remote Outdoor Unit-Air-Source) | ML18HP230NEXH-O |  |  | ML18HP230AHU-I |  | 18000 | 18 | 10 | 19500 | 18000 | 92.31% | 2.2 | 0 | 12 |  |  |  | No | R-454B | 1.5 | Residential & Commercial | Ducted CEE Tier 1
215319018 | Central HP <5.4 tons | KEEPRITE | HRCU-A-CB (Split System: Heat Pump with Remote Outdoor Unit-Air-Source) | D5CSHAH33AAK |  |  | D5FSAAH36XBK |  | 33000 | 16.7 | 10 | 35000 | 34000 | 97.14% | 2 | 0 | 11.7 |  |  |  | No | R-454B | 2.75 | Residential & Commercial | Ducted CEE Tier 1
213349770 | Central HP <5.4 tons | KERR | HRCU-A-CB (Split System: Heat Pump with Remote Outdoor Unit-Air-Source) | A-KCD24SA-1 |  |  | B-KCD24SA-1 |  | 24000 | 17.4 | 10 | 24000 | 22600 | 94.17% | 1.91 | 12.5 | 11.7 |  |  |  | No | R-410A | 2 | Residential & Commercial | Ducted CEE Tier 1
212920479 | Central HP <5.4 tons | Multi MFG | HRCU-A-CB (Split System: Heat Pump with Remote Outdoor Unit-Air-Source) | HHS-24HD-A |  |  | 24MPHP0-M-A |  | 24000 | 17.4 | 10 | 24000 | 22600 | 94.17% | 1.91 | 12.5 | 11.7 |  |  |  | No | R-410A | 2 | Residential & Commercial | Ducted CEE Tier 1
214608266 | Central HP <5.4 tons | AMERICAN STANDARD | HRCU-A-C (Split System: Heat Pump with Remote Outdoor Unit with No Indoor Fan --Air Source) | E4HL5030A1000A |  |  | 4TXCB003DS3 |  | 24000 | 15.2 | 8.1 | 24000 | 19500 | 81.25% | 1.75 | 0 | 10 |  |  |  | No | R-410A | 2 | Residential & Commercial | Ducted CEE Tier 1
208128205 | Central HP <5.4 tons | MIDEA | HRCU-A-CB (Split System: Heat Pump with Remote Outdoor Unit-Air-Source) | MOVA-60HDN1-M16G |  |  | MVME36B2MN1TA |  | 34200 | 16.3 | 8.5 | 34200 | 24000 | 70.18% | 2 | 11.5 | 10.4 |  |  |  | No | R-410A | 2.85 | Residential & Commercial | Ducted CEE Tier 1
214771642 | Central HP <5.4 tons | MIDEA | HRCU-A-CB (Split System: Heat Pump with Remote Outdoor Unit-Air-Source) | MOVB-36HDN10-M20G |  |  | MC**3036AN10TH | MGV96U080B3C | 32800 | 17 | 9 | 34000 | 23800 | 70% | 1.85 | 0 | 10.6 |  |  |  | No | R-454B | 2.7333 | Residential & Commercial | Ducted CEE Tier 1
202902428 | Central HP <5.4 tons | MIDEA | HRCU-A-CB (Split System: Heat Pump with Remote Outdoor Unit-Air-Source) | MOVA-60HDN1-M20G |  |  | MC**4248DNTF | MGH96M100D5A | 45500 | 17.5 | 9 | 47000 | 33200 | 70.64% | 1.9 | 12.5 | 11.7 |  |  |  | No | R-410A | 3.7917 | Residential & Commercial | Ducted CEE Tier 1
215669305 | Central HP <5.4 tons | AIRQUEST | HRCU-A-CB (Split System: Heat Pump with Remote Outdoor Unit-Air-Source) | H5H0V36*K*AAA* |  |  | EA*5X60M24A*+WALLCON | *80CTL0702120B* | 34400 | 18 | 9 | 34200 | 24800 | 72.51% | 1.9 | 0 | 10 |  |  |  | No | R-454B | 2.8667 | Residential & Commercial | Ducted CEE Tier 1
215669375 | Central HP <5.4 tons | AIRQUEST | HRCU-A-CB (Split System: Heat Pump with Remote Outdoor Unit-Air-Source) | H5H0V36*K*AAA* |  |  | EA*5X60M24A*+WALLCON | *97CMN0802120B* | 34400 | 18 | 9 | 34200 | 24800 | 72.51% | 1.9 | 0 | 10 |  |  |  | No | R-454B | 2.8667 | Residential & Commercial | Ducted CEE Tier 1
215669475 | Central HP <5.4 tons | AIRQUEST | HRCU-A-CB (Split System: Heat Pump with Remote Outdoor Unit-Air-Source) | H5H0V36*K*AAA* |  |  | EA*5X61M21A*+WALLCON | *80CTL0702120B* | 34800 | 18.5 | 9 | 34400 | 24800 | 72.09% | 1.92 | 0 | 10 |  |  |  | No | R-454B | 2.9 | Residential & Commercial | Ducted CEE Tier 1
215669525 | Central HP <5.4 tons | AIRQUEST | HRCU-A-CB (Split System: Heat Pump with Remote Outdoor Unit-Air-Source) | H5H0V36*K*AAA* |  |  | EA*5X61M21A*+WALLCON | *95CSU1002122B* | 35000 | 18 | 9 | 34400 | 24800 | 72.09% | 1.92 | 0 | 10 |  |  |  | No | R-454B | 2.9167 | Residential & Commercial | Ducted CEE Tier 1
215669655 | Central HP <5.4 tons | AIRQUEST | HRCU-A-CB (Split System: Heat Pump with Remote Outdoor Unit-Air-Source) | H5H0V36*K*AAA* |  |  | EA*5X61M24A*+WALLCON | *80CTL1352422B* | 35000 | 18.5 | 9 | 34400 | 24600 | 71.51% | 1.92 | 0 | 10.5 |  |  |  | No | R-454B | 2.9167 | Residential & Commercial | Ducted CEE Tier 1
202902833 | Central HP <5.4 tons | MIDEA | HRCU-A-CB (Split System: Heat Pump with Remote Outdoor Unit-Air-Source) | MOVA-36HDN1-M20G |  |  | MC**2430ANTF | MGH96M060B3A | 23800 | 18 | 9 | 24000 | 17200 | 71.67% | 1.85 | 13 | 12 |  |  |  | No | R-410A | 1.9833 | Residential & Commercial | Ducted CEE Tier 1
202850897 | Central HP <5.4 tons | MIDEA | HRCU-A-CB (Split System: Heat Pump with Remote Outdoor Unit-Air-Source) | MOVA-36HDN1-M20G |  |  | MVME24B2MN1TA |  | 24000 | 20 | 9.5 | 24000 | 17600 | 73.33% | 2 | 14 | 13 |  |  |  | No | R-410A | 2 | Residential & Commercial | Ducted CEE Tier 1
203376842 | Central HP <5.4 tons | MIDEA | HRCU-A-C (Split System: Heat Pump with Remote Outdoor Unit with No Indoor Fan --Air Source) | MOVA-36HDN1-M20G |  |  | MC**2430ANTF |  | 23200 | 15.2 | 9 | 24000 | 16900 | 70.42% | 1.98 | 11.8 | 12 |  |  |  | No | R-410A | 1.9333 | Residential & Commercial | Ducted CEE Tier 1
216027611 | Central HP <5.4 tons | INNOVAIR | HRCU-A-CB (Split System: Heat Pump with Remote Outdoor Unit-Air-Source) | SOV36H2BA |  |  | SWV36BDA |  | 36000 | 16.7 | 9.3 | 37000 | 29200 | 78.92% | 1.99 | 0 | 10.2 |  |  |  | No | R-454B | 3 | Residential & Commercial | Ducted CEE Tier 1
212609381 | Central HP <5.4 tons | SURE | HRCU-A-CB (Split System: Heat Pump with Remote Outdoor Unit-Air-Source) | SP18AZ48AJVC |  |  | TCFZ6021SEAAM | S802V0755A21UHN | 44500 | 18 | 8.1 | 43500 | 45000 | 103.4% | 2 | 0 | 10 |  |  |  | No | R-410A | 3.7083 | Residential & Commercial | Ducted CEE Tier 1
212609413 | Central HP <5.4 tons | SURE | HRCU-A-CB (Split System: Heat Pump with Remote Outdoor Unit-Air-Source) | SP18AZ60AJVC |  |  | TCFZ6021SEAAM | S802V1005A21DZ | 53000 | 19 | 8.1 | 52500 | 50000 | 95.24% | 1.9 | 0 | 10 |  |  |  | No | R-410A | 4.4167 | Residential & Commercial | Ducted CEE Tier 1
215937973 | Central HP <5.4 tons | TEMPSTAR | HRCU-A-CB (Split System: Heat Pump with Remote Outdoor Unit-Air-Source) | T5H3V48*K*AAA* |  |  | EVD5X48M24A*+WALLCON | *97CMN1202422B* | 44500 | 20 | 8.1 | 52000 | 38000 | 73.08% | 1.9 | 0 | 11 |  |  |  | No | R-454B | 3.7083 | Residential & Commercial | Ducted CEE Tier 1
203119157 | Central HP <5.4 tons | TRANE | HRCU-A-CB (Split System: Heat Pump with Remote Outdoor Unit-Air-Source) | 4TWA7048A3 |  |  | 4TXFH064AZ3 | S8X1D120M5PTA | 47500 | 16.5 | 8.1 | 48000 | 48000 | 100% | 3.6 | 13 | 12 |  |  |  | No | R-410A | 3.9583 | Residential & Commercial | Ducted CEE Tier 1
211902759 | Central HP <5.4 tons | SURE | HRCU-A-CB (Split System: Heat Pump with Remote Outdoor Unit-Air-Source) | SP18AZ36AJVC |  |  | TCFZ6021SEAAM | S802VA100521M | 34200 | 20 | 8.5 | 34200 | 43000 | 125.7% | 2.2 | 0 | 12.5 |  |  |  | No | R-410A | 2.85 | Residential & Commercial | Ducted CEE Tier 1
204456745 | Central HP <5.4 tons | TEMPSTAR | HRCU-A-CB (Split System: Heat Pump with Remote Outdoor Unit-Air-Source) | TVH825GKA2* |  |  | EA*4X36L21A*+WALLCON | *97CMN0801714A* | 23600 | 16.5 | 8.1 | 21600 | 16700 | 77.31% | 1.92 | 11.5 | 11 |  |  |  | No | R-410A | 1.9667 | Residential & Commercial | Ducted CEE Tier 1
215471340 | Central HP <5.4 tons | MIDEA | HRCU-A-CB (Split System: Heat Pump with Remote Outdoor Unit-Air-Source) | MO1HE-H24B-2A |  |  | MAUSE-H24B-2A |  | 24000 | 18.6 | 10 | 24000 | 20600 | 85.83% | 2.14 | 0 | 12 |  |  |  | No | R-454B | 2 | Residential & Commercial | Ducted CEE Tier 1
211902758 | Central HP <5.4 tons | SURE | HRCU-A-CB (Split System: Heat Pump with Remote Outdoor Unit-Air-Source) | SP18AZ36AJVC |  |  | TCFZ6021SEAAM | S802VA075421M | 34200 | 20 | 8.5 | 34200 | 43000 | 125.7% | 2.2 | 0 | 12.5 |  |  |  | No | R-410A | 2.85 | Residential & Commercial | Ducted CEE Tier 1
213372379 | Central HP <5.4 tons | SURE | HRCU-A-CB (Split System: Heat Pump with Remote Outdoor Unit-Air-Source) | SP18AZ36AJVC |  |  | TCFZ6021SEAAM | S951V0403A17UHU | 34200 | 19 | 8.5 | 34200 | 43000 | 125.7% | 2.2 | 0 | 12.5 |  |  |  | No | R-410A | 2.85 | Residential & Commercial | Ducted CEE Tier 1
213265615 | Central HP <5.4 tons | KERR | HRCU-A-C (Split System: Heat Pump with Remote Outdoor Unit with No Indoor Fan --Air Source) | A-KCD18SA-1 |  |  | MCD18/24B1A |  | 18000 | 16.1 | 9.5 | 19000 | 15000 | 78.95% | 2.2 | 11.6 | 11.7 |  |  |  | No | R-410A | 1.5 | Residential & Commercial | Ducted CEE Tier 1
210343158 | Central HP <5.4 tons | INNOVAIR | HRCU-A-CB (Split System: Heat Pump with Remote Outdoor Unit-Air-Source) | SHV24H2R20 |  |  | DEV24H2R19 |  | 24000 | 17.4 | 10 | 24000 | 22600 | 94.17% | 1.91 | 12.5 | 11.7 |  |  |  | No | R-410A | 2 | Residential & Commercial | Ducted CEE Tier 1
212631694 | Central HP <5.4 tons | KERR | HRCU-A-C (Split System: Heat Pump with Remote Outdoor Unit with No Indoor Fan --Air Source) | A-KCD24SA-1 |  |  | MCD18/24B1A |  | 24000 | 16.5 | 9.5 | 25000 | 20000 | 80% | 1.95 | 11 | 10.7 |  |  |  | No | R-410A | 2 | Residential & Commercial | Ducted CEE Tier 1
212427853 | Central HP <5.4 tons | NAPOLEON | HRCU-A-CB (Split System: Heat Pump with Remote Outdoor Unit-Air-Source) | WSEHV2436RA1-N |  |  | H,DE33(6,9)36 | WPV070T3AA | 22000 | 17 | 8.5 | 25000 | 17500 | 70% | 1.8 | 0 | 10 |  |  |  | No | R-410A | 1.8333 | Residential & Commercial | Ducted CEE Tier 1
212973530 | Central HP <5.4 tons | SMART COMFORT | HRCU-A-CB (Split System: Heat Pump with Remote Outdoor Unit-Air-Source) | DLCURAH24ABK |  |  | EA*4X24L14A* | *96VSN0601412B* | 23200 | 16.5 | 8.5 | 26800 | 27000 | 100.7% | 2.3 | 0 | 10 |  |  |  | No | R-410A | 1.9333 | Residential & Commercial | Ducted CEE Tier 1
212973550 | Central HP <5.4 tons | SMART COMFORT | HRCU-A-CB (Split System: Heat Pump with Remote Outdoor Unit-Air-Source) | DLCURAH24ABK |  |  | EA*4X25L17A* | *96VSN0601412B* | 24000 | 17 | 8.5 | 25000 | 21800 | 87.2% | 1.82 | 0 | 10 |  |  |  | No | R-410A | 2 | Residential & Commercial | Ducted CEE Tier 1
212973900 | Central HP <5.4 tons | SMART COMFORT | HRCU-A-CB (Split System: Heat Pump with Remote Outdoor Unit-Air-Source) | DLCURAH24ABK |  |  | EN(A,D)4X24L17** | *96VSN0801716B* | 23400 | 16.5 | 8.5 | 27000 | 24800 | 91.85% | 2.04 | 0 | 10 |  |  |  | No | R-410A | 1.95 | Residential & Commercial | Ducted CEE Tier 1
211242961 | Central HP <5.4 tons | SMART COMFORT | HRCU-A-CB (Split System: Heat Pump with Remote Outdoor Unit-Air-Source) | DLCURAH24ABK |  |  | EA*4X37L17A* | *95ESN0401712A* | 24400 | 15.2 | 8.5 | 26000 | 21600 | 83.08% | 1.78 | 0 | 10 |  |  |  | No | R-410A | 2.0333 | Residential & Commercial | Ducted CEE Tier 1
213075984 | Central HP <5.4 tons | PAYNE HEATING AND COOLING | HRCU-A-CB (Split System: Heat Pump with Remote Outdoor Unit-Air-Source) | 38MURAQ36AB3* |  |  | CNPV*4821AL* | PG95MSUA60100C** | 36200 | 16.5 | 8.1 | 38500 | 35000 | 90.91% | 2.02 | 0 | 10.5 |  |  |  | No | R-410A | 3.0167 | Residential & Commercial | Ducted CEE Tier 1
213075900 | Central HP <5.4 tons | PAYNE HEATING AND COOLING | HRCU-A-CB (Split System: Heat Pump with Remote Outdoor Unit-Air-Source) | 38MURAQ36AB3* |  |  | CAP**4221AL* | PG95MSUA60100C** | 35600 | 16 | 8.1 | 38500 | 35200 | 91.43% | 1.9 | 0 | 10 |  |  |  | No | R-410A | 2.9667 | Residential & Commercial | Ducted CEE Tier 1
211226992 | Central HP <5.4 tons | PAYNE HEATING AND COOLING | HRCU-A-CB (Split System: Heat Pump with Remote Outdoor Unit-Air-Source) | 38MURAQ36AB3* |  |  | CAP**3721AL* | PG92ESAA42060B** | 36400 | 16 | 8.5 | 38500 | 34800 | 90.39% | 2.08 | 0 | 10 |  |  |  | No | R-410A | 3.0333 | Residential & Commercial | Ducted CEE Tier 1
214771638 | Central HP <5.4 tons | MIDEA | HRCU-A-CB (Split System: Heat Pump with Remote Outdoor Unit-Air-Source) | MOVB-36HDN10-M20G |  |  | MC**2430AN10TH | MGV96U080B3C | 23800 | 18 | 9 | 24000 | 16800 | 70% | 1.85 | 0 | 11.7 |  |  |  | No | R-454B | 1.9833 | Residential & Commercial | Ducted CEE Tier 1
214771647 | Central HP <5.4 tons | MIDEA | HRCU-A-CB (Split System: Heat Pump with Remote Outdoor Unit-Air-Source) | MOVB-36HDN10-M20G |  |  | MC**4248BN10TH | MGV96U080B3C | 33000 | 18 | 9 | 34200 | 24000 | 70.18% | 1.88 | 0 | 11 |  |  |  | No | R-454B | 2.75 | Residential & Commercial | Ducted CEE Tier 1
214097579 | Central HP <5.4 tons | RUSSELL | HRCU-A-CB (Split System: Heat Pump with Remote Outdoor Unit-Air-Source) | RD17AZ48AJ3N |  |  | TCFZ6024SEANM | S802VA125524M | 45500 | 17 | 8.1 | 45500 | 40000 | 87.91% | 2.1 | 0 | 10 |  |  |  | No | R-410A | 3.7917 | Residential & Commercial | Ducted CEE Tier 1
212971740 | Central HP <5.4 tons | SMART COMFORT | HRCU-A-CB (Split System: Heat Pump with Remote Outdoor Unit-Air-Source) | DLCURAH24ABK |  |  | EN(A,D)4X36L21** | *80VTL0701716B* | 23600 | 17 | 8.5 | 26400 | 24200 | 91.67% | 2 | 0 | 10.5 |  |  |  | No | R-410A | 1.9667 | Residential & Commercial | Ducted CEE Tier 1
213607641 | Central HP <5.4 tons | SMART COMFORT | HRCU-A-CB (Split System: Heat Pump with Remote Outdoor Unit-Air-Source) | DLCURAH24ABK |  |  | FTMA4B36L0C* |  | 24600 | 17.5 | 9 | 25800 | 22400 | 86.82% | 1.86 | 0 | 10.5 |  |  |  | No | R-410A | 2.05 | Residential & Commercial | Ducted CEE Tier 1
212404677 | Central HP <5.4 tons | NAPOLEON | HRCU-A-CB (Split System: Heat Pump with Remote Outdoor Unit-Air-Source) | WSEHV4860RA1-N |  |  | H,DE50960 | WPV090T5BA | 54000 | 16 | 8.5 | 58000 | 41000 | 70.69% | 1.8 | 0 | 10 |  |  |  | No | R-410A | 4.5 | Residential & Commercial | Ducted CEE Tier 1
213781518 | Central HP <5.4 tons | AIRQUEST | HRCU-A-CB (Split System: Heat Pump with Remote Outdoor Unit-Air-Source) | HVH837GKA2* |  |  | EA*4X60L24A*+WALLCON | *96CTN1002122B* | 32800 | 17.5 | 8.1 | 31800 | 24600 | 77.36% | 1.98 | 0 | 11.7 |  |  |  | No | R-410A | 2.7333 | Residential & Commercial | Ducted CEE Tier 1
213781668 | Central HP <5.4 tons | AIRQUEST | HRCU-A-CB (Split System: Heat Pump with Remote Outdoor Unit-Air-Source) | HVH837GKA2* |  |  | EA*4X61L24A*+WALLCON | *80CTL1102120B* | 33200 | 17.5 | 8.5 | 32000 | 24800 | 77.5% | 2 | 0 | 11.5 |  |  |  | No | R-410A | 2.7667 | Residential & Commercial | Ducted CEE Tier 1
213781718 | Central HP <5.4 tons | AIRQUEST | HRCU-A-CB (Split System: Heat Pump with Remote Outdoor Unit-Air-Source) | HVH837GKA2* |  |  | EA*4X61L24A*+WALLCON | *96CTN1202422B* | 33200 | 17.5 | 8.5 | 32000 | 24800 | 77.5% | 2 | 0 | 11.7 |  |  |  | No | R-410A | 2.7667 | Residential & Commercial | Ducted CEE Tier 1
213781918 | Central HP <5.4 tons | AIRQUEST | HRCU-A-CB (Split System: Heat Pump with Remote Outdoor Unit-Air-Source) | HVH837GKA2* |  |  | EHD4X42AAL+WALLCON | *80CTL0901716B* | 32200 | 16.5 | 8.1 | 33000 | 24800 | 75.15% | 1.94 | 0 | 11 |  |  |  | No | R-410A | 2.6833 | Residential & Commercial | Ducted CEE Tier 1
212971729 | Central HP <5.4 tons | SMART COMFORT | HRCU-A-CB (Split System: Heat Pump with Remote Outdoor Unit-Air-Source) | DLCURAH24ABK |  |  | EN(A,D,W)4X36L17** | *80VTL0701716B* | 23600 | 17 | 8.5 | 26400 | 24200 | 91.67% | 2.02 | 0 | 10.5 |  |  |  | No | R-410A | 1.9667 | Residential & Commercial | Ducted CEE Tier 1
212404681 | Central HP <5.4 tons | CONTINENTAL | HRCU-A-CB (Split System: Heat Pump with Remote Outdoor Unit-Air-Source) | WSEHV4860RA1-C |  |  | H,DE50960 | WPV090T5BA | 54000 | 16 | 8.5 | 58000 | 41000 | 70.69% | 1.8 | 0 | 10 |  |  |  | No | R-410A | 4.5 | Residential & Commercial | Ducted CEE Tier 1
213780658 | Central HP <5.4 tons | AIRQUEST | HRCU-A-CB (Split System: Heat Pump with Remote Outdoor Unit-Air-Source) | HVH837GKA2* |  |  | EA*4X36L17A*+WALLCON | *80CTL0701716B* | 31400 | 16.5 | 8.1 | 33400 | 24400 | 73.05% | 1.82 | 0 | 10.5 |  |  |  | No | R-410A | 2.6167 | Residential & Commercial | Ducted CEE Tier 1
213780838 | Central HP <5.4 tons | AIRQUEST | HRCU-A-CB (Split System: Heat Pump with Remote Outdoor Unit-Air-Source) | HVH837GKA2* |  |  | EA*4X36L21A*+WALLCON | *96CTN1002122B* | 31600 | 17 | 8.1 | 32800 | 24200 | 73.78% | 1.86 | 0 | 11 |  |  |  | No | R-410A | 2.6333 | Residential & Commercial | Ducted CEE Tier 1
212987464 | Central HP <5.4 tons | COMFORTMAKER | HRCU-A-CB (Split System: Heat Pump with Remote Outdoor Unit-Air-Source) | DLCURAH24ABK |  |  | EN(A,D)4X30L17** | *96MSN0801716A* | 23800 | 17 | 8.5 | 26400 | 24000 | 90.91% | 2 | 0 | 10.5 |  |  |  | No | R-410A | 1.9833 | Residential & Commercial | Ducted CEE Tier 1
213782018 | Central HP <5.4 tons | AIRQUEST | HRCU-A-CB (Split System: Heat Pump with Remote Outdoor Unit-Air-Source) | HVH837GKA2* |  |  | EHD4X42AAL+WALLCON | *96CTN0801714B* | 32400 | 16 | 8.1 | 33000 | 24800 | 75.15% | 1.92 | 0 | 11 |  |  |  | No | R-410A | 2.7 | Residential & Commercial | Ducted CEE Tier 1
213782068 | Central HP <5.4 tons | AIRQUEST | HRCU-A-CB (Split System: Heat Pump with Remote Outdoor Unit-Air-Source) | HVH837GKA2* |  |  | EHD4X48AAL+WALLCON | *80CTL0701716B* | 32600 | 16.5 | 8.1 | 33200 | 25000 | 75.3% | 1.94 | 0 | 11 |  |  |  | No | R-410A | 2.7167 | Residential & Commercial | Ducted CEE Tier 1
213782268 | Central HP <5.4 tons | AIRQUEST | HRCU-A-CB (Split System: Heat Pump with Remote Outdoor Unit-Air-Source) | HVH837GKA2* |  |  | EHD4X60AAL+WALLCON | *80CTL1352422B* | 33000 | 16.5 | 8.1 | 32200 | 24800 | 77.02% | 2 | 0 | 11.5 |  |  |  | No | R-410A | 2.75 | Residential & Commercial | Ducted CEE Tier 1
211245660 | Central HP <5.4 tons | COMFORTMAKER | HRCU-A-CB (Split System: Heat Pump with Remote Outdoor Unit-Air-Source) | DLCURAH24ABK |  |  | EN(A,D)4X36L21** | *92ESN0601714A* | 24400 | 16.5 | 8.1 | 26400 | 22800 | 86.36% | 1.88 | 0 | 10.5 |  |  |  | No | R-410A | 2.0333 | Residential & Commercial | Ducted CEE Tier 1
211245726 | Central HP <5.4 tons | COMFORTMAKER | HRCU-A-CB (Split System: Heat Pump with Remote Outdoor Unit-Air-Source) | DLCURAH24ABK |  |  | EN(A,D)4X36L21** | *92ESN0401712A* | 23600 | 15.5 | 8.1 | 26200 | 23400 | 89.31% | 1.92 | 0 | 10 |  |  |  | No | R-410A | 1.9667 | Residential & Commercial | Ducted CEE Tier 1
216440009 | Central HP <5.4 tons | AMERICAN STANDARD | HRCU-A-CB (Split System: Heat Pump with Remote Outdoor Unit-Air-Source) | 5A6V0X36A1 |  |  | 5PX*B004AS3 | S9V2B040U3PSC+LRP | 33200 | 18.4 | 9 | 32000 | 24200 | 75.62% | 2.1 | 0 | 12 |  |  |  | No | R-454B | 2.7667 | Residential & Commercial | Ducted CEE Tier 1
216440029 | Central HP <5.4 tons | AMERICAN STANDARD | HRCU-A-CB (Split System: Heat Pump with Remote Outdoor Unit-Air-Source) | 5A6V0X36A1 |  |  | 5PX*B006AS3 | S9V2B080U4VSB+LRP | 34200 | 19.4 | 9.4 | 32800 | 24200 | 73.78% | 2.1 | 0 | 12.5 |  |  |  | No | R-454B | 2.85 | Residential & Commercial | Ducted CEE Tier 1
216440043 | Central HP <5.4 tons | AMERICAN STANDARD | HRCU-A-CB (Split System: Heat Pump with Remote Outdoor Unit-Air-Source) | 5A6V0X36A1 |  |  | 5PX*B006AS3 | S9V2B040U3PSC+LRP | 34200 | 19.2 | 9.4 | 32800 | 24200 | 73.78% | 2.1 | 0 | 12 |  |  |  | No | R-454B | 2.85 | Residential & Commercial | Ducted CEE Tier 1
216440093 | Central HP <5.4 tons | AMERICAN STANDARD | HRCU-A-CB (Split System: Heat Pump with Remote Outdoor Unit-Air-Source) | 5A6V0X36A1 |  |  | 5PX*C009AS3+P0V0C000M50SD+LRP |  | 34600 | 20 | 9.4 | 32400 | 23800 | 73.46% | 2.1 | 0 | 12.7 |  |  |  | No | R-454B | 2.8833 | Residential & Commercial | Ducted CEE Tier 1
211243706 | Central HP <5.4 tons | SMART COMFORT | HRCU-A-CB (Split System: Heat Pump with Remote Outdoor Unit-Air-Source) | DLCURAH24ABK |  |  | EN(A,D)4X24L14** | *80VSL0451412A* | 23800 | 16 | 8.5 | 26800 | 23200 | 86.57% | 1.9 | 0 | 10 |  |  |  | No | R-410A | 1.9833 | Residential & Commercial | Ducted CEE Tier 1
211243724 | Central HP <5.4 tons | SMART COMFORT | HRCU-A-CB (Split System: Heat Pump with Remote Outdoor Unit-Air-Source) | DLCURAH24ABK |  |  | EN(A,D)4X24L14** | *96VSN0601412A* | 23200 | 16 | 8.5 | 26400 | 24600 | 93.18% | 2.04 | 0 | 10 |  |  |  | No | R-410A | 1.9333 | Residential & Commercial | Ducted CEE Tier 1
211244075 | Central HP <5.4 tons | SMART COMFORT | HRCU-A-CB (Split System: Heat Pump with Remote Outdoor Unit-Air-Source) | DLCURAH24ABK |  |  | EN(A,D)4X24L17** | *96VTN0601412A* | 23200 | 16 | 8.5 | 26400 | 24600 | 93.18% | 2.04 | 0 | 10 |  |  |  | No | R-410A | 1.9333 | Residential & Commercial | Ducted CEE Tier 1
209852121 | Central HP <5.4 tons | TEMPSTAR | HRCU-A-CB (Split System: Heat Pump with Remote Outdoor Unit-Air-Source) | DLCURAH30ABK |  |  | DLFUAAH30XAK |  | 30000 | 16.2 | 8.9 | 33000 | 24000 | 72.73% | 1.8 | 11 | 10 |  |  |  | No | R-410A | 2.5 | Residential & Commercial | Ducted CEE Tier 1
213349771 | Central HP <5.4 tons | KERR | HRCU-A-CB (Split System: Heat Pump with Remote Outdoor Unit-Air-Source) | A-KCD30SA-1 |  |  | B-KCD30SA-1 |  | 30000 | 16.2 | 8.9 | 33000 | 24000 | 72.73% | 1.8 | 11 | 10 |  |  |  | No | R-410A | 2.5 | Residential & Commercial | Ducted CEE Tier 1
213349772 | Central HP <5.4 tons | KERR | HRCU-A-CB (Split System: Heat Pump with Remote Outdoor Unit-Air-Source) | A-KCD36SA-1 |  |  | B-KCD36SA-1 |  | 36000 | 16 | 9.5 | 40000 | 34400 | 86% | 1.97 | 10.5 | 10 |  |  |  | No | R-410A | 3 | Residential & Commercial | Ducted CEE Tier 1
211257875 | Central HP <5.4 tons | CARRIER | HRCU-A-CB (Split System: Heat Pump with Remote Outdoor Unit-Air-Source) | 38MURAQ18AB3* |  |  | CAP**2517AL* | 58SU*A060E17**16 | 19100 | 16.5 | 8.5 | 18900 | 17300 | 91.53% | 2.12 | 0 | 11 |  |  |  | No | R-410A | 1.5917 | Residential & Commercial | Ducted CEE Tier 1
211257877 | Central HP <5.4 tons | CARRIER | HRCU-A-CB (Split System: Heat Pump with Remote Outdoor Unit-Air-Source) | 38MURAQ18AB3* |  |  | CAP**2517AL* | OVLAAB036098 | 18600 | 16 | 8.5 | 18600 | 17400 | 93.55% | 2.12 | 0 | 11 |  |  |  | No | R-410A | 1.55 | Residential & Commercial | Ducted CEE Tier 1
211258027 | Central HP <5.4 tons | CARRIER | HRCU-A-CB (Split System: Heat Pump with Remote Outdoor Unit-Air-Source) | 38MURAQ18AB3* |  |  | CNPV*2417AL* | 59SC2D060E14**12 | 18100 | 16 | 8.5 | 19000 | 18600 | 97.89% | 2.24 | 0 | 11 |  |  |  | No | R-410A | 1.5083 | Residential & Commercial | Ducted CEE Tier 1
211258093 | Central HP <5.4 tons | CARRIER | HRCU-A-CB (Split System: Heat Pump with Remote Outdoor Unit-Air-Source) | 38MURAQ18AB3* |  |  | CNPV*3017AL* | 58S(B,C)*A070E17**12 | 18200 | 16.5 | 8.5 | 18700 | 18300 | 97.86% | 2.22 | 0 | 11 |  |  |  | No | R-410A | 1.5167 | Residential & Commercial | Ducted CEE Tier 1
213163984 | Central HP <5.4 tons | SURE | HRCU-A-CB (Split System: Heat Pump with Remote Outdoor Unit-Air-Source) | SP18AZ24AJVC |  |  | TCFZ2421HEAAM | S97MV0855A21DHS | 22800 | 20 | 8.5 | 22800 | 26000 | 114% | 2.1 | 0 | 12.5 |  |  |  | No | R-410A | 1.9 | Residential & Commercial | Ducted CEE Tier 1
213829715 | Central HP <5.4 tons | SURE | HRCU-A-CB (Split System: Heat Pump with Remote Outdoor Unit-Air-Source) | SP18AZ24AJVC |  |  | TCFZ2421HEAAM | S801V0504A17UHU | 22800 | 20 | 8.5 | 22800 | 26000 | 114% | 2.1 | 0 | 12.5 |  |  |  | No | R-410A | 1.9 | Residential & Commercial | Ducted CEE Tier 1
215218932 | Central HP <5.4 tons | MIDEA | HRCU-A-CB (Split System: Heat Pump with Remote Outdoor Unit-Air-Source) | MOVB-60HDN10-M16G |  |  | MVME48C2MN10TB |  | 46000 | 17 | 8.5 | 47000 | 33600 | 71.49% | 1.87 | 0 | 11.7 |  |  |  | No | R-454B | 3.8333 | Residential & Commercial | Ducted CEE Tier 1
214097582 | Central HP <5.4 tons | RUSSELL | HRCU-A-CB (Split System: Heat Pump with Remote Outdoor Unit-Air-Source) | RD17AZ48AJ3N |  |  | TCFZ6024SEANM | S802VA075421Z | 45500 | 17 | 8.1 | 45500 | 40000 | 87.91% | 2.1 | 0 | 10 |  |  |  | No | R-410A | 3.7917 | Residential & Commercial | Ducted CEE Tier 1
214097625 | Central HP <5.4 tons | RUSSELL | HRCU-A-CB (Split System: Heat Pump with Remote Outdoor Unit-Air-Source) | RD17AZ48AJ3N |  |  | TCFZ6024SEANM | S801V0755A21UHS | 45500 | 17 | 8.1 | 45500 | 40000 | 87.91% | 2.1 | 0 | 10 |  |  |  | No | R-410A | 3.7917 | Residential & Commercial | Ducted CEE Tier 1
211257718 | Central HP <5.4 tons | CARRIER | HRCU-A-CB (Split System: Heat Pump with Remote Outdoor Unit-Air-Source) | 38MURAQ18AB3* |  |  | CAP**1917AL* | 59SP6A040V17**12 | 18200 | 15.5 | 8.5 | 18300 | 17600 | 96.17% | 2.12 | 0 | 10.5 |  |  |  | No | R-410A | 1.5167 | Residential & Commercial | Ducted CEE Tier 1
211257757 | Central HP <5.4 tons | CARRIER | HRCU-A-CB (Split System: Heat Pump with Remote Outdoor Unit-Air-Source) | 38MURAQ18AB3* |  |  | CAP**1917AL* | 58S(B,C)*A070E14**12 | 18100 | 16.5 | 8.5 | 18000 | 17700 | 98.33% | 2.14 | 0 | 11 |  |  |  | No | R-410A | 1.5083 | Residential & Commercial | Ducted CEE Tier 1
211257816 | Central HP <5.4 tons | CARRIER | HRCU-A-CB (Split System: Heat Pump with Remote Outdoor Unit-Air-Source) | 38MURAQ18AB3* |  |  | CAP**2417AL* | 58S(B,C)*A045E17**12 | 18500 | 15.5 | 9 | 19400 | 18600 | 95.88% | 2.24 | 0 | 10.5 |  |  |  | No | R-410A | 1.5417 | Residential & Commercial | Ducted CEE Tier 1
211257884 | Central HP <5.4 tons | CARRIER | HRCU-A-CB (Split System: Heat Pump with Remote Outdoor Unit-Air-Source) | 38MURAQ18AB3* |  |  | CAP**3014AL* | 58TP*A045V14**12 | 17800 | 16.5 | 8.5 | 18200 | 18500 | 101.6% | 2.22 | 0 | 10.5 |  |  |  | No | R-410A | 1.4833 | Residential & Commercial | Ducted CEE Tier 1
211257891 | Central HP <5.4 tons | CARRIER | HRCU-A-CB (Split System: Heat Pump with Remote Outdoor Unit-Air-Source) | 38MURAQ18AB3* |  |  | CAP**3014AL* | 59TP6B060V14**12 | 18000 | 16 | 8.5 | 18500 | 18500 | 100% | 2.22 | 0 | 10.5 |  |  |  | No | R-410A | 1.5 | Residential & Commercial | Ducted CEE Tier 1
212972232 | Central HP <5.4 tons | PAYNE HEATING AND COOLING | HRCU-A-CB (Split System: Heat Pump with Remote Outdoor Unit-Air-Source) | 38MURAQ36AB3* |  |  | CAP**4821AL* | PG80VTLB60090C** | 35600 | 16.5 | 8.5 | 37800 | 34600 | 91.53% | 2.02 | 0 | 10 |  |  |  | No | R-410A | 2.9667 | Residential & Commercial | Ducted CEE Tier 1
214771637 | Central HP <5.4 tons | MIDEA | HRCU-A-CB (Split System: Heat Pump with Remote Outdoor Unit-Air-Source) | MOVB-36HDN10-M20G |  |  | MC**2430AN10TH | MGV96U060B3C | 23800 | 18 | 9 | 24000 | 16800 | 70% | 1.85 | 0 | 11.7 |  |  |  | No | R-454B | 1.9833 | Residential & Commercial | Ducted CEE Tier 1
214771648 | Central HP <5.4 tons | MIDEA | HRCU-A-CB (Split System: Heat Pump with Remote Outdoor Unit-Air-Source) | MOVB-36HDN10-M20G |  |  | MC**4248CN10TH | MGV96U100C5C | 33000 | 18 | 9 | 34200 | 24200 | 70.76% | 1.9 | 0 | 11.7 |  |  |  | No | R-454B | 2.75 | Residential & Commercial | Ducted CEE Tier 1
213076727 | Central HP <5.4 tons | CARRIER | HRCU-A-CB (Split System: Heat Pump with Remote Outdoor Unit-Air-Source) | 38MURAQ36AB3* |  |  | CAP**3621AL* | 58TP*B110V21**22 | 35400 | 16 | 8.1 | 39000 | 35200 | 90.26% | 1.84 | 0 | 10 |  |  |  | No | R-410A | 2.95 | Residential & Commercial | Ducted CEE Tier 1
212384287 | Central HP <5.4 tons | CARRIER | HRCU-A-CB (Split System: Heat Pump with Remote Outdoor Unit-Air-Source) | 38MURAQ36AB3* |  |  | CNPV*4217AL* | 58S(B,C)*A090E17**14 | 36200 | 15.5 | 8.1 | 39500 | 35000 | 88.61% | 1.98 | 0 | 10 |  |  |  | No | R-410A | 3.0167 | Residential & Commercial | Ducted CEE Tier 1
207826679 | Central HP <5.4 tons | MIDEA | HRCU-A-CB (Split System: Heat Pump with Remote Outdoor Unit-Air-Source) | 38MARBQ18AA3 |  |  | 40MBABQ18XB3 |  | 18000 | 17.6 | 9.6 | 19000 | 17000 | 89.47% | 2 | 12.5 | 11.7 |  |  |  | No | R-410A | 1.5 | Residential & Commercial | Ducted CEE Tier 1
214097556 | Central HP <5.4 tons | RUSSELL | HRCU-A-CB (Split System: Heat Pump with Remote Outdoor Unit-Air-Source) | RD17AZ48AJ3N |  |  | TCFZ6024SEANM | S962V0705A21M4S | 45500 | 16 | 8.1 | 45500 | 40500 | 89.01% | 2.1 | 0 | 10 |  |  |  | No | R-410A | 3.7917 | Residential & Commercial | Ducted CEE Tier 1
215864297 | Central HP <5.4 tons | MAINLINE | HRCU-A-CB (Split System: Heat Pump with Remote Outdoor Unit-Air-Source) | ML33HP230NEXH-O |  |  | ML36HP230AHU-I |  | 33000 | 16.5 | 10 | 35000 | 34000 | 97.14% | 2 | 0 | 11.7 |  |  |  | No | R-454B | 2.75 | Residential & Commercial | Ducted CEE Tier 1
213062294 | Central HP <5.4 tons | Kepler | HRCU-A-C (Split System: Heat Pump with Remote Outdoor Unit with No Indoor Fan --Air Source) | AZPNS/24ROD |  |  | AZPN/B24WAC |  | 24000 | 15.7 | 9.8 | 25600 | 18500 | 72.27% | 2.2 | 10.3 | 10 |  |  |  | No | R-410A | 2 | Residential & Commercial | Ducted CEE Tier 1
215319090 | Central HP <5.4 tons | TEMPSTAR | HRCU-A-CB (Split System: Heat Pump with Remote Outdoor Unit-Air-Source) | D5CUHAH60AAK |  |  | D5FUHAH60XAK |  | 54000 | 17.5 | 9.5 | 55000 | 54000 | 98.18% | 1.9 | 0 | 12 |  |  |  | No | R-454B | 4.5 | Residential & Commercial | Ducted CEE Tier 1
211902760 | Central HP <5.4 tons | SURE | HRCU-A-CB (Split System: Heat Pump with Remote Outdoor Unit-Air-Source) | SP18AZ48AJVC |  |  | TCFZ6021SEAAM | S802VA075421M | 44500 | 19 | 8.1 | 43500 | 45000 | 103.4% | 2 | 0 | 10 |  |  |  | No | R-410A | 3.7083 | Residential & Commercial | Ducted CEE Tier 1
212609396 | Central HP <5.4 tons | SURE | HRCU-A-CB (Split System: Heat Pump with Remote Outdoor Unit-Air-Source) | SP18AZ48AJVC |  |  | TCFZ6021SEAAM | S802V0755A21UHS | 44500 | 18 | 8.1 | 43500 | 45000 | 103.4% | 2 | 0 | 10 |  |  |  | No | R-410A | 3.7083 | Residential & Commercial | Ducted CEE Tier 1
211257902 | Central HP <5.4 tons | CARRIER | HRCU-A-CB (Split System: Heat Pump with Remote Outdoor Unit-Air-Source) | 38MURAQ18AB3* |  |  | CAP**3017AL* | 59SP6A060V17**14 | 17800 | 16 | 8.5 | 18400 | 18500 | 100.5% | 2.22 | 0 | 10.5 |  |  |  | No | R-410A | 1.4833 | Residential & Commercial | Ducted CEE Tier 1
211257918 | Central HP <5.4 tons | CARRIER | HRCU-A-CB (Split System: Heat Pump with Remote Outdoor Unit-Air-Source) | 38MURAQ18AB3* |  |  | CAP**3017AL* | 58TP*A070V14**12 | 17900 | 16.5 | 8.5 | 18300 | 18500 | 101.1% | 2.22 | 0 | 10.5 |  |  |  | No | R-410A | 1.4917 | Residential & Commercial | Ducted CEE Tier 1
211257941 | Central HP <5.4 tons | CARRIER | HRCU-A-CB (Split System: Heat Pump with Remote Outdoor Unit-Air-Source) | 38MURAQ18AB3* |  |  | CAP**3017AL* | 59SC2D040E14**10 | 18000 | 15.5 | 8.5 | 18700 | 18500 | 98.93% | 2.22 | 0 | 10.5 |  |  |  | No | R-410A | 1.5 | Residential & Commercial | Ducted CEE Tier 1
211257952 | Central HP <5.4 tons | CARRIER | HRCU-A-CB (Split System: Heat Pump with Remote Outdoor Unit-Air-Source) | 38MURAQ18AB3* |  |  | CNPV*1814AL* | 59SP6A060V14**12 | 17600 | 15.5 | 8.5 | 18700 | 19300 | 103.2% | 2.32 | 0 | 10.5 |  |  |  | No | R-410A | 1.4667 | Residential & Commercial | Ducted CEE Tier 1
212404686 | Central HP <5.4 tons | NAPOLEON | HRCU-A-CB (Split System: Heat Pump with Remote Outdoor Unit-Air-Source) | NS18HV48A60 |  |  | H,DE50960 | WUV090T5BA | 54000 | 16 | 8.5 | 58000 | 41000 | 70.69% | 1.8 | 0 | 10 |  |  |  | No | R-410A | 4.5 | Residential & Commercial | Ducted CEE Tier 1
212404685 | Central HP <5.4 tons | NAPOLEON | HRCU-A-CB (Split System: Heat Pump with Remote Outdoor Unit-Air-Source) | NS18HV48A60 |  |  | H,DE50960 | WPV090T5BA | 54000 | 16 | 8.5 | 58000 | 41000 | 70.69% | 1.8 | 0 | 10 |  |  |  | No | R-410A | 4.5 | Residential & Commercial | Ducted CEE Tier 1
212404687 | Central HP <5.4 tons | NAPOLEON | HRCU-A-CB (Split System: Heat Pump with Remote Outdoor Unit-Air-Source) | NS18HV48A60 |  |  | H,DE50960 | WUV100T5BA | 54000 | 16 | 8.5 | 58000 | 41000 | 70.69% | 1.8 | 0 | 10 |  |  |  | No | R-410A | 4.5 | Residential & Commercial | Ducted CEE Tier 1
213372152 | Central HP <5.4 tons | KEEPRITE | HRCU-A-C (Split System: Heat Pump with Remote Outdoor Unit with No Indoor Fan --Air Source) | DLCURAH36ABK |  |  | DLFULAH36XBX + CI |  | 35000 | 15.5 | 8.6 | 38000 | 31600 | 83.16% | 1.85 | 0 | 10 |  |  |  | No | R-410A | 2.9167 | Residential & Commercial | Ducted CEE Tier 1
214097601 | Central HP <5.4 tons | RUSSELL | HRCU-A-CB (Split System: Heat Pump with Remote Outdoor Unit-Air-Source) | RD17AZ48AJ3N |  |  | TCFZ6024SEANM | S802V1005A21DZ | 45500 | 17 | 8.1 | 45500 | 40000 | 87.91% | 2.1 | 0 | 10 |  |  |  | No | R-410A | 3.7917 | Residential & Commercial | Ducted CEE Tier 1
212404704 | Central HP <5.4 tons | NAPOLEON | HRCU-A-CB (Split System: Heat Pump with Remote Outdoor Unit-Air-Source) | WSEHV4860RA1-N |  |  | H,DE37960+TXV | WPV080T4BA | 46000 | 17 | 8.5 | 50000 | 35000 | 70% | 1.8 | 0 | 10 |  |  |  | No | R-410A | 3.8333 | Residential & Commercial | Ducted CEE Tier 1
202902845 | Central HP <5.4 tons | MIDEA | HRCU-A-CB (Split System: Heat Pump with Remote Outdoor Unit-Air-Source) | MOVA-60HDN1-M20G |  |  | MC**4248CNTF | MGH96M080C4A | 42500 | 17 | 8.8 | 44500 | 31400 | 70.56% | 1.9 | 12 | 11.7 |  |  |  | No | R-410A | 3.5417 | Residential & Commercial | Ducted CEE Tier 1
211258120 | Central HP <5.4 tons | CARRIER | HRCU-A-CB (Split System: Heat Pump with Remote Outdoor Unit-Air-Source) | 38MURAQ18AB3* |  |  | FMA4X18**AL* |  | 17400 | 16 | 8.5 | 18500 | 20000 | 108.1% | 2.44 | 0 | 10.5 |  |  |  | No | R-410A | 1.45 | Residential & Commercial | Ducted CEE Tier 1
211258125 | Central HP <5.4 tons | CARRIER | HRCU-A-CB (Split System: Heat Pump with Remote Outdoor Unit-Air-Source) | 38MURAQ18AB3* |  |  | FV4CNF002L |  | 18100 | 16.5 | 8.5 | 18500 | 18000 | 97.3% | 2.18 | 0 | 11 |  |  |  | No | R-410A | 1.5083 | Residential & Commercial | Ducted CEE Tier 1
213386880 | Central HP <5.4 tons | INNOVAIR | HRCU-A-C (Split System: Heat Pump with Remote Outdoor Unit with No Indoor Fan --Air Source) | SHV36H2R20-S |  |  | MAC36H2124E |  | 35000 | 15.2 | 8.5 | 36000 | 30000 | 83.33% | 1.8 | 0 | 10 |  |  |  | No | R-410A | 2.9167 | Residential & Commercial | Ducted CEE Tier 1
212920610 | Central HP <5.4 tons | NAPOLEON | HRCU-A-CB (Split System: Heat Pump with Remote Outdoor Unit-Air-Source) | WSEHV2436RA1-N |  |  | H,DE37936 | WUV070T3AA | 38000 | 17 | 8.5 | 36600 | 32800 | 89.62% | 1.8 | 0 | 10 |  |  |  | No | R-410A | 3.1667 | Residential & Commercial | Ducted CEE Tier 1
212920611 | Central HP <5.4 tons | NAPOLEON | HRCU-A-CB (Split System: Heat Pump with Remote Outdoor Unit-Air-Source) | WSEHV2436RA1-N |  |  | H,DE37936 | WUV080T3AA | 38000 | 17 | 8.5 | 36600 | 32800 | 89.62% | 1.8 | 0 | 10 |  |  |  | No | R-410A | 3.1667 | Residential & Commercial | Ducted CEE Tier 1
212404696 | Central HP <5.4 tons | NAPOLEON | HRCU-A-CB (Split System: Heat Pump with Remote Outdoor Unit-Air-Source) | WSEHV2436RA1-N |  |  | H,DE33(6,9)36 | WUV060T3AA | 22000 | 17 | 8.5 | 25000 | 17500 | 70% | 1.8 | 0 | 10 |  |  |  | No | R-410A | 1.8333 | Residential & Commercial | Ducted CEE Tier 1
209852113 | Central HP <5.4 tons | TEMPSTAR | HRCU-A-CB (Split System: Heat Pump with Remote Outdoor Unit-Air-Source) | DLCURAH18ABK |  |  | DLFUAAH18XAK |  | 18000 | 18 | 9.3 | 19000 | 16500 | 86.84% | 2.04 | 12.5 | 12.4 |  |  |  | No | R-410A | 1.5 | Residential & Commercial | Ducted CEE Tier 1
213160472 | Central HP <5.4 tons | INNOVAIR | HRCU-A-C (Split System: Heat Pump with Remote Outdoor Unit with No Indoor Fan --Air Source) | SHV18H2R20 |  |  | MAC24H1718E |  | 18000 | 16.1 | 9.5 | 19000 | 15000 | 78.95% | 2.2 | 11.6 | 11.7 |  |  |  | No | R-410A | 1.5 | Residential & Commercial | Ducted CEE Tier 1
212924828 | Central HP <5.4 tons | Multi MFG | HRCU-A-CB (Split System: Heat Pump with Remote Outdoor Unit-Air-Source) | HHS-24HD-A |  |  | 24MUC0-HP-A |  | 24000 | 17.5 | 10.5 | 26000 | 24000 | 92.31% | 2 | 0 | 11.7 |  |  |  | No | R-410A | 2 | Residential & Commercial | Ducted CEE Tier 1
214608335 | Central HP <5.4 tons | AMERICAN STANDARD | HRCU-A-CB (Split System: Heat Pump with Remote Outdoor Unit-Air-Source) | E4HL5042A1000A |  |  | E4AH5E36A1J30A |  | 36000 | 15.2 | 8.5 | 36000 | 30000 | 83.33% | 1.8 | 0 | 10 |  |  |  | No | R-410A | 3 | Residential & Commercial | Ducted CEE Tier 1
214097605 | Central HP <5.4 tons | RUSSELL | HRCU-A-CB (Split System: Heat Pump with Remote Outdoor Unit-Air-Source) | RD17AZ48AJ3N |  |  | TCFZ6024SEANM | S802V0755A21UHN | 45500 | 17 | 8.1 | 45500 | 40000 | 87.91% | 2.1 | 0 | 10 |  |  |  | No | R-410A | 3.7917 | Residential & Commercial | Ducted CEE Tier 1
213829742 | Central HP <5.4 tons | SURE | HRCU-A-CB (Split System: Heat Pump with Remote Outdoor Unit-Air-Source) | SP18AZ48AJVC |  |  | TCFZ6021SEAAM | S801V0704A17UHU | 44000 | 18 | 8.1 | 43500 | 45500 | 104.6% | 1.9 | 0 | 10 |  |  |  | No | R-410A | 3.6667 | Residential & Commercial | Ducted CEE Tier 1
214010075 | Central HP <5.4 tons | MIDEA | HRCU-A-CB (Split System: Heat Pump with Remote Outdoor Unit-Air-Source) | MOVB-36HDN1-M20G |  |  | MC**2430BNTF | MGH96M060B3A | 24000 | 18.5 | 9 | 24000 | 17400 | 72.5% | 1.9 | 0 | 12 |  |  |  | No | R-410A | 2 | Residential & Commercial | Ducted CEE Tier 1
215434277 | Central HP <5.4 tons | AMANA | HRCU-A-CB (Split System: Heat Pump with Remote Outdoor Unit-Air-Source) | AZV7SA4210A* |  |  | CA*EA6030*3A* | A*VT800805D*A* | 40500 | 17 | 8.8 | 41000 | 31000 | 75.61% | 2 | 0 | 10 |  |  |  | No | R-32 | 3.375 | Residential & Commercial | Ducted CEE Tier 1
213829743 | Central HP <5.4 tons | SURE | HRCU-A-CB (Split System: Heat Pump with Remote Outdoor Unit-Air-Source) | SP18AZ48AJVC |  |  | TCFZ6021SEAAM | S801V1005A21UHU | 44500 | 19 | 8.1 | 43000 | 45000 | 104.7% | 2 | 0 | 10 |  |  |  | No | R-410A | 3.7083 | Residential & Commercial | Ducted CEE Tier 1
213386673 | Central HP <5.4 tons | MIDEA | HRCU-A-CB (Split System: Heat Pump with Remote Outdoor Unit-Air-Source) | MOVB-60HDN1-M18M |  |  | MC**3036ANTD | MGH96M080B3A | 34000 | 16.5 | 8.5 | 34400 | 24200 | 70.35% | 1.8 | 0 | 11.7 |  |  |  | No | R-410A | 2.8333 | Residential & Commercial | Ducted CEE Tier 1
215669715 | Central HP <5.4 tons | AIRQUEST | HRCU-A-CB (Split System: Heat Pump with Remote Outdoor Unit-Air-Source) | H5H0V36*K*AAA* |  |  | EA*5X61M24A*+WALLCON | *97CMN1202422B* | 34800 | 18.5 | 9 | 34400 | 24800 | 72.09% | 1.92 | 0 | 10.5 |  |  |  | No | R-454B | 2.9 | Residential & Commercial | Ducted CEE Tier 1
202902430 | Central HP <5.4 tons | MIDEA | HRCU-A-CB (Split System: Heat Pump with Remote Outdoor Unit-Air-Source) | MOVA-60HDN1-M20G |  |  | MC**4248DNTF | MGH96M120D5A | 45500 | 17.5 | 9 | 47000 | 33200 | 70.64% | 1.9 | 12.5 | 11.7 |  |  |  | No | R-410A | 3.7917 | Residential & Commercial | Ducted CEE Tier 1
215669085 | Central HP <5.4 tons | AIRQUEST | HRCU-A-CB (Split System: Heat Pump with Remote Outdoor Unit-Air-Source) | H5H0V36*K*AAA* |  |  | EA*5X43M21A*+WALLCON | *96CTN1002122B* | 34600 | 18 | 9 | 35200 | 25000 | 71.02% | 1.9 | 0 | 10 |  |  |  | No | R-454B | 2.8833 | Residential & Commercial | Ducted CEE Tier 1
207826602 | Central HP <5.4 tons | KEEPRITE | HRCU-A-CB (Split System: Heat Pump with Remote Outdoor Unit-Air-Source) | DLCSRBH24AAK |  |  | DLFSABH24XBK |  | 23000 | 18.4 | 9.3 | 26000 | 21200 | 81.54% | 1.9 | 12.5 | 11.7 |  |  |  | No | R-410A | 1.9167 | Residential & Commercial | Ducted CEE Tier 1
215319100 | Central HP <5.4 tons | TEMPSTAR | HRCU-A-CB (Split System: Heat Pump with Remote Outdoor Unit-Air-Source) | D5CSHAH18AAK |  |  | D5FSAAH18XBK |  | 18000 | 18.2 | 10.1 | 19500 | 18000 | 92.31% | 2.2 | 0 | 12 |  |  |  | No | R-454B | 1.5 | Residential & Commercial | Ducted CEE Tier 1
215864313 | Central HP <5.4 tons | MAINLINE | HRCU-A-CB (Split System: Heat Pump with Remote Outdoor Unit-Air-Source) | ML33HP230LMNTH-O |  |  | ML36HP230LMNTAHU-I |  | 36000 | 16.5 | 8.2 | 37000 | 32000 | 86.49% | 1.85 | 0 | 10 |  |  |  | No | R-454B | 3 | Residential & Commercial | Ducted CEE Tier 1
215433956 | Central HP <5.4 tons | AMANA | HRCU-A-CB (Split System: Heat Pump with Remote Outdoor Unit-Air-Source) | AZV7SA4810A* |  |  | CHPEA4830*3A*+MBVK20DP1X00A* |  | 45500 | 17.5 | 8.5 | 46000 | 33600 | 73.04% | 2 | 0 | 10 |  |  |  | No | R-32 | 3.7917 | Residential & Commercial | Ducted CEE Tier 1
215434392 | Central HP <5.4 tons | AMANA | HRCU-A-CB (Split System: Heat Pump with Remote Outdoor Unit-Air-Source) | AZV7SA4810A* |  |  | CA*EA6030*3A* | A*VT960804CNA* | 45500 | 16.2 | 8.8 | 47000 | 33600 | 71.49% | 2 | 0 | 10 |  |  |  | No | R-32 | 3.7917 | Residential & Commercial | Ducted CEE Tier 1
215434408 | Central HP <5.4 tons | AMANA | HRCU-A-CB (Split System: Heat Pump with Remote Outdoor Unit-Air-Source) | AZV7SA4810A* |  |  | CHPEA4830*3A* | A*VM971005CNA* | 45500 | 16.2 | 8.5 | 46000 | 33600 | 73.04% | 2 | 0 | 10 |  |  |  | No | R-32 | 3.7917 | Residential & Commercial | Ducted CEE Tier 1
215864302 | Central HP <5.4 tons | MAINLINE | HRCU-A-CB (Split System: Heat Pump with Remote Outdoor Unit-Air-Source) | ML48HP230LCMH-O |  |  | ML48HP230RS485AHU-I |  | 48000 | 17 | 10.2 | 50000 | 46000 | 92% | 2 | 0 | 10 |  |  |  | No | R-454B | 4 | Residential & Commercial | Ducted CEE Tier 1
215429187 | Central HP <5.4 tons | AMANA | HRCU-A-CB (Split System: Heat Pump with Remote Outdoor Unit-Air-Source) | AZV7SA3610A* |  |  | AHVE48DP1300A* |  | 35000 | 19 | 8.8 | 35000 | 29000 | 82.86% | 2 | 0 | 10.5 |  |  |  | No | R-32 | 2.9167 | Residential & Commercial | Ducted CEE Tier 1
215429736 | Central HP <5.4 tons | AMANA | HRCU-A-CB (Split System: Heat Pump with Remote Outdoor Unit-Air-Source) | AZV7SA3610A* |  |  | AHVE42CP1300A* |  | 34800 | 18.5 | 8.5 | 35000 | 28400 | 81.14% | 2 | 0 | 10.5 |  |  |  | No | R-32 | 2.9 | Residential & Commercial | Ducted CEE Tier 1
215429740 | Central HP <5.4 tons | AMANA | HRCU-A-CB (Split System: Heat Pump with Remote Outdoor Unit-Air-Source) | AZV7SA3610A* |  |  | AHVE60DP1300A* |  | 35000 | 19 | 8.5 | 35000 | 28400 | 81.14% | 2 | 0 | 10.5 |  |  |  | No | R-32 | 2.9167 | Residential & Commercial | Ducted CEE Tier 1
215218933 | Central HP <5.4 tons | MIDEA | HRCU-A-CB (Split System: Heat Pump with Remote Outdoor Unit-Air-Source) | MOVB-60HDN10-M16G |  |  | MVME36B2MN10TB |  | 34200 | 17 | 8.5 | 34200 | 34200 | 100% | 1.8 | 0 | 11.7 |  |  |  | No | R-454B | 2.85 | Residential & Commercial | Ducted CEE Tier 1
212384312 | Central HP <5.4 tons | CARRIER | HRCU-A-CB (Split System: Heat Pump with Remote Outdoor Unit-Air-Source) | 38MURAQ36AB3* |  |  | CNPV*4217AL* | 59SC2D060E17**14 | 35800 | 16 | 8.1 | 39000 | 35000 | 89.74% | 1.96 | 0 | 10 |  |  |  | No | R-410A | 2.9833 | Residential & Commercial | Ducted CEE Tier 1
212979655 | Central HP <5.4 tons | PAYNE HEATING AND COOLING | HRCU-A-CB (Split System: Heat Pump with Remote Outdoor Unit-Air-Source) | 38MURAQ36AB3* |  |  | CAP**4821AL* | PG80MS(A,L)A42090B** | 35800 | 16.5 | 8.5 | 37800 | 34600 | 91.53% | 2.02 | 0 | 10 |  |  |  | No | R-410A | 2.9833 | Residential & Commercial | Ducted CEE Tier 1
212383389 | Central HP <5.4 tons | PAYNE HEATING AND COOLING | HRCU-A-CB (Split System: Heat Pump with Remote Outdoor Unit-Air-Source) | 38MURAQ36AB3* |  |  | CAP**3717AL* | PG80ESUA48060B** | 36600 | 15.5 | 8.5 | 39500 | 35000 | 88.61% | 2.04 | 0 | 10 |  |  |  | No | R-410A | 3.05 | Residential & Commercial | Ducted CEE Tier 1
211230951 | Central HP <5.4 tons | CARRIER | HRCU-A-CB (Split System: Heat Pump with Remote Outdoor Unit-Air-Source) | 38MURAQ36AB3* |  |  | CAP**4824AL* | GG96VTAA60100C | 36000 | 16.5 | 8.5 | 37800 | 34600 | 91.53% | 2.06 | 0 | 10 |  |  |  | No | R-410A | 3 | Residential & Commercial | Ducted CEE Tier 1
216046595 | Central HP <5.4 tons | MIDEA | HRCU-A-CB (Split System: Heat Pump with Remote Outdoor Unit-Air-Source) | MDV-V48WMN10T |  |  | MCPM4860DN10TH | MGV96U100D5C | 48000 | 16 | 8.9 | 48000 | 40000 | 83.33% | 1.9 | 0 | 10.2 |  |  |  | No | R-454B | 4 | Residential & Commercial | Ducted CEE Tier 1
215319005 | Central HP <5.4 tons | KEEPRITE | HRCU-A-CB (Split System: Heat Pump with Remote Outdoor Unit-Air-Source) | D5CUHAH60AAK |  |  | D5FUAAH60XAK |  | 54000 | 16 | 9 | 56000 | 52000 | 92.86% | 1.8 | 0 | 10 |  |  |  | No | R-454B | 4.5 | Residential & Commercial | Ducted CEE Tier 1
214814489 | Central HP <5.4 tons | MIDEA | HRCU-A-CB (Split System: Heat Pump with Remote Outdoor Unit-Air-Source) | MOVA-60HDN10-M20G |  |  | MC**4860DN10TH | MGV96U120D5C | 52500 | 18 | 9.5 | 55000 | 48000 | 87.27% | 1.94 | 0 | 11.7 |  |  |  | No | R-454B | 4.375 | Residential & Commercial | Ducted CEE Tier 1
208128204 | Central HP <5.4 tons | MIDEA | HRCU-A-CB (Split System: Heat Pump with Remote Outdoor Unit-Air-Source) | MOVA-36HDN1-M16G |  |  | MVME24B2MN1TA |  | 24000 | 16.1 | 8.5 | 24000 | 16800 | 70% | 1.88 | 12.5 | 11.8 |  |  |  | No | R-410A | 2 | Residential & Commercial | Ducted CEE Tier 1
212603042 | Central HP <5.4 tons | NAPOLEON | HRCU-A-CB (Split System: Heat Pump with Remote Outdoor Unit-Air-Source) | WSEHV2436RA1-N |  |  | H,DE37936 | WPV080T3AA | 38000 | 17 | 8.5 | 36600 | 32800 | 89.62% | 1.8 | 0 | 10 |  |  |  | No | R-410A | 3.1667 | Residential & Commercial | Ducted CEE Tier 1
213372172 | Central HP <5.4 tons | TEMPSTAR | HRCU-A-C (Split System: Heat Pump with Remote Outdoor Unit with No Indoor Fan --Air Source) | DLCURAH18ABK |  |  | DLFULAH24XBX + CI |  | 18000 | 16.1 | 9.5 | 19000 | 15000 | 78.95% | 2.2 | 11.6 | 11.7 |  |  |  | No | R-410A | 1.5 | Residential & Commercial | Ducted CEE Tier 1
213156952 | Central HP <5.4 tons | Multi MFG | HRCU-A-CB (Split System: Heat Pump with Remote Outdoor Unit-Air-Source) | HHS-18HD-A |  |  | 18MUC0-HP-A |  | 18000 | 19.3 | 10.8 | 19000 | 18800 | 98.95% | 2.3 | 0 | 12.1 |  |  |  | No | R-410A | 1.5 | Residential & Commercial | Ducted CEE Tier 1
211260962 | Central HP <5.4 tons | CARRIER | HRCU-A-CB (Split System: Heat Pump with Remote Outdoor Unit-Air-Source) | 38MURAQ18AB3* |  |  | CAP**2517AL* | GG96VTAA42060B | 18200 | 16 | 8.5 | 18100 | 17500 | 96.69% | 2.12 | 0 | 10.5 |  |  |  | No | R-410A | 1.5167 | Residential & Commercial | Ducted CEE Tier 1
215682172 | Central HP <5.4 tons | TEMPSTAR | HRCU-A-CB (Split System: Heat Pump with Remote Outdoor Unit-Air-Source) | T5H0V48*K*AAA* |  |  | EVD5X48M21A*+WALLCON | *97CTN1002122A* | 47000 | 18.5 | 9 | 50000 | 36400 | 72.8% | 2 | 0 | 10 |  |  |  | No | R-454B | 3.9167 | Residential & Commercial | Ducted CEE Tier 1
215682322 | Central HP <5.4 tons | TEMPSTAR | HRCU-A-CB (Split System: Heat Pump with Remote Outdoor Unit-Air-Source) | T5H0V48*K*AAA* |  |  | EVD5X60M21A*+WALLCON | *80CSU0601716B* | 48000 | 18.5 | 9 | 50000 | 36800 | 73.6% | 2 | 0 | 10 |  |  |  | No | R-454B | 4 | Residential & Commercial | Ducted CEE Tier 1
212404705 | Central HP <5.4 tons | CONTINENTAL | HRCU-A-CB (Split System: Heat Pump with Remote Outdoor Unit-Air-Source) | WSEHV4860RA1-C |  |  | H,DE37960+TXV | WPV070T4BA | 46000 | 17 | 8.5 | 50000 | 35000 | 70% | 1.8 | 0 | 10 |  |  |  | No | R-410A | 3.8333 | Residential & Commercial | Ducted CEE Tier 1
215218934 | Central HP <5.4 tons | MIDEA | HRCU-A-CB (Split System: Heat Pump with Remote Outdoor Unit-Air-Source) | MOVB-60HDN10-M16G |  |  | MVME60C2MN10TB |  | 55000 | 16.5 | 8.5 | 56000 | 39500 | 70.54% | 1.87 | 0 | 10 |  |  |  | No | R-454B | 4.5833 | Residential & Commercial | Ducted CEE Tier 1
213386524 | Central HP <5.4 tons | COMFORTSTAR | HRCU-A-C (Split System: Heat Pump with Remote Outdoor Unit with No Indoor Fan --Air Source) | CPR24CD(O) |  |  | UACP-24B |  | 24000 | 15.7 | 9.8 | 25600 | 18500 | 72.27% | 2.2 | 10.3 | 10 |  |  |  | No | R-410A | 2 | Residential & Commercial | Ducted CEE Tier 1
215894254 | Central HP <5.4 tons | Nutech | HRCU-A-CB (Split System: Heat Pump with Remote Outdoor Unit-Air-Source) | NOD30-36HFN10-M3 |  |  | NVBC-36HWFN10-MC3E-D |  | 36000 | 16.1 | 8.7 | 36000 | 27000 | 75% | 2 | 0 | 10 |  |  |  | No | R-454B | 3 | Residential & Commercial | Ducted CEE Tier 1
215319010 | Central HP <5.4 tons | KEEPRITE | HRCU-A-CB (Split System: Heat Pump with Remote Outdoor Unit-Air-Source) | D5CURAH36AAK |  |  | D5FUAAH36XAK |  | 36000 | 16.2 | 8.7 | 36000 | 27000 | 75% | 2 | 0 | 10 |  |  |  | No | R-454B | 3 | Residential & Commercial | Ducted CEE Tier 1
204456539 | Central HP <5.4 tons | COMFORTMAKER | HRCU-A-CB (Split System: Heat Pump with Remote Outdoor Unit-Air-Source) | CVH825GKA2* |  |  | EA*4X30L17A*+WALLCON | *96CTN0601714A* | 23400 | 16 | 8.1 | 21600 | 16800 | 77.78% | 1.9 | 11 | 10.5 |  |  |  | No | R-410A | 1.95 | Residential & Commercial | Ducted CEE Tier 1
204456575 | Central HP <5.4 tons | COMFORTMAKER | HRCU-A-CB (Split System: Heat Pump with Remote Outdoor Unit-Air-Source) | CVH825GKA2* |  |  | EA*4X30L17A*+WALLCON | *80CTL0701412A* | 23600 | 17 | 8.1 | 21600 | 16600 | 76.85% | 1.92 | 11.5 | 11 |  |  |  | No | R-410A | 1.9667 | Residential & Commercial | Ducted CEE Tier 1
211226958 | Central HP <5.4 tons | COMFORTMAKER | HRCU-A-CB (Split System: Heat Pump with Remote Outdoor Unit-Air-Source) | DLCURAH36ABK |  |  | EA*4X37L21A* | *80VTL1102122A* | 37000 | 15.5 | 8.5 | 38500 | 34800 | 90.39% | 2.12 | 0 | 10 |  |  |  | No | R-410A | 3.0833 | Residential & Commercial | Ducted CEE Tier 1
211227451 | Central HP <5.4 tons | COMFORTMAKER | HRCU-A-CB (Split System: Heat Pump with Remote Outdoor Unit-Air-Source) | DLCURAH36ABK |  |  | EA*4X42L21A* | *80ESU1002120A* | 35400 | 16 | 8.1 | 38500 | 35000 | 90.91% | 1.88 | 0 | 10 |  |  |  | No | R-410A | 2.95 | Residential & Commercial | Ducted CEE Tier 1
211227576 | Central HP <5.4 tons | COMFORTMAKER | HRCU-A-CB (Split System: Heat Pump with Remote Outdoor Unit-Air-Source) | DLCURAH36ABK |  |  | EA*4X42L21A* | *95ESN0802120A* | 36000 | 15.5 | 8.1 | 39500 | 35200 | 89.11% | 1.92 | 0 | 10 |  |  |  | No | R-410A | 3 | Residential & Commercial | Ducted CEE Tier 1
216440279 | Central HP <5.4 tons | AMERICAN STANDARD | HRCU-A-CB (Split System: Heat Pump with Remote Outdoor Unit-Air-Source) | 5A6V0X48A1 |  |  | 5PX*D008AS3+P0V0D000M50SD+LRP |  | 44000 | 20 | 9.7 | 46000 | 33200 | 72.17% | 2.1 | 0 | 12 |  |  |  | No | R-454B | 3.6667 | Residential & Commercial | Ducted CEE Tier 1
216440295 | Central HP <5.4 tons | AMERICAN STANDARD | HRCU-A-CB (Split System: Heat Pump with Remote Outdoor Unit-Air-Source) | 5A6V0X48A1 |  |  | 5PX*D010AS3+P0V0D000M50SD+LRP |  | 45000 | 20.2 | 9.7 | 46000 | 32800 | 71.3% | 2.1 | 0 | 12 |  |  |  | No | R-454B | 3.75 | Residential & Commercial | Ducted CEE Tier 1
216440345 | Central HP <5.4 tons | AMERICAN STANDARD | HRCU-A-CB (Split System: Heat Pump with Remote Outdoor Unit-Air-Source) | 5A6V0X48A1 |  |  | 5TXCB006AS3 | S9V2B060U4PSC+LRP | 43500 | 19.2 | 9.4 | 46500 | 33600 | 72.26% | 2.1 | 0 | 11.7 |  |  |  | No | R-454B | 3.625 | Residential & Commercial | Ducted CEE Tier 1
215932755 | Central HP <5.4 tons | BRYANT HEATING AND COOLING SYSTEMS | HRCU-A-CB (Split System: Heat Pump with Remote Outdoor Unit-Air-Source) | 293VAN036**AA* |  |  | CAA**6121AM*+UI | 935CB60080C21*** | 34400 | 20 | 9 | 34400 | 26200 | 76.16% | 1.96 | 0 | 11.7 |  |  |  | No | R-454B | 2.8667 | Residential & Commercial | Ducted CEE Tier 1
213076859 | Central HP <5.4 tons | CARRIER | HRCU-A-CB (Split System: Heat Pump with Remote Outdoor Unit-Air-Source) | 38MURAQ36AB3* |  |  | CAP**4224AL* | 58TP*B135V24**22 | 35400 | 16.5 | 8.1 | 38500 | 35000 | 90.91% | 1.88 | 0 | 10 |  |  |  | No | R-410A | 2.95 | Residential & Commercial | Ducted CEE Tier 1
214771655 | Central HP <5.4 tons | MIDEA | HRCU-A-C (Split System: Heat Pump with Remote Outdoor Unit with No Indoor Fan --Air Source) | MOVB-36HDN10-M20G |  |  | MC**4248CN10TH |  | 32000 | 15.2 | 9 | 34200 | 24000 | 70.18% | 1.85 | 0 | 11 |  |  |  | No | R-454B | 2.6667 | Residential & Commercial | Ducted CEE Tier 1
213077688 | Central HP <5.4 tons | CARRIER | HRCU-A-CB (Split System: Heat Pump with Remote Outdoor Unit-Air-Source) | 38MURAQ36AB3* |  |  | CNPV*4824AL* | 59TP6C100V21**20 | 36000 | 16.5 | 8.1 | 38500 | 35000 | 90.91% | 2 | 0 | 10 |  |  |  | No | R-410A | 3 | Residential & Commercial | Ducted CEE Tier 1
213077731 | Central HP <5.4 tons | CARRIER | HRCU-A-CB (Split System: Heat Pump with Remote Outdoor Unit-Air-Source) | 38MURAQ36AB3* |  |  | CAP**4224AL* | 59TP6C100V21**22 | 35400 | 16.5 | 8.1 | 38500 | 35000 | 90.91% | 1.88 | 0 | 10 |  |  |  | No | R-410A | 2.95 | Residential & Commercial | Ducted CEE Tier 1
211227003 | Central HP <5.4 tons | PAYNE HEATING AND COOLING | HRCU-A-CB (Split System: Heat Pump with Remote Outdoor Unit-Air-Source) | 38MURAQ36AB3* |  |  | CAP**3721AL* | PG92ESAA48080B** | 36200 | 16 | 8.5 | 38500 | 34800 | 90.39% | 2.08 | 0 | 10 |  |  |  | No | R-410A | 3.0167 | Residential & Commercial | Ducted CEE Tier 1
214500321 | Central HP <5.4 tons | AMANA | HRCU-A-CB (Split System: Heat Pump with Remote Outdoor Unit-Air-Source) | ASZS601810A* |  |  | CA*EA1818*4B*+MBVK16CP1X00A* |  | 16600 | 17.5 | 8.5 | 17400 | 13000 | 74.71% | 2.1 | 0 | 10.9 |  |  |  | No | R-410A | 1.3833 | Residential & Commercial | Ducted CEE Tier 1
214771665 | Central HP <5.4 tons | MIDEA | HRCU-A-CB (Split System: Heat Pump with Remote Outdoor Unit-Air-Source) | MOVB-60HDN10-M20G |  |  | MC**4860DN10TH | MGV96U120D5C | 51500 | 18 | 8.5 | 54000 | 37800 | 70% | 1.9 | 0 | 11.7 |  |  |  | No | R-454B | 4.2917 | Residential & Commercial | Ducted CEE Tier 1
212404699 | Central HP <5.4 tons | CONTINENTAL | HRCU-A-CB (Split System: Heat Pump with Remote Outdoor Unit-Air-Source) | WSEHV2436RA1-C |  |  | H,DE33(6,9)36 | WUV050T3AA | 22000 | 17 | 8.5 | 25000 | 17500 | 70% | 1.8 | 0 | 10 |  |  |  | No | R-410A | 1.8333 | Residential & Commercial | Ducted CEE Tier 1
212404682 | Central HP <5.4 tons | CONTINENTAL | HRCU-A-CB (Split System: Heat Pump with Remote Outdoor Unit-Air-Source) | WSEHV4860RA1-C |  |  | H,DE50960 | WUV090T5BA | 54000 | 16 | 8.5 | 58000 | 41000 | 70.69% | 1.8 | 0 | 10 |  |  |  | No | R-410A | 4.5 | Residential & Commercial | Ducted CEE Tier 1
215218942 | Central HP <5.4 tons | MIDEA | HRCU-A-CB (Split System: Heat Pump with Remote Outdoor Unit-Air-Source) | MOVB-60HDN10-M16G |  |  | MC**4248CN10TH | MGV96U100C5C | 44500 | 16 | 8.5 | 47000 | 33000 | 70.21% | 1.85 | 0 | 10.5 |  |  |  | No | R-454B | 3.7083 | Residential & Commercial | Ducted CEE Tier 1
212427855 | Central HP <5.4 tons | CONTINENTAL | HRCU-A-CB (Split System: Heat Pump with Remote Outdoor Unit-Air-Source) | WSEHV2436RA1-C |  |  | H,DE33(6,9)36 | WPV070T3AA | 22000 | 17 | 8.5 | 25000 | 17500 | 70% | 1.8 | 0 | 10 |  |  |  | No | R-410A | 1.8333 | Residential & Commercial | Ducted CEE Tier 1
212404700 | Central HP <5.4 tons | CONTINENTAL | HRCU-A-CB (Split System: Heat Pump with Remote Outdoor Unit-Air-Source) | WSEHV2436RA1-C |  |  | H,DE33(6,9)36 | WUV060T3AA | 22000 | 17 | 8.5 | 25000 | 17500 | 70% | 1.8 | 0 | 10 |  |  |  | No | R-410A | 1.8333 | Residential & Commercial | Ducted CEE Tier 1
212603044 | Central HP <5.4 tons | CONTINENTAL | HRCU-A-CB (Split System: Heat Pump with Remote Outdoor Unit-Air-Source) | WSEHV2436RA1-C |  |  | H,DE37936 | WPV080T3AA | 38000 | 17 | 8.5 | 36600 | 32800 | 89.62% | 1.8 | 0 | 10 |  |  |  | No | R-410A | 3.1667 | Residential & Commercial | Ducted CEE Tier 1
206767529 | Central HP <5.4 tons | DAY & NIGHT | HRCU-A-CB (Split System: Heat Pump with Remote Outdoor Unit-Air-Source) | CVH825GKA3* |  |  | EA*4X37L17A*+WALLCON | *95CSU0601716A* | 24200 | 16.5 | 8.1 | 21400 | 16800 | 78.5% | 1.98 | 11 | 10.5 |  |  |  | No | R-410A | 2.0167 | Residential & Commercial | Ducted CEE Tier 1
212427856 | Central HP <5.4 tons | CONTINENTAL | HRCU-A-CB (Split System: Heat Pump with Remote Outdoor Unit-Air-Source) | WSEHV2436RA1-C |  |  | H,DE33(6,9)36 | WUV070T3AA | 22000 | 17 | 8.5 | 25000 | 17500 | 70% | 1.8 | 0 | 10 |  |  |  | No | R-410A | 1.8333 | Residential & Commercial | Ducted CEE Tier 1
212920612 | Central HP <5.4 tons | CONTINENTAL | HRCU-A-CB (Split System: Heat Pump with Remote Outdoor Unit-Air-Source) | WSEHV2436RA1-C |  |  | H,DE37936 | WUV070T3AA | 38000 | 17 | 8.5 | 36600 | 32800 | 89.62% | 1.8 | 0 | 10 |  |  |  | No | R-410A | 3.1667 | Residential & Commercial | Ducted CEE Tier 1
215222846 | Central HP <5.4 tons | MIDEA | HRCU-A-CB (Split System: Heat Pump with Remote Outdoor Unit-Air-Source) | MOVB-36HDN10-M16G |  |  | MVMP24B2MN10TA |  | 24000 | 15.2 | 8.5 | 24000 | 17500 | 72.92% | 1.8 | 0 | 11.7 |  |  |  | No | R-454B | 2 | Residential & Commercial | Ducted CEE Tier 1
212404680 | Central HP <5.4 tons | NAPOLEON | HRCU-A-CB (Split System: Heat Pump with Remote Outdoor Unit-Air-Source) | WSEHV4860RA1-N |  |  | H,DE50960 | WPV100T5BA | 54000 | 16 | 8.5 | 58000 | 41000 | 70.69% | 1.8 | 0 | 10 |  |  |  | No | R-410A | 4.5 | Residential & Commercial | Ducted CEE Tier 1
212404679 | Central HP <5.4 tons | NAPOLEON | HRCU-A-CB (Split System: Heat Pump with Remote Outdoor Unit-Air-Source) | WSEHV4860RA1-N |  |  | H,DE50960 | WUV100T5BA | 54000 | 16 | 8.5 | 58000 | 41000 | 70.69% | 1.8 | 0 | 10 |  |  |  | No | R-410A | 4.5 | Residential & Commercial | Ducted CEE Tier 1
214097552 | Central HP <5.4 tons | RUSSELL | HRCU-A-CB (Split System: Heat Pump with Remote Outdoor Unit-Air-Source) | RD17AZ48AJ3N |  |  | TCFZ6024SEANM | S962V1005A21M4S | 45500 | 16 | 8.1 | 45500 | 40500 | 89.01% | 2.1 | 0 | 10 |  |  |  | No | R-410A | 3.7917 | Residential & Commercial | Ducted CEE Tier 1
214097589 | Central HP <5.4 tons | RUSSELL | HRCU-A-CB (Split System: Heat Pump with Remote Outdoor Unit-Air-Source) | RD17AZ48AJ3N |  |  | TCFZ6024SEANM | S802V1505A24UHN | 45500 | 17 | 8.1 | 45500 | 40000 | 87.91% | 2.1 | 0 | 10 |  |  |  | No | R-410A | 3.7917 | Residential & Commercial | Ducted CEE Tier 1
215319020 | Central HP <5.4 tons | KEEPRITE | HRCU-A-CB (Split System: Heat Pump with Remote Outdoor Unit-Air-Source) | D5CSRAH24AAK |  |  | D5FSAAH24XBK |  | 24000 | 19.8 | 9 | 25000 | 18000 | 72% | 2.2 | 0 | 11.7 |  |  |  | No | R-454B | 2 | Residential & Commercial | Ducted CEE Tier 1
206395035 | Central HP <5.4 tons | MIDEA | HRCU-A-CB (Split System: Heat Pump with Remote Outdoor Unit-Air-Source) | MOVB-60HDN1-M18M |  |  | MVME48C2MN1TA |  | 45000 | 17.5 | 9 | 47000 | 33000 | 70.21% | 1.9 | 12.5 | 11.7 |  |  |  | No | R-410A | 3.75 | Residential & Commercial | Ducted CEE Tier 1
213386675 | Central HP <5.4 tons | MIDEA | HRCU-A-CB (Split System: Heat Pump with Remote Outdoor Unit-Air-Source) | MOVB-60HDN1-M18M |  |  | MC**3036BNTD | MGH96M080B3A | 34200 | 16.5 | 8.5 | 34600 | 24400 | 70.52% | 1.82 | 0 | 11.7 |  |  |  | No | R-410A | 2.85 | Residential & Commercial | Ducted CEE Tier 1
213780328 | Central HP <5.4 tons | AIRQUEST | HRCU-A-CB (Split System: Heat Pump with Remote Outdoor Unit-Air-Source) | HVH837GKA** |  |  | EHD4X60AAL+WALLCON | *80CTL0901716B* | 33000 | 16.5 | 8.1 | 32200 | 24800 | 77.02% | 1.98 | 0 | 11 |  |  |  | No | R-410A | 2.75 | Residential & Commercial | Ducted CEE Tier 1
209852080 | Central HP <5.4 tons | KEEPRITE | HRCU-A-CB (Split System: Heat Pump with Remote Outdoor Unit-Air-Source) | DLCURAH18ABK |  |  | DLFUAAH18XAK |  | 18000 | 18 | 9.3 | 19000 | 16500 | 86.84% | 2.04 | 12.5 | 12.4 |  |  |  | No | R-410A | 1.5 | Residential & Commercial | Ducted CEE Tier 1
215864308 | Central HP <5.4 tons | MAINLINE | HRCU-A-CB (Split System: Heat Pump with Remote Outdoor Unit-Air-Source) | ML48HP230LMNT-O |  |  | ML48HP230LMNTAHU-I |  | 48000 | 16 | 8.5 | 48000 | 38000 | 79.17% | 1.85 | 0 | 10 |  |  |  | No | R-454B | 4 | Residential & Commercial | Ducted CEE Tier 1
214814488 | Central HP <5.4 tons | MIDEA | HRCU-A-CB (Split System: Heat Pump with Remote Outdoor Unit-Air-Source) | MOVA-60HDN10-M20G |  |  | MC**4860DN10TH | MGV96U100D5C | 52000 | 18 | 9.5 | 55000 | 48000 | 87.27% | 1.94 | 0 | 11.7 |  |  |  | No | R-454B | 4.3333 | Residential & Commercial | Ducted CEE Tier 1
216440443 | Central HP <5.4 tons | AMERICAN STANDARD | HRCU-A-CB (Split System: Heat Pump with Remote Outdoor Unit-Air-Source) | 5A6V0X60A1 |  |  | 5PX*CD09AS3 | S9V2C100D5PSC+LRP | 53000 | 18.6 | 9 | 54000 | 38000 | 70.37% | 2 | 0 | 10.5 |  |  |  | No | R-454B | 4.4167 | Residential & Commercial | Ducted CEE Tier 1
213427548 | Central HP <5.4 tons | COMFORTSTAR | HRCU-A-C (Split System: Heat Pump with Remote Outdoor Unit with No Indoor Fan --Air Source) | CPH36CD(O)-B |  |  | UACP-36B |  | 35000 | 15.2 | 8.5 | 36000 | 30000 | 83.33% | 1.8 | 0 | 10 |  |  |  | No | R-410A | 2.9167 | Residential & Commercial | Ducted CEE Tier 1
211902763 | Central HP <5.4 tons | SURE | HRCU-A-CB (Split System: Heat Pump with Remote Outdoor Unit-Air-Source) | SP18AZ60AJVC |  |  | TCFZ6021SEAAM | S98MV1005A21UPS | 52500 | 18 | 8.1 | 52000 | 49500 | 95.19% | 2 | 0 | 10 |  |  |  | No | R-410A | 4.375 | Residential & Commercial | Ducted CEE Tier 1
214010089 | Central HP <5.4 tons | MIDEA | HRCU-A-C (Split System: Heat Pump with Remote Outdoor Unit with No Indoor Fan --Air Source) | MOVB-36HDN1-M20G |  |  | MC**4248DNTF |  | 32600 | 15.2 | 9 | 34200 | 24000 | 70.18% | 1.88 | 0 | 11.5 |  |  |  | No | R-410A | 2.7167 | Residential & Commercial | Ducted CEE Tier 1
210106782 | Central HP <5.4 tons | SURE | HRCU-A-CB (Split System: Heat Pump with Remote Outdoor Unit-Air-Source) | SP18AZ48AJVC |  |  | TCFZ6021SEAAM | S962V1005A21M4S | 44500 | 19 | 8.5 | 43500 | 45000 | 103.4% | 2 | 0 | 10.9 |  |  |  | No | R-410A | 3.7083 | Residential & Commercial | Ducted CEE Tier 1
214010081 | Central HP <5.4 tons | MIDEA | HRCU-A-CB (Split System: Heat Pump with Remote Outdoor Unit-Air-Source) | MOVB-36HDN1-M20G |  |  | MC**3036CNTD | MGH96M080C4A | 33600 | 17.5 | 9 | 34200 | 24000 | 70.18% | 1.88 | 0 | 11 |  |  |  | No | R-410A | 2.8 | Residential & Commercial | Ducted CEE Tier 1
216440379 | Central HP <5.4 tons | AMERICAN STANDARD | HRCU-A-CB (Split System: Heat Pump with Remote Outdoor Unit-Air-Source) | 5A6V0X48A1 |  |  | 5TXCD008AS3 | S9V2C080U5VSB+LRP | 44000 | 20 | 9.7 | 46500 | 33400 | 71.83% | 2.1 | 0 | 12 |  |  |  | No | R-454B | 3.6667 | Residential & Commercial | Ducted CEE Tier 1
213076274 | Central HP <5.4 tons | COMFORTMAKER | HRCU-A-CB (Split System: Heat Pump with Remote Outdoor Unit-Air-Source) | DLCURAH36ABK |  |  | EA*4X42L24A* | *95MSU1002122A* | 35600 | 16.5 | 8.1 | 38500 | 35000 | 90.91% | 1.9 | 0 | 10 |  |  |  | No | R-410A | 2.9667 | Residential & Commercial | Ducted CEE Tier 1
216445249 | Central HP <5.4 tons | LG | HRCU-A-C (Split System: Heat Pump with Remote Outdoor Unit with No Indoor Fan --Air Source) | KUSXB421A |  |  | LKMMA42C1 |  | 41000 | 15.2 | 8.5 | 43000 | 36000 | 83.72% | 1.8 | 0 | 11.7 |  |  |  | No | R-32 | 3.4167 | Residential & Commercial | Ducted CEE Tier 1
211226874 | Central HP <5.4 tons | COMFORTMAKER | HRCU-A-CB (Split System: Heat Pump with Remote Outdoor Unit-Air-Source) | DLCURAH36ABK |  |  | EA*4X37L21A* | *80VSL0701716A* | 36600 | 15.5 | 8.5 | 38500 | 34800 | 90.39% | 2.08 | 0 | 10 |  |  |  | No | R-410A | 3.05 | Residential & Commercial | Ducted CEE Tier 1
211226883 | Central HP <5.4 tons | COMFORTMAKER | HRCU-A-CB (Split System: Heat Pump with Remote Outdoor Unit-Air-Source) | DLCURAH36ABK |  |  | EA*4X37L21A* | *80VSL0702120A* | 36200 | 16 | 8.5 | 38500 | 34800 | 90.39% | 2.06 | 0 | 10 |  |  |  | No | R-410A | 3.0167 | Residential & Commercial | Ducted CEE Tier 1
209852120 | Central HP <5.4 tons | TEMPSTAR | HRCU-A-CB (Split System: Heat Pump with Remote Outdoor Unit-Air-Source) | DLCURAH36ABK |  |  | DLFUAAH36XAK |  | 36000 | 16 | 9.5 | 40000 | 34400 | 86% | 1.97 | 10.5 | 10 |  |  |  | No | R-410A | 3 | Residential & Commercial | Ducted CEE Tier 1
213386555 | Central HP <5.4 tons | Multi MFG | HRCU-A-CB (Split System: Heat Pump with Remote Outdoor Unit-Air-Source) | HHS-36HD-A |  |  | 36HSHP-C-M-A |  | 36000 | 17 | 9.9 | 36000 | 36000 | 100% | 1.9 | 0 | 10 |  |  |  | No | R-410A | 3 | Residential & Commercial | Ducted CEE Tier 1
215318786 | Central HP <5.4 tons | BRYANT | HRCU-A-CB (Split System: Heat Pump with Remote Outdoor Unit-Air-Source) | 37MURAQ36AA3 |  |  | 45MUAAQ36XX3 |  | 36000 | 16.2 | 8.7 | 36000 | 27000 | 75% | 2 | 0 | 10 |  |  |  | No | R-454B | 3 | Residential & Commercial | Ducted CEE Tier 1
202902422 | Central HP <5.4 tons | MIDEA | HRCU-A-CB (Split System: Heat Pump with Remote Outdoor Unit-Air-Source) | MOVA-36HDN1-M20G |  |  | MC**2430ANTF | MGH96M080B3A | 23800 | 18 | 9 | 24000 | 17200 | 71.67% | 1.85 | 13 | 12 |  |  |  | No | R-410A | 1.9833 | Residential & Commercial | Ducted CEE Tier 1
202902424 | Central HP <5.4 tons | MIDEA | HRCU-A-CB (Split System: Heat Pump with Remote Outdoor Unit-Air-Source) | MOVA-36HDN1-M20G |  |  | MC**2430BNTF | MGH96M080B3A | 24000 | 18.5 | 9 | 24000 | 17400 | 72.5% | 1.9 | 13.5 | 12 |  |  |  | No | R-410A | 2 | Residential & Commercial | Ducted CEE Tier 1
214491794 | Central HP <5.4 tons | AMANA | HRCU-A-CB (Split System: Heat Pump with Remote Outdoor Unit-Air-Source) | ASZS601810A* |  |  | CA*EA2422*4B* | A*VS800805CUA* | 16600 | 17.5 | 8.5 | 17400 | 13000 | 74.71% | 2.1 | 0 | 10.9 |  |  |  | No | R-410A | 1.3833 | Residential & Commercial | Ducted CEE Tier 1
215218936 | Central HP <5.4 tons | MIDEA | HRCU-A-CB (Split System: Heat Pump with Remote Outdoor Unit-Air-Source) | MOVB-24HDN10-M16G |  |  | MC**2430AN10TH | MGV96U060B3C | 23600 | 16 | 8.5 | 24000 | 16800 | 70% | 1.8 | 0 | 10.6 |  |  |  | No | R-454B | 1.9667 | Residential & Commercial | Ducted CEE Tier 1
216445252 | Central HP <5.4 tons | LG | HRCU-A-C (Split System: Heat Pump with Remote Outdoor Unit with No Indoor Fan --Air Source) | KUSXB601A |  |  | LKMMA60C1 |  | 52500 | 15.2 | 8.5 | 56000 | 44000 | 78.57% | 1.8 | 0 | 10.5 |  |  |  | No | R-32 | 4.375 | Residential & Commercial | Ducted CEE Tier 1
214010084 | Central HP <5.4 tons | MIDEA | HRCU-A-CB (Split System: Heat Pump with Remote Outdoor Unit-Air-Source) | MOVB-36HDN1-M20G |  |  | MC**4248CNTF | MGH96M100C5A | 33000 | 18.5 | 9 | 34200 | 24200 | 70.76% | 1.9 | 0 | 12 |  |  |  | No | R-410A | 2.75 | Residential & Commercial | Ducted CEE Tier 1
213366261 | Central HP <5.4 tons | SURE | HRCU-A-CB (Split System: Heat Pump with Remote Outdoor Unit-Air-Source) | SP18AZ60AJVC |  |  | TCFZ6021SEAAM | S802V1005A21UHS | 53000 | 19 | 8.1 | 52500 | 50000 | 95.24% | 1.9 | 0 | 10 |  |  |  | No | R-410A | 4.4167 | Residential & Commercial | Ducted CEE Tier 1
216445263 | Central HP <5.4 tons | LG | HRCU-A-C (Split System: Heat Pump with Remote Outdoor Unit with No Indoor Fan --Air Source) | KUSXB601A |  |  | LKMMA48C1 |  | 45500 | 15.9 | 8.9 | 50000 | 41000 | 82% | 1.8 | 0 | 11.7 |  |  |  | No | R-32 | 3.7917 | Residential & Commercial | Ducted CEE Tier 1
214010072 | Central HP <5.4 tons | MIDEA | HRCU-A-CB (Split System: Heat Pump with Remote Outdoor Unit-Air-Source) | MOVB-36HDN1-M20G |  |  | MVME36B2MN1TA |  | 34200 | 19 | 9.5 | 34200 | 24000 | 70.18% | 1.9 | 0 | 12 |  |  |  | No | R-410A | 2.85 | Residential & Commercial | Ducted CEE Tier 1
215439677 | Central HP <5.4 tons | AMANA | HRCU-A-CB (Split System: Heat Pump with Remote Outdoor Unit-Air-Source) | AZV6SA1810A* |  |  | CA*EA2418*3A* | A*VT960804CNA* | 17000 | 19 | 8.8 | 16800 | 13000 | 77.38% | 2.1 | 0 | 12 |  |  |  | No | R-32 | 1.4167 | Residential & Commercial | Ducted CEE Tier 1
215439702 | Central HP <5.4 tons | AMANA | HRCU-A-CB (Split System: Heat Pump with Remote Outdoor Unit-Air-Source) | AZV6SA1810A* |  |  | CHPEA2422*3A* | A*VS960603BUA* | 17000 | 19 | 8.8 | 16800 | 13000 | 77.38% | 2.1 | 0 | 12 |  |  |  | No | R-32 | 1.4167 | Residential & Commercial | Ducted CEE Tier 1
212940789 | Central HP <5.4 tons | COMFORTSTAR | HRCU-A-CB (Split System: Heat Pump with Remote Outdoor Unit-Air-Source) | CPH18CD(O) |  |  | AHU18-SG2 |  | 18000 | 18 | 9.3 | 19000 | 16500 | 86.84% | 2.04 | 12.5 | 12.4 |  |  |  | No | R-410A | 1.5 | Residential & Commercial | Ducted CEE Tier 1
213265614 | Central HP <5.4 tons | KERR | HRCU-A-CB (Split System: Heat Pump with Remote Outdoor Unit-Air-Source) | A-KCD18SA-1 |  |  | B-KCD18SA-1 |  | 18000 | 18 | 9.3 | 19000 | 16500 | 86.84% | 2.04 | 12.5 | 12.4 |  |  |  | No | R-410A | 1.5 | Residential & Commercial | Ducted CEE Tier 1
213386530 | Central HP <5.4 tons | COMFORTSTAR | HRCU-A-C (Split System: Heat Pump with Remote Outdoor Unit with No Indoor Fan --Air Source) | CPH24CD(O) |  |  | UACP-24B |  | 24000 | 16.5 | 9.5 | 25000 | 20000 | 80% | 1.95 | 11 | 10.7 |  |  |  | No | R-410A | 2 | Residential & Commercial | Ducted CEE Tier 1
215864316 | Central HP <5.4 tons | MAINLINE | HRCU-A-CB (Split System: Heat Pump with Remote Outdoor Unit-Air-Source) | ML48HP230LMNTH-O |  |  | ML48HP230LMNTAHU-I |  | 48000 | 16.5 | 9.5 | 50000 | 46000 | 92% | 1.9 | 0 | 10.5 |  |  |  | No | R-454B | 4 | Residential & Commercial | Ducted CEE Tier 1
213427546 | Central HP <5.4 tons | COMFORTSTAR | HRCU-A-C (Split System: Heat Pump with Remote Outdoor Unit with No Indoor Fan --Air Source) | CPH36CD(O)-B |  |  | UACP-36C |  | 35000 | 15.2 | 8.5 | 36000 | 30000 | 83.33% | 1.8 | 0 | 10 |  |  |  | No | R-410A | 2.9167 | Residential & Commercial | Ducted CEE Tier 1
215439703 | Central HP <5.4 tons | AMANA | HRCU-A-CB (Split System: Heat Pump with Remote Outdoor Unit-Air-Source) | AZV6SA1810A* |  |  | CA*EA3022*3A* | A*VS960603BUA* | 17000 | 19 | 8.8 | 16800 | 13000 | 77.38% | 2.1 | 0 | 12 |  |  |  | No | R-32 | 1.4167 | Residential & Commercial | Ducted CEE Tier 1
215439704 | Central HP <5.4 tons | AMANA | HRCU-A-CB (Split System: Heat Pump with Remote Outdoor Unit-Air-Source) | AZV6SA1810A* |  |  | CA*EA2418*3A* | A*VS960603BUA* | 17000 | 19 | 8.8 | 16800 | 13000 | 77.38% | 2.1 | 0 | 12 |  |  |  | No | R-32 | 1.4167 | Residential & Commercial | Ducted CEE Tier 1
215439709 | Central HP <5.4 tons | AMANA | HRCU-A-CB (Split System: Heat Pump with Remote Outdoor Unit-Air-Source) | AZV6SA1810A* |  |  | CA*EA2418*3A* | A*VS800604BUA* | 17000 | 19 | 8.8 | 16800 | 13000 | 77.38% | 2.1 | 0 | 12 |  |  |  | No | R-32 | 1.4167 | Residential & Commercial | Ducted CEE Tier 1
215218940 | Central HP <5.4 tons | MIDEA | HRCU-A-CB (Split System: Heat Pump with Remote Outdoor Unit-Air-Source) | MOVB-60HDN10-M16G |  |  | MC**4248BN10TH | MGV96U080B3C | 43000 | 16 | 8.5 | 44000 | 31000 | 70.45% | 1.85 | 0 | 10.5 |  |  |  | No | R-454B | 3.5833 | Residential & Commercial | Ducted CEE Tier 1
211226935 | Central HP <5.4 tons | COMFORTMAKER | HRCU-A-CB (Split System: Heat Pump with Remote Outdoor Unit-Air-Source) | DLCURAH36ABK |  |  | EA*4X37L21A* | *80ESU1002120A* | 36200 | 16 | 8.5 | 38500 | 34800 | 90.39% | 2.08 | 0 | 10 |  |  |  | No | R-410A | 3.0167 | Residential & Commercial | Ducted CEE Tier 1
211227205 | Central HP <5.4 tons | COMFORTMAKER | HRCU-A-CB (Split System: Heat Pump with Remote Outdoor Unit-Air-Source) | DLCURAH36ABK |  |  | EA*4X37L21A* | *96VTN1002122A* | 36800 | 16.5 | 8.5 | 38500 | 34800 | 90.39% | 2.1 | 0 | 10 |  |  |  | No | R-410A | 3.0667 | Residential & Commercial | Ducted CEE Tier 1
215564842 | Central HP <5.4 tons | AMANA | HRCU-A-CB (Split System: Heat Pump with Remote Outdoor Unit-Air-Source) | ASZV903610A* |  |  | AVPEC59D14A* |  | 34000 | 19 | 8.2 | 34000 | 24400 | 71.76% | 1.8 | 0 | 12 |  |  |  | No | R-410A | 2.8333 | Residential & Commercial | Ducted CEE Tier 1
213386520 | Central HP <5.4 tons | COMFORTSTAR | HRCU-A-C (Split System: Heat Pump with Remote Outdoor Unit with No Indoor Fan --Air Source) | CPH36CD(O) |  |  | ACP-36C |  | 35000 | 15.2 | 10 | 39000 | 32000 | 82.05% | 2 | 10.2 | 10 |  |  |  | No | R-410A | 2.9167 | Residential & Commercial | Ducted CEE Tier 1
215439768 | Central HP <5.4 tons | AMANA | HRCU-A-CB (Split System: Heat Pump with Remote Outdoor Unit-Air-Source) | AZV6SA1810A* |  |  | CA*EA3022*3A*+MBVK12BP1X00A* |  | 17000 | 19 | 8.8 | 16800 | 13000 | 77.38% | 2.1 | 0 | 12 |  |  |  | No | R-32 | 1.4167 | Residential & Commercial | Ducted CEE Tier 1
215439676 | Central HP <5.4 tons | AMANA | HRCU-A-CB (Split System: Heat Pump with Remote Outdoor Unit-Air-Source) | AZV6SA1810A* |  |  | CA*EA3022*3A* | A*VT960804CNA* | 17000 | 19 | 8.8 | 16800 | 13000 | 77.38% | 2.1 | 0 | 12 |  |  |  | No | R-32 | 1.4167 | Residential & Commercial | Ducted CEE Tier 1
215439712 | Central HP <5.4 tons | AMANA | HRCU-A-CB (Split System: Heat Pump with Remote Outdoor Unit-Air-Source) | AZV6SA1810A* |  |  | CHPEA2422*3A* | A*VM970803BNA* | 17000 | 19 | 8.8 | 16800 | 13000 | 77.38% | 2.1 | 0 | 12 |  |  |  | No | R-32 | 1.4167 | Residential & Commercial | Ducted CEE Tier 1
215439679 | Central HP <5.4 tons | AMANA | HRCU-A-CB (Split System: Heat Pump with Remote Outdoor Unit-Air-Source) | AZV6SA1810A* |  |  | CA*EA3022*3A* | A*VT960803BNA* | 17000 | 19 | 8.8 | 16800 | 13000 | 77.38% | 2.1 | 0 | 12 |  |  |  | No | R-32 | 1.4167 | Residential & Commercial | Ducted CEE Tier 1
215439686 | Central HP <5.4 tons | AMANA | HRCU-A-CB (Split System: Heat Pump with Remote Outdoor Unit-Air-Source) | AZV6SA1810A* |  |  | CA*EA2418*3A* | A*VT960403BNA* | 17000 | 19 | 8.8 | 16800 | 13000 | 77.38% | 2.1 | 0 | 12 |  |  |  | No | R-32 | 1.4167 | Residential & Commercial | Ducted CEE Tier 1
211717270 | Central HP <5.4 tons | MIDEA | HRCU-A-CB (Split System: Heat Pump with Remote Outdoor Unit-Air-Source) | MOVA-24HDN1-M16G |  |  | MHVE18A1MN1TA |  | 18000 | 16.1 | 9 | 18000 | 12900 | 71.67% | 1.81 | 0 | 11.7 |  |  |  | No | R-410A | 1.5 | Residential & Commercial | Ducted CEE Tier 1
211717275 | Central HP <5.4 tons | MIDEA | HRCU-A-CB (Split System: Heat Pump with Remote Outdoor Unit-Air-Source) | MOVA-24HDN1-M16G |  |  | MPCE24A1MN1TA |  | 23400 | 16.1 | 8.5 | 23600 | 16700 | 70.76% | 1.81 | 0 | 11.7 |  |  |  | No | R-410A | 1.95 | Residential & Commercial | Ducted CEE Tier 1
213079679 | Central HP <5.4 tons | CARRIER | HRCU-A-CB (Split System: Heat Pump with Remote Outdoor Unit-Air-Source) | 38MURAQ36AB3* |  |  | CAP**4321AL* | 59SC2E080M21**20 | 36800 | 16.5 | 8.5 | 38500 | 34800 | 90.39% | 2.08 | 0 | 10 |  |  |  | No | R-410A | 3.0667 | Residential & Commercial | Ducted CEE Tier 1
213079900 | Central HP <5.4 tons | CARRIER | HRCU-A-CB (Split System: Heat Pump with Remote Outdoor Unit-Air-Source) | 38MURAQ36AB3* |  |  | CNPV*4821AL* | 59SC2E100M21**22 | 36000 | 16.5 | 8.1 | 38500 | 35000 | 90.91% | 2 | 0 | 10.5 |  |  |  | No | R-410A | 3 | Residential & Commercial | Ducted CEE Tier 1
213080384 | Central HP <5.4 tons | CARRIER | HRCU-A-CB (Split System: Heat Pump with Remote Outdoor Unit-Air-Source) | 38MURAQ36AB3* |  |  | CAP**3721AL* | 59SC6A100M21**22 | 36800 | 16 | 8.5 | 38500 | 34800 | 90.39% | 2.1 | 0 | 10 |  |  |  | No | R-410A | 3.0667 | Residential & Commercial | Ducted CEE Tier 1
213080468 | Central HP <5.4 tons | CARRIER | HRCU-A-CB (Split System: Heat Pump with Remote Outdoor Unit-Air-Source) | 38MURAQ36AB3* |  |  | CNPV*4824AL* | 59SC6A120M24**22 | 35800 | 16.5 | 8.1 | 38500 | 35000 | 90.91% | 2 | 0 | 10 |  |  |  | No | R-410A | 2.9833 | Residential & Commercial | Ducted CEE Tier 1
215218944 | Central HP <5.4 tons | MIDEA | HRCU-A-CB (Split System: Heat Pump with Remote Outdoor Unit-Air-Source) | MOVB-60HDN10-M16G |  |  | MC**4248DN10TH | MGV96U120D5C | 45500 | 16 | 8.5 | 47000 | 33000 | 70.21% | 1.85 | 0 | 10.5 |  |  |  | No | R-454B | 3.7917 | Residential & Commercial | Ducted CEE Tier 1
208142953 | Central HP <5.4 tons | COMFORTSTAR | HRCU-A-CB (Split System: Heat Pump with Remote Outdoor Unit-Air-Source) | CPR24CD(O) |  |  | AHU24-SG2 |  | 24000 | 17 | 9.2 | 26000 | 19400 | 74.62% | 2.1 | 11.3 | 10.5 |  |  |  | No | R-410A | 2 | Residential & Commercial | Ducted CEE Tier 1
214010088 | Central HP <5.4 tons | MIDEA | HRCU-A-C (Split System: Heat Pump with Remote Outdoor Unit with No Indoor Fan --Air Source) | MOVB-36HDN1-M20G |  |  | MC**4248CNTF |  | 32400 | 15.2 | 9 | 34200 | 24000 | 70.18% | 1.86 | 0 | 11.5 |  |  |  | No | R-410A | 2.7 | Residential & Commercial | Ducted CEE Tier 1
214010080 | Central HP <5.4 tons | MIDEA | HRCU-A-CB (Split System: Heat Pump with Remote Outdoor Unit-Air-Source) | MOVB-36HDN1-M20G |  |  | MC**3036BNTD | MGH96M080B3A | 33600 | 17.5 | 9 | 34200 | 24000 | 70.18% | 1.88 | 0 | 11 |  |  |  | No | R-410A | 2.8 | Residential & Commercial | Ducted CEE Tier 1
214010082 | Central HP <5.4 tons | MIDEA | HRCU-A-CB (Split System: Heat Pump with Remote Outdoor Unit-Air-Source) | MOVB-36HDN1-M20G |  |  | MC**3036CNTD | MGH96M100C5A | 33200 | 17.5 | 9 | 34200 | 24000 | 70.18% | 1.88 | 0 | 11.2 |  |  |  | No | R-410A | 2.7667 | Residential & Commercial | Ducted CEE Tier 1
215218937 | Central HP <5.4 tons | MIDEA | HRCU-A-CB (Split System: Heat Pump with Remote Outdoor Unit-Air-Source) | MOVB-24HDN10-M16G |  |  | MC**2430AN10TH | MGV96U080B3C | 23600 | 16 | 8.5 | 24000 | 16800 | 70% | 1.8 | 0 | 10.6 |  |  |  | No | R-454B | 1.9667 | Residential & Commercial | Ducted CEE Tier 1
214500320 | Central HP <5.4 tons | AMANA | HRCU-A-CB (Split System: Heat Pump with Remote Outdoor Unit-Air-Source) | ASZS601810A* |  |  | CA*EA1818*4B*+MBVK12BP1X00A* |  | 16600 | 17.5 | 8.5 | 17400 | 13000 | 74.71% | 2.1 | 0 | 10.9 |  |  |  | No | R-410A | 1.3833 | Residential & Commercial | Ducted CEE Tier 1
213773358 | Central HP <5.4 tons | AIRQUEST | HRCU-A-CB (Split System: Heat Pump with Remote Outdoor Unit-Air-Source) | HVH825GKA3* |  |  | EA*4X37L21A*+WALLCON | *96CTN0801714B* | 24400 | 16.5 | 8.1 | 21200 | 16600 | 78.3% | 2.02 | 0 | 11 |  |  |  | No | R-410A | 2.0333 | Residential & Commercial | Ducted CEE Tier 1
213773408 | Central HP <5.4 tons | AIRQUEST | HRCU-A-CB (Split System: Heat Pump with Remote Outdoor Unit-Air-Source) | HVH825GKA3* |  |  | EA*4X42L21A*+WALLCON | *80CTL0902120B* | 23800 | 16.5 | 8.1 | 21400 | 16600 | 77.57% | 1.96 | 0 | 10.5 |  |  |  | No | R-410A | 1.9833 | Residential & Commercial | Ducted CEE Tier 1
213773508 | Central HP <5.4 tons | AIRQUEST | HRCU-A-CB (Split System: Heat Pump with Remote Outdoor Unit-Air-Source) | HVH825GKA3* |  |  | EA*4X42L24A*+WALLCON | *80CTL1102120B* | 23800 | 16.5 | 8.1 | 21400 | 16600 | 77.57% | 1.96 | 0 | 11 |  |  |  | No | R-410A | 1.9833 | Residential & Commercial | Ducted CEE Tier 1
215439693 | Central HP <5.4 tons | AMANA | HRCU-A-CB (Split System: Heat Pump with Remote Outdoor Unit-Air-Source) | AZV6SA1810A* |  |  | CA*EA2418*3A* | A*VT800803B*A* | 17000 | 19 | 8.8 | 16800 | 13000 | 77.38% | 2.1 | 0 | 12 |  |  |  | No | R-32 | 1.4167 | Residential & Commercial | Ducted CEE Tier 1
215439688 | Central HP <5.4 tons | AMANA | HRCU-A-CB (Split System: Heat Pump with Remote Outdoor Unit-Air-Source) | AZV6SA1810A* |  |  | CA*EA2418*3A* | A*VT800805C*A* | 17000 | 19 | 8.8 | 16800 | 13000 | 77.38% | 2.1 | 0 | 12 |  |  |  | No | R-32 | 1.4167 | Residential & Commercial | Ducted CEE Tier 1
215439689 | Central HP <5.4 tons | AMANA | HRCU-A-CB (Split System: Heat Pump with Remote Outdoor Unit-Air-Source) | AZV6SA1810A* |  |  | CA*EA3022*3A* | A*VT800804C*A* | 17000 | 19 | 8.8 | 16800 | 13000 | 77.38% | 2.1 | 0 | 12 |  |  |  | No | R-32 | 1.4167 | Residential & Commercial | Ducted CEE Tier 1
215439690 | Central HP <5.4 tons | AMANA | HRCU-A-CB (Split System: Heat Pump with Remote Outdoor Unit-Air-Source) | AZV6SA1810A* |  |  | CA*EA2418*3A* | A*VT800804C*A* | 17000 | 19 | 8.8 | 16800 | 13000 | 77.38% | 2.1 | 0 | 12 |  |  |  | No | R-32 | 1.4167 | Residential & Commercial | Ducted CEE Tier 1
215439692 | Central HP <5.4 tons | AMANA | HRCU-A-CB (Split System: Heat Pump with Remote Outdoor Unit-Air-Source) | AZV6SA1810A* |  |  | CA*EA3022*3A* | A*VT800803B*A* | 17000 | 19 | 8.8 | 16800 | 13000 | 77.38% | 2.1 | 0 | 12 |  |  |  | No | R-32 | 1.4167 | Residential & Commercial | Ducted CEE Tier 1
215439682 | Central HP <5.4 tons | AMANA | HRCU-A-CB (Split System: Heat Pump with Remote Outdoor Unit-Air-Source) | AZV6SA1810A* |  |  | CA*EA3022*3A* | A*VT960603BNA* | 17000 | 19 | 8.8 | 16800 | 13000 | 77.38% | 2.1 | 0 | 12 |  |  |  | No | R-32 | 1.4167 | Residential & Commercial | Ducted CEE Tier 1
215439683 | Central HP <5.4 tons | AMANA | HRCU-A-CB (Split System: Heat Pump with Remote Outdoor Unit-Air-Source) | AZV6SA1810A* |  |  | CA*EA2418*3A* | A*VT960603BNA* | 17000 | 19 | 8.8 | 16800 | 13000 | 77.38% | 2.1 | 0 | 12 |  |  |  | No | R-32 | 1.4167 | Residential & Commercial | Ducted CEE Tier 1
210854808 | Central HP <5.4 tons | AMANA | HRCU-A-CB (Split System: Heat Pump with Remote Outdoor Unit-Air-Source) | ASZS601810A* |  |  | CA*EA1818*4A*+MBVC1600**-1A* |  | 16600 | 17.5 | 8.5 | 17400 | 13000 | 74.71% | 2.1 | 0 | 10.9 |  |  |  | No | R-410A | 1.3833 | Residential & Commercial | Ducted CEE Tier 1
210854810 | Central HP <5.4 tons | AMANA | HRCU-A-CB (Split System: Heat Pump with Remote Outdoor Unit-Air-Source) | ASZS601810A* |  |  | CA*EA2422*4A*+MBVC1600**-1A* |  | 16600 | 17.5 | 8.5 | 17400 | 13000 | 74.71% | 2.1 | 0 | 10.9 |  |  |  | No | R-410A | 1.3833 | Residential & Commercial | Ducted CEE Tier 1
206395037 | Central HP <5.4 tons | MIDEA | HRCU-A-CB (Split System: Heat Pump with Remote Outdoor Unit-Air-Source) | MOVB-60HDN1-M18M |  |  | MVME36B2MN1TA |  | 35200 | 18 | 8.2 | 35200 | 25000 | 71.02% | 2.05 | 12.5 | 12 |  |  |  | No | R-410A | 2.9333 | Residential & Commercial | Ducted CEE Tier 1
210106743 | Central HP <5.4 tons | SURE | HRCU-A-CB (Split System: Heat Pump with Remote Outdoor Unit-Air-Source) | SP18AZ24AJVC |  |  | TCFZ2421HEAAM | S98MV0703A17UPS | 22800 | 20 | 8.5 | 22800 | 26000 | 114% | 2.1 | 0 | 12.5 |  |  |  | No | R-410A | 1.9 | Residential & Commercial | Ducted CEE Tier 1
214066760 | Central HP <5.4 tons | RUUD | HRCU-A-CB (Split System: Heat Pump with Remote Outdoor Unit-Air-Source) | RD17AZ36AJ3N |  |  | RCFZ3621MTANM | U802VA075421Z | 34200 | 18 | 8.1 | 34200 | 29400 | 85.96% | 2 | 0 | 10 |  |  |  | No | R-410A | 2.85 | Residential & Commercial | Ducted CEE Tier 1
214066827 | Central HP <5.4 tons | RUUD | HRCU-A-CB (Split System: Heat Pump with Remote Outdoor Unit-Air-Source) | RD17AZ36AJ3N |  |  | RCFZ3621MTANM | R801V1005A21UHU | 34200 | 18 | 8.1 | 34200 | 29400 | 85.96% | 2 | 0 | 11.7 |  |  |  | No | R-410A | 2.85 | Residential & Commercial | Ducted CEE Tier 1
214066846 | Central HP <5.4 tons | RUUD | HRCU-A-CB (Split System: Heat Pump with Remote Outdoor Unit-Air-Source) | RD17AZ36AJ3N |  |  | RCFZ3621MTANM | R801V0704A17UHU | 34200 | 18 | 8.1 | 34200 | 29600 | 86.55% | 1.9 | 0 | 10 |  |  |  | No | R-410A | 2.85 | Residential & Commercial | Ducted CEE Tier 1
212940790 | Central HP <5.4 tons | COMFORTSTAR | HRCU-A-CB (Split System: Heat Pump with Remote Outdoor Unit-Air-Source) | CPH24CD(O) |  |  | AHU24-SG2 |  | 24000 | 17.4 | 10 | 24000 | 22600 | 94.17% | 1.91 | 12.5 | 11.7 |  |  |  | No | R-410A | 2 | Residential & Commercial | Ducted CEE Tier 1
212404695 | Central HP <5.4 tons | NAPOLEON | HRCU-A-CB (Split System: Heat Pump with Remote Outdoor Unit-Air-Source) | WSEHV2436RA1-N |  |  | H,DE33(6,9)36 | WUV050T3AA | 22000 | 17 | 8.5 | 25000 | 17500 | 70% | 1.8 | 0 | 10 |  |  |  | No | R-410A | 1.8333 | Residential & Commercial | Ducted CEE Tier 1
213386517 | Central HP <5.4 tons | COMFORTSTAR | HRCU-A-C (Split System: Heat Pump with Remote Outdoor Unit with No Indoor Fan --Air Source) | CPH18CD(O) |  |  | ACP-24B |  | 18000 | 16.1 | 9.5 | 19000 | 15000 | 78.95% | 2.2 | 11.6 | 11.7 |  |  |  | No | R-410A | 1.5 | Residential & Commercial | Ducted CEE Tier 1
215434409 | Central HP <5.4 tons | AMANA | HRCU-A-CB (Split System: Heat Pump with Remote Outdoor Unit-Air-Source) | AZV7SA4810A* |  |  | CHPEA4830*3A* | A*VT800805D*A* | 45500 | 17 | 8.5 | 46000 | 33600 | 73.04% | 2 | 0 | 10 |  |  |  | No | R-32 | 3.7917 | Residential & Commercial | Ducted CEE Tier 1
215439698 | Central HP <5.4 tons | AMANA | HRCU-A-CB (Split System: Heat Pump with Remote Outdoor Unit-Air-Source) | AZV6SA1810A* |  |  | CA*EA3022*3A* | A*VT800603B*A* | 17000 | 19 | 8.8 | 16800 | 13000 | 77.38% | 2.1 | 0 | 12 |  |  |  | No | R-32 | 1.4167 | Residential & Commercial | Ducted CEE Tier 1
216440461 | Central HP <5.4 tons | AMERICAN STANDARD | HRCU-A-CB (Split System: Heat Pump with Remote Outdoor Unit-Air-Source) | 5A6V0X60A1 |  |  | 5PX*D008AS3 | S9V2C100U5VSB+LRP | 52000 | 18.6 | 9 | 54500 | 38500 | 70.64% | 2 | 0 | 10 |  |  |  | No | R-454B | 4.3333 | Residential & Commercial | Ducted CEE Tier 1
216440463 | Central HP <5.4 tons | AMERICAN STANDARD | HRCU-A-CB (Split System: Heat Pump with Remote Outdoor Unit-Air-Source) | 5A6V0X60A1 |  |  | 5PX*D010AS3 | S9V2C100U5PSC+LRP | 53000 | 18.8 | 9 | 54000 | 38000 | 70.37% | 2 | 0 | 10.5 |  |  |  | No | R-454B | 4.4167 | Residential & Commercial | Ducted CEE Tier 1
216440497 | Central HP <5.4 tons | AMERICAN STANDARD | HRCU-A-CB (Split System: Heat Pump with Remote Outdoor Unit-Air-Source) | 5A6V0X60A1 |  |  | 5TEMCD06AV41+TDR |  | 54000 | 19.2 | 9.4 | 53500 | 38000 | 71.03% | 2.1 | 0 | 10.5 |  |  |  | No | R-454B | 4.5 | Residential & Commercial | Ducted CEE Tier 1
215429180 | Central HP <5.4 tons | AMANA | HRCU-A-CB (Split System: Heat Pump with Remote Outdoor Unit-Air-Source) | AZV6SA1810A* |  |  | AHVE24BP1300A* |  | 17100 | 19 | 8.8 | 17400 | 13000 | 74.71% | 2.1 | 0 | 12 |  |  |  | No | R-32 | 1.425 | Residential & Commercial | Ducted CEE Tier 1
213427550 | Central HP <5.4 tons | COMFORTSTAR | HRCU-A-C (Split System: Heat Pump with Remote Outdoor Unit with No Indoor Fan --Air Source) | CPH36CD(O)-B |  |  | ACP-36B |  | 35000 | 15.2 | 8.5 | 36000 | 30000 | 83.33% | 1.8 | 0 | 10 |  |  |  | No | R-410A | 2.9167 | Residential & Commercial | Ducted CEE Tier 1
215439680 | Central HP <5.4 tons | AMANA | HRCU-A-CB (Split System: Heat Pump with Remote Outdoor Unit-Air-Source) | AZV6SA1810A* |  |  | CA*EA2418*3A* | A*VT960803BNA* | 17000 | 19 | 8.8 | 16800 | 13000 | 77.38% | 2.1 | 0 | 12 |  |  |  | No | R-32 | 1.4167 | Residential & Commercial | Ducted CEE Tier 1
215439713 | Central HP <5.4 tons | AMANA | HRCU-A-CB (Split System: Heat Pump with Remote Outdoor Unit-Air-Source) | AZV6SA1810A* |  |  | CA*EA3022*3A* | A*VM970803BNA* | 17000 | 19 | 8.8 | 16800 | 13000 | 77.38% | 2.1 | 0 | 12 |  |  |  | No | R-32 | 1.4167 | Residential & Commercial | Ducted CEE Tier 1
214771656 | Central HP <5.4 tons | MIDEA | HRCU-A-C (Split System: Heat Pump with Remote Outdoor Unit with No Indoor Fan --Air Source) | MOVB-36HDN10-M20G |  |  | MC**4248DN10TH |  | 32000 | 15.2 | 9 | 34200 | 24000 | 70.18% | 1.85 | 0 | 11 |  |  |  | No | R-454B | 2.6667 | Residential & Commercial | Ducted CEE Tier 1
213163979 | Central HP <5.4 tons | SURE | HRCU-A-CB (Split System: Heat Pump with Remote Outdoor Unit-Air-Source) | SP18AZ24AJVC |  |  | TCFZ2421HEAAM | S97MV1005A21DHS | 22800 | 20 | 8.5 | 22800 | 26000 | 114% | 2.1 | 0 | 12.5 |  |  |  | No | R-410A | 1.9 | Residential & Commercial | Ducted CEE Tier 1
213826559 | Central HP <5.4 tons | TRANE | HRCU-A-CB (Split System: Heat Pump with Remote Outdoor Unit-Air-Source) | 4TWV7X36A1 |  |  | 4TXCB006DS3 | S9V2B080U4VSA+LRP | 35000 | 17.1 | 8.5 | 29000 | 20400 | 70.34% | 1.8 | 0 | 12 |  |  |  | No | R-410A | 2.9167 | Residential & Commercial | Ducted CEE Tier 1
215439767 | Central HP <5.4 tons | AMANA | HRCU-A-CB (Split System: Heat Pump with Remote Outdoor Unit-Air-Source) | AZV6SA1810A* |  |  | CHPEA2422*3A*+MBVK12BP1X00A* |  | 17000 | 19 | 8.8 | 16800 | 13000 | 77.38% | 2.1 | 0 | 12 |  |  |  | No | R-32 | 1.4167 | Residential & Commercial | Ducted CEE Tier 1
213427551 | Central HP <5.4 tons | COMFORTSTAR | HRCU-A-C (Split System: Heat Pump with Remote Outdoor Unit with No Indoor Fan --Air Source) | CPH36CD(O)-B |  |  | ACP-36C |  | 35000 | 15.2 | 8.5 | 36000 | 30000 | 83.33% | 1.8 | 0 | 10 |  |  |  | No | R-410A | 2.9167 | Residential & Commercial | Ducted CEE Tier 1
215439700 | Central HP <5.4 tons | AMANA | HRCU-A-CB (Split System: Heat Pump with Remote Outdoor Unit-Air-Source) | AZV6SA1810A* |  |  | CA*EA3022*3A* | A*VS960805CUA* | 17000 | 19 | 8.8 | 16800 | 13000 | 77.38% | 2.1 | 0 | 12 |  |  |  | No | R-32 | 1.4167 | Residential & Commercial | Ducted CEE Tier 1
215439716 | Central HP <5.4 tons | AMANA | HRCU-A-CB (Split System: Heat Pump with Remote Outdoor Unit-Air-Source) | AZV6SA1810A* |  |  | CA*EA3022*3A* | A*VM970603BNA* | 17000 | 19 | 8.8 | 16800 | 13000 | 77.38% | 2.1 | 0 | 12 |  |  |  | No | R-32 | 1.4167 | Residential & Commercial | Ducted CEE Tier 1
215439717 | Central HP <5.4 tons | AMANA | HRCU-A-CB (Split System: Heat Pump with Remote Outdoor Unit-Air-Source) | AZV6SA1810A* |  |  | CA*EA2418*3A* | A*VM970603BNA* | 17000 | 19 | 8.8 | 16800 | 13000 | 77.38% | 2.1 | 0 | 12 |  |  |  | No | R-32 | 1.4167 | Residential & Commercial | Ducted CEE Tier 1
215439691 | Central HP <5.4 tons | AMANA | HRCU-A-CB (Split System: Heat Pump with Remote Outdoor Unit-Air-Source) | AZV6SA1810A* |  |  | CHPEA2422*3A* | A*VT800803B*A* | 17000 | 19 | 8.8 | 16800 | 13000 | 77.38% | 2.1 | 0 | 12 |  |  |  | No | R-32 | 1.4167 | Residential & Commercial | Ducted CEE Tier 1
215439707 | Central HP <5.4 tons | AMANA | HRCU-A-CB (Split System: Heat Pump with Remote Outdoor Unit-Air-Source) | AZV6SA1810A* |  |  | CHPEA2422*3A* | A*VS800604BUA* | 17000 | 19 | 8.8 | 16800 | 13000 | 77.38% | 2.1 | 0 | 12 |  |  |  | No | R-32 | 1.4167 | Residential & Commercial | Ducted CEE Tier 1
215682022 | Central HP <5.4 tons | TEMPSTAR | HRCU-A-CB (Split System: Heat Pump with Remote Outdoor Unit-Air-Source) | T5H0V48*K*AAA* |  |  | EVM5X60M24A*+WALLCON | *97CTN1002122A* | 48000 | 19 | 9 | 50000 | 36600 | 73.2% | 2 | 0 | 10 |  |  |  | No | R-454B | 4 | Residential & Commercial | Ducted CEE Tier 1
215669705 | Central HP <5.4 tons | AIRQUEST | HRCU-A-CB (Split System: Heat Pump with Remote Outdoor Unit-Air-Source) | H5H0V36*K*AAA* |  |  | EA*5X61M24A*+WALLCON | *97CMN1002122B* | 35000 | 18.5 | 9 | 34400 | 24800 | 72.09% | 1.92 | 0 | 10.5 |  |  |  | No | R-454B | 2.9167 | Residential & Commercial | Ducted CEE Tier 1
215669585 | Central HP <5.4 tons | AIRQUEST | HRCU-A-CB (Split System: Heat Pump with Remote Outdoor Unit-Air-Source) | H5H0V36*K*AAA* |  |  | EA*5X61M21A*+WALLCON | *96CTN0601714B* | 34600 | 18 | 9 | 34600 | 25000 | 72.25% | 1.9 | 0 | 10 |  |  |  | No | R-454B | 2.8833 | Residential & Commercial | Ducted CEE Tier 1
215319019 | Central HP <5.4 tons | KEEPRITE | HRCU-A-CB (Split System: Heat Pump with Remote Outdoor Unit-Air-Source) | D5CSRAH18AAK |  |  | D5FSAAH18XBK |  | 18000 | 18.5 | 9.8 | 18000 | 13000 | 72.22% | 2.3 | 0 | 12.2 |  |  |  | No | R-454B | 1.5 | Residential & Commercial | Ducted CEE Tier 1
214505296 | Central HP <5.4 tons | AMANA | HRCU-A-CB (Split System: Heat Pump with Remote Outdoor Unit-Air-Source) | ASZS60241EA* |  |  | CA*EA2422*4B* | A*VS800805CUA* | 23000 | 17 | 8.6 | 23000 | 16100 | 70% | 2 | 0 | 10 |  |  |  | No | R-410A | 1.9167 | Residential & Commercial | Ducted CEE Tier 1
214505313 | Central HP <5.4 tons | AMANA | HRCU-A-CB (Split System: Heat Pump with Remote Outdoor Unit-Air-Source) | ASZS60241EA* |  |  | CA*EA2422*4B* | A*VC960804CNB* | 23000 | 17 | 8.6 | 23000 | 16100 | 70% | 2 | 0 | 10 |  |  |  | No | R-410A | 1.9167 | Residential & Commercial | Ducted CEE Tier 1
214491774 | Central HP <5.4 tons | AMANA | HRCU-A-CB (Split System: Heat Pump with Remote Outdoor Unit-Air-Source) | ASZS601810A* |  |  | CA*EA1818*4B* | A*VC960603BNB* | 16600 | 17.5 | 8.5 | 17400 | 13000 | 74.71% | 2.1 | 0 | 10.9 |  |  |  | No | R-410A | 1.3833 | Residential & Commercial | Ducted CEE Tier 1
214491791 | Central HP <5.4 tons | AMANA | HRCU-A-CB (Split System: Heat Pump with Remote Outdoor Unit-Air-Source) | ASZS601810A* |  |  | CA*EA2422*4B* | A*VC960803BNB* | 16600 | 17.5 | 8.5 | 17400 | 13000 | 74.71% | 2.1 | 0 | 10.9 |  |  |  | No | R-410A | 1.3833 | Residential & Commercial | Ducted CEE Tier 1
214814490 | Central HP <5.4 tons | MIDEA | HRCU-A-CB (Split System: Heat Pump with Remote Outdoor Unit-Air-Source) | MOVA-60HDN10-M20G |  |  | MC**4860CN10TH | MGV96U100C5C | 52000 | 18 | 9.5 | 55000 | 48000 | 87.27% | 1.94 | 0 | 11.7 |  |  |  | No | R-454B | 4.3333 | Residential & Commercial | Ducted CEE Tier 1
216057003 | Central HP <5.4 tons | AMERICAN STANDARD | HRCU-A-CB (Split System: Heat Pump with Remote Outdoor Unit-Air-Source) | 5A6V8X36A1 |  |  | 5TAMXD04AV31 |  | 32200 | 18.1 | 8.5 | 33200 | 25200 | 75.9% | 2.1 | 0 | 10.5 |  |  |  | No | R-454B | 2.6833 | Residential & Commercial | Ducted CEE Tier 1
210568226 | Central HP <5.4 tons | COMFORT-AIRE | HRCU-A-CB (Split System: Heat Pump with Remote Outdoor Unit-Air-Source) | A-VCD30SA-1 |  |  | B-VCD30SA-1 |  | 30000 | 16.2 | 8.9 | 33000 | 24000 | 72.73% | 1.8 | 11 | 10 |  |  |  | No | R-410A | 2.5 | Residential & Commercial | Ducted CEE Tier 1
213160475 | Central HP <5.4 tons | INNOVAIR | HRCU-A-C (Split System: Heat Pump with Remote Outdoor Unit with No Indoor Fan --Air Source) | SHV30H2R20 |  |  | MAC36H2124E |  | 30000 | 15.5 | 9.7 | 33000 | 27000 | 81.82% | 1.85 | 10.7 | 10.5 |  |  |  | No | R-410A | 2.5 | Residential & Commercial | Ducted CEE Tier 1
212404678 | Central HP <5.4 tons | NAPOLEON | HRCU-A-CB (Split System: Heat Pump with Remote Outdoor Unit-Air-Source) | WSEHV4860RA1-N |  |  | H,DE50960 | WUV090T5BA | 54000 | 16 | 8.5 | 58000 | 41000 | 70.69% | 1.8 | 0 | 10 |  |  |  | No | R-410A | 4.5 | Residential & Commercial | Ducted CEE Tier 1
213772678 | Central HP <5.4 tons | AIRQUEST | HRCU-A-CB (Split System: Heat Pump with Remote Outdoor Unit-Air-Source) | HVH825GKA3* |  |  | EA*4X24L17A*+WALLCON | *97CMN0801714B* | 23200 | 16 | 8.1 | 22000 | 16800 | 76.36% | 1.88 | 0 | 10.5 |  |  |  | No | R-410A | 1.9333 | Residential & Commercial | Ducted CEE Tier 1
213779168 | Central HP <5.4 tons | AIRQUEST | HRCU-A-CB (Split System: Heat Pump with Remote Outdoor Unit-Air-Source) | HVH837GKA** |  |  | EA*4X42L21A*+WALLCON | *96CTN1002122B* | 31800 | 17 | 8.1 | 32800 | 24400 | 74.39% | 1.88 | 0 | 11 |  |  |  | No | R-410A | 2.65 | Residential & Commercial | Ducted CEE Tier 1
213779318 | Central HP <5.4 tons | AIRQUEST | HRCU-A-CB (Split System: Heat Pump with Remote Outdoor Unit-Air-Source) | HVH837GKA** |  |  | EA*4X43L21A*+WALLCON | *97CMN0801714B* | 32800 | 17 | 8.1 | 33000 | 25200 | 76.36% | 1.96 | 0 | 11 |  |  |  | No | R-410A | 2.7333 | Residential & Commercial | Ducted CEE Tier 1
213779368 | Central HP <5.4 tons | AIRQUEST | HRCU-A-CB (Split System: Heat Pump with Remote Outdoor Unit-Air-Source) | HVH837GKA** |  |  | EA*4X48L21A*+WALLCON | *80CTL0451712B* | 32000 | 16.5 | 8.1 | 32800 | 25200 | 76.83% | 1.92 | 0 | 10.5 |  |  |  | No | R-410A | 2.6667 | Residential & Commercial | Ducted CEE Tier 1
211245668 | Central HP <5.4 tons | PAYNE HEATING AND COOLING | HRCU-A-CB (Split System: Heat Pump with Remote Outdoor Unit-Air-Source) | 38MURAQ24AB3* |  |  | CNPV*3621AL* | PG92ESAA48080B** | 24200 | 17 | 8.1 | 26200 | 22800 | 87.02% | 1.88 | 0 | 10.5 |  |  |  | No | R-410A | 2.0167 | Residential & Commercial | Ducted CEE Tier 1
215439685 | Central HP <5.4 tons | AMANA | HRCU-A-CB (Split System: Heat Pump with Remote Outdoor Unit-Air-Source) | AZV6SA1810A* |  |  | CA*EA3022*3A* | A*VT960403BNA* | 17000 | 19 | 8.8 | 16800 | 13000 | 77.38% | 2.1 | 0 | 12 |  |  |  | No | R-32 | 1.4167 | Residential & Commercial | Ducted CEE Tier 1
215439687 | Central HP <5.4 tons | AMANA | HRCU-A-CB (Split System: Heat Pump with Remote Outdoor Unit-Air-Source) | AZV6SA1810A* |  |  | CA*EA3022*3A* | A*VT800805C*A* | 17000 | 19 | 8.8 | 16800 | 13000 | 77.38% | 2.1 | 0 | 12 |  |  |  | No | R-32 | 1.4167 | Residential & Commercial | Ducted CEE Tier 1
215439696 | Central HP <5.4 tons | AMANA | HRCU-A-CB (Split System: Heat Pump with Remote Outdoor Unit-Air-Source) | AZV6SA1810A* |  |  | CA*EA2418*3A* | A*VT800604B*A* | 17000 | 19 | 8.8 | 16800 | 13000 | 77.38% | 2.1 | 0 | 12 |  |  |  | No | R-32 | 1.4167 | Residential & Commercial | Ducted CEE Tier 1
215439701 | Central HP <5.4 tons | AMANA | HRCU-A-CB (Split System: Heat Pump with Remote Outdoor Unit-Air-Source) | AZV6SA1810A* |  |  | CA*EA2418*3A* | A*VS960805CUA* | 17000 | 19 | 8.8 | 16800 | 13000 | 77.38% | 2.1 | 0 | 12 |  |  |  | No | R-32 | 1.4167 | Residential & Commercial | Ducted CEE Tier 1
215319021 | Central HP <5.4 tons | KEEPRITE | HRCU-A-CB (Split System: Heat Pump with Remote Outdoor Unit-Air-Source) | D5CLHAH36AAK |  |  | D5FLAAH36XAK |  | 36000 | 17.3 | 9.5 | 38000 | 38000 | 100% | 2.06 | 0 | 11.7 |  |  |  | No | R-454B | 3 | Residential & Commercial | Ducted CEE Tier 1
216440095 | Central HP <5.4 tons | AMERICAN STANDARD | HRCU-A-CB (Split System: Heat Pump with Remote Outdoor Unit-Air-Source) | 5A6V0X36A1 |  |  | 5PX*C009AS3 | S9V2C080U5VSB+LRP | 34800 | 20 | 9.4 | 32400 | 23800 | 73.46% | 2.1 | 0 | 12.7 |  |  |  | No | R-454B | 2.9 | Residential & Commercial | Ducted CEE Tier 1
216440127 | Central HP <5.4 tons | AMERICAN STANDARD | HRCU-A-CB (Split System: Heat Pump with Remote Outdoor Unit-Air-Source) | 5A6V0X36A1 |  |  | 5TXCB004AS3 | S9V2B080U4PSC+LRP | 33200 | 18.4 | 9.4 | 32000 | 24200 | 75.62% | 2.1 | 0 | 12 |  |  |  | No | R-454B | 2.7667 | Residential & Commercial | Ducted CEE Tier 1
216440195 | Central HP <5.4 tons | AMERICAN STANDARD | HRCU-A-CB (Split System: Heat Pump with Remote Outdoor Unit-Air-Source) | 5A6V0X36A1 |  |  | 5TXCC005AS3 | S9V2C100U4VSB+LRP | 33200 | 18.8 | 9.4 | 32000 | 24000 | 75% | 2.1 | 0 | 12 |  |  |  | No | R-454B | 2.7667 | Residential & Commercial | Ducted CEE Tier 1
216445248 | Central HP <5.4 tons | LG | HRCU-A-C (Split System: Heat Pump with Remote Outdoor Unit with No Indoor Fan --Air Source) | KUSXB361A |  |  | LKMMA36C1 |  | 34400 | 15.5 | 8.5 | 37000 | 32000 | 86.49% | 1.8 | 0 | 11.7 |  |  |  | No | R-32 | 2.8667 | Residential & Commercial | Ducted CEE Tier 1
216046594 | Central HP <5.4 tons | MIDEA | HRCU-A-CB (Split System: Heat Pump with Remote Outdoor Unit-Air-Source) | MDV-V36WMN10T |  |  | MCPM3036BN10TH | MGV96U080B3C | 34000 | 16 | 8.9 | 36000 | 36000 | 100% | 1.9 | 0 | 10.2 |  |  |  | No | R-454B | 2.8333 | Residential & Commercial | Ducted CEE Tier 1
215669405 | Central HP <5.4 tons | AIRQUEST | HRCU-A-CB (Split System: Heat Pump with Remote Outdoor Unit-Air-Source) | H5H0V36*K*AAA* |  |  | EA*5X60M24A*+WALLCON | *96CTN1002122B* | 34400 | 18 | 9 | 34200 | 24800 | 72.51% | 1.9 | 0 | 10.5 |  |  |  | No | R-454B | 2.8667 | Residential & Commercial | Ducted CEE Tier 1
213780888 | Central HP <5.4 tons | AIRQUEST | HRCU-A-CB (Split System: Heat Pump with Remote Outdoor Unit-Air-Source) | HVH837GKA2* |  |  | EA*4X37L21A*+WALLCON | *80CTL1102120B* | 33000 | 17 | 8.5 | 32800 | 25000 | 76.22% | 1.98 | 0 | 11.5 |  |  |  | No | R-410A | 2.75 | Residential & Commercial | Ducted CEE Tier 1
213780908 | Central HP <5.4 tons | AIRQUEST | HRCU-A-CB (Split System: Heat Pump with Remote Outdoor Unit-Air-Source) | HVH837GKA2* |  |  | EA*4X37L21A*+WALLCON | *97CMN0601714B* | 32600 | 16.5 | 8.1 | 33200 | 25400 | 76.51% | 1.94 | 0 | 11 |  |  |  | No | R-410A | 2.7167 | Residential & Commercial | Ducted CEE Tier 1
213780738 | Central HP <5.4 tons | AIRQUEST | HRCU-A-CB (Split System: Heat Pump with Remote Outdoor Unit-Air-Source) | HVH837GKA2* |  |  | EA*4X36L21A*+WALLCON | *80CTL0701716B* | 31400 | 16.5 | 8.1 | 33000 | 24400 | 73.94% | 1.84 | 0 | 10.5 |  |  |  | No | R-410A | 2.6167 | Residential & Commercial | Ducted CEE Tier 1
213782108 | Central HP <5.4 tons | AIRQUEST | HRCU-A-CB (Split System: Heat Pump with Remote Outdoor Unit-Air-Source) | HVH837GKA2* |  |  | EHD4X48AAL+WALLCON | *80CTL1352422B* | 32600 | 16.5 | 8.1 | 32600 | 24800 | 76.07% | 1.96 | 0 | 11 |  |  |  | No | R-410A | 2.7167 | Residential & Commercial | Ducted CEE Tier 1
214608254 | Central HP <5.4 tons | AMERICAN STANDARD | HRCU-A-CB (Split System: Heat Pump with Remote Outdoor Unit-Air-Source) | E4HL5036A1000A |  |  | E4AH5E24A1J30A |  | 24000 | 15.2 | 8.5 | 24000 | 18000 | 75% | 1.9 | 0 | 11 |  |  |  | No | R-410A | 2 | Residential & Commercial | Ducted CEE Tier 1
215669005 | Central HP <5.4 tons | AIRQUEST | HRCU-A-CB (Split System: Heat Pump with Remote Outdoor Unit-Air-Source) | H5H0V36*K*AAA* |  |  | EA*5X43M21A*+WALLCON | *80CTL0902120B* | 34600 | 18 | 9 | 35200 | 25000 | 71.02% | 1.9 | 0 | 10 |  |  |  | No | R-454B | 2.8833 | Residential & Commercial | Ducted CEE Tier 1
215669155 | Central HP <5.4 tons | AIRQUEST | HRCU-A-CB (Split System: Heat Pump with Remote Outdoor Unit-Air-Source) | H5H0V36*K*AAA* |  |  | EA*5X48M21A*+WALLCON | *80CTL0901716B* | 33800 | 18 | 9 | 35000 | 25000 | 71.43% | 1.88 | 0 | 10 |  |  |  | No | R-454B | 2.8167 | Residential & Commercial | Ducted CEE Tier 1
215669355 | Central HP <5.4 tons | AIRQUEST | HRCU-A-CB (Split System: Heat Pump with Remote Outdoor Unit-Air-Source) | H5H0V36*K*AAA* |  |  | EA*5X60M24A*+WALLCON | *95CSU1002122B* | 34400 | 18 | 9 | 34200 | 24600 | 71.93% | 1.92 | 0 | 10 |  |  |  | No | R-454B | 2.8667 | Residential & Commercial | Ducted CEE Tier 1
215682422 | Central HP <5.4 tons | TEMPSTAR | HRCU-A-CB (Split System: Heat Pump with Remote Outdoor Unit-Air-Source) | T5H0V48*K*AAA* |  |  | EVD5X60M24A*+WALLCON | *97CTN1002122A* | 48000 | 19 | 9 | 50000 | 36600 | 73.2% | 2 | 0 | 10 |  |  |  | No | R-454B | 4 | Residential & Commercial | Ducted CEE Tier 1
212404703 | Central HP <5.4 tons | NAPOLEON | HRCU-A-CB (Split System: Heat Pump with Remote Outdoor Unit-Air-Source) | WSEHV4860RA1-N |  |  | H,DE37960+TXV | WUV080T4BA | 46000 | 17 | 8.5 | 50000 | 35000 | 70% | 1.8 | 0 | 10 |  |  |  | No | R-410A | 3.8333 | Residential & Commercial | Ducted CEE Tier 1
213386531 | Central HP <5.4 tons | COMFORTSTAR | HRCU-A-C (Split System: Heat Pump with Remote Outdoor Unit with No Indoor Fan --Air Source) | CPH30CD(O) |  |  | UACP-36C |  | 30000 | 15.5 | 9.7 | 33000 | 27000 | 81.82% | 1.85 | 10.7 | 10.5 |  |  |  | No | R-410A | 2.5 | Residential & Commercial | Ducted CEE Tier 1
216440227 | Central HP <5.4 tons | AMERICAN STANDARD | HRCU-A-CB (Split System: Heat Pump with Remote Outdoor Unit-Air-Source) | 5A6V0X36A1 |  |  | 5TXCC009AS3 | S9V2C100U5PSC+LRP | 34800 | 20 | 9.4 | 32400 | 23800 | 73.46% | 2.1 | 0 | 12.7 |  |  |  | No | R-454B | 2.9 | Residential & Commercial | Ducted CEE Tier 1
213781498 | Central HP <5.4 tons | AIRQUEST | HRCU-A-CB (Split System: Heat Pump with Remote Outdoor Unit-Air-Source) | HVH837GKA2* |  |  | EA*4X60L24A*+WALLCON | *97CMN1002122B* | 32800 | 17.5 | 8.1 | 31800 | 24600 | 77.36% | 1.98 | 0 | 11.5 |  |  |  | No | R-410A | 2.7333 | Residential & Commercial | Ducted CEE Tier 1
213781568 | Central HP <5.4 tons | AIRQUEST | HRCU-A-CB (Split System: Heat Pump with Remote Outdoor Unit-Air-Source) | HVH837GKA2* |  |  | EA*4X61L21A*+WALLCON | *80CTL0902120B* | 33200 | 17.5 | 8.5 | 32000 | 24800 | 77.5% | 1.98 | 0 | 11.7 |  |  |  | No | R-410A | 2.7667 | Residential & Commercial | Ducted CEE Tier 1
213782318 | Central HP <5.4 tons | AIRQUEST | HRCU-A-CB (Split System: Heat Pump with Remote Outdoor Unit-Air-Source) | HVH837GKA2* |  |  | EHD4X60AAL+WALLCON | *97CMN1202422B* | 33000 | 16.5 | 8.1 | 32200 | 24800 | 77.02% | 2 | 0 | 11 |  |  |  | No | R-410A | 2.75 | Residential & Commercial | Ducted CEE Tier 1
216445261 | Central HP <5.4 tons | LG | HRCU-A-C (Split System: Heat Pump with Remote Outdoor Unit with No Indoor Fan --Air Source) | KUSXA482A |  |  | LKMMA48C1 |  | 45500 | 15.9 | 8.9 | 50000 | 43000 | 86% | 1.9 | 0 | 11.7 |  |  |  | No | R-32 | 3.7917 | Residential & Commercial | Ducted CEE Tier 1
213780848 | Central HP <5.4 tons | AIRQUEST | HRCU-A-CB (Split System: Heat Pump with Remote Outdoor Unit-Air-Source) | HVH837GKA2* |  |  | EA*4X37L21A*+WALLCON | *80CTL0451712B* | 32600 | 16.5 | 8.1 | 33200 | 25400 | 76.51% | 1.94 | 0 | 10.5 |  |  |  | No | R-410A | 2.7167 | Residential & Commercial | Ducted CEE Tier 1
213780998 | Central HP <5.4 tons | AIRQUEST | HRCU-A-CB (Split System: Heat Pump with Remote Outdoor Unit-Air-Source) | HVH837GKA2* |  |  | EA*4X42L21A*+WALLCON | *80CTL0902120B* | 31800 | 17 | 8.1 | 32800 | 24200 | 73.78% | 1.88 | 0 | 11 |  |  |  | No | R-410A | 2.65 | Residential & Commercial | Ducted CEE Tier 1
216599658 | Central HP <5.4 tons | AMERICAN STANDARD | HRCU-A-CB (Split System: Heat Pump with Remote Outdoor Unit-Air-Source) | 5A6V8X24A1 |  |  | 5PX*B003AS3 | S9V2B060D3PSC+LRP | 20000 | 18.1 | 8.5 | 23200 | 18500 | 79.74% | 2.1 | 0 | 10.5 |  |  |  | No | R-454B | 1.6667 | Residential & Commercial | Ducted CEE Tier 1
210798420 | Central HP <5.4 tons | AMANA | HRCU-A-CB (Split System: Heat Pump with Remote Outdoor Unit-Air-Source) | ASZS601810A* |  |  | CA*EA2422*4A* | A*VC800805C*A* | 16600 | 17.5 | 8.5 | 17400 | 13000 | 74.71% | 2.1 | 0 | 10.9 |  |  |  | No | R-410A | 1.3833 | Residential & Commercial | Ducted CEE Tier 1
215429768 | Central HP <5.4 tons | AMANA | HRCU-A-CB (Split System: Heat Pump with Remote Outdoor Unit-Air-Source) | AZV6SA1810A* |  |  | AHVE24BP0300A* |  | 17100 | 19 | 8.8 | 17400 | 13000 | 74.71% | 2.1 | 0 | 12 |  |  |  | No | R-32 | 1.425 | Residential & Commercial | Ducted CEE Tier 1
215439678 | Central HP <5.4 tons | AMANA | HRCU-A-CB (Split System: Heat Pump with Remote Outdoor Unit-Air-Source) | AZV6SA1810A* |  |  | CHPEA2422*3A* | A*VT960803BNA* | 17000 | 19 | 8.8 | 16800 | 13000 | 77.38% | 2.1 | 0 | 12 |  |  |  | No | R-32 | 1.4167 | Residential & Commercial | Ducted CEE Tier 1
215439694 | Central HP <5.4 tons | AMANA | HRCU-A-CB (Split System: Heat Pump with Remote Outdoor Unit-Air-Source) | AZV6SA1810A* |  |  | CHPEA2422*3A* | A*VT800604B*A* | 17000 | 19 | 8.8 | 16800 | 13000 | 77.38% | 2.1 | 0 | 12 |  |  |  | No | R-32 | 1.4167 | Residential & Commercial | Ducted CEE Tier 1
215429188 | Central HP <5.4 tons | AMANA | HRCU-A-CB (Split System: Heat Pump with Remote Outdoor Unit-Air-Source) | AZV7SA4210A* |  |  | AHVE60DP1300A* |  | 41000 | 17.5 | 8.8 | 41000 | 31000 | 75.61% | 2 | 0 | 10 |  |  |  | No | R-32 | 3.4167 | Residential & Commercial | Ducted CEE Tier 1
214010078 | Central HP <5.4 tons | MIDEA | HRCU-A-CB (Split System: Heat Pump with Remote Outdoor Unit-Air-Source) | MOVB-36HDN1-M20G |  |  | MC**3036ANTD | MGH96M080B3A | 32800 | 17.5 | 9 | 34000 | 24000 | 70.59% | 1.85 | 0 | 10.6 |  |  |  | No | R-410A | 2.7333 | Residential & Commercial | Ducted CEE Tier 1
214010083 | Central HP <5.4 tons | MIDEA | HRCU-A-CB (Split System: Heat Pump with Remote Outdoor Unit-Air-Source) | MOVB-36HDN1-M20G |  |  | MC**4248BNTF | MGH96M080B3A | 33000 | 18.5 | 9 | 34200 | 24200 | 70.76% | 1.88 | 0 | 11.2 |  |  |  | No | R-410A | 2.75 | Residential & Commercial | Ducted CEE Tier 1
210589349 | Central HP <5.4 tons | SURE | HRCU-A-CB (Split System: Heat Pump with Remote Outdoor Unit-Air-Source) | SP18AZ48AJVC |  |  | TCFZ6021SEAAM | S802VA075421Z | 44500 | 19 | 8.1 | 43500 | 45000 | 103.4% | 2 | 0 | 10 |  |  |  | No | R-410A | 3.7083 | Residential & Commercial | Ducted CEE Tier 1
212603041 | Central HP <5.4 tons | NAPOLEON | HRCU-A-CB (Split System: Heat Pump with Remote Outdoor Unit-Air-Source) | WSEHV2436RA1-N |  |  | H,DE37936 | WPV070T3AA | 38000 | 17 | 8.5 | 36600 | 32800 | 89.62% | 1.8 | 0 | 10 |  |  |  | No | R-410A | 3.1667 | Residential & Commercial | Ducted CEE Tier 1
212427854 | Central HP <5.4 tons | NAPOLEON | HRCU-A-CB (Split System: Heat Pump with Remote Outdoor Unit-Air-Source) | WSEHV2436RA1-N |  |  | H,DE33(6,9)36 | WUV070T3AA | 22000 | 17 | 8.5 | 25000 | 17500 | 70% | 1.8 | 0 | 10 |  |  |  | No | R-410A | 1.8333 | Residential & Commercial | Ducted CEE Tier 1
213927728 | Central HP <5.4 tons | ARMSTRONG AIR | HRCU-A-CB (Split System: Heat Pump with Remote Outdoor Unit-Air-Source) | 4SHP18LX136P |  |  | EAD4X-24B+TDR | A97DF2E045B12 | 23800 | 18 | 8.5 | 24000 | 17300 | 72.08% | 2.22 | 0 | 12.3 |  |  |  | No | R-410A | 1.9833 | Residential & Commercial | Ducted CEE Tier 1
210343156 | Central HP <5.4 tons | INNOVAIR | HRCU-A-CB (Split System: Heat Pump with Remote Outdoor Unit-Air-Source) | SHV36H2R20 |  |  | DEV36H2R19 |  | 36000 | 16 | 9.5 | 40000 | 34400 | 86% | 1.97 | 10.5 | 10 |  |  |  | No | R-410A | 3 | Residential & Commercial | Ducted CEE Tier 1
212631696 | Central HP <5.4 tons | KERR | HRCU-A-C (Split System: Heat Pump with Remote Outdoor Unit with No Indoor Fan --Air Source) | A-KCD36SA-1 |  |  | MCD30/36C1A |  | 35000 | 15.2 | 10 | 39000 | 32000 | 82.05% | 2 | 10.2 | 10 |  |  |  | No | R-410A | 2.9167 | Residential & Commercial | Ducted CEE Tier 1
213386532 | Central HP <5.4 tons | COMFORTSTAR | HRCU-A-C (Split System: Heat Pump with Remote Outdoor Unit with No Indoor Fan --Air Source) | CPH36CD(O) |  |  | UACP-36C |  | 35000 | 15.2 | 10 | 39000 | 32000 | 82.05% | 2 | 10.2 | 10 |  |  |  | No | R-410A | 2.9167 | Residential & Commercial | Ducted CEE Tier 1
212404710 | Central HP <5.4 tons | NAPOLEON | HRCU-A-CB (Split System: Heat Pump with Remote Outdoor Unit-Air-Source) | NS18HV48A60 |  |  | H,DE37960+TXV | WUV070T4BA | 46000 | 17 | 8.5 | 50000 | 35000 | 70% | 1.8 | 0 | 10 |  |  |  | No | R-410A | 3.8333 | Residential & Commercial | Ducted CEE Tier 1
216051032 | Central HP <5.4 tons | RUUD | HRCU-A-CB (Split System: Heat Pump with Remote Outdoor Unit-Air-Source) | UP19AY24AJVC |  |  | RCFY2421HEAAM | U98MV0703A17UPS | 22800 | 20 | 10 | 22800 | 18500 | 81.14% | 1.8 | 0 | 12 |  |  |  | No | R-454B | 1.9 | Residential & Commercial | Ducted CEE Tier 1
214771658 | Central HP <5.4 tons | MIDEA | HRCU-A-CB (Split System: Heat Pump with Remote Outdoor Unit-Air-Source) | MOVB-60HDN10-M20G |  |  | MC**4248BN10TH | MGV96U080B3C | 42500 | 16 | 8.8 | 43500 | 31000 | 71.26% | 1.8 | 0 | 11.7 |  |  |  | No | R-454B | 3.5417 | Residential & Commercial | Ducted CEE Tier 1
214491892 | Central HP <5.4 tons | AMANA | HRCU-A-CB (Split System: Heat Pump with Remote Outdoor Unit-Air-Source) | ASZS601810A* |  |  | CA*EA1818*4B*+MBVC1200**-1A* |  | 16600 | 17.5 | 8.5 | 17400 | 13000 | 74.71% | 2.1 | 0 | 10.9 |  |  |  | No | R-410A | 1.3833 | Residential & Commercial | Ducted CEE Tier 1
214097527 | Central HP <5.4 tons | RUUD | HRCU-A-CB (Split System: Heat Pump with Remote Outdoor Unit-Air-Source) | RD17AZ48AJ3N |  |  | RCFZ6024SEANM | U98MV1155A24UPS | 45500 | 17 | 8.1 | 45500 | 40500 | 89.01% | 2.1 | 0 | 10 |  |  |  | No | R-410A | 3.7917 | Residential & Commercial | Ducted CEE Tier 1
214097647 | Central HP <5.4 tons | RUUD | HRCU-A-CB (Split System: Heat Pump with Remote Outdoor Unit-Air-Source) | RD17AZ48AJ3N |  |  | RCFZ6024SEANM | R951V1005A21UHU | 45500 | 16 | 8.1 | 45500 | 40500 | 89.01% | 2.1 | 0 | 10 |  |  |  | No | R-410A | 3.7917 | Residential & Commercial | Ducted CEE Tier 1
206133695 | Central HP <5.4 tons | TEMPSTAR | HRCU-A-CB (Split System: Heat Pump with Remote Outdoor Unit-Air-Source) | TVH825GKA2* |  |  | EHD4X36AAL+WALLCON | *80CSU0401712A* | 24000 | 16 | 8.1 | 21400 | 16600 | 77.57% | 1.98 | 11 | 10.5 |  |  |  | No | R-410A | 2 | Residential & Commercial | Ducted CEE Tier 1
206133961 | Central HP <5.4 tons | TEMPSTAR | HRCU-A-CB (Split System: Heat Pump with Remote Outdoor Unit-Air-Source) | TVH825GKA2* |  |  | EHD4X30AAL+WALLCON | *95CSU0802120A* | 23800 | 16 | 8.1 | 21800 | 16700 | 76.61% | 1.98 | 11 | 10.5 |  |  |  | No | R-410A | 1.9833 | Residential & Commercial | Ducted CEE Tier 1
215319085 | Central HP <5.4 tons | TEMPSTAR | HRCU-A-CB (Split System: Heat Pump with Remote Outdoor Unit-Air-Source) | D5CUHAH24AAK |  |  | D5FUHAH24XAK |  | 24000 | 18.7 | 10 | 24000 | 20600 | 85.83% | 2.14 | 0 | 12 |  |  |  | No | R-454B | 2 | Residential & Commercial | Ducted CEE Tier 1
213829721 | Central HP <5.4 tons | SURE | HRCU-A-CB (Split System: Heat Pump with Remote Outdoor Unit-Air-Source) | SP18AZ36AJVC |  |  | TCFZ3621MEAAM | S801V0704A17UHU | 34200 | 19 | 8.5 | 34200 | 43500 | 127.2% | 2.2 | 0 | 12.5 |  |  |  | No | R-410A | 2.85 | Residential & Commercial | Ducted CEE Tier 1
215319056 | Central HP <5.4 tons | MIDEA | HRCU-A-CB (Split System: Heat Pump with Remote Outdoor Unit-Air-Source) | D5CUHAH24AAK |  |  | D5FUAAH24XAK |  | 23000 | 18.4 | 10 | 24000 | 21600 | 90% | 1.87 | 0 | 11.7 |  |  |  | No | R-454B | 1.9167 | Residential & Commercial | Ducted CEE Tier 1
216569815 | Central HP <5.4 tons | AMERICAN STANDARD | HRCU-A-CB (Split System: Heat Pump with Remote Outdoor Unit-Air-Source) | 5A6V0X24A1 |  |  | 5TAMXB02AV21 |  | 21600 | 20.6 | 9.4 | 23200 | 18100 | 78.02% | 2.1 | 0 | 11.7 |  |  |  | No | R-454B | 1.8 | Residential & Commercial | Ducted CEE Tier 1
216599672 | Central HP <5.4 tons | AMERICAN STANDARD | HRCU-A-CB (Split System: Heat Pump with Remote Outdoor Unit-Air-Source) | 5A6V0X24A1 |  |  | 5PX*B006AS3 | S9V2B080U4PSC+LRP | 22200 | 21 | 10 | 22600 | 18000 | 79.65% | 2.2 | 0 | 11.5 |  |  |  | No | R-454B | 1.85 | Residential & Commercial | Ducted CEE Tier 1
216051048 | Central HP <5.4 tons | RUUD | HRCU-A-CB (Split System: Heat Pump with Remote Outdoor Unit-Air-Source) | UP19AY24AJVC |  |  | RCFY2421HEAAM | R802V0754A17UH | 22800 | 21 | 10 | 22800 | 18400 | 80.7% | 1.8 | 0 | 13 |  |  |  | No | R-454B | 1.9 | Residential & Commercial | Ducted CEE Tier 1
216551672 | Central HP <5.4 tons | RUUD | HRCU-A-CB (Split System: Heat Pump with Remote Outdoor Unit-Air-Source) | UP19AY24AJVC |  |  | RCFY2421HEAAM | U97MV0855A21DH | 22800 | 21 | 10 | 22800 | 18400 | 80.7% | 1.8 | 0 | 13 |  |  |  | No | R-454B | 1.9 | Residential & Commercial | Ducted CEE Tier 1
216551688 | Central HP <5.4 tons | RUUD | HRCU-A-CB (Split System: Heat Pump with Remote Outdoor Unit-Air-Source) | UP19AY24AJVC |  |  | RCFY2421HEAAM | U98MV0603A17UP | 22800 | 21 | 10 | 22800 | 18500 | 81.14% | 1.8 | 0 | 13 |  |  |  | No | R-454B | 1.9 | Residential & Commercial | Ducted CEE Tier 1
212614997 | Central HP <5.4 tons | AMANA | HRCU-A-CB (Split System: Heat Pump with Remote Outdoor Unit-Air-Source) | ASZS60361EA* |  |  | CA*EA4830*4A* | A*VC801005C*A* | 34200 | 17.5 | 8.6 | 34200 | 29000 | 84.8% | 2 | 0 | 10 |  |  |  | No | R-410A | 2.85 | Residential & Commercial | Ducted CEE Tier 1
212615000 | Central HP <5.4 tons | AMANA | HRCU-A-CB (Split System: Heat Pump with Remote Outdoor Unit-Air-Source) | ASZS60361EA* |  |  | CA*EA4830*4A* | A*VC800804C*A* | 34200 | 17.5 | 8.6 | 34200 | 29000 | 84.8% | 2 | 0 | 10 |  |  |  | No | R-410A | 2.85 | Residential & Commercial | Ducted CEE Tier 1
204456593 | Central HP <5.4 tons | COMFORTMAKER | HRCU-A-CB (Split System: Heat Pump with Remote Outdoor Unit-Air-Source) | CVH825GKA2* |  |  | EA*4X36L17A*+WALLCON | *80CTL0451712A* | 23400 | 16 | 8.1 | 21600 | 16800 | 77.78% | 1.92 | 11 | 10.5 |  |  |  | No | R-410A | 1.95 | Residential & Commercial | Ducted CEE Tier 1
213479752 | Central HP <5.4 tons | COMFORTSTAR | HRCU-A-CB (Split System: Heat Pump with Remote Outdoor Unit-Air-Source) | CPH36CD(O)-B |  |  | AHU36-SG2 |  | 35000 | 16.3 | 9.5 | 39000 | 38000 | 97.44% | 1.8 | 0 | 11.7 |  |  |  | No | R-410A | 2.9167 | Residential & Commercial | Ducted CEE Tier 1
216051149 | Central HP <5.4 tons | RUUD | HRCU-A-CB (Split System: Heat Pump with Remote Outdoor Unit-Air-Source) | UP19AY60AJVC |  |  | RCFY6021SEAAM | R802V1005A21UH | 54000 | 17 | 10 | 54000 | 48500 | 89.81% | 2 | 0 | 10 |  |  |  | No | R-454B | 4.5 | Residential & Commercial | Ducted CEE Tier 1
215584438 | Central HP <5.4 tons | RUUD | HRCU-A-CB (Split System: Heat Pump with Remote Outdoor Unit-Air-Source) | UP19AY60AJVC |  |  | RHMVY6021SEACA |  | 54500 | 17.5 | 8.1 | 54500 | 53000 | 97.25% | 2 | 0 | 10.5 |  |  |  | No | R-454B | 4.5417 | Residential & Commercial | Ducted CEE Tier 1
215439695 | Central HP <5.4 tons | AMANA | HRCU-A-CB (Split System: Heat Pump with Remote Outdoor Unit-Air-Source) | AZV6SA1810A* |  |  | CA*EA3022*3A* | A*VT800604B*A* | 17000 | 19 | 8.8 | 16800 | 13000 | 77.38% | 2.1 | 0 | 12 |  |  |  | No | R-32 | 1.4167 | Residential & Commercial | Ducted CEE Tier 1
214097530 | Central HP <5.4 tons | RUUD | HRCU-A-CB (Split System: Heat Pump with Remote Outdoor Unit-Air-Source) | RD17AZ48AJ3N |  |  | RCFZ6024SEANM | U97MV1155A24DHS | 45500 | 17 | 8.1 | 45500 | 40500 | 89.01% | 2.1 | 0 | 10 |  |  |  | No | R-410A | 3.7917 | Residential & Commercial | Ducted CEE Tier 1
214097677 | Central HP <5.4 tons | RUUD | HRCU-A-CB (Split System: Heat Pump with Remote Outdoor Unit-Air-Source) | RD17AZ48AJ3N |  |  | RCFZ6024SEANM | R802V1255A24DZ | 45500 | 17 | 8.1 | 45500 | 40000 | 87.91% | 2.1 | 0 | 10 |  |  |  | No | R-410A | 3.7917 | Residential & Commercial | Ducted CEE Tier 1
214097696 | Central HP <5.4 tons | RUUD | HRCU-A-CB (Split System: Heat Pump with Remote Outdoor Unit-Air-Source) | RD17AZ48AJ3N |  |  | RCFZ6024SEANM | R801V1005A21UHU | 45500 | 17 | 8.1 | 45500 | 40000 | 87.91% | 2.1 | 0 | 10 |  |  |  | No | R-410A | 3.7917 | Residential & Commercial | Ducted CEE Tier 1
214097946 | Central HP <5.4 tons | RUUD | HRCU-A-CB (Split System: Heat Pump with Remote Outdoor Unit-Air-Source) | RD17AZ48AJ3N |  |  | RH3VZ6024STACN |  | 45500 | 17 | 8.1 | 45500 | 40000 | 87.91% | 2.1 | 0 | 11.7 |  |  |  | No | R-410A | 3.7917 | Residential & Commercial | Ducted CEE Tier 1
212609321 | Central HP <5.4 tons | SURE | HRCU-A-CB (Split System: Heat Pump with Remote Outdoor Unit-Air-Source) | SP18AZ24AJVC |  |  | TCFZ2421HEAAM | S802V0504A17UHN | 22800 | 20 | 8.5 | 22800 | 26000 | 114% | 2.1 | 0 | 12.5 |  |  |  | No | R-410A | 1.9 | Residential & Commercial | Ducted CEE Tier 1
210106727 | Central HP <5.4 tons | SURE | HRCU-A-CB (Split System: Heat Pump with Remote Outdoor Unit-Air-Source) | SP18AZ24AJVC |  |  | TCFZ2421HEAAM | S962V0603A17M4S | 22800 | 20 | 8.5 | 22800 | 26000 | 114% | 2.1 | 0 | 12.5 |  |  |  | No | R-410A | 1.9 | Residential & Commercial | Ducted CEE Tier 1
213386512 | Central HP <5.4 tons | COMFORTSTAR | HRCU-A-C (Split System: Heat Pump with Remote Outdoor Unit with No Indoor Fan --Air Source) | CPR24CD(O) |  |  | ACP-24B |  | 24000 | 15.7 | 9.8 | 25600 | 18500 | 72.27% | 2.2 | 10.3 | 10 |  |  |  | No | R-410A | 2 | Residential & Commercial | Ducted CEE Tier 1
215218941 | Central HP <5.4 tons | MIDEA | HRCU-A-CB (Split System: Heat Pump with Remote Outdoor Unit-Air-Source) | MOVB-60HDN10-M16G |  |  | MC**4248CN10TH | MGV96U080C4C | 43000 | 16 | 8.5 | 45000 | 31600 | 70.22% | 1.85 | 0 | 10.5 |  |  |  | No | R-454B | 3.5833 | Residential & Commercial | Ducted CEE Tier 1
213077781 | Central HP <5.4 tons | CARRIER | HRCU-A-CB (Split System: Heat Pump with Remote Outdoor Unit-Air-Source) | 38MURAQ36AB3* |  |  | CNPV*4824AL* | 59TP6C100V21**22 | 36000 | 17 | 8.1 | 38500 | 34800 | 90.39% | 2 | 0 | 10.5 |  |  |  | No | R-410A | 3 | Residential & Commercial | Ducted CEE Tier 1
213077804 | Central HP <5.4 tons | CARRIER | HRCU-A-CB (Split System: Heat Pump with Remote Outdoor Unit-Air-Source) | 38MURAQ36AB3* |  |  | CNPV*4824AL* | GG96VTAB66120D** | 35800 | 16.5 | 8.1 | 38500 | 35000 | 90.91% | 2 | 0 | 10 |  |  |  | No | R-410A | 2.9833 | Residential & Commercial | Ducted CEE Tier 1
213078985 | Central HP <5.4 tons | CARRIER | HRCU-A-CB (Split System: Heat Pump with Remote Outdoor Unit-Air-Source) | 38MURAQ36AB3* |  |  | CAP**3721AL* | 58SU*B060M17**16 | 36400 | 16.5 | 8.5 | 38000 | 34800 | 91.58% | 2.08 | 0 | 10 |  |  |  | No | R-410A | 3.0333 | Residential & Commercial | Ducted CEE Tier 1
213079117 | Central HP <5.4 tons | CARRIER | HRCU-A-CB (Split System: Heat Pump with Remote Outdoor Unit-Air-Source) | 38MURAQ36AB3* |  |  | CAP**4224AL* | 58SU*B080M21**20 | 35200 | 16.5 | 8.1 | 38500 | 35000 | 90.91% | 1.9 | 0 | 10 |  |  |  | No | R-410A | 2.9333 | Residential & Commercial | Ducted CEE Tier 1
216599660 | Central HP <5.4 tons | AMERICAN STANDARD | HRCU-A-CB (Split System: Heat Pump with Remote Outdoor Unit-Air-Source) | 5A6V8X24A1 |  |  | 5TXCB003AS3 | S9V2B060D3PSC+LRP | 20000 | 18.1 | 8.5 | 23200 | 18500 | 79.74% | 2.1 | 0 | 10.5 |  |  |  | No | R-454B | 1.6667 | Residential & Commercial | Ducted CEE Tier 1
216599662 | Central HP <5.4 tons | AMERICAN STANDARD | HRCU-A-CB (Split System: Heat Pump with Remote Outdoor Unit-Air-Source) | 5A6V8X24A1 |  |  | 5TXCB003AS3 | S9V2B060D3VSB+LRP | 20000 | 18.1 | 8.5 | 23200 | 18500 | 79.74% | 2.1 | 0 | 10.5 |  |  |  | No | R-454B | 1.6667 | Residential & Commercial | Ducted CEE Tier 1
216056997 | Central HP <5.4 tons | AMERICAN STANDARD | HRCU-A-CB (Split System: Heat Pump with Remote Outdoor Unit-Air-Source) | 5A6V8X24A1 |  |  | 5TAMXC03AV31 |  | 21800 | 18.1 | 8.5 | 23200 | 18500 | 79.74% | 2.2 | 0 | 11.5 |  |  |  | No | R-454B | 1.8167 | Residential & Commercial | Ducted CEE Tier 1
212982698 | Central HP <5.4 tons | PAYNE HEATING AND COOLING | HRCU-A-CB (Split System: Heat Pump with Remote Outdoor Unit-Air-Source) | 38MURAQ24AB3* |  |  | CAP**3621AL* | PG80MSUA48060B** | 23800 | 17.5 | 8.5 | 25600 | 23400 | 91.41% | 1.96 | 0 | 10 |  |  |  | No | R-410A | 1.9833 | Residential & Commercial | Ducted CEE Tier 1
216091294 | Central HP <5.4 tons | TEMPSTAR | HRCU-A-CB (Split System: Heat Pump with Remote Outdoor Unit-Air-Source) | DLCSRBH18AAK |  |  | 40MBABQ18XB3 |  | 18000 | 17.6 | 9.6 | 19000 | 17000 | 89.47% | 2 | 12.5 | 11.7 |  |  |  | No | R-410A | 1.5 | Residential & Commercial | Ducted CEE Tier 1
214066560 | Central HP <5.4 tons | RUUD | HRCU-A-CB (Split System: Heat Pump with Remote Outdoor Unit-Air-Source) | RD17AZ36AJ3N |  |  | RCFZ3621MTANM | R951V0703A17M4S | 34200 | 18 | 8.1 | 34200 | 29600 | 86.55% | 1.9 | 0 | 10 |  |  |  | No | R-410A | 2.85 | Residential & Commercial | Ducted CEE Tier 1
214066544 | Central HP <5.4 tons | SURE | HRCU-A-CB (Split System: Heat Pump with Remote Outdoor Unit-Air-Source) | RD17AZ36AJ3N |  |  | TCFZ3621MTANM | S801V0754A17UHS | 34200 | 18 | 8.1 | 34200 | 29400 | 85.96% | 2 | 0 | 10 |  |  |  | No | R-410A | 2.85 | Residential & Commercial | Ducted CEE Tier 1
214066696 | Central HP <5.4 tons | RUUD | HRCU-A-CB (Split System: Heat Pump with Remote Outdoor Unit-Air-Source) | RD17AZ36AJ3N |  |  | RCFZ3621MTANM | R951V0603A17UHU | 34200 | 18 | 8.1 | 34200 | 29800 | 87.13% | 1.9 | 0 | 10 |  |  |  | No | R-410A | 2.85 | Residential & Commercial | Ducted CEE Tier 1
216056999 | Central HP <5.4 tons | AMERICAN STANDARD | HRCU-A-CB (Split System: Heat Pump with Remote Outdoor Unit-Air-Source) | 5A6V8X24A1 |  |  | 5TAMXD04AV31 |  | 21800 | 18.1 | 8.5 | 23000 | 18300 | 79.57% | 2.2 | 0 | 11.5 |  |  |  | No | R-454B | 1.8167 | Residential & Commercial | Ducted CEE Tier 1
216599680 | Central HP <5.4 tons | AMERICAN STANDARD | HRCU-A-CB (Split System: Heat Pump with Remote Outdoor Unit-Air-Source) | 5A6V8X24A1 |  |  | 5PX*B006AS3 | S9V2B080U4PSC+LRP | 22000 | 18.1 | 8.5 | 23000 | 18700 | 81.3% | 2.2 | 0 | 11.5 |  |  |  | No | R-454B | 1.8333 | Residential & Commercial | Ducted CEE Tier 1
214097680 | Central HP <5.4 tons | RUUD | HRCU-A-CB (Split System: Heat Pump with Remote Outdoor Unit-Air-Source) | RD17AZ48AJ3N |  |  | RCFZ6024SEANM | R802V1005A21UHN | 45500 | 17 | 8.1 | 45500 | 40000 | 87.91% | 2.1 | 0 | 10 |  |  |  | No | R-410A | 3.7917 | Residential & Commercial | Ducted CEE Tier 1
214066744 | Central HP <5.4 tons | RUUD | HRCU-A-CB (Split System: Heat Pump with Remote Outdoor Unit-Air-Source) | RD17AZ36AJ3N |  |  | RCFZ3621MTANM | R801V0504A17UHU | 34200 | 18 | 8.1 | 34200 | 29800 | 87.13% | 1.9 | 0 | 10 |  |  |  | No | R-410A | 2.85 | Residential & Commercial | Ducted CEE Tier 1
214066794 | Central HP <5.4 tons | RUUD | HRCU-A-CB (Split System: Heat Pump with Remote Outdoor Unit-Air-Source) | RD17AZ36AJ3N |  |  | RCFZ3621MTANM | U97MV0703A17DHS | 34200 | 18 | 8.1 | 34200 | 29800 | 87.13% | 1.9 | 0 | 10 |  |  |  | No | R-410A | 2.85 | Residential & Commercial | Ducted CEE Tier 1
211257345 | Central HP <5.4 tons | CARRIER | HRCU-A-CB (Split System: Heat Pump with Remote Outdoor Unit-Air-Source) | 38MURAQ18AB3* |  |  | PF4MN*B24L* |  | 18500 | 15.5 | 9 | 19300 | 18300 | 94.82% | 2.2 | 0 | 10.5 |  |  |  | No | R-410A | 1.5417 | Residential & Commercial | Ducted CEE Tier 1
211257712 | Central HP <5.4 tons | CARRIER | HRCU-A-CB (Split System: Heat Pump with Remote Outdoor Unit-Air-Source) | 38MURAQ18AB3* |  |  | CAP**1917AL* | 58SP*A045V14**12 | 18200 | 16.5 | 8.5 | 18200 | 17600 | 96.7% | 2.14 | 0 | 11 |  |  |  | No | R-410A | 1.5167 | Residential & Commercial | Ducted CEE Tier 1
215434173 | Central HP <5.4 tons | AMANA | HRCU-A-CB (Split System: Heat Pump with Remote Outdoor Unit-Air-Source) | AZV7SA3610A* |  |  | CA*EA4830*3A* | A*VT800805C*A* | 34800 | 18.5 | 8.5 | 35000 | 28400 | 81.14% | 2 | 0 | 10.5 |  |  |  | No | R-32 | 2.9 | Residential & Commercial | Ducted CEE Tier 1
215434174 | Central HP <5.4 tons | AMANA | HRCU-A-CB (Split System: Heat Pump with Remote Outdoor Unit-Air-Source) | AZV7SA3610A* |  |  | CA*EA4830*3A* | A*VT800804C*A* | 34800 | 18.5 | 8.5 | 35000 | 28400 | 81.14% | 2 | 0 | 10.5 |  |  |  | No | R-32 | 2.9 | Residential & Commercial | Ducted CEE Tier 1
215434175 | Central HP <5.4 tons | AMANA | HRCU-A-CB (Split System: Heat Pump with Remote Outdoor Unit-Air-Source) | AZV7SA3610A* |  |  | CA*EA4830*3A* | A*VS960805CUA* | 34800 | 18.5 | 8.5 | 35000 | 28400 | 81.14% | 2 | 0 | 10.5 |  |  |  | No | R-32 | 2.9 | Residential & Commercial | Ducted CEE Tier 1
214010073 | Central HP <5.4 tons | MIDEA | HRCU-A-CB (Split System: Heat Pump with Remote Outdoor Unit-Air-Source) | MOVB-36HDN1-M20G |  |  | MC**2430ANTF | MGH96M060B3A | 23800 | 18 | 9 | 24000 | 17200 | 71.67% | 1.85 | 0 | 12 |  |  |  | No | R-410A | 1.9833 | Residential & Commercial | Ducted CEE Tier 1
214010074 | Central HP <5.4 tons | MIDEA | HRCU-A-CB (Split System: Heat Pump with Remote Outdoor Unit-Air-Source) | MOVB-36HDN1-M20G |  |  | MC**2430ANTF | MGH96M080B3A | 23800 | 18 | 9 | 24000 | 17200 | 71.67% | 1.85 | 0 | 12 |  |  |  | No | R-410A | 1.9833 | Residential & Commercial | Ducted CEE Tier 1
214010087 | Central HP <5.4 tons | MIDEA | HRCU-A-C (Split System: Heat Pump with Remote Outdoor Unit with No Indoor Fan --Air Source) | MOVB-36HDN1-M20G |  |  | MC**4248BNTF |  | 32000 | 15.2 | 9 | 34000 | 24000 | 70.59% | 1.86 | 0 | 11.5 |  |  |  | No | R-410A | 2.6667 | Residential & Commercial | Ducted CEE Tier 1
215433939 | Central HP <5.4 tons | AMANA | HRCU-A-CB (Split System: Heat Pump with Remote Outdoor Unit-Air-Source) | AZV7SA4210A* |  |  | CHPEA6030*3A*+MBVK16CP1X00A* |  | 41000 | 17.5 | 8.8 | 41000 | 31000 | 75.61% | 2 | 0 | 10 |  |  |  | No | R-32 | 3.4167 | Residential & Commercial | Ducted CEE Tier 1
215433940 | Central HP <5.4 tons | AMANA | HRCU-A-CB (Split System: Heat Pump with Remote Outdoor Unit-Air-Source) | AZV7SA4210A* |  |  | CHPEA6030*3A*+MBVK20DP1X00A* |  | 41000 | 17.5 | 8.8 | 41000 | 31000 | 75.61% | 2 | 0 | 10 |  |  |  | No | R-32 | 3.4167 | Residential & Commercial | Ducted CEE Tier 1
215434274 | Central HP <5.4 tons | AMANA | HRCU-A-CB (Split System: Heat Pump with Remote Outdoor Unit-Air-Source) | AZV7SA4210A* |  |  | CA*EA6030*3A* | A*VS960805CUA* | 40500 | 16.5 | 8.8 | 41000 | 31000 | 75.61% | 2 | 0 | 10 |  |  |  | No | R-32 | 3.375 | Residential & Commercial | Ducted CEE Tier 1
215434290 | Central HP <5.4 tons | AMANA | HRCU-A-CB (Split System: Heat Pump with Remote Outdoor Unit-Air-Source) | AZV7SA4210A* |  |  | CHPEA4830*3A* | A*VT800805D*A* | 40500 | 17 | 8.6 | 41000 | 31000 | 75.61% | 2 | 0 | 10 |  |  |  | No | R-32 | 3.375 | Residential & Commercial | Ducted CEE Tier 1
216057007 | Central HP <5.4 tons | AMERICAN STANDARD | HRCU-A-CB (Split System: Heat Pump with Remote Outdoor Unit-Air-Source) | 5A6V8X36A1 |  |  | 5TAMXD06AV41 |  | 33200 | 17.5 | 8.5 | 33400 | 25400 | 76.05% | 2.1 | 0 | 10.5 |  |  |  | No | R-454B | 2.7667 | Residential & Commercial | Ducted CEE Tier 1
214814483 | Central HP <5.4 tons | MIDEA | HRCU-A-CB (Split System: Heat Pump with Remote Outdoor Unit-Air-Source) | MOVA-60HDN10-M20G |  |  | MC**4248BN10TH | MGV96U080B3C | 43000 | 16 | 9.5 | 46000 | 40500 | 88.04% | 1.8 | 0 | 11.7 |  |  |  | No | R-454B | 3.5833 | Residential & Commercial | Ducted CEE Tier 1
214814485 | Central HP <5.4 tons | MIDEA | HRCU-A-CB (Split System: Heat Pump with Remote Outdoor Unit-Air-Source) | MOVA-60HDN10-M20G |  |  | MC**4248CN10TH | MGV96U100C5C | 44000 | 16.5 | 9.5 | 47000 | 43000 | 91.49% | 2 | 0 | 11.7 |  |  |  | No | R-454B | 3.6667 | Residential & Commercial | Ducted CEE Tier 1
214814486 | Central HP <5.4 tons | MIDEA | HRCU-A-CB (Split System: Heat Pump with Remote Outdoor Unit-Air-Source) | MOVA-60HDN10-M20G |  |  | MC**4248DN10TH | MGV96U100D5C | 44500 | 16.5 | 9.5 | 47000 | 43000 | 91.49% | 2 | 0 | 11.7 |  |  |  | No | R-454B | 3.7083 | Residential & Commercial | Ducted CEE Tier 1
211227792 | Central HP <5.4 tons | COMFORTMAKER | HRCU-A-CB (Split System: Heat Pump with Remote Outdoor Unit-Air-Source) | DLCURAH36ABK |  |  | EA*4X42L24A* | *80ES(N,L)0902120A* | 36000 | 16 | 8.1 | 39500 | 35000 | 88.61% | 1.92 | 0 | 10 |  |  |  | No | R-410A | 3 | Residential & Commercial | Ducted CEE Tier 1
212383306 | Central HP <5.4 tons | COMFORTMAKER | HRCU-A-CB (Split System: Heat Pump with Remote Outdoor Unit-Air-Source) | DLCURAH36ABK |  |  | EA*4X36L21A* | *80ES(N,L)0902116A* | 35600 | 16 | 8.1 | 39500 | 35200 | 89.11% | 1.84 | 0 | 10 |  |  |  | No | R-410A | 2.9667 | Residential & Commercial | Ducted CEE Tier 1
212383404 | Central HP <5.4 tons | COMFORTMAKER | HRCU-A-CB (Split System: Heat Pump with Remote Outdoor Unit-Air-Source) | DLCURAH36ABK |  |  | EA*4X37L21A* | *80ES(N,L)0701716A* | 36600 | 15.5 | 8.5 | 39000 | 34800 | 89.23% | 2.1 | 0 | 10 |  |  |  | No | R-410A | 3.05 | Residential & Commercial | Ducted CEE Tier 1
215434025 | Central HP <5.4 tons | AMANA | HRCU-A-CB (Split System: Heat Pump with Remote Outdoor Unit-Air-Source) | AZV7SA2410A* |  |  | CA*EA3022*3A* | A*VM970804CNA* | 23200 | 19 | 8.6 | 23200 | 17000 | 73.28% | 2 | 0 | 11 |  |  |  | No | R-32 | 1.9333 | Residential & Commercial | Ducted CEE Tier 1
215434040 | Central HP <5.4 tons | AMANA | HRCU-A-CB (Split System: Heat Pump with Remote Outdoor Unit-Air-Source) | AZV7SA2410A* |  |  | CA*EA3022*3A* | A*VT961005CNA* | 23200 | 19 | 8.6 | 23200 | 17000 | 73.28% | 2 | 0 | 11 |  |  |  | No | R-32 | 1.9333 | Residential & Commercial | Ducted CEE Tier 1
215434057 | Central HP <5.4 tons | AMANA | HRCU-A-CB (Split System: Heat Pump with Remote Outdoor Unit-Air-Source) | AZV7SA2410A* |  |  | CA*EA3626*3A* | A*VT960803BNA* | 23200 | 19 | 8.6 | 23200 | 17000 | 73.28% | 2 | 0 | 11 |  |  |  | No | R-32 | 1.9333 | Residential & Commercial | Ducted CEE Tier 1
215434059 | Central HP <5.4 tons | AMANA | HRCU-A-CB (Split System: Heat Pump with Remote Outdoor Unit-Air-Source) | AZV7SA2410A* |  |  | CA*EA3626*3A* | A*VT961005CNA* | 23200 | 19 | 8.6 | 23200 | 17000 | 73.28% | 2 | 0 | 11 |  |  |  | No | R-32 | 1.9333 | Residential & Commercial | Ducted CEE Tier 1
213772698 | Central HP <5.4 tons | AIRQUEST | HRCU-A-CB (Split System: Heat Pump with Remote Outdoor Unit-Air-Source) | HVH825GKA3* |  |  | EA*4X24L17A*+WALLCON | *96CTN0601714B* | 23200 | 16 | 8.1 | 22000 | 16800 | 76.36% | 1.88 | 0 | 10 |  |  |  | No | R-410A | 1.9333 | Residential & Commercial | Ducted CEE Tier 1
215798837 | Central HP <5.4 tons | INNOVAIR | HRCU-A-CB (Split System: Heat Pump with Remote Outdoor Unit-Air-Source) | SHV36H2BA |  |  | SAV36BDA |  | 36000 | 16.5 | 8.2 | 37000 | 32000 | 86.49% | 1.85 | 0 | 10 |  |  |  | No | R-454B | 3 | Residential & Commercial | Ducted CEE Tier 1
215434387 | Central HP <5.4 tons | AMANA | HRCU-A-CB (Split System: Heat Pump with Remote Outdoor Unit-Air-Source) | AZV7SA4810A* |  |  | CA*EA6030*3A* | A*VS800805CUA* | 45500 | 16.5 | 8.8 | 47000 | 33600 | 71.49% | 2 | 0 | 10 |  |  |  | No | R-32 | 3.7917 | Residential & Commercial | Ducted CEE Tier 1
215434396 | Central HP <5.4 tons | AMANA | HRCU-A-CB (Split System: Heat Pump with Remote Outdoor Unit-Air-Source) | AZV7SA4810A* |  |  | CA*EA6030*3A* | A*VT800805D*A* | 45500 | 17 | 8.8 | 47000 | 33600 | 71.49% | 2 | 0 | 10 |  |  |  | No | R-32 | 3.7917 | Residential & Commercial | Ducted CEE Tier 1
213386886 | Central HP <5.4 tons | INNOVAIR | HRCU-A-C (Split System: Heat Pump with Remote Outdoor Unit with No Indoor Fan --Air Source) | SHV24H2R20* |  |  | MAC24H1418E |  | 20000 | 16.3 | 10.2 | 25000 | 20000 | 80% | 2 | 0 | 11.7 |  |  |  | No | R-410A | 1.6667 | Residential & Commercial | Ducted CEE Tier 1
213348324 | Central HP <5.4 tons | KERR | HRCU-A-CB (Split System: Heat Pump with Remote Outdoor Unit-Air-Source) | A-KCD30SA-1 |  |  | B-VCD30SA-1 |  | 30000 | 16.2 | 8.9 | 33000 | 24000 | 72.73% | 1.8 | 11 | 10 |  |  |  | No | R-410A | 2.5 | Residential & Commercial | Ducted CEE Tier 1
212940791 | Central HP <5.4 tons | COMFORTSTAR | HRCU-A-CB (Split System: Heat Pump with Remote Outdoor Unit-Air-Source) | CPH30CD(O) |  |  | AHU30-SG2 |  | 30000 | 16.2 | 8.9 | 33000 | 24000 | 72.73% | 1.8 | 11 | 10 |  |  |  | No | R-410A | 2.5 | Residential & Commercial | Ducted CEE Tier 1
213363370 | Central HP <5.4 tons | INNOVAIR | HRCU-A-CB (Split System: Heat Pump with Remote Outdoor Unit-Air-Source) | SHV30H2R20 |  |  | FEV30H2R19 |  | 28000 | 18.2 | 8.8 | 30000 | 26000 | 86.67% | 1.8 | 0 | 11.7 |  |  |  | No | R-410A | 2.3333 | Residential & Commercial | Ducted CEE Tier 1
213258062 | Central HP <5.4 tons | LENNOX | HRCU-A-CB (Split System: Heat Pump with Remote Outdoor Unit-Air-Source) | SL25XPV-036-230A** |  |  | CRX35-50/60C-**-*+TDR | SLP99DF090XV48C* | 34200 | 22 | 9.4 | 36000 | 29000 | 80.56% | 1.84 | 0 | 13.4 |  |  |  | No | R-410A | 2.85 | Residential & Commercial | Ducted CEE Tier 1
215429061 | Central HP <5.4 tons | AMERICAN STANDARD | HRCU-A-CB (Split System: Heat Pump with Remote Outdoor Unit-Air-Source) | 4A6V0X60A1 |  |  | TEM6A0C48H41+TDR+RP |  | 53000 | 19 | 8.2 | 53000 | 38500 | 72.64% | 1.79 | 0 | 11.7 |  |  |  | No | R-410A | 4.4167 | Residential & Commercial | Ducted CEE Tier 1
212614975 | Central HP <5.4 tons | AMANA | HRCU-A-CB (Split System: Heat Pump with Remote Outdoor Unit-Air-Source) | ASZS60241EA* |  |  | CA*EA3026*4A* | A*VC960403BNB* | 23000 | 17 | 8.6 | 23000 | 16100 | 70% | 2 | 0 | 10 |  |  |  | No | R-410A | 1.9167 | Residential & Commercial | Ducted CEE Tier 1
215218935 | Central HP <5.4 tons | MIDEA | HRCU-A-CB (Split System: Heat Pump with Remote Outdoor Unit-Air-Source) | MOVB-24HDN10-M16G |  |  | MVMP24B2MN10TA |  | 24000 | 15.2 | 8.5 | 24000 | 17000 | 70.83% | 1.8 | 0 | 10.6 |  |  |  | No | R-454B | 2 | Residential & Commercial | Ducted CEE Tier 1
216032527 | Central HP <5.4 tons | MIDEA | HRCU-A-CB (Split System: Heat Pump with Remote Outdoor Unit-Air-Source) | MDV-V36WMN10T |  |  | MCPM3036BN10OH+TXV | MGV96U080B3C | 34000 | 16 | 8.9 | 36000 | 36000 | 100% | 1.9 | 0 | 10.2 |  |  |  | No | R-454B | 2.8333 | Residential & Commercial | Ducted CEE Tier 1
215675492 | Central HP <5.4 tons | TEMPSTAR | HRCU-A-CB (Split System: Heat Pump with Remote Outdoor Unit-Air-Source) | T5H0V48*K*AAA* |  |  | EVM5X48M21A*+WALLCON | *96CTN1002122B* | 47000 | 18.5 | 9 | 50000 | 36400 | 72.8% | 2 | 0 | 10 |  |  |  | No | R-454B | 3.9167 | Residential & Commercial | Ducted CEE Tier 1
215675842 | Central HP <5.4 tons | TEMPSTAR | HRCU-A-CB (Split System: Heat Pump with Remote Outdoor Unit-Air-Source) | T5H0V48*K*AAA* |  |  | EVM5X60M21A*+WALLCON | *96CTN1002122B* | 48000 | 19 | 9 | 50000 | 36800 | 73.6% | 2 | 0 | 10 |  |  |  | No | R-454B | 4 | Residential & Commercial | Ducted CEE Tier 1
215669725 | Central HP <5.4 tons | AIRQUEST | HRCU-A-CB (Split System: Heat Pump with Remote Outdoor Unit-Air-Source) | H5H0V36*K*AAA* |  |  | EA*5X61M24A*+WALLCON | *96CTN1002122B* | 35000 | 18.5 | 9 | 34400 | 24800 | 72.09% | 1.92 | 0 | 10.5 |  |  |  | No | R-454B | 2.9167 | Residential & Commercial | Ducted CEE Tier 1
212384457 | Central HP <5.4 tons | COMFORTMAKER | HRCU-A-CB (Split System: Heat Pump with Remote Outdoor Unit-Air-Source) | DLCURAH36ABK |  |  | EN(A,D,W)4X42L21** | *95ESN1002122A* | 36600 | 15.2 | 8.1 | 40000 | 35200 | 88% | 1.92 | 0 | 10 |  |  |  | No | R-410A | 3.05 | Residential & Commercial | Ducted CEE Tier 1
211228251 | Central HP <5.4 tons | COMFORTMAKER | HRCU-A-CB (Split System: Heat Pump with Remote Outdoor Unit-Air-Source) | DLCURAH36ABK |  |  | EA*4X43L21A* | *80ES(N,L)0901714A* | 37000 | 16 | 8.5 | 38500 | 34800 | 90.39% | 2.1 | 0 | 10 |  |  |  | No | R-410A | 3.0833 | Residential & Commercial | Ducted CEE Tier 1
211228287 | Central HP <5.4 tons | COMFORTMAKER | HRCU-A-CB (Split System: Heat Pump with Remote Outdoor Unit-Air-Source) | DLCURAH36ABK |  |  | EA*4X43L21A* | *80ES(N,L)1102120A* | 37000 | 16 | 8.5 | 38500 | 34800 | 90.39% | 2.12 | 0 | 10 |  |  |  | No | R-410A | 3.0833 | Residential & Commercial | Ducted CEE Tier 1
215319103 | Central HP <5.4 tons | TEMPSTAR | HRCU-A-CB (Split System: Heat Pump with Remote Outdoor Unit-Air-Source) | D5CSRAH18AAK |  |  | D5FSAAH18XBK |  | 18000 | 18.5 | 9.8 | 18000 | 13000 | 72.22% | 2.3 | 0 | 12.2 |  |  |  | No | R-454B | 1.5 | Residential & Commercial | Ducted CEE Tier 1
213372368 | Central HP <5.4 tons | SURE | HRCU-A-CB (Split System: Heat Pump with Remote Outdoor Unit-Air-Source) | SP18AZ24AJVC |  |  | TCFZ2421HEAAM | S951V0603A17UHU | 22800 | 20 | 8.5 | 22800 | 26200 | 114.9% | 2.1 | 0 | 12.5 |  |  |  | No | R-410A | 1.9 | Residential & Commercial | Ducted CEE Tier 1
212609310 | Central HP <5.4 tons | SURE | HRCU-A-CB (Split System: Heat Pump with Remote Outdoor Unit-Air-Source) | SP18AZ24AJVC |  |  | TCFZ2421HEAAM | S802V0754A17UHN | 22800 | 19 | 8.5 | 22800 | 26000 | 114% | 2.1 | 0 | 12.5 |  |  |  | No | R-410A | 1.9 | Residential & Commercial | Ducted CEE Tier 1
215670619 | Central HP <5.4 tons | AIRQUEST | HRCU-A-CB (Split System: Heat Pump with Remote Outdoor Unit-Air-Source) | H5H0V36*K*AAA* |  |  | FCMA5B60L0D*+WALLCON |  | 35400 | 19.5 | 9.5 | 34000 | 24400 | 71.76% | 2.04 | 0 | 11.5 |  |  |  | No | R-454B | 2.95 | Residential & Commercial | Ducted CEE Tier 1
215670599 | Central HP <5.4 tons | AIRQUEST | HRCU-A-CB (Split System: Heat Pump with Remote Outdoor Unit-Air-Source) | H5H0V36*K*AAA* |  |  | ESH5X60M12A*+WALLCON | *96CTN1202422B* | 34600 | 17 | 8.5 | 34600 | 24800 | 71.68% | 1.92 | 0 | 10 |  |  |  | No | R-454B | 2.8833 | Residential & Commercial | Ducted CEE Tier 1
215434389 | Central HP <5.4 tons | AMANA | HRCU-A-CB (Split System: Heat Pump with Remote Outdoor Unit-Air-Source) | AZV7SA4810A* |  |  | CA*EA6030*3A* | A*VT800805C*A* | 45500 | 16.5 | 8.8 | 47000 | 33600 | 71.49% | 2 | 0 | 10 |  |  |  | No | R-32 | 3.7917 | Residential & Commercial | Ducted CEE Tier 1
215434405 | Central HP <5.4 tons | AMANA | HRCU-A-CB (Split System: Heat Pump with Remote Outdoor Unit-Air-Source) | AZV7SA4810A* |  |  | CHPEA4830*3A* | A*VT960804CNA* | 45500 | 16.2 | 8.5 | 46000 | 33600 | 73.04% | 2 | 0 | 10 |  |  |  | No | R-32 | 3.7917 | Residential & Commercial | Ducted CEE Tier 1
215434421 | Central HP <5.4 tons | AMANA | HRCU-A-CB (Split System: Heat Pump with Remote Outdoor Unit-Air-Source) | AZV7SA4810A* |  |  | CHPEA6030*3A* | A*VM971005CNA* | 45500 | 16.2 | 8.5 | 46500 | 33600 | 72.26% | 2 | 0 | 10 |  |  |  | No | R-32 | 3.7917 | Residential & Commercial | Ducted CEE Tier 1
215434423 | Central HP <5.4 tons | AMANA | HRCU-A-CB (Split System: Heat Pump with Remote Outdoor Unit-Air-Source) | AZV7SA4810A* |  |  | CHPEA6030*3A* | A*VT961005DNA* | 45500 | 16.5 | 8.5 | 46500 | 33600 | 72.26% | 2 | 0 | 10 |  |  |  | No | R-32 | 3.7917 | Residential & Commercial | Ducted CEE Tier 1
213258061 | Central HP <5.4 tons | LENNOX | HRCU-A-CB (Split System: Heat Pump with Remote Outdoor Unit-Air-Source) | SL25XPV-036-230A** |  |  | CRX35-50/60C-**-*+TDR | SLP99DF090XV36C* | 34200 | 22 | 9.4 | 36000 | 29000 | 80.56% | 1.86 | 0 | 13.5 |  |  |  | No | R-410A | 2.85 | Residential & Commercial | Ducted CEE Tier 1
214065602 | Central HP <5.4 tons | MIDEA | HRCU-A-CB (Split System: Heat Pump with Remote Outdoor Unit-Air-Source) | MDV-V36WMN1TE |  |  | MHVE30B1MN1TA |  | 30000 | 15.2 | 9 | 30000 | 21000 | 70% | 1.8 | 0 | 11 |  |  |  | No | R-410A | 2.5 | Residential & Commercial | Ducted CEE Tier 1
216574984 | Central HP <5.4 tons | MIDEA | HRCU-A-CB (Split System: Heat Pump with Remote Outdoor Unit-Air-Source) | MOVB-36HDN10-M16G |  |  | MHVE30B1MN10TB |  | 28600 | 16 | 8.5 | 29400 | 21000 | 71.43% | 1.8 | 0 | 11.7 |  |  |  | No | R-454B | 2.3833 | Residential & Commercial | Ducted CEE Tier 1
215669255 | Central HP <5.4 tons | AIRQUEST | HRCU-A-CB (Split System: Heat Pump with Remote Outdoor Unit-Air-Source) | H5H0V36*K*AAA* |  |  | EA*5X48M21A*+WALLCON | *97CMN1002122B* | 33800 | 18 | 9 | 35000 | 25000 | 71.43% | 1.9 | 0 | 10 |  |  |  | No | R-454B | 2.8167 | Residential & Commercial | Ducted CEE Tier 1
214066809 | Central HP <5.4 tons | RUUD | HRCU-A-CB (Split System: Heat Pump with Remote Outdoor Unit-Air-Source) | RD17AZ36AJ3N |  |  | RCFZ3621MTANM | R802V0754A17DZ | 34200 | 18 | 8.1 | 34200 | 29600 | 86.55% | 1.9 | 0 | 10 |  |  |  | No | R-410A | 2.85 | Residential & Commercial | Ducted CEE Tier 1
214066876 | Central HP <5.4 tons | RUUD | HRCU-A-CB (Split System: Heat Pump with Remote Outdoor Unit-Air-Source) | RD17AZ36AJ3N |  |  | RCFZ3621MTANM | U98MV1005A21UPS | 34200 | 18 | 8.1 | 34200 | 29600 | 86.55% | 1.9 | 0 | 10 |  |  |  | No | R-410A | 2.85 | Residential & Commercial | Ducted CEE Tier 1
215218943 | Central HP <5.4 tons | MIDEA | HRCU-A-CB (Split System: Heat Pump with Remote Outdoor Unit-Air-Source) | MOVB-60HDN10-M16G |  |  | MC**4248DN10TH | MGV96U100D5C | 45500 | 16 | 8.5 | 47000 | 33000 | 70.21% | 1.85 | 0 | 10.5 |  |  |  | No | R-454B | 3.7917 | Residential & Commercial | Ducted CEE Tier 1
212614991 | Central HP <5.4 tons | AMANA | HRCU-A-CB (Split System: Heat Pump with Remote Outdoor Unit-Air-Source) | ASZS60361EA* |  |  | CA*EA6030*4A* | A*VM971205DNB* | 34200 | 17.5 | 8.6 | 34200 | 30000 | 87.72% | 2 | 0 | 10 |  |  |  | No | R-410A | 2.85 | Residential & Commercial | Ducted CEE Tier 1
216599682 | Central HP <5.4 tons | AMERICAN STANDARD | HRCU-A-CB (Split System: Heat Pump with Remote Outdoor Unit-Air-Source) | 5A6V8X24A1 |  |  | 5PX*BD06AS3 | S9V2B080D4PSC+LRP | 22000 | 18.1 | 8.5 | 23600 | 18700 | 79.24% | 2.2 | 0 | 11.5 |  |  |  | No | R-454B | 1.8333 | Residential & Commercial | Ducted CEE Tier 1
213773498 | Central HP <5.4 tons | AIRQUEST | HRCU-A-CB (Split System: Heat Pump with Remote Outdoor Unit-Air-Source) | HVH825GKA3* |  |  | EA*4X42L24A*+WALLCON | *80CTL0902120B* | 23800 | 16.5 | 8.1 | 21400 | 16600 | 77.57% | 1.96 | 0 | 10.5 |  |  |  | No | R-410A | 1.9833 | Residential & Commercial | Ducted CEE Tier 1
215319102 | Central HP <5.4 tons | TEMPSTAR | HRCU-A-CB (Split System: Heat Pump with Remote Outdoor Unit-Air-Source) | D5CSHAH33AAK |  |  | D5FSAAH36XBK |  | 33000 | 16.7 | 10 | 35000 | 34000 | 97.14% | 2 | 0 | 11.7 |  |  |  | No | R-454B | 2.75 | Residential & Commercial | Ducted CEE Tier 1
214065601 | Central HP <5.4 tons | MIDEA | HRCU-A-CB (Split System: Heat Pump with Remote Outdoor Unit-Air-Source) | MDV-V36WMN1TE |  |  | MHVE36B1MN1TA |  | 36000 | 15.2 | 9 | 36000 | 25200 | 70% | 1.8 | 0 | 10.6 |  |  |  | No | R-410A | 3 | Residential & Commercial | Ducted CEE Tier 1
215439708 | Central HP <5.4 tons | AMANA | HRCU-A-CB (Split System: Heat Pump with Remote Outdoor Unit-Air-Source) | AZV6SA1810A* |  |  | CA*EA3022*3A* | A*VS800604BUA* | 17000 | 19 | 8.8 | 16800 | 13000 | 77.38% | 2.1 | 0 | 12 |  |  |  | No | R-32 | 1.4167 | Residential & Commercial | Ducted CEE Tier 1
215439710 | Central HP <5.4 tons | AMANA | HRCU-A-CB (Split System: Heat Pump with Remote Outdoor Unit-Air-Source) | AZV6SA1810A* |  |  | CA*EA3022*3A* | A*VM970804CNA* | 17000 | 19 | 8.8 | 16800 | 13000 | 77.38% | 2.1 | 0 | 12 |  |  |  | No | R-32 | 1.4167 | Residential & Commercial | Ducted CEE Tier 1
212404698 | Central HP <5.4 tons | CONTINENTAL | HRCU-A-CB (Split System: Heat Pump with Remote Outdoor Unit-Air-Source) | WSEHV2436RA1-C |  |  | H,DE33(6,9)36 | WPV060T3AA | 22000 | 17 | 8.5 | 25000 | 17500 | 70% | 1.8 | 0 | 10 |  |  |  | No | R-410A | 1.8333 | Residential & Commercial | Ducted CEE Tier 1
213773548 | Central HP <5.4 tons | AIRQUEST | HRCU-A-CB (Split System: Heat Pump with Remote Outdoor Unit-Air-Source) | HVH825GKA3* |  |  | EA*4X42L24A*+WALLCON | *96CTN1002122B* | 23800 | 16.5 | 8.1 | 21400 | 16600 | 77.57% | 1.96 | 0 | 11 |  |  |  | No | R-410A | 1.9833 | Residential & Commercial | Ducted CEE Tier 1
213778728 | Central HP <5.4 tons | AIRQUEST | HRCU-A-CB (Split System: Heat Pump with Remote Outdoor Unit-Air-Source) | HVH837GKA** |  |  | EA*4X36L17A*+WALLCON | *80CTL0451712B* | 31200 | 16.5 | 8.1 | 33400 | 24600 | 73.65% | 1.8 | 0 | 10.5 |  |  |  | No | R-410A | 2.6 | Residential & Commercial | Ducted CEE Tier 1
215434030 | Central HP <5.4 tons | AMANA | HRCU-A-CB (Split System: Heat Pump with Remote Outdoor Unit-Air-Source) | AZV7SA2410A* |  |  | CA*EA3022*3A* | A*VS960805CUA* | 23200 | 19 | 8.6 | 23200 | 17000 | 73.28% | 2 | 0 | 11 |  |  |  | No | R-32 | 1.9333 | Residential & Commercial | Ducted CEE Tier 1
215434071 | Central HP <5.4 tons | AMANA | HRCU-A-CB (Split System: Heat Pump with Remote Outdoor Unit-Air-Source) | AZV7SA2410A* |  |  | CHPEA3026*3A* | A*VT800804C*A* | 23200 | 19 | 8.6 | 23200 | 17000 | 73.28% | 2 | 0 | 11 |  |  |  | No | R-32 | 1.9333 | Residential & Commercial | Ducted CEE Tier 1
215679422 | Central HP <5.4 tons | TEMPSTAR | HRCU-A-CB (Split System: Heat Pump with Remote Outdoor Unit-Air-Source) | T5H0V36*K*AAA* |  |  | EA*5X43M21A*+WALLCON | *96CTN0802120B* | 34400 | 18 | 9 | 35400 | 25200 | 71.19% | 1.88 | 0 | 10 |  |  |  | No | R-454B | 2.8667 | Residential & Commercial | Ducted CEE Tier 1
216599668 | Central HP <5.4 tons | AMERICAN STANDARD | HRCU-A-CB (Split System: Heat Pump with Remote Outdoor Unit-Air-Source) | 5A6V8X36A1 |  |  | 5TXCB006AS3+P0V0B000M40SD+LRP |  | 33000 | 18.1 | 8.5 | 33200 | 25400 | 76.51% | 2.1 | 0 | 10.5 |  |  |  | No | R-454B | 2.75 | Residential & Commercial | Ducted CEE Tier 1
216057005 | Central HP <5.4 tons | AMERICAN STANDARD | HRCU-A-CB (Split System: Heat Pump with Remote Outdoor Unit-Air-Source) | 5A6V8X36A1 |  |  | 5TAMXD05AV41 |  | 33000 | 17.1 | 8.5 | 33200 | 25200 | 75.9% | 2.1 | 0 | 10.5 |  |  |  | No | R-454B | 2.75 | Residential & Commercial | Ducted CEE Tier 1
213386672 | Central HP <5.4 tons | MIDEA | HRCU-A-CB (Split System: Heat Pump with Remote Outdoor Unit-Air-Source) | MOVB-60HDN1-M18M |  |  | MC**3036ANTD | MGH96M060B3A | 34000 | 16.5 | 8.5 | 34400 | 24200 | 70.35% | 1.8 | 0 | 11.7 |  |  |  | No | R-410A | 2.8333 | Residential & Commercial | Ducted CEE Tier 1
216599678 | Central HP <5.4 tons | AMERICAN STANDARD | HRCU-A-CB (Split System: Heat Pump with Remote Outdoor Unit-Air-Source) | 5A6V8X24A1 |  |  | 5PX*B003AS3 | S9V2B080U4PSC+LRP | 21400 | 18.1 | 8.5 | 24400 | 18900 | 77.46% | 2.2 | 0 | 11.2 |  |  |  | No | R-454B | 1.7833 | Residential & Commercial | Ducted CEE Tier 1
213778748 | Central HP <5.4 tons | AIRQUEST | HRCU-A-CB (Split System: Heat Pump with Remote Outdoor Unit-Air-Source) | HVH837GKA** |  |  | EA*4X36L17A*+WALLCON | *80CTL0701716B* | 31400 | 16.5 | 8.1 | 33400 | 24400 | 73.05% | 1.82 | 0 | 10.5 |  |  |  | No | R-410A | 2.6167 | Residential & Commercial | Ducted CEE Tier 1
213773718 | Central HP <5.4 tons | AIRQUEST | HRCU-A-CB (Split System: Heat Pump with Remote Outdoor Unit-Air-Source) | HVH825GKA3* |  |  | EA*4X48L21A*+WALLCON | *80CTL0902120B* | 24000 | 17 | 8.1 | 21000 | 16500 | 78.57% | 2.02 | 0 | 11 |  |  |  | No | R-410A | 2 | Residential & Commercial | Ducted CEE Tier 1
213778798 | Central HP <5.4 tons | AIRQUEST | HRCU-A-CB (Split System: Heat Pump with Remote Outdoor Unit-Air-Source) | HVH837GKA** |  |  | EA*4X36L17A*+WALLCON | *96CTN0601714B* | 31200 | 16.5 | 8.1 | 33400 | 24600 | 73.65% | 1.82 | 0 | 10.5 |  |  |  | No | R-410A | 2.6 | Residential & Commercial | Ducted CEE Tier 1
213778948 | Central HP <5.4 tons | AIRQUEST | HRCU-A-CB (Split System: Heat Pump with Remote Outdoor Unit-Air-Source) | HVH837GKA** |  |  | EA*4X37L21A*+WALLCON | *80CTL0701716B* | 32800 | 17 | 8.5 | 33000 | 25200 | 76.36% | 1.96 | 0 | 11 |  |  |  | No | R-410A | 2.7333 | Residential & Commercial | Ducted CEE Tier 1
214066723 | Central HP <5.4 tons | RUUD | HRCU-A-CB (Split System: Heat Pump with Remote Outdoor Unit-Air-Source) | RD17AZ36AJ3N |  |  | RCFZ3621MTANM | U802VA050317M | 34200 | 18 | 8.1 | 34200 | 29600 | 86.55% | 1.9 | 0 | 10 |  |  |  | No | R-410A | 2.85 | Residential & Commercial | Ducted CEE Tier 1
215669575 | Central HP <5.4 tons | AIRQUEST | HRCU-A-CB (Split System: Heat Pump with Remote Outdoor Unit-Air-Source) | H5H0V36*K*AAA* |  |  | EA*5X61M21A*+WALLCON | *97CMN1002122B* | 34800 | 18.5 | 9 | 34400 | 24800 | 72.09% | 1.92 | 0 | 10.5 |  |  |  | No | R-454B | 2.9 | Residential & Commercial | Ducted CEE Tier 1
215669625 | Central HP <5.4 tons | AIRQUEST | HRCU-A-CB (Split System: Heat Pump with Remote Outdoor Unit-Air-Source) | H5H0V36*K*AAA* |  |  | EA*5X61M24A*+WALLCON | *80CTL0702120B* | 34800 | 18.5 | 9 | 34400 | 24800 | 72.09% | 1.92 | 0 | 10 |  |  |  | No | R-454B | 2.9 | Residential & Commercial | Ducted CEE Tier 1
215669675 | Central HP <5.4 tons | AIRQUEST | HRCU-A-CB (Split System: Heat Pump with Remote Outdoor Unit-Air-Source) | H5H0V36*K*AAA* |  |  | EA*5X61M24A*+WALLCON | *95CSU1002122B* | 35000 | 18.5 | 9 | 34400 | 24600 | 71.51% | 1.92 | 0 | 10 |  |  |  | No | R-454B | 2.9167 | Residential & Commercial | Ducted CEE Tier 1
215434027 | Central HP <5.4 tons | AMANA | HRCU-A-CB (Split System: Heat Pump with Remote Outdoor Unit-Air-Source) | AZV7SA2410A* |  |  | CA*EA3022*3A* | A*VS800604BUA* | 23200 | 19 | 8.6 | 23200 | 17000 | 73.28% | 2 | 0 | 11 |  |  |  | No | R-32 | 1.9333 | Residential & Commercial | Ducted CEE Tier 1
215434036 | Central HP <5.4 tons | AMANA | HRCU-A-CB (Split System: Heat Pump with Remote Outdoor Unit-Air-Source) | AZV7SA2410A* |  |  | CA*EA3022*3A* | A*VT960403BNA* | 23200 | 19 | 8.6 | 23200 | 17000 | 73.28% | 2 | 0 | 11 |  |  |  | No | R-32 | 1.9333 | Residential & Commercial | Ducted CEE Tier 1
215434045 | Central HP <5.4 tons | AMANA | HRCU-A-CB (Split System: Heat Pump with Remote Outdoor Unit-Air-Source) | AZV7SA2410A* |  |  | CA*EA3626*3A* | A*VS800604BUA* | 23200 | 19 | 8.6 | 23200 | 17000 | 73.28% | 2 | 0 | 11 |  |  |  | No | R-32 | 1.9333 | Residential & Commercial | Ducted CEE Tier 1
215667089 | Central HP <5.4 tons | TEMPSTAR | HRCU-A-CB (Split System: Heat Pump with Remote Outdoor Unit-Air-Source) | T5H0V24*K*AAA* |  |  | EA*5X24M17A*+WALLCON | *97CMN0601714B* | 22800 | 16.5 | 9 | 24000 | 16900 | 70.42% | 1.94 | 0 | 10 |  |  |  | No | R-454B | 1.9 | Residential & Commercial | Ducted CEE Tier 1
213080632 | Central HP <5.4 tons | CARRIER | HRCU-A-CB (Split System: Heat Pump with Remote Outdoor Unit-Air-Source) | 38MURAQ36AB3* |  |  | CNPV*4821AL* | 59SU5B040M17**12 | 35800 | 15.2 | 8.1 | 38500 | 35200 | 91.43% | 2 | 0 | 10 |  |  |  | No | R-410A | 2.9833 | Residential & Commercial | Ducted CEE Tier 1
215319088 | Central HP <5.4 tons | TEMPSTAR | HRCU-A-CB (Split System: Heat Pump with Remote Outdoor Unit-Air-Source) | D5CUHAH48AAK |  |  | D5FUAAH48XAK |  | 48000 | 16.5 | 9.5 | 50000 | 46000 | 92% | 1.9 | 0 | 10.5 |  |  |  | No | R-454B | 4 | Residential & Commercial | Ducted CEE Tier 1
215319104 | Central HP <5.4 tons | TEMPSTAR | HRCU-A-CB (Split System: Heat Pump with Remote Outdoor Unit-Air-Source) | D5CSRAH24AAK |  |  | D5FSAAH24XBK |  | 24000 | 19.8 | 9 | 25000 | 18000 | 72% | 2.2 | 0 | 11.7 |  |  |  | No | R-454B | 2 | Residential & Commercial | Ducted CEE Tier 1
216599666 | Central HP <5.4 tons | AMERICAN STANDARD | HRCU-A-CB (Split System: Heat Pump with Remote Outdoor Unit-Air-Source) | 5A6V8X36A1 |  |  | 5TXCB004AS3+P0V0B000M40SD+LRP |  | 32000 | 18.1 | 8.5 | 32600 | 25400 | 77.91% | 2.1 | 0 | 10 |  |  |  | No | R-454B | 2.6667 | Residential & Commercial | Ducted CEE Tier 1
216057019 | Central HP <5.4 tons | AMERICAN STANDARD | HRCU-A-CB (Split System: Heat Pump with Remote Outdoor Unit-Air-Source) | 5A6V8X60A1 |  |  | 5TAMXD07AV51 |  | 53000 | 18.1 | 8.5 | 54000 | 39000 | 72.22% | 1.9 | 0 | 10 |  |  |  | No | R-454B | 4.4167 | Residential & Commercial | Ducted CEE Tier 1
214814481 | Central HP <5.4 tons | MIDEA | HRCU-A-C (Split System: Heat Pump with Remote Outdoor Unit with No Indoor Fan --Air Source) | MOVA-60HDN10-M20G |  |  | MC**4860CN10TH |  | 52000 | 15.2 | 8.5 | 55000 | 47000 | 85.45% | 1.8 | 0 | 11.2 |  |  |  | No | R-454B | 4.3333 | Residential & Commercial | Ducted CEE Tier 1
213774588 | Central HP <5.4 tons | AIRQUEST | HRCU-A-CB (Split System: Heat Pump with Remote Outdoor Unit-Air-Source) | HVH825GKA3* |  |  | EHD4X48AAL+WALLCON | *80CTL0901716B* | 24400 | 16.5 | 8.1 | 21200 | 16600 | 78.3% | 2 | 0 | 10.5 |  |  |  | No | R-410A | 2.0333 | Residential & Commercial | Ducted CEE Tier 1
213386676 | Central HP <5.4 tons | MIDEA | HRCU-A-CB (Split System: Heat Pump with Remote Outdoor Unit-Air-Source) | MOVB-60HDN1-M18M |  |  | MC**3036CNTD | MGH96M080C4A | 34400 | 16.5 | 8.5 | 34600 | 24400 | 70.52% | 1.82 | 0 | 11.7 |  |  |  | No | R-410A | 2.8667 | Residential & Commercial | Ducted CEE Tier 1
211257729 | Central HP <5.4 tons | CARRIER | HRCU-A-CB (Split System: Heat Pump with Remote Outdoor Unit-Air-Source) | 38MURAQ18AB3* |  |  | CAP**1917AL* | 58SU*A040E17**12 | 19000 | 17 | 8.5 | 18900 | 17400 | 92.06% | 2.14 | 0 | 11 |  |  |  | No | R-410A | 1.5833 | Residential & Commercial | Ducted CEE Tier 1
211257780 | Central HP <5.4 tons | CARRIER | HRCU-A-CB (Split System: Heat Pump with Remote Outdoor Unit-Air-Source) | 38MURAQ18AB3* |  |  | CAP**2417AL* | 58SP*A045V14**12 | 17700 | 16 | 8.5 | 18600 | 19100 | 102.7% | 2.28 | 0 | 10.5 |  |  |  | No | R-410A | 1.475 | Residential & Commercial | Ducted CEE Tier 1
211257814 | Central HP <5.4 tons | CARRIER | HRCU-A-CB (Split System: Heat Pump with Remote Outdoor Unit-Air-Source) | 38MURAQ18AB3* |  |  | CAP**2417AL* | 59TP6B060V17**14 | 17600 | 15.5 | 8.5 | 18600 | 19100 | 102.7% | 2.3 | 0 | 10.5 |  |  |  | No | R-410A | 1.4667 | Residential & Commercial | Ducted CEE Tier 1
211257815 | Central HP <5.4 tons | CARRIER | HRCU-A-CB (Split System: Heat Pump with Remote Outdoor Unit-Air-Source) | 38MURAQ18AB3* |  |  | CAP**2417AL* | 58S(B,C)*A045E14**12 | 18000 | 16 | 8.5 | 18900 | 18900 | 100% | 2.28 | 0 | 10.5 |  |  |  | No | R-410A | 1.5 | Residential & Commercial | Ducted CEE Tier 1
211257831 | Central HP <5.4 tons | CARRIER | HRCU-A-CB (Split System: Heat Pump with Remote Outdoor Unit-Air-Source) | 38MURAQ18AB3* |  |  | CAP**2517AL* | 58SP*A045V14**12 | 18300 | 16.5 | 8.5 | 18100 | 17500 | 96.69% | 2.12 | 0 | 11 |  |  |  | No | R-410A | 1.525 | Residential & Commercial | Ducted CEE Tier 1
216032528 | Central HP <5.4 tons | MIDEA | HRCU-A-CB (Split System: Heat Pump with Remote Outdoor Unit-Air-Source) | MDV-V48WMN10T |  |  | MCPM4860DN10OH+TXV | MGV96U100D5C | 48000 | 16 | 8.9 | 48000 | 40000 | 83.33% | 1.9 | 0 | 10.2 |  |  |  | No | R-454B | 4 | Residential & Commercial | Ducted CEE Tier 1
214771662 | Central HP <5.4 tons | MIDEA | HRCU-A-CB (Split System: Heat Pump with Remote Outdoor Unit-Air-Source) | MOVB-60HDN10-M20G |  |  | MC**4248DN10TH | MGV96U120D5C | 44500 | 17 | 9 | 47000 | 33000 | 70.21% | 1.9 | 0 | 11.7 |  |  |  | No | R-454B | 3.7083 | Residential & Commercial | Ducted CEE Tier 1
214771664 | Central HP <5.4 tons | MIDEA | HRCU-A-CB (Split System: Heat Pump with Remote Outdoor Unit-Air-Source) | MOVB-60HDN10-M20G |  |  | MC**4860DN10TH | MGV96U100D5C | 51500 | 18 | 8.5 | 54000 | 37800 | 70% | 1.9 | 0 | 11.7 |  |  |  | No | R-454B | 4.2917 | Residential & Commercial | Ducted CEE Tier 1
214771659 | Central HP <5.4 tons | MIDEA | HRCU-A-CB (Split System: Heat Pump with Remote Outdoor Unit-Air-Source) | MOVB-60HDN10-M20G |  |  | MC**4248CN10TH | MGV96U080C4C | 42500 | 16 | 8.8 | 44500 | 31400 | 70.56% | 1.8 | 0 | 11.7 |  |  |  | No | R-454B | 3.5417 | Residential & Commercial | Ducted CEE Tier 1
211257847 | Central HP <5.4 tons | CARRIER | HRCU-A-CB (Split System: Heat Pump with Remote Outdoor Unit-Air-Source) | 38MURAQ18AB3* |  |  | CAP**2517AL* | 58SU*A040E17**12 | 19000 | 16.5 | 8.5 | 18600 | 17200 | 92.47% | 2.12 | 0 | 11 |  |  |  | No | R-410A | 1.5833 | Residential & Commercial | Ducted CEE Tier 1
215433918 | Central HP <5.4 tons | AMANA | HRCU-A-CB (Split System: Heat Pump with Remote Outdoor Unit-Air-Source) | AZV7SA3610A* |  |  | CA*EA4830*3A*+MBVK16CP1X00A* |  | 35000 | 19 | 8.5 | 35000 | 28400 | 81.14% | 2 | 0 | 10.5 |  |  |  | No | R-32 | 2.9167 | Residential & Commercial | Ducted CEE Tier 1
215434170 | Central HP <5.4 tons | AMANA | HRCU-A-CB (Split System: Heat Pump with Remote Outdoor Unit-Air-Source) | AZV7SA3610A* |  |  | CA*EA4830*3A* | A*VT960804CNA* | 34800 | 18.5 | 8.5 | 35000 | 28400 | 81.14% | 2 | 0 | 10.5 |  |  |  | No | R-32 | 2.9 | Residential & Commercial | Ducted CEE Tier 1
215434172 | Central HP <5.4 tons | AMANA | HRCU-A-CB (Split System: Heat Pump with Remote Outdoor Unit-Air-Source) | AZV7SA3610A* |  |  | CA*EA4830*3A* | A*VT800805D*A* | 34800 | 18.5 | 8.5 | 35000 | 28400 | 81.14% | 2 | 0 | 10.5 |  |  |  | No | R-32 | 2.9 | Residential & Commercial | Ducted CEE Tier 1
215669315 | Central HP <5.4 tons | AIRQUEST | HRCU-A-CB (Split System: Heat Pump with Remote Outdoor Unit-Air-Source) | H5H0V36*K*AAA* |  |  | EA*5X60M24A*+WALLCON | *80CTL0902120B* | 34400 | 18.5 | 9 | 34200 | 24600 | 71.93% | 1.92 | 0 | 10.5 |  |  |  | No | R-454B | 2.8667 | Residential & Commercial | Ducted CEE Tier 1
215434054 | Central HP <5.4 tons | AMANA | HRCU-A-CB (Split System: Heat Pump with Remote Outdoor Unit-Air-Source) | AZV7SA2410A* |  |  | CA*EA3626*3A* | A*VT801005C*A* | 23200 | 19 | 8.6 | 23200 | 17000 | 73.28% | 2 | 0 | 11 |  |  |  | No | R-32 | 1.9333 | Residential & Commercial | Ducted CEE Tier 1
215434061 | Central HP <5.4 tons | AMANA | HRCU-A-CB (Split System: Heat Pump with Remote Outdoor Unit-Air-Source) | AZV7SA2410A* |  |  | CHPEA3026*3A* | A*VM970803BNA* | 23200 | 19 | 8.6 | 23200 | 17000 | 73.28% | 2 | 0 | 11 |  |  |  | No | R-32 | 1.9333 | Residential & Commercial | Ducted CEE Tier 1
215434070 | Central HP <5.4 tons | AMANA | HRCU-A-CB (Split System: Heat Pump with Remote Outdoor Unit-Air-Source) | AZV7SA2410A* |  |  | CHPEA3026*3A* | A*VT800803B*A* | 23200 | 19 | 8.6 | 23200 | 17000 | 73.28% | 2 | 0 | 11 |  |  |  | No | R-32 | 1.9333 | Residential & Commercial | Ducted CEE Tier 1
215434072 | Central HP <5.4 tons | AMANA | HRCU-A-CB (Split System: Heat Pump with Remote Outdoor Unit-Air-Source) | AZV7SA2410A* |  |  | CHPEA3026*3A* | A*VT800805C*A* | 23200 | 19 | 8.6 | 23200 | 17000 | 73.28% | 2 | 0 | 11 |  |  |  | No | R-32 | 1.9333 | Residential & Commercial | Ducted CEE Tier 1
216569817 | Central HP <5.4 tons | AMERICAN STANDARD | HRCU-A-CB (Split System: Heat Pump with Remote Outdoor Unit-Air-Source) | 5A6V8X24A1 |  |  | 5TAMXB02AV21 |  | 21400 | 18.1 | 8.5 | 23400 | 18600 | 79.49% | 2.1 | 0 | 11.5 |  |  |  | No | R-454B | 1.7833 | Residential & Commercial | Ducted CEE Tier 1
215434307 | Central HP <5.4 tons | AMANA | HRCU-A-CB (Split System: Heat Pump with Remote Outdoor Unit-Air-Source) | AZV7SA4210A* |  |  | CHPEA6030*3A* | A*VT961005DNA* | 40500 | 17 | 8.6 | 41000 | 31000 | 75.61% | 2 | 0 | 10 |  |  |  | No | R-32 | 3.375 | Residential & Commercial | Ducted CEE Tier 1
215434308 | Central HP <5.4 tons | AMANA | HRCU-A-CB (Split System: Heat Pump with Remote Outdoor Unit-Air-Source) | AZV7SA4210A* |  |  | CHPEA6030*3A* | A*VT961205DNA* | 40500 | 17 | 8.6 | 41000 | 31000 | 75.61% | 2 | 0 | 10 |  |  |  | No | R-32 | 3.375 | Residential & Commercial | Ducted CEE Tier 1
215434287 | Central HP <5.4 tons | AMANA | HRCU-A-CB (Split System: Heat Pump with Remote Outdoor Unit-Air-Source) | AZV7SA4210A* |  |  | CHPEA4830*3A* | A*VS960805CUA* | 40500 | 16.5 | 8.6 | 41000 | 31000 | 75.61% | 2 | 0 | 10 |  |  |  | No | R-32 | 3.375 | Residential & Commercial | Ducted CEE Tier 1
215434305 | Central HP <5.4 tons | AMANA | HRCU-A-CB (Split System: Heat Pump with Remote Outdoor Unit-Air-Source) | AZV7SA4210A* |  |  | CHPEA6030*3A* | A*VT960804CNA* | 40500 | 16.5 | 8.6 | 41000 | 31000 | 75.61% | 2 | 0 | 10 |  |  |  | No | R-32 | 3.375 | Residential & Commercial | Ducted CEE Tier 1
215433936 | Central HP <5.4 tons | AMANA | HRCU-A-CB (Split System: Heat Pump with Remote Outdoor Unit-Air-Source) | AZV7SA4210A* |  |  | CA*EA6030*3A*+MBVK20DP1X00A* |  | 41000 | 17.5 | 8.8 | 41000 | 31000 | 75.61% | 2 | 0 | 10 |  |  |  | No | R-32 | 3.4167 | Residential & Commercial | Ducted CEE Tier 1
214771640 | Central HP <5.4 tons | MIDEA | HRCU-A-CB (Split System: Heat Pump with Remote Outdoor Unit-Air-Source) | MOVB-36HDN10-M20G |  |  | MC**2430BN10TH | MGV96U080B3C | 24000 | 18.5 | 9 | 24000 | 17200 | 71.67% | 1.9 | 0 | 12 |  |  |  | No | R-454B | 2 | Residential & Commercial | Ducted CEE Tier 1
211226635 | Central HP <5.4 tons | PAYNE HEATING AND COOLING | HRCU-A-CB (Split System: Heat Pump with Remote Outdoor Unit-Air-Source) | 38MURAQ36AB3* |  |  | CAP**3717AL* | PG92ESAA48080B** | 36800 | 15.2 | 8.5 | 39500 | 35000 | 88.61% | 2.06 | 0 | 10 |  |  |  | No | R-410A | 3.0667 | Residential & Commercial | Ducted CEE Tier 1
212972069 | Central HP <5.4 tons | PAYNE HEATING AND COOLING | HRCU-A-CB (Split System: Heat Pump with Remote Outdoor Unit-Air-Source) | 38MURAQ36AB3* |  |  | CAP**4821AL* | PG80VTLB48090B** | 35800 | 16 | 8.5 | 37800 | 34800 | 92.06% | 2.02 | 0 | 10 |  |  |  | No | R-410A | 2.9833 | Residential & Commercial | Ducted CEE Tier 1
214771650 | Central HP <5.4 tons | MIDEA | HRCU-A-C (Split System: Heat Pump with Remote Outdoor Unit with No Indoor Fan --Air Source) | MOVB-36HDN10-M20G |  |  | MC**2430BN10TH |  | 23400 | 15.2 | 9 | 24000 | 16800 | 70% | 1.9 | 0 | 12 |  |  |  | No | R-454B | 1.95 | Residential & Commercial | Ducted CEE Tier 1
213778998 | Central HP <5.4 tons | AIRQUEST | HRCU-A-CB (Split System: Heat Pump with Remote Outdoor Unit-Air-Source) | HVH837GKA** |  |  | EA*4X37L21A*+WALLCON | *97CMN0601714B* | 32600 | 16.5 | 8.1 | 33200 | 25400 | 76.51% | 1.94 | 0 | 11 |  |  |  | No | R-410A | 2.7167 | Residential & Commercial | Ducted CEE Tier 1
213779048 | Central HP <5.4 tons | AIRQUEST | HRCU-A-CB (Split System: Heat Pump with Remote Outdoor Unit-Air-Source) | HVH837GKA** |  |  | EA*4X37L21A*+WALLCON | *96CTN1002122B* | 33000 | 17 | 8.5 | 32600 | 25000 | 76.69% | 1.98 | 0 | 11.5 |  |  |  | No | R-410A | 2.75 | Residential & Commercial | Ducted CEE Tier 1
211257865 | Central HP <5.4 tons | CARRIER | HRCU-A-CB (Split System: Heat Pump with Remote Outdoor Unit-Air-Source) | 38MURAQ18AB3* |  |  | CAP**2517AL* | 58S(B,C)*A045E14**12 | 18600 | 16.5 | 8.5 | 18400 | 17400 | 94.57% | 2.12 | 0 | 11 |  |  |  | No | R-410A | 1.55 | Residential & Commercial | Ducted CEE Tier 1
211257930 | Central HP <5.4 tons | CARRIER | HRCU-A-CB (Split System: Heat Pump with Remote Outdoor Unit-Air-Source) | 38MURAQ18AB3* |  |  | CAP**3017AL* | 59TP6B060V14**12 | 18000 | 16 | 8.5 | 18600 | 18500 | 99.46% | 2.22 | 0 | 10.5 |  |  |  | No | R-410A | 1.5 | Residential & Commercial | Ducted CEE Tier 1
212383368 | Central HP <5.4 tons | COMFORTMAKER | HRCU-A-CB (Split System: Heat Pump with Remote Outdoor Unit-Air-Source) | DLCURAH36ABK |  |  | EA*4X36L21A* | *80ESU0802120A | 36600 | 15.2 | 8.1 | 40000 | 35400 | 88.5% | 1.88 | 0 | 10 |  |  |  | No | R-410A | 3.05 | Residential & Commercial | Ducted CEE Tier 1
211227440 | Central HP <5.4 tons | COMFORTMAKER | HRCU-A-CB (Split System: Heat Pump with Remote Outdoor Unit-Air-Source) | DLCURAH36ABK |  |  | EA*4X42L21A* | *80ESU0802120A | 36800 | 15.5 | 8.5 | 40000 | 35200 | 88% | 1.96 | 0 | 10 |  |  |  | No | R-410A | 3.0667 | Residential & Commercial | Ducted CEE Tier 1
211227523 | Central HP <5.4 tons | COMFORTMAKER | HRCU-A-CB (Split System: Heat Pump with Remote Outdoor Unit-Air-Source) | DLCURAH36ABK |  |  | EA*4X42L21A* | *92ESN0801716A* | 35400 | 16 | 8.1 | 38500 | 35000 | 90.91% | 1.88 | 0 | 10 |  |  |  | No | R-410A | 2.95 | Residential & Commercial | Ducted CEE Tier 1
212615007 | Central HP <5.4 tons | AMANA | HRCU-A-CB (Split System: Heat Pump with Remote Outdoor Unit-Air-Source) | ASZS60481EA* |  |  | AHVE60DP0400A* |  | 44000 | 17 | 8.6 | 44000 | 31000 | 70.45% | 2 | 0 | 10 |  |  |  | No | R-410A | 3.6667 | Residential & Commercial | Ducted CEE Tier 1
212384279 | Central HP <5.4 tons | COMFORTMAKER | HRCU-A-CB (Split System: Heat Pump with Remote Outdoor Unit-Air-Source) | DLCURAH36ABK |  |  | END4X42L17** | *80ES(N,L)0701712A* | 35800 | 15.2 | 8.1 | 39500 | 35000 | 88.61% | 1.96 | 0 | 10 |  |  |  | No | R-410A | 2.9833 | Residential & Commercial | Ducted CEE Tier 1
215218939 | Central HP <5.4 tons | MIDEA | HRCU-A-CB (Split System: Heat Pump with Remote Outdoor Unit-Air-Source) | MOVB-24HDN10-M16G |  |  | MC**2430BN10TH | MGV96U080B3C | 23600 | 16 | 8.5 | 24000 | 16800 | 70% | 1.8 | 0 | 10.6 |  |  |  | No | R-454B | 1.9667 | Residential & Commercial | Ducted CEE Tier 1
215669445 | Central HP <5.4 tons | AIRQUEST | HRCU-A-CB (Split System: Heat Pump with Remote Outdoor Unit-Air-Source) | H5H0V36*K*AAA* |  |  | EA*5X61M21A*+WALLCON | *80CSU1002120A* | 34800 | 18 | 9 | 34400 | 24800 | 72.09% | 1.9 | 0 | 10 |  |  |  | No | R-454B | 2.9 | Residential & Commercial | Ducted CEE Tier 1
215669545 | Central HP <5.4 tons | AIRQUEST | HRCU-A-CB (Split System: Heat Pump with Remote Outdoor Unit-Air-Source) | H5H0V36*K*AAA* |  |  | EA*5X61M21A*+WALLCON | *97CMN0602120B* | 34600 | 18 | 9 | 34600 | 25000 | 72.25% | 1.9 | 0 | 10 |  |  |  | No | R-454B | 2.8833 | Residential & Commercial | Ducted CEE Tier 1
215669595 | Central HP <5.4 tons | AIRQUEST | HRCU-A-CB (Split System: Heat Pump with Remote Outdoor Unit-Air-Source) | H5H0V36*K*AAA* |  |  | EA*5X61M21A*+WALLCON | *96CTN0801714B* | 34600 | 18 | 9 | 34600 | 25000 | 72.25% | 1.9 | 0 | 10 |  |  |  | No | R-454B | 2.8833 | Residential & Commercial | Ducted CEE Tier 1
215434181 | Central HP <5.4 tons | AMANA | HRCU-A-CB (Split System: Heat Pump with Remote Outdoor Unit-Air-Source) | AZV7SA3610A* |  |  | CA*EA6030*3A* | A*VT800805D*A* | 35000 | 18.5 | 8.5 | 35000 | 28400 | 81.14% | 2 | 0 | 10.5 |  |  |  | No | R-32 | 2.9167 | Residential & Commercial | Ducted CEE Tier 1
213079285 | Central HP <5.4 tons | CARRIER | HRCU-A-CB (Split System: Heat Pump with Remote Outdoor Unit-Air-Source) | 38MURAQ36AB3* |  |  | CNPV*3621AL* | 58SU*B100M21**20 | 35000 | 15.5 | 8.1 | 38500 | 35400 | 91.95% | 1.76 | 0 | 10 |  |  |  | No | R-410A | 2.9167 | Residential & Commercial | Ducted CEE Tier 1
213079603 | Central HP <5.4 tons | CARRIER | HRCU-A-CB (Split System: Heat Pump with Remote Outdoor Unit-Air-Source) | 38MURAQ36AB3* |  |  | CNPV*4217AL* | 59SC2E080M17**16 | 35600 | 16 | 8.1 | 38500 | 35000 | 90.91% | 1.94 | 0 | 10 |  |  |  | No | R-410A | 2.9667 | Residential & Commercial | Ducted CEE Tier 1
213080051 | Central HP <5.4 tons | CARRIER | HRCU-A-CB (Split System: Heat Pump with Remote Outdoor Unit-Air-Source) | 38MURAQ36AB3* |  |  | CAP**4321AL* | 59SC6A080M17**16 | 36400 | 15.5 | 8.5 | 38500 | 35000 | 90.91% | 2.06 | 0 | 10 |  |  |  | No | R-410A | 3.0333 | Residential & Commercial | Ducted CEE Tier 1
214771634 | Central HP <5.4 tons | MIDEA | HRCU-A-CB (Split System: Heat Pump with Remote Outdoor Unit-Air-Source) | MOVB-36HDN10-M20G |  |  | MVME24B2MN10TB |  | 24000 | 20 | 9.5 | 24000 | 17400 | 72.5% | 2 | 0 | 13 |  |  |  | No | R-454B | 2 | Residential & Commercial | Ducted CEE Tier 1
211257964 | Central HP <5.4 tons | CARRIER | HRCU-A-CB (Split System: Heat Pump with Remote Outdoor Unit-Air-Source) | 38MURAQ18AB3* |  |  | CNPV*1814AL* | 58S(B,C)*A045E14**12 | 17800 | 15.5 | 8.5 | 18900 | 19200 | 101.6% | 2.3 | 0 | 10.5 |  |  |  | No | R-410A | 1.4833 | Residential & Commercial | Ducted CEE Tier 1
211257965 | Central HP <5.4 tons | CARRIER | HRCU-A-CB (Split System: Heat Pump with Remote Outdoor Unit-Air-Source) | 38MURAQ18AB3* |  |  | CNPV*1814AL* | 59SC2D060E14**12 | 17800 | 15.5 | 8.5 | 18900 | 19200 | 101.6% | 2.3 | 0 | 10.5 |  |  |  | No | R-410A | 1.4833 | Residential & Commercial | Ducted CEE Tier 1
211258032 | Central HP <5.4 tons | CARRIER | HRCU-A-CB (Split System: Heat Pump with Remote Outdoor Unit-Air-Source) | 38MURAQ18AB3* |  |  | CNPV*2417AL* | 58S(B,C)*A070E14**12 | 17500 | 16 | 8.5 | 18400 | 18800 | 102.2% | 2.26 | 0 | 11 |  |  |  | No | R-410A | 1.4583 | Residential & Commercial | Ducted CEE Tier 1
212384354 | Central HP <5.4 tons | COMFORTMAKER | HRCU-A-CB (Split System: Heat Pump with Remote Outdoor Unit-Air-Source) | DLCURAH36ABK |  |  | END4X42L17** | *80ESU0601716A | 36400 | 15.5 | 8.1 | 39500 | 35000 | 88.61% | 1.98 | 0 | 10 |  |  |  | No | R-410A | 3.0333 | Residential & Commercial | Ducted CEE Tier 1
212383269 | Central HP <5.4 tons | COMFORTMAKER | HRCU-A-CB (Split System: Heat Pump with Remote Outdoor Unit-Air-Source) | DLCURAH36ABK |  |  | EA*4X36L21A* | *80VTL1102122A* | 36000 | 15.5 | 8.1 | 39500 | 35200 | 89.11% | 1.84 | 0 | 10 |  |  |  | No | R-410A | 3 | Residential & Commercial | Ducted CEE Tier 1
212383319 | Central HP <5.4 tons | COMFORTMAKER | HRCU-A-CB (Split System: Heat Pump with Remote Outdoor Unit-Air-Source) | DLCURAH36ABK |  |  | EA*4X36L21A* | *80ES(N,L)0902120A* | 35600 | 16 | 8.1 | 39500 | 35200 | 89.11% | 1.84 | 0 | 10 |  |  |  | No | R-410A | 2.9667 | Residential & Commercial | Ducted CEE Tier 1
211228013 | Central HP <5.4 tons | COMFORTMAKER | HRCU-A-CB (Split System: Heat Pump with Remote Outdoor Unit-Air-Source) | DLCURAH36ABK |  |  | EA*4X42L24A* | *95ESN1002120A* | 36000 | 15.5 | 8.1 | 39500 | 35200 | 89.11% | 1.92 | 0 | 10 |  |  |  | No | R-410A | 3 | Residential & Commercial | Ducted CEE Tier 1
211228132 | Central HP <5.4 tons | COMFORTMAKER | HRCU-A-CB (Split System: Heat Pump with Remote Outdoor Unit-Air-Source) | DLCURAH36ABK |  |  | EA*4X42L24A* | *96VTN1002122A* | 35400 | 16.5 | 8.1 | 38500 | 35000 | 90.91% | 1.88 | 0 | 10 |  |  |  | No | R-410A | 2.95 | Residential & Commercial | Ducted CEE Tier 1
212609348 | Central HP <5.4 tons | SURE | HRCU-A-CB (Split System: Heat Pump with Remote Outdoor Unit-Air-Source) | SP18AZ36AJVC |  |  | TCFZ6021SEAAM | S802V0504A17UHS | 34200 | 19 | 8.5 | 34200 | 43500 | 127.2% | 2.2 | 0 | 12.5 |  |  |  | No | R-410A | 2.85 | Residential & Commercial | Ducted CEE Tier 1
216027613 | Central HP <5.4 tons | INNOVAIR | HRCU-A-CB (Split System: Heat Pump with Remote Outdoor Unit-Air-Source) | SHV24H2BA |  |  | SWV24BDA |  | 24000 | 17.5 | 10.5 | 25000 | 19600 | 78.4% | 1.96 | 0 | 10.8 |  |  |  | No | R-454B | 2 | Residential & Commercial | Ducted CEE Tier 1
212609363 | Central HP <5.4 tons | SURE | HRCU-A-CB (Split System: Heat Pump with Remote Outdoor Unit-Air-Source) | SP18AZ36AJVC |  |  | TCFZ6021SEAAM | S802V0754A17DZ | 34200 | 19 | 8.5 | 34200 | 43500 | 127.2% | 2.2 | 0 | 12.5 |  |  |  | No | R-410A | 2.85 | Residential & Commercial | Ducted CEE Tier 1
213348322 | Central HP <5.4 tons | KERR | HRCU-A-CB (Split System: Heat Pump with Remote Outdoor Unit-Air-Source) | A-KCD18SA-1 |  |  | B-VCD18SA-1 |  | 18000 | 18 | 9.3 | 19000 | 16500 | 86.84% | 2.04 | 12.5 | 12.4 |  |  |  | No | R-410A | 1.5 | Residential & Commercial | Ducted CEE Tier 1
213872259 | Central HP <5.4 tons | AMANA | HRCU-A-CB (Split System: Heat Pump with Remote Outdoor Unit-Air-Source) | ASZS60421EA* |  |  | CA*EA6030*4A* | A*VC800804C*A* | 40000 | 17 | 8.6 | 40000 | 30600 | 76.5% | 2.2 | 0 | 10 |  |  |  | No | R-410A | 3.3333 | Residential & Commercial | Ducted CEE Tier 1
211260152 | Central HP <5.4 tons | CARRIER | HRCU-A-CB (Split System: Heat Pump with Remote Outdoor Unit-Air-Source) | 38MURAQ18AB3* |  |  | CAP**2414AL* | GG96VTAA30040A | 17300 | 16 | 8.5 | 18300 | 19200 | 104.9% | 2.3 | 0 | 10.5 |  |  |  | No | R-410A | 1.4417 | Residential & Commercial | Ducted CEE Tier 1
211228215 | Central HP <5.4 tons | COMFORTMAKER | HRCU-A-CB (Split System: Heat Pump with Remote Outdoor Unit-Air-Source) | DLCURAH36ABK |  |  | EA*4X43L21A* | *80ES(N,L)0451712A* | 36000 | 15.5 | 8.5 | 38500 | 34800 | 90.39% | 2.06 | 0 | 10 |  |  |  | No | R-410A | 3 | Residential & Commercial | Ducted CEE Tier 1
212404711 | Central HP <5.4 tons | NAPOLEON | HRCU-A-CB (Split System: Heat Pump with Remote Outdoor Unit-Air-Source) | NS18HV48A60 |  |  | H,DE37960+TXV | WUV080T4BA | 46000 | 17 | 8.5 | 50000 | 35000 | 70% | 1.8 | 0 | 10 |  |  |  | No | R-410A | 3.8333 | Residential & Commercial | Ducted CEE Tier 1
212383392 | Central HP <5.4 tons | COMFORTMAKER | HRCU-A-CB (Split System: Heat Pump with Remote Outdoor Unit-Air-Source) | DLCURAH36ABK |  |  | EA*4X37L17A* | *80ESU0601716A | 36600 | 15.5 | 8.5 | 39500 | 35000 | 88.61% | 2.04 | 0 | 10 |  |  |  | No | R-410A | 3.05 | Residential & Commercial | Ducted CEE Tier 1
212384305 | Central HP <5.4 tons | COMFORTMAKER | HRCU-A-CB (Split System: Heat Pump with Remote Outdoor Unit-Air-Source) | DLCURAH36ABK |  |  | END4X42L17** | *92ESN0601412A* | 36000 | 15.2 | 8.1 | 39500 | 35000 | 88.61% | 1.96 | 0 | 10 |  |  |  | No | R-410A | 3 | Residential & Commercial | Ducted CEE Tier 1
213872272 | Central HP <5.4 tons | AMANA | HRCU-A-CB (Split System: Heat Pump with Remote Outdoor Unit-Air-Source) | ASZS60481EA* |  |  | CA*EA6030*4A* | A*VC961005CNB* | 44000 | 17 | 8.5 | 44000 | 31000 | 70.45% | 2 | 0 | 10 |  |  |  | No | R-410A | 3.6667 | Residential & Commercial | Ducted CEE Tier 1
211229096 | Central HP <5.4 tons | COMFORTMAKER | HRCU-A-CB (Split System: Heat Pump with Remote Outdoor Unit-Air-Source) | DLCURAH36ABK |  |  | EA*4X48L21A* | *96VSN0802120A* | 36000 | 16 | 8.5 | 38500 | 34600 | 89.87% | 2.06 | 0 | 10 |  |  |  | No | R-410A | 3 | Residential & Commercial | Ducted CEE Tier 1
211229380 | Central HP <5.4 tons | COMFORTMAKER | HRCU-A-CB (Split System: Heat Pump with Remote Outdoor Unit-Air-Source) | DLCURAH36ABK |  |  | EA*4X48L24A* | *80ESU0802120A | 37600 | 15.5 | 8.5 | 39500 | 35000 | 88.61% | 2.14 | 0 | 10 |  |  |  | No | R-410A | 3.1333 | Residential & Commercial | Ducted CEE Tier 1
213372367 | Central HP <5.4 tons | SURE | HRCU-A-CB (Split System: Heat Pump with Remote Outdoor Unit-Air-Source) | SP18AZ24AJVC |  |  | TCFZ2421HEAAM | S951V0403A17UHU | 22800 | 20 | 8.5 | 22800 | 26200 | 114.9% | 2.1 | 0 | 12.5 |  |  |  | No | R-410A | 1.9 | Residential & Commercial | Ducted CEE Tier 1
212609326 | Central HP <5.4 tons | SURE | HRCU-A-CB (Split System: Heat Pump with Remote Outdoor Unit-Air-Source) | SP18AZ24AJVC |  |  | TCFZ2421HEAAM | S802V1005A21UHN | 22800 | 20 | 8.5 | 22800 | 26000 | 114% | 2.1 | 0 | 12.5 |  |  |  | No | R-410A | 1.9 | Residential & Commercial | Ducted CEE Tier 1
212971652 | Central HP <5.4 tons | SMART COMFORT | HRCU-A-CB (Split System: Heat Pump with Remote Outdoor Unit-Air-Source) | DLCURAH24ABK |  |  | EA*4X30L17A* | *80VTL0701716B* | 23600 | 17 | 8.5 | 26000 | 24000 | 92.31% | 2 | 0 | 10 |  |  |  | No | R-410A | 1.9667 | Residential & Commercial | Ducted CEE Tier 1
212972419 | Central HP <5.4 tons | SMART COMFORT | HRCU-A-CB (Split System: Heat Pump with Remote Outdoor Unit-Air-Source) | DLCURAH24ABK |  |  | EA*4X37L21A* | *80VTL1102122B* | 24400 | 17.5 | 8.5 | 25400 | 21600 | 85.04% | 1.8 | 0 | 10.5 |  |  |  | No | R-410A | 2.0333 | Residential & Commercial | Ducted CEE Tier 1
214771660 | Central HP <5.4 tons | MIDEA | HRCU-A-CB (Split System: Heat Pump with Remote Outdoor Unit-Air-Source) | MOVB-60HDN10-M20G |  |  | MC**4248CN10TH | MGV96U100C5C | 44000 | 16.5 | 8.8 | 46500 | 32800 | 70.54% | 1.9 | 0 | 11.7 |  |  |  | No | R-454B | 3.6667 | Residential & Commercial | Ducted CEE Tier 1
213781098 | Central HP <5.4 tons | AIRQUEST | HRCU-A-CB (Split System: Heat Pump with Remote Outdoor Unit-Air-Source) | HVH837GKA2* |  |  | EA*4X42L24A*+WALLCON | *80CTL1102120B* | 31800 | 17 | 8.1 | 32800 | 24200 | 73.78% | 1.88 | 0 | 11 |  |  |  | No | R-410A | 2.65 | Residential & Commercial | Ducted CEE Tier 1
213781198 | Central HP <5.4 tons | AIRQUEST | HRCU-A-CB (Split System: Heat Pump with Remote Outdoor Unit-Air-Source) | HVH837GKA2* |  |  | EA*4X43L21A*+WALLCON | *80CTL1102120B* | 33000 | 17 | 8.5 | 32600 | 25000 | 76.69% | 1.98 | 0 | 11.5 |  |  |  | No | R-410A | 2.75 | Residential & Commercial | Ducted CEE Tier 1
213781268 | Central HP <5.4 tons | AIRQUEST | HRCU-A-CB (Split System: Heat Pump with Remote Outdoor Unit-Air-Source) | HVH837GKA2* |  |  | EA*4X43L21A*+WALLCON | *96CTN1002122B* | 33000 | 17 | 8.5 | 32600 | 25000 | 76.69% | 1.98 | 0 | 11.5 |  |  |  | No | R-410A | 2.75 | Residential & Commercial | Ducted CEE Tier 1
213782158 | Central HP <5.4 tons | AIRQUEST | HRCU-A-CB (Split System: Heat Pump with Remote Outdoor Unit-Air-Source) | HVH837GKA2* |  |  | EHD4X48AAL+WALLCON | *97CMN1202422B* | 32600 | 16.5 | 8.1 | 33000 | 24800 | 75.15% | 1.96 | 0 | 11 |  |  |  | No | R-410A | 2.7167 | Residential & Commercial | Ducted CEE Tier 1
213781928 | Central HP <5.4 tons | AIRQUEST | HRCU-A-CB (Split System: Heat Pump with Remote Outdoor Unit-Air-Source) | HVH837GKA2* |  |  | EHD4X42AAL+WALLCON | *80CTL0902120B* | 32400 | 16.5 | 8.1 | 32800 | 24600 | 75% | 1.94 | 0 | 11 |  |  |  | No | R-410A | 2.7 | Residential & Commercial | Ducted CEE Tier 1
216051346 | Central HP <5.4 tons | MIDEA | HRCU-A-CB (Split System: Heat Pump with Remote Outdoor Unit-Air-Source) | MDV-V60WMN10T |  |  | MVME60C2MN10TB |  | 52000 | 16 | 9.3 | 54000 | 45000 | 83.33% | 1.95 | 0 | 10 |  |  |  | No | R-454B | 4.3333 | Residential & Commercial | Ducted CEE Tier 1
213781298 | Central HP <5.4 tons | AIRQUEST | HRCU-A-CB (Split System: Heat Pump with Remote Outdoor Unit-Air-Source) | HVH837GKA2* |  |  | EA*4X48L21A*+WALLCON | *80CTL0901716B* | 32400 | 17 | 8.1 | 32600 | 25000 | 76.69% | 1.96 | 0 | 11 |  |  |  | No | R-410A | 2.7 | Residential & Commercial | Ducted CEE Tier 1
213781348 | Central HP <5.4 tons | AIRQUEST | HRCU-A-CB (Split System: Heat Pump with Remote Outdoor Unit-Air-Source) | HVH837GKA2* |  |  | EA*4X48L21A*+WALLCON | *97CMN0801714B* | 32200 | 17 | 8.1 | 32600 | 25000 | 76.69% | 1.94 | 0 | 11 |  |  |  | No | R-410A | 2.6833 | Residential & Commercial | Ducted CEE Tier 1
213781368 | Central HP <5.4 tons | AIRQUEST | HRCU-A-CB (Split System: Heat Pump with Remote Outdoor Unit-Air-Source) | HVH837GKA2* |  |  | EA*4X48L21A*+WALLCON | *96CTN0601714B* | 32200 | 17 | 8.1 | 32600 | 25200 | 77.3% | 1.94 | 0 | 11 |  |  |  | No | R-410A | 2.6833 | Residential & Commercial | Ducted CEE Tier 1
213781398 | Central HP <5.4 tons | AIRQUEST | HRCU-A-CB (Split System: Heat Pump with Remote Outdoor Unit-Air-Source) | HVH837GKA2* |  |  | EA*4X48L24A*+WALLCON | *80CTL0902120B* | 32400 | 17 | 8.5 | 32200 | 24800 | 77.02% | 1.98 | 0 | 11.5 |  |  |  | No | R-410A | 2.7 | Residential & Commercial | Ducted CEE Tier 1
213781548 | Central HP <5.4 tons | AIRQUEST | HRCU-A-CB (Split System: Heat Pump with Remote Outdoor Unit-Air-Source) | HVH837GKA2* |  |  | EA*4X61L21A*+WALLCON | *80CTL0701716B* | 32800 | 17 | 8.1 | 32200 | 25000 | 77.64% | 1.96 | 0 | 11 |  |  |  | No | R-410A | 2.7333 | Residential & Commercial | Ducted CEE Tier 1
213781618 | Central HP <5.4 tons | AIRQUEST | HRCU-A-CB (Split System: Heat Pump with Remote Outdoor Unit-Air-Source) | HVH837GKA2* |  |  | EA*4X61L21A*+WALLCON | *97CMN1002122B* | 33200 | 17.5 | 8.5 | 32000 | 24800 | 77.5% | 1.98 | 0 | 11.7 |  |  |  | No | R-410A | 2.7667 | Residential & Commercial | Ducted CEE Tier 1
213782118 | Central HP <5.4 tons | AIRQUEST | HRCU-A-CB (Split System: Heat Pump with Remote Outdoor Unit-Air-Source) | HVH837GKA2* |  |  | EHD4X48AAL+WALLCON | *95CSU0601716B* | 32400 | 16 | 8.1 | 33000 | 25000 | 75.76% | 1.94 | 0 | 11 |  |  |  | No | R-410A | 2.7 | Residential & Commercial | Ducted CEE Tier 1
213782168 | Central HP <5.4 tons | AIRQUEST | HRCU-A-CB (Split System: Heat Pump with Remote Outdoor Unit-Air-Source) | HVH837GKA2* |  |  | EHD4X48AAL+WALLCON | *96CTN0601714B* | 32400 | 16 | 8.1 | 33000 | 25200 | 76.36% | 1.94 | 0 | 10.5 |  |  |  | No | R-410A | 2.7 | Residential & Commercial | Ducted CEE Tier 1
214065603 | Central HP <5.4 tons | MIDEA | HRCU-A-CB (Split System: Heat Pump with Remote Outdoor Unit-Air-Source) | MDV-V24WMN1T |  |  | MHVE24A1MN1TA |  | 24000 | 15.2 | 8.1 | 24000 | 16800 | 70% | 1.8 | 0 | 10.6 |  |  |  | No | R-410A | 2 | Residential & Commercial | Ducted CEE Tier 1
214065600 | Central HP <5.4 tons | MIDEA | HRCU-A-CB (Split System: Heat Pump with Remote Outdoor Unit-Air-Source) | MDV-V18WMN1T |  |  | MHVE18A1MN1TA |  | 18000 | 16 | 8.5 | 18000 | 12600 | 70% | 1.8 | 0 | 12 |  |  |  | No | R-410A | 1.5 | Residential & Commercial | Ducted CEE Tier 1
212404701 | Central HP <5.4 tons | NAPOLEON | HRCU-A-CB (Split System: Heat Pump with Remote Outdoor Unit-Air-Source) | WSEHV4860RA1-N |  |  | H,DE37960+TXV | WPV070T4BA | 46000 | 17 | 8.5 | 50000 | 35000 | 70% | 1.8 | 0 | 10 |  |  |  | No | R-410A | 3.8333 | Residential & Commercial | Ducted CEE Tier 1
216097078 | Central HP <5.4 tons | COMFORT-AIRE | HRCU-A-CB (Split System: Heat Pump with Remote Outdoor Unit-Air-Source) | A-VXP48TA-1 |  |  | B-VXP48TA-1 |  | 48000 | 16.5 | 9.5 | 50000 | 46000 | 92% | 1.9 | 0 | 10.5 |  |  |  | No | R-454B | 4 | Residential & Commercial | Ducted CEE Tier 1
216599674 | Central HP <5.4 tons | AMERICAN STANDARD | HRCU-A-CB (Split System: Heat Pump with Remote Outdoor Unit-Air-Source) | 5A6V0X24A1 |  |  | 5PX*BD06AS3 | S9V2B080D4PSC+LRP | 22000 | 20.6 | 10 | 23400 | 18200 | 77.78% | 2.2 | 0 | 11.5 |  |  |  | No | R-454B | 1.8333 | Residential & Commercial | Ducted CEE Tier 1
211239661 | Central HP <5.4 tons | CARRIER | HRCU-A-CB (Split System: Heat Pump with Remote Outdoor Unit-Air-Source) | 38MURAQ24AB3* |  |  | CAP**2417AL* | 58SP*A045V14**12 | 24000 | 16 | 8.5 | 27000 | 23800 | 88.15% | 1.96 | 0 | 10 |  |  |  | No | R-410A | 2 | Residential & Commercial | Ducted CEE Tier 1
211239666 | Central HP <5.4 tons | CARRIER | HRCU-A-CB (Split System: Heat Pump with Remote Outdoor Unit-Air-Source) | 38MURAQ24AB3* |  |  | CAP**2417AL* | 59SP6A060V14**12 | 23200 | 16.5 | 8.5 | 26400 | 25600 | 96.97% | 2.14 | 0 | 10 |  |  |  | No | R-410A | 1.9333 | Residential & Commercial | Ducted CEE Tier 1
211239675 | Central HP <5.4 tons | CARRIER | HRCU-A-CB (Split System: Heat Pump with Remote Outdoor Unit-Air-Source) | 38MURAQ24AB3* |  |  | CAP**2417AL* | 58SU*A040E17**12 | 23600 | 17 | 8.5 | 26600 | 24600 | 92.48% | 2.04 | 0 | 10 |  |  |  | No | R-410A | 1.9667 | Residential & Commercial | Ducted CEE Tier 1
211239677 | Central HP <5.4 tons | CARRIER | HRCU-A-CB (Split System: Heat Pump with Remote Outdoor Unit-Air-Source) | 38MURAQ24AB3* |  |  | CAP**2417AL* | 58TP*A070V14**12 | 24000 | 16.5 | 8.5 | 26800 | 23600 | 88.06% | 1.96 | 0 | 10 |  |  |  | No | R-410A | 2 | Residential & Commercial | Ducted CEE Tier 1
211239686 | Central HP <5.4 tons | CARRIER | HRCU-A-CB (Split System: Heat Pump with Remote Outdoor Unit-Air-Source) | 38MURAQ24AB3* |  |  | CAP**2417AL* | 59TP6B060V14**12 | 23200 | 16.5 | 8.5 | 26400 | 25600 | 96.97% | 2.14 | 0 | 10 |  |  |  | No | R-410A | 1.9333 | Residential & Commercial | Ducted CEE Tier 1
211239691 | Central HP <5.4 tons | CARRIER | HRCU-A-CB (Split System: Heat Pump with Remote Outdoor Unit-Air-Source) | 38MURAQ24AB3* |  |  | CAP**2417AL* | 58S(B,C)*A070E17**12 | 24000 | 16 | 8.5 | 27000 | 23600 | 87.41% | 1.94 | 0 | 10 |  |  |  | No | R-410A | 2 | Residential & Commercial | Ducted CEE Tier 1
212609318 | Central HP <5.4 tons | SURE | HRCU-A-CB (Split System: Heat Pump with Remote Outdoor Unit-Air-Source) | SP18AZ24AJVC |  |  | TCFZ2421HEAAM | S802V1004A17UHS | 22800 | 20 | 8.5 | 22800 | 26000 | 114% | 2.1 | 0 | 12.5 |  |  |  | No | R-410A | 1.9 | Residential & Commercial | Ducted CEE Tier 1
211239702 | Central HP <5.4 tons | CARRIER | HRCU-A-CB (Split System: Heat Pump with Remote Outdoor Unit-Air-Source) | 38MURAQ24AB3* |  |  | CAP**2417AL* | OVMAAB036098 | 23400 | 16.5 | 8.5 | 26600 | 25000 | 93.98% | 2.08 | 0 | 10 |  |  |  | No | R-410A | 1.95 | Residential & Commercial | Ducted CEE Tier 1
211239718 | Central HP <5.4 tons | CARRIER | HRCU-A-CB (Split System: Heat Pump with Remote Outdoor Unit-Air-Source) | 38MURAQ24AB3* |  |  | CAP**2517AL* | 59SU5A060E17**16 | 24800 | 17 | 8.5 | 25600 | 21000 | 82.03% | 1.78 | 0 | 10.5 |  |  |  | No | R-410A | 2.0667 | Residential & Commercial | Ducted CEE Tier 1
211239759 | Central HP <5.4 tons | CARRIER | HRCU-A-CB (Split System: Heat Pump with Remote Outdoor Unit-Air-Source) | 38MURAQ24AB3* |  |  | CAP**3014AL* | 58S(B,C)*A045E14**12 | 24400 | 16 | 8.5 | 26600 | 22600 | 84.96% | 1.86 | 0 | 10 |  |  |  | No | R-410A | 2.0333 | Residential & Commercial | Ducted CEE Tier 1
213779798 | Central HP <5.4 tons | AIRQUEST | HRCU-A-CB (Split System: Heat Pump with Remote Outdoor Unit-Air-Source) | HVH837GKA** |  |  | EA*4X61L24A*+WALLCON | *96CTN1002122B* | 33200 | 17.5 | 8.5 | 32000 | 24800 | 77.5% | 2 | 0 | 11.7 |  |  |  | No | R-410A | 2.7667 | Residential & Commercial | Ducted CEE Tier 1
213780118 | Central HP <5.4 tons | AIRQUEST | HRCU-A-CB (Split System: Heat Pump with Remote Outdoor Unit-Air-Source) | HVH837GKA** |  |  | EHD4X42AAL+WALLCON | *96CTN1002122B* | 32600 | 16.5 | 8.1 | 33000 | 24600 | 74.55% | 1.94 | 0 | 11 |  |  |  | No | R-410A | 2.7167 | Residential & Commercial | Ducted CEE Tier 1
213780168 | Central HP <5.4 tons | AIRQUEST | HRCU-A-CB (Split System: Heat Pump with Remote Outdoor Unit-Air-Source) | HVH837GKA** |  |  | EHD4X48AAL+WALLCON | *80CTL0901716B* | 32400 | 16.5 | 8.1 | 33000 | 24800 | 75.15% | 1.96 | 0 | 11 |  |  |  | No | R-410A | 2.7 | Residential & Commercial | Ducted CEE Tier 1
213780318 | Central HP <5.4 tons | AIRQUEST | HRCU-A-CB (Split System: Heat Pump with Remote Outdoor Unit-Air-Source) | HVH837GKA** |  |  | EHD4X60AAL+WALLCON | *80CTL0701716B* | 32800 | 16.5 | 8.1 | 32400 | 25000 | 77.16% | 1.98 | 0 | 11 |  |  |  | No | R-410A | 2.7333 | Residential & Commercial | Ducted CEE Tier 1
214066522 | Central HP <5.4 tons | SURE | HRCU-A-CB (Split System: Heat Pump with Remote Outdoor Unit-Air-Source) | RD17AZ36AJ3N |  |  | TCFZ3621MTANM | S951V0703A17M4S | 34200 | 18 | 8.1 | 34200 | 29600 | 86.55% | 1.9 | 0 | 10 |  |  |  | No | R-410A | 2.85 | Residential & Commercial | Ducted CEE Tier 1
211239766 | Central HP <5.4 tons | CARRIER | HRCU-A-CB (Split System: Heat Pump with Remote Outdoor Unit-Air-Source) | 38MURAQ24AB3* |  |  | CAP**3017AL* | 59SP6A040V14**10 | 23200 | 16 | 8.5 | 25800 | 24200 | 93.8% | 2.02 | 0 | 10 |  |  |  | No | R-410A | 1.9333 | Residential & Commercial | Ducted CEE Tier 1
211239777 | Central HP <5.4 tons | CARRIER | HRCU-A-CB (Split System: Heat Pump with Remote Outdoor Unit-Air-Source) | 38MURAQ24AB3* |  |  | CAP**3017AL* | 58SU*A040E17**12 | 24000 | 17 | 8.5 | 26000 | 23200 | 89.23% | 1.94 | 0 | 10 |  |  |  | No | R-410A | 2 | Residential & Commercial | Ducted CEE Tier 1
211239786 | Central HP <5.4 tons | CARRIER | HRCU-A-CB (Split System: Heat Pump with Remote Outdoor Unit-Air-Source) | 38MURAQ24AB3* |  |  | CAP**3017AL* | 59SC5B060E14**12 | 24400 | 15.5 | 8.5 | 26600 | 22800 | 85.71% | 1.86 | 0 | 10 |  |  |  | No | R-410A | 2.0333 | Residential & Commercial | Ducted CEE Tier 1
211239793 | Central HP <5.4 tons | CARRIER | HRCU-A-CB (Split System: Heat Pump with Remote Outdoor Unit-Air-Source) | 38MURAQ24AB3* |  |  | CAP**3017AL* | 58S(B,C)*A070E17**12 | 24400 | 16.5 | 8.5 | 26400 | 22800 | 86.36% | 1.88 | 0 | 10 |  |  |  | No | R-410A | 2.0333 | Residential & Commercial | Ducted CEE Tier 1
211239809 | Central HP <5.4 tons | CARRIER | HRCU-A-CB (Split System: Heat Pump with Remote Outdoor Unit-Air-Source) | 38MURAQ24AB3* |  |  | CAP**3617AL* | 59SP6A060V17**14 | 23400 | 16.5 | 8.5 | 25600 | 23600 | 92.19% | 1.96 | 0 | 10 |  |  |  | No | R-410A | 1.95 | Residential & Commercial | Ducted CEE Tier 1
211239841 | Central HP <5.4 tons | CARRIER | HRCU-A-CB (Split System: Heat Pump with Remote Outdoor Unit-Air-Source) | 38MURAQ24AB3* |  |  | CAP**3617AL* | 59SC2D080E17**16 | 24400 | 17 | 8.5 | 26200 | 22400 | 85.5% | 1.86 | 0 | 10 |  |  |  | No | R-410A | 2.0333 | Residential & Commercial | Ducted CEE Tier 1
211239859 | Central HP <5.4 tons | CARRIER | HRCU-A-CB (Split System: Heat Pump with Remote Outdoor Unit-Air-Source) | 38MURAQ24AB3* |  |  | CAP**3621AL* | 59SU5A040E17**12 | 23800 | 17 | 8.5 | 25800 | 23200 | 89.92% | 1.92 | 0 | 10 |  |  |  | No | R-410A | 1.9833 | Residential & Commercial | Ducted CEE Tier 1
216599676 | Central HP <5.4 tons | AMERICAN STANDARD | HRCU-A-CB (Split System: Heat Pump with Remote Outdoor Unit-Air-Source) | 5A6V0X24A1 |  |  | 5TXCB003AS3 | S9V2B080U4PSC+LRP | 21600 | 20.2 | 10 | 24000 | 18400 | 76.67% | 2.2 | 0 | 11.5 |  |  |  | No | R-454B | 1.8 | Residential & Commercial | Ducted CEE Tier 1
211239861 | Central HP <5.4 tons | CARRIER | HRCU-A-CB (Split System: Heat Pump with Remote Outdoor Unit-Air-Source) | 38MURAQ24AB3* |  |  | CAP**3621AL* | 59TP6B100V21**22 | 23800 | 17 | 8.5 | 25800 | 23200 | 89.92% | 1.92 | 0 | 10 |  |  |  | No | R-410A | 1.9833 | Residential & Commercial | Ducted CEE Tier 1
211239920 | Central HP <5.4 tons | CARRIER | HRCU-A-CB (Split System: Heat Pump with Remote Outdoor Unit-Air-Source) | 38MURAQ24AB3* |  |  | CAP**3717AL* | 59TP6B040V17**12 | 24600 | 15.5 | 8.5 | 25800 | 21600 | 83.72% | 1.78 | 0 | 10 |  |  |  | No | R-410A | 2.05 | Residential & Commercial | Ducted CEE Tier 1
211239925 | Central HP <5.4 tons | CARRIER | HRCU-A-CB (Split System: Heat Pump with Remote Outdoor Unit-Air-Source) | 38MURAQ24AB3* |  |  | CAP**3717AL* | 59SC5B060E14**12 | 25000 | 16 | 8.5 | 26000 | 21200 | 81.54% | 1.76 | 0 | 10 |  |  |  | No | R-410A | 2.0833 | Residential & Commercial | Ducted CEE Tier 1
211239961 | Central HP <5.4 tons | CARRIER | HRCU-A-CB (Split System: Heat Pump with Remote Outdoor Unit-Air-Source) | 38MURAQ24AB3* |  |  | CAP**3721AL* | 58SP*A045V17**16 | 24800 | 16.5 | 8.5 | 25600 | 21000 | 82.03% | 1.76 | 0 | 10.5 |  |  |  | No | R-410A | 2.0667 | Residential & Commercial | Ducted CEE Tier 1
211239968 | Central HP <5.4 tons | CARRIER | HRCU-A-CB (Split System: Heat Pump with Remote Outdoor Unit-Air-Source) | 38MURAQ24AB3* |  |  | CAP**3721AL* | 58TP*A090V21**20 | 24600 | 17 | 8.5 | 25400 | 21200 | 83.46% | 1.78 | 0 | 10.5 |  |  |  | No | R-410A | 2.05 | Residential & Commercial | Ducted CEE Tier 1
211239975 | Central HP <5.4 tons | CARRIER | HRCU-A-CB (Split System: Heat Pump with Remote Outdoor Unit-Air-Source) | 38MURAQ24AB3* |  |  | CAP**3721AL* | 59TP6B080V21**20 | 24200 | 17 | 8.1 | 25000 | 21400 | 85.6% | 1.8 | 0 | 10 |  |  |  | No | R-410A | 2.0167 | Residential & Commercial | Ducted CEE Tier 1
211240025 | Central HP <5.4 tons | CARRIER | HRCU-A-CB (Split System: Heat Pump with Remote Outdoor Unit-Air-Source) | 38MURAQ24AB3* |  |  | CNPV*2417AL* | 58SU*A040E17**12 | 23600 | 17 | 8.5 | 26400 | 23800 | 90.15% | 1.98 | 0 | 10 |  |  |  | No | R-410A | 1.9667 | Residential & Commercial | Ducted CEE Tier 1
214814480 | Central HP <5.4 tons | MIDEA | HRCU-A-C (Split System: Heat Pump with Remote Outdoor Unit with No Indoor Fan --Air Source) | MOVA-60HDN10-M20G |  |  | MC**4248DN10TH |  | 43500 | 15.2 | 8.5 | 46000 | 40500 | 88.04% | 1.8 | 0 | 11.7 |  |  |  | No | R-454B | 3.625 | Residential & Commercial | Ducted CEE Tier 1
214814482 | Central HP <5.4 tons | MIDEA | HRCU-A-C (Split System: Heat Pump with Remote Outdoor Unit with No Indoor Fan --Air Source) | MOVA-60HDN10-M20G |  |  | MC**4860DN10TH |  | 52000 | 15.2 | 8.5 | 55000 | 47000 | 85.45% | 1.8 | 0 | 11.2 |  |  |  | No | R-454B | 4.3333 | Residential & Commercial | Ducted CEE Tier 1
214066915 | Central HP <5.4 tons | SURE | HRCU-A-CB (Split System: Heat Pump with Remote Outdoor Unit-Air-Source) | RD17AZ36AJ3N |  |  | TCFZ3621MTANM | S801V0755A21DZ | 34200 | 17 | 8.1 | 34200 | 29400 | 85.96% | 2 | 0 | 11.7 |  |  |  | No | R-410A | 2.85 | Residential & Commercial | Ducted CEE Tier 1
214066471 | Central HP <5.4 tons | SURE | HRCU-A-CB (Split System: Heat Pump with Remote Outdoor Unit-Air-Source) | RD17AZ36AJ3N |  |  | TCFZ3621MTANM | S962V1005A21M4S | 34200 | 17 | 8.1 | 34200 | 29600 | 86.55% | 1.9 | 0 | 10 |  |  |  | No | R-410A | 2.85 | Residential & Commercial | Ducted CEE Tier 1
214066521 | Central HP <5.4 tons | SURE | HRCU-A-CB (Split System: Heat Pump with Remote Outdoor Unit-Air-Source) | RD17AZ36AJ3N |  |  | TCFZ3621MTANM | S951V0603A17UHU | 34200 | 18 | 8.1 | 34200 | 29800 | 87.13% | 1.9 | 0 | 10 |  |  |  | No | R-410A | 2.85 | Residential & Commercial | Ducted CEE Tier 1
214066905 | Central HP <5.4 tons | SURE | HRCU-A-CB (Split System: Heat Pump with Remote Outdoor Unit-Air-Source) | RD17AZ36AJ3N |  |  | TCFZ3621MTANM | S802V0755A21DZ | 34200 | 17 | 8.1 | 34200 | 29400 | 85.96% | 2 | 0 | 11.7 |  |  |  | No | R-410A | 2.85 | Residential & Commercial | Ducted CEE Tier 1
211240043 | Central HP <5.4 tons | CARRIER | HRCU-A-CB (Split System: Heat Pump with Remote Outdoor Unit-Air-Source) | 38MURAQ24AB3* |  |  | CNPV*2417AL* | 59SC2D060E14**12 | 24200 | 15.5 | 8.5 | 27200 | 22600 | 83.09% | 1.86 | 0 | 10 |  |  |  | No | R-410A | 2.0167 | Residential & Commercial | Ducted CEE Tier 1
211240045 | Central HP <5.4 tons | CARRIER | HRCU-A-CB (Split System: Heat Pump with Remote Outdoor Unit-Air-Source) | 38MURAQ24AB3* |  |  | CNPV*2417AL* | 59SC2D080E17**16 | 23800 | 16.5 | 8.5 | 26800 | 23200 | 86.57% | 1.92 | 0 | 10 |  |  |  | No | R-410A | 1.9833 | Residential & Commercial | Ducted CEE Tier 1
211240059 | Central HP <5.4 tons | CARRIER | HRCU-A-CB (Split System: Heat Pump with Remote Outdoor Unit-Air-Source) | 38MURAQ24AB3* |  |  | CNPV*3014AL* | 58TP*A070V14**12 | 24200 | 16.5 | 8.1 | 26200 | 22800 | 87.02% | 1.88 | 0 | 10.5 |  |  |  | No | R-410A | 2.0167 | Residential & Commercial | Ducted CEE Tier 1
211240061 | Central HP <5.4 tons | CARRIER | HRCU-A-CB (Split System: Heat Pump with Remote Outdoor Unit-Air-Source) | 38MURAQ24AB3* |  |  | CNPV*3014AL* | 59SC5B060E14**12 | 24200 | 15.5 | 8.1 | 26600 | 22800 | 85.71% | 1.86 | 0 | 10 |  |  |  | No | R-410A | 2.0167 | Residential & Commercial | Ducted CEE Tier 1
211240109 | Central HP <5.4 tons | CARRIER | HRCU-A-CB (Split System: Heat Pump with Remote Outdoor Unit-Air-Source) | 38MURAQ24AB3* |  |  | CNPV*3017AL* | 58SU*A060E17**16 | 24800 | 16.5 | 8.5 | 26600 | 22200 | 83.46% | 1.84 | 0 | 10.5 |  |  |  | No | R-410A | 2.0667 | Residential & Commercial | Ducted CEE Tier 1
211240111 | Central HP <5.4 tons | CARRIER | HRCU-A-CB (Split System: Heat Pump with Remote Outdoor Unit-Air-Source) | 38MURAQ24AB3* |  |  | CNPV*3017AL* | OVLAAB036098 | 23400 | 16.5 | 8.1 | 25800 | 24200 | 93.8% | 2 | 0 | 10 |  |  |  | No | R-410A | 1.95 | Residential & Commercial | Ducted CEE Tier 1
211240127 | Central HP <5.4 tons | CARRIER | HRCU-A-CB (Split System: Heat Pump with Remote Outdoor Unit-Air-Source) | 38MURAQ24AB3* |  |  | CNPV*3617AL* | 58SU*A040E17**12 | 24000 | 17 | 8.1 | 26000 | 23200 | 89.23% | 1.94 | 0 | 10.5 |  |  |  | No | R-410A | 2 | Residential & Commercial | Ducted CEE Tier 1
215433938 | Central HP <5.4 tons | AMANA | HRCU-A-CB (Split System: Heat Pump with Remote Outdoor Unit-Air-Source) | AZV7SA4210A* |  |  | CHPEA4830*3A*+MBVK20DP1X00A* |  | 41000 | 17.5 | 8.8 | 41000 | 31000 | 75.61% | 2 | 0 | 10 |  |  |  | No | R-32 | 3.4167 | Residential & Commercial | Ducted CEE Tier 1
215434297 | Central HP <5.4 tons | AMANA | HRCU-A-CB (Split System: Heat Pump with Remote Outdoor Unit-Air-Source) | AZV7SA4210A* |  |  | CHPEA6030*3A* | A*VM971005CNA* | 40500 | 16.5 | 8.6 | 41000 | 31000 | 75.61% | 2 | 0 | 10 |  |  |  | No | R-32 | 3.375 | Residential & Commercial | Ducted CEE Tier 1
216057011 | Central HP <5.4 tons | AMERICAN STANDARD | HRCU-A-CB (Split System: Heat Pump with Remote Outdoor Unit-Air-Source) | 5A6V8X48A1 |  |  | 5TAMXD05AV41 |  | 44500 | 18.1 | 8.5 | 45500 | 34600 | 76.04% | 2.1 | 0 | 11 |  |  |  | No | R-454B | 3.7083 | Residential & Commercial | Ducted CEE Tier 1
214814487 | Central HP <5.4 tons | MIDEA | HRCU-A-CB (Split System: Heat Pump with Remote Outdoor Unit-Air-Source) | MOVA-60HDN10-M20G |  |  | MC**4248DN10TH | MGV96U120D5C | 44500 | 17 | 9.5 | 47500 | 44000 | 92.63% | 2 | 0 | 11.7 |  |  |  | No | R-454B | 3.7083 | Residential & Commercial | Ducted CEE Tier 1
211240136 | Central HP <5.4 tons | CARRIER | HRCU-A-CB (Split System: Heat Pump with Remote Outdoor Unit-Air-Source) | 38MURAQ24AB3* |  |  | CNPV*3617AL* | 59SC5B060E14**12 | 24400 | 15.5 | 8.1 | 26600 | 22600 | 84.96% | 1.86 | 0 | 10 |  |  |  | No | R-410A | 2.0333 | Residential & Commercial | Ducted CEE Tier 1
211240143 | Central HP <5.4 tons | CARRIER | HRCU-A-CB (Split System: Heat Pump with Remote Outdoor Unit-Air-Source) | 38MURAQ24AB3* |  |  | CNPV*3617AL* | 58S(B,C)*A070E17**12 | 24400 | 16.5 | 8.1 | 26400 | 22600 | 85.61% | 1.88 | 0 | 10.5 |  |  |  | No | R-410A | 2.0333 | Residential & Commercial | Ducted CEE Tier 1
211240145 | Central HP <5.4 tons | CARRIER | HRCU-A-CB (Split System: Heat Pump with Remote Outdoor Unit-Air-Source) | 38MURAQ24AB3* |  |  | CNPV*3617AL* | 59SC2D060E14**12 | 23400 | 17 | 8.1 | 25800 | 24000 | 93.02% | 2 | 0 | 10 |  |  |  | No | R-410A | 1.95 | Residential & Commercial | Ducted CEE Tier 1
211240152 | Central HP <5.4 tons | CARRIER | HRCU-A-CB (Split System: Heat Pump with Remote Outdoor Unit-Air-Source) | 38MURAQ24AB3* |  |  | CNPV*3617AL* | 58S(B,C)*A070E14**12 | 24200 | 16.5 | 8.1 | 26400 | 22800 | 86.36% | 1.88 | 0 | 10.5 |  |  |  | No | R-410A | 2.0167 | Residential & Commercial | Ducted CEE Tier 1
211240177 | Central HP <5.4 tons | CARRIER | HRCU-A-CB (Split System: Heat Pump with Remote Outdoor Unit-Air-Source) | 38MURAQ24AB3* |  |  | CNPV*3621AL* | 58SU*A040E17**12 | 24000 | 17 | 8.1 | 26000 | 23200 | 89.23% | 1.92 | 0 | 10.5 |  |  |  | No | R-410A | 2 | Residential & Commercial | Ducted CEE Tier 1
211240179 | Central HP <5.4 tons | CARRIER | HRCU-A-CB (Split System: Heat Pump with Remote Outdoor Unit-Air-Source) | 38MURAQ24AB3* |  |  | CNPV*3621AL* | 58TP*A090V21**20 | 23800 | 16.5 | 8.1 | 26000 | 23200 | 89.23% | 1.92 | 0 | 10.5 |  |  |  | No | R-410A | 1.9833 | Residential & Commercial | Ducted CEE Tier 1
211240202 | Central HP <5.4 tons | CARRIER | HRCU-A-CB (Split System: Heat Pump with Remote Outdoor Unit-Air-Source) | 38MURAQ24AB3* |  |  | CNPV*3621AL* | 58SU*A080E21**20 | 24400 | 17 | 8.5 | 26200 | 22800 | 87.02% | 1.88 | 0 | 10.5 |  |  |  | No | R-410A | 2.0333 | Residential & Commercial | Ducted CEE Tier 1
214814476 | Central HP <5.4 tons | MIDEA | HRCU-A-CB (Split System: Heat Pump with Remote Outdoor Unit-Air-Source) | MOVA-60HDN10-M20G |  |  | MVME48C2MN10TA |  | 48500 | 19 | 10 | 48500 | 48500 | 100% | 2.1 | 0 | 12 |  |  |  | No | R-454B | 4.0417 | Residential & Commercial | Ducted CEE Tier 1
214814477 | Central HP <5.4 tons | MIDEA | HRCU-A-CB (Split System: Heat Pump with Remote Outdoor Unit-Air-Source) | MOVA-60HDN10-M20G |  |  | MVME60C2MN10TA |  | 53500 | 19 | 10 | 55000 | 55000 | 100% | 2.1 | 0 | 11.7 |  |  |  | No | R-454B | 4.4583 | Residential & Commercial | Ducted CEE Tier 1
215439697 | Central HP <5.4 tons | AMANA | HRCU-A-CB (Split System: Heat Pump with Remote Outdoor Unit-Air-Source) | AZV6SA1810A* |  |  | CHPEA2422*3A* | A*VT800603B*A* | 17000 | 19 | 8.8 | 16800 | 13000 | 77.38% | 2.1 | 0 | 12 |  |  |  | No | R-32 | 1.4167 | Residential & Commercial | Ducted CEE Tier 1
215439714 | Central HP <5.4 tons | AMANA | HRCU-A-CB (Split System: Heat Pump with Remote Outdoor Unit-Air-Source) | AZV6SA1810A* |  |  | CA*EA2418*3A* | A*VM970803BNA* | 17000 | 19 | 8.8 | 16800 | 13000 | 77.38% | 2.1 | 0 | 12 |  |  |  | No | R-32 | 1.4167 | Residential & Commercial | Ducted CEE Tier 1
215439766 | Central HP <5.4 tons | AMANA | HRCU-A-CB (Split System: Heat Pump with Remote Outdoor Unit-Air-Source) | AZV6SA1810A* |  |  | CA*EA2418*3A*+MBVK16CP1X00A* |  | 17000 | 19 | 8.8 | 16800 | 13000 | 77.38% | 2.1 | 0 | 12 |  |  |  | No | R-32 | 1.4167 | Residential & Commercial | Ducted CEE Tier 1
213825960 | Central HP <5.4 tons | TRANE | HRCU-A-CB (Split System: Heat Pump with Remote Outdoor Unit-Air-Source) | 4TWV8X36A1 |  |  | 4TXCB004DS3 | *UHMB080CCV3 | 34000 | 18 | 8.2 | 29000 | 20400 | 70.34% | 1.8 | 0 | 11.7 |  |  |  | No | R-410A | 2.8333 | Residential & Commercial | Ducted CEE Tier 1
212609377 | Central HP <5.4 tons | SURE | HRCU-A-CB (Split System: Heat Pump with Remote Outdoor Unit-Air-Source) | SP18AZ48AJVC |  |  | TCFZ6021SEAAM | S802V0504A17UHS | 45000 | 19 | 8.5 | 44000 | 45500 | 103.4% | 1.9 | 0 | 12 |  |  |  | No | R-410A | 3.75 | Residential & Commercial | Ducted CEE Tier 1
212609390 | Central HP <5.4 tons | SURE | HRCU-A-CB (Split System: Heat Pump with Remote Outdoor Unit-Air-Source) | SP18AZ48AJVC |  |  | TCFZ6021SEAAM | S802V0504A17UHN | 45000 | 19 | 8.5 | 44000 | 45500 | 103.4% | 1.9 | 0 | 12 |  |  |  | No | R-410A | 3.75 | Residential & Commercial | Ducted CEE Tier 1
212609391 | Central HP <5.4 tons | SURE | HRCU-A-CB (Split System: Heat Pump with Remote Outdoor Unit-Air-Source) | SP18AZ48AJVC |  |  | TCFZ6021SEAAM | S802V1005A21UHN | 44500 | 19 | 8.5 | 43000 | 45000 | 104.7% | 2 | 0 | 11.7 |  |  |  | No | R-410A | 3.7083 | Residential & Commercial | Ducted CEE Tier 1
212609394 | Central HP <5.4 tons | SURE | HRCU-A-CB (Split System: Heat Pump with Remote Outdoor Unit-Air-Source) | SP18AZ48AJVC |  |  | TCFZ6021SEAAM | S802V0754A17DZ | 44000 | 18 | 8.1 | 43500 | 45500 | 104.6% | 1.9 | 0 | 10 |  |  |  | No | R-410A | 3.6667 | Residential & Commercial | Ducted CEE Tier 1
212609408 | Central HP <5.4 tons | SURE | HRCU-A-CB (Split System: Heat Pump with Remote Outdoor Unit-Air-Source) | SP18AZ60AJVC |  |  | TCFZ6021SEAAM | S802V0755A21UHS | 52500 | 18 | 8.1 | 52500 | 50500 | 96.19% | 1.9 | 0 | 10 |  |  |  | No | R-410A | 4.375 | Residential & Commercial | Ducted CEE Tier 1
214010086 | Central HP <5.4 tons | MIDEA | HRCU-A-C (Split System: Heat Pump with Remote Outdoor Unit with No Indoor Fan --Air Source) | MOVB-36HDN1-M20G |  |  | MC**2430BNTF |  | 23400 | 15.2 | 9 | 24000 | 16900 | 70.42% | 1.99 | 0 | 12 |  |  |  | No | R-410A | 1.95 | Residential & Commercial | Ducted CEE Tier 1
214066558 | Central HP <5.4 tons | SURE | HRCU-A-CB (Split System: Heat Pump with Remote Outdoor Unit-Air-Source) | RD17AZ36AJ3N |  |  | TCFZ3621MTANM | S802VA075421Z | 34200 | 18 | 8.1 | 34200 | 29400 | 85.96% | 2 | 0 | 10 |  |  |  | No | R-410A | 2.85 | Residential & Commercial | Ducted CEE Tier 1
212609312 | Central HP <5.4 tons | SURE | HRCU-A-CB (Split System: Heat Pump with Remote Outdoor Unit-Air-Source) | SP18AZ24AJVC |  |  | TCFZ2421HEAAM | S802V0504A17UHS | 22800 | 20 | 8.5 | 22800 | 26000 | 114% | 2.1 | 0 | 12.5 |  |  |  | No | R-410A | 1.9 | Residential & Commercial | Ducted CEE Tier 1
211258109 | Central HP <5.4 tons | CARRIER | HRCU-A-CB (Split System: Heat Pump with Remote Outdoor Unit-Air-Source) | 38MURAQ18AB3* |  |  | FB4CNF018L |  | 17400 | 16 | 8.5 | 18300 | 19400 | 106% | 2.34 | 0 | 10.5 |  |  |  | No | R-410A | 1.45 | Residential & Commercial | Ducted CEE Tier 1
215429741 | Central HP <5.4 tons | AMANA | HRCU-A-CB (Split System: Heat Pump with Remote Outdoor Unit-Air-Source) | AZV7SA3610A* |  |  | AHVE60DP0300A* |  | 35000 | 19 | 8.5 | 35000 | 28400 | 81.14% | 2 | 0 | 10.5 |  |  |  | No | R-32 | 2.9167 | Residential & Commercial | Ducted CEE Tier 1
215434180 | Central HP <5.4 tons | AMANA | HRCU-A-CB (Split System: Heat Pump with Remote Outdoor Unit-Air-Source) | AZV7SA3610A* |  |  | CA*EA6030*3A* | A*VT801005C*A* | 35000 | 18.5 | 8.5 | 35000 | 28400 | 81.14% | 2 | 0 | 10.5 |  |  |  | No | R-32 | 2.9167 | Residential & Commercial | Ducted CEE Tier 1
215434187 | Central HP <5.4 tons | AMANA | HRCU-A-CB (Split System: Heat Pump with Remote Outdoor Unit-Air-Source) | AZV7SA3610A* |  |  | CHPEA4830*3A* | A*VT961005DNA* | 35000 | 18.5 | 8.1 | 35000 | 28400 | 81.14% | 2 | 0 | 10.5 |  |  |  | No | R-32 | 2.9167 | Residential & Commercial | Ducted CEE Tier 1
212614988 | Central HP <5.4 tons | AMANA | HRCU-A-CB (Split System: Heat Pump with Remote Outdoor Unit-Air-Source) | ASZS60361EA* |  |  | AHVE48DP0400A* |  | 34200 | 17.5 | 8.6 | 34200 | 30000 | 87.72% | 2 | 0 | 10 |  |  |  | No | R-410A | 2.85 | Residential & Commercial | Ducted CEE Tier 1
214771636 | Central HP <5.4 tons | MIDEA | HRCU-A-CB (Split System: Heat Pump with Remote Outdoor Unit-Air-Source) | MOVB-36HDN10-M20G |  |  | MVME36B2MN10TB |  | 34200 | 19 | 9.5 | 34200 | 24400 | 71.35% | 2 | 0 | 12 |  |  |  | No | R-454B | 2.85 | Residential & Commercial | Ducted CEE Tier 1
213076955 | Central HP <5.4 tons | CARRIER | HRCU-A-CB (Split System: Heat Pump with Remote Outdoor Unit-Air-Source) | 38MURAQ36AB3* |  |  | CAP**3721AL* | 59SP6B080V17**16 | 36400 | 15.5 | 8.5 | 38500 | 35000 | 90.91% | 2.06 | 0 | 10 |  |  |  | No | R-410A | 3.0333 | Residential & Commercial | Ducted CEE Tier 1
213077225 | Central HP <5.4 tons | CARRIER | HRCU-A-CB (Split System: Heat Pump with Remote Outdoor Unit-Air-Source) | 38MURAQ36AB3* |  |  | CNPV*4824AL* | 59SP6B100V21**20 | 36000 | 16.5 | 8.1 | 38500 | 35000 | 90.91% | 2 | 0 | 10 |  |  |  | No | R-410A | 3 | Residential & Commercial | Ducted CEE Tier 1
211230325 | Central HP <5.4 tons | COMFORTMAKER | HRCU-A-CB (Split System: Heat Pump with Remote Outdoor Unit-Air-Source) | DLCURAH36ABK |  |  | EN(A,D,W)4X48L21** | *96VTN0802120A* | 35600 | 16 | 8.1 | 38500 | 34800 | 90.39% | 2 | 0 | 10 |  |  |  | No | R-410A | 2.9667 | Residential & Commercial | Ducted CEE Tier 1
213076959 | Central HP <5.4 tons | COMFORTMAKER | HRCU-A-CB (Split System: Heat Pump with Remote Outdoor Unit-Air-Source) | DLCURAH36ABK |  |  | EA*4X37L21A* | *96VSN0801716B* | 36400 | 15.5 | 8.5 | 38500 | 35000 | 90.91% | 2.06 | 0 | 10 |  |  |  | No | R-410A | 3.0333 | Residential & Commercial | Ducted CEE Tier 1
213348325 | Central HP <5.4 tons | KERR | HRCU-A-CB (Split System: Heat Pump with Remote Outdoor Unit-Air-Source) | A-KCD36SA-1 |  |  | B-VCD36SA-1 |  | 36000 | 16 | 9.5 | 40000 | 34400 | 86% | 1.97 | 10.5 | 10 |  |  |  | No | R-410A | 3 | Residential & Commercial | Ducted CEE Tier 1
212383416 | Central HP <5.4 tons | COMFORTMAKER | HRCU-A-CB (Split System: Heat Pump with Remote Outdoor Unit-Air-Source) | DLCURAH36ABK |  |  | EA*4X37L21A* | *95ESU0601716A* | 36800 | 15.5 | 8.5 | 39000 | 34800 | 89.23% | 2.1 | 0 | 10 |  |  |  | No | R-410A | 3.0667 | Residential & Commercial | Ducted CEE Tier 1
213077357 | Central HP <5.4 tons | CARRIER | HRCU-A-CB (Split System: Heat Pump with Remote Outdoor Unit-Air-Source) | 38MURAQ36AB3* |  |  | CAP**3717AL* | 59TP6C080V17**16 | 36000 | 15.5 | 8.5 | 38500 | 35200 | 91.43% | 2 | 0 | 10 |  |  |  | No | R-410A | 3 | Residential & Commercial | Ducted CEE Tier 1
213078245 | Central HP <5.4 tons | CARRIER | HRCU-A-CB (Split System: Heat Pump with Remote Outdoor Unit-Air-Source) | 38MURAQ36AB3* |  |  | CNPV*4824AL* | 58S(B,C)*B070M21**16 | 35800 | 16.5 | 8.1 | 38500 | 34800 | 90.39% | 1.98 | 0 | 10 |  |  |  | No | R-410A | 2.9833 | Residential & Commercial | Ducted CEE Tier 1
213078279 | Central HP <5.4 tons | CARRIER | HRCU-A-CB (Split System: Heat Pump with Remote Outdoor Unit-Air-Source) | 38MURAQ36AB3* |  |  | CAP**3717AL* | 58S(B,C)*B090M17**14 | 36200 | 16 | 8.5 | 38500 | 35000 | 90.91% | 2.02 | 0 | 10 |  |  |  | No | R-410A | 3.0167 | Residential & Commercial | Ducted CEE Tier 1
213078563 | Central HP <5.4 tons | CARRIER | HRCU-A-CB (Split System: Heat Pump with Remote Outdoor Unit-Air-Source) | 38MURAQ36AB3* |  |  | CNPV*4821AL* | 58S(B,C)*B090M21**20 | 36000 | 16.5 | 8.1 | 38500 | 35000 | 90.91% | 2 | 0 | 10.5 |  |  |  | No | R-410A | 3 | Residential & Commercial | Ducted CEE Tier 1
213078745 | Central HP <5.4 tons | CARRIER | HRCU-A-CB (Split System: Heat Pump with Remote Outdoor Unit-Air-Source) | 38MURAQ36AB3* |  |  | CAP**4824AL* | 58S(B,C)*B110M24**20 | 36200 | 16.5 | 8.5 | 38000 | 34600 | 91.05% | 2.04 | 0 | 10 |  |  |  | No | R-410A | 3.0167 | Residential & Commercial | Ducted CEE Tier 1
213078797 | Central HP <5.4 tons | CARRIER | HRCU-A-CB (Split System: Heat Pump with Remote Outdoor Unit-Air-Source) | 38MURAQ36AB3* |  |  | CAP**4824AL* | 58S(B,C)*B155M24**20 | 36200 | 16.5 | 8.5 | 38000 | 34800 | 91.58% | 2.04 | 0 | 10 |  |  |  | No | R-410A | 3.0167 | Residential & Commercial | Ducted CEE Tier 1
211227840 | Central HP <5.4 tons | COMFORTMAKER | HRCU-A-CB (Split System: Heat Pump with Remote Outdoor Unit-Air-Source) | DLCURAH36ABK |  |  | EA*4X42L24A* | *80ES(N,L)1352420A* | 35600 | 16 | 8.1 | 38500 | 35000 | 90.91% | 1.9 | 0 | 10 |  |  |  | No | R-410A | 2.9667 | Residential & Commercial | Ducted CEE Tier 1
213872262 | Central HP <5.4 tons | AMANA | HRCU-A-CB (Split System: Heat Pump with Remote Outdoor Unit-Air-Source) | ASZS60421EA* |  |  | CA*EA6030*4A* | A*VM970804CNB* | 40000 | 17 | 8.6 | 40000 | 30600 | 76.5% | 2.2 | 0 | 10 |  |  |  | No | R-410A | 3.3333 | Residential & Commercial | Ducted CEE Tier 1
214075225 | Central HP <5.4 tons | SURE | HRCU-A-CB (Split System: Heat Pump with Remote Outdoor Unit-Air-Source) | RD17AZ60AJ3N |  |  | TCFZ6024STANM | S801VA100521M | 55000 | 18 | 8.1 | 54000 | 49500 | 91.67% | 1.75 | 0 | 10 |  |  |  | No | R-410A | 4.5833 | Residential & Commercial | Ducted CEE Tier 1
215319092 | Central HP <5.4 tons | TEMPSTAR | HRCU-A-CB (Split System: Heat Pump with Remote Outdoor Unit-Air-Source) | D5CURAH24AAK |  |  | D5FUAAH24XAK |  | 24000 | 18.2 | 9.7 | 26000 | 21600 | 83.08% | 1.87 | 0 | 11 |  |  |  | No | R-454B | 2 | Residential & Commercial | Ducted CEE Tier 1
214075235 | Central HP <5.4 tons | RUUD | HRCU-A-CB (Split System: Heat Pump with Remote Outdoor Unit-Air-Source) | RD17AZ60AJ3N |  |  | RCFZ6024STANM | R801V0755A21DZ | 55500 | 18 | 8.1 | 54000 | 49000 | 90.74% | 1.75 | 0 | 10 |  |  |  | No | R-410A | 4.625 | Residential & Commercial | Ducted CEE Tier 1
214075249 | Central HP <5.4 tons | RUUD | HRCU-A-CB (Split System: Heat Pump with Remote Outdoor Unit-Air-Source) | RD17AZ60AJ3N |  |  | RCFZ6024STANM | R802V1005A21UHS | 55500 | 18 | 8.1 | 53500 | 49000 | 91.59% | 1.75 | 0 | 10 |  |  |  | No | R-410A | 4.625 | Residential & Commercial | Ducted CEE Tier 1
212614982 | Central HP <5.4 tons | AMANA | HRCU-A-CB (Split System: Heat Pump with Remote Outdoor Unit-Air-Source) | ASZS60241EA* |  |  | CA*EA3026*4A* | A*VM970603BNB* | 23000 | 17 | 8.6 | 23000 | 16100 | 70% | 2 | 0 | 10 |  |  |  | No | R-410A | 1.9167 | Residential & Commercial | Ducted CEE Tier 1
213079363 | Central HP <5.4 tons | CARRIER | HRCU-A-CB (Split System: Heat Pump with Remote Outdoor Unit-Air-Source) | 38MURAQ36AB3* |  |  | CNPV*4217AL* | 59SC2E060M14**12 | 35600 | 15.5 | 8.1 | 38500 | 35200 | 91.43% | 1.94 | 0 | 10 |  |  |  | No | R-410A | 2.9667 | Residential & Commercial | Ducted CEE Tier 1
213079765 | Central HP <5.4 tons | CARRIER | HRCU-A-CB (Split System: Heat Pump with Remote Outdoor Unit-Air-Source) | 38MURAQ36AB3* |  |  | CAP**4224AL* | 59SC2E100M21**20 | 35400 | 16.5 | 8.1 | 38500 | 35000 | 90.91% | 1.88 | 0 | 10 |  |  |  | No | R-410A | 2.95 | Residential & Commercial | Ducted CEE Tier 1
213080351 | Central HP <5.4 tons | CARRIER | HRCU-A-CB (Split System: Heat Pump with Remote Outdoor Unit-Air-Source) | 38MURAQ36AB3* |  |  | CNPV*4821AL* | 59SC6A100M21**20 | 36000 | 16.5 | 8.1 | 38500 | 34800 | 90.39% | 2.02 | 0 | 10 |  |  |  | No | R-410A | 3 | Residential & Commercial | Ducted CEE Tier 1
214771645 | Central HP <5.4 tons | MIDEA | HRCU-A-CB (Split System: Heat Pump with Remote Outdoor Unit-Air-Source) | MOVB-36HDN10-M20G |  |  | MC**3036CN10TH | MGV96U080C4C | 33600 | 17.5 | 9 | 34200 | 24000 | 70.18% | 1.88 | 0 | 11 |  |  |  | No | R-454B | 2.8 | Residential & Commercial | Ducted CEE Tier 1
211230952 | Central HP <5.4 tons | CARRIER | HRCU-A-CB (Split System: Heat Pump with Remote Outdoor Unit-Air-Source) | 38MURAQ36AB3* |  |  | CAP**4824AL* | GG96VTAA66120D | 36000 | 16 | 8.5 | 38500 | 34600 | 89.87% | 2.06 | 0 | 10 |  |  |  | No | R-410A | 3 | Residential & Commercial | Ducted CEE Tier 1
211230959 | Central HP <5.4 tons | CARRIER | HRCU-A-CB (Split System: Heat Pump with Remote Outdoor Unit-Air-Source) | 38MURAQ36AB3* |  |  | CNPV*4824AL* | GG96VTAA66120D | 36200 | 16 | 8.1 | 38500 | 34800 | 90.39% | 2.02 | 0 | 10 |  |  |  | No | R-410A | 3.0167 | Residential & Commercial | Ducted CEE Tier 1
214771644 | Central HP <5.4 tons | MIDEA | HRCU-A-CB (Split System: Heat Pump with Remote Outdoor Unit-Air-Source) | MOVB-36HDN10-M20G |  |  | MC**3036BN10TH | MGV96U080B3C | 33600 | 17.5 | 9 | 34200 | 24000 | 70.18% | 1.9 | 0 | 11 |  |  |  | No | R-454B | 2.8 | Residential & Commercial | Ducted CEE Tier 1
216057017 | Central HP <5.4 tons | AMERICAN STANDARD | HRCU-A-CB (Split System: Heat Pump with Remote Outdoor Unit-Air-Source) | 5A6V8X60A1 |  |  | 5TAMXD06AV41 |  | 53500 | 18.1 | 8.5 | 55500 | 39000 | 70.27% | 2 | 0 | 10.5 |  |  |  | No | R-454B | 4.4583 | Residential & Commercial | Ducted CEE Tier 1
214075300 | Central HP <5.4 tons | RUUD | HRCU-A-CB (Split System: Heat Pump with Remote Outdoor Unit-Air-Source) | RD17AZ60AJ3N |  |  | RCFZ6024STANM | R801V1505A24UH | 55500 | 18 | 8.1 | 53500 | 49000 | 91.59% | 1.75 | 0 | 10 |  |  |  | No | R-410A | 4.625 | Residential & Commercial | Ducted CEE Tier 1
211258013 | Central HP <5.4 tons | CARRIER | HRCU-A-CB (Split System: Heat Pump with Remote Outdoor Unit-Air-Source) | 38MURAQ18AB3* |  |  | CNPV*2417AL* | 59SC5B040E14**10 | 17800 | 15.5 | 8.5 | 18700 | 18800 | 100.5% | 2.26 | 0 | 10.5 |  |  |  | No | R-410A | 1.4833 | Residential & Commercial | Ducted CEE Tier 1
211258112 | Central HP <5.4 tons | CARRIER | HRCU-A-CB (Split System: Heat Pump with Remote Outdoor Unit-Air-Source) | 38MURAQ18AB3* |  |  | FB4CNP018L |  | 17400 | 16 | 8.5 | 18300 | 19400 | 106% | 2.34 | 0 | 10.5 |  |  |  | No | R-410A | 1.45 | Residential & Commercial | Ducted CEE Tier 1
211228072 | Central HP <5.4 tons | COMFORTMAKER | HRCU-A-CB (Split System: Heat Pump with Remote Outdoor Unit-Air-Source) | DLCURAH36ABK |  |  | EA*4X42L24A* | *96VSN1202422A* | 35400 | 16 | 8.1 | 38500 | 35000 | 90.91% | 1.88 | 0 | 10 |  |  |  | No | R-410A | 2.95 | Residential & Commercial | Ducted CEE Tier 1
211227828 | Central HP <5.4 tons | COMFORTMAKER | HRCU-A-CB (Split System: Heat Pump with Remote Outdoor Unit-Air-Source) | DLCURAH36ABK |  |  | EA*4X42L24A* | *80ES(N,L)1102420A* | 35400 | 16.5 | 8.1 | 38500 | 35000 | 90.91% | 1.88 | 0 | 10 |  |  |  | No | R-410A | 2.95 | Residential & Commercial | Ducted CEE Tier 1
211228103 | Central HP <5.4 tons | COMFORTMAKER | HRCU-A-CB (Split System: Heat Pump with Remote Outdoor Unit-Air-Source) | DLCURAH36ABK |  |  | EA*4X42L24A* | *95ESU1002122A* | 36600 | 15.2 | 8.1 | 40000 | 35200 | 88% | 1.94 | 0 | 10 |  |  |  | No | R-410A | 3.05 | Residential & Commercial | Ducted CEE Tier 1
211228160 | Central HP <5.4 tons | COMFORTMAKER | HRCU-A-CB (Split System: Heat Pump with Remote Outdoor Unit-Air-Source) | DLCURAH36ABK |  |  | EA*4X42L24A* | OLV154F20A | 37000 | 15.2 | 8.5 | 40000 | 35400 | 88.5% | 1.96 | 0 | 10 |  |  |  | No | R-410A | 3.0833 | Residential & Commercial | Ducted CEE Tier 1
211228964 | Central HP <5.4 tons | COMFORTMAKER | HRCU-A-CB (Split System: Heat Pump with Remote Outdoor Unit-Air-Source) | DLCURAH36ABK |  |  | EA*4X48L21A* | *92ESN0601714A* | 36000 | 16 | 8.5 | 38500 | 34600 | 89.87% | 2.06 | 0 | 10 |  |  |  | No | R-410A | 3 | Residential & Commercial | Ducted CEE Tier 1
211227070 | Central HP <5.4 tons | COMFORTMAKER | HRCU-A-CB (Split System: Heat Pump with Remote Outdoor Unit-Air-Source) | DLCURAH36ABK |  |  | EA*4X37L21A* | *95ESN1002120A* | 37000 | 15.5 | 8.5 | 38500 | 34800 | 90.39% | 2.1 | 0 | 10 |  |  |  | No | R-410A | 3.0833 | Residential & Commercial | Ducted CEE Tier 1
214771661 | Central HP <5.4 tons | MIDEA | HRCU-A-CB (Split System: Heat Pump with Remote Outdoor Unit-Air-Source) | MOVB-60HDN10-M20G |  |  | MC**4248DN10TH | MGV96U100D5C | 44500 | 16.5 | 9 | 47000 | 33000 | 70.21% | 1.9 | 0 | 11.7 |  |  |  | No | R-454B | 3.7083 | Residential & Commercial | Ducted CEE Tier 1
214075418 | Central HP <5.4 tons | SURE | HRCU-A-CB (Split System: Heat Pump with Remote Outdoor Unit-Air-Source) | RD17AZ24AJ3N |  |  | TCFZ2417MTANM | S921V0603A17M4S | 22600 | 17 | 9.5 | 22600 | 17000 | 75.22% | 2 | 0 | 10 |  |  |  | No | R-410A | 1.8833 | Residential & Commercial | Ducted CEE Tier 1
214771663 | Central HP <5.4 tons | MIDEA | HRCU-A-CB (Split System: Heat Pump with Remote Outdoor Unit-Air-Source) | MOVB-60HDN10-M20G |  |  | MC**4860CN10TH | MGV96U100C5C | 51500 | 17.5 | 8.5 | 53500 | 37600 | 70.28% | 1.8 | 0 | 11.4 |  |  |  | No | R-454B | 4.2917 | Residential & Commercial | Ducted CEE Tier 1
211240218 | Central HP <5.4 tons | CARRIER | HRCU-A-CB (Split System: Heat Pump with Remote Outdoor Unit-Air-Source) | 38MURAQ24AB3* |  |  | FMA4X30**AL* |  | 25800 | 18 | 9 | 27600 | 21000 | 76.09% | 1.8 | 0 | 10.5 |  |  |  | No | R-410A | 2.15 | Residential & Commercial | Ducted CEE Tier 1
211240220 | Central HP <5.4 tons | CARRIER | HRCU-A-CB (Split System: Heat Pump with Remote Outdoor Unit-Air-Source) | 38MURAQ24AB3* |  |  | FM(C,U)4X30**AL* |  | 25000 | 15.2 | 8.5 | 27800 | 21800 | 78.42% | 1.8 | 0 | 10 |  |  |  | No | R-410A | 2.0833 | Residential & Commercial | Ducted CEE Tier 1
213080303 | Central HP <5.4 tons | CARRIER | HRCU-A-CB (Split System: Heat Pump with Remote Outdoor Unit-Air-Source) | 38MURAQ36AB3* |  |  | CAP**4224AL* | 59SC6A100M21**20 | 35400 | 16 | 8.1 | 38500 | 35000 | 90.91% | 1.88 | 0 | 10 |  |  |  | No | R-410A | 2.95 | Residential & Commercial | Ducted CEE Tier 1
213826689 | Central HP <5.4 tons | TRANE | HRCU-A-CB (Split System: Heat Pump with Remote Outdoor Unit-Air-Source) | 4TWV7X48A1 |  |  | 4TXCC009DS3 | S9V2C100U4VSB+LRP | 46500 | 17.1 | 8.5 | 40500 | 28400 | 70.12% | 1.8 | 0 | 11.7 |  |  |  | No | R-410A | 3.875 | Residential & Commercial | Ducted CEE Tier 1
216032524 | Central HP <5.4 tons | MIDEA | HRCU-A-CB (Split System: Heat Pump with Remote Outdoor Unit-Air-Source) | MDV-V18WMN10T |  |  | MCPM3036BN10OH+TXV | MGV96U080B3C | 18000 | 15.2 | 9.1 | 18000 | 18000 | 100% | 1.9 | 0 | 10.5 |  |  |  | No | R-454B | 1.5 | Residential & Commercial | Ducted CEE Tier 1
211239653 | Central HP <5.4 tons | CARRIER | HRCU-A-CB (Split System: Heat Pump with Remote Outdoor Unit-Air-Source) | 38MURAQ24AB3* |  |  | CAP**2414AL* | 59SC5B060E14**12 | 24000 | 15.5 | 8.5 | 27200 | 23600 | 86.76% | 1.92 | 0 | 10 |  |  |  | No | R-410A | 2 | Residential & Commercial | Ducted CEE Tier 1
211239723 | Central HP <5.4 tons | CARRIER | HRCU-A-CB (Split System: Heat Pump with Remote Outdoor Unit-Air-Source) | 38MURAQ24AB3* |  |  | CAP**2517AL* | 59TP6B040V17**12 | 23800 | 16 | 8.1 | 25200 | 21800 | 86.51% | 1.82 | 0 | 10 |  |  |  | No | R-410A | 1.9833 | Residential & Commercial | Ducted CEE Tier 1
211239738 | Central HP <5.4 tons | CARRIER | HRCU-A-CB (Split System: Heat Pump with Remote Outdoor Unit-Air-Source) | 38MURAQ24AB3* |  |  | CAP**2517AL* | 59SC2D060E17**14 | 25000 | 17 | 8.5 | 25600 | 21000 | 82.03% | 1.78 | 0 | 10.5 |  |  |  | No | R-410A | 2.0833 | Residential & Commercial | Ducted CEE Tier 1
211239739 | Central HP <5.4 tons | CARRIER | HRCU-A-CB (Split System: Heat Pump with Remote Outdoor Unit-Air-Source) | 38MURAQ24AB3* |  |  | CAP**2517AL* | 59SC2D080E17**16 | 25000 | 17.5 | 8.5 | 25600 | 21000 | 82.03% | 1.78 | 0 | 10.5 |  |  |  | No | R-410A | 2.0833 | Residential & Commercial | Ducted CEE Tier 1
211239756 | Central HP <5.4 tons | CARRIER | HRCU-A-CB (Split System: Heat Pump with Remote Outdoor Unit-Air-Source) | 38MURAQ24AB3* |  |  | CAP**3014AL* | 59TP6B040V14**10 | 23600 | 15.5 | 8.5 | 26200 | 23600 | 90.08% | 1.94 | 0 | 10 |  |  |  | No | R-410A | 1.9667 | Residential & Commercial | Ducted CEE Tier 1
211239790 | Central HP <5.4 tons | CARRIER | HRCU-A-CB (Split System: Heat Pump with Remote Outdoor Unit-Air-Source) | 38MURAQ24AB3* |  |  | CAP**3017AL* | 59TP6B060V17**14 | 23800 | 16.5 | 8.5 | 26200 | 23400 | 89.31% | 1.92 | 0 | 10 |  |  |  | No | R-410A | 1.9833 | Residential & Commercial | Ducted CEE Tier 1
211239820 | Central HP <5.4 tons | CARRIER | HRCU-A-CB (Split System: Heat Pump with Remote Outdoor Unit-Air-Source) | 38MURAQ24AB3* |  |  | CAP**3617AL* | 59SU5A060E17**16 | 24400 | 17 | 8.5 | 26200 | 22400 | 85.5% | 1.86 | 0 | 10 |  |  |  | No | R-410A | 2.0333 | Residential & Commercial | Ducted CEE Tier 1
211239822 | Central HP <5.4 tons | CARRIER | HRCU-A-CB (Split System: Heat Pump with Remote Outdoor Unit-Air-Source) | 38MURAQ24AB3* |  |  | CAP**3617AL* | 58TP*A045V14**12 | 24200 | 16.5 | 8.5 | 26200 | 22400 | 85.5% | 1.86 | 0 | 10 |  |  |  | No | R-410A | 2.0167 | Residential & Commercial | Ducted CEE Tier 1
211239838 | Central HP <5.4 tons | CARRIER | HRCU-A-CB (Split System: Heat Pump with Remote Outdoor Unit-Air-Source) | 38MURAQ24AB3* |  |  | CAP**3617AL* | 58S(B,C)*A090E17**14 | 24600 | 17 | 8.5 | 26400 | 22200 | 84.09% | 1.84 | 0 | 10 |  |  |  | No | R-410A | 2.05 | Residential & Commercial | Ducted CEE Tier 1
211239871 | Central HP <5.4 tons | CARRIER | HRCU-A-CB (Split System: Heat Pump with Remote Outdoor Unit-Air-Source) | 38MURAQ24AB3* |  |  | CAP**3621AL* | 58SU*A040E17**12 | 24200 | 17.5 | 8.5 | 26000 | 22800 | 87.69% | 1.9 | 0 | 10 |  |  |  | No | R-410A | 2.0167 | Residential & Commercial | Ducted CEE Tier 1
211239874 | Central HP <5.4 tons | CARRIER | HRCU-A-CB (Split System: Heat Pump with Remote Outdoor Unit-Air-Source) | 38MURAQ24AB3* |  |  | CAP**3621AL* | 59TP6B040V17**12 | 23400 | 16 | 8.5 | 25800 | 23600 | 91.47% | 1.94 | 0 | 10 |  |  |  | No | R-410A | 1.95 | Residential & Commercial | Ducted CEE Tier 1
211239887 | Central HP <5.4 tons | CARRIER | HRCU-A-CB (Split System: Heat Pump with Remote Outdoor Unit-Air-Source) | 38MURAQ24AB3* |  |  | CAP**3621AL* | 58S(B,C)*A090E21**20 | 24800 | 17 | 8.5 | 26600 | 22000 | 82.71% | 1.82 | 0 | 10 |  |  |  | No | R-410A | 2.0667 | Residential & Commercial | Ducted CEE Tier 1
211239888 | Central HP <5.4 tons | CARRIER | HRCU-A-CB (Split System: Heat Pump with Remote Outdoor Unit-Air-Source) | 38MURAQ24AB3* |  |  | CAP**3621AL* | 58S(B,C)*A110E21**20 | 25200 | 16.5 | 8.5 | 26800 | 21800 | 81.34% | 1.8 | 0 | 10 |  |  |  | No | R-410A | 2.1 | Residential & Commercial | Ducted CEE Tier 1
211239890 | Central HP <5.4 tons | CARRIER | HRCU-A-CB (Split System: Heat Pump with Remote Outdoor Unit-Air-Source) | 38MURAQ24AB3* |  |  | CAP**3621AL* | 59SC2D080E17**16 | 24400 | 17 | 8.5 | 26200 | 22400 | 85.5% | 1.86 | 0 | 10 |  |  |  | No | R-410A | 2.0333 | Residential & Commercial | Ducted CEE Tier 1
211239904 | Central HP <5.4 tons | CARRIER | HRCU-A-CB (Split System: Heat Pump with Remote Outdoor Unit-Air-Source) | 38MURAQ24AB3* |  |  | CAP**3717AL* | 59SP6A060V17**14 | 24600 | 16.5 | 8.5 | 25600 | 21600 | 84.38% | 1.8 | 0 | 10 |  |  |  | No | R-410A | 2.05 | Residential & Commercial | Ducted CEE Tier 1
211239922 | Central HP <5.4 tons | CARRIER | HRCU-A-CB (Split System: Heat Pump with Remote Outdoor Unit-Air-Source) | 38MURAQ24AB3* |  |  | CAP**3717AL* | 58TP*A070V17**16 | 24600 | 17 | 8.5 | 25600 | 21600 | 84.38% | 1.8 | 0 | 10.5 |  |  |  | No | R-410A | 2.05 | Residential & Commercial | Ducted CEE Tier 1
211239954 | Central HP <5.4 tons | CARRIER | HRCU-A-CB (Split System: Heat Pump with Remote Outdoor Unit-Air-Source) | 38MURAQ24AB3* |  |  | CAP**3721AL* | 59SU5A040E17**12 | 24400 | 17 | 8.5 | 25200 | 21200 | 84.13% | 1.78 | 0 | 10 |  |  |  | No | R-410A | 2.0333 | Residential & Commercial | Ducted CEE Tier 1
211239971 | Central HP <5.4 tons | CARRIER | HRCU-A-CB (Split System: Heat Pump with Remote Outdoor Unit-Air-Source) | 38MURAQ24AB3* |  |  | CAP**3721AL* | 59TP6B080V17**16 | 24800 | 17 | 8.5 | 25600 | 21000 | 82.03% | 1.76 | 0 | 10.5 |  |  |  | No | R-410A | 2.0667 | Residential & Commercial | Ducted CEE Tier 1
211239972 | Central HP <5.4 tons | CARRIER | HRCU-A-CB (Split System: Heat Pump with Remote Outdoor Unit-Air-Source) | 38MURAQ24AB3* |  |  | CAP**3721AL* | 58TP*A070V17**16 | 24800 | 17 | 8.5 | 25400 | 20800 | 81.89% | 1.76 | 0 | 10.5 |  |  |  | No | R-410A | 2.0667 | Residential & Commercial | Ducted CEE Tier 1
211239991 | Central HP <5.4 tons | CARRIER | HRCU-A-CB (Split System: Heat Pump with Remote Outdoor Unit-Air-Source) | 38MURAQ24AB3* |  |  | CAP**3721AL* | 58SU*A080E21**20 | 25000 | 17.5 | 8.5 | 25600 | 20800 | 81.25% | 1.76 | 0 | 10.5 |  |  |  | No | R-410A | 2.0833 | Residential & Commercial | Ducted CEE Tier 1
211240007 | Central HP <5.4 tons | CARRIER | HRCU-A-CB (Split System: Heat Pump with Remote Outdoor Unit-Air-Source) | 38MURAQ24AB3* |  |  | CNPV*2414AL* | 58S(B,C)*A045E14**12 | 24200 | 15.5 | 8.5 | 27200 | 22600 | 83.09% | 1.86 | 0 | 10 |  |  |  | No | R-410A | 2.0167 | Residential & Commercial | Ducted CEE Tier 1
211240039 | Central HP <5.4 tons | CARRIER | HRCU-A-CB (Split System: Heat Pump with Remote Outdoor Unit-Air-Source) | 38MURAQ24AB3* |  |  | CNPV*2417AL* | 58S(B,C)*A045E14**12 | 24200 | 15.5 | 8.5 | 27200 | 22600 | 83.09% | 1.86 | 0 | 10 |  |  |  | No | R-410A | 2.0167 | Residential & Commercial | Ducted CEE Tier 1
211240041 | Central HP <5.4 tons | CARRIER | HRCU-A-CB (Split System: Heat Pump with Remote Outdoor Unit-Air-Source) | 38MURAQ24AB3* |  |  | CNPV*2417AL* | 58S(B,C)*A070E17**12 | 23800 | 16 | 8.5 | 27000 | 23200 | 85.93% | 1.9 | 0 | 10 |  |  |  | No | R-410A | 1.9833 | Residential & Commercial | Ducted CEE Tier 1
211240054 | Central HP <5.4 tons | CARRIER | HRCU-A-CB (Split System: Heat Pump with Remote Outdoor Unit-Air-Source) | 38MURAQ24AB3* |  |  | CNPV*2417AL* | OVMAAB042112 | 23800 | 15.2 | 8.5 | 27000 | 23200 | 85.93% | 1.9 | 0 | 10 |  |  |  | No | R-410A | 1.9833 | Residential & Commercial | Ducted CEE Tier 1
211240055 | Central HP <5.4 tons | CARRIER | HRCU-A-CB (Split System: Heat Pump with Remote Outdoor Unit-Air-Source) | 38MURAQ24AB3* |  |  | CNPV*3014AL* | 58SP*A045V14**12 | 24000 | 16 | 8.1 | 26400 | 23000 | 87.12% | 1.88 | 0 | 10 |  |  |  | No | R-410A | 2 | Residential & Commercial | Ducted CEE Tier 1
211240056 | Central HP <5.4 tons | CARRIER | HRCU-A-CB (Split System: Heat Pump with Remote Outdoor Unit-Air-Source) | 38MURAQ24AB3* |  |  | CNPV*3014AL* | 59SP6A040V14**10 | 23600 | 15.5 | 8.1 | 26200 | 23600 | 90.08% | 1.92 | 0 | 10 |  |  |  | No | R-410A | 1.9667 | Residential & Commercial | Ducted CEE Tier 1
211240058 | Central HP <5.4 tons | CARRIER | HRCU-A-CB (Split System: Heat Pump with Remote Outdoor Unit-Air-Source) | 38MURAQ24AB3* |  |  | CNPV*3014AL* | 58TP*A045V14**12 | 24000 | 16.5 | 8.1 | 26200 | 23000 | 87.79% | 1.9 | 0 | 10.5 |  |  |  | No | R-410A | 2 | Residential & Commercial | Ducted CEE Tier 1
211240071 | Central HP <5.4 tons | CARRIER | HRCU-A-CB (Split System: Heat Pump with Remote Outdoor Unit-Air-Source) | 38MURAQ24AB3* |  |  | CNPV*3017AL* | 59SP6A060V17**14 | 23400 | 16.5 | 8.1 | 25800 | 24000 | 93.02% | 2 | 0 | 10 |  |  |  | No | R-410A | 1.95 | Residential & Commercial | Ducted CEE Tier 1
211240105 | Central HP <5.4 tons | CARRIER | HRCU-A-CB (Split System: Heat Pump with Remote Outdoor Unit-Air-Source) | 38MURAQ24AB3* |  |  | CNPV*3017AL* | 59SC5B080E17**16 | 24600 | 15.5 | 8.1 | 26800 | 22200 | 82.84% | 1.82 | 0 | 10 |  |  |  | No | R-410A | 2.05 | Residential & Commercial | Ducted CEE Tier 1
214771649 | Central HP <5.4 tons | MIDEA | HRCU-A-C (Split System: Heat Pump with Remote Outdoor Unit with No Indoor Fan --Air Source) | MOVB-36HDN10-M20G |  |  | MC**2430AN10TH |  | 23000 | 15.2 | 9 | 24000 | 16800 | 70% | 1.9 | 0 | 11.7 |  |  |  | No | R-454B | 1.9167 | Residential & Commercial | Ducted CEE Tier 1
215682372 | Central HP <5.4 tons | TEMPSTAR | HRCU-A-CB (Split System: Heat Pump with Remote Outdoor Unit-Air-Source) | T5H0V48*K*AAA* |  |  | EVD5X60M21A*+WALLCON | *97CTN1002122A* | 48000 | 19 | 9 | 50000 | 36600 | 73.2% | 2 | 0 | 10.5 |  |  |  | No | R-454B | 4 | Residential & Commercial | Ducted CEE Tier 1
212404713 | Central HP <5.4 tons | CONTINENTAL | HRCU-A-CB (Split System: Heat Pump with Remote Outdoor Unit-Air-Source) | CS18HV48A60 |  |  | H,DE37960+TXV | WPV070T4BA | 46000 | 17 | 8.5 | 50000 | 35000 | 70% | 1.8 | 0 | 10 |  |  |  | No | R-410A | 3.8333 | Residential & Commercial | Ducted CEE Tier 1
215681382 | Central HP <5.4 tons | TEMPSTAR | HRCU-A-CB (Split System: Heat Pump with Remote Outdoor Unit-Air-Source) | T5H0V48*K*AAA* |  |  | EA*5X60M24A*+WALLCON | *96CTN0802120B* | 45000 | 18 | 9 | 47500 | 33600 | 70.74% | 2.06 | 0 | 10 |  |  |  | No | R-454B | 3.75 | Residential & Commercial | Ducted CEE Tier 1
215681432 | Central HP <5.4 tons | TEMPSTAR | HRCU-A-CB (Split System: Heat Pump with Remote Outdoor Unit-Air-Source) | T5H0V48*K*AAA* |  |  | EA*5X60M24A*+WALLCON | *97CTN1202422A* | 45000 | 18 | 9 | 47500 | 33600 | 70.74% | 2.06 | 0 | 10 |  |  |  | No | R-454B | 3.75 | Residential & Commercial | Ducted CEE Tier 1
211227370 | Central HP <5.4 tons | COMFORTMAKER | HRCU-A-CB (Split System: Heat Pump with Remote Outdoor Unit-Air-Source) | DLCURAH36ABK |  |  | EA*4X42L21A* | *80ES(N,L)1102120A* | 35400 | 16 | 8.1 | 38500 | 35000 | 90.91% | 1.88 | 0 | 10 |  |  |  | No | R-410A | 2.95 | Residential & Commercial | Ducted CEE Tier 1
212384292 | Central HP <5.4 tons | COMFORTMAKER | HRCU-A-CB (Split System: Heat Pump with Remote Outdoor Unit-Air-Source) | DLCURAH36ABK |  |  | END4X42L17** | *80ES(N,L)0901714A* | 36200 | 15.5 | 8.1 | 39500 | 35000 | 88.61% | 1.98 | 0 | 10 |  |  |  | No | R-410A | 3.0167 | Residential & Commercial | Ducted CEE Tier 1
211229137 | Central HP <5.4 tons | COMFORTMAKER | HRCU-A-CB (Split System: Heat Pump with Remote Outdoor Unit-Air-Source) | DLCURAH36ABK |  |  | EA*4X48L21A* | *95ESU1002120A* | 36200 | 16 | 8.5 | 38500 | 34600 | 89.87% | 2.06 | 0 | 10 |  |  |  | No | R-410A | 3.0167 | Residential & Commercial | Ducted CEE Tier 1
211229473 | Central HP <5.4 tons | COMFORTMAKER | HRCU-A-CB (Split System: Heat Pump with Remote Outdoor Unit-Air-Source) | DLCURAH36ABK |  |  | EA*4X48L24A* | *92ESN1202420A* | 36200 | 16 | 8.5 | 38500 | 34600 | 89.87% | 2.08 | 0 | 10 |  |  |  | No | R-410A | 3.0167 | Residential & Commercial | Ducted CEE Tier 1
211229614 | Central HP <5.4 tons | COMFORTMAKER | HRCU-A-CB (Split System: Heat Pump with Remote Outdoor Unit-Air-Source) | DLCURAH36ABK |  |  | EA*4X48L24A* | *96VTN1002122A* | 36000 | 16.5 | 8.5 | 37800 | 34600 | 91.53% | 2.06 | 0 | 10 |  |  |  | No | R-410A | 3 | Residential & Commercial | Ducted CEE Tier 1
211257751 | Central HP <5.4 tons | CARRIER | HRCU-A-CB (Split System: Heat Pump with Remote Outdoor Unit-Air-Source) | 38MURAQ18AB3* |  |  | CAP**1917AL* | 59SC2D060E14**12 | 18700 | 16.5 | 8.5 | 18600 | 17500 | 94.09% | 2.14 | 0 | 11 |  |  |  | No | R-410A | 1.5583 | Residential & Commercial | Ducted CEE Tier 1
211257769 | Central HP <5.4 tons | CARRIER | HRCU-A-CB (Split System: Heat Pump with Remote Outdoor Unit-Air-Source) | 38MURAQ18AB3* |  |  | CAP**2414AL* | 59SC5B040E14**10 | 17700 | 15.5 | 8.5 | 18700 | 19000 | 101.6% | 2.28 | 0 | 10.5 |  |  |  | No | R-410A | 1.475 | Residential & Commercial | Ducted CEE Tier 1
211257785 | Central HP <5.4 tons | CARRIER | HRCU-A-CB (Split System: Heat Pump with Remote Outdoor Unit-Air-Source) | 38MURAQ18AB3* |  |  | CAP**2417AL* | 59SP6A040V17**12 | 17700 | 15.5 | 8.5 | 18700 | 19100 | 102.1% | 2.28 | 0 | 10.5 |  |  |  | No | R-410A | 1.475 | Residential & Commercial | Ducted CEE Tier 1
211257799 | Central HP <5.4 tons | CARRIER | HRCU-A-CB (Split System: Heat Pump with Remote Outdoor Unit-Air-Source) | 38MURAQ18AB3* |  |  | CAP**2417AL* | 58TP*A070V14**12 | 17700 | 16.5 | 8.5 | 18500 | 19100 | 103.2% | 2.3 | 0 | 10.5 |  |  |  | No | R-410A | 1.475 | Residential & Commercial | Ducted CEE Tier 1
211257833 | Central HP <5.4 tons | CARRIER | HRCU-A-CB (Split System: Heat Pump with Remote Outdoor Unit-Air-Source) | 38MURAQ18AB3* |  |  | CAP**2517AL* | 59SP6A060V17**14 | 18200 | 16 | 8.5 | 18100 | 17600 | 97.24% | 2.12 | 0 | 11 |  |  |  | No | R-410A | 1.5167 | Residential & Commercial | Ducted CEE Tier 1
211257849 | Central HP <5.4 tons | CARRIER | HRCU-A-CB (Split System: Heat Pump with Remote Outdoor Unit-Air-Source) | 38MURAQ18AB3* |  |  | CAP**2517AL* | 58TP*A070V14**12 | 18300 | 16.5 | 8.5 | 18000 | 17500 | 97.22% | 2.12 | 0 | 11 |  |  |  | No | R-410A | 1.525 | Residential & Commercial | Ducted CEE Tier 1
211257858 | Central HP <5.4 tons | CARRIER | HRCU-A-CB (Split System: Heat Pump with Remote Outdoor Unit-Air-Source) | 38MURAQ18AB3* |  |  | CAP**2517AL* | 59SC5B060E14**12 | 18400 | 16.5 | 8.5 | 18200 | 17500 | 96.15% | 2.12 | 0 | 11 |  |  |  | No | R-410A | 1.5333 | Residential & Commercial | Ducted CEE Tier 1
211257867 | Central HP <5.4 tons | CARRIER | HRCU-A-CB (Split System: Heat Pump with Remote Outdoor Unit-Air-Source) | 38MURAQ18AB3* |  |  | CAP**2517AL* | 58S(B,C)*A070E17**12 | 18600 | 16.5 | 8.5 | 18400 | 17400 | 94.57% | 2.12 | 0 | 11 |  |  |  | No | R-410A | 1.55 | Residential & Commercial | Ducted CEE Tier 1
211257876 | Central HP <5.4 tons | CARRIER | HRCU-A-CB (Split System: Heat Pump with Remote Outdoor Unit-Air-Source) | 38MURAQ18AB3* |  |  | CAP**2517AL* | OVMAAB036098 | 18800 | 16 | 8.5 | 18700 | 17300 | 92.51% | 2.12 | 0 | 11 |  |  |  | No | R-410A | 1.5667 | Residential & Commercial | Ducted CEE Tier 1
211257883 | Central HP <5.4 tons | CARRIER | HRCU-A-CB (Split System: Heat Pump with Remote Outdoor Unit-Air-Source) | 38MURAQ18AB3* |  |  | CAP**3014AL* | 59SP6A060V14**12 | 18000 | 16 | 8.5 | 18500 | 18500 | 100% | 2.22 | 0 | 10.5 |  |  |  | No | R-410A | 1.5 | Residential & Commercial | Ducted CEE Tier 1
211258010 | Central HP <5.4 tons | CARRIER | HRCU-A-CB (Split System: Heat Pump with Remote Outdoor Unit-Air-Source) | 38MURAQ18AB3* |  |  | CNPV*2417AL* | 59TP6B040V17**12 | 17700 | 15.5 | 8.5 | 18700 | 18800 | 100.5% | 2.26 | 0 | 10.5 |  |  |  | No | R-410A | 1.475 | Residential & Commercial | Ducted CEE Tier 1
211258026 | Central HP <5.4 tons | CARRIER | HRCU-A-CB (Split System: Heat Pump with Remote Outdoor Unit-Air-Source) | 38MURAQ18AB3* |  |  | CNPV*2417AL* | 58S(B,C)*A070E17**12 | 18000 | 16 | 8.5 | 18900 | 18700 | 98.94% | 2.26 | 0 | 11 |  |  |  | No | R-410A | 1.5 | Residential & Commercial | Ducted CEE Tier 1
214097535 | Central HP <5.4 tons | RUUD | HRCU-A-CB (Split System: Heat Pump with Remote Outdoor Unit-Air-Source) | RD17AZ48AJ3N |  |  | RCFZ6024SEANM | U802VA100521M | 45500 | 17 | 8.1 | 45500 | 40000 | 87.91% | 2.1 | 0 | 10 |  |  |  | No | R-410A | 3.7917 | Residential & Commercial | Ducted CEE Tier 1
215319087 | Central HP <5.4 tons | TEMPSTAR | HRCU-A-CB (Split System: Heat Pump with Remote Outdoor Unit-Air-Source) | D5CUHAH36AAK |  |  | D5FUAAH36XAK |  | 36000 | 17.4 | 10.3 | 37000 | 39000 | 105.4% | 1.9 | 0 | 11.7 |  |  |  | No | R-454B | 3 | Residential & Commercial | Ducted CEE Tier 1
211229900 | Central HP <5.4 tons | COMFORTMAKER | HRCU-A-CB (Split System: Heat Pump with Remote Outdoor Unit-Air-Source) | DLCURAH36ABK |  |  | EN(A,D,W)4X48L21** | *80ES(N,L)0451712A* | 35800 | 15.5 | 8.1 | 38500 | 35000 | 90.91% | 2 | 0 | 10 |  |  |  | No | R-410A | 2.9833 | Residential & Commercial | Ducted CEE Tier 1
211228054 | Central HP <5.4 tons | COMFORTMAKER | HRCU-A-CB (Split System: Heat Pump with Remote Outdoor Unit-Air-Source) | DLCURAH36ABK |  |  | EA*4X42L24A* | *96VSN0802120A* | 35600 | 16 | 8.1 | 38500 | 35000 | 90.91% | 1.9 | 0 | 10 |  |  |  | No | R-410A | 2.9667 | Residential & Commercial | Ducted CEE Tier 1
211228093 | Central HP <5.4 tons | COMFORTMAKER | HRCU-A-CB (Split System: Heat Pump with Remote Outdoor Unit-Air-Source) | DLCURAH36ABK |  |  | EA*4X42L24A* | *95ESU1002120A* | 35800 | 16 | 8.1 | 38500 | 35000 | 90.91% | 1.9 | 0 | 10 |  |  |  | No | R-410A | 2.9833 | Residential & Commercial | Ducted CEE Tier 1
211228227 | Central HP <5.4 tons | COMFORTMAKER | HRCU-A-CB (Split System: Heat Pump with Remote Outdoor Unit-Air-Source) | DLCURAH36ABK |  |  | EA*4X43L21A* | *80ES(N,L)0701712A* | 36400 | 15.5 | 8.5 | 38500 | 34800 | 90.39% | 2.08 | 0 | 10 |  |  |  | No | R-410A | 3.0333 | Residential & Commercial | Ducted CEE Tier 1
211228325 | Central HP <5.4 tons | COMFORTMAKER | HRCU-A-CB (Split System: Heat Pump with Remote Outdoor Unit-Air-Source) | DLCURAH36ABK |  |  | EA*4X43L21A* | *80VSL0902120A* | 36200 | 16 | 8.5 | 38500 | 34800 | 90.39% | 2.06 | 0 | 10 |  |  |  | No | R-410A | 3.0167 | Residential & Commercial | Ducted CEE Tier 1
211228357 | Central HP <5.4 tons | COMFORTMAKER | HRCU-A-CB (Split System: Heat Pump with Remote Outdoor Unit-Air-Source) | DLCURAH36ABK |  |  | EA*4X43L21A* | *80ESU0802120A | 38000 | 15.5 | 8.5 | 39000 | 35000 | 89.74% | 2.16 | 0 | 10 |  |  |  | No | R-410A | 3.1667 | Residential & Commercial | Ducted CEE Tier 1
211240106 | Central HP <5.4 tons | CARRIER | HRCU-A-CB (Split System: Heat Pump with Remote Outdoor Unit-Air-Source) | 38MURAQ24AB3* |  |  | CNPV*3017AL* | 59SC2D040E14**10 | 24000 | 15.2 | 8.1 | 26600 | 22800 | 85.71% | 1.86 | 0 | 10 |  |  |  | No | R-410A | 2 | Residential & Commercial | Ducted CEE Tier 1
211240107 | Central HP <5.4 tons | CARRIER | HRCU-A-CB (Split System: Heat Pump with Remote Outdoor Unit-Air-Source) | 38MURAQ24AB3* |  |  | CNPV*3017AL* | 59SC2D040E17**12 | 23600 | 15.5 | 8.1 | 26200 | 23400 | 89.31% | 1.92 | 0 | 10 |  |  |  | No | R-410A | 1.9667 | Residential & Commercial | Ducted CEE Tier 1
211240205 | Central HP <5.4 tons | CARRIER | HRCU-A-CB (Split System: Heat Pump with Remote Outdoor Unit-Air-Source) | 38MURAQ24AB3* |  |  | CNPV*3621AL* | OVLAAB036098 | 23400 | 16.5 | 8.1 | 25800 | 24200 | 93.8% | 2 | 0 | 10 |  |  |  | No | R-410A | 1.95 | Residential & Commercial | Ducted CEE Tier 1
215439706 | Central HP <5.4 tons | AMANA | HRCU-A-CB (Split System: Heat Pump with Remote Outdoor Unit-Air-Source) | AZV6SA1810A* |  |  | CA*EA2418*3A* | A*VS800805CUA* | 17000 | 19 | 8.8 | 16800 | 13000 | 77.38% | 2.1 | 0 | 12 |  |  |  | No | R-32 | 1.4167 | Residential & Commercial | Ducted CEE Tier 1
214066745 | Central HP <5.4 tons | RUUD | HRCU-A-CB (Split System: Heat Pump with Remote Outdoor Unit-Air-Source) | RD17AZ36AJ3N |  |  | RCFZ3621MTANM | U802VA075317M | 34200 | 18 | 8.1 | 34200 | 29400 | 85.96% | 2 | 0 | 10 |  |  |  | No | R-410A | 2.85 | Residential & Commercial | Ducted CEE Tier 1
214066610 | Central HP <5.4 tons | RUUD | HRCU-A-CB (Split System: Heat Pump with Remote Outdoor Unit-Air-Source) | RD17AZ36AJ3N |  |  | RCFZ3621MTANM | R921V0855A21M4S | 34200 | 18 | 8.1 | 34200 | 29600 | 86.55% | 1.9 | 0 | 10 |  |  |  | No | R-410A | 2.85 | Residential & Commercial | Ducted CEE Tier 1
216032525 | Central HP <5.4 tons | MIDEA | HRCU-A-CB (Split System: Heat Pump with Remote Outdoor Unit-Air-Source) | MDV-V24WMN10T |  |  | MCPM3036BN10OH+TXV | MGV96U080B3C | 23000 | 16 | 8.9 | 24000 | 20000 | 83.33% | 1.85 | 0 | 10.1 |  |  |  | No | R-454B | 1.9167 | Residential & Commercial | Ducted CEE Tier 1
216027615 | Central HP <5.4 tons | INNOVAIR | HRCU-A-CB (Split System: Heat Pump with Remote Outdoor Unit-Air-Source) | SHV36H2BB |  |  | SWV36BDA |  | 36000 | 16.8 | 9.6 | 37000 | 34600 | 93.51% | 1.8 | 0 | 11.2 |  |  |  | No | R-454B | 3 | Residential & Commercial | Ducted CEE Tier 1
215323732 | Central HP <5.4 tons | TEMPSTAR | HRCU-A-CB (Split System: Heat Pump with Remote Outdoor Unit-Air-Source) | D5CUHAH36AAK |  |  | D5FUHAH36XAK |  | 36000 | 18 | 10 | 37000 | 37400 | 101.1% | 1.9 | 0 | 12 |  |  |  | No | R-454B | 3 | Residential & Commercial | Ducted CEE Tier 1
213164016 | Central HP <5.4 tons | SURE | HRCU-A-CB (Split System: Heat Pump with Remote Outdoor Unit-Air-Source) | SP18AZ60AJVC |  |  | TCFZ6021SEAAM | S802V0755A21DZ | 53000 | 19 | 8.1 | 53000 | 50000 | 94.34% | 1.9 | 0 | 10 |  |  |  | No | R-410A | 4.4167 | Residential & Commercial | Ducted CEE Tier 1
214010085 | Central HP <5.4 tons | MIDEA | HRCU-A-C (Split System: Heat Pump with Remote Outdoor Unit with No Indoor Fan --Air Source) | MOVB-36HDN1-M20G |  |  | MC**2430ANTF |  | 23200 | 15.2 | 9 | 24000 | 16900 | 70.42% | 1.98 | 0 | 12 |  |  |  | No | R-410A | 1.9333 | Residential & Commercial | Ducted CEE Tier 1
212615004 | Central HP <5.4 tons | AMANA | HRCU-A-CB (Split System: Heat Pump with Remote Outdoor Unit-Air-Source) | ASZS60421EA* |  |  | CA*EA6030*4A*+MBVC2000**-1A* |  | 40000 | 17 | 8.6 | 40000 | 30600 | 76.5% | 2 | 0 | 10 |  |  |  | No | R-410A | 3.3333 | Residential & Commercial | Ducted CEE Tier 1
213872266 | Central HP <5.4 tons | AMANA | HRCU-A-CB (Split System: Heat Pump with Remote Outdoor Unit-Air-Source) | ASZS60421EA* |  |  | CA*EA6030*4A* | A*VC960804CNB* | 40000 | 17 | 8.6 | 40000 | 30600 | 76.5% | 2.2 | 0 | 10 |  |  |  | No | R-410A | 3.3333 | Residential & Commercial | Ducted CEE Tier 1
216551775 | Central HP <5.4 tons | RUUD | HRCU-A-CB (Split System: Heat Pump with Remote Outdoor Unit-Air-Source) | UP19AY48AJVC |  |  | RCFY4821SEAAM | U97MV1005A21DH | 45500 | 19 | 10 | 45500 | 42000 | 92.31% | 2.1 | 0 | 12 |  |  |  | No | R-454B | 3.7917 | Residential & Commercial | Ducted CEE Tier 1
216551794 | Central HP <5.4 tons | RUUD | HRCU-A-CB (Split System: Heat Pump with Remote Outdoor Unit-Air-Source) | UP19AY48AJVC |  |  | RCFY4821SEAAM | U97MV0855A21DH | 45500 | 19 | 10 | 45500 | 42000 | 92.31% | 2.1 | 0 | 12 |  |  |  | No | R-454B | 3.7917 | Residential & Commercial | Ducted CEE Tier 1
214075509 | Central HP <5.4 tons | SURE | HRCU-A-CB (Split System: Heat Pump with Remote Outdoor Unit-Air-Source) | RD17AZ24AJ3N |  |  | TCFZ2417MTANM | S802V0754A17DZ | 22600 | 17 | 9.5 | 22600 | 16800 | 74.34% | 2.1 | 0 | 11.2 |  |  |  | No | R-410A | 1.8833 | Residential & Commercial | Ducted CEE Tier 1
212383423 | Central HP <5.4 tons | CARRIER | HRCU-A-CB (Split System: Heat Pump with Remote Outdoor Unit-Air-Source) | 38MURAQ36AB3* |  |  | CAP**3721AL* | 58TP*A090V21**20 | 36200 | 16 | 8.5 | 38500 | 34800 | 90.39% | 2.06 | 0 | 10 |  |  |  | No | R-410A | 3.0167 | Residential & Commercial | Ducted CEE Tier 1
215667739 | Central HP <5.4 tons | TEMPSTAR | HRCU-A-CB (Split System: Heat Pump with Remote Outdoor Unit-Air-Source) | T5H0V24*K*AAA* |  |  | EA*5X37M17A*+WALLCON | *80CSU0601716A* | 23800 | 17 | 9 | 23400 | 16500 | 70.51% | 2 | 0 | 10 |  |  |  | No | R-454B | 1.9833 | Residential & Commercial | Ducted CEE Tier 1
214771639 | Central HP <5.4 tons | MIDEA | HRCU-A-CB (Split System: Heat Pump with Remote Outdoor Unit-Air-Source) | MOVB-36HDN10-M20G |  |  | MC**2430BN10TH | MGV96U060B3C | 24000 | 18.5 | 9 | 24000 | 17200 | 71.67% | 1.9 | 0 | 12 |  |  |  | No | R-454B | 2 | Residential & Commercial | Ducted CEE Tier 1
214771646 | Central HP <5.4 tons | MIDEA | HRCU-A-CB (Split System: Heat Pump with Remote Outdoor Unit-Air-Source) | MOVB-36HDN10-M20G |  |  | MC**3036CN10TH | MGV96U100C5C | 33200 | 17.5 | 9 | 34200 | 24000 | 70.18% | 1.88 | 0 | 11 |  |  |  | No | R-454B | 2.7667 | Residential & Commercial | Ducted CEE Tier 1
212384824 | Central HP <5.4 tons | CARRIER | HRCU-A-CB (Split System: Heat Pump with Remote Outdoor Unit-Air-Source) | 38MURAQ36AB3* |  |  | PF4MN*C42L* |  | 37000 | 16 | 8.1 | 39000 | 34800 | 89.23% | 2 | 0 | 10 |  |  |  | No | R-410A | 3.0833 | Residential & Commercial | Ducted CEE Tier 1
215434271 | Central HP <5.4 tons | AMANA | HRCU-A-CB (Split System: Heat Pump with Remote Outdoor Unit-Air-Source) | AZV7SA4210A* |  |  | CA*EA6030*3A* | A*VM971005CNA* | 40500 | 16.5 | 8.8 | 41000 | 31000 | 75.61% | 2 | 0 | 10 |  |  |  | No | R-32 | 3.375 | Residential & Commercial | Ducted CEE Tier 1
215434278 | Central HP <5.4 tons | AMANA | HRCU-A-CB (Split System: Heat Pump with Remote Outdoor Unit-Air-Source) | AZV7SA4210A* |  |  | CA*EA6030*3A* | A*VT801005C*A* | 40500 | 17 | 8.8 | 41000 | 31000 | 75.61% | 2 | 0 | 10 |  |  |  | No | R-32 | 3.375 | Residential & Commercial | Ducted CEE Tier 1
215218938 | Central HP <5.4 tons | MIDEA | HRCU-A-CB (Split System: Heat Pump with Remote Outdoor Unit-Air-Source) | MOVB-24HDN10-M16G |  |  | MC**2430BN10TH | MGV96U060B3C | 24000 | 16 | 8.5 | 24000 | 16800 | 70% | 1.8 | 0 | 10.6 |  |  |  | No | R-454B | 2 | Residential & Commercial | Ducted CEE Tier 1
216599664 | Central HP <5.4 tons | AMERICAN STANDARD | HRCU-A-CB (Split System: Heat Pump with Remote Outdoor Unit-Air-Source) | 5A6V8X36A1 |  |  | 5PX*B004AS3+P0V0B000M40SD+LRP |  | 32000 | 18.1 | 8.5 | 32600 | 25400 | 77.91% | 2.1 | 0 | 10 |  |  |  | No | R-454B | 2.6667 | Residential & Commercial | Ducted CEE Tier 1
214814479 | Central HP <5.4 tons | MIDEA | HRCU-A-C (Split System: Heat Pump with Remote Outdoor Unit with No Indoor Fan --Air Source) | MOVA-60HDN10-M20G |  |  | MC**4248CN10TH |  | 43500 | 15.2 | 8.5 | 46000 | 40500 | 88.04% | 1.8 | 0 | 11.7 |  |  |  | No | R-454B | 3.625 | Residential & Commercial | Ducted CEE Tier 1
216057009 | Central HP <5.4 tons | AMERICAN STANDARD | HRCU-A-CB (Split System: Heat Pump with Remote Outdoor Unit-Air-Source) | 5A6V8X36A1 |  |  | 5TAMXD07AV51 |  | 32800 | 17.5 | 8.5 | 32200 | 24800 | 77.02% | 2.1 | 0 | 10.5 |  |  |  | No | R-454B | 2.7333 | Residential & Commercial | Ducted CEE Tier 1
214066820 | Central HP <5.4 tons | RUUD | HRCU-A-CB (Split System: Heat Pump with Remote Outdoor Unit-Air-Source) | RD17AZ36AJ3N |  |  | RCFZ3621MTANM | R962V0603A17M4S | 34200 | 18 | 8.1 | 34200 | 29800 | 87.13% | 1.9 | 0 | 10 |  |  |  | No | R-410A | 2.85 | Residential & Commercial | Ducted CEE Tier 1
216551908 | Central HP <5.4 tons | RUUD | HRCU-A-CB (Split System: Heat Pump with Remote Outdoor Unit-Air-Source) | UP19AY36AJVC |  |  | RCFY3621MEAAM | U802V1005A21UH | 34200 | 20 | 10 | 34200 | 29200 | 85.38% | 2 | 0 | 12 |  |  |  | No | R-454B | 2.85 | Residential & Commercial | Ducted CEE Tier 1
213386518 | Central HP <5.4 tons | COMFORTSTAR | HRCU-A-C (Split System: Heat Pump with Remote Outdoor Unit with No Indoor Fan --Air Source) | CPH24CD(O) |  |  | ACP-24B |  | 24000 | 16.5 | 9.5 | 25000 | 20000 | 80% | 1.95 | 11 | 10.7 |  |  |  | No | R-410A | 2 | Residential & Commercial | Ducted CEE Tier 1
216551924 | Central HP <5.4 tons | RUUD | HRCU-A-CB (Split System: Heat Pump with Remote Outdoor Unit-Air-Source) | UP19AY36AJVC |  |  | RCFY3621MEAAM | U97MV0703A17DH | 34200 | 20 | 10 | 34200 | 29600 | 86.55% | 2 | 0 | 12 |  |  |  | No | R-454B | 2.85 | Residential & Commercial | Ducted CEE Tier 1
215681502 | Central HP <5.4 tons | TEMPSTAR | HRCU-A-CB (Split System: Heat Pump with Remote Outdoor Unit-Air-Source) | T5H0V48*K*AAA* |  |  | EA*5X61M21A*+WALLCON | *97CTN0802120A* | 46000 | 18 | 9 | 48000 | 33800 | 70.42% | 2.08 | 0 | 10 |  |  |  | No | R-454B | 3.8333 | Residential & Commercial | Ducted CEE Tier 1
215681822 | Central HP <5.4 tons | TEMPSTAR | HRCU-A-CB (Split System: Heat Pump with Remote Outdoor Unit-Air-Source) | T5H0V48*K*AAA* |  |  | EVM5X49M21A*+WALLCON | *96CTN0802120B* | 48000 | 19 | 9 | 50000 | 36800 | 73.6% | 2 | 0 | 10 |  |  |  | No | R-454B | 4 | Residential & Commercial | Ducted CEE Tier 1
214075359 | Central HP <5.4 tons | SURE | HRCU-A-CB (Split System: Heat Pump with Remote Outdoor Unit-Air-Source) | RD17AZ60AJ3N |  |  | TCFZ6024STANM | S97MV1005A21DHS | 55000 | 18 | 8.1 | 54000 | 49500 | 91.67% | 1.75 | 0 | 10 |  |  |  | No | R-410A | 4.5833 | Residential & Commercial | Ducted CEE Tier 1
216046591 | Central HP <5.4 tons | MIDEA | HRCU-A-CB (Split System: Heat Pump with Remote Outdoor Unit-Air-Source) | MDV-V18WMN10T |  |  | MCPM3036BN10TH | MGV96U080B3C | 18000 | 15.2 | 9.1 | 18000 | 18000 | 100% | 1.9 | 0 | 10.5 |  |  |  | No | R-454B | 1.5 | Residential & Commercial | Ducted CEE Tier 1
211227223 | Central HP <5.4 tons | COMFORTMAKER | HRCU-A-CB (Split System: Heat Pump with Remote Outdoor Unit-Air-Source) | DLCURAH36ABK |  |  | EA*4X37L21A* | OLV112A16A | 36600 | 15.2 | 8.5 | 38500 | 35000 | 90.91% | 2.08 | 0 | 10 |  |  |  | No | R-410A | 3.05 | Residential & Commercial | Ducted CEE Tier 1
211227232 | Central HP <5.4 tons | COMFORTMAKER | HRCU-A-CB (Split System: Heat Pump with Remote Outdoor Unit-Air-Source) | DLCURAH36ABK |  |  | EA*4X37L21A* | OMV098J12* | 36200 | 15.2 | 8.5 | 38500 | 35000 | 90.91% | 2.06 | 0 | 10 |  |  |  | No | R-410A | 3.0167 | Residential & Commercial | Ducted CEE Tier 1
211227534 | Central HP <5.4 tons | COMFORTMAKER | HRCU-A-CB (Split System: Heat Pump with Remote Outdoor Unit-Air-Source) | DLCURAH36ABK |  |  | EA*4X42L21A* | *92ESN0802120A* | 35200 | 16.5 | 8.1 | 38500 | 35000 | 90.91% | 1.88 | 0 | 10 |  |  |  | No | R-410A | 2.9333 | Residential & Commercial | Ducted CEE Tier 1
211227196 | Central HP <5.4 tons | COMFORTMAKER | HRCU-A-CB (Split System: Heat Pump with Remote Outdoor Unit-Air-Source) | DLCURAH36ABK |  |  | EA*4X37L21A* | *96VTN1002120A* | 36600 | 15.5 | 8.5 | 38500 | 34800 | 90.39% | 2.1 | 0 | 10 |  |  |  | No | R-410A | 3.05 | Residential & Commercial | Ducted CEE Tier 1
211227512 | Central HP <5.4 tons | COMFORTMAKER | HRCU-A-CB (Split System: Heat Pump with Remote Outdoor Unit-Air-Source) | DLCURAH36ABK |  |  | EA*4X42L21A* | *92ESN0601714A* | 35400 | 16 | 8.1 | 38500 | 35000 | 90.91% | 1.88 | 0 | 10 |  |  |  | No | R-410A | 2.95 | Residential & Commercial | Ducted CEE Tier 1
211227930 | Central HP <5.4 tons | COMFORTMAKER | HRCU-A-CB (Split System: Heat Pump with Remote Outdoor Unit-Air-Source) | DLCURAH36ABK |  |  | EA*4X42L24A* | *80VTL1102122A* | 36200 | 15.5 | 8.1 | 39500 | 35200 | 89.11% | 1.92 | 0 | 10 |  |  |  | No | R-410A | 3.0167 | Residential & Commercial | Ducted CEE Tier 1
214814484 | Central HP <5.4 tons | MIDEA | HRCU-A-CB (Split System: Heat Pump with Remote Outdoor Unit-Air-Source) | MOVA-60HDN10-M20G |  |  | MC**4248CN10TH | MGV96U080C4C | 43500 | 16 | 9.5 | 46000 | 40500 | 88.04% | 1.8 | 0 | 11.7 |  |  |  | No | R-454B | 3.625 | Residential & Commercial | Ducted CEE Tier 1
216551762 | Central HP <5.4 tons | RUUD | HRCU-A-CB (Split System: Heat Pump with Remote Outdoor Unit-Air-Source) | UP19AY48AJVC |  |  | RCFY4821SEAAM | U802V1005A21DZ | 45500 | 19 | 10 | 45500 | 41500 | 91.21% | 2.1 | 0 | 12 |  |  |  | No | R-454B | 3.7917 | Residential & Commercial | Ducted CEE Tier 1
216551780 | Central HP <5.4 tons | RUUD | HRCU-A-CB (Split System: Heat Pump with Remote Outdoor Unit-Air-Source) | UP19AY48AJVC |  |  | RCFY4821SEAAM | U962V0855A21M4 | 45500 | 19 | 10 | 45500 | 42000 | 92.31% | 2.1 | 0 | 11.7 |  |  |  | No | R-454B | 3.7917 | Residential & Commercial | Ducted CEE Tier 1
212609345 | Central HP <5.4 tons | SURE | HRCU-A-CB (Split System: Heat Pump with Remote Outdoor Unit-Air-Source) | SP18AZ36AJVC |  |  | TCFZ6021SEAAM | S802V0755A21UHS | 34200 | 19 | 8.5 | 34200 | 43000 | 125.7% | 2.2 | 0 | 12.5 |  |  |  | No | R-410A | 2.85 | Residential & Commercial | Ducted CEE Tier 1
212609356 | Central HP <5.4 tons | SURE | HRCU-A-CB (Split System: Heat Pump with Remote Outdoor Unit-Air-Source) | SP18AZ36AJVC |  |  | TCFZ6021SEAAM | S802V1004A17UHS | 34200 | 19 | 8.5 | 34200 | 43000 | 125.7% | 2.2 | 0 | 12.5 |  |  |  | No | R-410A | 2.85 | Residential & Commercial | Ducted CEE Tier 1
215319000 | Central HP <5.4 tons | KEEPRITE | HRCU-A-CB (Split System: Heat Pump with Remote Outdoor Unit-Air-Source) | D5CUHAH24AAK |  |  | D5FUAAH24XAK |  | 23000 | 18.4 | 10 | 24000 | 21600 | 90% | 1.87 | 0 | 11.7 |  |  |  | No | R-454B | 1.9167 | Residential & Commercial | Ducted CEE Tier 1
215319084 | Central HP <5.4 tons | TEMPSTAR | HRCU-A-CB (Split System: Heat Pump with Remote Outdoor Unit-Air-Source) | D5CUHAH24AAK |  |  | D5FUAAH24XAK |  | 23000 | 18.4 | 10 | 24000 | 21600 | 90% | 1.87 | 0 | 11.7 |  |  |  | No | R-454B | 1.9167 | Residential & Commercial | Ducted CEE Tier 1
210106751 | Central HP <5.4 tons | SURE | HRCU-A-CB (Split System: Heat Pump with Remote Outdoor Unit-Air-Source) | SP18AZ36AJVC |  |  | TCFZ6021SEAAM | S962V0705A21M4S | 34200 | 19 | 8.5 | 34200 | 43000 | 125.7% | 2.2 | 0 | 12.5 |  |  |  | No | R-410A | 2.85 | Residential & Commercial | Ducted CEE Tier 1
215932439 | Central HP <5.4 tons | COMFORTMAKER | HRCU-A-CB (Split System: Heat Pump with Remote Outdoor Unit-Air-Source) | C5H3V36*K*AAA* |  |  | EA*5X48M21A*+WALLCON | *80CTL0902120B* | 33400 | 20 | 9.5 | 34600 | 26400 | 76.3% | 2.04 | 0 | 11.7 |  |  |  | No | R-454B | 2.7833 | Residential & Commercial | Ducted CEE Tier 1
214075543 | Central HP <5.4 tons | SURE | HRCU-A-CB (Split System: Heat Pump with Remote Outdoor Unit-Air-Source) | RD17AZ24AJ3N |  |  | TCFZ2417MTANM | S801V0504A17UHU | 22400 | 17 | 8.1 | 22400 | 17000 | 75.89% | 2 | 0 | 10 |  |  |  | No | R-410A | 1.8667 | Residential & Commercial | Ducted CEE Tier 1
214075578 | Central HP <5.4 tons | SURE | HRCU-A-CB (Split System: Heat Pump with Remote Outdoor Unit-Air-Source) | RD17AZ24AJ3N |  |  | TCFZ2417MTANM | S802V1004A17UHN | 22600 | 17 | 9.5 | 22600 | 16800 | 74.34% | 2.1 | 0 | 11.2 |  |  |  | No | R-410A | 1.8833 | Residential & Commercial | Ducted CEE Tier 1
211260032 | Central HP <5.4 tons | COMFORTMAKER | HRCU-A-CB (Split System: Heat Pump with Remote Outdoor Unit-Air-Source) | DLCURAH18ABK |  |  | EA*4X19L17A* | OMV098J12* | 18800 | 16 | 8.5 | 18800 | 17500 | 93.09% | 2.12 | 0 | 11 |  |  |  | No | R-410A | 1.5667 | Residential & Commercial | Ducted CEE Tier 1
213076364 | Central HP <5.4 tons | COMFORTMAKER | HRCU-A-CB (Split System: Heat Pump with Remote Outdoor Unit-Air-Source) | DLCURAH24ABK |  |  | EN(A,D)4X36L21** | *95MSU1002122A* | 23400 | 17 | 8.5 | 26200 | 24600 | 93.89% | 2.06 | 0 | 10.5 |  |  |  | No | R-410A | 1.95 | Residential & Commercial | Ducted CEE Tier 1
213780768 | Central HP <5.4 tons | AIRQUEST | HRCU-A-CB (Split System: Heat Pump with Remote Outdoor Unit-Air-Source) | HVH837GKA2* |  |  | EA*4X36L21A*+WALLCON | *80CTL1102120B* | 31600 | 17 | 8.1 | 32800 | 24200 | 73.78% | 1.86 | 0 | 11 |  |  |  | No | R-410A | 2.6333 | Residential & Commercial | Ducted CEE Tier 1
213781068 | Central HP <5.4 tons | AIRQUEST | HRCU-A-CB (Split System: Heat Pump with Remote Outdoor Unit-Air-Source) | HVH837GKA2* |  |  | EA*4X42L21A*+WALLCON | *96CTN0801714B* | 31600 | 17 | 8.1 | 33000 | 24600 | 74.55% | 1.86 | 0 | 10.5 |  |  |  | No | R-410A | 2.6333 | Residential & Commercial | Ducted CEE Tier 1
213781238 | Central HP <5.4 tons | AIRQUEST | HRCU-A-CB (Split System: Heat Pump with Remote Outdoor Unit-Air-Source) | HVH837GKA2* |  |  | EA*4X43L21A*+WALLCON | *97CMN1002122B* | 33000 | 17 | 8.5 | 32600 | 25000 | 76.69% | 1.98 | 0 | 11.5 |  |  |  | No | R-410A | 2.75 | Residential & Commercial | Ducted CEE Tier 1
211228298 | Central HP <5.4 tons | COMFORTMAKER | HRCU-A-CB (Split System: Heat Pump with Remote Outdoor Unit-Air-Source) | DLCURAH36ABK |  |  | EA*4X43L21A* | *80VSL0451716A* | 36200 | 15.5 | 8.5 | 38500 | 34800 | 90.39% | 2.06 | 0 | 10 |  |  |  | No | R-410A | 3.0167 | Residential & Commercial | Ducted CEE Tier 1
213825958 | Central HP <5.4 tons | TRANE | HRCU-A-CB (Split System: Heat Pump with Remote Outdoor Unit-Air-Source) | 4TWV8X24A1 |  |  | 4TXCB004DS3 | *UHMB060CCV3 | 23800 | 18 | 8.5 | 18100 | 12700 | 70.17% | 1.8 | 0 | 12.5 |  |  |  | No | R-410A | 1.9833 | Residential & Commercial | Ducted CEE Tier 1
211228842 | Central HP <5.4 tons | COMFORTMAKER | HRCU-A-CB (Split System: Heat Pump with Remote Outdoor Unit-Air-Source) | DLCURAH36ABK |  |  | EA*4X48L21A* | *80VSL0702120A* | 35800 | 16 | 8.5 | 38500 | 34600 | 89.87% | 2.04 | 0 | 10 |  |  |  | No | R-410A | 2.9833 | Residential & Commercial | Ducted CEE Tier 1
213076265 | Central HP <5.4 tons | COMFORTMAKER | HRCU-A-CB (Split System: Heat Pump with Remote Outdoor Unit-Air-Source) | DLCURAH36ABK |  |  | EA*4X42L21A* | *95MSU1002122A* | 35600 | 16.5 | 8.1 | 38500 | 35000 | 90.91% | 1.9 | 0 | 10 |  |  |  | No | R-410A | 2.9667 | Residential & Commercial | Ducted CEE Tier 1
216445247 | Central HP <5.4 tons | LG | HRCU-A-C (Split System: Heat Pump with Remote Outdoor Unit with No Indoor Fan --Air Source) | KUSXB361A |  |  | LKMMA36B1 |  | 34400 | 15.2 | 8.4 | 37000 | 32000 | 86.49% | 1.8 | 0 | 11.7 |  |  |  | No | R-32 | 2.8667 | Residential & Commercial | Ducted CEE Tier 1
211245452 | Central HP <5.4 tons | COMFORTMAKER | HRCU-A-CB (Split System: Heat Pump with Remote Outdoor Unit-Air-Source) | DLCURAH24ABK |  |  | EN(A,D)4X36L21** | *80VSL0902120A* | 23800 | 16.5 | 8.1 | 26000 | 23200 | 89.23% | 1.92 | 0 | 10.5 |  |  |  | No | R-410A | 1.9833 | Residential & Commercial | Ducted CEE Tier 1
213781338 | Central HP <5.4 tons | AIRQUEST | HRCU-A-CB (Split System: Heat Pump with Remote Outdoor Unit-Air-Source) | HVH837GKA2* |  |  | EA*4X48L21A*+WALLCON | *97CMN0601714B* | 32000 | 16.5 | 8.1 | 32800 | 25200 | 76.83% | 1.94 | 0 | 10.5 |  |  |  | No | R-410A | 2.6667 | Residential & Commercial | Ducted CEE Tier 1
213781388 | Central HP <5.4 tons | AIRQUEST | HRCU-A-CB (Split System: Heat Pump with Remote Outdoor Unit-Air-Source) | HVH837GKA2* |  |  | EA*4X48L21A*+WALLCON | *96CTN1002122B* | 32400 | 17 | 8.1 | 32600 | 24800 | 76.07% | 1.98 | 0 | 11 |  |  |  | No | R-410A | 2.7 | Residential & Commercial | Ducted CEE Tier 1
211260157 | Central HP <5.4 tons | COMFORTMAKER | HRCU-A-CB (Split System: Heat Pump with Remote Outdoor Unit-Air-Source) | DLCURAH18ABK |  |  | EA*4X24L14A* | *96VTN0401410A* | 17300 | 16 | 8.5 | 18300 | 19200 | 104.9% | 2.3 | 0 | 10.5 |  |  |  | No | R-410A | 1.4417 | Residential & Commercial | Ducted CEE Tier 1
211245704 | Central HP <5.4 tons | COMFORTMAKER | HRCU-A-CB (Split System: Heat Pump with Remote Outdoor Unit-Air-Source) | DLCURAH24ABK |  |  | EN(A,D)4X36L21** | *95ESN0601714A* | 24600 | 16 | 8.1 | 26600 | 22400 | 84.21% | 1.84 | 0 | 10.5 |  |  |  | No | R-410A | 2.05 | Residential & Commercial | Ducted CEE Tier 1
211245737 | Central HP <5.4 tons | COMFORTMAKER | HRCU-A-CB (Split System: Heat Pump with Remote Outdoor Unit-Air-Source) | DLCURAH24ABK |  |  | EN(A,D)4X36L21** | *80ESU0802120A | 24400 | 17 | 8.5 | 26200 | 22800 | 87.02% | 1.88 | 0 | 10.5 |  |  |  | No | R-410A | 2.0333 | Residential & Commercial | Ducted CEE Tier 1
211245340 | Central HP <5.4 tons | COMFORTMAKER | HRCU-A-CB (Split System: Heat Pump with Remote Outdoor Unit-Air-Source) | DLCURAH24ABK |  |  | EN(A,D)4X36L21** | *96VSN0401712A* | 23400 | 16 | 8.1 | 25800 | 24000 | 93.02% | 1.98 | 0 | 10 |  |  |  | No | R-410A | 1.95 | Residential & Commercial | Ducted CEE Tier 1
211245919 | Central HP <5.4 tons | COMFORTMAKER | HRCU-A-CB (Split System: Heat Pump with Remote Outdoor Unit-Air-Source) | DLCURAH24ABK |  |  | FM(C,U)4X30**AL* |  | 25000 | 15.2 | 8.5 | 27800 | 21800 | 78.42% | 1.8 | 0 | 10 |  |  |  | No | R-410A | 2.0833 | Residential & Commercial | Ducted CEE Tier 1
212984114 | Central HP <5.4 tons | COMFORTMAKER | HRCU-A-CB (Split System: Heat Pump with Remote Outdoor Unit-Air-Source) | DLCURAH24ABK |  |  | EN(A,D)4X24L17** | *92MSN0601714A* | 23200 | 16.5 | 8.5 | 26800 | 25400 | 94.78% | 2.14 | 0 | 10 |  |  |  | No | R-410A | 1.9333 | Residential & Commercial | Ducted CEE Tier 1
211245425 | Central HP <5.4 tons | COMFORTMAKER | HRCU-A-CB (Split System: Heat Pump with Remote Outdoor Unit-Air-Source) | DLCURAH24ABK |  |  | EN(A,D)4X36L21** | *80VSL0451716A* | 24200 | 16 | 8.1 | 26400 | 22800 | 86.36% | 1.88 | 0 | 10.5 |  |  |  | No | R-410A | 2.0167 | Residential & Commercial | Ducted CEE Tier 1
211245886 | Central HP <5.4 tons | COMFORTMAKER | HRCU-A-CB (Split System: Heat Pump with Remote Outdoor Unit-Air-Source) | DLCURAH24ABK |  |  | FMA4X24**AL* |  | 23600 | 17 | 9 | 27200 | 25600 | 94.12% | 2.14 | 0 | 10 |  |  |  | No | R-410A | 1.9667 | Residential & Commercial | Ducted CEE Tier 1
211245527 | Central HP <5.4 tons | COMFORTMAKER | HRCU-A-CB (Split System: Heat Pump with Remote Outdoor Unit-Air-Source) | DLCURAH24ABK |  |  | EN(A,D)4X36L21** | *80VTL0701716A* | 24200 | 17 | 8.1 | 26200 | 23000 | 87.79% | 1.9 | 0 | 10.5 |  |  |  | No | R-410A | 2.0167 | Residential & Commercial | Ducted CEE Tier 1
211245952 | Central HP <5.4 tons | COMFORTMAKER | HRCU-A-CB (Split System: Heat Pump with Remote Outdoor Unit-Air-Source) | DLCURAH24ABK |  |  | FM(C,U)4Z30**AL* |  | 24200 | 18 | 9 | 26600 | 23000 | 86.47% | 1.92 | 0 | 10.5 |  |  |  | No | R-410A | 2.0167 | Residential & Commercial | Ducted CEE Tier 1
211226946 | Central HP <5.4 tons | COMFORTMAKER | HRCU-A-CB (Split System: Heat Pump with Remote Outdoor Unit-Air-Source) | DLCURAH36ABK |  |  | EA*4X37L21A* | *80VTL0701716A* | 36200 | 16 | 8.5 | 38500 | 34800 | 90.39% | 2.08 | 0 | 10 |  |  |  | No | R-410A | 3.0167 | Residential & Commercial | Ducted CEE Tier 1
211229274 | Central HP <5.4 tons | COMFORTMAKER | HRCU-A-CB (Split System: Heat Pump with Remote Outdoor Unit-Air-Source) | DLCURAH36ABK |  |  | EA*4X48L24A* | *80ES(N,L)0902120A* | 36600 | 16 | 8.5 | 38500 | 34800 | 90.39% | 2.08 | 0 | 10 |  |  |  | No | R-410A | 3.05 | Residential & Commercial | Ducted CEE Tier 1
211229624 | Central HP <5.4 tons | COMFORTMAKER | HRCU-A-CB (Split System: Heat Pump with Remote Outdoor Unit-Air-Source) | DLCURAH36ABK |  |  | EA*4X48L24A* | *96VTN1202422A* | 36000 | 16 | 8.5 | 38500 | 34600 | 89.87% | 2.06 | 0 | 10 |  |  |  | No | R-410A | 3 | Residential & Commercial | Ducted CEE Tier 1
211229642 | Central HP <5.4 tons | COMFORTMAKER | HRCU-A-CB (Split System: Heat Pump with Remote Outdoor Unit-Air-Source) | DLCURAH36ABK |  |  | EA*4X48L24A* | OLV154F20A | 37400 | 15.2 | 8.5 | 39000 | 35000 | 89.74% | 2.14 | 0 | 10 |  |  |  | No | R-410A | 3.1167 | Residential & Commercial | Ducted CEE Tier 1
211229924 | Central HP <5.4 tons | COMFORTMAKER | HRCU-A-CB (Split System: Heat Pump with Remote Outdoor Unit-Air-Source) | DLCURAH36ABK |  |  | EN(A,D,W)4X48L21** | *80ES(N,L)0702116A* | 35800 | 16.5 | 8.1 | 38500 | 34800 | 90.39% | 2 | 0 | 10 |  |  |  | No | R-410A | 2.9833 | Residential & Commercial | Ducted CEE Tier 1
212384329 | Central HP <5.4 tons | COMFORTMAKER | HRCU-A-CB (Split System: Heat Pump with Remote Outdoor Unit-Air-Source) | DLCURAH36ABK |  |  | END4X42L17** | *92ESN0801716A* | 35600 | 16 | 8.1 | 39000 | 35000 | 89.74% | 1.96 | 0 | 10 |  |  |  | No | R-410A | 2.9667 | Residential & Commercial | Ducted CEE Tier 1
216057013 | Central HP <5.4 tons | AMERICAN STANDARD | HRCU-A-CB (Split System: Heat Pump with Remote Outdoor Unit-Air-Source) | 5A6V8X48A1 |  |  | 5TAMXD06AV41 |  | 46000 | 18.1 | 8.5 | 45500 | 34800 | 76.48% | 2.1 | 0 | 10.5 |  |  |  | No | R-454B | 3.8333 | Residential & Commercial | Ducted CEE Tier 1
211245462 | Central HP <5.4 tons | COMFORTMAKER | HRCU-A-CB (Split System: Heat Pump with Remote Outdoor Unit-Air-Source) | DLCURAH24ABK |  |  | EN(A,D)4X36L21** | *95ESU0601716A* | 24200 | 16.5 | 8.1 | 26200 | 22800 | 87.02% | 1.9 | 0 | 10.5 |  |  |  | No | R-410A | 2.0167 | Residential & Commercial | Ducted CEE Tier 1
211245496 | Central HP <5.4 tons | COMFORTMAKER | HRCU-A-CB (Split System: Heat Pump with Remote Outdoor Unit-Air-Source) | DLCURAH24ABK |  |  | EN(A,D)4X36L21** | *96VTN0401712A* | 23400 | 16 | 8.1 | 25800 | 24000 | 93.02% | 1.98 | 0 | 10 |  |  |  | No | R-410A | 1.95 | Residential & Commercial | Ducted CEE Tier 1
214771657 | Central HP <5.4 tons | MIDEA | HRCU-A-CB (Split System: Heat Pump with Remote Outdoor Unit-Air-Source) | MOVB-60HDN10-M20G |  |  | MVME60C2MN10TB |  | 52000 | 18 | 9.5 | 55000 | 38500 | 70% | 2 | 0 | 11.7 |  |  |  | No | R-454B | 4.3333 | Residential & Commercial | Ducted CEE Tier 1
214075420 | Central HP <5.4 tons | SURE | HRCU-A-CB (Split System: Heat Pump with Remote Outdoor Unit-Air-Source) | RD17AZ24AJ3N |  |  | TCFZ2417MTANM | S802V0754A17UHS | 22600 | 18 | 9.5 | 22600 | 16800 | 74.34% | 2.1 | 0 | 11.2 |  |  |  | No | R-410A | 1.8833 | Residential & Commercial | Ducted CEE Tier 1
214771635 | Central HP <5.4 tons | MIDEA | HRCU-A-CB (Split System: Heat Pump with Remote Outdoor Unit-Air-Source) | MOVB-60HDN10-M20G |  |  | MVME48C2MN10TB |  | 47000 | 18.5 | 9.5 | 48000 | 33600 | 70% | 2 | 0 | 12 |  |  |  | No | R-454B | 3.9167 | Residential & Commercial | Ducted CEE Tier 1
207036530 | Central HP <5.4 tons | AZUR | HRCU-A-CB (Split System: Heat Pump with Remote Outdoor Unit-Air-Source) | AZ-36HPB |  |  | AH-36B |  | 34000 | 18 | 9.5 | 35000 | 26000 | 74.29% | 2.05 | 9.55 | 10.1 |  |  |  | No | R-410A | 2.8333 | Residential & Commercial | Ducted CEE Tier 1
213829728 | Central HP <5.4 tons | SURE | HRCU-A-CB (Split System: Heat Pump with Remote Outdoor Unit-Air-Source) | SP18AZ36AJVC |  |  | TCFZ3621MEAAM | S801V0504A17UHU | 34200 | 19 | 8.5 | 34200 | 43500 | 127.2% | 2.2 | 0 | 12.5 |  |  |  | No | R-410A | 2.85 | Residential & Commercial | Ducted CEE Tier 1
207805632 | Central HP <5.4 tons | TRANE | HRCU-A-CB (Split System: Heat Pump with Remote Outdoor Unit-Air-Source) | 4TWV8X60A1 |  |  | 4PX*DU60BS3+P0V0D000M50SC+RP |  | 54000 | 18 | 8.2 | 51500 | 39000 | 75.73% | 1.75 | 12.5 | 12 |  |  |  | No | R-410A | 4.5 | Residential & Commercial | Ducted CEE Tier 1
213372388 | Central HP <5.4 tons | SURE | HRCU-A-CB (Split System: Heat Pump with Remote Outdoor Unit-Air-Source) | SP18AZ36AJVC |  |  | TCFZ6021SEAAM | S951V0603A17UHU | 34200 | 19 | 8.5 | 34200 | 43500 | 127.2% | 2.2 | 0 | 12.5 |  |  |  | No | R-410A | 2.85 | Residential & Commercial | Ducted CEE Tier 1
216097075 | Central HP <5.4 tons | COMFORT-AIRE | HRCU-A-CB (Split System: Heat Pump with Remote Outdoor Unit-Air-Source) | A-VXP24TA-1 |  |  | B-VXP24TA-1 |  | 23000 | 18.3 | 10 | 24000 | 21600 | 90% | 1.87 | 0 | 11.7 |  |  |  | No | R-454B | 1.9167 | Residential & Commercial | Ducted CEE Tier 1
211259891 | Central HP <5.4 tons | COMFORTMAKER | HRCU-A-CB (Split System: Heat Pump with Remote Outdoor Unit-Air-Source) | DLCURAH18ABK |  |  | EA*4X19L17A* | *80ES(N,L)0451412A* | 18600 | 16.5 | 8.5 | 18500 | 17500 | 94.59% | 2.14 | 0 | 11 |  |  |  | No | R-410A | 1.55 | Residential & Commercial | Ducted CEE Tier 1
211260100 | Central HP <5.4 tons | COMFORTMAKER | HRCU-A-CB (Split System: Heat Pump with Remote Outdoor Unit-Air-Source) | DLCURAH18ABK |  |  | EA*4X24L14A* | *96VSN0601412A* | 17800 | 16 | 8.5 | 18800 | 19000 | 101.1% | 2.28 | 0 | 10.5 |  |  |  | No | R-410A | 1.4833 | Residential & Commercial | Ducted CEE Tier 1
211260232 | Central HP <5.4 tons | COMFORTMAKER | HRCU-A-CB (Split System: Heat Pump with Remote Outdoor Unit-Air-Source) | DLCURAH18ABK |  |  | EA*4X24L14A* | *80ES(N,L)0701412A* | 17600 | 16 | 8.5 | 18400 | 19100 | 103.8% | 2.3 | 0 | 10.5 |  |  |  | No | R-410A | 1.4667 | Residential & Commercial | Ducted CEE Tier 1
211227116 | Central HP <5.4 tons | COMFORTMAKER | HRCU-A-CB (Split System: Heat Pump with Remote Outdoor Unit-Air-Source) | DLCURAH36ABK |  |  | EA*4X37L21A* | *96VSN0802120A* | 36400 | 16 | 8.5 | 38500 | 34800 | 90.39% | 2.08 | 0 | 10 |  |  |  | No | R-410A | 3.0333 | Residential & Commercial | Ducted CEE Tier 1
211228894 | Central HP <5.4 tons | COMFORTMAKER | HRCU-A-CB (Split System: Heat Pump with Remote Outdoor Unit-Air-Source) | DLCURAH36ABK |  |  | EA*4X48L21A* | *80ESU1002120A* | 36000 | 16 | 8.5 | 38500 | 34600 | 89.87% | 2.06 | 0 | 10 |  |  |  | No | R-410A | 3 | Residential & Commercial | Ducted CEE Tier 1
211229060 | Central HP <5.4 tons | COMFORTMAKER | HRCU-A-CB (Split System: Heat Pump with Remote Outdoor Unit-Air-Source) | DLCURAH36ABK |  |  | EA*4X48L21A* | *95ESN1002122A* | 37200 | 15.5 | 8.5 | 38500 | 35000 | 90.91% | 2.12 | 0 | 10 |  |  |  | No | R-410A | 3.1 | Residential & Commercial | Ducted CEE Tier 1
211229310 | Central HP <5.4 tons | COMFORTMAKER | HRCU-A-CB (Split System: Heat Pump with Remote Outdoor Unit-Air-Source) | DLCURAH36ABK |  |  | EA*4X48L24A* | *80ES(N,L)1102420A* | 35800 | 16.5 | 8.5 | 37800 | 34600 | 91.53% | 2.06 | 0 | 10 |  |  |  | No | R-410A | 2.9833 | Residential & Commercial | Ducted CEE Tier 1
211229412 | Central HP <5.4 tons | COMFORTMAKER | HRCU-A-CB (Split System: Heat Pump with Remote Outdoor Unit-Air-Source) | DLCURAH36ABK |  |  | EA*4X48L24A* | *80VTL1102122A* | 36800 | 16 | 8.5 | 38500 | 34800 | 90.39% | 2.1 | 0 | 10 |  |  |  | No | R-410A | 3.0667 | Residential & Commercial | Ducted CEE Tier 1
211228883 | Central HP <5.4 tons | COMFORTMAKER | HRCU-A-CB (Split System: Heat Pump with Remote Outdoor Unit-Air-Source) | DLCURAH36ABK |  |  | EA*4X48L21A* | *80ESU0802120A | 37400 | 15.5 | 8.5 | 38500 | 35000 | 90.91% | 2.14 | 0 | 10 |  |  |  | No | R-410A | 3.1167 | Residential & Commercial | Ducted CEE Tier 1
215434395 | Central HP <5.4 tons | AMANA | HRCU-A-CB (Split System: Heat Pump with Remote Outdoor Unit-Air-Source) | AZV7SA4810A* |  |  | CA*EA6030*3A* | A*VM971005CNA* | 45500 | 16.2 | 8.8 | 47000 | 33600 | 71.49% | 2 | 0 | 10 |  |  |  | No | R-32 | 3.7917 | Residential & Commercial | Ducted CEE Tier 1
215864473 | Central HP <5.4 tons | TRANE | HRCU-A-CB (Split System: Heat Pump with Remote Outdoor Unit-Air-Source) | 5TWV8X36A1 |  |  | 5PX*B004AS3 | *UHMB060CCV3+LRP | 31600 | 18.1 | 8.5 | 33000 | 25800 | 78.18% | 2 | 0 | 10 |  |  |  | No | R-454B | 2.6333 | Residential & Commercial | Ducted CEE Tier 1
215864477 | Central HP <5.4 tons | TRANE | HRCU-A-CB (Split System: Heat Pump with Remote Outdoor Unit-Air-Source) | 5TWV8X36A1 |  |  | 5PX*B004AS3 | S9V2B080U4VSB+LRP | 31600 | 18.1 | 8.5 | 32800 | 25600 | 78.05% | 2 | 0 | 10 |  |  |  | No | R-454B | 2.6333 | Residential & Commercial | Ducted CEE Tier 1
215864651 | Central HP <5.4 tons | TRANE | HRCU-A-CB (Split System: Heat Pump with Remote Outdoor Unit-Air-Source) | 5TWV8X48A1 |  |  | 5PX*C007AS3 | S9V2C100U4VSB+LRP | 45500 | 18.1 | 8.5 | 46000 | 35400 | 76.96% | 2.1 | 0 | 10 |  |  |  | No | R-454B | 3.7917 | Residential & Commercial | Ducted CEE Tier 1
214066588 | Central HP <5.4 tons | SURE | HRCU-A-CB (Split System: Heat Pump with Remote Outdoor Unit-Air-Source) | RD17AZ36AJ3N |  |  | TCFZ3621MTANM | S801V1005A21UHU | 34200 | 18 | 8.1 | 34200 | 29400 | 85.96% | 2 | 0 | 11.7 |  |  |  | No | R-410A | 2.85 | Residential & Commercial | Ducted CEE Tier 1
214066565 | Central HP <5.4 tons | SURE | HRCU-A-CB (Split System: Heat Pump with Remote Outdoor Unit-Air-Source) | RD17AZ36AJ3N |  |  | TCFZ3621MTANM | S802V1004A17UHN | 34200 | 18 | 8.1 | 34200 | 29400 | 85.96% | 1.9 | 0 | 10 |  |  |  | No | R-410A | 2.85 | Residential & Commercial | Ducted CEE Tier 1
214066658 | Central HP <5.4 tons | SURE | HRCU-A-CB (Split System: Heat Pump with Remote Outdoor Unit-Air-Source) | RD17AZ36AJ3N |  |  | TCFZ3621MTANM | S951V1005A21M4S | 34200 | 17 | 8.1 | 34200 | 29600 | 86.55% | 1.9 | 0 | 10 |  |  |  | No | R-410A | 2.85 | Residential & Commercial | Ducted CEE Tier 1
214066665 | Central HP <5.4 tons | SURE | HRCU-A-CB (Split System: Heat Pump with Remote Outdoor Unit-Air-Source) | RD17AZ36AJ3N |  |  | TCFZ3621MTANM | S802V0754A17UHS | 34200 | 18 | 8.1 | 34200 | 29400 | 85.96% | 2 | 0 | 10 |  |  |  | No | R-410A | 2.85 | Residential & Commercial | Ducted CEE Tier 1
214066805 | Central HP <5.4 tons | SURE | HRCU-A-CB (Split System: Heat Pump with Remote Outdoor Unit-Air-Source) | RD17AZ36AJ3N |  |  | TCFZ3621MTANM | S802V0755A21UHS | 34200 | 18 | 8.1 | 34200 | 29400 | 85.96% | 2 | 0 | 11.7 |  |  |  | No | R-410A | 2.85 | Residential & Commercial | Ducted CEE Tier 1
214075215 | Central HP <5.4 tons | SURE | HRCU-A-CB (Split System: Heat Pump with Remote Outdoor Unit-Air-Source) | RD17AZ60AJ3N |  |  | TCFZ6024STANM | S801V1255A24DZ | 55500 | 18 | 8.1 | 53500 | 49000 | 91.59% | 1.75 | 0 | 10 |  |  |  | No | R-410A | 4.625 | Residential & Commercial | Ducted CEE Tier 1
214075261 | Central HP <5.4 tons | SURE | HRCU-A-CB (Split System: Heat Pump with Remote Outdoor Unit-Air-Source) | RD17AZ60AJ3N |  |  | TCFZ6024STANM | S801V1005A21DZ | 55500 | 18 | 8.1 | 53500 | 49000 | 91.59% | 1.75 | 0 | 10 |  |  |  | No | R-410A | 4.625 | Residential & Commercial | Ducted CEE Tier 1
214075324 | Central HP <5.4 tons | SURE | HRCU-A-CB (Split System: Heat Pump with Remote Outdoor Unit-Air-Source) | RD17AZ60AJ3N |  |  | TCFZ6024STANM | S951V1005A21UHU | 55000 | 18 | 8.1 | 54000 | 49500 | 91.67% | 1.75 | 0 | 10 |  |  |  | No | R-410A | 4.5833 | Residential & Commercial | Ducted CEE Tier 1
212988793 | Central HP <5.4 tons | CARRIER | HRCU-A-CB (Split System: Heat Pump with Remote Outdoor Unit-Air-Source) | 38MURAQ18AB3* |  |  | CAP**2517AL* | 59SU5B040M17**12 | 17700 | 16.5 | 8.1 | 17700 | 17800 | 100.6% | 2.14 | 0 | 10.5 |  |  |  | No | R-410A | 1.475 | Residential & Commercial | Ducted CEE Tier 1
214066647 | Central HP <5.4 tons | SURE | HRCU-A-CB (Split System: Heat Pump with Remote Outdoor Unit-Air-Source) | RD17AZ36AJ3N |  |  | TCFZ3621MTANM | S921V1005A21M4S | 34200 | 17 | 8.1 | 34200 | 29600 | 86.55% | 1.9 | 0 | 10 |  |  |  | No | R-410A | 2.85 | Residential & Commercial | Ducted CEE Tier 1
214066840 | Central HP <5.4 tons | SURE | HRCU-A-CB (Split System: Heat Pump with Remote Outdoor Unit-Air-Source) | RD17AZ36AJ3N |  |  | TCFZ3621MTANM | S951V0855A21M4S | 34200 | 18 | 8.1 | 34200 | 29600 | 86.55% | 1.9 | 0 | 10 |  |  |  | No | R-410A | 2.85 | Residential & Commercial | Ducted CEE Tier 1
214066699 | Central HP <5.4 tons | SURE | HRCU-A-CB (Split System: Heat Pump with Remote Outdoor Unit-Air-Source) | RD17AZ36AJ3N |  |  | TCFZ3621MTANM | S962V0603A17M4S | 34200 | 18 | 8.1 | 34200 | 29800 | 87.13% | 1.9 | 0 | 10 |  |  |  | No | R-410A | 2.85 | Residential & Commercial | Ducted CEE Tier 1
214066740 | Central HP <5.4 tons | SURE | HRCU-A-CB (Split System: Heat Pump with Remote Outdoor Unit-Air-Source) | RD17AZ36AJ3N |  |  | TCFZ3621MTANM | S921V0703A17M4S | 34200 | 18 | 8.1 | 34200 | 29600 | 86.55% | 1.9 | 0 | 10 |  |  |  | No | R-410A | 2.85 | Residential & Commercial | Ducted CEE Tier 1
214066858 | Central HP <5.4 tons | SURE | HRCU-A-CB (Split System: Heat Pump with Remote Outdoor Unit-Air-Source) | RD17AZ36AJ3N |  |  | TCFZ3621MTANM | S97MV0703A17DHS | 34200 | 18 | 8.1 | 34200 | 29800 | 87.13% | 1.9 | 0 | 10 |  |  |  | No | R-410A | 2.85 | Residential & Commercial | Ducted CEE Tier 1
214066865 | Central HP <5.4 tons | SURE | HRCU-A-CB (Split System: Heat Pump with Remote Outdoor Unit-Air-Source) | RD17AZ36AJ3N |  |  | TCFZ3621MTANM | S801V0754A17UHN | 34200 | 18 | 8.1 | 34200 | 29400 | 85.96% | 2 | 0 | 10 |  |  |  | No | R-410A | 2.85 | Residential & Commercial | Ducted CEE Tier 1
215864833 | Central HP <5.4 tons | TRANE | HRCU-A-CB (Split System: Heat Pump with Remote Outdoor Unit-Air-Source) | 5TWV8X48A1 |  |  | 5PX*C009AS3 | S8V2C100M5PCB | 46000 | 18.1 | 8.5 | 45500 | 35000 | 76.92% | 2.1 | 0 | 10 |  |  |  | No | R-454B | 3.8333 | Residential & Commercial | Ducted CEE Tier 1
215864849 | Central HP <5.4 tons | TRANE | HRCU-A-CB (Split System: Heat Pump with Remote Outdoor Unit-Air-Source) | 5TWV8X48A1 |  |  | 5PX*CD09AS3 | S8V2C080M5PCB | 46000 | 18.1 | 8.5 | 45000 | 34800 | 77.33% | 2.1 | 0 | 10.5 |  |  |  | No | R-454B | 3.8333 | Residential & Commercial | Ducted CEE Tier 1
215864867 | Central HP <5.4 tons | TRANE | HRCU-A-CB (Split System: Heat Pump with Remote Outdoor Unit-Air-Source) | 5TWV8X48A1 |  |  | 5PX*D008AS3 | S9V2C100U5PSC+LRP | 45500 | 18.1 | 8.5 | 45500 | 35200 | 77.36% | 2.1 | 0 | 10 |  |  |  | No | R-454B | 3.7917 | Residential & Commercial | Ducted CEE Tier 1
215681972 | Central HP <5.4 tons | TEMPSTAR | HRCU-A-CB (Split System: Heat Pump with Remote Outdoor Unit-Air-Source) | T5H0V48*K*AAA* |  |  | EVM5X60M21A*+WALLCON | *97CTN1002122A* | 48000 | 19 | 9 | 50000 | 36800 | 73.6% | 2 | 0 | 10.5 |  |  |  | No | R-454B | 4 | Residential & Commercial | Ducted CEE Tier 1
215682002 | Central HP <5.4 tons | TEMPSTAR | HRCU-A-CB (Split System: Heat Pump with Remote Outdoor Unit-Air-Source) | T5H0V48*K*AAA* |  |  | EVM5X60M24A*+WALLCON | *80CSU1002120B* | 48000 | 18.5 | 9 | 50000 | 36600 | 73.2% | 2 | 0 | 10 |  |  |  | No | R-454B | 4 | Residential & Commercial | Ducted CEE Tier 1
214075302 | Central HP <5.4 tons | SURE | HRCU-A-CB (Split System: Heat Pump with Remote Outdoor Unit-Air-Source) | RD17AZ60AJ3N |  |  | TCFZ6024STANM | S801V1005A21UHS | 55500 | 18 | 8.1 | 53500 | 49000 | 91.59% | 1.75 | 0 | 10 |  |  |  | No | R-410A | 4.625 | Residential & Commercial | Ducted CEE Tier 1
214075267 | Central HP <5.4 tons | SURE | HRCU-A-CB (Split System: Heat Pump with Remote Outdoor Unit-Air-Source) | RD17AZ60AJ3N |  |  | TCFZ6024STANM | S802V1005A21UHN | 55500 | 18 | 8.1 | 53500 | 49000 | 91.59% | 1.75 | 0 | 10 |  |  |  | No | R-410A | 4.625 | Residential & Commercial | Ducted CEE Tier 1
214075352 | Central HP <5.4 tons | SURE | HRCU-A-CB (Split System: Heat Pump with Remote Outdoor Unit-Air-Source) | RD17AZ60AJ3N |  |  | TCFZ6024STANM | S921V1155A24M4S | 55500 | 18 | 8.1 | 54000 | 49000 | 90.74% | 1.75 | 0 | 10 |  |  |  | No | R-410A | 4.625 | Residential & Commercial | Ducted CEE Tier 1
213829752 | Central HP <5.4 tons | SURE | HRCU-A-CB (Split System: Heat Pump with Remote Outdoor Unit-Air-Source) | SP18AZ60AJVC |  |  | TCFZ6021SEAAM | S801V1005A21UHU | 53000 | 19 | 8.1 | 53000 | 50500 | 95.28% | 1.9 | 0 | 10 |  |  |  | No | R-410A | 4.4167 | Residential & Commercial | Ducted CEE Tier 1
214075366 | Central HP <5.4 tons | SURE | HRCU-A-CB (Split System: Heat Pump with Remote Outdoor Unit-Air-Source) | RD17AZ60AJ3N |  |  | TCFZ6024STANM | S98MV1155A24UPS | 55000 | 18 | 8.1 | 54000 | 49500 | 91.67% | 1.75 | 0 | 10 |  |  |  | No | R-410A | 4.5833 | Residential & Commercial | Ducted CEE Tier 1
214075384 | Central HP <5.4 tons | SURE | HRCU-A-CB (Split System: Heat Pump with Remote Outdoor Unit-Air-Source) | RD17AZ60AJ3N |  |  | TCFZ6024STANM | S98MV0855A21UPS | 55000 | 18 | 8.1 | 54000 | 49500 | 91.67% | 1.75 | 0 | 10 |  |  |  | No | R-410A | 4.5833 | Residential & Commercial | Ducted CEE Tier 1
214075385 | Central HP <5.4 tons | SURE | HRCU-A-CB (Split System: Heat Pump with Remote Outdoor Unit-Air-Source) | RD17AZ60AJ3N |  |  | TCFZ6024STANM | S962V1005A21M4S | 55000 | 18 | 8.1 | 54000 | 49500 | 91.67% | 1.75 | 0 | 10 |  |  |  | No | R-410A | 4.5833 | Residential & Commercial | Ducted CEE Tier 1
214066545 | Central HP <5.4 tons | SURE | HRCU-A-CB (Split System: Heat Pump with Remote Outdoor Unit-Air-Source) | RD17AZ36AJ3N |  |  | TCFZ3621MTANM | S801V0754A17DZ | 34200 | 18 | 8.1 | 34200 | 29600 | 86.55% | 1.9 | 0 | 10 |  |  |  | No | R-410A | 2.85 | Residential & Commercial | Ducted CEE Tier 1
214066612 | Central HP <5.4 tons | SURE | HRCU-A-CB (Split System: Heat Pump with Remote Outdoor Unit-Air-Source) | RD17AZ36AJ3N |  |  | TCFZ3621MTANM | S962V0703A17M4S | 34200 | 18 | 8.1 | 34200 | 29600 | 86.55% | 1.9 | 0 | 10 |  |  |  | No | R-410A | 2.85 | Residential & Commercial | Ducted CEE Tier 1
213825964 | Central HP <5.4 tons | TRANE | HRCU-A-CB (Split System: Heat Pump with Remote Outdoor Unit-Air-Source) | 4TWV8X48A1 |  |  | 4TXCC009DS3 | *UHMC100CCV4 | 46500 | 18 | 8.5 | 41000 | 29000 | 70.73% | 2 | 0 | 12 |  |  |  | No | R-410A | 3.875 | Residential & Commercial | Ducted CEE Tier 1
215681832 | Central HP <5.4 tons | TEMPSTAR | HRCU-A-CB (Split System: Heat Pump with Remote Outdoor Unit-Air-Source) | T5H0V48*K*AAA* |  |  | EVM5X49M21A*+WALLCON | *80CSU0401712B* | 48000 | 18.5 | 9 | 50000 | 36600 | 73.2% | 2 | 0 | 10 |  |  |  | No | R-454B | 4 | Residential & Commercial | Ducted CEE Tier 1
215681982 | Central HP <5.4 tons | TEMPSTAR | HRCU-A-CB (Split System: Heat Pump with Remote Outdoor Unit-Air-Source) | T5H0V48*K*AAA* |  |  | EVM5X60M24A*+WALLCON | *96CTN0802120B* | 48000 | 19 | 9 | 50000 | 36600 | 73.2% | 2 | 0 | 10 |  |  |  | No | R-454B | 4 | Residential & Commercial | Ducted CEE Tier 1
215222793 | Central HP <5.4 tons | RUUD | HRCU-A-CB (Split System: Heat Pump with Remote Outdoor Unit-Air-Source) | RD17AZ60AJ3N |  |  | RCFZ6021STAAM | R921T1005A21M4 | 54500 | 17 | 8.1 | 46500 | 34000 | 73.12% | 2.1 | 0 | 10 |  |  |  | No | R-410A | 4.5417 | Residential & Commercial | Ducted CEE Tier 1
214075270 | Central HP <5.4 tons | SURE | HRCU-A-CB (Split System: Heat Pump with Remote Outdoor Unit-Air-Source) | RD17AZ60AJ3N |  |  | TCFZ6024STANM | S802V0755A21UHS | 55500 | 18 | 8.1 | 54000 | 49500 | 91.67% | 1.75 | 0 | 10 |  |  |  | No | R-410A | 4.625 | Residential & Commercial | Ducted CEE Tier 1
214075451 | Central HP <5.4 tons | SURE | HRCU-A-CB (Split System: Heat Pump with Remote Outdoor Unit-Air-Source) | RD17AZ24AJ3N |  |  | TCFZ2417MTANM | S802V0504A17UHS | 22600 | 17 | 9.5 | 22600 | 16900 | 74.78% | 2 | 0 | 11.2 |  |  |  | No | R-410A | 1.8833 | Residential & Commercial | Ducted CEE Tier 1
214075553 | Central HP <5.4 tons | SURE | HRCU-A-CB (Split System: Heat Pump with Remote Outdoor Unit-Air-Source) | RD17AZ24AJ3N |  |  | TCFZ2417MTANM | S802V0754A17UHN | 22600 | 18 | 9.5 | 22600 | 16800 | 74.34% | 2.1 | 0 | 11.2 |  |  |  | No | R-410A | 1.8833 | Residential & Commercial | Ducted CEE Tier 1
214075438 | Central HP <5.4 tons | SURE | HRCU-A-CB (Split System: Heat Pump with Remote Outdoor Unit-Air-Source) | RD17AZ24AJ3N |  |  | TCFZ2417MTANM | S802V0503A14DZ | 22600 | 17 | 9.5 | 22600 | 16800 | 74.34% | 2 | 0 | 11.2 |  |  |  | No | R-410A | 1.8833 | Residential & Commercial | Ducted CEE Tier 1
215222845 | Central HP <5.4 tons | MIDEA | HRCU-A-CB (Split System: Heat Pump with Remote Outdoor Unit-Air-Source) | MOVB-36HDN10-M16G |  |  | MVME24B2MN10TB |  | 24000 | 18 | 8.5 | 24000 | 17600 | 73.33% | 1.88 | 0 | 11.8 |  |  |  | No | R-454B | 2 | Residential & Commercial | Ducted CEE Tier 1
214075306 | Central HP <5.4 tons | SURE | HRCU-A-CB (Split System: Heat Pump with Remote Outdoor Unit-Air-Source) | RD17AZ60AJ3N |  |  | TCFZ6024STANM | S801V1005A21UHN | 55500 | 18 | 8.1 | 53500 | 49000 | 91.59% | 1.75 | 0 | 10 |  |  |  | No | R-410A | 4.625 | Residential & Commercial | Ducted CEE Tier 1
214075363 | Central HP <5.4 tons | SURE | HRCU-A-CB (Split System: Heat Pump with Remote Outdoor Unit-Air-Source) | RD17AZ60AJ3N |  |  | TCFZ6024STANM | S962V0705A21M4S | 55000 | 18 | 8.1 | 54000 | 49500 | 91.67% | 1.75 | 0 | 10 |  |  |  | No | R-410A | 4.5833 | Residential & Commercial | Ducted CEE Tier 1
214075205 | Central HP <5.4 tons | SURE | HRCU-A-CB (Split System: Heat Pump with Remote Outdoor Unit-Air-Source) | RD17AZ60AJ3N |  |  | TCFZ6024STANM | S802V1505A24UHS | 55500 | 18 | 8.1 | 53500 | 49000 | 91.59% | 1.75 | 0 | 10 |  |  |  | No | R-410A | 4.625 | Residential & Commercial | Ducted CEE Tier 1
215682472 | Central HP <5.4 tons | TEMPSTAR | HRCU-A-CB (Split System: Heat Pump with Remote Outdoor Unit-Air-Source) | T5H0V48*K*AAA* |  |  | EVD5X61M21A*+WALLCON | *80CSU0802120B* | 49000 | 19 | 9 | 50000 | 36600 | 73.2% | 2.12 | 0 | 10 |  |  |  | No | R-454B | 4.0833 | Residential & Commercial | Ducted CEE Tier 1
214010076 | Central HP <5.4 tons | MIDEA | HRCU-A-CB (Split System: Heat Pump with Remote Outdoor Unit-Air-Source) | MOVB-36HDN1-M20G |  |  | MC**2430BNTF | MGH96M080B3A | 24000 | 18.5 | 9 | 24000 | 17400 | 72.5% | 1.9 | 0 | 12 |  |  |  | No | R-410A | 2 | Residential & Commercial | Ducted CEE Tier 1
214075549 | Central HP <5.4 tons | SURE | HRCU-A-CB (Split System: Heat Pump with Remote Outdoor Unit-Air-Source) | RD17AZ24AJ3N |  |  | TCFZ2417MTANM | S921V0403A17M4S | 22600 | 17 | 9.5 | 22600 | 16900 | 74.78% | 2 | 0 | 11.2 |  |  |  | No | R-410A | 1.8833 | Residential & Commercial | Ducted CEE Tier 1
214075473 | Central HP <5.4 tons | SURE | HRCU-A-CB (Split System: Heat Pump with Remote Outdoor Unit-Air-Source) | RD17AZ24AJ3N |  |  | TCFZ2417MTANM | S801V0704A17UHU | 22600 | 17 | 9.5 | 22600 | 16900 | 74.78% | 2 | 0 | 11.2 |  |  |  | No | R-410A | 1.8833 | Residential & Commercial | Ducted CEE Tier 1
214075575 | Central HP <5.4 tons | SURE | HRCU-A-CB (Split System: Heat Pump with Remote Outdoor Unit-Air-Source) | RD17AZ24AJ3N |  |  | TCFZ2417MTANM | S951V0403A17M4S | 22600 | 17 | 9.5 | 22600 | 16900 | 74.78% | 2 | 0 | 11.2 |  |  |  | No | R-410A | 1.8833 | Residential & Commercial | Ducted CEE Tier 1
214075593 | Central HP <5.4 tons | SURE | HRCU-A-CB (Split System: Heat Pump with Remote Outdoor Unit-Air-Source) | RD17AZ24AJ3N |  |  | TCFZ2417MTANM | S802V1004A17UHS | 22600 | 17 | 9.5 | 22600 | 16800 | 74.34% | 2.1 | 0 | 11.2 |  |  |  | No | R-410A | 1.8833 | Residential & Commercial | Ducted CEE Tier 1
216551658 | Central HP <5.4 tons | RUUD | HRCU-A-CB (Split System: Heat Pump with Remote Outdoor Unit-Air-Source) | UP19AY24AJVC |  |  | RCFY2421HEAAM | U802V0504A17UH | 22800 | 20 | 10 | 22800 | 18500 | 81.14% | 1.8 | 0 | 12 |  |  |  | No | R-454B | 1.9 | Residential & Commercial | Ducted CEE Tier 1
216551675 | Central HP <5.4 tons | RUUD | HRCU-A-CB (Split System: Heat Pump with Remote Outdoor Unit-Air-Source) | UP19AY24AJVC |  |  | RCFY2421HEAAM | U98MV1005A21UP | 22800 | 21 | 10 | 22800 | 18500 | 81.14% | 1.8 | 0 | 13 |  |  |  | No | R-454B | 1.9 | Residential & Commercial | Ducted CEE Tier 1
216505546 | Central HP <5.4 tons | MIDEA | HRCU-A-CB (Split System: Heat Pump with Remote Outdoor Unit-Air-Source) | MDV-V30WMN10T |  |  | MPUE30B1MN10TA |  | 30000 | 16 | 8.5 | 30000 | 24000 | 80% | 1.8 | 0 | 11.7 |  |  |  | No | R-454B | 2.5 | Residential & Commercial | Ducted CEE Tier 1
216046593 | Central HP <5.4 tons | MIDEA | HRCU-A-CB (Split System: Heat Pump with Remote Outdoor Unit-Air-Source) | MDV-V30WMN10T |  |  | MCPM3036BN10TH | MGV96U080B3C | 30000 | 16 | 9 | 30000 | 30000 | 100% | 1.95 | 0 | 10.3 |  |  |  | No | R-454B | 2.5 | Residential & Commercial | Ducted CEE Tier 1
216551932 | Central HP <5.4 tons | RUUD | HRCU-A-CB (Split System: Heat Pump with Remote Outdoor Unit-Air-Source) | UP19AY36AJVC |  |  | RCFY3621MEAAM | U962V0855A21M4 | 34200 | 19 | 10 | 34200 | 29400 | 85.96% | 2 | 0 | 12 |  |  |  | No | R-454B | 2.85 | Residential & Commercial | Ducted CEE Tier 1
213386529 | Central HP <5.4 tons | COMFORTSTAR | HRCU-A-C (Split System: Heat Pump with Remote Outdoor Unit with No Indoor Fan --Air Source) | CPH18CD(O) |  |  | UACP-24B |  | 18000 | 16.1 | 9.5 | 19000 | 15000 | 78.95% | 2.2 | 11.6 | 11.7 |  |  |  | No | R-410A | 1.5 | Residential & Commercial | Ducted CEE Tier 1
215682572 | Central HP <5.4 tons | TEMPSTAR | HRCU-A-CB (Split System: Heat Pump with Remote Outdoor Unit-Air-Source) | T5H0V48*K*AAA* |  |  | EVD5X61M24A*+WALLCON | *97CTN1202422A* | 48500 | 19.5 | 9.5 | 50000 | 36600 | 73.2% | 2.12 | 0 | 10.5 |  |  |  | No | R-454B | 4.0417 | Residential & Commercial | Ducted CEE Tier 1
214075398 | Central HP <5.4 tons | SURE | HRCU-A-CB (Split System: Heat Pump with Remote Outdoor Unit-Air-Source) | RD17AZ60AJ3N |  |  | TCFZ6024STANM | S97MV1155A24DHS | 55000 | 18 | 8.1 | 54000 | 49500 | 91.67% | 1.75 | 0 | 10 |  |  |  | No | R-410A | 4.5833 | Residential & Commercial | Ducted CEE Tier 1
215676812 | Central HP <5.4 tons | TEMPSTAR | HRCU-A-CB (Split System: Heat Pump with Remote Outdoor Unit-Air-Source) | T5H0V48*K*AAA* |  |  | EVD5X61M21A*+WALLCON | *97CMN0801714B* | 48000 | 18.5 | 9 | 50000 | 37400 | 74.8% | 1.98 | 0 | 10 |  |  |  | No | R-454B | 4 | Residential & Commercial | Ducted CEE Tier 1
215676962 | Central HP <5.4 tons | TEMPSTAR | HRCU-A-CB (Split System: Heat Pump with Remote Outdoor Unit-Air-Source) | T5H0V48*K*AAA* |  |  | EVD5X61M24A*+WALLCON | *96CTN1202422B* | 48500 | 19.5 | 9.5 | 50000 | 36600 | 73.2% | 2.12 | 0 | 10.5 |  |  |  | No | R-454B | 4.0417 | Residential & Commercial | Ducted CEE Tier 1
215669013 | Central HP <5.4 tons | AIRQUEST | HRCU-A-CB (Split System: Heat Pump with Remote Outdoor Unit-Air-Source) | H5H0V36*K*AAA* |  |  | EA*5X43M21A*+WALLCON | *80CTL1102120B* | 34600 | 18 | 9 | 35200 | 25000 | 71.02% | 1.9 | 0 | 10 |  |  |  | No | R-454B | 2.8833 | Residential & Commercial | Ducted CEE Tier 1
216574982 | Central HP <5.4 tons | MIDEA | HRCU-A-CB (Split System: Heat Pump with Remote Outdoor Unit-Air-Source) | MOVB-24HDN10-M16G |  |  | MPUE18A1MN10TA |  | 18000 | 16 | 9 | 18000 | 12900 | 71.67% | 1.81 | 0 | 11.7 |  |  |  | No | R-454B | 1.5 | Residential & Commercial | Ducted CEE Tier 1
216574983 | Central HP <5.4 tons | MIDEA | HRCU-A-CB (Split System: Heat Pump with Remote Outdoor Unit-Air-Source) | MOVB-24HDN10-M16G |  |  | MPUE24A1MN10TA |  | 23400 | 16 | 8.5 | 23600 | 16700 | 70.76% | 1.81 | 0 | 11.7 |  |  |  | No | R-454B | 1.95 | Residential & Commercial | Ducted CEE Tier 1
216551920 | Central HP <5.4 tons | RUUD | HRCU-A-CB (Split System: Heat Pump with Remote Outdoor Unit-Air-Source) | UP19AY36AJVC |  |  | RCFY3621MEAAM | U962V0403A17M4 | 34200 | 20 | 10 | 34200 | 29600 | 86.55% | 2 | 0 | 12 |  |  |  | No | R-454B | 2.85 | Residential & Commercial | Ducted CEE Tier 1
216551939 | Central HP <5.4 tons | RUUD | HRCU-A-CB (Split System: Heat Pump with Remote Outdoor Unit-Air-Source) | UP19AY36AJVC |  |  | RCFY3621MEAAM | U962V0703A17M4 | 34200 | 20 | 10 | 34200 | 29600 | 86.55% | 2 | 0 | 12 |  |  |  | No | R-454B | 2.85 | Residential & Commercial | Ducted CEE Tier 1
216551693 | Central HP <5.4 tons | RUUD | HRCU-A-CB (Split System: Heat Pump with Remote Outdoor Unit-Air-Source) | UP19AY24AJVC |  |  | RCFY2421HEAAM | U97MV0603A17DH | 22800 | 21 | 10 | 22800 | 18500 | 81.14% | 1.8 | 0 | 13 |  |  |  | No | R-454B | 1.9 | Residential & Commercial | Ducted CEE Tier 1
211229186 | Central HP <5.4 tons | COMFORTMAKER | HRCU-A-CB (Split System: Heat Pump with Remote Outdoor Unit-Air-Source) | DLCURAH36ABK |  |  | EA*4X48L21A* | *96VTN1002122A* | 35800 | 16.5 | 8.5 | 37800 | 34600 | 91.53% | 2.04 | 0 | 10 |  |  |  | No | R-410A | 2.9833 | Residential & Commercial | Ducted CEE Tier 1
211230155 | Central HP <5.4 tons | COMFORTMAKER | HRCU-A-CB (Split System: Heat Pump with Remote Outdoor Unit-Air-Source) | DLCURAH36ABK |  |  | EN(A,D,W)4X48L21** | *92ESN1002122A* | 37600 | 15.5 | 8.5 | 39500 | 35000 | 88.61% | 2.08 | 0 | 10.5 |  |  |  | No | R-410A | 3.1333 | Residential & Commercial | Ducted CEE Tier 1
213076756 | Central HP <5.4 tons | COMFORTMAKER | HRCU-A-CB (Split System: Heat Pump with Remote Outdoor Unit-Air-Source) | DLCURAH36ABK |  |  | EA*4X42L21A* | *80VTL1102122B* | 35600 | 16 | 8.1 | 38500 | 35200 | 91.43% | 1.9 | 0 | 10 |  |  |  | No | R-410A | 2.9667 | Residential & Commercial | Ducted CEE Tier 1
214075525 | Central HP <5.4 tons | SURE | HRCU-A-CB (Split System: Heat Pump with Remote Outdoor Unit-Air-Source) | RD17AZ24AJ3N |  |  | TCFZ2417MTANM | S801V1004A17UH | 22600 | 17 | 9.5 | 22600 | 16800 | 74.34% | 2.1 | 0 | 11.2 |  |  |  | No | R-410A | 1.8833 | Residential & Commercial | Ducted CEE Tier 1
214075561 | Central HP <5.4 tons | SURE | HRCU-A-CB (Split System: Heat Pump with Remote Outdoor Unit-Air-Source) | RD17AZ24AJ3N |  |  | TCFZ2417MTANM | S802V0504A17UHN | 22600 | 17 | 9.5 | 22600 | 16900 | 74.78% | 2 | 0 | 11.2 |  |  |  | No | R-410A | 1.8833 | Residential & Commercial | Ducted CEE Tier 1
212609333 | Central HP <5.4 tons | SURE | HRCU-A-CB (Split System: Heat Pump with Remote Outdoor Unit-Air-Source) | SP18AZ24AJVC |  |  | TCFZ2421HEAAM | S802V0754A17DZ | 22800 | 20 | 8.5 | 22800 | 26000 | 114% | 2.1 | 0 | 12.5 |  |  |  | No | R-410A | 1.9 | Residential & Commercial | Ducted CEE Tier 1
206767493 | Central HP <5.4 tons | DAY & NIGHT | HRCU-A-CB (Split System: Heat Pump with Remote Outdoor Unit-Air-Source) | CVH825GKA3* |  |  | EA*4X36L17A*+WALLCON | *95CSU0601716A* | 23400 | 16.5 | 8.1 | 21600 | 16800 | 77.78% | 1.92 | 11 | 10.5 |  |  |  | No | R-410A | 1.95 | Residential & Commercial | Ducted CEE Tier 1
215319060 | Central HP <5.4 tons | MIDEA | HRCU-A-CB (Split System: Heat Pump with Remote Outdoor Unit-Air-Source) | D5CUHAH48AAK |  |  | D5FUAAH48XAK |  | 48000 | 16.5 | 9.5 | 50000 | 46000 | 92% | 1.9 | 0 | 10.5 |  |  |  | No | R-454B | 4 | Residential & Commercial | Ducted CEE Tier 1
216091293 | Central HP <5.4 tons | MIDEA | HRCU-A-CB (Split System: Heat Pump with Remote Outdoor Unit-Air-Source) | DLCSRBH18AAK |  |  | 40MBABQ18XB3 |  | 18000 | 17.6 | 9.6 | 19000 | 17000 | 89.47% | 2 | 12.5 | 11.7 |  |  |  | No | R-410A | 1.5 | Residential & Commercial | Ducted CEE Tier 1
215319106 | Central HP <5.4 tons | TEMPSTAR | HRCU-A-CB (Split System: Heat Pump with Remote Outdoor Unit-Air-Source) | D5CLHAH48AAK |  |  | D5FLAAH48XAK |  | 48000 | 17 | 10.2 | 50000 | 46000 | 92% | 2 | 0 | 10.1 |  |  |  | No | R-454B | 4 | Residential & Commercial | Ducted CEE Tier 1
216441716 | Central HP <5.4 tons | MIDEA | HRCU-A-CB (Split System: Heat Pump with Remote Outdoor Unit-Air-Source) | MDV-V30WMN10T |  |  | MIH30VMN10 |  | 30000 | 18 | 10 | 30000 | 30000 | 100% | 1.95 | 0 | 12.5 |  |  |  | No | R-454B | 2.5 | Residential & Commercial | Ducted CEE Tier 1
214075191 | Central HP <5.4 tons | SURE | HRCU-A-CB (Split System: Heat Pump with Remote Outdoor Unit-Air-Source) | RD17AZ60AJ3N |  |  | TCFZ6024STANM | S802VA125524Z | 55500 | 18 | 8.1 | 53500 | 49000 | 91.59% | 1.75 | 0 | 10 |  |  |  | No | R-410A | 4.625 | Residential & Commercial | Ducted CEE Tier 1
214075325 | Central HP <5.4 tons | SURE | HRCU-A-CB (Split System: Heat Pump with Remote Outdoor Unit-Air-Source) | RD17AZ60AJ3N |  |  | TCFZ6024STANM | S951V1155A24M4S | 55500 | 18 | 8.1 | 54000 | 49000 | 90.74% | 1.75 | 0 | 10 |  |  |  | No | R-410A | 4.625 | Residential & Commercial | Ducted CEE Tier 1
214075343 | Central HP <5.4 tons | SURE | HRCU-A-CB (Split System: Heat Pump with Remote Outdoor Unit-Air-Source) | RD17AZ60AJ3N |  |  | TCFZ6024STANM | S951V0855A21M4S | 55000 | 17 | 8.1 | 54000 | 49500 | 91.67% | 1.75 | 0 | 10 |  |  |  | No | R-410A | 4.5833 | Residential & Commercial | Ducted CEE Tier 1
215681512 | Central HP <5.4 tons | TEMPSTAR | HRCU-A-CB (Split System: Heat Pump with Remote Outdoor Unit-Air-Source) | T5H0V48*K*AAA* |  |  | EA*5X61M21A*+WALLCON | *97CTN1002122A* | 46000 | 18 | 9 | 47500 | 33800 | 71.16% | 2.08 | 0 | 10 |  |  |  | No | R-454B | 3.8333 | Residential & Commercial | Ducted CEE Tier 1
215682412 | Central HP <5.4 tons | TEMPSTAR | HRCU-A-CB (Split System: Heat Pump with Remote Outdoor Unit-Air-Source) | T5H0V48*K*AAA* |  |  | EVD5X60M24A*+WALLCON | *97CTN0802120A* | 48000 | 19 | 9 | 50000 | 36600 | 73.2% | 2 | 0 | 10 |  |  |  | No | R-454B | 4 | Residential & Commercial | Ducted CEE Tier 1
213077189 | Central HP <5.4 tons | COMFORTMAKER | HRCU-A-CB (Split System: Heat Pump with Remote Outdoor Unit-Air-Source) | DLCURAH36ABK |  |  | EA*4X48L24A* | *96VSN1002120B* | 35800 | 16 | 8.5 | 38000 | 34800 | 91.58% | 2.02 | 0 | 10 |  |  |  | No | R-410A | 2.9833 | Residential & Commercial | Ducted CEE Tier 1
213077523 | Central HP <5.4 tons | COMFORTMAKER | HRCU-A-CB (Split System: Heat Pump with Remote Outdoor Unit-Air-Source) | DLCURAH36ABK |  |  | EA*4X43L21A* | *96VTN0802120B* | 36600 | 16 | 8.5 | 38500 | 35000 | 90.91% | 2.06 | 0 | 10 |  |  |  | No | R-410A | 3.05 | Residential & Commercial | Ducted CEE Tier 1
213078027 | Central HP <5.4 tons | COMFORTMAKER | HRCU-A-CB (Split System: Heat Pump with Remote Outdoor Unit-Air-Source) | DLCURAH36ABK |  |  | EN(A,D,W)4X48L21** | *80MS(N,L)0701712A* | 35600 | 16.5 | 8.1 | 38500 | 34800 | 90.39% | 1.98 | 0 | 10 |  |  |  | No | R-410A | 2.9667 | Residential & Commercial | Ducted CEE Tier 1
213078760 | Central HP <5.4 tons | COMFORTMAKER | HRCU-A-CB (Split System: Heat Pump with Remote Outdoor Unit-Air-Source) | DLCURAH36ABK |  |  | EN(A,D)4X48L24** | *80MS(N,L)1102420A* | 36200 | 17 | 8.1 | 38500 | 34800 | 90.39% | 2.02 | 0 | 10.5 |  |  |  | No | R-410A | 3.0167 | Residential & Commercial | Ducted CEE Tier 1
213829730 | Central HP <5.4 tons | SURE | HRCU-A-CB (Split System: Heat Pump with Remote Outdoor Unit-Air-Source) | SP18AZ36AJVC |  |  | TCFZ3621MEAAM | S801V1005A21UHU | 34200 | 19 | 8.5 | 34200 | 43000 | 125.7% | 2.2 | 0 | 12.5 |  |  |  | No | R-410A | 2.85 | Residential & Commercial | Ducted CEE Tier 1
213366259 | Central HP <5.4 tons | SURE | HRCU-A-CB (Split System: Heat Pump with Remote Outdoor Unit-Air-Source) | SP18AZ36AJVC |  |  | TCFZ6021SEAAM | S802V1005A21UHS | 34200 | 19 | 8.5 | 34200 | 43000 | 125.7% | 2.2 | 0 | 12.5 |  |  |  | No | R-410A | 2.85 | Residential & Commercial | Ducted CEE Tier 1
213372382 | Central HP <5.4 tons | SURE | HRCU-A-CB (Split System: Heat Pump with Remote Outdoor Unit-Air-Source) | SP18AZ36AJVC |  |  | TCFZ3621MEAAM | S951V0403A17UHU | 34200 | 19 | 8.5 | 34200 | 43000 | 125.7% | 2.2 | 0 | 12.5 |  |  |  | No | R-410A | 2.85 | Residential & Commercial | Ducted CEE Tier 1
215318776 | Central HP <5.4 tons | BRYANT | HRCU-A-CB (Split System: Heat Pump with Remote Outdoor Unit-Air-Source) | 37MUHAQ24AA3 |  |  | 45MUAAQ24XX3 |  | 23000 | 18.4 | 10 | 24000 | 21600 | 90% | 1.87 | 0 | 11.7 |  |  |  | No | R-454B | 1.9167 | Residential & Commercial | Ducted CEE Tier 1
215670469 | Central HP <5.4 tons | AIRQUEST | HRCU-A-CB (Split System: Heat Pump with Remote Outdoor Unit-Air-Source) | H5H0V36*K*AAA* |  |  | ESH5X60M12A*+WALLCON | *80CTL1352422B* | 34600 | 17 | 8.5 | 34600 | 24800 | 71.68% | 1.92 | 0 | 10 |  |  |  | No | R-454B | 2.8833 | Residential & Commercial | Ducted CEE Tier 1
213829711 | Central HP <5.4 tons | SURE | HRCU-A-CB (Split System: Heat Pump with Remote Outdoor Unit-Air-Source) | SP18AZ24AJVC |  |  | TCFZ2421HEAAM | S801V0704A17UHU | 22800 | 20 | 8.5 | 22800 | 26000 | 114% | 2.1 | 0 | 12.5 |  |  |  | No | R-410A | 1.9 | Residential & Commercial | Ducted CEE Tier 1
213163969 | Central HP <5.4 tons | SURE | HRCU-A-CB (Split System: Heat Pump with Remote Outdoor Unit-Air-Source) | SP18AZ24AJVC |  |  | TCFZ2421HEAAM | S98MV0855A21UPS | 22800 | 20 | 8.5 | 22800 | 26000 | 114% | 2.1 | 0 | 12.5 |  |  |  | No | R-410A | 1.9 | Residential & Commercial | Ducted CEE Tier 1
213163971 | Central HP <5.4 tons | SURE | HRCU-A-CB (Split System: Heat Pump with Remote Outdoor Unit-Air-Source) | SP18AZ24AJVC |  |  | TCFZ2421HEAAM | S962V0855A21M4S | 22800 | 19 | 8.5 | 22800 | 26200 | 114.9% | 2.1 | 0 | 12.5 |  |  |  | No | R-410A | 1.9 | Residential & Commercial | Ducted CEE Tier 1
211226892 | Central HP <5.4 tons | COMFORTMAKER | HRCU-A-CB (Split System: Heat Pump with Remote Outdoor Unit-Air-Source) | DLCURAH36ABK |  |  | EA*4X37L21A* | *80VSL0902120A* | 36200 | 16 | 8.5 | 38500 | 34800 | 90.39% | 2.06 | 0 | 10 |  |  |  | No | R-410A | 3.0167 | Residential & Commercial | Ducted CEE Tier 1
216051178 | Central HP <5.4 tons | SURE | HRCU-A-CB (Split System: Heat Pump with Remote Outdoor Unit-Air-Source) | SP19AY24AJVC |  |  | TCFY2421HEAAM | S951V0603A17UH | 22800 | 21 | 8.5 | 22800 | 18600 | 81.58% | 1.8 | 0 | 13 |  |  |  | No | R-454B | 1.9 | Residential & Commercial | Ducted CEE Tier 1
216551915 | Central HP <5.4 tons | RUUD | HRCU-A-CB (Split System: Heat Pump with Remote Outdoor Unit-Air-Source) | UP19AY36AJVC |  |  | RCFY3621MEAAM | U98MV0855A21UP | 34200 | 21 | 10 | 34200 | 29400 | 85.96% | 2 | 0 | 12 |  |  |  | No | R-454B | 2.85 | Residential & Commercial | Ducted CEE Tier 1
216551929 | Central HP <5.4 tons | RUUD | HRCU-A-CB (Split System: Heat Pump with Remote Outdoor Unit-Air-Source) | UP19AY36AJVC |  |  | RCFY3621MEAAM | U97MV0603A17DH | 34200 | 21 | 10 | 34200 | 29600 | 86.55% | 2 | 0 | 12 |  |  |  | No | R-454B | 2.85 | Residential & Commercial | Ducted CEE Tier 1
216551937 | Central HP <5.4 tons | RUUD | HRCU-A-CB (Split System: Heat Pump with Remote Outdoor Unit-Air-Source) | UP19AY36AJVC |  |  | RCFY3621MEAAM | U97MV1005A21DH | 34200 | 21 | 10 | 34200 | 29400 | 85.96% | 2 | 0 | 12 |  |  |  | No | R-454B | 2.85 | Residential & Commercial | Ducted CEE Tier 1
215318860 | Central HP <5.4 tons | MIDEA | HRCU-A-CB (Split System: Heat Pump with Remote Outdoor Unit-Air-Source) | 37MUHAQ24AA3 |  |  | 45MUAAQ24XX3 |  | 23000 | 18.4 | 10 | 24000 | 21600 | 90% | 1.87 | 0 | 11.7 |  |  |  | No | R-454B | 1.9167 | Residential & Commercial | Ducted CEE Tier 1
215318777 | Central HP <5.4 tons | BRYANT | HRCU-A-CB (Split System: Heat Pump with Remote Outdoor Unit-Air-Source) | 37MUHAQ24AA3 |  |  | 45MUHAQ24XX3 |  | 24000 | 18.7 | 10 | 24000 | 20600 | 85.83% | 2.14 | 0 | 12 |  |  |  | No | R-454B | 2 | Residential & Commercial | Ducted CEE Tier 1
212404690 | Central HP <5.4 tons | CONTINENTAL | HRCU-A-CB (Split System: Heat Pump with Remote Outdoor Unit-Air-Source) | CS18HV48A60 |  |  | H,DE50960 | WUV090T5BA | 54000 | 16 | 8.5 | 58000 | 41000 | 70.69% | 1.8 | 0 | 10 |  |  |  | No | R-410A | 4.5 | Residential & Commercial | Ducted CEE Tier 1
211246023 | Central HP <5.4 tons | CARRIER | HRCU-A-CB (Split System: Heat Pump with Remote Outdoor Unit-Air-Source) | 38MURAQ24AB3* |  |  | CNPV*3617AL* | GG96VTAA42060B | 24000 | 16.5 | 8.1 | 26200 | 23200 | 88.55% | 1.92 | 0 | 10 |  |  |  | No | R-410A | 2 | Residential & Commercial | Ducted CEE Tier 1
212404691 | Central HP <5.4 tons | CONTINENTAL | HRCU-A-CB (Split System: Heat Pump with Remote Outdoor Unit-Air-Source) | CS18HV48A60 |  |  | H,DE50960 | WUV100T5BA | 54000 | 16 | 8.5 | 58000 | 41000 | 70.69% | 1.8 | 0 | 10 |  |  |  | No | R-410A | 4.5 | Residential & Commercial | Ducted CEE Tier 1
202902431 | Central HP <5.4 tons | MIDEA | HRCU-A-CB (Split System: Heat Pump with Remote Outdoor Unit-Air-Source) | MOVA-60HDN1-M20G |  |  | MC**4860DNTF | MGH96M100D5A | 52000 | 18 | 8.5 | 54000 | 37800 | 70% | 1.85 | 12.5 | 11.7 |  |  |  | No | R-410A | 4.3333 | Residential & Commercial | Ducted CEE Tier 1
215682072 | Central HP <5.4 tons | TEMPSTAR | HRCU-A-CB (Split System: Heat Pump with Remote Outdoor Unit-Air-Source) | T5H0V48*K*AAA* |  |  | EVM5X61M24A*+WALLCON | *97CTN0802120A* | 48500 | 19 | 9.5 | 50000 | 36800 | 73.6% | 2.1 | 0 | 10.5 |  |  |  | No | R-454B | 4.0417 | Residential & Commercial | Ducted CEE Tier 1
215682272 | Central HP <5.4 tons | TEMPSTAR | HRCU-A-CB (Split System: Heat Pump with Remote Outdoor Unit-Air-Source) | T5H0V48*K*AAA* |  |  | EVD5X49M24A*+WALLCON | *97CTN0802120A* | 48000 | 19 | 9 | 50000 | 36600 | 73.2% | 2 | 0 | 10 |  |  |  | No | R-454B | 4 | Residential & Commercial | Ducted CEE Tier 1
215682522 | Central HP <5.4 tons | TEMPSTAR | HRCU-A-CB (Split System: Heat Pump with Remote Outdoor Unit-Air-Source) | T5H0V48*K*AAA* |  |  | EVD5X61M24A*+WALLCON | *96CTN0802120B* | 48500 | 19 | 9.5 | 50000 | 36800 | 73.6% | 2.1 | 0 | 10.5 |  |  |  | No | R-454B | 4.0417 | Residential & Commercial | Ducted CEE Tier 1
214075190 | Central HP <5.4 tons | SURE | HRCU-A-CB (Split System: Heat Pump with Remote Outdoor Unit-Air-Source) | RD17AZ60AJ3N |  |  | TCFZ6024STANM | S801V1005A21UHU | 55500 | 18 | 8.1 | 54000 | 49000 | 90.74% | 1.75 | 0 | 10 |  |  |  | No | R-410A | 4.625 | Residential & Commercial | Ducted CEE Tier 1
214075379 | Central HP <5.4 tons | SURE | HRCU-A-CB (Split System: Heat Pump with Remote Outdoor Unit-Air-Source) | RD17AZ60AJ3N |  |  | TCFZ6024STANM | S98MV1005A21UPS | 55000 | 17 | 8.1 | 54500 | 49500 | 90.83% | 1.75 | 0 | 10 |  |  |  | No | R-410A | 4.5833 | Residential & Commercial | Ducted CEE Tier 1
214075406 | Central HP <5.4 tons | SURE | HRCU-A-CB (Split System: Heat Pump with Remote Outdoor Unit-Air-Source) | RD17AZ60AJ3N |  |  | TCFZ6024STANM | S962V1155A24M4S | 55500 | 18 | 8.1 | 54000 | 49000 | 90.74% | 1.75 | 0 | 10 |  |  |  | No | R-410A | 4.625 | Residential & Commercial | Ducted CEE Tier 1
215668965 | Central HP <5.4 tons | AIRQUEST | HRCU-A-CB (Split System: Heat Pump with Remote Outdoor Unit-Air-Source) | H5H0V36*K*AAA* |  |  | EA*5X43M21A*+WALLCON | *80CSU1002120A* | 34400 | 17.5 | 9 | 35400 | 25200 | 71.19% | 1.9 | 0 | 10 |  |  |  | No | R-454B | 2.8667 | Residential & Commercial | Ducted CEE Tier 1
211245998 | Central HP <5.4 tons | CARRIER | HRCU-A-CB (Split System: Heat Pump with Remote Outdoor Unit-Air-Source) | 38MURAQ24AB3* |  |  | CAP**3017AL* | GG96VTAA48080B | 24200 | 16.5 | 8.5 | 26400 | 23000 | 87.12% | 1.9 | 0 | 10 |  |  |  | No | R-410A | 2.0167 | Residential & Commercial | Ducted CEE Tier 1
215668981 | Central HP <5.4 tons | AIRQUEST | HRCU-A-CB (Split System: Heat Pump with Remote Outdoor Unit-Air-Source) | H5H0V36*K*AAA* |  |  | EA*5X43M21A*+WALLCON | *80CTL0701716B* | 34400 | 18 | 8.1 | 35400 | 25200 | 71.19% | 1.9 | 0 | 10 |  |  |  | No | R-454B | 2.8667 | Residential & Commercial | Ducted CEE Tier 1
215668997 | Central HP <5.4 tons | AIRQUEST | HRCU-A-CB (Split System: Heat Pump with Remote Outdoor Unit-Air-Source) | H5H0V36*K*AAA* |  |  | EA*5X43M21A*+WALLCON | *80CTL0901716B* | 34400 | 18 | 9 | 35400 | 25200 | 71.19% | 1.88 | 0 | 10 |  |  |  | No | R-454B | 2.8667 | Residential & Commercial | Ducted CEE Tier 1
215669365 | Central HP <5.4 tons | AIRQUEST | HRCU-A-CB (Split System: Heat Pump with Remote Outdoor Unit-Air-Source) | H5H0V36*K*AAA* |  |  | EA*5X60M24A*+WALLCON | *97CMN0602120B* | 34200 | 18 | 9 | 34400 | 25000 | 72.67% | 1.9 | 0 | 10 |  |  |  | No | R-454B | 2.85 | Residential & Commercial | Ducted CEE Tier 1
215669515 | Central HP <5.4 tons | AIRQUEST | HRCU-A-CB (Split System: Heat Pump with Remote Outdoor Unit-Air-Source) | H5H0V36*K*AAA* |  |  | EA*5X61M21A*+WALLCON | *95CSU0802120B* | 34800 | 18 | 9 | 34400 | 24800 | 72.09% | 1.92 | 0 | 10 |  |  |  | No | R-454B | 2.9 | Residential & Commercial | Ducted CEE Tier 1
216574981 | Central HP <5.4 tons | MIDEA | HRCU-A-CB (Split System: Heat Pump with Remote Outdoor Unit-Air-Source) | MOVB-24HDN10-M16G |  |  | MHVE24A1MN10TB |  | 23800 | 15.2 | 9 | 23800 | 16800 | 70.59% | 1.8 | 0 | 10.5 |  |  |  | No | R-454B | 1.9833 | Residential & Commercial | Ducted CEE Tier 1
212614963 | Central HP <5.4 tons | AMANA | HRCU-A-CB (Split System: Heat Pump with Remote Outdoor Unit-Air-Source) | ASZS60241EA* |  |  | CA*EA2422*4A* | A*VM970804CNB* | 23000 | 17 | 8.6 | 23000 | 16100 | 70% | 2 | 0 | 10 |  |  |  | No | R-410A | 1.9167 | Residential & Commercial | Ducted CEE Tier 1
216032529 | Central HP <5.4 tons | MIDEA | HRCU-A-CB (Split System: Heat Pump with Remote Outdoor Unit-Air-Source) | MDV-V60WMN10T |  |  | MCPM4860DN10OH+TXV | MGV96U100D5C | 52000 | 16 | 8.9 | 54000 | 45000 | 83.33% | 1.9 | 0 | 10 |  |  |  | No | R-454B | 4.3333 | Residential & Commercial | Ducted CEE Tier 1
211240755 | Central HP <5.4 tons | COMFORTMAKER | HRCU-A-CB (Split System: Heat Pump with Remote Outdoor Unit-Air-Source) | DLCURAH24ABK |  |  | EA*4X24L17A* | *80ES(N,L)0701412A* | 24000 | 16.5 | 8.5 | 26800 | 23800 | 88.81% | 1.96 | 0 | 10 |  |  |  | No | R-410A | 2 | Residential & Commercial | Ducted CEE Tier 1
211245349 | Central HP <5.4 tons | COMFORTMAKER | HRCU-A-CB (Split System: Heat Pump with Remote Outdoor Unit-Air-Source) | DLCURAH24ABK |  |  | EN(A,D)4X36L21** | *96VSN0801716A* | 24200 | 16.5 | 8.1 | 26200 | 23000 | 87.79% | 1.9 | 0 | 10.5 |  |  |  | No | R-410A | 2.0167 | Residential & Commercial | Ducted CEE Tier 1
211245558 | Central HP <5.4 tons | COMFORTMAKER | HRCU-A-CB (Split System: Heat Pump with Remote Outdoor Unit-Air-Source) | DLCURAH24ABK |  |  | EN(A,D)4X36L21** | *96VTN0802120A* | 23600 | 17 | 8.1 | 25800 | 23800 | 92.25% | 1.98 | 0 | 10.5 |  |  |  | No | R-410A | 1.9667 | Residential & Commercial | Ducted CEE Tier 1
211245974 | Central HP <5.4 tons | COMFORTMAKER | HRCU-A-CB (Split System: Heat Pump with Remote Outdoor Unit-Air-Source) | DLCURAH24ABK |  |  | FVM4X24***L |  | 23800 | 17 | 8.5 | 25800 | 23000 | 89.15% | 1.92 | 0 | 10 |  |  |  | No | R-410A | 1.9833 | Residential & Commercial | Ducted CEE Tier 1
213781438 | Central HP <5.4 tons | AIRQUEST | HRCU-A-CB (Split System: Heat Pump with Remote Outdoor Unit-Air-Source) | HVH837GKA2* |  |  | EA*4X48L24A*+WALLCON | *97CMN1202422B* | 32200 | 17 | 8.1 | 32600 | 24800 | 76.07% | 1.98 | 0 | 11 |  |  |  | No | R-410A | 2.6833 | Residential & Commercial | Ducted CEE Tier 1
213782308 | Central HP <5.4 tons | AIRQUEST | HRCU-A-CB (Split System: Heat Pump with Remote Outdoor Unit-Air-Source) | HVH837GKA2* |  |  | EHD4X60AAL+WALLCON | *97CMN1002122B* | 33000 | 16.5 | 8.1 | 32200 | 24800 | 77.02% | 2 | 0 | 11.5 |  |  |  | No | R-410A | 2.75 | Residential & Commercial | Ducted CEE Tier 1
213782358 | Central HP <5.4 tons | AIRQUEST | HRCU-A-CB (Split System: Heat Pump with Remote Outdoor Unit-Air-Source) | HVH837GKA2* |  |  | EHD4X60AAL+WALLCON | *96CTN1202422B* | 33000 | 16.5 | 8.1 | 32200 | 24800 | 77.02% | 2 | 0 | 11.5 |  |  |  | No | R-410A | 2.75 | Residential & Commercial | Ducted CEE Tier 1
216046596 | Central HP <5.4 tons | MIDEA | HRCU-A-CB (Split System: Heat Pump with Remote Outdoor Unit-Air-Source) | MDV-V60WMN10T |  |  | MCPM4860DN10TH | MGV96U100D5C | 52000 | 16 | 8.9 | 54000 | 45000 | 83.33% | 1.9 | 0 | 10 |  |  |  | No | R-454B | 4.3333 | Residential & Commercial | Ducted CEE Tier 1
215864493 | Central HP <5.4 tons | TRANE | HRCU-A-CB (Split System: Heat Pump with Remote Outdoor Unit-Air-Source) | 5TWV8X36A1 |  |  | 5PX*B004AS3 | S8V2B060M4PDB | 31600 | 18.1 | 8.5 | 32800 | 25400 | 77.44% | 2 | 0 | 10 |  |  |  | No | R-454B | 2.6333 | Residential & Commercial | Ducted CEE Tier 1
215864523 | Central HP <5.4 tons | TRANE | HRCU-A-CB (Split System: Heat Pump with Remote Outdoor Unit-Air-Source) | 5TWV8X36A1 |  |  | 5PX*C005AS3 | *UHMC100CCV4+LRP | 31800 | 18.1 | 8.5 | 32400 | 25200 | 77.78% | 2.1 | 0 | 10 |  |  |  | No | R-454B | 2.65 | Residential & Commercial | Ducted CEE Tier 1
215434403 | Central HP <5.4 tons | AMANA | HRCU-A-CB (Split System: Heat Pump with Remote Outdoor Unit-Air-Source) | AZV7SA4810A* |  |  | CHPEA4830*3A* | A*VT801005C*A* | 45500 | 16.5 | 8.5 | 46000 | 33600 | 73.04% | 2 | 0 | 10 |  |  |  | No | R-32 | 3.7917 | Residential & Commercial | Ducted CEE Tier 1
215864517 | Central HP <5.4 tons | TRANE | HRCU-A-CB (Split System: Heat Pump with Remote Outdoor Unit-Air-Source) | 5TWV8X36A1 |  |  | 5PX*BD04AS3 | *DHMB080CCV3+LRP | 31600 | 18.1 | 8.5 | 34000 | 25800 | 75.88% | 2 | 0 | 10 |  |  |  | No | R-454B | 2.6333 | Residential & Commercial | Ducted CEE Tier 1
215864551 | Central HP <5.4 tons | TRANE | HRCU-A-CB (Split System: Heat Pump with Remote Outdoor Unit-Air-Source) | 5TWV8X36A1 |  |  | 5PX*C007AS3 | S8V2C080M5PDB | 32800 | 18.1 | 8.5 | 33200 | 25400 | 76.51% | 2.1 | 0 | 10.5 |  |  |  | No | R-454B | 2.7333 | Residential & Commercial | Ducted CEE Tier 1
215864633 | Central HP <5.4 tons | TRANE | HRCU-A-CB (Split System: Heat Pump with Remote Outdoor Unit-Air-Source) | 5TWV8X36A1 |  |  | 5TXCC005AS3 | S8V2C100M5PDB | 31800 | 18.1 | 8.5 | 32800 | 25400 | 77.44% | 2.1 | 0 | 10 |  |  |  | No | R-454B | 2.65 | Residential & Commercial | Ducted CEE Tier 1
216453127 | Central HP <5.4 tons | TRANE | HRCU-A-CB (Split System: Heat Pump with Remote Outdoor Unit-Air-Source) | 5TWV0X36A1 |  |  | 5TXCB006AS3 | S8V2B080M4PCB | 35400 | 20 | 9.7 | 32600 | 25200 | 77.3% | 2.1 | 0 | 12.5 |  |  |  | No | R-454B | 2.95 | Residential & Commercial | Ducted CEE Tier 1
211245796 | Central HP <5.4 tons | COMFORTMAKER | HRCU-A-CB (Split System: Heat Pump with Remote Outdoor Unit-Air-Source) | DLCURAH24ABK |  |  | FEM4P30**AL |  | 24000 | 17 | 8.5 | 26200 | 23400 | 89.31% | 1.94 | 0 | 10 |  |  |  | No | R-410A | 2 | Residential & Commercial | Ducted CEE Tier 1
215584436 | Central HP <5.4 tons | RUUD | HRCU-A-CB (Split System: Heat Pump with Remote Outdoor Unit-Air-Source) | UP19AY36AJVC |  |  | RHMVY3621MEACA |  | 34200 | 19 | 8.5 | 34200 | 29400 | 85.96% | 2.1 | 0 | 12 |  |  |  | No | R-454B | 2.85 | Residential & Commercial | Ducted CEE Tier 1
216551922 | Central HP <5.4 tons | RUUD | HRCU-A-CB (Split System: Heat Pump with Remote Outdoor Unit-Air-Source) | UP19AY36AJVC |  |  | RCFY3621MEAAM | U97MV0855A21DH | 34200 | 21 | 10 | 34200 | 29400 | 85.96% | 2 | 0 | 12 |  |  |  | No | R-454B | 2.85 | Residential & Commercial | Ducted CEE Tier 1
214075313 | Central HP <5.4 tons | SURE | HRCU-A-CB (Split System: Heat Pump with Remote Outdoor Unit-Air-Source) | RD17AZ60AJ3N |  |  | TCFZ6024STANM | S951V1005A21M4S | 55000 | 18 | 8.1 | 54000 | 49500 | 91.67% | 1.75 | 0 | 10 |  |  |  | No | R-410A | 4.5833 | Residential & Commercial | Ducted CEE Tier 1
214075395 | Central HP <5.4 tons | SURE | HRCU-A-CB (Split System: Heat Pump with Remote Outdoor Unit-Air-Source) | RD17AZ60AJ3N |  |  | TCFZ6024STANM | S97MV0855A21DHS | 55000 | 18 | 8.1 | 54000 | 49500 | 91.67% | 1.75 | 0 | 10 |  |  |  | No | R-410A | 4.5833 | Residential & Commercial | Ducted CEE Tier 1
216441715 | Central HP <5.4 tons | MIDEA | HRCU-A-CB (Split System: Heat Pump with Remote Outdoor Unit-Air-Source) | MDV-V24WMN10T |  |  | MIH24VMN10 |  | 23000 | 17 | 9.2 | 24000 | 20000 | 83.33% | 1.9 | 0 | 11.7 |  |  |  | No | R-454B | 1.9167 | Residential & Commercial | Ducted CEE Tier 1
216551765 | Central HP <5.4 tons | RUUD | HRCU-A-CB (Split System: Heat Pump with Remote Outdoor Unit-Air-Source) | UP19AY48AJVC |  |  | RCFY4821SEAAM | U802V1005A21UH | 45500 | 19 | 10 | 45500 | 41500 | 91.21% | 2.1 | 0 | 12 |  |  |  | No | R-454B | 3.7917 | Residential & Commercial | Ducted CEE Tier 1
216551767 | Central HP <5.4 tons | RUUD | HRCU-A-CB (Split System: Heat Pump with Remote Outdoor Unit-Air-Source) | UP19AY48AJVC |  |  | RCFY4821SEAAM | U802V0754A17DZ | 45500 | 19 | 10 | 45500 | 42000 | 92.31% | 2.1 | 0 | 11.7 |  |  |  | No | R-454B | 3.7917 | Residential & Commercial | Ducted CEE Tier 1
216551760 | Central HP <5.4 tons | RUUD | HRCU-A-CB (Split System: Heat Pump with Remote Outdoor Unit-Air-Source) | UP19AY48AJVC |  |  | RCFY4821SEAAM | U802V0755A21DZ | 45500 | 19 | 10 | 45500 | 41500 | 91.21% | 2.1 | 0 | 12 |  |  |  | No | R-454B | 3.7917 | Residential & Commercial | Ducted CEE Tier 1
216551690 | Central HP <5.4 tons | RUUD | HRCU-A-CB (Split System: Heat Pump with Remote Outdoor Unit-Air-Source) | UP19AY24AJVC |  |  | RCFY2421HEAAM | U98MV0703A17UP | 22800 | 20 | 10 | 22800 | 18500 | 81.14% | 1.8 | 0 | 12 |  |  |  | No | R-454B | 1.9 | Residential & Commercial | Ducted CEE Tier 1
216046592 | Central HP <5.4 tons | MIDEA | HRCU-A-CB (Split System: Heat Pump with Remote Outdoor Unit-Air-Source) | MDV-V24WMN10T |  |  | MCPM3036BN10TH | MGV96U080B3C | 23000 | 16 | 8.9 | 24000 | 20000 | 83.33% | 1.85 | 0 | 10.1 |  |  |  | No | R-454B | 1.9167 | Residential & Commercial | Ducted CEE Tier 1
216574980 | Central HP <5.4 tons | MIDEA | HRCU-A-CB (Split System: Heat Pump with Remote Outdoor Unit-Air-Source) | MOVB-24HDN10-M16G |  |  | MHVE18A1MN10TB |  | 18000 | 16 | 9 | 18000 | 12800 | 71.11% | 1.81 | 0 | 11.7 |  |  |  | No | R-454B | 1.5 | Residential & Commercial | Ducted CEE Tier 1
216051194 | Central HP <5.4 tons | SURE | HRCU-A-CB (Split System: Heat Pump with Remote Outdoor Unit-Air-Source) | SP19AY24AJVC |  |  | TCFY2421HEAAM | S98MV1005A21UP | 22800 | 21 | 8.5 | 22800 | 18500 | 81.14% | 1.8 | 0 | 13 |  |  |  | No | R-454B | 1.9 | Residential & Commercial | Ducted CEE Tier 1
216051210 | Central HP <5.4 tons | SURE | HRCU-A-CB (Split System: Heat Pump with Remote Outdoor Unit-Air-Source) | SP19AY24AJVC |  |  | TCFY2421HEAAM | S97MV1005A21DH | 22800 | 20 | 8.5 | 22800 | 18400 | 80.7% | 1.8 | 0 | 12 |  |  |  | No | R-454B | 1.9 | Residential & Commercial | Ducted CEE Tier 1
211230244 | Central HP <5.4 tons | COMFORTMAKER | HRCU-A-CB (Split System: Heat Pump with Remote Outdoor Unit-Air-Source) | DLCURAH36ABK |  |  | EN(A,D,W)4X48L21** | *96VSN0802120A* | 36200 | 16 | 8.1 | 38500 | 34800 | 90.39% | 2.02 | 0 | 10 |  |  |  | No | R-410A | 3.0167 | Residential & Commercial | Ducted CEE Tier 1
211230344 | Central HP <5.4 tons | COMFORTMAKER | HRCU-A-CB (Split System: Heat Pump with Remote Outdoor Unit-Air-Source) | DLCURAH36ABK |  |  | EN(A,D,W)4X48L21** | *96VTN1002122A* | 36000 | 16.5 | 8.1 | 38500 | 34800 | 90.39% | 2.02 | 0 | 10.5 |  |  |  | No | R-410A | 3 | Residential & Commercial | Ducted CEE Tier 1
211230480 | Central HP <5.4 tons | COMFORTMAKER | HRCU-A-CB (Split System: Heat Pump with Remote Outdoor Unit-Air-Source) | DLCURAH36ABK |  |  | EN(A,D)4X48L24** | *80ES(N,L)1352420A* | 36200 | 16 | 8.1 | 38500 | 34800 | 90.39% | 2.02 | 0 | 10 |  |  |  | No | R-410A | 3.0167 | Residential & Commercial | Ducted CEE Tier 1
216051190 | Central HP <5.4 tons | SURE | HRCU-A-CB (Split System: Heat Pump with Remote Outdoor Unit-Air-Source) | SP19AY24AJVC |  |  | TCFY2421HEAAM | S962V0703A17M4 | 22800 | 20 | 8.5 | 22800 | 18600 | 81.58% | 1.8 | 0 | 12 |  |  |  | No | R-454B | 1.9 | Residential & Commercial | Ducted CEE Tier 1
211230134 | Central HP <5.4 tons | COMFORTMAKER | HRCU-A-CB (Split System: Heat Pump with Remote Outdoor Unit-Air-Source) | DLCURAH36ABK |  |  | EN(A,D,W)4X48L21** | *92ESN0802120A* | 35800 | 16.5 | 8.1 | 38500 | 34800 | 90.39% | 2.02 | 0 | 10.5 |  |  |  | No | R-410A | 2.9833 | Residential & Commercial | Ducted CEE Tier 1
214075454 | Central HP <5.4 tons | SURE | HRCU-A-CB (Split System: Heat Pump with Remote Outdoor Unit-Air-Source) | RD17AZ24AJ3N |  |  | TCFZ2417MTANM | S98MV0603A17UPS | 22600 | 18 | 9.5 | 22600 | 16900 | 74.78% | 2 | 0 | 11.2 |  |  |  | No | R-410A | 1.8833 | Residential & Commercial | Ducted CEE Tier 1
214075540 | Central HP <5.4 tons | SURE | HRCU-A-CB (Split System: Heat Pump with Remote Outdoor Unit-Air-Source) | RD17AZ24AJ3N |  |  | TCFZ2417MTANM | S801V0504A17UHS | 22600 | 17 | 9.5 | 22600 | 16900 | 74.78% | 2 | 0 | 11.2 |  |  |  | No | R-410A | 1.8833 | Residential & Commercial | Ducted CEE Tier 1
212609322 | Central HP <5.4 tons | SURE | HRCU-A-CB (Split System: Heat Pump with Remote Outdoor Unit-Air-Source) | SP18AZ24AJVC |  |  | TCFZ2421HEAAM | S802V1004A17UHN | 22800 | 20 | 8.5 | 22800 | 26000 | 114% | 2.1 | 0 | 12.5 |  |  |  | No | R-410A | 1.9 | Residential & Commercial | Ducted CEE Tier 1
211230432 | Central HP <5.4 tons | COMFORTMAKER | HRCU-A-CB (Split System: Heat Pump with Remote Outdoor Unit-Air-Source) | DLCURAH36ABK |  |  | EN(A,D)4X48L24** | *80ES(N,L)0902120A* | 36600 | 16 | 8.1 | 39500 | 34800 | 88.1% | 2.04 | 0 | 10.5 |  |  |  | No | R-410A | 3.05 | Residential & Commercial | Ducted CEE Tier 1
213872281 | Central HP <5.4 tons | AMANA | HRCU-A-CB (Split System: Heat Pump with Remote Outdoor Unit-Air-Source) | ASZS60481EA* |  |  | CA*EA6030*4A* | A*VC800804C*A* | 44000 | 17 | 8.5 | 43500 | 31000 | 71.26% | 2 | 0 | 10 |  |  |  | No | R-410A | 3.6667 | Residential & Commercial | Ducted CEE Tier 1
213872274 | Central HP <5.4 tons | AMANA | HRCU-A-CB (Split System: Heat Pump with Remote Outdoor Unit-Air-Source) | ASZS60481EA* |  |  | CA*EA6030*4A* | A*VC960804CNB* | 44000 | 17 | 8.5 | 44000 | 31000 | 70.45% | 2 | 0 | 10 |  |  |  | No | R-410A | 3.6667 | Residential & Commercial | Ducted CEE Tier 1
212383428 | Central HP <5.4 tons | COMFORTMAKER | HRCU-A-CB (Split System: Heat Pump with Remote Outdoor Unit-Air-Source) | DLCURAH36ABK |  |  | EA*4X37L21A* | *80VTL0902120A* | 36200 | 16 | 8.5 | 38500 | 34800 | 90.39% | 2.06 | 0 | 10 |  |  |  | No | R-410A | 3.0167 | Residential & Commercial | Ducted CEE Tier 1
214095454 | Central HP <5.4 tons | RUUD | HRCU-A-CB (Split System: Heat Pump with Remote Outdoor Unit-Air-Source) | RD17AZ24AJ3N |  |  | RH3VZ3617STACN |  | 22600 | 17 | 9.5 | 22600 | 16700 | 73.89% | 2.1 | 0 | 11.7 |  |  |  | No | R-410A | 1.8833 | Residential & Commercial | Ducted CEE Tier 1
215222789 | Central HP <5.4 tons | SURE | HRCU-A-CB (Split System: Heat Pump with Remote Outdoor Unit-Air-Source) | RD17AZ60AJ3N |  |  | TCFZ6021STAAM | S921T0705A21M4 | 54500 | 18 | 8.1 | 46500 | 33800 | 72.69% | 2 | 0 | 10 |  |  |  | No | R-410A | 4.5417 | Residential & Commercial | Ducted CEE Tier 1
213076288 | Central HP <5.4 tons | CARRIER | HRCU-A-CB (Split System: Heat Pump with Remote Outdoor Unit-Air-Source) | 38MURAQ36AB3* |  |  | CAP**4821AL* | 59SU5B100M21**22 | 36000 | 16.5 | 8.5 | 38000 | 34800 | 91.58% | 2.04 | 0 | 10 |  |  |  | No | R-410A | 3 | Residential & Commercial | Ducted CEE Tier 1
212383468 | Central HP <5.4 tons | CARRIER | HRCU-A-CB (Split System: Heat Pump with Remote Outdoor Unit-Air-Source) | 38MURAQ36AB3* |  |  | CAP**4321AL* | 59SC2D080E17**16 | 36400 | 16 | 8.5 | 38500 | 34800 | 90.39% | 2.08 | 0 | 10 |  |  |  | No | R-410A | 3.0333 | Residential & Commercial | Ducted CEE Tier 1
212384674 | Central HP <5.4 tons | CARRIER | HRCU-A-CB (Split System: Heat Pump with Remote Outdoor Unit-Air-Source) | 38MURAQ36AB3* |  |  | CNPV*4221AL* | 59SC2D080E21**20 | 36400 | 15.5 | 8.1 | 39500 | 35200 | 89.11% | 1.92 | 0 | 10 |  |  |  | No | R-410A | 3.0333 | Residential & Commercial | Ducted CEE Tier 1
215932905 | Central HP <5.4 tons | BRYANT HEATING AND COOLING SYSTEMS | HRCU-A-CB (Split System: Heat Pump with Remote Outdoor Unit-Air-Source) | 293VAN036**AA* |  |  | CAA**6124AM*+UI | 987MC60060C21*** | 34200 | 20 | 9 | 34800 | 26400 | 75.86% | 1.92 | 0 | 11.5 |  |  |  | No | R-454B | 2.85 | Residential & Commercial | Ducted CEE Tier 1
210106760 | Central HP <5.4 tons | SURE | HRCU-A-CB (Split System: Heat Pump with Remote Outdoor Unit-Air-Source) | SP18AZ36AJVC |  |  | TCFZ6021SEAAM | S97MV1005A21DHS | 34200 | 19 | 8.5 | 34200 | 43000 | 125.7% | 2.2 | 0 | 12.5 |  |  |  | No | R-410A | 2.85 | Residential & Commercial | Ducted CEE Tier 1
212609349 | Central HP <5.4 tons | SURE | HRCU-A-CB (Split System: Heat Pump with Remote Outdoor Unit-Air-Source) | SP18AZ36AJVC |  |  | TCFZ6021SEAAM | S802V0755A21DZ | 34200 | 18 | 8.5 | 34200 | 43000 | 125.7% | 2.2 | 0 | 12.5 |  |  |  | No | R-410A | 2.85 | Residential & Commercial | Ducted CEE Tier 1
212940792 | Central HP <5.4 tons | COMFORTSTAR | HRCU-A-CB (Split System: Heat Pump with Remote Outdoor Unit-Air-Source) | CPH36CD(O) |  |  | AHU36-SG2 |  | 36000 | 16 | 9.5 | 40000 | 34400 | 86% | 1.97 | 10.5 | 10 |  |  |  | No | R-410A | 3 | Residential & Commercial | Ducted CEE Tier 1
210609969 | Central HP <5.4 tons | AMANA | HRCU-A-CB (Split System: Heat Pump with Remote Outdoor Unit-Air-Source) | ASZV903610A* |  |  | AMVE48DP1400A* |  | 33600 | 19 | 8.2 | 33600 | 24400 | 72.62% | 1.8 | 0 | 12 |  |  |  | No | R-410A | 2.8 | Residential & Commercial | Ducted CEE Tier 1
210692515 | Central HP <5.4 tons | AMANA | HRCU-A-CB (Split System: Heat Pump with Remote Outdoor Unit-Air-Source) | ASZV903610A* |  |  | CA*F3743*6D*+TXV | A*VC960803BNB* | 33600 | 18.5 | 8.2 | 34000 | 24400 | 71.76% | 1.8 | 0 | 11.5 |  |  |  | No | R-410A | 2.8 | Residential & Commercial | Ducted CEE Tier 1
216051175 | Central HP <5.4 tons | SURE | HRCU-A-CB (Split System: Heat Pump with Remote Outdoor Unit-Air-Source) | SP19AY24AJVC |  |  | TCFY2421HEAAM | S921V0603A17M4 | 22800 | 21 | 8.5 | 22800 | 18600 | 81.58% | 1.8 | 0 | 13 |  |  |  | No | R-454B | 1.9 | Residential & Commercial | Ducted CEE Tier 1
216051225 | Central HP <5.4 tons | SURE | HRCU-A-CB (Split System: Heat Pump with Remote Outdoor Unit-Air-Source) | SP19AY24AJVC |  |  | TCFY2421HEAAM | S802V0504A17UH | 22800 | 20 | 8.5 | 22800 | 18500 | 81.14% | 1.8 | 0 | 12 |  |  |  | No | R-454B | 1.9 | Residential & Commercial | Ducted CEE Tier 1
216051258 | Central HP <5.4 tons | SURE | HRCU-A-CB (Split System: Heat Pump with Remote Outdoor Unit-Air-Source) | SP19AY48AJVC |  |  | TCFY4821SEAAM | S802V1005A21UH | 45500 | 19 | 10 | 45500 | 41500 | 91.21% | 2.1 | 0 | 12 |  |  |  | No | R-454B | 3.7917 | Residential & Commercial | Ducted CEE Tier 1
211230600 | Central HP <5.4 tons | COMFORTMAKER | HRCU-A-CB (Split System: Heat Pump with Remote Outdoor Unit-Air-Source) | DLCURAH36ABK |  |  | EN(A,D)4X48L24** | *92ESN0802120A* | 35800 | 16.5 | 8.1 | 38500 | 34800 | 90.39% | 2.02 | 0 | 10.5 |  |  |  | No | R-410A | 2.9833 | Residential & Commercial | Ducted CEE Tier 1
216551681 | Central HP <5.4 tons | RUUD | HRCU-A-CB (Split System: Heat Pump with Remote Outdoor Unit-Air-Source) | UP19AY24AJVC |  |  | RCFY2421HEAAM | U97MV1005A21DH | 22800 | 20 | 10 | 22800 | 18400 | 80.7% | 1.8 | 0 | 12 |  |  |  | No | R-454B | 1.9 | Residential & Commercial | Ducted CEE Tier 1
216551778 | Central HP <5.4 tons | RUUD | HRCU-A-CB (Split System: Heat Pump with Remote Outdoor Unit-Air-Source) | UP19AY48AJVC |  |  | RCFY4821SEAAM | U98MV0855A21UP | 45500 | 19 | 10 | 45500 | 42000 | 92.31% | 2.1 | 0 | 12 |  |  |  | No | R-454B | 3.7917 | Residential & Commercial | Ducted CEE Tier 1
214066796 | Central HP <5.4 tons | SURE | HRCU-A-CB (Split System: Heat Pump with Remote Outdoor Unit-Air-Source) | RD17AZ36AJ3N |  |  | TCFZ3621MTANM | S962V0855A21M4S | 34200 | 18 | 8.1 | 34200 | 29600 | 86.55% | 1.9 | 0 | 10 |  |  |  | No | R-410A | 2.85 | Residential & Commercial | Ducted CEE Tier 1
214066697 | Central HP <5.4 tons | SURE | HRCU-A-CB (Split System: Heat Pump with Remote Outdoor Unit-Air-Source) | RD17AZ36AJ3N |  |  | TCFZ3621MTANM | S802VA075421M | 34200 | 18 | 8.1 | 34200 | 29400 | 85.96% | 2 | 0 | 10 |  |  |  | No | R-410A | 2.85 | Residential & Commercial | Ducted CEE Tier 1
211245999 | Central HP <5.4 tons | CARRIER | HRCU-A-CB (Split System: Heat Pump with Remote Outdoor Unit-Air-Source) | 38MURAQ24AB3* |  |  | CAP**3017AL* | GG96VTAA30040A | 23200 | 16 | 8.5 | 25800 | 24200 | 93.8% | 2.02 | 0 | 10 |  |  |  | No | R-410A | 1.9333 | Residential & Commercial | Ducted CEE Tier 1
211230684 | Central HP <5.4 tons | COMFORTMAKER | HRCU-A-CB (Split System: Heat Pump with Remote Outdoor Unit-Air-Source) | DLCURAH36ABK |  |  | EN(A,D)4X48L24** | *95ESN1402422A* | 37400 | 15.2 | 8.1 | 40000 | 35200 | 88% | 2.08 | 0 | 10 |  |  |  | No | R-410A | 3.1167 | Residential & Commercial | Ducted CEE Tier 1
211230743 | Central HP <5.4 tons | COMFORTMAKER | HRCU-A-CB (Split System: Heat Pump with Remote Outdoor Unit-Air-Source) | DLCURAH36ABK |  |  | EN(A,D)4X48L24** | *95ESU1002122A* | 37400 | 15.5 | 8.5 | 39500 | 35000 | 88.61% | 2.08 | 0 | 10.5 |  |  |  | No | R-410A | 3.1167 | Residential & Commercial | Ducted CEE Tier 1
216051180 | Central HP <5.4 tons | SURE | HRCU-A-CB (Split System: Heat Pump with Remote Outdoor Unit-Air-Source) | SP19AY24AJVC |  |  | TCFY2421HEAAM | S921V0403A17M4 | 22800 | 21 | 8.5 | 22800 | 18500 | 81.14% | 1.8 | 0 | 13 |  |  |  | No | R-454B | 1.9 | Residential & Commercial | Ducted CEE Tier 1
211227768 | Central HP <5.4 tons | COMFORTMAKER | HRCU-A-CB (Split System: Heat Pump with Remote Outdoor Unit-Air-Source) | DLCURAH36ABK |  |  | EA*4X42L24A* | *80ES(N,L)0702116A* | 35200 | 16 | 8.1 | 38500 | 35000 | 90.91% | 1.88 | 0 | 10 |  |  |  | No | R-410A | 2.9333 | Residential & Commercial | Ducted CEE Tier 1
211228695 | Central HP <5.4 tons | COMFORTMAKER | HRCU-A-CB (Split System: Heat Pump with Remote Outdoor Unit-Air-Source) | DLCURAH36ABK |  |  | EA*4X43L21A* | OMV112K14A | 36200 | 15.5 | 8.5 | 38500 | 34800 | 90.39% | 2.06 | 0 | 10 |  |  |  | No | R-410A | 3.0167 | Residential & Commercial | Ducted CEE Tier 1
211228813 | Central HP <5.4 tons | COMFORTMAKER | HRCU-A-CB (Split System: Heat Pump with Remote Outdoor Unit-Air-Source) | DLCURAH36ABK |  |  | EA*4X48L21A* | *80ES(N,L)1102120A* | 35800 | 16.5 | 8.5 | 38500 | 34600 | 89.87% | 2.04 | 0 | 10 |  |  |  | No | R-410A | 2.9833 | Residential & Commercial | Ducted CEE Tier 1
212383461 | Central HP <5.4 tons | COMFORTMAKER | HRCU-A-CB (Split System: Heat Pump with Remote Outdoor Unit-Air-Source) | DLCURAH36ABK |  |  | EA*4X43L21A* | *80ES(N,L)0701716A* | 36800 | 15.5 | 8.5 | 39000 | 34800 | 89.23% | 2.1 | 0 | 10 |  |  |  | No | R-410A | 3.0667 | Residential & Commercial | Ducted CEE Tier 1
212384679 | Central HP <5.4 tons | COMFORTMAKER | HRCU-A-CB (Split System: Heat Pump with Remote Outdoor Unit-Air-Source) | DLCURAH36ABK |  |  | EN(A,D,W)4X42L21** | *92ESN0802120A* | 36400 | 15.5 | 8.1 | 39500 | 35200 | 89.11% | 1.92 | 0 | 10 |  |  |  | No | R-410A | 3.0333 | Residential & Commercial | Ducted CEE Tier 1
212384715 | Central HP <5.4 tons | COMFORTMAKER | HRCU-A-CB (Split System: Heat Pump with Remote Outdoor Unit-Air-Source) | DLCURAH36ABK |  |  | EN(A,D,W)4X42L21** | *80ESU0802120A | 36800 | 15.2 | 8.1 | 40000 | 35200 | 88% | 1.94 | 0 | 10 |  |  |  | No | R-410A | 3.0667 | Residential & Commercial | Ducted CEE Tier 1
216051197 | Central HP <5.4 tons | SURE | HRCU-A-CB (Split System: Heat Pump with Remote Outdoor Unit-Air-Source) | SP19AY24AJVC |  |  | TCFY2421HEAAM | S962V0603A17M4 | 22800 | 21 | 8.5 | 22800 | 18600 | 81.58% | 1.8 | 0 | 13 |  |  |  | No | R-454B | 1.9 | Residential & Commercial | Ducted CEE Tier 1
213076523 | Central HP <5.4 tons | COMFORTMAKER | HRCU-A-CB (Split System: Heat Pump with Remote Outdoor Unit-Air-Source) | DLCURAH36ABK |  |  | EA*4X43L21A* | *80VTL0701716B* | 36200 | 16 | 8.5 | 38000 | 34800 | 91.58% | 2.04 | 0 | 10 |  |  |  | No | R-410A | 3.0167 | Residential & Commercial | Ducted CEE Tier 1
213076556 | Central HP <5.4 tons | COMFORTMAKER | HRCU-A-CB (Split System: Heat Pump with Remote Outdoor Unit-Air-Source) | DLCURAH36ABK |  |  | END4X42L17** | *80VTL0701716B* | 35400 | 16 | 8.1 | 38500 | 35000 | 90.91% | 1.94 | 0 | 10 |  |  |  | No | R-410A | 2.95 | Residential & Commercial | Ducted CEE Tier 1
216051174 | Central HP <5.4 tons | SURE | HRCU-A-CB (Split System: Heat Pump with Remote Outdoor Unit-Air-Source) | SP19AY24AJVC |  |  | TCFY2421HEAAM | S951V0703A17M4 | 22800 | 20 | 8.5 | 22800 | 18600 | 81.58% | 1.8 | 0 | 12 |  |  |  | No | R-454B | 1.9 | Residential & Commercial | Ducted CEE Tier 1
216051208 | Central HP <5.4 tons | SURE | HRCU-A-CB (Split System: Heat Pump with Remote Outdoor Unit-Air-Source) | SP19AY24AJVC |  |  | TCFY2421HEAAM | S962V0403A17M4 | 22800 | 21 | 8.5 | 22800 | 18500 | 81.14% | 1.8 | 0 | 13 |  |  |  | No | R-454B | 1.9 | Residential & Commercial | Ducted CEE Tier 1
211226995 | Central HP <5.4 tons | COMFORTMAKER | HRCU-A-CB (Split System: Heat Pump with Remote Outdoor Unit-Air-Source) | DLCURAH36ABK |  |  | EA*4X37L21A* | *92ESN0601714A* | 36400 | 16 | 8.5 | 38500 | 34800 | 90.39% | 2.08 | 0 | 10 |  |  |  | No | R-410A | 3.0333 | Residential & Commercial | Ducted CEE Tier 1
215869090 | Central HP <5.4 tons | TRANE | HRCU-A-CB (Split System: Heat Pump with Remote Outdoor Unit-Air-Source) | 5TWV8X36A1 |  |  | 5PX*BD04AS3 | S9V2B040D3VSB+LRP | 31800 | 18.1 | 8.5 | 34000 | 25800 | 75.88% | 2 | 0 | 10 |  |  |  | No | R-454B | 2.65 | Residential & Commercial | Ducted CEE Tier 1
216551841 | Central HP <5.4 tons | RUUD | HRCU-A-CB (Split System: Heat Pump with Remote Outdoor Unit-Air-Source) | UP19AY60AJVC |  |  | RCFY6021SEAAM | U98MV1005A21UP | 53500 | 17 | 10 | 53500 | 49000 | 91.59% | 2 | 0 | 10 |  |  |  | No | R-454B | 4.4583 | Residential & Commercial | Ducted CEE Tier 1
216051228 | Central HP <5.4 tons | SURE | HRCU-A-CB (Split System: Heat Pump with Remote Outdoor Unit-Air-Source) | SP19AY36AJVC |  |  | TCFY3621MEAAM | S802V1005A21UH | 34200 | 20 | 10 | 34200 | 29200 | 85.38% | 2 | 0 | 12 |  |  |  | No | R-454B | 2.85 | Residential & Commercial | Ducted CEE Tier 1
213386519 | Central HP <5.4 tons | COMFORTSTAR | HRCU-A-C (Split System: Heat Pump with Remote Outdoor Unit with No Indoor Fan --Air Source) | CPH30CD(O) |  |  | ACP-36C |  | 30000 | 15.5 | 9.7 | 33000 | 27000 | 81.82% | 1.85 | 10.7 | 10.5 |  |  |  | No | R-410A | 2.5 | Residential & Commercial | Ducted CEE Tier 1
216051299 | Central HP <5.4 tons | SURE | HRCU-A-CB (Split System: Heat Pump with Remote Outdoor Unit-Air-Source) | SP19AY60AJVC |  |  | TCFY6021SEAAM | S98MV1005A21UP | 53500 | 17 | 10 | 53500 | 49000 | 91.59% | 2 | 0 | 10 |  |  |  | No | R-454B | 4.4583 | Residential & Commercial | Ducted CEE Tier 1
211227146 | Central HP <5.4 tons | COMFORTMAKER | HRCU-A-CB (Split System: Heat Pump with Remote Outdoor Unit-Air-Source) | DLCURAH36ABK |  |  | EA*4X37L21A* | *95ESU1002120A* | 36600 | 16 | 8.5 | 38500 | 34800 | 90.39% | 2.1 | 0 | 10 |  |  |  | No | R-410A | 3.05 | Residential & Commercial | Ducted CEE Tier 1
211227545 | Central HP <5.4 tons | COMFORTMAKER | HRCU-A-CB (Split System: Heat Pump with Remote Outdoor Unit-Air-Source) | DLCURAH36ABK |  |  | EA*4X42L21A* | *92ESN1002120A* | 35200 | 16.5 | 8.1 | 38500 | 35000 | 90.91% | 1.88 | 0 | 10 |  |  |  | No | R-410A | 2.9333 | Residential & Commercial | Ducted CEE Tier 1
216051199 | Central HP <5.4 tons | SURE | HRCU-A-CB (Split System: Heat Pump with Remote Outdoor Unit-Air-Source) | SP19AY24AJVC |  |  | TCFY2421HEAAM | S98MV0603A17UP | 22800 | 21 | 8.5 | 22800 | 18500 | 81.14% | 1.8 | 0 | 13 |  |  |  | No | R-454B | 1.9 | Residential & Commercial | Ducted CEE Tier 1
216051214 | Central HP <5.4 tons | SURE | HRCU-A-CB (Split System: Heat Pump with Remote Outdoor Unit-Air-Source) | SP19AY24AJVC |  |  | TCFY2421HEAAM | S801V0504A17UHU | 22800 | 20 | 8.5 | 22800 | 18600 | 81.58% | 1.8 | 0 | 12 |  |  |  | No | R-454B | 1.9 | Residential & Commercial | Ducted CEE Tier 1
216051264 | Central HP <5.4 tons | SURE | HRCU-A-CB (Split System: Heat Pump with Remote Outdoor Unit-Air-Source) | SP19AY48AJVC |  |  | TCFY4821SEAAM | S802V0755A21UH | 45500 | 19 | 10 | 45500 | 42000 | 92.31% | 2.1 | 0 | 12 |  |  |  | No | R-454B | 3.7917 | Residential & Commercial | Ducted CEE Tier 1
216051265 | Central HP <5.4 tons | SURE | HRCU-A-CB (Split System: Heat Pump with Remote Outdoor Unit-Air-Source) | SP19AY48AJVC |  |  | TCFY4821SEAAM | S802V0755A21DZ | 45500 | 19 | 10 | 45500 | 41500 | 91.21% | 2.1 | 0 | 12 |  |  |  | No | R-454B | 3.7917 | Residential & Commercial | Ducted CEE Tier 1
211230353 | Central HP <5.4 tons | COMFORTMAKER | HRCU-A-CB (Split System: Heat Pump with Remote Outdoor Unit-Air-Source) | DLCURAH36ABK |  |  | EN(A,D,W)4X48L21** | OLV098A12* | 35600 | 15.2 | 8.1 | 38500 | 35000 | 90.91% | 2 | 0 | 10 |  |  |  | No | R-410A | 2.9667 | Residential & Commercial | Ducted CEE Tier 1
212614949 | Central HP <5.4 tons | AMANA | HRCU-A-CB (Split System: Heat Pump with Remote Outdoor Unit-Air-Source) | ASZS60241EA* |  |  | CA*EA2422*4A* | A*VC800803B*A* | 23000 | 17 | 8.6 | 23000 | 16100 | 70% | 2 | 0 | 10 |  |  |  | No | R-410A | 1.9167 | Residential & Commercial | Ducted CEE Tier 1
212614967 | Central HP <5.4 tons | AMANA | HRCU-A-CB (Split System: Heat Pump with Remote Outdoor Unit-Air-Source) | ASZS60241EA* |  |  | CA*EA3026*4A* | A*VC800603B*A* | 23000 | 17 | 8.6 | 23000 | 16100 | 70% | 2 | 0 | 10 |  |  |  | No | R-410A | 1.9167 | Residential & Commercial | Ducted CEE Tier 1
212614983 | Central HP <5.4 tons | AMANA | HRCU-A-CB (Split System: Heat Pump with Remote Outdoor Unit-Air-Source) | ASZS60241EA* |  |  | CA*EA3026*4A* | A*VM970803BNB* | 23000 | 17 | 8.6 | 23000 | 16100 | 70% | 2 | 0 | 10 |  |  |  | No | R-410A | 1.9167 | Residential & Commercial | Ducted CEE Tier 1
215864675 | Central HP <5.4 tons | TRANE | HRCU-A-CB (Split System: Heat Pump with Remote Outdoor Unit-Air-Source) | 5TWV8X48A1 |  |  | 5TXCB006AS3 | S8V2B060M4PDB | 45000 | 18.1 | 8.5 | 46000 | 35400 | 76.96% | 2.1 | 0 | 10 |  |  |  | No | R-454B | 3.75 | Residential & Commercial | Ducted CEE Tier 1
215864843 | Central HP <5.4 tons | TRANE | HRCU-A-CB (Split System: Heat Pump with Remote Outdoor Unit-Air-Source) | 5TWV8X48A1 |  |  | 5PX*C009AS3 | *UHMC100CCV4+LRP | 46000 | 18.1 | 8.5 | 45000 | 34600 | 76.89% | 2.1 | 0 | 10.5 |  |  |  | No | R-454B | 3.8333 | Residential & Commercial | Ducted CEE Tier 1
215864861 | Central HP <5.4 tons | TRANE | HRCU-A-CB (Split System: Heat Pump with Remote Outdoor Unit-Air-Source) | 5TWV8X48A1 |  |  | 5PX*D008AS3 | L8V1C100U5VSB+LRP | 45500 | 18.1 | 8.5 | 45500 | 35000 | 76.92% | 2.2 | 0 | 10.5 |  |  |  | No | R-454B | 3.7917 | Residential & Commercial | Ducted CEE Tier 1
215864927 | Central HP <5.4 tons | TRANE | HRCU-A-CB (Split System: Heat Pump with Remote Outdoor Unit-Air-Source) | 5TWV8X48A1 |  |  | 5TXCC007AS3 | S9V2C080U5PSC+LRP | 45500 | 18.1 | 8.5 | 46000 | 35200 | 76.52% | 2.1 | 0 | 10 |  |  |  | No | R-454B | 3.7917 | Residential & Commercial | Ducted CEE Tier 1
215864941 | Central HP <5.4 tons | TRANE | HRCU-A-CB (Split System: Heat Pump with Remote Outdoor Unit-Air-Source) | 5TWV8X48A1 |  |  | 5TXCC009AS3 | S8V2C100M5PDB | 46000 | 18.1 | 8.5 | 45500 | 35000 | 76.92% | 2.1 | 0 | 10 |  |  |  | No | R-454B | 3.8333 | Residential & Commercial | Ducted CEE Tier 1
213872277 | Central HP <5.4 tons | AMANA | HRCU-A-CB (Split System: Heat Pump with Remote Outdoor Unit-Air-Source) | ASZS60481EA* |  |  | CA*EA6030*4A* | A*VC801005C*A* | 44000 | 17 | 8.5 | 43500 | 31000 | 71.26% | 2 | 0 | 10 |  |  |  | No | R-410A | 3.6667 | Residential & Commercial | Ducted CEE Tier 1
216051200 | Central HP <5.4 tons | SURE | HRCU-A-CB (Split System: Heat Pump with Remote Outdoor Unit-Air-Source) | SP19AY24AJVC |  |  | TCFY2421HEAAM | S97MV0855A21DH | 22800 | 21 | 8.5 | 22800 | 18400 | 80.7% | 1.8 | 0 | 13 |  |  |  | No | R-454B | 1.9 | Residential & Commercial | Ducted CEE Tier 1
211230420 | Central HP <5.4 tons | COMFORTMAKER | HRCU-A-CB (Split System: Heat Pump with Remote Outdoor Unit-Air-Source) | DLCURAH36ABK |  |  | EN(A,D)4X48L24** | *80ES(N,L)0902116A* | 36400 | 16 | 8.1 | 38500 | 34800 | 90.39% | 2.04 | 0 | 10.5 |  |  |  | No | R-410A | 3.0333 | Residential & Commercial | Ducted CEE Tier 1
216051198 | Central HP <5.4 tons | SURE | HRCU-A-CB (Split System: Heat Pump with Remote Outdoor Unit-Air-Source) | SP19AY24AJVC |  |  | TCFY2421HEAAM | S97MV0603A17DH | 22800 | 21 | 8.5 | 22800 | 18500 | 81.14% | 1.8 | 0 | 13 |  |  |  | No | R-454B | 1.9 | Residential & Commercial | Ducted CEE Tier 1
215576399 | Central HP <5.4 tons | SURE | HRCU-A-CB (Split System: Heat Pump with Remote Outdoor Unit-Air-Source) | SP19AY48AJVC |  |  | SHMVY4821SEACA |  | 45500 | 19 | 8.5 | 45500 | 42000 | 92.31% | 2.1 | 0 | 12 |  |  |  | No | R-454B | 3.7917 | Residential & Commercial | Ducted CEE Tier 1
211229992 | Central HP <5.4 tons | COMFORTMAKER | HRCU-A-CB (Split System: Heat Pump with Remote Outdoor Unit-Air-Source) | DLCURAH36ABK |  |  | EN(A,D,W)4X48L21** | *80VSL0701716A* | 35800 | 16 | 8.1 | 38500 | 34800 | 90.39% | 2 | 0 | 10 |  |  |  | No | R-410A | 2.9833 | Residential & Commercial | Ducted CEE Tier 1
212614868 | Central HP <5.4 tons | AMANA | HRCU-A-CB (Split System: Heat Pump with Remote Outdoor Unit-Air-Source) | ASZS60241EA* |  |  | AHVE36CP1400A* |  | 23000 | 17 | 8.6 | 23000 | 16100 | 70% | 2 | 0 | 10 |  |  |  | No | R-410A | 1.9167 | Residential & Commercial | Ducted CEE Tier 1
215433957 | Central HP <5.4 tons | AMANA | HRCU-A-CB (Split System: Heat Pump with Remote Outdoor Unit-Air-Source) | AZV7SA4810A* |  |  | CHPEA6030*3A*+MBVK16CP1X00A* |  | 45500 | 17 | 8.5 | 46500 | 33600 | 72.26% | 2 | 0 | 10 |  |  |  | No | R-32 | 3.7917 | Residential & Commercial | Ducted CEE Tier 1
215434393 | Central HP <5.4 tons | AMANA | HRCU-A-CB (Split System: Heat Pump with Remote Outdoor Unit-Air-Source) | AZV7SA4810A* |  |  | CA*EA6030*3A* | A*VT961005CNA* | 45500 | 16.2 | 8.8 | 47000 | 33600 | 71.49% | 2 | 0 | 10 |  |  |  | No | R-32 | 3.7917 | Residential & Commercial | Ducted CEE Tier 1
215434424 | Central HP <5.4 tons | AMANA | HRCU-A-CB (Split System: Heat Pump with Remote Outdoor Unit-Air-Source) | AZV7SA4810A* |  |  | CHPEA6030*3A* | A*VT961205DNA* | 45500 | 16.5 | 8.5 | 46500 | 33600 | 72.26% | 2 | 0 | 10 |  |  |  | No | R-32 | 3.7917 | Residential & Commercial | Ducted CEE Tier 1
214075595 | Central HP <5.4 tons | SURE | HRCU-A-CB (Split System: Heat Pump with Remote Outdoor Unit-Air-Source) | RD17AZ24AJ3N |  |  | TCFZ2417MTANM | S801V0503A14UH | 22600 | 17 | 9.5 | 22600 | 16900 | 74.78% | 2 | 0 | 11.2 |  |  |  | No | R-410A | 1.8833 | Residential & Commercial | Ducted CEE Tier 1
216051231 | Central HP <5.4 tons | SURE | HRCU-A-CB (Split System: Heat Pump with Remote Outdoor Unit-Air-Source) | SP19AY36AJVC |  |  | TCFY3621MEAAM | S962V0703A17M4 | 34200 | 20 | 10 | 34200 | 29600 | 86.55% | 2 | 0 | 12 |  |  |  | No | R-454B | 2.85 | Residential & Commercial | Ducted CEE Tier 1
216051249 | Central HP <5.4 tons | SURE | HRCU-A-CB (Split System: Heat Pump with Remote Outdoor Unit-Air-Source) | SP19AY36AJVC |  |  | TCFY3621MEAAM | S98MV0703A17UP | 34200 | 20 | 10 | 34200 | 29600 | 86.55% | 2 | 0 | 12 |  |  |  | No | R-454B | 2.85 | Residential & Commercial | Ducted CEE Tier 1
216051239 | Central HP <5.4 tons | SURE | HRCU-A-CB (Split System: Heat Pump with Remote Outdoor Unit-Air-Source) | SP19AY36AJVC |  |  | TCFY3621MEAAM | S97MV0855A21DH | 34200 | 21 | 10 | 34200 | 29400 | 85.96% | 2 | 0 | 12 |  |  |  | No | R-454B | 2.85 | Residential & Commercial | Ducted CEE Tier 1
216551917 | Central HP <5.4 tons | RUUD | HRCU-A-CB (Split System: Heat Pump with Remote Outdoor Unit-Air-Source) | UP19AY36AJVC |  |  | RCFY3621MEAAM | U962V0603A17M4 | 34200 | 20 | 10 | 34200 | 29600 | 86.55% | 2 | 0 | 12 |  |  |  | No | R-454B | 2.85 | Residential & Commercial | Ducted CEE Tier 1
214075186 | Central HP <5.4 tons | SURE | HRCU-A-CB (Split System: Heat Pump with Remote Outdoor Unit-Air-Source) | RD17AZ60AJ3N |  |  | TCFZ6024STANM | S802VA125524M | 55500 | 19 | 8.1 | 53500 | 49000 | 91.59% | 1.75 | 0 | 10 |  |  |  | No | R-410A | 4.625 | Residential & Commercial | Ducted CEE Tier 1
211258053 | Central HP <5.4 tons | CARRIER | HRCU-A-CB (Split System: Heat Pump with Remote Outdoor Unit-Air-Source) | 38MURAQ18AB3* |  |  | CNPV*3014AL* | 59SC2D060E14**12 | 18200 | 16 | 8.5 | 18700 | 18300 | 97.86% | 2.22 | 0 | 11 |  |  |  | No | R-410A | 1.5167 | Residential & Commercial | Ducted CEE Tier 1
211258119 | Central HP <5.4 tons | CARRIER | HRCU-A-CB (Split System: Heat Pump with Remote Outdoor Unit-Air-Source) | 38MURAQ18AB3* |  |  | FX4DNF031L |  | 18100 | 16 | 8.5 | 18400 | 18200 | 98.91% | 2.18 | 0 | 10.5 |  |  |  | No | R-410A | 1.5083 | Residential & Commercial | Ducted CEE Tier 1
211230176 | Central HP <5.4 tons | COMFORTMAKER | HRCU-A-CB (Split System: Heat Pump with Remote Outdoor Unit-Air-Source) | DLCURAH36ABK |  |  | EN(A,D,W)4X48L21** | *95ESN0801716A* | 35600 | 15.5 | 8.1 | 38500 | 35000 | 90.91% | 2 | 0 | 10 |  |  |  | No | R-410A | 2.9667 | Residential & Commercial | Ducted CEE Tier 1
216051177 | Central HP <5.4 tons | SURE | HRCU-A-CB (Split System: Heat Pump with Remote Outdoor Unit-Air-Source) | SP19AY24AJVC |  |  | TCFY2421HEAAM | S951V0603A17M4 | 22800 | 21 | 8.5 | 22800 | 18600 | 81.58% | 1.8 | 0 | 13 |  |  |  | No | R-454B | 1.9 | Residential & Commercial | Ducted CEE Tier 1
216051261 | Central HP <5.4 tons | SURE | HRCU-A-CB (Split System: Heat Pump with Remote Outdoor Unit-Air-Source) | SP19AY48AJVC |  |  | TCFY4821SEAAM | S802V0754A17UH | 45500 | 19 | 10 | 45500 | 42000 | 92.31% | 2.1 | 0 | 12 |  |  |  | No | R-454B | 3.7917 | Residential & Commercial | Ducted CEE Tier 1
211227484 | Central HP <5.4 tons | COMFORTMAKER | HRCU-A-CB (Split System: Heat Pump with Remote Outdoor Unit-Air-Source) | DLCURAH36ABK |  |  | EA*4X42L21A* | *80VTL1102122A* | 36200 | 15.5 | 8.1 | 39500 | 35200 | 89.11% | 1.92 | 0 | 10 |  |  |  | No | R-410A | 3.0167 | Residential & Commercial | Ducted CEE Tier 1
216051186 | Central HP <5.4 tons | SURE | HRCU-A-CB (Split System: Heat Pump with Remote Outdoor Unit-Air-Source) | SP19AY24AJVC |  |  | TCFY2421HEAAM | S951V0403A17UH | 22800 | 21 | 8.5 | 22800 | 18700 | 82.02% | 1.8 | 0 | 13 |  |  |  | No | R-454B | 1.9 | Residential & Commercial | Ducted CEE Tier 1
211227613 | Central HP <5.4 tons | COMFORTMAKER | HRCU-A-CB (Split System: Heat Pump with Remote Outdoor Unit-Air-Source) | DLCURAH36ABK |  |  | EA*4X42L21A* | *96VSN0802120A* | 35600 | 16 | 8.1 | 38500 | 35000 | 90.91% | 1.88 | 0 | 10 |  |  |  | No | R-410A | 2.9667 | Residential & Commercial | Ducted CEE Tier 1
211260616 | Central HP <5.4 tons | COMFORTMAKER | HRCU-A-CB (Split System: Heat Pump with Remote Outdoor Unit-Air-Source) | DLCURAH18ABK |  |  | EA*4X24L17A* | *92ESN0401712A* | 17800 | 15.5 | 8.5 | 18800 | 19000 | 101.1% | 2.28 | 0 | 10.5 |  |  |  | No | R-410A | 1.4833 | Residential & Commercial | Ducted CEE Tier 1
211260941 | Central HP <5.4 tons | COMFORTMAKER | HRCU-A-CB (Split System: Heat Pump with Remote Outdoor Unit-Air-Source) | DLCURAH18ABK |  |  | EA*4X25L17A* | *96VTN0601412A* | 18500 | 16 | 8.5 | 18300 | 17400 | 95.08% | 2.12 | 0 | 11 |  |  |  | No | R-410A | 1.5417 | Residential & Commercial | Ducted CEE Tier 1
211261050 | Central HP <5.4 tons | COMFORTMAKER | HRCU-A-CB (Split System: Heat Pump with Remote Outdoor Unit-Air-Source) | DLCURAH18ABK |  |  | EA*4X25L17A* | *92ESN0401410A* | 18400 | 15.5 | 8.5 | 18400 | 17500 | 95.11% | 2.12 | 0 | 10.5 |  |  |  | No | R-410A | 1.5333 | Residential & Commercial | Ducted CEE Tier 1
215864481 | Central HP <5.4 tons | TRANE | HRCU-A-CB (Split System: Heat Pump with Remote Outdoor Unit-Air-Source) | 5TWV8X36A1 |  |  | 5PX*B004AS3 | S9V2B060U4PSC+LRP | 31800 | 18.1 | 8.5 | 33000 | 25600 | 77.58% | 2 | 0 | 10 |  |  |  | No | R-454B | 2.65 | Residential & Commercial | Ducted CEE Tier 1
212920480 | Central HP <5.4 tons | Multi MFG | HRCU-A-CB (Split System: Heat Pump with Remote Outdoor Unit-Air-Source) | HHS-30HD-A |  |  | 30MPHP0-M-A |  | 30000 | 16.2 | 8.9 | 33000 | 24000 | 72.73% | 1.8 | 11 | 10 |  |  |  | No | R-410A | 2.5 | Residential & Commercial | Ducted CEE Tier 1
216441714 | Central HP <5.4 tons | MIDEA | HRCU-A-CB (Split System: Heat Pump with Remote Outdoor Unit-Air-Source) | MDV-V18WMN10T |  |  | MIH18VMN10 |  | 18000 | 17 | 9.25 | 18000 | 18000 | 100% | 1.95 | 0 | 12 |  |  |  | No | R-454B | 1.5 | Residential & Commercial | Ducted CEE Tier 1
215434024 | Central HP <5.4 tons | AMANA | HRCU-A-CB (Split System: Heat Pump with Remote Outdoor Unit-Air-Source) | AZV7SA2410A* |  |  | CA*EA3022*3A* | A*VM970803BNA* | 23200 | 19 | 8.6 | 23200 | 17000 | 73.28% | 2 | 0 | 11 |  |  |  | No | R-32 | 1.9333 | Residential & Commercial | Ducted CEE Tier 1
215434041 | Central HP <5.4 tons | AMANA | HRCU-A-CB (Split System: Heat Pump with Remote Outdoor Unit-Air-Source) | AZV7SA2410A* |  |  | CA*EA3626*3A* | A*VM970603BNA* | 23200 | 19 | 8.6 | 23200 | 17000 | 73.28% | 2 | 0 | 11 |  |  |  | No | R-32 | 1.9333 | Residential & Commercial | Ducted CEE Tier 1
211246018 | Central HP <5.4 tons | CARRIER | HRCU-A-CB (Split System: Heat Pump with Remote Outdoor Unit-Air-Source) | 38MURAQ24AB3* |  |  | CNPV*3017AL* | GG96VTAA48080B | 24200 | 16.5 | 8.1 | 26200 | 23000 | 87.79% | 1.9 | 0 | 10.5 |  |  |  | No | R-410A | 2.0167 | Residential & Commercial | Ducted CEE Tier 1
211259922 | Central HP <5.4 tons | COMFORTMAKER | HRCU-A-CB (Split System: Heat Pump with Remote Outdoor Unit-Air-Source) | DLCURAH18ABK |  |  | EA*4X19L17A* | *80ES(N,L)0701712A* | 18600 | 16.5 | 8.5 | 18400 | 17500 | 95.11% | 2.14 | 0 | 11 |  |  |  | No | R-410A | 1.55 | Residential & Commercial | Ducted CEE Tier 1
215434406 | Central HP <5.4 tons | AMANA | HRCU-A-CB (Split System: Heat Pump with Remote Outdoor Unit-Air-Source) | AZV7SA4810A* |  |  | CHPEA4830*3A* | A*VT961005CNA* | 45500 | 16.2 | 8.5 | 46000 | 33600 | 73.04% | 2 | 0 | 10 |  |  |  | No | R-32 | 3.7917 | Residential & Commercial | Ducted CEE Tier 1
215434422 | Central HP <5.4 tons | AMANA | HRCU-A-CB (Split System: Heat Pump with Remote Outdoor Unit-Air-Source) | AZV7SA4810A* |  |  | CHPEA6030*3A* | A*VT800805D*A* | 45500 | 17 | 8.5 | 46500 | 33600 | 72.26% | 2 | 0 | 10 |  |  |  | No | R-32 | 3.7917 | Residential & Commercial | Ducted CEE Tier 1
215864475 | Central HP <5.4 tons | TRANE | HRCU-A-CB (Split System: Heat Pump with Remote Outdoor Unit-Air-Source) | 5TWV8X36A1 |  |  | 5PX*B004AS3 | *UHMB080CCV3+LRP | 31600 | 18.1 | 8.5 | 32800 | 25600 | 78.05% | 2 | 0 | 10 |  |  |  | No | R-454B | 2.6333 | Residential & Commercial | Ducted CEE Tier 1
215864591 | Central HP <5.4 tons | TRANE | HRCU-A-CB (Split System: Heat Pump with Remote Outdoor Unit-Air-Source) | 5TWV8X36A1 |  |  | 5TXCB004AS3 | S9V2B080U4VSB+LRP | 31600 | 18.1 | 8.5 | 32800 | 25600 | 78.05% | 2 | 0 | 10 |  |  |  | No | R-454B | 2.6333 | Residential & Commercial | Ducted CEE Tier 1
215864609 | Central HP <5.4 tons | TRANE | HRCU-A-CB (Split System: Heat Pump with Remote Outdoor Unit-Air-Source) | 5TWV8X36A1 |  |  | 5TXCB006AS3 | S9V2B040U3PSC+LRP | 32600 | 18.1 | 8.5 | 33400 | 25800 | 77.25% | 2.1 | 0 | 10 |  |  |  | No | R-454B | 2.7167 | Residential & Commercial | Ducted CEE Tier 1
215864641 | Central HP <5.4 tons | TRANE | HRCU-A-CB (Split System: Heat Pump with Remote Outdoor Unit-Air-Source) | 5TWV8X36A1 |  |  | 5TXCC005AS3 | *UHMC100CCV4+LRP | 31800 | 18.1 | 8.5 | 32400 | 25200 | 77.78% | 2.1 | 0 | 10 |  |  |  | No | R-454B | 2.65 | Residential & Commercial | Ducted CEE Tier 1
211227664 | Central HP <5.4 tons | COMFORTMAKER | HRCU-A-CB (Split System: Heat Pump with Remote Outdoor Unit-Air-Source) | DLCURAH36ABK |  |  | EA*4X42L21A* | *95ESU1002122A* | 36600 | 15.2 | 8.1 | 40000 | 35200 | 88% | 1.94 | 0 | 10 |  |  |  | No | R-410A | 3.05 | Residential & Commercial | Ducted CEE Tier 1
211227898 | Central HP <5.4 tons | COMFORTMAKER | HRCU-A-CB (Split System: Heat Pump with Remote Outdoor Unit-Air-Source) | DLCURAH36ABK |  |  | EA*4X42L24A* | *80ESU0802120A | 37000 | 15.5 | 8.5 | 40000 | 35200 | 88% | 1.96 | 0 | 10 |  |  |  | No | R-410A | 3.0833 | Residential & Commercial | Ducted CEE Tier 1
210692530 | Central HP <5.4 tons | AMANA | HRCU-A-CB (Split System: Heat Pump with Remote Outdoor Unit-Air-Source) | ASZV903610A* |  |  | CHPF3642C6C*+TXV | A*VS800805CUA* | 33400 | 18 | 8.2 | 34000 | 24400 | 71.76% | 1.8 | 0 | 11 |  |  |  | No | R-410A | 2.7833 | Residential & Commercial | Ducted CEE Tier 1
210692548 | Central HP <5.4 tons | AMANA | HRCU-A-CB (Split System: Heat Pump with Remote Outdoor Unit-Air-Source) | ASZV903610A* |  |  | CHPF3743C6B*+TXV | A*VC800804C*A* | 33400 | 18 | 8.2 | 34000 | 24400 | 71.76% | 1.8 | 0 | 11 |  |  |  | No | R-410A | 2.7833 | Residential & Commercial | Ducted CEE Tier 1
210692563 | Central HP <5.4 tons | AMANA | HRCU-A-CB (Split System: Heat Pump with Remote Outdoor Unit-Air-Source) | ASZV903610A* |  |  | CSCF3642N6D*+MBVC1201**-1A*+TXV |  | 33800 | 18.5 | 8.2 | 34000 | 24400 | 71.76% | 1.8 | 0 | 11.5 |  |  |  | No | R-410A | 2.8167 | Residential & Commercial | Ducted CEE Tier 1
210692565 | Central HP <5.4 tons | AMANA | HRCU-A-CB (Split System: Heat Pump with Remote Outdoor Unit-Air-Source) | ASZV903610A* |  |  | CSCF3642N6D*+TXV | A*VS800604BUA* | 33800 | 18.5 | 8.2 | 34000 | 24400 | 71.76% | 1.8 | 0 | 11.5 |  |  |  | No | R-410A | 2.8167 | Residential & Commercial | Ducted CEE Tier 1
216051205 | Central HP <5.4 tons | SURE | HRCU-A-CB (Split System: Heat Pump with Remote Outdoor Unit-Air-Source) | SP19AY24AJVC |  |  | TCFY2421HEAAM | S98MV0703A17UP | 22800 | 20 | 8.5 | 22800 | 18500 | 81.14% | 1.8 | 0 | 12 |  |  |  | No | R-454B | 1.9 | Residential & Commercial | Ducted CEE Tier 1
215683588 | Central HP <5.4 tons | BRYANT HEATING AND COOLING SYSTEMS | HRCU-A-CB (Split System: Heat Pump with Remote Outdoor Unit-Air-Source) | 290VAN024**AA* |  |  | CAA**2417AM*+UI | 88*TB48090C17*** | 22800 | 17 | 9 | 24000 | 16800 | 70% | 1.96 | 0 | 10 |  |  |  | No | R-454B | 1.9 | Residential & Commercial | Ducted CEE Tier 1
215683656 | Central HP <5.4 tons | BRYANT HEATING AND COOLING SYSTEMS | HRCU-A-CB (Split System: Heat Pump with Remote Outdoor Unit-Air-Source) | 290VAN024**AA* |  |  | CAA**3617AM*+UI | 987MC42060C17*** | 23000 | 17 | 9 | 23800 | 16700 | 70.17% | 1.98 | 0 | 10 |  |  |  | No | R-454B | 1.9167 | Residential & Commercial | Ducted CEE Tier 1
210106749 | Central HP <5.4 tons | SURE | HRCU-A-CB (Split System: Heat Pump with Remote Outdoor Unit-Air-Source) | SP18AZ36AJVC |  |  | TCFZ6021SEAAM | S962V0703A17M4S | 34200 | 19 | 8.5 | 35000 | 43000 | 122.9% | 2.2 | 0 | 12.5 |  |  |  | No | R-410A | 2.85 | Residential & Commercial | Ducted CEE Tier 1
214075450 | Central HP <5.4 tons | SURE | HRCU-A-CB (Split System: Heat Pump with Remote Outdoor Unit-Air-Source) | RD17AZ24AJ3N |  |  | TCFZ2417MTANM | S802V0503A14UHS | 22600 | 17 | 9.5 | 22600 | 16900 | 74.78% | 2 | 0 | 11.2 |  |  |  | No | R-410A | 1.8833 | Residential & Commercial | Ducted CEE Tier 1
212989177 | Central HP <5.4 tons | CARRIER | HRCU-A-CB (Split System: Heat Pump with Remote Outdoor Unit-Air-Source) | 38MURAQ24AB3* |  |  | CAP**3621AL* | 59SU5B060M17**16 | 23800 | 17.5 | 8.5 | 26200 | 23800 | 90.84% | 1.98 | 0 | 10 |  |  |  | No | R-410A | 1.9833 | Residential & Commercial | Ducted CEE Tier 1
211246001 | Central HP <5.4 tons | CARRIER | HRCU-A-CB (Split System: Heat Pump with Remote Outdoor Unit-Air-Source) | 38MURAQ24AB3* |  |  | CAP**3617AL* | GG96VTAA48080B | 24200 | 16.5 | 8.5 | 26200 | 22600 | 86.26% | 1.86 | 0 | 10 |  |  |  | No | R-410A | 2.0167 | Residential & Commercial | Ducted CEE Tier 1
216051281 | Central HP <5.4 tons | SURE | HRCU-A-CB (Split System: Heat Pump with Remote Outdoor Unit-Air-Source) | SP19AY60AJVC |  |  | TCFY6021SEAAM | S802V0755A21DZ | 54000 | 17 | 10 | 54000 | 48500 | 89.81% | 2 | 0 | 10 |  |  |  | No | R-454B | 4.5 | Residential & Commercial | Ducted CEE Tier 1
216051298 | Central HP <5.4 tons | SURE | HRCU-A-CB (Split System: Heat Pump with Remote Outdoor Unit-Air-Source) | SP19AY60AJVC |  |  | TCFY6021SEAAM | S97MV1005A21DH | 53500 | 17 | 10 | 53500 | 48500 | 90.65% | 2 | 0 | 10 |  |  |  | No | R-454B | 4.4583 | Residential & Commercial | Ducted CEE Tier 1
215576400 | Central HP <5.4 tons | SURE | HRCU-A-CB (Split System: Heat Pump with Remote Outdoor Unit-Air-Source) | SP19AY60AJVC |  |  | SHMVY6021SEACA |  | 54500 | 17.5 | 8.1 | 54500 | 53000 | 97.25% | 2 | 0 | 10.5 |  |  |  | No | R-454B | 4.5417 | Residential & Commercial | Ducted CEE Tier 1
216051278 | Central HP <5.4 tons | SURE | HRCU-A-CB (Split System: Heat Pump with Remote Outdoor Unit-Air-Source) | SP19AY48AJVC |  |  | TCFY4821SEAAM | S962V0855A21M4 | 45500 | 19 | 10 | 45500 | 42000 | 92.31% | 2.1 | 0 | 11.7 |  |  |  | No | R-454B | 3.7917 | Residential & Commercial | Ducted CEE Tier 1
211227909 | Central HP <5.4 tons | COMFORTMAKER | HRCU-A-CB (Split System: Heat Pump with Remote Outdoor Unit-Air-Source) | DLCURAH36ABK |  |  | EA*4X42L24A* | *80ESU1002120A* | 35600 | 16 | 8.1 | 38500 | 35000 | 90.91% | 1.88 | 0 | 10 |  |  |  | No | R-410A | 2.9667 | Residential & Commercial | Ducted CEE Tier 1
211228379 | Central HP <5.4 tons | COMFORTMAKER | HRCU-A-CB (Split System: Heat Pump with Remote Outdoor Unit-Air-Source) | DLCURAH36ABK |  |  | EA*4X43L21A* | *80VTL0701716A* | 36200 | 16 | 8.5 | 38500 | 34800 | 90.39% | 2.08 | 0 | 10 |  |  |  | No | R-410A | 3.0167 | Residential & Commercial | Ducted CEE Tier 1
211228470 | Central HP <5.4 tons | COMFORTMAKER | HRCU-A-CB (Split System: Heat Pump with Remote Outdoor Unit-Air-Source) | DLCURAH36ABK |  |  | EA*4X43L21A* | *92ESN1002122A* | 37400 | 15.2 | 8.5 | 39000 | 35000 | 89.74% | 2.16 | 0 | 10 |  |  |  | No | R-410A | 3.1167 | Residential & Commercial | Ducted CEE Tier 1
211228677 | Central HP <5.4 tons | COMFORTMAKER | HRCU-A-CB (Split System: Heat Pump with Remote Outdoor Unit-Air-Source) | DLCURAH36ABK |  |  | EA*4X43L21A* | OLV112A16A | 36600 | 15.2 | 8.5 | 38500 | 35000 | 90.91% | 2.08 | 0 | 10 |  |  |  | No | R-410A | 3.05 | Residential & Commercial | Ducted CEE Tier 1
213872264 | Central HP <5.4 tons | AMANA | HRCU-A-CB (Split System: Heat Pump with Remote Outdoor Unit-Air-Source) | ASZS60421EA* |  |  | CA*EA6030*4A* | A*VC961005CNB* | 40000 | 17 | 8.6 | 40000 | 30600 | 76.5% | 2.2 | 0 | 10 |  |  |  | No | R-410A | 3.3333 | Residential & Commercial | Ducted CEE Tier 1
211259877 | Central HP <5.4 tons | COMFORTMAKER | HRCU-A-CB (Split System: Heat Pump with Remote Outdoor Unit-Air-Source) | DLCURAH18ABK |  |  | EA*4X19L17A* | *96VTN0601714A* | 18200 | 16 | 8.5 | 18200 | 17700 | 97.25% | 2.14 | 0 | 10.5 |  |  |  | No | R-410A | 1.5167 | Residential & Commercial | Ducted CEE Tier 1
214239556 | Central HP <5.4 tons | AIRQUEST | HRCU-A-CB (Split System: Heat Pump with Remote Outdoor Unit-Air-Source) | HVH837GKA** |  |  | EN(A,D)4X36L21**+WALLCON | *80CTL1102120B* | 31400 | 16.5 | 8.1 | 33000 | 24000 | 72.73% | 1.82 | 0 | 11 |  |  |  | No | R-410A | 2.6167 | Residential & Commercial | Ducted CEE Tier 1
215682052 | Central HP <5.4 tons | TEMPSTAR | HRCU-A-CB (Split System: Heat Pump with Remote Outdoor Unit-Air-Source) | T5H0V48*K*AAA* |  |  | EVM5X61M24A*+WALLCON | *80CSU0802120B* | 49000 | 19 | 9 | 50000 | 36400 | 72.8% | 2.12 | 0 | 10.5 |  |  |  | No | R-454B | 4.0833 | Residential & Commercial | Ducted CEE Tier 1
215682082 | Central HP <5.4 tons | TEMPSTAR | HRCU-A-CB (Split System: Heat Pump with Remote Outdoor Unit-Air-Source) | T5H0V48*K*AAA* |  |  | EVM5X61M24A*+WALLCON | *97CTN1002122A* | 48500 | 19.5 | 9.5 | 50000 | 36600 | 73.2% | 2.12 | 0 | 10.5 |  |  |  | No | R-454B | 4.0417 | Residential & Commercial | Ducted CEE Tier 1
215682552 | Central HP <5.4 tons | TEMPSTAR | HRCU-A-CB (Split System: Heat Pump with Remote Outdoor Unit-Air-Source) | T5H0V48*K*AAA* |  |  | EVD5X61M24A*+WALLCON | *97CTN0802120A* | 48500 | 19 | 9.5 | 50000 | 36800 | 73.6% | 2.1 | 0 | 10.5 |  |  |  | No | R-454B | 4.0417 | Residential & Commercial | Ducted CEE Tier 1
211257726 | Central HP <5.4 tons | CARRIER | HRCU-A-CB (Split System: Heat Pump with Remote Outdoor Unit-Air-Source) | 38MURAQ18AB3* |  |  | CAP**1917AL* | 58SP*A045V17**16 | 18100 | 16 | 8.5 | 18100 | 17700 | 97.79% | 2.14 | 0 | 10.5 |  |  |  | No | R-410A | 1.5083 | Residential & Commercial | Ducted CEE Tier 1
211257733 | Central HP <5.4 tons | CARRIER | HRCU-A-CB (Split System: Heat Pump with Remote Outdoor Unit-Air-Source) | 38MURAQ18AB3* |  |  | CAP**1917AL* | 58TP*A090V17**16 | 18100 | 16.5 | 8.5 | 18100 | 17700 | 97.79% | 2.14 | 0 | 11 |  |  |  | No | R-410A | 1.5083 | Residential & Commercial | Ducted CEE Tier 1
211257767 | Central HP <5.4 tons | CARRIER | HRCU-A-CB (Split System: Heat Pump with Remote Outdoor Unit-Air-Source) | 38MURAQ18AB3* |  |  | CAP**2414AL* | 58TP*A070V14**12 | 17700 | 16 | 8.5 | 18500 | 19100 | 103.2% | 2.3 | 0 | 10.5 |  |  |  | No | R-410A | 1.475 | Residential & Commercial | Ducted CEE Tier 1
211257826 | Central HP <5.4 tons | CARRIER | HRCU-A-CB (Split System: Heat Pump with Remote Outdoor Unit-Air-Source) | 38MURAQ18AB3* |  |  | CAP**2417AL* | OVMAAB036098 | 18200 | 16 | 9 | 19200 | 18800 | 97.92% | 2.26 | 0 | 10.5 |  |  |  | No | R-410A | 1.5167 | Residential & Commercial | Ducted CEE Tier 1
215864659 | Central HP <5.4 tons | TRANE | HRCU-A-CB (Split System: Heat Pump with Remote Outdoor Unit-Air-Source) | 5TWV8X48A1 |  |  | 5PX*C007AS3 | S8V2C080M5PDB | 45000 | 18.1 | 8.5 | 45500 | 35200 | 77.36% | 2.1 | 0 | 10 |  |  |  | No | R-454B | 3.75 | Residential & Commercial | Ducted CEE Tier 1
215864825 | Central HP <5.4 tons | TRANE | HRCU-A-CB (Split System: Heat Pump with Remote Outdoor Unit-Air-Source) | 5TWV8X48A1 |  |  | 5PX*B006AS3 | S8V2B080M4PCB | 44500 | 18.1 | 8.5 | 46000 | 35200 | 76.52% | 2.1 | 0 | 10 |  |  |  | No | R-454B | 3.7083 | Residential & Commercial | Ducted CEE Tier 1
214239966 | Central HP <5.4 tons | AIRQUEST | HRCU-A-CB (Split System: Heat Pump with Remote Outdoor Unit-Air-Source) | HVH837GKA** |  |  | EN(A,D)4X48L24**+WALLCON | *80CTL0902120B* | 32400 | 17 | 8.1 | 32600 | 24600 | 75.46% | 1.96 | 0 | 11.7 |  |  |  | No | R-410A | 2.7 | Residential & Commercial | Ducted CEE Tier 1
214240016 | Central HP <5.4 tons | AIRQUEST | HRCU-A-CB (Split System: Heat Pump with Remote Outdoor Unit-Air-Source) | HVH837GKA** |  |  | EN(A,D)4X48L24**+WALLCON | *96CTN1002122B* | 32400 | 17 | 8.1 | 32600 | 24600 | 75.46% | 1.96 | 0 | 11.7 |  |  |  | No | R-410A | 2.7 | Residential & Commercial | Ducted CEE Tier 1
211239719 | Central HP <5.4 tons | CARRIER | HRCU-A-CB (Split System: Heat Pump with Remote Outdoor Unit-Air-Source) | 38MURAQ24AB3* |  |  | CAP**2517AL* | 58SU*A040E17**12 | 24600 | 17.5 | 8.5 | 25400 | 21200 | 83.46% | 1.8 | 0 | 10.5 |  |  |  | No | R-410A | 2.05 | Residential & Commercial | Ducted CEE Tier 1
211239744 | Central HP <5.4 tons | CARRIER | HRCU-A-CB (Split System: Heat Pump with Remote Outdoor Unit-Air-Source) | 38MURAQ24AB3* |  |  | CAP**2517AL* | 58S(B,C)*A070E14**12 | 25000 | 17 | 8.5 | 25600 | 21000 | 82.03% | 1.78 | 0 | 10.5 |  |  |  | No | R-410A | 2.0833 | Residential & Commercial | Ducted CEE Tier 1
211239749 | Central HP <5.4 tons | CARRIER | HRCU-A-CB (Split System: Heat Pump with Remote Outdoor Unit-Air-Source) | 38MURAQ24AB3* |  |  | CAP**3014AL* | 58SP*A045V14**12 | 24200 | 16 | 8.5 | 26400 | 23000 | 87.12% | 1.9 | 0 | 10 |  |  |  | No | R-410A | 2.0167 | Residential & Commercial | Ducted CEE Tier 1
215864893 | Central HP <5.4 tons | TRANE | HRCU-A-CB (Split System: Heat Pump with Remote Outdoor Unit-Air-Source) | 5TWV8X48A1 |  |  | 5PX*D010AS3 | S9V2C080U5PSC+LRP | 46000 | 18.1 | 8.5 | 45500 | 34800 | 76.48% | 2.1 | 0 | 10.5 |  |  |  | No | R-454B | 3.8333 | Residential & Commercial | Ducted CEE Tier 1
215864885 | Central HP <5.4 tons | TRANE | HRCU-A-CB (Split System: Heat Pump with Remote Outdoor Unit-Air-Source) | 5TWV8X48A1 |  |  | 5PX*D010AS3 | *UHMD120CCV5+LRP | 45500 | 18.1 | 8.5 | 45000 | 34600 | 76.89% | 2.2 | 0 | 10.5 |  |  |  | No | R-454B | 3.7917 | Residential & Commercial | Ducted CEE Tier 1
215864901 | Central HP <5.4 tons | TRANE | HRCU-A-CB (Split System: Heat Pump with Remote Outdoor Unit-Air-Source) | 5TWV8X48A1 |  |  | 5PX*D010AS3 | S8V2C100M5PCB | 46000 | 18.1 | 8.5 | 45000 | 34800 | 77.33% | 2.2 | 0 | 10.5 |  |  |  | No | R-454B | 3.8333 | Residential & Commercial | Ducted CEE Tier 1
215319003 | Central HP <5.4 tons | KEEPRITE | HRCU-A-CB (Split System: Heat Pump with Remote Outdoor Unit-Air-Source) | D5CUHAH36AAK |  |  | D5FUAAH36XAK |  | 36000 | 17.4 | 10.3 | 37000 | 39000 | 105.4% | 1.9 | 0 | 11.7 |  |  |  | No | R-454B | 3 | Residential & Commercial | Ducted CEE Tier 1
211239769 | Central HP <5.4 tons | CARRIER | HRCU-A-CB (Split System: Heat Pump with Remote Outdoor Unit-Air-Source) | 38MURAQ24AB3* |  |  | CAP**3017AL* | 59SP6A080V17**16 | 24200 | 16.5 | 8.5 | 26400 | 23000 | 87.12% | 1.9 | 0 | 10 |  |  |  | No | R-410A | 2.0167 | Residential & Commercial | Ducted CEE Tier 1
211239794 | Central HP <5.4 tons | CARRIER | HRCU-A-CB (Split System: Heat Pump with Remote Outdoor Unit-Air-Source) | 38MURAQ24AB3* |  |  | CAP**3017AL* | 58S(B,C)*A090E17**14 | 24600 | 16.5 | 8.5 | 26600 | 22600 | 84.96% | 1.86 | 0 | 10 |  |  |  | No | R-410A | 2.05 | Residential & Commercial | Ducted CEE Tier 1
211239819 | Central HP <5.4 tons | CARRIER | HRCU-A-CB (Split System: Heat Pump with Remote Outdoor Unit-Air-Source) | 38MURAQ24AB3* |  |  | CAP**3617AL* | 58SP*A070V17**16 | 24000 | 16.5 | 8.5 | 26000 | 22800 | 87.69% | 1.9 | 0 | 10 |  |  |  | No | R-410A | 2 | Residential & Commercial | Ducted CEE Tier 1
211239908 | Central HP <5.4 tons | CARRIER | HRCU-A-CB (Split System: Heat Pump with Remote Outdoor Unit-Air-Source) | 38MURAQ24AB3* |  |  | CAP**3717AL* | 59SP6A080V17**16 | 24600 | 16.5 | 8.5 | 25600 | 21400 | 83.59% | 1.8 | 0 | 10 |  |  |  | No | R-410A | 2.05 | Residential & Commercial | Ducted CEE Tier 1
211239910 | Central HP <5.4 tons | CARRIER | HRCU-A-CB (Split System: Heat Pump with Remote Outdoor Unit-Air-Source) | 38MURAQ24AB3* |  |  | CAP**3717AL* | 58S(B,C)*A070E17**16 | 25400 | 16 | 8.5 | 26400 | 21000 | 79.55% | 1.76 | 0 | 10 |  |  |  | No | R-410A | 2.1167 | Residential & Commercial | Ducted CEE Tier 1
211239942 | Central HP <5.4 tons | CARRIER | HRCU-A-CB (Split System: Heat Pump with Remote Outdoor Unit-Air-Source) | 38MURAQ24AB3* |  |  | CAP**3717AL* | 58SU*A060E17**16 | 25400 | 16.5 | 8.5 | 26200 | 21000 | 80.15% | 1.76 | 0 | 10.5 |  |  |  | No | R-410A | 2.1167 | Residential & Commercial | Ducted CEE Tier 1
211229115 | Central HP <5.4 tons | COMFORTMAKER | HRCU-A-CB (Split System: Heat Pump with Remote Outdoor Unit-Air-Source) | DLCURAH36ABK |  |  | EA*4X48L21A* | *95ESU0601716A* | 35600 | 16 | 8.5 | 38500 | 34600 | 89.87% | 2.04 | 0 | 10 |  |  |  | No | R-410A | 2.9667 | Residential & Commercial | Ducted CEE Tier 1
216051185 | Central HP <5.4 tons | SURE | HRCU-A-CB (Split System: Heat Pump with Remote Outdoor Unit-Air-Source) | SP19AY24AJVC |  |  | TCFY2421HEAAM | S951V0403A17M4 | 22800 | 21 | 8.5 | 22800 | 18500 | 81.14% | 1.8 | 0 | 13 |  |  |  | No | R-454B | 1.9 | Residential & Commercial | Ducted CEE Tier 1
213076283 | Central HP <5.4 tons | COMFORTMAKER | HRCU-A-CB (Split System: Heat Pump with Remote Outdoor Unit-Air-Source) | DLCURAH36ABK |  |  | EA*4X43L21A* | *95MSU1002122A* | 36400 | 16.5 | 8.5 | 38000 | 34800 | 91.58% | 2.06 | 0 | 10 |  |  |  | No | R-410A | 3.0333 | Residential & Commercial | Ducted CEE Tier 1
213076424 | Central HP <5.4 tons | COMFORTMAKER | HRCU-A-CB (Split System: Heat Pump with Remote Outdoor Unit-Air-Source) | DLCURAH36ABK |  |  | EA*4X37L17A* | *80VTL0451412B* | 36000 | 15.5 | 8.5 | 38500 | 35000 | 90.91% | 2 | 0 | 10 |  |  |  | No | R-410A | 3 | Residential & Commercial | Ducted CEE Tier 1
214239856 | Central HP <5.4 tons | AIRQUEST | HRCU-A-CB (Split System: Heat Pump with Remote Outdoor Unit-Air-Source) | HVH837GKA** |  |  | EN(A,D,W)4X48L21**+WALLCON | *80CTL0701716B* | 32200 | 17 | 8.1 | 32800 | 24800 | 75.61% | 1.94 | 0 | 11.5 |  |  |  | No | R-410A | 2.6833 | Residential & Commercial | Ducted CEE Tier 1
214241628 | Central HP <5.4 tons | AIRQUEST | HRCU-A-CB (Split System: Heat Pump with Remote Outdoor Unit-Air-Source) | HVH825GKA3* |  |  | EN(A,D)4X24L17**+WALLCON | *96CTN0601714B* | 23200 | 15.5 | 8.1 | 22200 | 16900 | 76.13% | 1.9 | 0 | 10.5 |  |  |  | No | R-410A | 1.9333 | Residential & Commercial | Ducted CEE Tier 1
214241728 | Central HP <5.4 tons | AIRQUEST | HRCU-A-CB (Split System: Heat Pump with Remote Outdoor Unit-Air-Source) | HVH825GKA3* |  |  | EN(A,D)4X30L17**+WALLCON | *97CMN0801714B* | 23400 | 16.5 | 8.1 | 21600 | 16700 | 77.31% | 1.9 | 0 | 10.5 |  |  |  | No | R-410A | 1.95 | Residential & Commercial | Ducted CEE Tier 1
214242278 | Central HP <5.4 tons | AIRQUEST | HRCU-A-CB (Split System: Heat Pump with Remote Outdoor Unit-Air-Source) | HVH825GKA3* |  |  | EN(A,D,W)4X48L21**+WALLCON | *97CMN0801714B* | 24000 | 16.5 | 8.1 | 21400 | 16600 | 77.57% | 2 | 0 | 11 |  |  |  | No | R-410A | 2 | Residential & Commercial | Ducted CEE Tier 1
211240207 | Central HP <5.4 tons | CARRIER | HRCU-A-CB (Split System: Heat Pump with Remote Outdoor Unit-Air-Source) | 38MURAQ24AB3* |  |  | CNPV*3621AL* | OVLAAB048112 | 24400 | 16 | 8.1 | 26600 | 22600 | 84.96% | 1.86 | 0 | 10 |  |  |  | No | R-410A | 2.0333 | Residential & Commercial | Ducted CEE Tier 1
211240223 | Central HP <5.4 tons | CARRIER | HRCU-A-CB (Split System: Heat Pump with Remote Outdoor Unit-Air-Source) | 38MURAQ24AB3* |  |  | FM(C,U)4Z30**AL* |  | 24200 | 18 | 9 | 26600 | 23000 | 86.47% | 1.92 | 0 | 10.5 |  |  |  | No | R-410A | 2.0167 | Residential & Commercial | Ducted CEE Tier 1
211240224 | Central HP <5.4 tons | CARRIER | HRCU-A-CB (Split System: Heat Pump with Remote Outdoor Unit-Air-Source) | 38MURAQ24AB3* |  |  | FM(C,U)4Z36**AL* |  | 24200 | 18 | 9 | 26600 | 23000 | 86.47% | 1.92 | 0 | 10.5 |  |  |  | No | R-410A | 2.0167 | Residential & Commercial | Ducted CEE Tier 1
216051241 | Central HP <5.4 tons | SURE | HRCU-A-CB (Split System: Heat Pump with Remote Outdoor Unit-Air-Source) | SP19AY36AJVC |  |  | TCFY3621MEAAM | S97MV0603A17DH | 34200 | 21 | 10 | 34200 | 29600 | 86.55% | 2 | 0 | 12 |  |  |  | No | R-454B | 2.85 | Residential & Commercial | Ducted CEE Tier 1
216051246 | Central HP <5.4 tons | SURE | HRCU-A-CB (Split System: Heat Pump with Remote Outdoor Unit-Air-Source) | SP19AY36AJVC |  |  | TCFY3621MEAAM | S98MV1005A21UP | 34200 | 21 | 10 | 34200 | 29400 | 85.96% | 2 | 0 | 12 |  |  |  | No | R-454B | 2.85 | Residential & Commercial | Ducted CEE Tier 1
215439765 | Central HP <5.4 tons | AMANA | HRCU-A-CB (Split System: Heat Pump with Remote Outdoor Unit-Air-Source) | AZV6SA1810A* |  |  | CA*EA3022*3A*+MBVK16CP1X00A* |  | 17000 | 19 | 8.8 | 16800 | 13000 | 77.38% | 2.1 | 0 | 12 |  |  |  | No | R-32 | 1.4167 | Residential & Commercial | Ducted CEE Tier 1
215864643 | Central HP <5.4 tons | TRANE | HRCU-A-CB (Split System: Heat Pump with Remote Outdoor Unit-Air-Source) | 5TWV8X36A1 |  |  | 5TXCC005AS3 | S8V2C080M5PDB | 31800 | 18.1 | 8.5 | 32600 | 25600 | 78.53% | 2.1 | 0 | 10 |  |  |  | No | R-454B | 2.65 | Residential & Commercial | Ducted CEE Tier 1
215864791 | Central HP <5.4 tons | TRANE | HRCU-A-CB (Split System: Heat Pump with Remote Outdoor Unit-Air-Source) | 5TWV8X36A1 |  |  | 5PX*BD06AS3 | S8V2B080M4PCB | 32800 | 18.1 | 8.5 | 34400 | 26000 | 75.58% | 2 | 0 | 10 |  |  |  | No | R-454B | 2.7333 | Residential & Commercial | Ducted CEE Tier 1
215434417 | Central HP <5.4 tons | AMANA | HRCU-A-CB (Split System: Heat Pump with Remote Outdoor Unit-Air-Source) | AZV7SA4810A* |  |  | CHPEA6030*3A* | A*VS960805CUA* | 45500 | 16.2 | 8.5 | 46500 | 33600 | 72.26% | 2 | 0 | 10 |  |  |  | No | R-32 | 3.7917 | Residential & Commercial | Ducted CEE Tier 1
211902761 | Central HP <5.4 tons | SURE | HRCU-A-CB (Split System: Heat Pump with Remote Outdoor Unit-Air-Source) | SP18AZ48AJVC |  |  | TCFZ6021SEAAM | S802VA100521M | 44500 | 19 | 8.5 | 43000 | 45000 | 104.7% | 2 | 0 | 11.7 |  |  |  | No | R-410A | 3.7083 | Residential & Commercial | Ducted CEE Tier 1
212609379 | Central HP <5.4 tons | SURE | HRCU-A-CB (Split System: Heat Pump with Remote Outdoor Unit-Air-Source) | SP18AZ48AJVC |  |  | TCFZ6021SEAAM | S802V1004A17UHS | 44500 | 19 | 8.1 | 43500 | 45000 | 103.4% | 2 | 0 | 10 |  |  |  | No | R-410A | 3.7083 | Residential & Commercial | Ducted CEE Tier 1
213829737 | Central HP <5.4 tons | SURE | HRCU-A-CB (Split System: Heat Pump with Remote Outdoor Unit-Air-Source) | SP18AZ48AJVC |  |  | TCFZ6021SEAAM | S801V0504A17UHU | 45000 | 19 | 8.5 | 44000 | 45500 | 103.4% | 1.9 | 0 | 12 |  |  |  | No | R-410A | 3.75 | Residential & Commercial | Ducted CEE Tier 1
213076573 | Central HP <5.4 tons | CARRIER | HRCU-A-CB (Split System: Heat Pump with Remote Outdoor Unit-Air-Source) | 38MURAQ36AB3* |  |  | CNPV*4821AL* | 58TP*B070V17**16 | 35600 | 16 | 8.1 | 38500 | 35000 | 90.91% | 1.98 | 0 | 10 |  |  |  | No | R-410A | 2.9667 | Residential & Commercial | Ducted CEE Tier 1
213076624 | Central HP <5.4 tons | CARRIER | HRCU-A-CB (Split System: Heat Pump with Remote Outdoor Unit-Air-Source) | 38MURAQ36AB3* |  |  | CNPV*4821AL* | 58TP*B090V17**16 | 35600 | 16.5 | 8.1 | 38500 | 35000 | 90.91% | 1.98 | 0 | 10 |  |  |  | No | R-410A | 2.9667 | Residential & Commercial | Ducted CEE Tier 1
213076705 | Central HP <5.4 tons | CARRIER | HRCU-A-CB (Split System: Heat Pump with Remote Outdoor Unit-Air-Source) | 38MURAQ36AB3* |  |  | CNPV*4821AL* | 58TP*B090V21**20 | 36000 | 16.5 | 8.1 | 38500 | 35000 | 90.91% | 2 | 0 | 10 |  |  |  | No | R-410A | 3 | Residential & Commercial | Ducted CEE Tier 1
212383456 | Central HP <5.4 tons | CARRIER | HRCU-A-CB (Split System: Heat Pump with Remote Outdoor Unit-Air-Source) | 38MURAQ36AB3* |  |  | CAP**4321AL* | 58S(B,C)*A070E17**16 | 36800 | 15.5 | 8.5 | 39000 | 34800 | 89.23% | 2.1 | 0 | 10 |  |  |  | No | R-410A | 3.0667 | Residential & Commercial | Ducted CEE Tier 1
213076672 | Central HP <5.4 tons | CARRIER | HRCU-A-CB (Split System: Heat Pump with Remote Outdoor Unit-Air-Source) | 38MURAQ36AB3* |  |  | CAP**4321AL* | 58TP*B090V21**20 | 36800 | 16 | 8.5 | 38500 | 35000 | 90.91% | 2.08 | 0 | 10 |  |  |  | No | R-410A | 3.0667 | Residential & Commercial | Ducted CEE Tier 1
213077055 | Central HP <5.4 tons | CARRIER | HRCU-A-CB (Split System: Heat Pump with Remote Outdoor Unit-Air-Source) | 38MURAQ36AB3* |  |  | CAP**4221AL* | 59SP6B080V21**20 | 35600 | 16 | 8.1 | 38500 | 35200 | 91.43% | 1.9 | 0 | 10 |  |  |  | No | R-410A | 2.9667 | Residential & Commercial | Ducted CEE Tier 1
213077125 | Central HP <5.4 tons | CARRIER | HRCU-A-CB (Split System: Heat Pump with Remote Outdoor Unit-Air-Source) | 38MURAQ36AB3* |  |  | CNPV*4824AL* | 59SP6B080V21**20 | 35600 | 16.5 | 8.1 | 38500 | 34800 | 90.39% | 1.98 | 0 | 10 |  |  |  | No | R-410A | 2.9667 | Residential & Commercial | Ducted CEE Tier 1
211257894 | Central HP <5.4 tons | CARRIER | HRCU-A-CB (Split System: Heat Pump with Remote Outdoor Unit-Air-Source) | 38MURAQ18AB3* |  |  | CAP**3014AL* | 58S(B,C)*A045E14**12 | 18200 | 16.5 | 8.5 | 18600 | 18400 | 98.92% | 2.22 | 0 | 10.5 |  |  |  | No | R-410A | 1.5167 | Residential & Commercial | Ducted CEE Tier 1
211257958 | Central HP <5.4 tons | CARRIER | HRCU-A-CB (Split System: Heat Pump with Remote Outdoor Unit-Air-Source) | 38MURAQ18AB3* |  |  | CNPV*1814AL* | 59SC5B060E14**12 | 17600 | 15.5 | 8.5 | 18700 | 19300 | 103.2% | 2.32 | 0 | 10.5 |  |  |  | No | R-410A | 1.4667 | Residential & Commercial | Ducted CEE Tier 1
211257969 | Central HP <5.4 tons | CARRIER | HRCU-A-CB (Split System: Heat Pump with Remote Outdoor Unit-Air-Source) | 38MURAQ18AB3* |  |  | CNPV*2414AL* | 58SP*A045V14**12 | 17700 | 16 | 8.5 | 18600 | 18800 | 101.1% | 2.26 | 0 | 10.5 |  |  |  | No | R-410A | 1.475 | Residential & Commercial | Ducted CEE Tier 1
211257983 | Central HP <5.4 tons | CARRIER | HRCU-A-CB (Split System: Heat Pump with Remote Outdoor Unit-Air-Source) | 38MURAQ18AB3* |  |  | CNPV*2414AL* | 58S(B,C)*A045E14**12 | 18000 | 16 | 8.5 | 18900 | 18700 | 98.94% | 2.26 | 0 | 11 |  |  |  | No | R-410A | 1.5 | Residential & Commercial | Ducted CEE Tier 1
213076501 | Central HP <5.4 tons | COMFORTMAKER | HRCU-A-CB (Split System: Heat Pump with Remote Outdoor Unit-Air-Source) | DLCURAH36ABK |  |  | EA*4X37L21A* | *80VTL0701716B* | 36200 | 16 | 8.5 | 38000 | 34800 | 91.58% | 2.04 | 0 | 10 |  |  |  | No | R-410A | 3.0167 | Residential & Commercial | Ducted CEE Tier 1
213076578 | Central HP <5.4 tons | COMFORTMAKER | HRCU-A-CB (Split System: Heat Pump with Remote Outdoor Unit-Air-Source) | DLCURAH36ABK |  |  | EN(A,D,W)4X48L21** | *80VTL0701716B* | 35600 | 16 | 8.1 | 38500 | 35000 | 90.91% | 1.98 | 0 | 10 |  |  |  | No | R-410A | 2.9667 | Residential & Commercial | Ducted CEE Tier 1
213076644 | Central HP <5.4 tons | COMFORTMAKER | HRCU-A-CB (Split System: Heat Pump with Remote Outdoor Unit-Air-Source) | DLCURAH36ABK |  |  | EA*4X37L21A* | *80VTL0902120B* | 36600 | 16 | 8.5 | 38500 | 35000 | 90.91% | 2.08 | 0 | 10 |  |  |  | No | R-410A | 3.05 | Residential & Commercial | Ducted CEE Tier 1
213078930 | Central HP <5.4 tons | COMFORTMAKER | HRCU-A-CB (Split System: Heat Pump with Remote Outdoor Unit-Air-Source) | DLCURAH36ABK |  |  | EN(A,D,W)4X42L21** | *80MSU1002120A* | 35400 | 15.5 | 8.5 | 38500 | 35200 | 91.43% | 1.88 | 0 | 10 |  |  |  | No | R-410A | 2.95 | Residential & Commercial | Ducted CEE Tier 1
214010077 | Central HP <5.4 tons | MIDEA | HRCU-A-CB (Split System: Heat Pump with Remote Outdoor Unit-Air-Source) | MOVB-36HDN1-M20G |  |  | MC**3036ANTD | MGH96M060B3A | 32800 | 17.5 | 9 | 34000 | 24000 | 70.59% | 1.85 | 0 | 10.6 |  |  |  | No | R-410A | 2.7333 | Residential & Commercial | Ducted CEE Tier 1
210106804 | Central HP <5.4 tons | SURE | HRCU-A-CB (Split System: Heat Pump with Remote Outdoor Unit-Air-Source) | SP18AZ60AJVC |  |  | TCFZ6021SEAAM | S962V1005A21M4S | 52500 | 18 | 8.1 | 52500 | 50500 | 96.19% | 1.9 | 0 | 10 |  |  |  | No | R-410A | 4.375 | Residential & Commercial | Ducted CEE Tier 1
211246011 | Central HP <5.4 tons | CARRIER | HRCU-A-CB (Split System: Heat Pump with Remote Outdoor Unit-Air-Source) | 38MURAQ24AB3* |  |  | CAP**3721AL* | GG96VTAA48080B | 24800 | 17 | 8.5 | 25600 | 21000 | 82.03% | 1.76 | 0 | 10.5 |  |  |  | No | R-410A | 2.0667 | Residential & Commercial | Ducted CEE Tier 1
214239766 | Central HP <5.4 tons | AIRQUEST | HRCU-A-CB (Split System: Heat Pump with Remote Outdoor Unit-Air-Source) | HVH837GKA** |  |  | EN(A,D,W)4X42L21**+WALLCON | *80CTL1102120B* | 31800 | 17 | 8.1 | 33000 | 24400 | 73.94% | 1.88 | 0 | 11 |  |  |  | No | R-410A | 2.65 | Residential & Commercial | Ducted CEE Tier 1
214240066 | Central HP <5.4 tons | AIRQUEST | HRCU-A-CB (Split System: Heat Pump with Remote Outdoor Unit-Air-Source) | HVH837GKA** |  |  | EN(A,D,W)4X60L24**+WALLCON | *97CMN1002122B* | 32800 | 17.5 | 8.1 | 32200 | 24600 | 76.4% | 1.96 | 0 | 12 |  |  |  | No | R-410A | 2.7333 | Residential & Commercial | Ducted CEE Tier 1
216051240 | Central HP <5.4 tons | SURE | HRCU-A-CB (Split System: Heat Pump with Remote Outdoor Unit-Air-Source) | SP19AY36AJVC |  |  | TCFY3621MEAAM | S97MV0703A17DH | 34200 | 20 | 10 | 34200 | 29600 | 86.55% | 2 | 0 | 12 |  |  |  | No | R-454B | 2.85 | Residential & Commercial | Ducted CEE Tier 1
210106766 | Central HP <5.4 tons | SURE | HRCU-A-CB (Split System: Heat Pump with Remote Outdoor Unit-Air-Source) | SP18AZ36AJVC |  |  | TCFZ6021SEAAM | S98MV0703A17UPS | 34200 | 19 | 8.5 | 34200 | 43500 | 127.2% | 2.2 | 0 | 12.5 |  |  |  | No | R-410A | 2.85 | Residential & Commercial | Ducted CEE Tier 1
213372380 | Central HP <5.4 tons | SURE | HRCU-A-CB (Split System: Heat Pump with Remote Outdoor Unit-Air-Source) | SP18AZ36AJVC |  |  | TCFZ3621MEAAM | S951V0603A17UHU | 34200 | 19 | 8.5 | 34200 | 43500 | 127.2% | 2.2 | 0 | 12.5 |  |  |  | No | R-410A | 2.85 | Residential & Commercial | Ducted CEE Tier 1
210106730 | Central HP <5.4 tons | SURE | HRCU-A-CB (Split System: Heat Pump with Remote Outdoor Unit-Air-Source) | SP18AZ24AJVC |  |  | TCFZ2421HEAAM | S962V0703A17M4S | 22800 | 20 | 8.5 | 22800 | 26000 | 114% | 2.1 | 0 | 12.5 |  |  |  | No | R-410A | 1.9 | Residential & Commercial | Ducted CEE Tier 1
210106739 | Central HP <5.4 tons | SURE | HRCU-A-CB (Split System: Heat Pump with Remote Outdoor Unit-Air-Source) | SP18AZ24AJVC |  |  | TCFZ2421HEAAM | S98MV0603A17UPS | 22800 | 20 | 8.5 | 22800 | 26000 | 114% | 2.1 | 0 | 12.5 |  |  |  | No | R-410A | 1.9 | Residential & Commercial | Ducted CEE Tier 1
215864991 | Central HP <5.4 tons | TRANE | HRCU-A-CB (Split System: Heat Pump with Remote Outdoor Unit-Air-Source) | 5TWV8X48A1 |  |  | 5TXCD010AS3 | S8V2C080M5PDB | 46000 | 18.1 | 8.5 | 45000 | 34600 | 76.89% | 2.2 | 0 | 10.5 |  |  |  | No | R-454B | 3.8333 | Residential & Commercial | Ducted CEE Tier 1
215865111 | Central HP <5.4 tons | TRANE | HRCU-A-CB (Split System: Heat Pump with Remote Outdoor Unit-Air-Source) | 5TWV8X48A1 |  |  | 5TXCD010AS3+P0V0C000M50SD+LRP |  | 46500 | 18.1 | 8.5 | 45000 | 34400 | 76.44% | 2.2 | 0 | 11 |  |  |  | No | R-454B | 3.875 | Residential & Commercial | Ducted CEE Tier 1
210106798 | Central HP <5.4 tons | SURE | HRCU-A-CB (Split System: Heat Pump with Remote Outdoor Unit-Air-Source) | SP18AZ60AJVC |  |  | TCFZ6021SEAAM | S962V0705A21M4S | 52500 | 18 | 8.1 | 52500 | 50500 | 96.19% | 1.9 | 0 | 10 |  |  |  | No | R-410A | 4.375 | Residential & Commercial | Ducted CEE Tier 1
216551785 | Central HP <5.4 tons | RUUD | HRCU-A-CB (Split System: Heat Pump with Remote Outdoor Unit-Air-Source) | UP19AY60AJVC |  |  | RCFY6021SEAAM | U97MV1005A21DH | 53500 | 17 | 10 | 53500 | 48500 | 90.65% | 2 | 0 | 10 |  |  |  | No | R-454B | 4.4583 | Residential & Commercial | Ducted CEE Tier 1
216051238 | Central HP <5.4 tons | SURE | HRCU-A-CB (Split System: Heat Pump with Remote Outdoor Unit-Air-Source) | SP19AY36AJVC |  |  | TCFY3621MEAAM | S962V0603A17M4 | 34200 | 20 | 10 | 34200 | 29600 | 86.55% | 2 | 0 | 12 |  |  |  | No | R-454B | 2.85 | Residential & Commercial | Ducted CEE Tier 1
216051252 | Central HP <5.4 tons | SURE | HRCU-A-CB (Split System: Heat Pump with Remote Outdoor Unit-Air-Source) | SP19AY36AJVC |  |  | TCFY3621MEAAM | S98MV0855A21UP | 34200 | 21 | 10 | 34200 | 29400 | 85.96% | 2 | 0 | 12 |  |  |  | No | R-454B | 2.85 | Residential & Commercial | Ducted CEE Tier 1
211229672 | Central HP <5.4 tons | COMFORTMAKER | HRCU-A-CB (Split System: Heat Pump with Remote Outdoor Unit-Air-Source) | DLCURAH36ABK |  |  | END4X42L17** | *80VTL0701716A* | 35600 | 16 | 8.1 | 38500 | 35000 | 90.91% | 1.96 | 0 | 10 |  |  |  | No | R-410A | 2.9667 | Residential & Commercial | Ducted CEE Tier 1
211230335 | Central HP <5.4 tons | COMFORTMAKER | HRCU-A-CB (Split System: Heat Pump with Remote Outdoor Unit-Air-Source) | DLCURAH36ABK |  |  | EN(A,D,W)4X48L21** | *96VTN1002120A* | 36600 | 15.5 | 8.1 | 39500 | 35000 | 88.61% | 2.04 | 0 | 10 |  |  |  | No | R-410A | 3.05 | Residential & Commercial | Ducted CEE Tier 1
211230653 | Central HP <5.4 tons | COMFORTMAKER | HRCU-A-CB (Split System: Heat Pump with Remote Outdoor Unit-Air-Source) | DLCURAH36ABK |  |  | EN(A,D)4X48L24** | *95ESN1002120A* | 36800 | 16 | 8.1 | 39500 | 35000 | 88.61% | 2.06 | 0 | 10.5 |  |  |  | No | R-410A | 3.0667 | Residential & Commercial | Ducted CEE Tier 1
216051270 | Central HP <5.4 tons | SURE | HRCU-A-CB (Split System: Heat Pump with Remote Outdoor Unit-Air-Source) | SP19AY48AJVC |  |  | TCFY4821SEAAM | S98MV0855A21UP | 45500 | 19 | 10 | 45500 | 42000 | 92.31% | 2.1 | 0 | 12 |  |  |  | No | R-454B | 3.7917 | Residential & Commercial | Ducted CEE Tier 1
213076677 | Central HP <5.4 tons | COMFORTMAKER | HRCU-A-CB (Split System: Heat Pump with Remote Outdoor Unit-Air-Source) | DLCURAH36ABK |  |  | EA*4X43L21A* | *80VTL0902120B* | 36800 | 16 | 8.5 | 38500 | 35000 | 90.91% | 2.08 | 0 | 10 |  |  |  | No | R-410A | 3.0667 | Residential & Commercial | Ducted CEE Tier 1
211230703 | Central HP <5.4 tons | COMFORTMAKER | HRCU-A-CB (Split System: Heat Pump with Remote Outdoor Unit-Air-Source) | DLCURAH36ABK |  |  | EN(A,D)4X48L24** | *96VSN1002120A* | 36200 | 16 | 8.1 | 38500 | 34800 | 90.39% | 2.02 | 0 | 10 |  |  |  | No | R-410A | 3.0167 | Residential & Commercial | Ducted CEE Tier 1
216551934 | Central HP <5.4 tons | RUUD | HRCU-A-CB (Split System: Heat Pump with Remote Outdoor Unit-Air-Source) | UP19AY36AJVC |  |  | RCFY3621MEAAM | U98MV1005A21UP | 34200 | 21 | 10 | 34200 | 29400 | 85.96% | 2 | 0 | 12 |  |  |  | No | R-454B | 2.85 | Residential & Commercial | Ducted CEE Tier 1
215679442 | Central HP <5.4 tons | TEMPSTAR | HRCU-A-CB (Split System: Heat Pump with Remote Outdoor Unit-Air-Source) | T5H0V36*K*AAA* |  |  | EA*5X43M21A*+WALLCON | *80CSU0601716B* | 34600 | 18 | 9 | 35200 | 25000 | 71.02% | 1.9 | 0 | 10 |  |  |  | No | R-454B | 2.8833 | Residential & Commercial | Ducted CEE Tier 1
215679592 | Central HP <5.4 tons | TEMPSTAR | HRCU-A-CB (Split System: Heat Pump with Remote Outdoor Unit-Air-Source) | T5H0V36*K*AAA* |  |  | EA*5X60M24A*+WALLCON | *97CTN1202422A* | 34400 | 18.5 | 9 | 34200 | 24800 | 72.51% | 1.9 | 0 | 10.5 |  |  |  | No | R-454B | 2.8667 | Residential & Commercial | Ducted CEE Tier 1
215679642 | Central HP <5.4 tons | TEMPSTAR | HRCU-A-CB (Split System: Heat Pump with Remote Outdoor Unit-Air-Source) | T5H0V36*K*AAA* |  |  | EA*5X61M21A*+WALLCON | *97CTN0801716A* | 34600 | 18 | 9 | 34600 | 25000 | 72.25% | 1.92 | 0 | 10 |  |  |  | No | R-454B | 2.8833 | Residential & Commercial | Ducted CEE Tier 1
215679662 | Central HP <5.4 tons | TEMPSTAR | HRCU-A-CB (Split System: Heat Pump with Remote Outdoor Unit-Air-Source) | T5H0V36*K*AAA* |  |  | EA*5X61M21A*+WALLCON | *97CTN1002122A* | 34800 | 18.5 | 9 | 34400 | 24800 | 72.09% | 1.92 | 0 | 10.5 |  |  |  | No | R-454B | 2.9 | Residential & Commercial | Ducted CEE Tier 1
215869140 | Central HP <5.4 tons | TRANE | HRCU-A-CB (Split System: Heat Pump with Remote Outdoor Unit-Air-Source) | 5TWV8X60A1 |  |  | 5TXCC007AS3 | S9V2C100U5VSB+LRP | 53000 | 18.1 | 8.5 | 56000 | 40000 | 71.43% | 2 | 0 | 10 |  |  |  | No | R-454B | 4.4167 | Residential & Commercial | Ducted CEE Tier 1
211257994 | Central HP <5.4 tons | CARRIER | HRCU-A-CB (Split System: Heat Pump with Remote Outdoor Unit-Air-Source) | 38MURAQ18AB3* |  |  | CNPV*2417AL* | 59SP6A060V14**12 | 17900 | 15.5 | 8.5 | 18800 | 18700 | 99.47% | 2.26 | 0 | 11 |  |  |  | No | R-410A | 1.4917 | Residential & Commercial | Ducted CEE Tier 1
216051344 | Central HP <5.4 tons | MIDEA | HRCU-A-CB (Split System: Heat Pump with Remote Outdoor Unit-Air-Source) | MDV-V36WMN10T |  |  | MVME36B2MN10TB |  | 34000 | 17.2 | 9.4 | 36000 | 36000 | 100% | 1.9 | 0 | 11.7 |  |  |  | No | R-454B | 2.8333 | Residential & Commercial | Ducted CEE Tier 1
215681782 | Central HP <5.4 tons | TEMPSTAR | HRCU-A-CB (Split System: Heat Pump with Remote Outdoor Unit-Air-Source) | T5H0V48*K*AAA* |  |  | EVM5X48M21A*+WALLCON | *80CSU0802120B* | 47000 | 18.5 | 9 | 50000 | 36200 | 72.4% | 2 | 0 | 10 |  |  |  | No | R-454B | 3.9167 | Residential & Commercial | Ducted CEE Tier 1
215682032 | Central HP <5.4 tons | TEMPSTAR | HRCU-A-CB (Split System: Heat Pump with Remote Outdoor Unit-Air-Source) | T5H0V48*K*AAA* |  |  | EVM5X60M24A*+WALLCON | *97CTN1202422A* | 48000 | 19 | 9 | 50000 | 36600 | 73.2% | 2 | 0 | 10.5 |  |  |  | No | R-454B | 4 | Residential & Commercial | Ducted CEE Tier 1
215682232 | Central HP <5.4 tons | TEMPSTAR | HRCU-A-CB (Split System: Heat Pump with Remote Outdoor Unit-Air-Source) | T5H0V48*K*AAA* |  |  | EVD5X48M24A*+WALLCON | *97CTN1202422A* | 47000 | 18.5 | 9 | 50000 | 36400 | 72.8% | 2 | 0 | 10 |  |  |  | No | R-454B | 3.9167 | Residential & Commercial | Ducted CEE Tier 1
215678222 | Central HP <5.4 tons | TEMPSTAR | HRCU-A-CB (Split System: Heat Pump with Remote Outdoor Unit-Air-Source) | T5H0V24*K*AAA* |  |  | EA*5X24M17A*+WALLCON | *97CTN0801716A* | 22800 | 16.5 | 9 | 24000 | 16900 | 70.42% | 1.94 | 0 | 10 |  |  |  | No | R-454B | 1.9 | Residential & Commercial | Ducted CEE Tier 1
215667755 | Central HP <5.4 tons | TEMPSTAR | HRCU-A-CB (Split System: Heat Pump with Remote Outdoor Unit-Air-Source) | T5H0V24*K*AAA* |  |  | EA*5X37M17A*+WALLCON | *80CTL0701412B* | 23800 | 17.5 | 9 | 23400 | 16500 | 70.51% | 2 | 0 | 10.5 |  |  |  | No | R-454B | 1.9833 | Residential & Commercial | Ducted CEE Tier 1
215667939 | Central HP <5.4 tons | TEMPSTAR | HRCU-A-CB (Split System: Heat Pump with Remote Outdoor Unit-Air-Source) | T5H0V24*K*AAA* |  |  | EA*5X37M21A*+WALLCON | *96CTN1002122B* | 24000 | 17.5 | 9 | 23200 | 16300 | 70.26% | 2.02 | 0 | 10.5 |  |  |  | No | R-454B | 2 | Residential & Commercial | Ducted CEE Tier 1
216551770 | Central HP <5.4 tons | RUUD | HRCU-A-CB (Split System: Heat Pump with Remote Outdoor Unit-Air-Source) | UP19AY48AJVC |  |  | RCFY4821SEAAM | U802V0755A21UH | 45500 | 19 | 10 | 45500 | 42000 | 92.31% | 2.1 | 0 | 12 |  |  |  | No | R-454B | 3.7917 | Residential & Commercial | Ducted CEE Tier 1
211245908 | Central HP <5.4 tons | COMFORTMAKER | HRCU-A-CB (Split System: Heat Pump with Remote Outdoor Unit-Air-Source) | DLCURAH24ABK |  |  | FMA4X36**AL* |  | 25800 | 18 | 9 | 27600 | 21000 | 76.09% | 1.8 | 0 | 10.5 |  |  |  | No | R-410A | 2.15 | Residential & Commercial | Ducted CEE Tier 1
216453116 | Central HP <5.4 tons | AMERICAN STANDARD | HRCU-A-CB (Split System: Heat Pump with Remote Outdoor Unit-Air-Source) | 5A6V0X36A1 |  |  | 5PX*DD10AS3 | S8V2D120M5PCB | 35400 | 20.4 | 9.7 | 32200 | 24600 | 76.4% | 2.1 | 0 | 12.7 |  |  |  | No | R-454B | 2.95 | Residential & Commercial | Ducted CEE Tier 1
216453118 | Central HP <5.4 tons | AMERICAN STANDARD | HRCU-A-CB (Split System: Heat Pump with Remote Outdoor Unit-Air-Source) | 5A6V0X36A1 |  |  | 5TXCB004AS3 | S8V2B060M4PDB | 34000 | 19.2 | 9.7 | 31400 | 25000 | 79.62% | 2.1 | 0 | 12 |  |  |  | No | R-454B | 2.8333 | Residential & Commercial | Ducted CEE Tier 1
215864711 | Central HP <5.4 tons | TRANE | HRCU-A-CB (Split System: Heat Pump with Remote Outdoor Unit-Air-Source) | 5TWV8X60A1 |  |  | 5TXCC009AS3 | L8V1C100U5VSB+LRP | 54500 | 18.1 | 8.5 | 55000 | 39500 | 71.82% | 2 | 0 | 10 |  |  |  | No | R-454B | 4.5417 | Residential & Commercial | Ducted CEE Tier 1
215864727 | Central HP <5.4 tons | TRANE | HRCU-A-CB (Split System: Heat Pump with Remote Outdoor Unit-Air-Source) | 5TWV8X60A1 |  |  | 5TXCD008AS3 | *UHMD120CCV5+LRP | 52500 | 18.1 | 8.5 | 55500 | 39500 | 71.17% | 2 | 0 | 10 |  |  |  | No | R-454B | 4.375 | Residential & Commercial | Ducted CEE Tier 1
215864759 | Central HP <5.4 tons | TRANE | HRCU-A-CB (Split System: Heat Pump with Remote Outdoor Unit-Air-Source) | 5TWV8X60A1 |  |  | 5TXCD010AS3 | S9V2D120U5VSB+LRP | 54500 | 18.1 | 8.5 | 55000 | 39500 | 71.82% | 2 | 0 | 10.5 |  |  |  | No | R-454B | 4.5417 | Residential & Commercial | Ducted CEE Tier 1
215864761 | Central HP <5.4 tons | TRANE | HRCU-A-CB (Split System: Heat Pump with Remote Outdoor Unit-Air-Source) | 5TWV8X60A1 |  |  | 5TXCD010AS3 | S9V2D120U5PSC+LRP | 54500 | 18.1 | 8.5 | 55000 | 39500 | 71.82% | 2 | 0 | 10.5 |  |  |  | No | R-454B | 4.5417 | Residential & Commercial | Ducted CEE Tier 1
214239306 | Central HP <5.4 tons | AIRQUEST | HRCU-A-CB (Split System: Heat Pump with Remote Outdoor Unit-Air-Source) | HVH837GKA2* |  |  | EN(A,D)4X48L24**+WALLCON | *80CTL1352422B* | 32400 | 17 | 8.1 | 32600 | 24600 | 75.46% | 1.96 | 0 | 11.7 |  |  |  | No | R-410A | 2.7 | Residential & Commercial | Ducted CEE Tier 1
214066494 | Central HP <5.4 tons | SURE | HRCU-A-CB (Split System: Heat Pump with Remote Outdoor Unit-Air-Source) | RD17AZ36AJ3N |  |  | TCFZ3621MTANM | S97MV0855A21DHS | 34200 | 18 | 8.1 | 34200 | 29400 | 85.96% | 1.9 | 0 | 10 |  |  |  | No | R-410A | 2.85 | Residential & Commercial | Ducted CEE Tier 1
212609361 | Central HP <5.4 tons | SURE | HRCU-A-CB (Split System: Heat Pump with Remote Outdoor Unit-Air-Source) | SP18AZ36AJVC |  |  | TCFZ6021SEAAM | S802V0755A21UHN | 34200 | 19 | 8.5 | 34200 | 43000 | 125.7% | 2.2 | 0 | 12.5 |  |  |  | No | R-410A | 2.85 | Residential & Commercial | Ducted CEE Tier 1
210106746 | Central HP <5.4 tons | SURE | HRCU-A-CB (Split System: Heat Pump with Remote Outdoor Unit-Air-Source) | SP18AZ36AJVC |  |  | TCFZ6021SEAAM | S962V0403A17M4S | 34200 | 19 | 8.5 | 34200 | 43500 | 127.2% | 2.2 | 0 | 12.5 |  |  |  | No | R-410A | 2.85 | Residential & Commercial | Ducted CEE Tier 1
210589393 | Central HP <5.4 tons | SURE | HRCU-A-CB (Split System: Heat Pump with Remote Outdoor Unit-Air-Source) | SP18AZ36AJVC |  |  | TCFZ6021SEAAM | S802VA075421Z | 34200 | 19 | 8.5 | 34200 | 43000 | 125.7% | 2.2 | 0 | 12.5 |  |  |  | No | R-410A | 2.85 | Residential & Commercial | Ducted CEE Tier 1
214239356 | Central HP <5.4 tons | AIRQUEST | HRCU-A-CB (Split System: Heat Pump with Remote Outdoor Unit-Air-Source) | HVH837GKA2* |  |  | EN(A,D,W)4X60L24**+WALLCON | *80CTL0902120B* | 32800 | 17.5 | 8.1 | 32200 | 24600 | 76.4% | 1.96 | 0 | 12 |  |  |  | No | R-410A | 2.7333 | Residential & Commercial | Ducted CEE Tier 1
214239406 | Central HP <5.4 tons | AIRQUEST | HRCU-A-CB (Split System: Heat Pump with Remote Outdoor Unit-Air-Source) | HVH837GKA2* |  |  | EN(A,D,W)4X60L24**+WALLCON | *96CTN1002122B* | 32800 | 17.5 | 8.1 | 32200 | 24600 | 76.4% | 1.96 | 0 | 12 |  |  |  | No | R-410A | 2.7333 | Residential & Commercial | Ducted CEE Tier 1
214239246 | Central HP <5.4 tons | AIRQUEST | HRCU-A-CB (Split System: Heat Pump with Remote Outdoor Unit-Air-Source) | HVH837GKA2* |  |  | EN(A,D,W)4X48L21**+WALLCON | *97CMN1002122B* | 32400 | 17 | 8.1 | 32600 | 24600 | 75.46% | 1.96 | 0 | 11.7 |  |  |  | No | R-410A | 2.7 | Residential & Commercial | Ducted CEE Tier 1
214239296 | Central HP <5.4 tons | AIRQUEST | HRCU-A-CB (Split System: Heat Pump with Remote Outdoor Unit-Air-Source) | HVH837GKA2* |  |  | EN(A,D)4X48L24**+WALLCON | *80CTL1102120B* | 32400 | 17 | 8.1 | 32600 | 24600 | 75.46% | 1.96 | 0 | 11.5 |  |  |  | No | R-410A | 2.7 | Residential & Commercial | Ducted CEE Tier 1
211245693 | Central HP <5.4 tons | COMFORTMAKER | HRCU-A-CB (Split System: Heat Pump with Remote Outdoor Unit-Air-Source) | DLCURAH24ABK |  |  | EN(A,D)4X36L21** | *92ESN1002120A* | 24800 | 16.5 | 8.5 | 26800 | 22200 | 82.84% | 1.84 | 0 | 10.5 |  |  |  | No | R-410A | 2.0667 | Residential & Commercial | Ducted CEE Tier 1
215865001 | Central HP <5.4 tons | TRANE | HRCU-A-CB (Split System: Heat Pump with Remote Outdoor Unit-Air-Source) | 5TWV8X60A1 |  |  | 5PX*C009AS3 | S8V2C100M5PDB | 54000 | 18.1 | 8.5 | 55500 | 40000 | 72.07% | 2 | 0 | 10 |  |  |  | No | R-454B | 4.5 | Residential & Commercial | Ducted CEE Tier 1
215865003 | Central HP <5.4 tons | TRANE | HRCU-A-CB (Split System: Heat Pump with Remote Outdoor Unit-Air-Source) | 5TWV8X60A1 |  |  | 5PX*C009AS3 | S9V2C080U5PSC+LRP | 54000 | 18.1 | 8.5 | 55500 | 40000 | 72.07% | 2 | 0 | 10 |  |  |  | No | R-454B | 4.5 | Residential & Commercial | Ducted CEE Tier 1
215865017 | Central HP <5.4 tons | TRANE | HRCU-A-CB (Split System: Heat Pump with Remote Outdoor Unit-Air-Source) | 5TWV8X60A1 |  |  | 5PX*D010AS3 | S9V2C100U5PSC+LRP | 54000 | 18.1 | 8.5 | 55000 | 39500 | 71.82% | 2 | 0 | 10 |  |  |  | No | R-454B | 4.5 | Residential & Commercial | Ducted CEE Tier 1
215865083 | Central HP <5.4 tons | TRANE | HRCU-A-CB (Split System: Heat Pump with Remote Outdoor Unit-Air-Source) | 5TWV8X60A1 |  |  | 5TXCD010AS3+P0V0D000M50SD+LRP |  | 55000 | 18.1 | 8.5 | 55000 | 39000 | 70.91% | 2 | 0 | 10.5 |  |  |  | No | R-454B | 4.5833 | Residential & Commercial | Ducted CEE Tier 1
213076375 | Central HP <5.4 tons | COMFORTMAKER | HRCU-A-CB (Split System: Heat Pump with Remote Outdoor Unit-Air-Source) | DLCURAH24ABK |  |  | EA*4X24L17A* | *96VTN0601716B* | 23200 | 16.5 | 8.5 | 26800 | 26600 | 99.25% | 2.26 | 0 | 10 |  |  |  | No | R-410A | 1.9333 | Residential & Commercial | Ducted CEE Tier 1
216453219 | Central HP <5.4 tons | TRANE | HRCU-A-CB (Split System: Heat Pump with Remote Outdoor Unit-Air-Source) | 5TWV0X60A1 |  |  | 5PX*C007AS3 | S8V2C100M5PCB | 51500 | 18.2 | 9 | 54500 | 38500 | 70.64% | 2 | 0 | 10 |  |  |  | No | R-454B | 4.2917 | Residential & Commercial | Ducted CEE Tier 1
215683604 | Central HP <5.4 tons | BRYANT HEATING AND COOLING SYSTEMS | HRCU-A-CB (Split System: Heat Pump with Remote Outdoor Unit-Air-Source) | 290VAN024**AA* |  |  | CAA**2517AM*+UI | 88*TB48070C17*** | 24000 | 17.5 | 9 | 23200 | 16400 | 70.69% | 2 | 0 | 10.5 |  |  |  | No | R-454B | 2 | Residential & Commercial | Ducted CEE Tier 1
216445250 | Central HP <5.4 tons | LG | HRCU-A-C (Split System: Heat Pump with Remote Outdoor Unit with No Indoor Fan --Air Source) | KUSXB481A |  |  | LKMMA48C1 |  | 45500 | 15.2 | 8.3 | 48000 | 38000 | 79.17% | 1.8 | 0 | 10.5 |  |  |  | No | R-32 | 3.7917 | Residential & Commercial | Ducted CEE Tier 1
211230733 | Central HP <5.4 tons | COMFORTMAKER | HRCU-A-CB (Split System: Heat Pump with Remote Outdoor Unit-Air-Source) | DLCURAH36ABK |  |  | EN(A,D)4X48L24** | *95ESU1002120A* | 36400 | 16 | 8.1 | 38500 | 34800 | 90.39% | 2.04 | 0 | 10.5 |  |  |  | No | R-410A | 3.0333 | Residential & Commercial | Ducted CEE Tier 1
211230908 | Central HP <5.4 tons | COMFORTMAKER | HRCU-A-CB (Split System: Heat Pump with Remote Outdoor Unit-Air-Source) | DLCURAH36ABK |  |  | FXM4X36**AL |  | 35800 | 16.5 | 8.1 | 38500 | 34600 | 89.87% | 1.94 | 0 | 10 |  |  |  | No | R-410A | 2.9833 | Residential & Commercial | Ducted CEE Tier 1
216051223 | Central HP <5.4 tons | SURE | HRCU-A-CB (Split System: Heat Pump with Remote Outdoor Unit-Air-Source) | SP19AY24AJVC |  |  | TCFY2421HEAAM | S801V0704A17UH | 22800 | 21 | 8.5 | 22800 | 18500 | 81.14% | 1.8 | 0 | 13 |  |  |  | No | R-454B | 1.9 | Residential & Commercial | Ducted CEE Tier 1
216051256 | Central HP <5.4 tons | SURE | HRCU-A-CB (Split System: Heat Pump with Remote Outdoor Unit-Air-Source) | SP19AY48AJVC |  |  | TCFY4821SEAAM | S802V0754A17DZ | 45500 | 19 | 10 | 45500 | 42000 | 92.31% | 2.1 | 0 | 11.7 |  |  |  | No | R-454B | 3.7917 | Residential & Commercial | Ducted CEE Tier 1
212924809 | Central HP <5.4 tons | Multi MFG | HRCU-A-CB (Split System: Heat Pump with Remote Outdoor Unit-Air-Source) | HHS-36HD-A |  |  | 36MUC0-HH-A |  | 36000 | 17.6 | 9.2 | 38000 | 33400 | 87.89% | 1.81 | 0 | 10.2 |  |  |  | No | R-410A | 3 | Residential & Commercial | Ducted CEE Tier 1
214242498 | Central HP <5.4 tons | AIRQUEST | HRCU-A-CB (Split System: Heat Pump with Remote Outdoor Unit-Air-Source) | HVH825GKA2* |  |  | EN(A,D)4X24L17**+WALLCON | *96CTN0601714B* | 23200 | 15.5 | 8.1 | 22200 | 16900 | 76.13% | 1.92 | 0 | 10.5 |  |  |  | No | R-410A | 1.9333 | Residential & Commercial | Ducted CEE Tier 1
214242948 | Central HP <5.4 tons | AIRQUEST | HRCU-A-CB (Split System: Heat Pump with Remote Outdoor Unit-Air-Source) | HVH825GKA2* |  |  | END4X42L17**+WALLCON | *96CTN0801714B* | 24000 | 16.5 | 8.1 | 21400 | 16700 | 78.04% | 1.98 | 0 | 11 |  |  |  | No | R-410A | 2 | Residential & Commercial | Ducted CEE Tier 1
214066664 | Central HP <5.4 tons | SURE | HRCU-A-CB (Split System: Heat Pump with Remote Outdoor Unit-Air-Source) | RD17AZ36AJ3N |  |  | TCFZ3621MTANM | S801V0755A21UHN | 34200 | 18 | 8.1 | 34200 | 29400 | 85.96% | 2 | 0 | 11.7 |  |  |  | No | R-410A | 2.85 | Residential & Commercial | Ducted CEE Tier 1
214066798 | Central HP <5.4 tons | SURE | HRCU-A-CB (Split System: Heat Pump with Remote Outdoor Unit-Air-Source) | RD17AZ36AJ3N |  |  | TCFZ3621MTANM | S802VA075317M | 34200 | 18 | 8.1 | 34200 | 29400 | 85.96% | 2 | 0 | 10 |  |  |  | No | R-410A | 2.85 | Residential & Commercial | Ducted CEE Tier 1
212609313 | Central HP <5.4 tons | SURE | HRCU-A-CB (Split System: Heat Pump with Remote Outdoor Unit-Air-Source) | SP18AZ24AJVC |  |  | TCFZ2421HEAAM | S802V0754A17UHS | 22800 | 19 | 8.5 | 22800 | 26000 | 114% | 2.1 | 0 | 12.5 |  |  |  | No | R-410A | 1.9 | Residential & Commercial | Ducted CEE Tier 1
215682282 | Central HP <5.4 tons | TEMPSTAR | HRCU-A-CB (Split System: Heat Pump with Remote Outdoor Unit-Air-Source) | T5H0V48*K*AAA* |  |  | EVD5X49M24A*+WALLCON | *97CTN1002122A* | 48000 | 19 | 9 | 50000 | 36600 | 73.2% | 2 | 0 | 10.5 |  |  |  | No | R-454B | 4 | Residential & Commercial | Ducted CEE Tier 1
215682302 | Central HP <5.4 tons | TEMPSTAR | HRCU-A-CB (Split System: Heat Pump with Remote Outdoor Unit-Air-Source) | T5H0V48*K*AAA* |  |  | EVD5X60M21A*+WALLCON | *96CTN0802120B* | 48000 | 19 | 9 | 50000 | 36800 | 73.6% | 2 | 0 | 10 |  |  |  | No | R-454B | 4 | Residential & Commercial | Ducted CEE Tier 1
215682402 | Central HP <5.4 tons | TEMPSTAR | HRCU-A-CB (Split System: Heat Pump with Remote Outdoor Unit-Air-Source) | T5H0V48*K*AAA* |  |  | EVD5X60M24A*+WALLCON | *80CSU1002120B* | 48000 | 18.5 | 9 | 50000 | 36600 | 73.2% | 2 | 0 | 10 |  |  |  | No | R-454B | 4 | Residential & Commercial | Ducted CEE Tier 1
210106769 | Central HP <5.4 tons | SURE | HRCU-A-CB (Split System: Heat Pump with Remote Outdoor Unit-Air-Source) | SP18AZ36AJVC |  |  | TCFZ6021SEAAM | S98MV0855A21UPS | 34200 | 19 | 8.5 | 34200 | 43000 | 125.7% | 2.2 | 0 | 12.5 |  |  |  | No | R-410A | 2.85 | Residential & Commercial | Ducted CEE Tier 1
210589395 | Central HP <5.4 tons | SURE | HRCU-A-CB (Split System: Heat Pump with Remote Outdoor Unit-Air-Source) | SP18AZ36AJVC |  |  | TCFZ6021SEAAM | S802VA100521Z | 34200 | 20 | 8.5 | 34200 | 43000 | 125.7% | 2.2 | 0 | 12.5 |  |  |  | No | R-410A | 2.85 | Residential & Commercial | Ducted CEE Tier 1
210106714 | Central HP <5.4 tons | SURE | HRCU-A-CB (Split System: Heat Pump with Remote Outdoor Unit-Air-Source) | SP18AZ36AJVC |  |  | SHMVZ6021SEACA |  | 34200 | 18 | 8.5 | 32000 | 40500 | 126.6% | 2.1 | 0 | 12.5 |  |  |  | No | R-410A | 2.85 | Residential & Commercial | Ducted CEE Tier 1
215864775 | Central HP <5.4 tons | TRANE | HRCU-A-CB (Split System: Heat Pump with Remote Outdoor Unit-Air-Source) | 5TWV8X60A1 |  |  | 5TXCD010AS3 | S8V2C080M5PDB | 54000 | 18.1 | 8.5 | 55000 | 39500 | 71.82% | 2 | 0 | 10 |  |  |  | No | R-454B | 4.5 | Residential & Commercial | Ducted CEE Tier 1
215865077 | Central HP <5.4 tons | TRANE | HRCU-A-CB (Split System: Heat Pump with Remote Outdoor Unit-Air-Source) | 5TWV8X60A1 |  |  | 5TXCD008AS3+P0V0C000M50SD+LRP |  | 53500 | 18.1 | 8.5 | 55500 | 39500 | 71.17% | 2 | 0 | 10.5 |  |  |  | No | R-454B | 4.4583 | Residential & Commercial | Ducted CEE Tier 1
216032526 | Central HP <5.4 tons | MIDEA | HRCU-A-CB (Split System: Heat Pump with Remote Outdoor Unit-Air-Source) | MDV-V30WMN10T |  |  | MCPM3036BN10OH+TXV | MGV96U080B3C | 30000 | 16 | 9 | 30000 | 30000 | 100% | 1.95 | 0 | 10.3 |  |  |  | No | R-454B | 2.5 | Residential & Commercial | Ducted CEE Tier 1
214242038 | Central HP <5.4 tons | AIRQUEST | HRCU-A-CB (Split System: Heat Pump with Remote Outdoor Unit-Air-Source) | HVH825GKA3* |  |  | END4X42L17**+WALLCON | *97CMN0601714B* | 23800 | 16 | 8.1 | 21400 | 16700 | 78.04% | 1.96 | 0 | 11 |  |  |  | No | R-410A | 1.9833 | Residential & Commercial | Ducted CEE Tier 1
212614870 | Central HP <5.4 tons | AMANA | HRCU-A-CB (Split System: Heat Pump with Remote Outdoor Unit-Air-Source) | ASZS60421EA* |  |  | AHVE60DP1400A* |  | 40000 | 17 | 8.6 | 40000 | 30600 | 76.5% | 2 | 0 | 10 |  |  |  | No | R-410A | 3.3333 | Residential & Commercial | Ducted CEE Tier 1
215681962 | Central HP <5.4 tons | TEMPSTAR | HRCU-A-CB (Split System: Heat Pump with Remote Outdoor Unit-Air-Source) | T5H0V48*K*AAA* |  |  | EVM5X60M21A*+WALLCON | *97CTN0802120A* | 48000 | 19 | 9 | 50000 | 36800 | 73.6% | 2 | 0 | 10 |  |  |  | No | R-454B | 4 | Residential & Commercial | Ducted CEE Tier 1
215682012 | Central HP <5.4 tons | TEMPSTAR | HRCU-A-CB (Split System: Heat Pump with Remote Outdoor Unit-Air-Source) | T5H0V48*K*AAA* |  |  | EVM5X60M24A*+WALLCON | *97CTN0802120A* | 48000 | 19 | 9 | 50000 | 36600 | 73.2% | 2 | 0 | 10 |  |  |  | No | R-454B | 4 | Residential & Commercial | Ducted CEE Tier 1
215682262 | Central HP <5.4 tons | TEMPSTAR | HRCU-A-CB (Split System: Heat Pump with Remote Outdoor Unit-Air-Source) | T5H0V48*K*AAA* |  |  | EVD5X49M24A*+WALLCON | *80CSU1002120B* | 48000 | 18.5 | 9 | 50000 | 36600 | 73.2% | 2 | 0 | 10 |  |  |  | No | R-454B | 4 | Residential & Commercial | Ducted CEE Tier 1
215682312 | Central HP <5.4 tons | TEMPSTAR | HRCU-A-CB (Split System: Heat Pump with Remote Outdoor Unit-Air-Source) | T5H0V48*K*AAA* |  |  | EVD5X60M21A*+WALLCON | *80CSU0401712B* | 48000 | 18.5 | 9 | 50000 | 36600 | 73.2% | 2 | 0 | 10 |  |  |  | No | R-454B | 4 | Residential & Commercial | Ducted CEE Tier 1
215682482 | Central HP <5.4 tons | TEMPSTAR | HRCU-A-CB (Split System: Heat Pump with Remote Outdoor Unit-Air-Source) | T5H0V48*K*AAA* |  |  | EVD5X61M21A*+WALLCON | *80CSU1002120B* | 48500 | 19 | 9 | 50000 | 36800 | 73.6% | 2.12 | 0 | 10 |  |  |  | No | R-454B | 4.0417 | Residential & Commercial | Ducted CEE Tier 1
215682532 | Central HP <5.4 tons | TEMPSTAR | HRCU-A-CB (Split System: Heat Pump with Remote Outdoor Unit-Air-Source) | T5H0V48*K*AAA* |  |  | EVD5X61M24A*+WALLCON | *80CSU0802120B* | 49000 | 19 | 9 | 50000 | 36400 | 72.8% | 2.12 | 0 | 10.5 |  |  |  | No | R-454B | 4.0833 | Residential & Commercial | Ducted CEE Tier 1
215864967 | Central HP <5.4 tons | TRANE | HRCU-A-CB (Split System: Heat Pump with Remote Outdoor Unit-Air-Source) | 5TWV8X48A1 |  |  | 5TXCD008AS3 | S8V2C100M5PDB | 45500 | 18.1 | 8.5 | 45500 | 35200 | 77.36% | 2.1 | 0 | 10 |  |  |  | No | R-454B | 3.7917 | Residential & Commercial | Ducted CEE Tier 1
215864983 | Central HP <5.4 tons | TRANE | HRCU-A-CB (Split System: Heat Pump with Remote Outdoor Unit-Air-Source) | 5TWV8X48A1 |  |  | 5TXCD010AS3 | S8V2D120M5PDB | 46500 | 18.1 | 8.5 | 45500 | 34800 | 76.48% | 2.2 | 0 | 10.5 |  |  |  | No | R-454B | 3.875 | Residential & Commercial | Ducted CEE Tier 1
215865101 | Central HP <5.4 tons | TRANE | HRCU-A-CB (Split System: Heat Pump with Remote Outdoor Unit-Air-Source) | 5TWV8X48A1 |  |  | 5PX*DD10AS3+P0V0D000M50SD+LRP |  | 45500 | 18.1 | 8.5 | 45000 | 34200 | 76% | 2.2 | 0 | 10.5 |  |  |  | No | R-454B | 3.7917 | Residential & Commercial | Ducted CEE Tier 1
216445244 | Central HP <5.4 tons | LG | HRCU-A-C (Split System: Heat Pump with Remote Outdoor Unit with No Indoor Fan --Air Source) | KUSXB181A |  |  | LKMMA18B1 |  | 18000 | 15.2 | 8.1 | 20000 | 16000 | 80% | 1.8 | 0 | 11.7 |  |  |  | No | R-32 | 1.5 | Residential & Commercial | Ducted CEE Tier 1
215683574 | Central HP <5.4 tons | BRYANT HEATING AND COOLING SYSTEMS | HRCU-A-CB (Split System: Heat Pump with Remote Outdoor Unit-Air-Source) | 290VAN024**AA* |  |  | CAA**2414AM*+UI | 88*TB36070C14*** | 22800 | 17 | 9 | 24000 | 16900 | 70.42% | 1.94 | 0 | 10 |  |  |  | No | R-454B | 1.9 | Residential & Commercial | Ducted CEE Tier 1
215683608 | Central HP <5.4 tons | BRYANT HEATING AND COOLING SYSTEMS | HRCU-A-CB (Split System: Heat Pump with Remote Outdoor Unit-Air-Source) | 290VAN024**AA* |  |  | CAA**2517AM*+UI | 987MC42060C17*** | 23800 | 17 | 9 | 23400 | 16500 | 70.51% | 2 | 0 | 10.5 |  |  |  | No | R-454B | 1.9833 | Residential & Commercial | Ducted CEE Tier 1
210106763 | Central HP <5.4 tons | SURE | HRCU-A-CB (Split System: Heat Pump with Remote Outdoor Unit-Air-Source) | SP18AZ36AJVC |  |  | TCFZ6021SEAAM | S98MV0603A17UPS | 34200 | 19 | 8.5 | 34200 | 43500 | 127.2% | 2.2 | 0 | 12.5 |  |  |  | No | R-410A | 2.85 | Residential & Commercial | Ducted CEE Tier 1
214240006 | Central HP <5.4 tons | AIRQUEST | HRCU-A-CB (Split System: Heat Pump with Remote Outdoor Unit-Air-Source) | HVH837GKA** |  |  | EN(A,D)4X48L24**+WALLCON | *97CMN1202422B* | 32400 | 17 | 8.1 | 32800 | 24600 | 75% | 1.94 | 0 | 11.5 |  |  |  | No | R-410A | 2.7 | Residential & Commercial | Ducted CEE Tier 1
214239836 | Central HP <5.4 tons | AIRQUEST | HRCU-A-CB (Split System: Heat Pump with Remote Outdoor Unit-Air-Source) | HVH837GKA** |  |  | EN(A,D,W)4X42L21**+WALLCON | *96CTN1002122B* | 31800 | 16.5 | 8.1 | 33000 | 24400 | 73.94% | 1.88 | 0 | 11 |  |  |  | No | R-410A | 2.65 | Residential & Commercial | Ducted CEE Tier 1
214240036 | Central HP <5.4 tons | AIRQUEST | HRCU-A-CB (Split System: Heat Pump with Remote Outdoor Unit-Air-Source) | HVH837GKA** |  |  | EN(A,D,W)4X60L24**+WALLCON | *80CTL0902120B* | 32800 | 17.5 | 8.1 | 32200 | 24600 | 76.4% | 1.96 | 0 | 12 |  |  |  | No | R-410A | 2.7333 | Residential & Commercial | Ducted CEE Tier 1
214240086 | Central HP <5.4 tons | AIRQUEST | HRCU-A-CB (Split System: Heat Pump with Remote Outdoor Unit-Air-Source) | HVH837GKA** |  |  | EN(A,D,W)4X60L24**+WALLCON | *96CTN1002122B* | 32800 | 17.5 | 8.1 | 32200 | 24600 | 76.4% | 1.96 | 0 | 12 |  |  |  | No | R-410A | 2.7333 | Residential & Commercial | Ducted CEE Tier 1
214241608 | Central HP <5.4 tons | AIRQUEST | HRCU-A-CB (Split System: Heat Pump with Remote Outdoor Unit-Air-Source) | HVH825GKA3* |  |  | EN(A,D)4X24L17**+WALLCON | *97CMN0801714B* | 23200 | 16 | 8.1 | 22000 | 16900 | 76.82% | 1.92 | 0 | 10.5 |  |  |  | No | R-410A | 1.9333 | Residential & Commercial | Ducted CEE Tier 1
213361587 | Central HP <5.4 tons | CARRIER | HRCU-A-CB (Split System: Heat Pump with Remote Outdoor Unit-Air-Source) | 25VNA436A*031* |  |  | FE4BNBD60L*+UI |  | 34800 | 21 | 9 | 35400 | 24800 | 70.06% | 2.06 | 0 | 13 |  |  |  | No | R-410A | 2.9 | Residential & Commercial | Ducted CEE Tier 1
216551913 | Central HP <5.4 tons | RUUD | HRCU-A-CB (Split System: Heat Pump with Remote Outdoor Unit-Air-Source) | UP19AY36AJVC |  |  | RCFY3621MEAAM | U98MV0603A17UP | 34200 | 20 | 10 | 34200 | 29600 | 86.55% | 2 | 0 | 12 |  |  |  | No | R-454B | 2.85 | Residential & Commercial | Ducted CEE Tier 1
211240019 | Central HP <5.4 tons | CARRIER | HRCU-A-CB (Split System: Heat Pump with Remote Outdoor Unit-Air-Source) | 38MURAQ24AB3* |  |  | CNPV*2417AL* | 58S(B,C)*A070E17**16 | 24400 | 15.5 | 8.5 | 27400 | 22400 | 81.75% | 1.84 | 0 | 10 |  |  |  | No | R-410A | 2.0333 | Residential & Commercial | Ducted CEE Tier 1
211240026 | Central HP <5.4 tons | CARRIER | HRCU-A-CB (Split System: Heat Pump with Remote Outdoor Unit-Air-Source) | 38MURAQ24AB3* |  |  | CNPV*2417AL* | 58TP*A045V14**12 | 23800 | 16 | 8.5 | 26800 | 23200 | 86.57% | 1.92 | 0 | 10 |  |  |  | No | R-410A | 1.9833 | Residential & Commercial | Ducted CEE Tier 1
211240069 | Central HP <5.4 tons | CARRIER | HRCU-A-CB (Split System: Heat Pump with Remote Outdoor Unit-Air-Source) | 38MURAQ24AB3* |  |  | CNPV*3017AL* | 58SP*A045V14**12 | 23400 | 16.5 | 8.1 | 25800 | 24200 | 93.8% | 2 | 0 | 10 |  |  |  | No | R-410A | 1.95 | Residential & Commercial | Ducted CEE Tier 1
211240085 | Central HP <5.4 tons | CARRIER | HRCU-A-CB (Split System: Heat Pump with Remote Outdoor Unit-Air-Source) | 38MURAQ24AB3* |  |  | CNPV*3017AL* | 58TP*A070V14**12 | 24400 | 16.5 | 8.1 | 26400 | 22800 | 86.36% | 1.88 | 0 | 10.5 |  |  |  | No | R-410A | 2.0333 | Residential & Commercial | Ducted CEE Tier 1
211240117 | Central HP <5.4 tons | CARRIER | HRCU-A-CB (Split System: Heat Pump with Remote Outdoor Unit-Air-Source) | 38MURAQ24AB3* |  |  | CNPV*3617AL* | 59SP6A040V17**12 | 23400 | 16 | 8.1 | 25800 | 24000 | 93.02% | 1.98 | 0 | 10 |  |  |  | No | R-410A | 1.95 | Residential & Commercial | Ducted CEE Tier 1
211240142 | Central HP <5.4 tons | CARRIER | HRCU-A-CB (Split System: Heat Pump with Remote Outdoor Unit-Air-Source) | 38MURAQ24AB3* |  |  | CNPV*3617AL* | 58S(B,C)*A045E17**12 | 24000 | 16.5 | 8.1 | 26200 | 23000 | 87.79% | 1.9 | 0 | 10.5 |  |  |  | No | R-410A | 2 | Residential & Commercial | Ducted CEE Tier 1
215222802 | Central HP <5.4 tons | RUUD | HRCU-A-CB (Split System: Heat Pump with Remote Outdoor Unit-Air-Source) | RD17AZ60AJ3N |  |  | RCFZ6021STAAM | R951T0705A21M4 | 54500 | 18 | 8.1 | 46500 | 33800 | 72.69% | 2 | 0 | 10 |  |  |  | No | R-410A | 4.5417 | Residential & Commercial | Ducted CEE Tier 1
214075333 | Central HP <5.4 tons | RUUD | HRCU-A-CB (Split System: Heat Pump with Remote Outdoor Unit-Air-Source) | RD17AZ60AJ3N |  |  | RCFZ6024STANM | R921V0855A21M4S | 55000 | 17 | 8.1 | 54000 | 49500 | 91.67% | 1.75 | 0 | 10 |  |  |  | No | R-410A | 4.5833 | Residential & Commercial | Ducted CEE Tier 1
214075369 | Central HP <5.4 tons | RUUD | HRCU-A-CB (Split System: Heat Pump with Remote Outdoor Unit-Air-Source) | RD17AZ60AJ3N |  |  | RCFZ6024STANM | R962V0705A21M4S | 55000 | 18 | 8.1 | 54000 | 49500 | 91.67% | 1.75 | 0 | 10 |  |  |  | No | R-410A | 4.5833 | Residential & Commercial | Ducted CEE Tier 1
215318969 | Central HP <5.4 tons | DAY & NIGHT | HRCU-A-CB (Split System: Heat Pump with Remote Outdoor Unit-Air-Source) | D5CLRAH48AAK |  |  | D5FLAAH48XAK |  | 48000 | 17.8 | 10 | 50000 | 35200 | 70.4% | 1.9 | 0 | 10 |  |  |  | No | R-454B | 4 | Residential & Commercial | Ducted CEE Tier 1
213372135 | Central HP <5.4 tons | DAY & NIGHT | HRCU-A-C (Split System: Heat Pump with Remote Outdoor Unit with No Indoor Fan --Air Source) | DLCURAH30ABK |  |  | DLFULAH36XCX + CI |  | 30000 | 15.5 | 9.7 | 33000 | 27000 | 81.82% | 1.85 | 10.7 | 10.5 |  |  |  | No | R-410A | 2.5 | Residential & Commercial | Ducted CEE Tier 1
216453077 | Central HP <5.4 tons | TRANE | HRCU-A-CB (Split System: Heat Pump with Remote Outdoor Unit-Air-Source) | 5TWV0X24A1 |  |  | 5PX*B006AS3 | S8V2B080M4PDB | 22200 | 22 | 10 | 22600 | 18100 | 80.09% | 2.2 | 0 | 12 |  |  |  | No | R-454B | 1.85 | Residential & Commercial | Ducted CEE Tier 1
214075435 | Central HP <5.4 tons | RUUD | HRCU-A-CB (Split System: Heat Pump with Remote Outdoor Unit-Air-Source) | RD17AZ24AJ3N |  |  | RCFZ2417MTANM | R802V0504A17UHS | 22600 | 17 | 9.5 | 22600 | 16900 | 74.78% | 2 | 0 | 11.2 |  |  |  | No | R-410A | 1.8833 | Residential & Commercial | Ducted CEE Tier 1
214075519 | Central HP <5.4 tons | RUUD | HRCU-A-CB (Split System: Heat Pump with Remote Outdoor Unit-Air-Source) | RD17AZ24AJ3N |  |  | RCFZ2417MTANM | R802V0754A17DZ | 22600 | 17 | 9.5 | 22600 | 16800 | 74.34% | 2.1 | 0 | 11.2 |  |  |  | No | R-410A | 1.8833 | Residential & Commercial | Ducted CEE Tier 1
214075433 | Central HP <5.4 tons | SURE | HRCU-A-CB (Split System: Heat Pump with Remote Outdoor Unit-Air-Source) | RD17AZ24AJ3N |  |  | TCFZ2417MTANM | S98MV0703A17UPS | 22600 | 17 | 9.5 | 22600 | 16900 | 74.78% | 2 | 0 | 11.2 |  |  |  | No | R-410A | 1.8833 | Residential & Commercial | Ducted CEE Tier 1
214075483 | Central HP <5.4 tons | SURE | HRCU-A-CB (Split System: Heat Pump with Remote Outdoor Unit-Air-Source) | RD17AZ24AJ3N |  |  | TCFZ2417MTANM | S962V0603A17M4S | 22600 | 17 | 9.5 | 22600 | 17000 | 75.22% | 2 | 0 | 10 |  |  |  | No | R-410A | 1.8833 | Residential & Commercial | Ducted CEE Tier 1
211259938 | Central HP <5.4 tons | COMFORTMAKER | HRCU-A-CB (Split System: Heat Pump with Remote Outdoor Unit-Air-Source) | DLCURAH18ABK |  |  | EA*4X19L17A* | *92ESN0601412A* | 18700 | 16.5 | 8.5 | 18600 | 17500 | 94.09% | 2.14 | 0 | 11 |  |  |  | No | R-410A | 1.5583 | Residential & Commercial | Ducted CEE Tier 1
211239678 | Central HP <5.4 tons | CARRIER | HRCU-A-CB (Split System: Heat Pump with Remote Outdoor Unit-Air-Source) | 38MURAQ24AB3* |  |  | CAP**2417AL* | 58TP*A090V17**16 | 23400 | 16.5 | 8.5 | 26600 | 24800 | 93.23% | 2.08 | 0 | 10 |  |  |  | No | R-410A | 1.95 | Residential & Commercial | Ducted CEE Tier 1
211239732 | Central HP <5.4 tons | CARRIER | HRCU-A-CB (Split System: Heat Pump with Remote Outdoor Unit-Air-Source) | 38MURAQ24AB3* |  |  | CAP**2517AL* | 59TP6B060V17**14 | 24600 | 16.5 | 8.5 | 25400 | 21400 | 84.25% | 1.78 | 0 | 10 |  |  |  | No | R-410A | 2.05 | Residential & Commercial | Ducted CEE Tier 1
211239747 | Central HP <5.4 tons | CARRIER | HRCU-A-CB (Split System: Heat Pump with Remote Outdoor Unit-Air-Source) | 38MURAQ24AB3* |  |  | CAP**2517AL* | OVLAAB036098 | 24000 | 16.5 | 8.1 | 25000 | 21800 | 87.2% | 1.82 | 0 | 10 |  |  |  | No | R-410A | 2 | Residential & Commercial | Ducted CEE Tier 1
211239763 | Central HP <5.4 tons | CARRIER | HRCU-A-CB (Split System: Heat Pump with Remote Outdoor Unit-Air-Source) | 38MURAQ24AB3* |  |  | CAP**3017AL* | 58SP*A045V14**12 | 23400 | 16.5 | 8.5 | 25800 | 24400 | 94.57% | 2.02 | 0 | 10 |  |  |  | No | R-410A | 1.95 | Residential & Commercial | Ducted CEE Tier 1
211239796 | Central HP <5.4 tons | CARRIER | HRCU-A-CB (Split System: Heat Pump with Remote Outdoor Unit-Air-Source) | 38MURAQ24AB3* |  |  | CAP**3017AL* | 59SC2D060E17**14 | 24400 | 17 | 8.5 | 26400 | 22800 | 86.36% | 1.88 | 0 | 10 |  |  |  | No | R-410A | 2.0333 | Residential & Commercial | Ducted CEE Tier 1
211239812 | Central HP <5.4 tons | CARRIER | HRCU-A-CB (Split System: Heat Pump with Remote Outdoor Unit-Air-Source) | 38MURAQ24AB3* |  |  | CAP**3617AL* | 59SP6A060V14**12 | 23600 | 16.5 | 8.5 | 25800 | 23400 | 90.7% | 1.94 | 0 | 10 |  |  |  | No | R-410A | 1.9667 | Residential & Commercial | Ducted CEE Tier 1
211239845 | Central HP <5.4 tons | CARRIER | HRCU-A-CB (Split System: Heat Pump with Remote Outdoor Unit-Air-Source) | 38MURAQ24AB3* |  |  | CAP**3617AL* | 59SC2D040E17**12 | 23800 | 16 | 8.5 | 26000 | 23200 | 89.23% | 1.9 | 0 | 10 |  |  |  | No | R-410A | 1.9833 | Residential & Commercial | Ducted CEE Tier 1
216051213 | Central HP <5.4 tons | SURE | HRCU-A-CB (Split System: Heat Pump with Remote Outdoor Unit-Air-Source) | SP19AY24AJVC |  |  | TCFY2421HEAAM | S801V0504A17UHS | 22800 | 20 | 8.5 | 22800 | 18500 | 81.14% | 1.8 | 0 | 12 |  |  |  | No | R-454B | 1.9 | Residential & Commercial | Ducted CEE Tier 1
216051202 | Central HP <5.4 tons | SURE | HRCU-A-CB (Split System: Heat Pump with Remote Outdoor Unit-Air-Source) | SP19AY24AJVC |  |  | TCFY2421HEAAM | S98MV0855A21UP | 22800 | 21 | 8.5 | 22800 | 18400 | 80.7% | 1.8 | 0 | 13 |  |  |  | No | R-454B | 1.9 | Residential & Commercial | Ducted CEE Tier 1
216051272 | Central HP <5.4 tons | SURE | HRCU-A-CB (Split System: Heat Pump with Remote Outdoor Unit-Air-Source) | SP19AY48AJVC |  |  | TCFY4821SEAAM | S962V1005A21M4 | 45500 | 18 | 10 | 45500 | 42000 | 92.31% | 2.1 | 0 | 12 |  |  |  | No | R-454B | 3.7917 | Residential & Commercial | Ducted CEE Tier 1
211245991 | Central HP <5.4 tons | CARRIER | HRCU-A-CB (Split System: Heat Pump with Remote Outdoor Unit-Air-Source) | 38MURAQ24AB3* |  |  | CAP**2417AL* | GG96VTAA48080B | 23800 | 16.5 | 8.5 | 26800 | 24000 | 89.55% | 1.98 | 0 | 10 |  |  |  | No | R-410A | 1.9833 | Residential & Commercial | Ducted CEE Tier 1
211246025 | Central HP <5.4 tons | CARRIER | HRCU-A-CB (Split System: Heat Pump with Remote Outdoor Unit-Air-Source) | 38MURAQ24AB3* |  |  | CNPV*3621AL* | GG96VTAA48080B | 24200 | 16.5 | 8.1 | 26200 | 23000 | 87.79% | 1.9 | 0 | 10.5 |  |  |  | No | R-410A | 2.0167 | Residential & Commercial | Ducted CEE Tier 1
211239846 | Central HP <5.4 tons | CARRIER | HRCU-A-CB (Split System: Heat Pump with Remote Outdoor Unit-Air-Source) | 38MURAQ24AB3* |  |  | CAP**3617AL* | 58S(B,C)*A070E14**12 | 24400 | 17 | 8.5 | 26200 | 22400 | 85.5% | 1.86 | 0 | 10 |  |  |  | No | R-410A | 2.0333 | Residential & Commercial | Ducted CEE Tier 1
211239847 | Central HP <5.4 tons | CARRIER | HRCU-A-CB (Split System: Heat Pump with Remote Outdoor Unit-Air-Source) | 38MURAQ24AB3* |  |  | CAP**3617AL* | 58SU*A060E17**16 | 25000 | 16.5 | 8.5 | 26600 | 21800 | 81.95% | 1.82 | 0 | 10 |  |  |  | No | R-410A | 2.0833 | Residential & Commercial | Ducted CEE Tier 1
211239897 | Central HP <5.4 tons | CARRIER | HRCU-A-CB (Split System: Heat Pump with Remote Outdoor Unit-Air-Source) | 38MURAQ24AB3* |  |  | CAP**3621AL* | 58SU*A060E17**16 | 25000 | 17 | 8.5 | 26600 | 21800 | 81.95% | 1.82 | 0 | 10.5 |  |  |  | No | R-410A | 2.0833 | Residential & Commercial | Ducted CEE Tier 1
211239964 | Central HP <5.4 tons | CARRIER | HRCU-A-CB (Split System: Heat Pump with Remote Outdoor Unit-Air-Source) | 38MURAQ24AB3* |  |  | CAP**3721AL* | 58SP*A090V21**20 | 24600 | 17 | 8.5 | 25400 | 21200 | 83.46% | 1.78 | 0 | 10.5 |  |  |  | No | R-410A | 2.05 | Residential & Commercial | Ducted CEE Tier 1
214066642 | Central HP <5.4 tons | RUUD | HRCU-A-CB (Split System: Heat Pump with Remote Outdoor Unit-Air-Source) | RD17AZ36AJ3N |  |  | RCFZ3621MTANM | R962V0703A17M4S | 34200 | 18 | 8.1 | 34200 | 29600 | 86.55% | 1.9 | 0 | 10 |  |  |  | No | R-410A | 2.85 | Residential & Commercial | Ducted CEE Tier 1
214066527 | Central HP <5.4 tons | SURE | HRCU-A-CB (Split System: Heat Pump with Remote Outdoor Unit-Air-Source) | RD17AZ36AJ3N |  |  | TCFZ3621MTANM | S921V0403A17M4S | 34200 | 18 | 8.1 | 34200 | 29600 | 86.55% | 1.9 | 0 | 10 |  |  |  | No | R-410A | 2.85 | Residential & Commercial | Ducted CEE Tier 1
214066893 | Central HP <5.4 tons | SURE | HRCU-A-CB (Split System: Heat Pump with Remote Outdoor Unit-Air-Source) | RD17AZ36AJ3N |  |  | TCFZ3621MTANM | S802V0504A17UHN | 34200 | 18 | 8.1 | 34200 | 29800 | 87.13% | 1.9 | 0 | 10 |  |  |  | No | R-410A | 2.85 | Residential & Commercial | Ducted CEE Tier 1
215678432 | Central HP <5.4 tons | TEMPSTAR | HRCU-A-CB (Split System: Heat Pump with Remote Outdoor Unit-Air-Source) | T5H0V24*K*AAA* |  |  | EA*5X37M21A*+WALLCON | *97CTN1002122A* | 24000 | 17.5 | 9 | 23200 | 16300 | 70.26% | 2.02 | 0 | 10.5 |  |  |  | No | R-454B | 2 | Residential & Commercial | Ducted CEE Tier 1
211226827 | Central HP <5.4 tons | PAYNE HEATING AND COOLING | HRCU-A-CB (Split System: Heat Pump with Remote Outdoor Unit-Air-Source) | 38MURAQ36AB3* |  |  | CAP**3721AL* | PG80ES(A,L)A48090C** | 36600 | 16 | 8.5 | 38500 | 34800 | 90.39% | 2.1 | 0 | 10 |  |  |  | No | R-410A | 3.05 | Residential & Commercial | Ducted CEE Tier 1
212614977 | Central HP <5.4 tons | AMANA | HRCU-A-CB (Split System: Heat Pump with Remote Outdoor Unit-Air-Source) | ASZS60241EA* |  |  | CA*EA3026*4A* | A*VS960603BUA* | 23000 | 17 | 8.6 | 23000 | 16100 | 70% | 2 | 0 | 10 |  |  |  | No | R-410A | 1.9167 | Residential & Commercial | Ducted CEE Tier 1
212614979 | Central HP <5.4 tons | AMANA | HRCU-A-CB (Split System: Heat Pump with Remote Outdoor Unit-Air-Source) | ASZS60241EA* |  |  | CA*EA3026*4A* | A*VC960804CNB* | 23000 | 17 | 8.6 | 23000 | 16100 | 70% | 2 | 0 | 10 |  |  |  | No | R-410A | 1.9167 | Residential & Commercial | Ducted CEE Tier 1
214075586 | Central HP <5.4 tons | SURE | HRCU-A-CB (Split System: Heat Pump with Remote Outdoor Unit-Air-Source) | RD17AZ24AJ3N |  |  | TCFZ2417MTANM | S801V0754A17UHN | 22600 | 18 | 9.5 | 22600 | 16800 | 74.34% | 2.1 | 0 | 11.2 |  |  |  | No | R-410A | 1.8833 | Residential & Commercial | Ducted CEE Tier 1
214097584 | Central HP <5.4 tons | SURE | HRCU-A-CB (Split System: Heat Pump with Remote Outdoor Unit-Air-Source) | RD17AZ48AJ3N |  |  | TCFZ6024SEANM | S802VA075421M | 45500 | 16 | 8.1 | 45500 | 40500 | 89.01% | 2.1 | 0 | 10 |  |  |  | No | R-410A | 3.7917 | Residential & Commercial | Ducted CEE Tier 1
213258057 | Central HP <5.4 tons | LENNOX | HRCU-A-CB (Split System: Heat Pump with Remote Outdoor Unit-Air-Source) | SL25XPV-036-230A** |  |  | CRX35-50/60C-**-*+TDR | EL296DF110XV60C* | 34200 | 21 | 9.3 | 36000 | 29000 | 80.56% | 1.86 | 0 | 13.5 |  |  |  | No | R-410A | 2.85 | Residential & Commercial | Ducted CEE Tier 1
213258059 | Central HP <5.4 tons | LENNOX | HRCU-A-CB (Split System: Heat Pump with Remote Outdoor Unit-Air-Source) | SL25XPV-036-230A** |  |  | CRX35-50/60C-**-*+TDR | SL280DF090V60C* | 34400 | 21 | 9.3 | 36000 | 28800 | 80% | 1.88 | 0 | 13.5 |  |  |  | No | R-410A | 2.8667 | Residential & Commercial | Ducted CEE Tier 1
210589351 | Central HP <5.4 tons | SURE | HRCU-A-CB (Split System: Heat Pump with Remote Outdoor Unit-Air-Source) | SP18AZ48AJVC |  |  | TCFZ6021SEAAM | S802VA100521Z | 45000 | 19 | 8.5 | 43000 | 45000 | 104.7% | 2 | 0 | 11.7 |  |  |  | No | R-410A | 3.75 | Residential & Commercial | Ducted CEE Tier 1
213258064 | Central HP <5.4 tons | LENNOX | HRCU-A-CB (Split System: Heat Pump with Remote Outdoor Unit-Air-Source) | SL25XPV-036-230A** |  |  | CRX35-50/60C-**-*+TDR | SLP99DF110XV60C* | 34200 | 21 | 9.3 | 36000 | 29000 | 80.56% | 1.86 | 0 | 13.5 |  |  |  | No | R-410A | 2.85 | Residential & Commercial | Ducted CEE Tier 1
215366203 | Central HP <5.4 tons | SURE | HRCU-A-CB (Split System: Heat Pump with Remote Outdoor Unit-Air-Source) | RD17AZ48AJ3N |  |  | SH3VZ6024STACN |  | 45500 | 17 | 8.1 | 45500 | 40000 | 87.91% | 2.1 | 0 | 11.7 |  |  |  | No | R-410A | 3.7917 | Residential & Commercial | Ducted CEE Tier 1
215679352 | Central HP <5.4 tons | TEMPSTAR | HRCU-A-CB (Split System: Heat Pump with Remote Outdoor Unit-Air-Source) | T5H0V36*K*AAA* |  |  | EA*5X42M21A*+WALLCON | *96CTN0802120B* | 33200 | 17.5 | 9 | 35800 | 25600 | 71.51% | 1.86 | 0 | 10 |  |  |  | No | R-454B | 2.7667 | Residential & Commercial | Ducted CEE Tier 1
215679652 | Central HP <5.4 tons | TEMPSTAR | HRCU-A-CB (Split System: Heat Pump with Remote Outdoor Unit-Air-Source) | T5H0V36*K*AAA* |  |  | EA*5X61M21A*+WALLCON | *97CTN0802120A* | 34800 | 18 | 9 | 34400 | 24800 | 72.09% | 1.92 | 0 | 10.5 |  |  |  | No | R-454B | 2.9 | Residential & Commercial | Ducted CEE Tier 1
215679702 | Central HP <5.4 tons | TEMPSTAR | HRCU-A-CB (Split System: Heat Pump with Remote Outdoor Unit-Air-Source) | T5H0V36*K*AAA* |  |  | EA*5X61M24A*+WALLCON | *97CTN1202422A* | 35000 | 18.5 | 9 | 34400 | 24800 | 72.09% | 1.92 | 0 | 10.5 |  |  |  | No | R-454B | 2.9167 | Residential & Commercial | Ducted CEE Tier 1
211240031 | Central HP <5.4 tons | CARRIER | HRCU-A-CB (Split System: Heat Pump with Remote Outdoor Unit-Air-Source) | 38MURAQ24AB3* |  |  | CNPV*2417AL* | 58TP*A070V17**16 | 23600 | 16.5 | 8.5 | 26600 | 23400 | 87.97% | 1.94 | 0 | 10 |  |  |  | No | R-410A | 1.9667 | Residential & Commercial | Ducted CEE Tier 1
211240080 | Central HP <5.4 tons | CARRIER | HRCU-A-CB (Split System: Heat Pump with Remote Outdoor Unit-Air-Source) | 38MURAQ24AB3* |  |  | CNPV*3017AL* | 58SP*A045V17**16 | 24200 | 16 | 8.1 | 26400 | 22800 | 86.36% | 1.88 | 0 | 10.5 |  |  |  | No | R-410A | 2.0167 | Residential & Commercial | Ducted CEE Tier 1
211240081 | Central HP <5.4 tons | CARRIER | HRCU-A-CB (Split System: Heat Pump with Remote Outdoor Unit-Air-Source) | 38MURAQ24AB3* |  |  | CNPV*3017AL* | 58SP*A070V17**16 | 23800 | 16.5 | 8.1 | 26000 | 23200 | 89.23% | 1.92 | 0 | 10.5 |  |  |  | No | R-410A | 1.9833 | Residential & Commercial | Ducted CEE Tier 1
211246008 | Central HP <5.4 tons | CARRIER | HRCU-A-CB (Split System: Heat Pump with Remote Outdoor Unit-Air-Source) | 38MURAQ24AB3* |  |  | CAP**3717AL* | GG96VTAA30040A | 24200 | 16 | 8.5 | 25600 | 21800 | 85.16% | 1.8 | 0 | 10 |  |  |  | No | R-410A | 2.0167 | Residential & Commercial | Ducted CEE Tier 1
215222800 | Central HP <5.4 tons | SURE | HRCU-A-CB (Split System: Heat Pump with Remote Outdoor Unit-Air-Source) | RD17AZ60AJ3N |  |  | TCFZ6021STAAM | S951T1005A21M4 | 54500 | 17 | 8.1 | 46500 | 34000 | 73.12% | 2.1 | 0 | 10 |  |  |  | No | R-410A | 4.5417 | Residential & Commercial | Ducted CEE Tier 1
215222791 | Central HP <5.4 tons | RUUD | HRCU-A-CB (Split System: Heat Pump with Remote Outdoor Unit-Air-Source) | RD17AZ60AJ3N |  |  | RCFZ6021STAAM | R951T1005A21M4 | 54500 | 17 | 8.1 | 46500 | 34000 | 73.12% | 2.1 | 0 | 10 |  |  |  | No | R-410A | 4.5417 | Residential & Commercial | Ducted CEE Tier 1
216091305 | Central HP <5.4 tons | DAY & NIGHT | HRCU-A-CB (Split System: Heat Pump with Remote Outdoor Unit-Air-Source) | DLCSRBH24AAK |  |  | 40MBABQ24XB3 |  | 23000 | 18.4 | 9.3 | 26000 | 21200 | 81.54% | 1.9 | 12.5 | 11.7 |  |  |  | No | R-410A | 1.9167 | Residential & Commercial | Ducted CEE Tier 1
214097563 | Central HP <5.4 tons | SURE | HRCU-A-CB (Split System: Heat Pump with Remote Outdoor Unit-Air-Source) | RD17AZ48AJ3N |  |  | TCFZ6024SEANM | S951V1005A21M4S | 45500 | 16 | 8.1 | 45500 | 40500 | 89.01% | 2.1 | 0 | 10 |  |  |  | No | R-410A | 3.7917 | Residential & Commercial | Ducted CEE Tier 1
214097610 | Central HP <5.4 tons | SURE | HRCU-A-CB (Split System: Heat Pump with Remote Outdoor Unit-Air-Source) | RD17AZ48AJ3N |  |  | TCFZ6024SEANM | S801V1505A24UH | 45500 | 17 | 8.1 | 45500 | 40000 | 87.91% | 2.1 | 0 | 10 |  |  |  | No | R-410A | 3.7917 | Residential & Commercial | Ducted CEE Tier 1
216091288 | Central HP <5.4 tons | DAY & NIGHT | HRCU-A-CB (Split System: Heat Pump with Remote Outdoor Unit-Air-Source) | DLCSRBH18AAK |  |  | 40MBABQ18XB3 |  | 18000 | 17.6 | 9.6 | 19000 | 17000 | 89.47% | 2 | 12.5 | 11.7 |  |  |  | No | R-410A | 1.5 | Residential & Commercial | Ducted CEE Tier 1
211240083 | Central HP <5.4 tons | CARRIER | HRCU-A-CB (Split System: Heat Pump with Remote Outdoor Unit-Air-Source) | 38MURAQ24AB3* |  |  | CNPV*3017AL* | 58SU*A040E17**12 | 24000 | 17 | 8.1 | 26000 | 23200 | 89.23% | 1.94 | 0 | 10.5 |  |  |  | No | R-410A | 2 | Residential & Commercial | Ducted CEE Tier 1
211240096 | Central HP <5.4 tons | CARRIER | HRCU-A-CB (Split System: Heat Pump with Remote Outdoor Unit-Air-Source) | 38MURAQ24AB3* |  |  | CNPV*3017AL* | 59TP6B060V17**14 | 24000 | 16.5 | 8.1 | 26200 | 23200 | 88.55% | 1.92 | 0 | 10 |  |  |  | No | R-410A | 2 | Residential & Commercial | Ducted CEE Tier 1
211240116 | Central HP <5.4 tons | CARRIER | HRCU-A-CB (Split System: Heat Pump with Remote Outdoor Unit-Air-Source) | 38MURAQ24AB3* |  |  | CNPV*3617AL* | 59SP6A040V14**10 | 23400 | 16 | 8.1 | 25800 | 24000 | 93.02% | 2 | 0 | 10 |  |  |  | No | R-410A | 1.95 | Residential & Commercial | Ducted CEE Tier 1
214240046 | Central HP <5.4 tons | AIRQUEST | HRCU-A-CB (Split System: Heat Pump with Remote Outdoor Unit-Air-Source) | HVH837GKA** |  |  | EN(A,D,W)4X60L24**+WALLCON | *80CTL1102120B* | 32800 | 17.5 | 8.1 | 32200 | 24600 | 76.4% | 1.96 | 0 | 12 |  |  |  | No | R-410A | 2.7333 | Residential & Commercial | Ducted CEE Tier 1
215675662 | Central HP <5.4 tons | TEMPSTAR | HRCU-A-CB (Split System: Heat Pump with Remote Outdoor Unit-Air-Source) | T5H0V48*K*AAA* |  |  | EVM5X49M21A*+WALLCON | *96CTN1002122B* | 48000 | 19 | 9 | 50000 | 36800 | 73.6% | 2 | 0 | 10.5 |  |  |  | No | R-454B | 4 | Residential & Commercial | Ducted CEE Tier 1
215681422 | Central HP <5.4 tons | TEMPSTAR | HRCU-A-CB (Split System: Heat Pump with Remote Outdoor Unit-Air-Source) | T5H0V48*K*AAA* |  |  | EA*5X60M24A*+WALLCON | *97CTN1002122A* | 45000 | 18 | 9 | 47500 | 33600 | 70.74% | 2.06 | 0 | 10 |  |  |  | No | R-454B | 3.75 | Residential & Commercial | Ducted CEE Tier 1
215681892 | Central HP <5.4 tons | TEMPSTAR | HRCU-A-CB (Split System: Heat Pump with Remote Outdoor Unit-Air-Source) | T5H0V48*K*AAA* |  |  | EVM5X49M21A*+WALLCON | *97CTN1002122A* | 48000 | 19 | 9 | 50000 | 36800 | 73.6% | 2 | 0 | 10.5 |  |  |  | No | R-454B | 4 | Residential & Commercial | Ducted CEE Tier 1
215681942 | Central HP <5.4 tons | TEMPSTAR | HRCU-A-CB (Split System: Heat Pump with Remote Outdoor Unit-Air-Source) | T5H0V48*K*AAA* |  |  | EVM5X60M21A*+WALLCON | *80CSU1002120B* | 48000 | 18.5 | 9 | 50000 | 36600 | 73.2% | 2 | 0 | 10 |  |  |  | No | R-454B | 4 | Residential & Commercial | Ducted CEE Tier 1
215682392 | Central HP <5.4 tons | TEMPSTAR | HRCU-A-CB (Split System: Heat Pump with Remote Outdoor Unit-Air-Source) | T5H0V48*K*AAA* |  |  | EVD5X60M24A*+WALLCON | *80CSU0802120B* | 48000 | 19 | 9 | 50000 | 36200 | 72.4% | 2.12 | 0 | 10 |  |  |  | No | R-454B | 4 | Residential & Commercial | Ducted CEE Tier 1
213076370 | Central HP <5.4 tons | CARRIER | HRCU-A-CB (Split System: Heat Pump with Remote Outdoor Unit-Air-Source) | 38MURAQ24AB3* |  |  | CAP**2417AL* | GG96VTAB48060B** | 23200 | 16.5 | 8.5 | 26800 | 26600 | 99.25% | 2.26 | 0 | 10 |  |  |  | No | R-410A | 1.9333 | Residential & Commercial | Ducted CEE Tier 1
214239876 | Central HP <5.4 tons | AIRQUEST | HRCU-A-CB (Split System: Heat Pump with Remote Outdoor Unit-Air-Source) | HVH837GKA** |  |  | EN(A,D,W)4X48L21**+WALLCON | *80CTL0902120B* | 32400 | 17 | 8.1 | 32600 | 24600 | 75.46% | 1.96 | 0 | 11.7 |  |  |  | No | R-410A | 2.7 | Residential & Commercial | Ducted CEE Tier 1
214239716 | Central HP <5.4 tons | AIRQUEST | HRCU-A-CB (Split System: Heat Pump with Remote Outdoor Unit-Air-Source) | HVH837GKA** |  |  | END4X42L17**+WALLCON | *96CTN0801714B* | 32000 | 16.5 | 8.1 | 33000 | 24800 | 75.15% | 1.9 | 0 | 11 |  |  |  | No | R-410A | 2.6667 | Residential & Commercial | Ducted CEE Tier 1
214239866 | Central HP <5.4 tons | AIRQUEST | HRCU-A-CB (Split System: Heat Pump with Remote Outdoor Unit-Air-Source) | HVH837GKA** |  |  | EN(A,D,W)4X48L21**+WALLCON | *80CTL0901716B* | 32400 | 17 | 8.1 | 32800 | 24800 | 75.61% | 1.94 | 0 | 11.7 |  |  |  | No | R-410A | 2.7 | Residential & Commercial | Ducted CEE Tier 1
214239896 | Central HP <5.4 tons | AIRQUEST | HRCU-A-CB (Split System: Heat Pump with Remote Outdoor Unit-Air-Source) | HVH837GKA** |  |  | EN(A,D,W)4X48L21**+WALLCON | *95CSU0601716B* | 32200 | 17 | 8.1 | 33000 | 24800 | 75.15% | 1.92 | 0 | 11.5 |  |  |  | No | R-410A | 2.6833 | Residential & Commercial | Ducted CEE Tier 1
214243048 | Central HP <5.4 tons | AIRQUEST | HRCU-A-CB (Split System: Heat Pump with Remote Outdoor Unit-Air-Source) | HVH825GKA2* |  |  | EN(A,D,W)4X42L21**+WALLCON | *96CTN0601714B* | 23600 | 16 | 8.1 | 21600 | 16700 | 77.31% | 1.94 | 0 | 11 |  |  |  | No | R-410A | 1.9667 | Residential & Commercial | Ducted CEE Tier 1
214243248 | Central HP <5.4 tons | AIRQUEST | HRCU-A-CB (Split System: Heat Pump with Remote Outdoor Unit-Air-Source) | HVH825GKA2* |  |  | EN(A,D)4X48L24**+WALLCON | *96CTN1002122B* | 24200 | 17 | 8.1 | 21200 | 16600 | 78.3% | 2.02 | 0 | 11.5 |  |  |  | No | R-410A | 2.0167 | Residential & Commercial | Ducted CEE Tier 1
215676212 | Central HP <5.4 tons | TEMPSTAR | HRCU-A-CB (Split System: Heat Pump with Remote Outdoor Unit-Air-Source) | T5H0V48*K*AAA* |  |  | EVD5X48M24A*+WALLCON | *80CTL0902120B* | 47000 | 19 | 9 | 50000 | 36200 | 72.4% | 2 | 0 | 10 |  |  |  | No | R-454B | 3.9167 | Residential & Commercial | Ducted CEE Tier 1
215676512 | Central HP <5.4 tons | TEMPSTAR | HRCU-A-CB (Split System: Heat Pump with Remote Outdoor Unit-Air-Source) | T5H0V48*K*AAA* |  |  | EVD5X60M21A*+WALLCON | *95CSU0802120B* | 48000 | 18.5 | 9 | 50000 | 36800 | 73.6% | 2 | 0 | 10 |  |  |  | No | R-454B | 4 | Residential & Commercial | Ducted CEE Tier 1
215676582 | Central HP <5.4 tons | TEMPSTAR | HRCU-A-CB (Split System: Heat Pump with Remote Outdoor Unit-Air-Source) | T5H0V48*K*AAA* |  |  | EVD5X60M21A*+WALLCON | *96CTN1002122B* | 48000 | 19 | 9 | 50000 | 36600 | 73.2% | 2 | 0 | 10 |  |  |  | No | R-454B | 4 | Residential & Commercial | Ducted CEE Tier 1
215676682 | Central HP <5.4 tons | TEMPSTAR | HRCU-A-CB (Split System: Heat Pump with Remote Outdoor Unit-Air-Source) | T5H0V48*K*AAA* |  |  | EVD5X60M24A*+WALLCON | *96CTN1202422B* | 48000 | 19 | 9 | 50000 | 36600 | 73.2% | 2 | 0 | 10.5 |  |  |  | No | R-454B | 4 | Residential & Commercial | Ducted CEE Tier 1
215318959 | Central HP <5.4 tons | DAY & NIGHT | HRCU-A-CB (Split System: Heat Pump with Remote Outdoor Unit-Air-Source) | D5CUHAH48AAK |  |  | D5FUHAH60XAK |  | 48000 | 17.5 | 9.5 | 48000 | 48000 | 100% | 2 | 0 | 12 |  |  |  | No | R-454B | 4 | Residential & Commercial | Ducted CEE Tier 1
214233326 | Central HP <5.4 tons | RUUD | HRCU-A-CB (Split System: Heat Pump with Remote Outdoor Unit-Air-Source) | RD17AZ36AJ3N |  |  | RH3VZ4821STACN |  | 34200 | 18 | 8.1 | 34200 | 29400 | 85.96% | 2 | 0 | 11.7 |  |  |  | No | R-410A | 2.85 | Residential & Commercial | Ducted CEE Tier 1
210106733 | Central HP <5.4 tons | SURE | HRCU-A-CB (Split System: Heat Pump with Remote Outdoor Unit-Air-Source) | SP18AZ24AJVC |  |  | TCFZ2421HEAAM | S97MV0603A17DHS | 22800 | 20 | 8.5 | 22800 | 26000 | 114% | 2.1 | 0 | 12.5 |  |  |  | No | R-410A | 1.9 | Residential & Commercial | Ducted CEE Tier 1
214066727 | Central HP <5.4 tons | SURE | HRCU-A-CB (Split System: Heat Pump with Remote Outdoor Unit-Air-Source) | RD17AZ36AJ3N |  |  | TCFZ3621MTANM | S801V0504A17UHN | 34200 | 18 | 8.1 | 34200 | 29800 | 87.13% | 1.9 | 0 | 10 |  |  |  | No | R-410A | 2.85 | Residential & Commercial | Ducted CEE Tier 1
214239946 | Central HP <5.4 tons | AIRQUEST | HRCU-A-CB (Split System: Heat Pump with Remote Outdoor Unit-Air-Source) | HVH837GKA** |  |  | EN(A,D,W)4X48L21**+WALLCON | *96CTN0801714B* | 32200 | 17 | 8.1 | 32800 | 24800 | 75.61% | 1.94 | 0 | 11.5 |  |  |  | No | R-410A | 2.6833 | Residential & Commercial | Ducted CEE Tier 1
214239926 | Central HP <5.4 tons | AIRQUEST | HRCU-A-CB (Split System: Heat Pump with Remote Outdoor Unit-Air-Source) | HVH837GKA** |  |  | EN(A,D,W)4X48L21**+WALLCON | *97CMN1002122B* | 32400 | 17 | 8.1 | 32600 | 24600 | 75.46% | 1.96 | 0 | 11.7 |  |  |  | No | R-410A | 2.7 | Residential & Commercial | Ducted CEE Tier 1
214240096 | Central HP <5.4 tons | AIRQUEST | HRCU-A-CB (Split System: Heat Pump with Remote Outdoor Unit-Air-Source) | HVH837GKA** |  |  | EN(A,D,W)4X60L24**+WALLCON | *96CTN1202422B* | 32800 | 17.5 | 8.1 | 32200 | 24600 | 76.4% | 1.96 | 0 | 11.7 |  |  |  | No | R-410A | 2.7333 | Residential & Commercial | Ducted CEE Tier 1
214241848 | Central HP <5.4 tons | AIRQUEST | HRCU-A-CB (Split System: Heat Pump with Remote Outdoor Unit-Air-Source) | HVH825GKA3* |  |  | EN(A,D,W)4X36L17**+WALLCON | *96CTN0601714B* | 23400 | 16 | 8.1 | 21600 | 16800 | 77.78% | 1.9 | 0 | 10.5 |  |  |  | No | R-410A | 1.95 | Residential & Commercial | Ducted CEE Tier 1
214242148 | Central HP <5.4 tons | AIRQUEST | HRCU-A-CB (Split System: Heat Pump with Remote Outdoor Unit-Air-Source) | HVH825GKA3* |  |  | EN(A,D,W)4X42L21**+WALLCON | *97CMN0601714B* | 23600 | 16 | 8.1 | 21600 | 16700 | 77.31% | 1.94 | 0 | 10.5 |  |  |  | No | R-410A | 1.9667 | Residential & Commercial | Ducted CEE Tier 1
214239666 | Central HP <5.4 tons | AIRQUEST | HRCU-A-CB (Split System: Heat Pump with Remote Outdoor Unit-Air-Source) | HVH837GKA** |  |  | END4X42L17**+WALLCON | *80CTL0901716B* | 32000 | 17 | 8.1 | 33000 | 24600 | 74.55% | 1.9 | 0 | 11.5 |  |  |  | No | R-410A | 2.6667 | Residential & Commercial | Ducted CEE Tier 1
214239686 | Central HP <5.4 tons | AIRQUEST | HRCU-A-CB (Split System: Heat Pump with Remote Outdoor Unit-Air-Source) | HVH837GKA** |  |  | END4X42L17**+WALLCON | *97CMN0601714B* | 31800 | 16.5 | 8.1 | 33200 | 25000 | 75.3% | 1.88 | 0 | 11 |  |  |  | No | R-410A | 2.65 | Residential & Commercial | Ducted CEE Tier 1
214075196 | Central HP <5.4 tons | SURE | HRCU-A-CB (Split System: Heat Pump with Remote Outdoor Unit-Air-Source) | RD17AZ60AJ3N |  |  | TCFZ6024STANM | S802V1505A24UHN | 55500 | 18 | 8.1 | 53500 | 49000 | 91.59% | 1.75 | 0 | 10 |  |  |  | No | R-410A | 4.625 | Residential & Commercial | Ducted CEE Tier 1
214239886 | Central HP <5.4 tons | AIRQUEST | HRCU-A-CB (Split System: Heat Pump with Remote Outdoor Unit-Air-Source) | HVH837GKA** |  |  | EN(A,D,W)4X48L21**+WALLCON | *80CTL1102120B* | 32400 | 17 | 8.1 | 32600 | 24600 | 75.46% | 1.96 | 0 | 11.5 |  |  |  | No | R-410A | 2.7 | Residential & Commercial | Ducted CEE Tier 1
214241758 | Central HP <5.4 tons | AIRQUEST | HRCU-A-CB (Split System: Heat Pump with Remote Outdoor Unit-Air-Source) | HVH825GKA3* |  |  | EN(A,D)4X30L17**+WALLCON | *96CTN0801714B* | 23400 | 16.5 | 8.1 | 21600 | 16700 | 77.31% | 1.9 | 0 | 10.5 |  |  |  | No | R-410A | 1.95 | Residential & Commercial | Ducted CEE Tier 1
211259954 | Central HP <5.4 tons | COMFORTMAKER | HRCU-A-CB (Split System: Heat Pump with Remote Outdoor Unit-Air-Source) | DLCURAH18ABK |  |  | EA*4X19L17A* | *92ESN0601714A* | 18200 | 16.5 | 8.5 | 18100 | 17600 | 97.24% | 2.14 | 0 | 11 |  |  |  | No | R-410A | 1.5167 | Residential & Commercial | Ducted CEE Tier 1
214239636 | Central HP <5.4 tons | AIRQUEST | HRCU-A-CB (Split System: Heat Pump with Remote Outdoor Unit-Air-Source) | HVH837GKA** |  |  | END4X42L17**+WALLCON | *80CTL0451712B* | 31800 | 16.5 | 8.1 | 33400 | 25000 | 74.85% | 1.86 | 0 | 11 |  |  |  | No | R-410A | 2.65 | Residential & Commercial | Ducted CEE Tier 1
211240153 | Central HP <5.4 tons | CARRIER | HRCU-A-CB (Split System: Heat Pump with Remote Outdoor Unit-Air-Source) | 38MURAQ24AB3* |  |  | CNPV*3617AL* | 58SU*A060E17**16 | 24800 | 16.5 | 8.5 | 26600 | 22200 | 83.46% | 1.84 | 0 | 10.5 |  |  |  | No | R-410A | 2.0667 | Residential & Commercial | Ducted CEE Tier 1
215864445 | Central HP <5.4 tons | TRANE | HRCU-A-CB (Split System: Heat Pump with Remote Outdoor Unit-Air-Source) | 5TWV8X24A1 |  |  | 5PX*B003AS3 | S9V2B040U3VSB+LRP | 21400 | 18.1 | 8.5 | 24400 | 18900 | 77.46% | 2.1 | 0 | 11.2 |  |  |  | No | R-454B | 1.7833 | Residential & Commercial | Ducted CEE Tier 1
215864461 | Central HP <5.4 tons | TRANE | HRCU-A-CB (Split System: Heat Pump with Remote Outdoor Unit-Air-Source) | 5TWV8X24A1 |  |  | 5TXCB003AS3 | *DHMB080CCV3+LRP | 20000 | 18.1 | 8.5 | 23200 | 18500 | 79.74% | 2.1 | 0 | 10.5 |  |  |  | No | R-454B | 1.6667 | Residential & Commercial | Ducted CEE Tier 1
210106791 | Central HP <5.4 tons | SURE | HRCU-A-CB (Split System: Heat Pump with Remote Outdoor Unit-Air-Source) | SP18AZ48AJVC |  |  | TCFZ6021SEAAM | S98MV0855A21UPS | 44500 | 19 | 8.1 | 43500 | 45000 | 103.4% | 2 | 0 | 10 |  |  |  | No | R-410A | 3.7083 | Residential & Commercial | Ducted CEE Tier 1
210106807 | Central HP <5.4 tons | SURE | HRCU-A-CB (Split System: Heat Pump with Remote Outdoor Unit-Air-Source) | SP18AZ60AJVC |  |  | TCFZ6021SEAAM | S97MV1005A21DHS | 52500 | 18 | 8.1 | 52500 | 50500 | 96.19% | 1.9 | 0 | 10 |  |  |  | No | R-410A | 4.375 | Residential & Commercial | Ducted CEE Tier 1
214802159 | Central HP <5.4 tons | SURE | HRCU-A-CB (Split System: Heat Pump with Remote Outdoor Unit-Air-Source) | SP18AZ48AJVC |  |  | TCFZ4821SEAAM | S951V0705A21UHU | 44500 | 19 | 8.1 | 40000 | 42000 | 105% | 1.8 | 0 | 10 |  |  |  | No | R-410A | 3.7083 | Residential & Commercial | Ducted CEE Tier 1
213372393 | Central HP <5.4 tons | SURE | HRCU-A-CB (Split System: Heat Pump with Remote Outdoor Unit-Air-Source) | SP18AZ60AJVC |  |  | TCFZ6021SEAAM | S951V1005A21UHU | 52500 | 18 | 8.1 | 52500 | 50500 | 96.19% | 1.9 | 0 | 10 |  |  |  | No | R-410A | 4.375 | Residential & Commercial | Ducted CEE Tier 1
216551723 | Central HP <5.4 tons | RUUD | HRCU-A-CB (Split System: Heat Pump with Remote Outdoor Unit-Air-Source) | UP19AY24AJVC |  |  | RCFY2421HEAAM | U962V0403A17M4 | 22800 | 21 | 10 | 22800 | 18500 | 81.14% | 1.8 | 0 | 13 |  |  |  | No | R-454B | 1.9 | Residential & Commercial | Ducted CEE Tier 1
216551716 | Central HP <5.4 tons | RUUD | HRCU-A-CB (Split System: Heat Pump with Remote Outdoor Unit-Air-Source) | UP19AY24AJVC |  |  | RCFY2421HEAAM | U962V0603A17M4 | 22800 | 21 | 10 | 22800 | 18600 | 81.58% | 1.8 | 0 | 13 |  |  |  | No | R-454B | 1.9 | Residential & Commercial | Ducted CEE Tier 1
216551757 | Central HP <5.4 tons | RUUD | HRCU-A-CB (Split System: Heat Pump with Remote Outdoor Unit-Air-Source) | UP19AY48AJVC |  |  | RCFY4821SEAAM | U802V0754A17UH | 45500 | 19 | 10 | 45500 | 42000 | 92.31% | 2.1 | 0 | 12 |  |  |  | No | R-454B | 3.7917 | Residential & Commercial | Ducted CEE Tier 1
215739592 | Central HP <5.4 tons | RUUD | HRCU-A-CB (Split System: Heat Pump with Remote Outdoor Unit-Air-Source) | UP19AY24AJVC |  |  | RHMVY3621MEACA |  | 22800 | 19 | 8.5 | 22800 | 19500 | 85.53% | 1.9 | 0 | 12 |  |  |  | No | R-454B | 1.9 | Residential & Commercial | Ducted CEE Tier 1
211717274 | Central HP <5.4 tons | MIDEA | HRCU-A-CB (Split System: Heat Pump with Remote Outdoor Unit-Air-Source) | MOVA-24HDN1-M16G |  |  | MPCE18A1MN1TA |  | 18000 | 16.1 | 9 | 18000 | 12900 | 71.67% | 1.81 | 0 | 11.7 |  |  |  | No | R-410A | 1.5 | Residential & Commercial | Ducted CEE Tier 1
214814478 | Central HP <5.4 tons | MIDEA | HRCU-A-C (Split System: Heat Pump with Remote Outdoor Unit with No Indoor Fan --Air Source) | MOVA-60HDN10-M20G |  |  | MC**4248BN10TH |  | 42500 | 15.2 | 8.5 | 45500 | 40500 | 89.01% | 1.8 | 0 | 11.2 |  |  |  | No | R-454B | 3.5417 | Residential & Commercial | Ducted CEE Tier 1
215318961 | Central HP <5.4 tons | DAY & NIGHT | HRCU-A-CB (Split System: Heat Pump with Remote Outdoor Unit-Air-Source) | D5CSHAH24AAK |  |  | D5FSAAH24XBK |  | 23000 | 18.8 | 10 | 26000 | 23600 | 90.77% | 2.16 | 0 | 12 |  |  |  | No | R-454B | 1.9167 | Residential & Commercial | Ducted CEE Tier 1
214242578 | Central HP <5.4 tons | AIRQUEST | HRCU-A-CB (Split System: Heat Pump with Remote Outdoor Unit-Air-Source) | HVH825GKA2* |  |  | EN(A,D)4X30L17**+WALLCON | *95CSU0601716B* | 23400 | 16.5 | 8.1 | 21600 | 16700 | 77.31% | 1.92 | 0 | 10.5 |  |  |  | No | R-410A | 1.95 | Residential & Commercial | Ducted CEE Tier 1
214242678 | Central HP <5.4 tons | AIRQUEST | HRCU-A-CB (Split System: Heat Pump with Remote Outdoor Unit-Air-Source) | HVH825GKA2* |  |  | EN(A,D,W)4X36L17**+WALLCON | *95CSU0601716B* | 23400 | 16.5 | 8.1 | 21600 | 16700 | 77.31% | 1.92 | 0 | 10.5 |  |  |  | No | R-410A | 1.95 | Residential & Commercial | Ducted CEE Tier 1
214242508 | Central HP <5.4 tons | AIRQUEST | HRCU-A-CB (Split System: Heat Pump with Remote Outdoor Unit-Air-Source) | HVH825GKA2* |  |  | EN(A,D)4X24L17**+WALLCON | *96CTN0801714B* | 23200 | 16 | 8.1 | 22000 | 16900 | 76.82% | 1.92 | 0 | 10.5 |  |  |  | No | R-410A | 1.9333 | Residential & Commercial | Ducted CEE Tier 1
215676732 | Central HP <5.4 tons | TEMPSTAR | HRCU-A-CB (Split System: Heat Pump with Remote Outdoor Unit-Air-Source) | T5H0V48*K*AAA* |  |  | EVD5X61M21A*+WALLCON | *80CTL0702120B* | 48500 | 19 | 9 | 50000 | 37000 | 74% | 2 | 0 | 10.5 |  |  |  | No | R-454B | 4.0417 | Residential & Commercial | Ducted CEE Tier 1
215676882 | Central HP <5.4 tons | TEMPSTAR | HRCU-A-CB (Split System: Heat Pump with Remote Outdoor Unit-Air-Source) | T5H0V48*K*AAA* |  |  | EVD5X61M24A*+WALLCON | *80CTL0902120B* | 48500 | 19.5 | 9.5 | 50000 | 36600 | 73.2% | 2.1 | 0 | 10.5 |  |  |  | No | R-454B | 4.0417 | Residential & Commercial | Ducted CEE Tier 1
215676932 | Central HP <5.4 tons | TEMPSTAR | HRCU-A-CB (Split System: Heat Pump with Remote Outdoor Unit-Air-Source) | T5H0V48*K*AAA* |  |  | EVD5X61M24A*+WALLCON | *97CMN1002122B* | 48500 | 19.5 | 9.5 | 50000 | 36800 | 73.6% | 2.12 | 0 | 10.5 |  |  |  | No | R-454B | 4.0417 | Residential & Commercial | Ducted CEE Tier 1
214075233 | Central HP <5.4 tons | SURE | HRCU-A-CB (Split System: Heat Pump with Remote Outdoor Unit-Air-Source) | RD17AZ60AJ3N |  |  | TCFZ6024STANM | S801V0755A21UHS | 55500 | 18 | 8.1 | 54000 | 49500 | 91.67% | 1.75 | 0 | 10 |  |  |  | No | R-410A | 4.625 | Residential & Commercial | Ducted CEE Tier 1
214075268 | Central HP <5.4 tons | SURE | HRCU-A-CB (Split System: Heat Pump with Remote Outdoor Unit-Air-Source) | RD17AZ60AJ3N |  |  | TCFZ6024STANM | S802V1255A24UHS | 55500 | 18 | 8.1 | 53500 | 49000 | 91.59% | 1.75 | 0 | 10 |  |  |  | No | R-410A | 4.625 | Residential & Commercial | Ducted CEE Tier 1
214075350 | Central HP <5.4 tons | SURE | HRCU-A-CB (Split System: Heat Pump with Remote Outdoor Unit-Air-Source) | RD17AZ60AJ3N |  |  | TCFZ6024STANM | S951V0705A21M4S | 55000 | 18 | 8.1 | 54000 | 49500 | 91.67% | 1.75 | 0 | 10 |  |  |  | No | R-410A | 4.5833 | Residential & Commercial | Ducted CEE Tier 1
215674483 | Central HP <5.4 tons | TEMPSTAR | HRCU-A-CB (Split System: Heat Pump with Remote Outdoor Unit-Air-Source) | T5H0V48*K*AAA* |  |  | EA*5X61M24A*+WALLCON | *80CTL0702120B* | 46000 | 18 | 9 | 48000 | 33800 | 70.42% | 2.08 | 0 | 10 |  |  |  | No | R-454B | 3.8333 | Residential & Commercial | Ducted CEE Tier 1
211240201 | Central HP <5.4 tons | CARRIER | HRCU-A-CB (Split System: Heat Pump with Remote Outdoor Unit-Air-Source) | 38MURAQ24AB3* |  |  | CNPV*3621AL* | 59SC2D040E17**12 | 23600 | 15.5 | 8.1 | 26200 | 23400 | 89.31% | 1.92 | 0 | 10 |  |  |  | No | R-410A | 1.9667 | Residential & Commercial | Ducted CEE Tier 1
214242348 | Central HP <5.4 tons | AIRQUEST | HRCU-A-CB (Split System: Heat Pump with Remote Outdoor Unit-Air-Source) | HVH825GKA3* |  |  | EN(A,D)4X48L24**+WALLCON | *80CTL1352422B* | 24200 | 17 | 8.1 | 21200 | 16600 | 78.3% | 2 | 0 | 11 |  |  |  | No | R-410A | 2.0167 | Residential & Commercial | Ducted CEE Tier 1
214242438 | Central HP <5.4 tons | AIRQUEST | HRCU-A-CB (Split System: Heat Pump with Remote Outdoor Unit-Air-Source) | HVH825GKA2* |  |  | EN(A,D)4X24L17**+WALLCON | *80CTL0701716B* | 23200 | 16 | 8.1 | 22000 | 16900 | 76.82% | 1.92 | 0 | 10.5 |  |  |  | No | R-410A | 1.9333 | Residential & Commercial | Ducted CEE Tier 1
214242618 | Central HP <5.4 tons | AIRQUEST | HRCU-A-CB (Split System: Heat Pump with Remote Outdoor Unit-Air-Source) | HVH825GKA2* |  |  | EN(A,D)4X30L17**+WALLCON | *96CTN0601714B* | 23400 | 16 | 8.1 | 21600 | 16800 | 77.78% | 1.9 | 0 | 10.5 |  |  |  | No | R-410A | 1.95 | Residential & Commercial | Ducted CEE Tier 1
211258003 | Central HP <5.4 tons | CARRIER | HRCU-A-CB (Split System: Heat Pump with Remote Outdoor Unit-Air-Source) | 38MURAQ18AB3* |  |  | CNPV*2417AL* | 59SU5A060E17**16 | 18500 | 15.5 | 8.5 | 19500 | 18400 | 94.36% | 2.24 | 0 | 11 |  |  |  | No | R-410A | 1.5417 | Residential & Commercial | Ducted CEE Tier 1
211258019 | Central HP <5.4 tons | CARRIER | HRCU-A-CB (Split System: Heat Pump with Remote Outdoor Unit-Air-Source) | 38MURAQ18AB3* |  |  | CNPV*2417AL* | 59TP6B060V14**12 | 17900 | 15.5 | 8.5 | 18800 | 18700 | 99.47% | 2.26 | 0 | 11 |  |  |  | No | R-410A | 1.4917 | Residential & Commercial | Ducted CEE Tier 1
214075221 | Central HP <5.4 tons | SURE | HRCU-A-CB (Split System: Heat Pump with Remote Outdoor Unit-Air-Source) | RD17AZ60AJ3N |  |  | TCFZ6024STANM | S802V1005A21DZ | 55500 | 18 | 8.1 | 53500 | 49000 | 91.59% | 1.75 | 0 | 10 |  |  |  | No | R-410A | 4.625 | Residential & Commercial | Ducted CEE Tier 1
214075298 | Central HP <5.4 tons | SURE | HRCU-A-CB (Split System: Heat Pump with Remote Outdoor Unit-Air-Source) | RD17AZ60AJ3N |  |  | TCFZ6024STANM | S801V1255A24UH | 55500 | 18 | 8.1 | 53500 | 49000 | 91.59% | 1.75 | 0 | 10 |  |  |  | No | R-410A | 4.625 | Residential & Commercial | Ducted CEE Tier 1
215675352 | Central HP <5.4 tons | TEMPSTAR | HRCU-A-CB (Split System: Heat Pump with Remote Outdoor Unit-Air-Source) | T5H0V48*K*AAA* |  |  | FCMA5B60L0D*+WALLCON |  | 46500 | 19.5 | 9.5 | 47000 | 33000 | 70.21% | 2.2 | 0 | 10.5 |  |  |  | No | R-454B | 3.875 | Residential & Commercial | Ducted CEE Tier 1
215675552 | Central HP <5.4 tons | TEMPSTAR | HRCU-A-CB (Split System: Heat Pump with Remote Outdoor Unit-Air-Source) | T5H0V48*K*AAA* |  |  | EVM5X49M21A*+WALLCON | *80CTL0702120B* | 48000 | 19 | 9 | 50000 | 36800 | 73.6% | 2 | 0 | 10 |  |  |  | No | R-454B | 4 | Residential & Commercial | Ducted CEE Tier 1
215675652 | Central HP <5.4 tons | TEMPSTAR | HRCU-A-CB (Split System: Heat Pump with Remote Outdoor Unit-Air-Source) | T5H0V48*K*AAA* |  |  | EVM5X49M21A*+WALLCON | *96CTN0801714B* | 48000 | 18.5 | 9 | 50000 | 36200 | 72.4% | 2.02 | 0 | 10 |  |  |  | No | R-454B | 4 | Residential & Commercial | Ducted CEE Tier 1
214075412 | Central HP <5.4 tons | SURE | HRCU-A-CB (Split System: Heat Pump with Remote Outdoor Unit-Air-Source) | RD17AZ24AJ3N |  |  | TCFZ2417MTANM | S962V0703A17M4S | 22600 | 17 | 9.5 | 22600 | 16900 | 74.78% | 2 | 0 | 11.2 |  |  |  | No | R-410A | 1.8833 | Residential & Commercial | Ducted CEE Tier 1
214243018 | Central HP <5.4 tons | AIRQUEST | HRCU-A-CB (Split System: Heat Pump with Remote Outdoor Unit-Air-Source) | HVH825GKA2* |  |  | EN(A,D,W)4X42L21**+WALLCON | *97CMN0601714B* | 23600 | 16 | 8.1 | 21600 | 16700 | 77.31% | 1.94 | 0 | 11 |  |  |  | No | R-410A | 1.9667 | Residential & Commercial | Ducted CEE Tier 1
214242828 | Central HP <5.4 tons | AIRQUEST | HRCU-A-CB (Split System: Heat Pump with Remote Outdoor Unit-Air-Source) | HVH825GKA2* |  |  | EN(A,D)4X36L21**+WALLCON | *96CTN0601714B* | 23400 | 16 | 8.1 | 21600 | 16800 | 77.78% | 1.9 | 0 | 10.5 |  |  |  | No | R-410A | 1.95 | Residential & Commercial | Ducted CEE Tier 1
214242878 | Central HP <5.4 tons | AIRQUEST | HRCU-A-CB (Split System: Heat Pump with Remote Outdoor Unit-Air-Source) | HVH825GKA2* |  |  | END4X42L17**+WALLCON | *80CTL0701716B* | 24000 | 16.5 | 8.1 | 21400 | 16700 | 78.04% | 1.98 | 0 | 11 |  |  |  | No | R-410A | 2 | Residential & Commercial | Ducted CEE Tier 1
214010079 | Central HP <5.4 tons | MIDEA | HRCU-A-CB (Split System: Heat Pump with Remote Outdoor Unit-Air-Source) | MOVB-36HDN1-M20G |  |  | MC**3036BNTD | MGH96M060B3A | 33600 | 17.5 | 9 | 34200 | 24000 | 70.18% | 1.88 | 0 | 11 |  |  |  | No | R-410A | 2.8 | Residential & Commercial | Ducted CEE Tier 1
210106778 | Central HP <5.4 tons | SURE | HRCU-A-CB (Split System: Heat Pump with Remote Outdoor Unit-Air-Source) | SP18AZ48AJVC |  |  | TCFZ6021SEAAM | S962V0855A21M4S | 44500 | 18 | 8.5 | 43000 | 45000 | 104.7% | 2 | 0 | 11.7 |  |  |  | No | R-410A | 3.7083 | Residential & Commercial | Ducted CEE Tier 1
215675872 | Central HP <5.4 tons | TEMPSTAR | HRCU-A-CB (Split System: Heat Pump with Remote Outdoor Unit-Air-Source) | T5H0V48*K*AAA* |  |  | EVM5X60M24A*+WALLCON | *80CTL0702120B* | 47500 | 19 | 9 | 50000 | 36800 | 73.6% | 2 | 0 | 10 |  |  |  | No | R-454B | 3.9583 | Residential & Commercial | Ducted CEE Tier 1
215675922 | Central HP <5.4 tons | TEMPSTAR | HRCU-A-CB (Split System: Heat Pump with Remote Outdoor Unit-Air-Source) | T5H0V48*K*AAA* |  |  | EVM5X60M24A*+WALLCON | *95CSU1002122B* | 48000 | 19 | 9 | 50000 | 36400 | 72.8% | 2.02 | 0 | 10 |  |  |  | No | R-454B | 4 | Residential & Commercial | Ducted CEE Tier 1
215675972 | Central HP <5.4 tons | TEMPSTAR | HRCU-A-CB (Split System: Heat Pump with Remote Outdoor Unit-Air-Source) | T5H0V48*K*AAA* |  |  | EVM5X61M24A*+WALLCON | *80CSU1002120A* | 48500 | 19 | 9 | 50000 | 36800 | 73.6% | 2.1 | 0 | 10 |  |  |  | No | R-454B | 4.0417 | Residential & Commercial | Ducted CEE Tier 1
210692581 | Central HP <5.4 tons | AMANA | HRCU-A-CB (Split System: Heat Pump with Remote Outdoor Unit-Air-Source) | ASZV903610A* |  |  | CSCF3642N6D*+TXV | A*VM970804CNB* | 33800 | 18.5 | 8.2 | 34000 | 24400 | 71.76% | 1.8 | 0 | 11.5 |  |  |  | No | R-410A | 2.8167 | Residential & Commercial | Ducted CEE Tier 1
210692582 | Central HP <5.4 tons | AMANA | HRCU-A-CB (Split System: Heat Pump with Remote Outdoor Unit-Air-Source) | ASZV903610A* |  |  | CSCF3642N6D*+TXV | A*VM971005CNB* | 33800 | 18.5 | 8.2 | 34000 | 24400 | 71.76% | 1.8 | 0 | 11.5 |  |  |  | No | R-410A | 2.8167 | Residential & Commercial | Ducted CEE Tier 1
216453169 | Central HP <5.4 tons | TRANE | HRCU-A-CB (Split System: Heat Pump with Remote Outdoor Unit-Air-Source) | 5TWV0X48A1 |  |  | 5PX*D010AS3 | S8V2C100M5PDB | 45500 | 20 | 9.7 | 47000 | 33800 | 71.91% | 2.1 | 0 | 12 |  |  |  | No | R-454B | 3.7917 | Residential & Commercial | Ducted CEE Tier 1
216051267 | Central HP <5.4 tons | SURE | HRCU-A-CB (Split System: Heat Pump with Remote Outdoor Unit-Air-Source) | SP19AY48AJVC |  |  | TCFY4821SEAAM | S962V0705A21M4 | 45500 | 18 | 10 | 45500 | 42000 | 92.31% | 2.1 | 0 | 12 |  |  |  | No | R-454B | 3.7917 | Residential & Commercial | Ducted CEE Tier 1
216051187 | Central HP <5.4 tons | SURE | HRCU-A-CB (Split System: Heat Pump with Remote Outdoor Unit-Air-Source) | SP19AY24AJVC |  |  | TCFY2421HEAAM | S921V0703A17M4 | 22800 | 20 | 8.5 | 22800 | 18600 | 81.58% | 1.8 | 0 | 12 |  |  |  | No | R-454B | 1.9 | Residential & Commercial | Ducted CEE Tier 1
216051219 | Central HP <5.4 tons | SURE | HRCU-A-CB (Split System: Heat Pump with Remote Outdoor Unit-Air-Source) | SP19AY24AJVC |  |  | TCFY2421HEAAM | S802V0754A17UH | 22800 | 21 | 8.5 | 22800 | 18400 | 80.7% | 1.8 | 0 | 13 |  |  |  | No | R-454B | 1.9 | Residential & Commercial | Ducted CEE Tier 1
216051232 | Central HP <5.4 tons | SURE | HRCU-A-CB (Split System: Heat Pump with Remote Outdoor Unit-Air-Source) | SP19AY36AJVC |  |  | TCFY3621MEAAM | S98MV0603A17UP | 34200 | 20 | 10 | 34200 | 29600 | 86.55% | 2 | 0 | 12 |  |  |  | No | R-454B | 2.85 | Residential & Commercial | Ducted CEE Tier 1
216051251 | Central HP <5.4 tons | SURE | HRCU-A-CB (Split System: Heat Pump with Remote Outdoor Unit-Air-Source) | SP19AY36AJVC |  |  | TCFY3621MEAAM | S962V0855A21M4 | 34200 | 19 | 10 | 34200 | 29400 | 85.96% | 2 | 0 | 12 |  |  |  | No | R-454B | 2.85 | Residential & Commercial | Ducted CEE Tier 1
214075441 | Central HP <5.4 tons | SURE | HRCU-A-CB (Split System: Heat Pump with Remote Outdoor Unit-Air-Source) | RD17AZ24AJ3N |  |  | TCFZ2417MTANM | S97MV0603A17DHS | 22600 | 18 | 9.5 | 22600 | 16900 | 74.78% | 2 | 0 | 11.2 |  |  |  | No | R-410A | 1.8833 | Residential & Commercial | Ducted CEE Tier 1
214075460 | Central HP <5.4 tons | SURE | HRCU-A-CB (Split System: Heat Pump with Remote Outdoor Unit-Air-Source) | RD17AZ24AJ3N |  |  | TCFZ2417MTANM | S801V0754A17UHS | 22600 | 18 | 9.5 | 22600 | 16800 | 74.34% | 2.1 | 0 | 11.2 |  |  |  | No | R-410A | 1.8833 | Residential & Commercial | Ducted CEE Tier 1
214075494 | Central HP <5.4 tons | SURE | HRCU-A-CB (Split System: Heat Pump with Remote Outdoor Unit-Air-Source) | RD17AZ24AJ3N |  |  | TCFZ2417MTANM | S801V0754A17DZ | 22600 | 17 | 9.5 | 22600 | 16800 | 74.34% | 2.1 | 0 | 11.2 |  |  |  | No | R-410A | 1.8833 | Residential & Commercial | Ducted CEE Tier 1
214075419 | Central HP <5.4 tons | SURE | HRCU-A-CB (Split System: Heat Pump with Remote Outdoor Unit-Air-Source) | RD17AZ24AJ3N |  |  | TCFZ2417MTANM | S801V0503A14DZ | 22600 | 17 | 9.5 | 22600 | 16800 | 74.34% | 2 | 0 | 11.2 |  |  |  | No | R-410A | 1.8833 | Residential & Commercial | Ducted CEE Tier 1
214075470 | Central HP <5.4 tons | SURE | HRCU-A-CB (Split System: Heat Pump with Remote Outdoor Unit-Air-Source) | RD17AZ24AJ3N |  |  | TCFZ2417MTANM | S951V0403A17UHU | 22400 | 17 | 9.5 | 22400 | 17100 | 76.34% | 2 | 0 | 10 |  |  |  | No | R-410A | 1.8667 | Residential & Commercial | Ducted CEE Tier 1
216551927 | Central HP <5.4 tons | RUUD | HRCU-A-CB (Split System: Heat Pump with Remote Outdoor Unit-Air-Source) | UP19AY36AJVC |  |  | RCFY3621MEAAM | U98MV0703A17UP | 34200 | 20 | 10 | 34200 | 29600 | 86.55% | 2 | 0 | 12 |  |  |  | No | R-454B | 2.85 | Residential & Commercial | Ducted CEE Tier 1
214075226 | Central HP <5.4 tons | SURE | HRCU-A-CB (Split System: Heat Pump with Remote Outdoor Unit-Air-Source) | RD17AZ60AJ3N |  |  | TCFZ6024STANM | S801V0755A21DZ | 55500 | 18 | 8.1 | 54000 | 49000 | 90.74% | 1.75 | 0 | 10 |  |  |  | No | R-410A | 4.625 | Residential & Commercial | Ducted CEE Tier 1
214075293 | Central HP <5.4 tons | SURE | HRCU-A-CB (Split System: Heat Pump with Remote Outdoor Unit-Air-Source) | RD17AZ60AJ3N |  |  | TCFZ6024STANM | S802V0755A21UHN | 55500 | 18 | 8.1 | 54000 | 49500 | 91.67% | 1.75 | 0 | 10 |  |  |  | No | R-410A | 4.625 | Residential & Commercial | Ducted CEE Tier 1
214075274 | Central HP <5.4 tons | SURE | HRCU-A-CB (Split System: Heat Pump with Remote Outdoor Unit-Air-Source) | RD17AZ60AJ3N |  |  | TCFZ6024STANM | S802V1005A21UHS | 55500 | 18 | 8.1 | 53500 | 49000 | 91.59% | 1.75 | 0 | 10 |  |  |  | No | R-410A | 4.625 | Residential & Commercial | Ducted CEE Tier 1
214241858 | Central HP <5.4 tons | AIRQUEST | HRCU-A-CB (Split System: Heat Pump with Remote Outdoor Unit-Air-Source) | HVH825GKA3* |  |  | EN(A,D,W)4X36L17**+WALLCON | *96CTN0801714B* | 23400 | 16.5 | 8.1 | 21600 | 16700 | 77.31% | 1.9 | 0 | 10.5 |  |  |  | No | R-410A | 1.95 | Residential & Commercial | Ducted CEE Tier 1
216505545 | Central HP <5.4 tons | MIDEA | HRCU-A-CB (Split System: Heat Pump with Remote Outdoor Unit-Air-Source) | MDV-V24WMN10T |  |  | MPUE24A1MN10TA |  | 23000 | 16 | 8.5 | 24000 | 19200 | 80% | 1.8 | 0 | 10 |  |  |  | No | R-454B | 1.9167 | Residential & Commercial | Ducted CEE Tier 1
214066611 | Central HP <5.4 tons | SURE | HRCU-A-CB (Split System: Heat Pump with Remote Outdoor Unit-Air-Source) | RD17AZ36AJ3N |  |  | TCFZ3621MTANM | S802VA100521M | 34200 | 18 | 8.1 | 34200 | 29400 | 85.96% | 2 | 0 | 11.7 |  |  |  | No | R-410A | 2.85 | Residential & Commercial | Ducted CEE Tier 1
212973681 | Central HP <5.4 tons | TEMPSTAR | HRCU-A-CB (Split System: Heat Pump with Remote Outdoor Unit-Air-Source) | DLCURAH18ABK |  |  | EA*4X25L17A* | *96VSN0801716B* | 17800 | 16.5 | 8.1 | 17600 | 18700 | 106.2% | 2.26 | 0 | 10.5 |  |  |  | No | R-410A | 1.4833 | Residential & Commercial | Ducted CEE Tier 1
212977728 | Central HP <5.4 tons | TEMPSTAR | HRCU-A-CB (Split System: Heat Pump with Remote Outdoor Unit-Air-Source) | DLCURAH18ABK |  |  | EA*4X24L14A* | *80MS(N,L)0451412A* | 17500 | 16.5 | 8.5 | 18400 | 19500 | 106% | 2.34 | 0 | 10.5 |  |  |  | No | R-410A | 1.4583 | Residential & Commercial | Ducted CEE Tier 1
212977812 | Central HP <5.4 tons | TEMPSTAR | HRCU-A-CB (Split System: Heat Pump with Remote Outdoor Unit-Air-Source) | DLCURAH18ABK |  |  | EN(A,D)4X24L17** | *80MS(N,L)0451412A* | 17500 | 16.5 | 8.5 | 18400 | 19200 | 104.3% | 2.3 | 0 | 11 |  |  |  | No | R-410A | 1.4583 | Residential & Commercial | Ducted CEE Tier 1
214242068 | Central HP <5.4 tons | AIRQUEST | HRCU-A-CB (Split System: Heat Pump with Remote Outdoor Unit-Air-Source) | HVH825GKA3* |  |  | END4X42L17**+WALLCON | *96CTN0601714B* | 23800 | 16.5 | 8.1 | 21400 | 16700 | 78.04% | 1.96 | 0 | 11 |  |  |  | No | R-410A | 1.9833 | Residential & Commercial | Ducted CEE Tier 1
214242368 | Central HP <5.4 tons | AIRQUEST | HRCU-A-CB (Split System: Heat Pump with Remote Outdoor Unit-Air-Source) | HVH825GKA3* |  |  | EN(A,D)4X48L24**+WALLCON | *97CMN1202422B* | 24200 | 17 | 8.1 | 21200 | 16600 | 78.3% | 2 | 0 | 11 |  |  |  | No | R-410A | 2.0167 | Residential & Commercial | Ducted CEE Tier 1
215434049 | Central HP <5.4 tons | AMANA | HRCU-A-CB (Split System: Heat Pump with Remote Outdoor Unit-Air-Source) | AZV7SA2410A* |  |  | CA*EA3626*3A* | A*VT800603B*A* | 23200 | 19 | 8.6 | 23200 | 17000 | 73.28% | 2 | 0 | 11 |  |  |  | No | R-32 | 1.9333 | Residential & Commercial | Ducted CEE Tier 1
214075427 | Central HP <5.4 tons | SURE | HRCU-A-CB (Split System: Heat Pump with Remote Outdoor Unit-Air-Source) | RD17AZ24AJ3N |  |  | TCFZ2417MTANM | S802V0503A14UHN | 22600 | 17 | 9.5 | 22600 | 16900 | 74.78% | 2 | 0 | 11.2 |  |  |  | No | R-410A | 1.8833 | Residential & Commercial | Ducted CEE Tier 1
214075514 | Central HP <5.4 tons | SURE | HRCU-A-CB (Split System: Heat Pump with Remote Outdoor Unit-Air-Source) | RD17AZ24AJ3N |  |  | TCFZ2417MTANM | S951V0603A17UHU | 22400 | 17 | 9.5 | 22400 | 17000 | 75.89% | 2 | 0 | 10 |  |  |  | No | R-410A | 1.8667 | Residential & Commercial | Ducted CEE Tier 1
214243228 | Central HP <5.4 tons | AIRQUEST | HRCU-A-CB (Split System: Heat Pump with Remote Outdoor Unit-Air-Source) | HVH825GKA2* |  |  | EN(A,D)4X48L24**+WALLCON | *97CMN1002122B* | 24200 | 17 | 8.1 | 21200 | 16600 | 78.3% | 2.02 | 0 | 11.5 |  |  |  | No | R-410A | 2.0167 | Residential & Commercial | Ducted CEE Tier 1
214243038 | Central HP <5.4 tons | AIRQUEST | HRCU-A-CB (Split System: Heat Pump with Remote Outdoor Unit-Air-Source) | HVH825GKA2* |  |  | EN(A,D,W)4X42L21**+WALLCON | *97CMN1002122B* | 23800 | 16.5 | 8.1 | 21400 | 16600 | 77.57% | 1.96 | 0 | 11 |  |  |  | No | R-410A | 1.9833 | Residential & Commercial | Ducted CEE Tier 1
214243108 | Central HP <5.4 tons | AIRQUEST | HRCU-A-CB (Split System: Heat Pump with Remote Outdoor Unit-Air-Source) | HVH825GKA2* |  |  | EN(A,D,W)4X48L21**+WALLCON | *80CTL0902120B* | 24200 | 17 | 8.1 | 21200 | 16600 | 78.3% | 2.02 | 0 | 11.5 |  |  |  | No | R-410A | 2.0167 | Residential & Commercial | Ducted CEE Tier 1
212391572 | Central HP <5.4 tons | AMERICAN STANDARD | HRCU-A-CB (Split System: Heat Pump with Remote Outdoor Unit-Air-Source) | 4A6V7X60A1 |  |  | 4PX*DU60BS3 | S8V2D120M5PDA | 54000 | 17.1 | 8.2 | 52000 | 39500 | 75.96% | 1.8 | 0 | 11.7 |  |  |  | No | R-410A | 4.5 | Residential & Commercial | Ducted CEE Tier 1
215683954 | Central HP <5.4 tons | BRYANT HEATING AND COOLING SYSTEMS | HRCU-A-CB (Split System: Heat Pump with Remote Outdoor Unit-Air-Source) | 290VAN036**AA* |  |  | CAA**4221AM*+UI | 935CB66100C21*** | 33200 | 17.5 | 9 | 35800 | 25600 | 71.51% | 1.84 | 0 | 10 |  |  |  | No | R-454B | 2.7667 | Residential & Commercial | Ducted CEE Tier 1
215683970 | Central HP <5.4 tons | BRYANT HEATING AND COOLING SYSTEMS | HRCU-A-CB (Split System: Heat Pump with Remote Outdoor Unit-Air-Source) | 290VAN036**AA* |  |  | CAA**4221AM*+UI | 986TD66100C21*** | 33200 | 17.5 | 9 | 35800 | 25600 | 71.51% | 1.84 | 0 | 10 |  |  |  | No | R-454B | 2.7667 | Residential & Commercial | Ducted CEE Tier 1
207028595 | Central HP <5.4 tons | PIONEER | HRCU-A-CB (Split System: Heat Pump with Remote Outdoor Unit-Air-Source) | YH3036GHFD18R2 |  |  | DR036GHFD18HT2 |  | 34000 | 18 | 9.5 | 35000 | 26000 | 74.29% | 2.05 | 9.55 | 10.1 |  |  |  | No | R-410A | 2.8333 | Residential & Commercial | Ducted CEE Tier 1
216505544 | Central HP <5.4 tons | MIDEA | HRCU-A-CB (Split System: Heat Pump with Remote Outdoor Unit-Air-Source) | MDV-V18WMN10T |  |  | MPUE18A1MN10TA |  | 18000 | 16 | 8.7 | 18000 | 14400 | 80% | 1.8 | 0 | 11 |  |  |  | No | R-454B | 1.5 | Residential & Commercial | Ducted CEE Tier 1
214239132 | Central HP <5.4 tons | TEMPSTAR | HRCU-A-CB (Split System: Heat Pump with Remote Outdoor Unit-Air-Source) | TVH837GKA2* |  |  | EN(A,D,W)4X42L21**+WALLCON | *97CMN1002122B* | 31800 | 16.5 | 8.1 | 33000 | 24400 | 73.94% | 1.88 | 0 | 11 |  |  |  | No | R-410A | 2.65 | Residential & Commercial | Ducted CEE Tier 1
214239282 | Central HP <5.4 tons | TEMPSTAR | HRCU-A-CB (Split System: Heat Pump with Remote Outdoor Unit-Air-Source) | TVH837GKA2* |  |  | EN(A,D,W)4X48L21**+WALLCON | *96CTN1002122B* | 32400 | 17 | 8.1 | 32600 | 24600 | 75.46% | 1.96 | 0 | 11.7 |  |  |  | No | R-410A | 2.7 | Residential & Commercial | Ducted CEE Tier 1
214239352 | Central HP <5.4 tons | TEMPSTAR | HRCU-A-CB (Split System: Heat Pump with Remote Outdoor Unit-Air-Source) | TVH837GKA2* |  |  | EN(A,D)4X48L24**+WALLCON | *96CTN1202422B* | 32400 | 17 | 8.1 | 32600 | 24600 | 75.46% | 1.96 | 0 | 11.7 |  |  |  | No | R-410A | 2.7 | Residential & Commercial | Ducted CEE Tier 1
216551678 | Central HP <5.4 tons | RUUD | HRCU-A-CB (Split System: Heat Pump with Remote Outdoor Unit-Air-Source) | UP19AY24AJVC |  |  | RCFY2421HEAAM | U98MV0855A21UP | 22800 | 21 | 10 | 22800 | 18400 | 80.7% | 1.8 | 0 | 13 |  |  |  | No | R-454B | 1.9 | Residential & Commercial | Ducted CEE Tier 1
214243078 | Central HP <5.4 tons | AIRQUEST | HRCU-A-CB (Split System: Heat Pump with Remote Outdoor Unit-Air-Source) | HVH825GKA2* |  |  | EN(A,D,W)4X48L21**+WALLCON | *80CTL0451712B* | 24000 | 16.5 | 8.1 | 21400 | 16700 | 78.04% | 2 | 0 | 11 |  |  |  | No | R-410A | 2 | Residential & Commercial | Ducted CEE Tier 1
214242808 | Central HP <5.4 tons | AIRQUEST | HRCU-A-CB (Split System: Heat Pump with Remote Outdoor Unit-Air-Source) | HVH825GKA2* |  |  | EN(A,D)4X36L21**+WALLCON | *97CMN0801714B* | 23400 | 16.5 | 8.1 | 21600 | 16700 | 77.31% | 1.92 | 0 | 10.5 |  |  |  | No | R-410A | 1.95 | Residential & Commercial | Ducted CEE Tier 1
216441718 | Central HP <5.4 tons | MIDEA | HRCU-A-CB (Split System: Heat Pump with Remote Outdoor Unit-Air-Source) | MDV-V48WMN10T |  |  | MIH48VMN10 |  | 48000 | 17 | 9.4 | 48000 | 41000 | 85.42% | 1.95 | 0 | 10.8 |  |  |  | No | R-454B | 4 | Residential & Commercial | Ducted CEE Tier 1
214097545 | Central HP <5.4 tons | SURE | HRCU-A-CB (Split System: Heat Pump with Remote Outdoor Unit-Air-Source) | RD17AZ48AJ3N |  |  | TCFZ6024SEANM | S97MV1155A24DHS | 45500 | 17 | 8.1 | 45500 | 40500 | 89.01% | 2.1 | 0 | 10 |  |  |  | No | R-410A | 3.7917 | Residential & Commercial | Ducted CEE Tier 1
214097568 | Central HP <5.4 tons | SURE | HRCU-A-CB (Split System: Heat Pump with Remote Outdoor Unit-Air-Source) | RD17AZ48AJ3N |  |  | TCFZ6024SEANM | S921V1155A24M4S | 45500 | 17 | 8.1 | 45500 | 40000 | 87.91% | 2.1 | 0 | 10 |  |  |  | No | R-410A | 3.7917 | Residential & Commercial | Ducted CEE Tier 1
214097573 | Central HP <5.4 tons | SURE | HRCU-A-CB (Split System: Heat Pump with Remote Outdoor Unit-Air-Source) | RD17AZ48AJ3N |  |  | TCFZ6024SEANM | S921V0855A21M4S | 45500 | 16 | 8.1 | 45500 | 40500 | 89.01% | 2.1 | 0 | 10 |  |  |  | No | R-410A | 3.7917 | Residential & Commercial | Ducted CEE Tier 1
214097575 | Central HP <5.4 tons | SURE | HRCU-A-CB (Split System: Heat Pump with Remote Outdoor Unit-Air-Source) | RD17AZ48AJ3N |  |  | TCFZ6024SEANM | S921V0705A21M4S | 45500 | 16 | 8.1 | 45500 | 40500 | 89.01% | 2.1 | 0 | 10 |  |  |  | No | R-410A | 3.7917 | Residential & Commercial | Ducted CEE Tier 1
214097600 | Central HP <5.4 tons | SURE | HRCU-A-CB (Split System: Heat Pump with Remote Outdoor Unit-Air-Source) | RD17AZ48AJ3N |  |  | TCFZ6024SEANM | S802V1005A21DZ | 45500 | 17 | 8.1 | 45500 | 40000 | 87.91% | 2.1 | 0 | 10 |  |  |  | No | R-410A | 3.7917 | Residential & Commercial | Ducted CEE Tier 1
214097607 | Central HP <5.4 tons | SURE | HRCU-A-CB (Split System: Heat Pump with Remote Outdoor Unit-Air-Source) | RD17AZ48AJ3N |  |  | TCFZ6024SEANM | S802V0755A21DZ | 45500 | 17 | 8.1 | 45500 | 40000 | 87.91% | 2.1 | 0 | 10 |  |  |  | No | R-410A | 3.7917 | Residential & Commercial | Ducted CEE Tier 1
214243118 | Central HP <5.4 tons | AIRQUEST | HRCU-A-CB (Split System: Heat Pump with Remote Outdoor Unit-Air-Source) | HVH825GKA2* |  |  | EN(A,D,W)4X48L21**+WALLCON | *80CTL1102120B* | 24200 | 17 | 8.1 | 21200 | 16600 | 78.3% | 2.02 | 0 | 11.5 |  |  |  | No | R-410A | 2.0167 | Residential & Commercial | Ducted CEE Tier 1
214243218 | Central HP <5.4 tons | AIRQUEST | HRCU-A-CB (Split System: Heat Pump with Remote Outdoor Unit-Air-Source) | HVH825GKA2* |  |  | EN(A,D)4X48L24**+WALLCON | *80CTL1352422B* | 24200 | 17 | 8.1 | 21200 | 16600 | 78.3% | 2.02 | 0 | 11.5 |  |  |  | No | R-410A | 2.0167 | Residential & Commercial | Ducted CEE Tier 1
214097613 | Central HP <5.4 tons | SURE | HRCU-A-CB (Split System: Heat Pump with Remote Outdoor Unit-Air-Source) | RD17AZ48AJ3N |  |  | TCFZ6024SEANM | S801V1255A24UH | 45500 | 17 | 8.1 | 45500 | 40000 | 87.91% | 2.1 | 0 | 10 |  |  |  | No | R-410A | 3.7917 | Residential & Commercial | Ducted CEE Tier 1
213258054 | Central HP <5.4 tons | LENNOX | HRCU-A-CB (Split System: Heat Pump with Remote Outdoor Unit-Air-Source) | SL25XPV-024-230A** |  |  | CRX35-60D-**-*+TDR | SLP99DF090XV36C* | 22600 | 23 | 9.9 | 24000 | 22400 | 93.33% | 1.9 | 0 | 14.4 |  |  |  | No | R-410A | 1.8833 | Residential & Commercial | Ducted CEE Tier 1
214097564 | Central HP <5.4 tons | SURE | HRCU-A-CB (Split System: Heat Pump with Remote Outdoor Unit-Air-Source) | RD17AZ48AJ3N |  |  | TCFZ6024SEANM | S951V0855A21M4S | 45500 | 16 | 8.1 | 45500 | 40500 | 89.01% | 2.1 | 0 | 10 |  |  |  | No | R-410A | 3.7917 | Residential & Commercial | Ducted CEE Tier 1
214097577 | Central HP <5.4 tons | SURE | HRCU-A-CB (Split System: Heat Pump with Remote Outdoor Unit-Air-Source) | RD17AZ48AJ3N |  |  | TCFZ6024SEANM | S802VA125524Z | 45500 | 17 | 8.1 | 45500 | 40000 | 87.91% | 2.1 | 0 | 10 |  |  |  | No | R-410A | 3.7917 | Residential & Commercial | Ducted CEE Tier 1
214097595 | Central HP <5.4 tons | SURE | HRCU-A-CB (Split System: Heat Pump with Remote Outdoor Unit-Air-Source) | RD17AZ48AJ3N |  |  | TCFZ6024SEANM | S802V1255A24DZ | 45500 | 17 | 8.1 | 45500 | 40000 | 87.91% | 2.1 | 0 | 10 |  |  |  | No | R-410A | 3.7917 | Residential & Commercial | Ducted CEE Tier 1
216051162 | Central HP <5.4 tons | RUUD | HRCU-A-CB (Split System: Heat Pump with Remote Outdoor Unit-Air-Source) | UP19AY60AJVC |  |  | RCFY6021SEAAM | R802V0755A21UH | 53500 | 17 | 10 | 53500 | 48500 | 90.65% | 2 | 0 | 10 |  |  |  | No | R-454B | 4.4583 | Residential & Commercial | Ducted CEE Tier 1
215678202 | Central HP <5.4 tons | TEMPSTAR | HRCU-A-CB (Split System: Heat Pump with Remote Outdoor Unit-Air-Source) | T5H0V24*K*AAA* |  |  | EA*5X24M17A*+WALLCON | *80CSU0601716B* | 22800 | 16.5 | 8.5 | 24000 | 16800 | 70% | 1.96 | 0 | 10 |  |  |  | No | R-454B | 1.9 | Residential & Commercial | Ducted CEE Tier 1
215932955 | Central HP <5.4 tons | BRYANT HEATING AND COOLING SYSTEMS | HRCU-A-CB (Split System: Heat Pump with Remote Outdoor Unit-Air-Source) | 293VAN036**AA* |  |  | CAA**6124AM*+UI | 986TD66120C24*** | 34400 | 20.5 | 9.5 | 34200 | 26000 | 76.02% | 2.08 | 0 | 12 |  |  |  | No | R-454B | 2.8667 | Residential & Commercial | Ducted CEE Tier 1
215933005 | Central HP <5.4 tons | BRYANT HEATING AND COOLING SYSTEMS | HRCU-A-CB (Split System: Heat Pump with Remote Outdoor Unit-Air-Source) | 293VAN036**AA* |  |  | CSAH*3012AM*+UI | 986TD30040C14*** | 31400 | 16.5 | 9 | 34400 | 26400 | 76.74% | 1.92 | 0 | 10 |  |  |  | No | R-454B | 2.6167 | Residential & Commercial | Ducted CEE Tier 1
215933105 | Central HP <5.4 tons | BRYANT HEATING AND COOLING SYSTEMS | HRCU-A-CB (Split System: Heat Pump with Remote Outdoor Unit-Air-Source) | 293VAN036**AA* |  |  | CSAH*3612AM*+UI | 88*TB60090C21*** | 33400 | 19 | 9 | 34800 | 26600 | 76.44% | 1.92 | 0 | 11.5 |  |  |  | No | R-454B | 2.7833 | Residential & Commercial | Ducted CEE Tier 1
214243178 | Central HP <5.4 tons | AIRQUEST | HRCU-A-CB (Split System: Heat Pump with Remote Outdoor Unit-Air-Source) | HVH825GKA2* |  |  | EN(A,D,W)4X48L21**+WALLCON | *96CTN0801714B* | 24000 | 17 | 8.1 | 21400 | 16600 | 77.57% | 2 | 0 | 11 |  |  |  | No | R-410A | 2 | Residential & Commercial | Ducted CEE Tier 1
214097546 | Central HP <5.4 tons | SURE | HRCU-A-CB (Split System: Heat Pump with Remote Outdoor Unit-Air-Source) | RD17AZ48AJ3N |  |  | TCFZ6024SEANM | S97MV1005A21DHS | 45500 | 17 | 8.1 | 45500 | 40500 | 89.01% | 2.1 | 0 | 10 |  |  |  | No | R-410A | 3.7917 | Residential & Commercial | Ducted CEE Tier 1
214097561 | Central HP <5.4 tons | SURE | HRCU-A-CB (Split System: Heat Pump with Remote Outdoor Unit-Air-Source) | RD17AZ48AJ3N |  |  | TCFZ6024SEANM | S951V1005A21UHU | 45500 | 16 | 8.1 | 45500 | 40500 | 89.01% | 2.1 | 0 | 10 |  |  |  | No | R-410A | 3.7917 | Residential & Commercial | Ducted CEE Tier 1
214097627 | Central HP <5.4 tons | SURE | HRCU-A-CB (Split System: Heat Pump with Remote Outdoor Unit-Air-Source) | RD17AZ48AJ3N |  |  | TCFZ6024SEANM | S801V0755A21UHN | 45500 | 17 | 8.1 | 45500 | 40000 | 87.91% | 2.1 | 0 | 10 |  |  |  | No | R-410A | 3.7917 | Residential & Commercial | Ducted CEE Tier 1
214066547 | Central HP <5.4 tons | SURE | HRCU-A-CB (Split System: Heat Pump with Remote Outdoor Unit-Air-Source) | RD17AZ36AJ3N |  |  | TCFZ3621MTANM | S951V0603A17M4S | 34200 | 18 | 8.1 | 34200 | 29800 | 87.13% | 1.9 | 0 | 10 |  |  |  | No | R-410A | 2.85 | Residential & Commercial | Ducted CEE Tier 1
214066597 | Central HP <5.4 tons | SURE | HRCU-A-CB (Split System: Heat Pump with Remote Outdoor Unit-Air-Source) | RD17AZ36AJ3N |  |  | TCFZ3621MTANM | S802V0754A17UHN | 34200 | 18 | 8.1 | 34200 | 29400 | 85.96% | 2 | 0 | 10 |  |  |  | No | R-410A | 2.85 | Residential & Commercial | Ducted CEE Tier 1
214066624 | Central HP <5.4 tons | SURE | HRCU-A-CB (Split System: Heat Pump with Remote Outdoor Unit-Air-Source) | RD17AZ36AJ3N |  |  | TCFZ3621MTANM | S98MV1005A21UPS | 34200 | 18 | 8.1 | 34200 | 29600 | 86.55% | 1.9 | 0 | 10 |  |  |  | No | R-410A | 2.85 | Residential & Commercial | Ducted CEE Tier 1
214066681 | Central HP <5.4 tons | SURE | HRCU-A-CB (Split System: Heat Pump with Remote Outdoor Unit-Air-Source) | RD17AZ36AJ3N |  |  | TCFZ3621MTANM | S962V0403A17M4S | 34200 | 18 | 8.1 | 34200 | 29600 | 86.55% | 1.9 | 0 | 10 |  |  |  | No | R-410A | 2.85 | Residential & Commercial | Ducted CEE Tier 1
215683598 | Central HP <5.4 tons | BRYANT HEATING AND COOLING SYSTEMS | HRCU-A-CB (Split System: Heat Pump with Remote Outdoor Unit-Air-Source) | 290VAN024**AA* |  |  | CAA**2517AM*+UI | 83*CA36040C17*** | 24000 | 17.5 | 9 | 23400 | 16400 | 70.09% | 2.02 | 0 | 10.5 |  |  |  | No | R-454B | 2 | Residential & Commercial | Ducted CEE Tier 1
215683616 | Central HP <5.4 tons | BRYANT HEATING AND COOLING SYSTEMS | HRCU-A-CB (Split System: Heat Pump with Remote Outdoor Unit-Air-Source) | 290VAN024**AA* |  |  | CAA**2517AM*+UI | 986TD42080C17*** | 24000 | 17.5 | 9 | 23400 | 16400 | 70.09% | 2 | 0 | 10.5 |  |  |  | No | R-454B | 2 | Residential & Commercial | Ducted CEE Tier 1
215683666 | Central HP <5.4 tons | BRYANT HEATING AND COOLING SYSTEMS | HRCU-A-CB (Split System: Heat Pump with Remote Outdoor Unit-Air-Source) | 290VAN024**AA* |  |  | CAA**3717AM*+UI | 83*CA36040C17*** | 23800 | 17 | 9 | 23400 | 16500 | 70.51% | 2 | 0 | 10.5 |  |  |  | No | R-454B | 1.9833 | Residential & Commercial | Ducted CEE Tier 1
215683668 | Central HP <5.4 tons | BRYANT HEATING AND COOLING SYSTEMS | HRCU-A-CB (Split System: Heat Pump with Remote Outdoor Unit-Air-Source) | 290VAN024**AA* |  |  | CAA**3717AM*+UI | 83*CA48060C17*** | 23800 | 17 | 9 | 23400 | 16500 | 70.51% | 2 | 0 | 10 |  |  |  | No | R-454B | 1.9833 | Residential & Commercial | Ducted CEE Tier 1
215683718 | Central HP <5.4 tons | BRYANT HEATING AND COOLING SYSTEMS | HRCU-A-CB (Split System: Heat Pump with Remote Outdoor Unit-Air-Source) | 290VAN024**AA* |  |  | CAA**3721AM*+UI | 986TD66100C21*** | 24000 | 17.5 | 9 | 23200 | 16300 | 70.26% | 2.02 | 0 | 10.5 |  |  |  | No | R-454B | 2 | Residential & Commercial | Ducted CEE Tier 1
215683606 | Central HP <5.4 tons | BRYANT HEATING AND COOLING SYSTEMS | HRCU-A-CB (Split System: Heat Pump with Remote Outdoor Unit-Air-Source) | 290VAN024**AA* |  |  | CAA**2517AM*+UI | 88*TB48090C17*** | 24000 | 17.5 | 9 | 23200 | 16400 | 70.69% | 2 | 0 | 10.5 |  |  |  | No | R-454B | 2 | Residential & Commercial | Ducted CEE Tier 1
215683622 | Central HP <5.4 tons | BRYANT HEATING AND COOLING SYSTEMS | HRCU-A-CB (Split System: Heat Pump with Remote Outdoor Unit-Air-Source) | 290VAN024**AA* |  |  | CAA**3017AM*+UI | 83*CA36040C17*** | 23000 | 17 | 9 | 23600 | 16600 | 70.34% | 1.98 | 0 | 10 |  |  |  | No | R-454B | 1.9167 | Residential & Commercial | Ducted CEE Tier 1
216051229 | Central HP <5.4 tons | SURE | HRCU-A-CB (Split System: Heat Pump with Remote Outdoor Unit-Air-Source) | SP19AY36AJVC |  |  | TCFY3621MEAAM | S802V0504A17UH | 34200 | 20 | 10 | 34200 | 29600 | 86.55% | 2 | 0 | 12 |  |  |  | No | R-454B | 2.85 | Residential & Commercial | Ducted CEE Tier 1
216051247 | Central HP <5.4 tons | SURE | HRCU-A-CB (Split System: Heat Pump with Remote Outdoor Unit-Air-Source) | SP19AY36AJVC |  |  | TCFY3621MEAAM | S962V0403A17M4 | 34200 | 20 | 10 | 34200 | 29600 | 86.55% | 2 | 0 | 12 |  |  |  | No | R-454B | 2.85 | Residential & Commercial | Ducted CEE Tier 1
216051234 | Central HP <5.4 tons | SURE | HRCU-A-CB (Split System: Heat Pump with Remote Outdoor Unit-Air-Source) | SP19AY36AJVC |  |  | TCFY3621MEAAM | S97MV1005A21DH | 34200 | 21 | 10 | 34200 | 29400 | 85.96% | 2 | 0 | 12 |  |  |  | No | R-454B | 2.85 | Residential & Commercial | Ducted CEE Tier 1
214239956 | Central HP <5.4 tons | AIRQUEST | HRCU-A-CB (Split System: Heat Pump with Remote Outdoor Unit-Air-Source) | HVH837GKA** |  |  | EN(A,D,W)4X48L21**+WALLCON | *96CTN1002122B* | 32400 | 17 | 8.1 | 32600 | 24600 | 75.46% | 1.96 | 0 | 11.7 |  |  |  | No | R-410A | 2.7 | Residential & Commercial | Ducted CEE Tier 1
214242078 | Central HP <5.4 tons | AIRQUEST | HRCU-A-CB (Split System: Heat Pump with Remote Outdoor Unit-Air-Source) | HVH825GKA3* |  |  | END4X42L17**+WALLCON | *96CTN0801714B* | 24000 | 16.5 | 8.1 | 21400 | 16600 | 77.57% | 1.98 | 0 | 11 |  |  |  | No | R-410A | 2 | Residential & Commercial | Ducted CEE Tier 1
214242158 | Central HP <5.4 tons | AIRQUEST | HRCU-A-CB (Split System: Heat Pump with Remote Outdoor Unit-Air-Source) | HVH825GKA3* |  |  | EN(A,D,W)4X42L21**+WALLCON | *97CMN0801714B* | 23600 | 16.5 | 8.1 | 21400 | 16700 | 78.04% | 1.94 | 0 | 11 |  |  |  | No | R-410A | 1.9667 | Residential & Commercial | Ducted CEE Tier 1
211260060 | Central HP <5.4 tons | COMFORTMAKER | HRCU-A-CB (Split System: Heat Pump with Remote Outdoor Unit-Air-Source) | DLCURAH18ABK |  |  | EA*4X19L17A* | OMV112K14A | 18600 | 15.5 | 8.5 | 18700 | 17500 | 93.58% | 2.12 | 0 | 10.5 |  |  |  | No | R-410A | 1.55 | Residential & Commercial | Ducted CEE Tier 1
215676072 | Central HP <5.4 tons | TEMPSTAR | HRCU-A-CB (Split System: Heat Pump with Remote Outdoor Unit-Air-Source) | T5H0V48*K*AAA* |  |  | EVM5X61M24A*+WALLCON | *97CMN1202422B* | 48500 | 19.5 | 9.5 | 50000 | 36800 | 73.6% | 2.12 | 0 | 10.5 |  |  |  | No | R-454B | 4.0417 | Residential & Commercial | Ducted CEE Tier 1
215676572 | Central HP <5.4 tons | TEMPSTAR | HRCU-A-CB (Split System: Heat Pump with Remote Outdoor Unit-Air-Source) | T5H0V48*K*AAA* |  |  | EVD5X60M21A*+WALLCON | *96CTN0801714B* | 47500 | 18.5 | 9 | 50000 | 36200 | 72.4% | 2.02 | 0 | 10 |  |  |  | No | R-454B | 3.9583 | Residential & Commercial | Ducted CEE Tier 1
215676772 | Central HP <5.4 tons | TEMPSTAR | HRCU-A-CB (Split System: Heat Pump with Remote Outdoor Unit-Air-Source) | T5H0V48*K*AAA* |  |  | EVD5X61M21A*+WALLCON | *95CSU0601716B* | 48000 | 18.5 | 9 | 50000 | 37400 | 74.8% | 2 | 0 | 10 |  |  |  | No | R-454B | 4 | Residential & Commercial | Ducted CEE Tier 1
215683672 | Central HP <5.4 tons | BRYANT HEATING AND COOLING SYSTEMS | HRCU-A-CB (Split System: Heat Pump with Remote Outdoor Unit-Air-Source) | 290VAN024**AA* |  |  | CAA**3717AM*+UI | 88*TB36070C14*** | 23800 | 17.5 | 9 | 23400 | 16500 | 70.51% | 2 | 0 | 10.5 |  |  |  | No | R-454B | 1.9833 | Residential & Commercial | Ducted CEE Tier 1
215683688 | Central HP <5.4 tons | BRYANT HEATING AND COOLING SYSTEMS | HRCU-A-CB (Split System: Heat Pump with Remote Outdoor Unit-Air-Source) | 290VAN024**AA* |  |  | CAA**3721AM*+UI | 83*CA36040C17*** | 24000 | 18 | 9 | 23200 | 16300 | 70.26% | 2.02 | 0 | 10.5 |  |  |  | No | R-454B | 2 | Residential & Commercial | Ducted CEE Tier 1
214097550 | Central HP <5.4 tons | SURE | HRCU-A-CB (Split System: Heat Pump with Remote Outdoor Unit-Air-Source) | RD17AZ48AJ3N |  |  | TCFZ6024SEANM | S962V1155A24M4S | 45500 | 17 | 8.1 | 45500 | 40000 | 87.91% | 2.1 | 0 | 10 |  |  |  | No | R-410A | 3.7917 | Residential & Commercial | Ducted CEE Tier 1
214097557 | Central HP <5.4 tons | SURE | HRCU-A-CB (Split System: Heat Pump with Remote Outdoor Unit-Air-Source) | RD17AZ48AJ3N |  |  | TCFZ6024SEANM | S962V0705A21M4S | 45500 | 16 | 8.1 | 45500 | 40500 | 89.01% | 2.1 | 0 | 10 |  |  |  | No | R-410A | 3.7917 | Residential & Commercial | Ducted CEE Tier 1
216051001 | Central HP <5.4 tons | RUUD | HRCU-A-CB (Split System: Heat Pump with Remote Outdoor Unit-Air-Source) | UP19AY24AJVC |  |  | RCFY2421HEAAM | R951V0603A17M4 | 22800 | 21 | 10 | 22800 | 18600 | 81.58% | 1.8 | 0 | 13 |  |  |  | No | R-454B | 1.9 | Residential & Commercial | Ducted CEE Tier 1
216051128 | Central HP <5.4 tons | RUUD | HRCU-A-CB (Split System: Heat Pump with Remote Outdoor Unit-Air-Source) | UP19AY48AJVC |  |  | RCFY4821SEAAM | R802V0755A21UH | 45500 | 19 | 10 | 45500 | 42000 | 92.31% | 2.1 | 0 | 12 |  |  |  | No | R-454B | 3.7917 | Residential & Commercial | Ducted CEE Tier 1
215674197 | Central HP <5.4 tons | AIRQUEST | HRCU-A-CB (Split System: Heat Pump with Remote Outdoor Unit-Air-Source) | H5H0V48*K*AAA* |  |  | EA*5X60M24A*+WALLCON | *80CTL1102120B* | 45000 | 18 | 9 | 47500 | 33400 | 70.32% | 2.08 | 0 | 10 |  |  |  | No | R-454B | 3.75 | Residential & Commercial | Ducted CEE Tier 1
214075580 | Central HP <5.4 tons | SURE | HRCU-A-CB (Split System: Heat Pump with Remote Outdoor Unit-Air-Source) | RD17AZ24AJ3N |  |  | TCFZ2417MTANM | S97MV0703A17DHS | 22600 | 17 | 9.5 | 22600 | 16900 | 74.78% | 2 | 0 | 11.2 |  |  |  | No | R-410A | 1.8833 | Residential & Commercial | Ducted CEE Tier 1
214075436 | Central HP <5.4 tons | SURE | HRCU-A-CB (Split System: Heat Pump with Remote Outdoor Unit-Air-Source) | RD17AZ24AJ3N |  |  | TCFZ2417MTANM | S951V0603A17M4S | 22600 | 17 | 9.5 | 22600 | 17000 | 75.22% | 2 | 0 | 10 |  |  |  | No | R-410A | 1.8833 | Residential & Commercial | Ducted CEE Tier 1
215683600 | Central HP <5.4 tons | BRYANT HEATING AND COOLING SYSTEMS | HRCU-A-CB (Split System: Heat Pump with Remote Outdoor Unit-Air-Source) | 290VAN024**AA* |  |  | CAA**2517AM*+UI | 88*TB36045C17*** | 23800 | 17 | 9 | 23400 | 16500 | 70.51% | 2 | 0 | 10 |  |  |  | No | R-454B | 1.9833 | Residential & Commercial | Ducted CEE Tier 1
215683684 | Central HP <5.4 tons | BRYANT HEATING AND COOLING SYSTEMS | HRCU-A-CB (Split System: Heat Pump with Remote Outdoor Unit-Air-Source) | 290VAN024**AA* |  |  | CAA**3717AM*+UI | 986TD42060C17*** | 23800 | 17 | 9 | 23600 | 16600 | 70.34% | 2 | 0 | 10 |  |  |  | No | R-454B | 1.9833 | Residential & Commercial | Ducted CEE Tier 1
215683702 | Central HP <5.4 tons | BRYANT HEATING AND COOLING SYSTEMS | HRCU-A-CB (Split System: Heat Pump with Remote Outdoor Unit-Air-Source) | 290VAN024**AA* |  |  | CAA**3721AM*+UI | 88*TB60110C21*** | 24000 | 17.5 | 9 | 23200 | 16300 | 70.26% | 2.02 | 0 | 10.5 |  |  |  | No | R-454B | 2 | Residential & Commercial | Ducted CEE Tier 1
214066754 | Central HP <5.4 tons | SURE | HRCU-A-CB (Split System: Heat Pump with Remote Outdoor Unit-Air-Source) | RD17AZ36AJ3N |  |  | TCFZ3621MTANM | S97MV0603A17DHS | 34200 | 18 | 8.1 | 34200 | 29600 | 86.55% | 1.9 | 0 | 10 |  |  |  | No | R-410A | 2.85 | Residential & Commercial | Ducted CEE Tier 1
214066887 | Central HP <5.4 tons | SURE | HRCU-A-CB (Split System: Heat Pump with Remote Outdoor Unit-Air-Source) | RD17AZ36AJ3N |  |  | TCFZ3621MTANM | S802V0754A17DZ | 34200 | 18 | 8.1 | 34200 | 29600 | 86.55% | 1.9 | 0 | 10 |  |  |  | No | R-410A | 2.85 | Residential & Commercial | Ducted CEE Tier 1
215933505 | Central HP <5.4 tons | BRYANT HEATING AND COOLING SYSTEMS | HRCU-A-CB (Split System: Heat Pump with Remote Outdoor Unit-Air-Source) | 293VAN036**AA* |  |  | CSAH*4812AM*+UI | 83*CA36040C17*** | 33600 | 19.5 | 9 | 35000 | 26600 | 76% | 1.92 | 0 | 11.5 |  |  |  | No | R-454B | 2.8 | Residential & Commercial | Ducted CEE Tier 1
215864537 | Central HP <5.4 tons | TRANE | HRCU-A-CB (Split System: Heat Pump with Remote Outdoor Unit-Air-Source) | 5TWV8X36A1 |  |  | 5PX*C005AS3 | S9V2C100U5PSC+LRP | 32000 | 18.1 | 8.5 | 32800 | 25400 | 77.44% | 2.1 | 0 | 10 |  |  |  | No | R-454B | 2.6667 | Residential & Commercial | Ducted CEE Tier 1
215864527 | Central HP <5.4 tons | TRANE | HRCU-A-CB (Split System: Heat Pump with Remote Outdoor Unit-Air-Source) | 5TWV8X36A1 |  |  | 5PX*C005AS3 | S8V2C080M5PDB | 31800 | 18.1 | 8.5 | 32600 | 25400 | 77.91% | 2.1 | 0 | 10 |  |  |  | No | R-454B | 2.65 | Residential & Commercial | Ducted CEE Tier 1
215864575 | Central HP <5.4 tons | TRANE | HRCU-A-CB (Split System: Heat Pump with Remote Outdoor Unit-Air-Source) | 5TWV8X36A1 |  |  | 5TXCB004AS3 | S8V2B080M4PDB | 31800 | 18.1 | 8.5 | 33000 | 25600 | 77.58% | 2 | 0 | 10 |  |  |  | No | R-454B | 2.65 | Residential & Commercial | Ducted CEE Tier 1
211260378 | Central HP <5.4 tons | COMFORTMAKER | HRCU-A-CB (Split System: Heat Pump with Remote Outdoor Unit-Air-Source) | DLCURAH18ABK |  |  | EA*4X24L17A* | *80ESU0401712A* | 18400 | 16.5 | 9 | 19200 | 18700 | 97.4% | 2.26 | 0 | 11 |  |  |  | No | R-410A | 1.5333 | Residential & Commercial | Ducted CEE Tier 1
215739590 | Central HP <5.4 tons | SURE | HRCU-A-CB (Split System: Heat Pump with Remote Outdoor Unit-Air-Source) | SP19AY24AJVC |  |  | SHMVY3621MEACA |  | 22800 | 19 | 8.5 | 22800 | 19500 | 85.53% | 1.9 | 0 | 12 |  |  |  | No | R-454B | 1.9 | Residential & Commercial | Ducted CEE Tier 1
210106723 | Central HP <5.4 tons | SURE | HRCU-A-CB (Split System: Heat Pump with Remote Outdoor Unit-Air-Source) | SP18AZ24AJVC |  |  | TCFZ2421HEAAM | S962V0403A17M4S | 22800 | 20 | 8.5 | 22800 | 26000 | 114% | 2.1 | 0 | 12.5 |  |  |  | No | R-410A | 1.9 | Residential & Commercial | Ducted CEE Tier 1
213348323 | Central HP <5.4 tons | KERR | HRCU-A-CB (Split System: Heat Pump with Remote Outdoor Unit-Air-Source) | A-KCD24SA-1 |  |  | B-VCD24SA-1 |  | 24000 | 17.4 | 10 | 24000 | 22600 | 94.17% | 1.91 | 12.5 | 11.7 |  |  |  | No | R-410A | 2 | Residential & Commercial | Ducted CEE Tier 1
212404694 | Central HP <5.4 tons | NAPOLEON | HRCU-A-CB (Split System: Heat Pump with Remote Outdoor Unit-Air-Source) | WSEHV2436RA1-N |  |  | H,DE33(6,9)36 | WPV060T3AA | 22000 | 17 | 8.5 | 25000 | 17500 | 70% | 1.8 | 0 | 10 |  |  |  | No | R-410A | 1.8333 | Residential & Commercial | Ducted CEE Tier 1
215682292 | Central HP <5.4 tons | TEMPSTAR | HRCU-A-CB (Split System: Heat Pump with Remote Outdoor Unit-Air-Source) | T5H0V48*K*AAA* |  |  | EVD5X49M24A*+WALLCON | *97CTN1202422A* | 48000 | 19 | 9 | 50000 | 36600 | 73.2% | 2 | 0 | 10.5 |  |  |  | No | R-454B | 4 | Residential & Commercial | Ducted CEE Tier 1
214075281 | Central HP <5.4 tons | SURE | HRCU-A-CB (Split System: Heat Pump with Remote Outdoor Unit-Air-Source) | RD17AZ60AJ3N |  |  | TCFZ6024STANM | S802V1255A24UHN | 55500 | 18 | 8.1 | 53500 | 49000 | 91.59% | 1.75 | 0 | 10 |  |  |  | No | R-410A | 4.625 | Residential & Commercial | Ducted CEE Tier 1
216441717 | Central HP <5.4 tons | MIDEA | HRCU-A-CB (Split System: Heat Pump with Remote Outdoor Unit-Air-Source) | MDV-V36WMN10T |  |  | MIH36VMN10 |  | 34000 | 17 | 9.4 | 36000 | 36000 | 100% | 1.9 | 0 | 11.7 |  |  |  | No | R-454B | 2.8333 | Residential & Commercial | Ducted CEE Tier 1
214239656 | Central HP <5.4 tons | AIRQUEST | HRCU-A-CB (Split System: Heat Pump with Remote Outdoor Unit-Air-Source) | HVH837GKA** |  |  | END4X42L17**+WALLCON | *80CTL0701716B* | 32000 | 16.5 | 8.1 | 33000 | 24800 | 75.15% | 1.9 | 0 | 11 |  |  |  | No | R-410A | 2.6667 | Residential & Commercial | Ducted CEE Tier 1
214241828 | Central HP <5.4 tons | AIRQUEST | HRCU-A-CB (Split System: Heat Pump with Remote Outdoor Unit-Air-Source) | HVH825GKA3* |  |  | EN(A,D,W)4X36L17**+WALLCON | *97CMN0801714B* | 23400 | 16.5 | 8.1 | 21600 | 16700 | 77.31% | 1.9 | 0 | 10.5 |  |  |  | No | R-410A | 1.95 | Residential & Commercial | Ducted CEE Tier 1
214242178 | Central HP <5.4 tons | AIRQUEST | HRCU-A-CB (Split System: Heat Pump with Remote Outdoor Unit-Air-Source) | HVH825GKA3* |  |  | EN(A,D,W)4X42L21**+WALLCON | *96CTN0601714B* | 23600 | 16 | 8.1 | 21600 | 16700 | 77.31% | 1.94 | 0 | 11 |  |  |  | No | R-410A | 1.9667 | Residential & Commercial | Ducted CEE Tier 1
214242378 | Central HP <5.4 tons | AIRQUEST | HRCU-A-CB (Split System: Heat Pump with Remote Outdoor Unit-Air-Source) | HVH825GKA3* |  |  | EN(A,D)4X48L24**+WALLCON | *96CTN1002122B* | 24200 | 17 | 8.1 | 21200 | 16500 | 77.83% | 2 | 0 | 11.5 |  |  |  | No | R-410A | 2.0167 | Residential & Commercial | Ducted CEE Tier 1
211230165 | Central HP <5.4 tons | COMFORTMAKER | HRCU-A-CB (Split System: Heat Pump with Remote Outdoor Unit-Air-Source) | DLCURAH36ABK |  |  | EN(A,D,W)4X48L21** | *95ESN0601714A* | 35600 | 15.5 | 8.1 | 38500 | 35000 | 90.91% | 2 | 0 | 10 |  |  |  | No | R-410A | 2.9667 | Residential & Commercial | Ducted CEE Tier 1
215683610 | Central HP <5.4 tons | BRYANT HEATING AND COOLING SYSTEMS | HRCU-A-CB (Split System: Heat Pump with Remote Outdoor Unit-Air-Source) | 290VAN024**AA* |  |  | CAA**2517AM*+UI | 987MC42080C17*** | 23800 | 17 | 9 | 23400 | 16400 | 70.09% | 2 | 0 | 10.5 |  |  |  | No | R-454B | 1.9833 | Residential & Commercial | Ducted CEE Tier 1
215683624 | Central HP <5.4 tons | BRYANT HEATING AND COOLING SYSTEMS | HRCU-A-CB (Split System: Heat Pump with Remote Outdoor Unit-Air-Source) | 290VAN024**AA* |  |  | CAA**3017AM*+UI | 83*CA48060C17*** | 23000 | 17 | 9 | 23800 | 16700 | 70.17% | 1.98 | 0 | 10 |  |  |  | No | R-454B | 1.9167 | Residential & Commercial | Ducted CEE Tier 1
215683640 | Central HP <5.4 tons | BRYANT HEATING AND COOLING SYSTEMS | HRCU-A-CB (Split System: Heat Pump with Remote Outdoor Unit-Air-Source) | 290VAN024**AA* |  |  | CAA**3017AM*+UI | 986TD42060C17*** | 23000 | 17 | 8.5 | 23800 | 16700 | 70.17% | 1.86 | 0 | 10 |  |  |  | No | R-454B | 1.9167 | Residential & Commercial | Ducted CEE Tier 1
215683578 | Central HP <5.4 tons | BRYANT HEATING AND COOLING SYSTEMS | HRCU-A-CB (Split System: Heat Pump with Remote Outdoor Unit-Air-Source) | 290VAN024**AA* |  |  | CAA**2417AM*+UI | 83*CA36040C17*** | 22800 | 16.5 | 9 | 24000 | 16800 | 70% | 1.96 | 0 | 10 |  |  |  | No | R-454B | 1.9 | Residential & Commercial | Ducted CEE Tier 1
215683596 | Central HP <5.4 tons | BRYANT HEATING AND COOLING SYSTEMS | HRCU-A-CB (Split System: Heat Pump with Remote Outdoor Unit-Air-Source) | 290VAN024**AA* |  |  | CAA**2417AM*+UI | 986TD42060C17*** | 22800 | 16.5 | 9 | 24000 | 16900 | 70.42% | 1.94 | 0 | 10 |  |  |  | No | R-454B | 1.9 | Residential & Commercial | Ducted CEE Tier 1
214242478 | Central HP <5.4 tons | AIRQUEST | HRCU-A-CB (Split System: Heat Pump with Remote Outdoor Unit-Air-Source) | HVH825GKA2* |  |  | EN(A,D)4X24L17**+WALLCON | *97CMN0801714B* | 23200 | 16 | 8.1 | 22000 | 16900 | 76.82% | 1.92 | 0 | 10.5 |  |  |  | No | R-410A | 1.9333 | Residential & Commercial | Ducted CEE Tier 1
214242998 | Central HP <5.4 tons | AIRQUEST | HRCU-A-CB (Split System: Heat Pump with Remote Outdoor Unit-Air-Source) | HVH825GKA2* |  |  | EN(A,D,W)4X42L21**+WALLCON | *80CTL1102120B* | 23800 | 16.5 | 8.1 | 21400 | 16600 | 77.57% | 1.96 | 0 | 11 |  |  |  | No | R-410A | 1.9833 | Residential & Commercial | Ducted CEE Tier 1
214239186 | Central HP <5.4 tons | AIRQUEST | HRCU-A-CB (Split System: Heat Pump with Remote Outdoor Unit-Air-Source) | HVH837GKA2* |  |  | EN(A,D,W)4X48L21**+WALLCON | *80CTL0901716B* | 32400 | 17 | 8.1 | 32800 | 24800 | 75.61% | 1.94 | 0 | 11.7 |  |  |  | No | R-410A | 2.7 | Residential & Commercial | Ducted CEE Tier 1
211240230 | Central HP <5.4 tons | COMFORTMAKER | HRCU-A-CB (Split System: Heat Pump with Remote Outdoor Unit-Air-Source) | DLCURAH24ABK |  |  | EA*4X24L14A* | *80VSL0451412A* | 24000 | 16 | 8.5 | 27000 | 23800 | 88.15% | 1.96 | 0 | 10 |  |  |  | No | R-410A | 2 | Residential & Commercial | Ducted CEE Tier 1
211240767 | Central HP <5.4 tons | COMFORTMAKER | HRCU-A-CB (Split System: Heat Pump with Remote Outdoor Unit-Air-Source) | DLCURAH24ABK |  |  | EA*4X24L17A* | *80ESU0601716A | 24600 | 16.5 | 8.5 | 27200 | 23000 | 84.56% | 1.9 | 0 | 10 |  |  |  | No | R-410A | 2.05 | Residential & Commercial | Ducted CEE Tier 1
211240916 | Central HP <5.4 tons | COMFORTMAKER | HRCU-A-CB (Split System: Heat Pump with Remote Outdoor Unit-Air-Source) | DLCURAH24ABK |  |  | EA*4X25L17A* | *80VSL0701716A* | 24400 | 17 | 8.5 | 25400 | 21400 | 84.25% | 1.8 | 0 | 10 |  |  |  | No | R-410A | 2.0333 | Residential & Commercial | Ducted CEE Tier 1
214239266 | Central HP <5.4 tons | AIRQUEST | HRCU-A-CB (Split System: Heat Pump with Remote Outdoor Unit-Air-Source) | HVH837GKA2* |  |  | EN(A,D,W)4X48L21**+WALLCON | *96CTN0801714B* | 32200 | 17 | 8.1 | 32800 | 24800 | 75.61% | 1.94 | 0 | 11.5 |  |  |  | No | R-410A | 2.6833 | Residential & Commercial | Ducted CEE Tier 1
214238916 | Central HP <5.4 tons | AIRQUEST | HRCU-A-CB (Split System: Heat Pump with Remote Outdoor Unit-Air-Source) | HVH837GKA2* |  |  | EN(A,D)4X36L21**+WALLCON | *97CMN1002122B* | 31400 | 16.5 | 8.1 | 33000 | 24000 | 72.73% | 1.82 | 0 | 11 |  |  |  | No | R-410A | 2.6167 | Residential & Commercial | Ducted CEE Tier 1
214239166 | Central HP <5.4 tons | AIRQUEST | HRCU-A-CB (Split System: Heat Pump with Remote Outdoor Unit-Air-Source) | HVH837GKA2* |  |  | EN(A,D,W)4X48L21**+WALLCON | *80CTL0451712B* | 32200 | 16.5 | 8.1 | 33200 | 25000 | 75.3% | 1.9 | 0 | 11 |  |  |  | No | R-410A | 2.6833 | Residential & Commercial | Ducted CEE Tier 1
214238986 | Central HP <5.4 tons | AIRQUEST | HRCU-A-CB (Split System: Heat Pump with Remote Outdoor Unit-Air-Source) | HVH837GKA2* |  |  | END4X42L17**+WALLCON | *80CTL0901716B* | 32000 | 17 | 8.1 | 33000 | 24600 | 74.55% | 1.9 | 0 | 11.5 |  |  |  | No | R-410A | 2.6667 | Residential & Commercial | Ducted CEE Tier 1
211241078 | Central HP <5.4 tons | COMFORTMAKER | HRCU-A-CB (Split System: Heat Pump with Remote Outdoor Unit-Air-Source) | DLCURAH24ABK |  |  | EA*4X25L17A* | *80ES(N,L)0451712A* | 24800 | 17 | 8.5 | 25600 | 21200 | 82.81% | 1.78 | 0 | 10.5 |  |  |  | No | R-410A | 2.0667 | Residential & Commercial | Ducted CEE Tier 1
211245486 | Central HP <5.4 tons | COMFORTMAKER | HRCU-A-CB (Split System: Heat Pump with Remote Outdoor Unit-Air-Source) | DLCURAH24ABK |  |  | EN(A,D)4X36L21** | *80VTL0902120A* | 23800 | 16.5 | 8.1 | 26000 | 23200 | 89.23% | 1.92 | 0 | 10.5 |  |  |  | No | R-410A | 1.9833 | Residential & Commercial | Ducted CEE Tier 1
214239076 | Central HP <5.4 tons | AIRQUEST | HRCU-A-CB (Split System: Heat Pump with Remote Outdoor Unit-Air-Source) | HVH837GKA2* |  |  | EN(A,D,W)4X42L21**+WALLCON | *80CTL0902120B* | 31800 | 17 | 8.1 | 33000 | 24400 | 73.94% | 1.88 | 0 | 11 |  |  |  | No | R-410A | 2.65 | Residential & Commercial | Ducted CEE Tier 1
214239126 | Central HP <5.4 tons | AIRQUEST | HRCU-A-CB (Split System: Heat Pump with Remote Outdoor Unit-Air-Source) | HVH837GKA2* |  |  | EN(A,D,W)4X42L21**+WALLCON | *97CMN1002122B* | 31800 | 16.5 | 8.1 | 33000 | 24400 | 73.94% | 1.88 | 0 | 11 |  |  |  | No | R-410A | 2.65 | Residential & Commercial | Ducted CEE Tier 1
216453134 | Central HP <5.4 tons | AMERICAN STANDARD | HRCU-A-CB (Split System: Heat Pump with Remote Outdoor Unit-Air-Source) | 5A6V0X36A1 |  |  | 5TXCD008AS3 | S8V2D120M5PDB | 35800 | 20.6 | 10 | 32200 | 25000 | 77.64% | 2.2 | 0 | 13 |  |  |  | No | R-454B | 2.9833 | Residential & Commercial | Ducted CEE Tier 1
216453136 | Central HP <5.4 tons | AMERICAN STANDARD | HRCU-A-CB (Split System: Heat Pump with Remote Outdoor Unit-Air-Source) | 5A6V0X36A1 |  |  | 5TXCD008AS3 | S8V2D120M5PCB | 35800 | 20.6 | 10 | 32200 | 25000 | 77.64% | 2.2 | 0 | 13 |  |  |  | No | R-454B | 2.9833 | Residential & Commercial | Ducted CEE Tier 1
213076401 | Central HP <5.4 tons | COMFORTMAKER | HRCU-A-CB (Split System: Heat Pump with Remote Outdoor Unit-Air-Source) | DLCURAH24ABK |  |  | EN(A,D)4X24L17** | *96VTN0601716B* | 23200 | 16.5 | 8.5 | 26800 | 25400 | 94.78% | 2.12 | 0 | 10 |  |  |  | No | R-410A | 1.9333 | Residential & Commercial | Ducted CEE Tier 1
214239346 | Central HP <5.4 tons | AIRQUEST | HRCU-A-CB (Split System: Heat Pump with Remote Outdoor Unit-Air-Source) | HVH837GKA2* |  |  | EN(A,D)4X48L24**+WALLCON | *96CTN1202422B* | 32400 | 17 | 8.1 | 32600 | 24600 | 75.46% | 1.96 | 0 | 11.7 |  |  |  | No | R-410A | 2.7 | Residential & Commercial | Ducted CEE Tier 1
216441719 | Central HP <5.4 tons | MIDEA | HRCU-A-CB (Split System: Heat Pump with Remote Outdoor Unit-Air-Source) | MDV-V60WMN10T |  |  | MIH54VMN10 |  | 52000 | 17 | 9.3 | 54000 | 45000 | 83.33% | 1.95 | 0 | 10.1 |  |  |  | No | R-454B | 4.3333 | Residential & Commercial | Ducted CEE Tier 1
212971642 | Central HP <5.4 tons | TEMPSTAR | HRCU-A-CB (Split System: Heat Pump with Remote Outdoor Unit-Air-Source) | DLCURAH24ABK |  |  | EA*4X25L17A* | *80VTL0701716B* | 24200 | 17 | 8.5 | 25200 | 24000 | 95.24% | 2 | 0 | 10 |  |  |  | No | R-410A | 2.0167 | Residential & Commercial | Ducted CEE Tier 1
212974987 | Central HP <5.4 tons | TEMPSTAR | HRCU-A-CB (Split System: Heat Pump with Remote Outdoor Unit-Air-Source) | DLCURAH24ABK |  |  | EA*4X36L17A* | *96VTN0401410B* | 23400 | 16 | 8.5 | 26200 | 24200 | 92.37% | 2 | 0 | 10 |  |  |  | No | R-410A | 1.95 | Residential & Commercial | Ducted CEE Tier 1
212975286 | Central HP <5.4 tons | TEMPSTAR | HRCU-A-CB (Split System: Heat Pump with Remote Outdoor Unit-Air-Source) | DLCURAH24ABK |  |  | EA*4X30L17A* | *96VTN0401712B* | 23200 | 16 | 8.5 | 26400 | 24400 | 92.42% | 2.02 | 0 | 10 |  |  |  | No | R-410A | 1.9333 | Residential & Commercial | Ducted CEE Tier 1
212975319 | Central HP <5.4 tons | TEMPSTAR | HRCU-A-CB (Split System: Heat Pump with Remote Outdoor Unit-Air-Source) | DLCURAH24ABK |  |  | EA*4X37L17A* | *96VTN0401712B* | 24000 | 16 | 8.1 | 25400 | 21600 | 85.04% | 1.8 | 0 | 10 |  |  |  | No | R-410A | 2 | Residential & Commercial | Ducted CEE Tier 1
213872258 | Central HP <5.4 tons | AMANA | HRCU-A-CB (Split System: Heat Pump with Remote Outdoor Unit-Air-Source) | ASZS60421EA* |  |  | CA*EA6030*4A* | A*VC800805C*A* | 40000 | 17 | 8.6 | 40000 | 30600 | 76.5% | 2.2 | 0 | 10 |  |  |  | No | R-410A | 3.3333 | Residential & Commercial | Ducted CEE Tier 1
214238876 | Central HP <5.4 tons | AIRQUEST | HRCU-A-CB (Split System: Heat Pump with Remote Outdoor Unit-Air-Source) | HVH837GKA2* |  |  | EN(A,D)4X36L21**+WALLCON | *80CTL1102120B* | 31400 | 16.5 | 8.1 | 33000 | 24000 | 72.73% | 1.82 | 0 | 11 |  |  |  | No | R-410A | 2.6167 | Residential & Commercial | Ducted CEE Tier 1
214239376 | Central HP <5.4 tons | AIRQUEST | HRCU-A-CB (Split System: Heat Pump with Remote Outdoor Unit-Air-Source) | HVH837GKA2* |  |  | EN(A,D,W)4X60L24**+WALLCON | *80CTL1352422B* | 32800 | 17.5 | 8.1 | 32200 | 24600 | 76.4% | 1.96 | 0 | 12 |  |  |  | No | R-410A | 2.7333 | Residential & Commercial | Ducted CEE Tier 1
214239366 | Central HP <5.4 tons | AIRQUEST | HRCU-A-CB (Split System: Heat Pump with Remote Outdoor Unit-Air-Source) | HVH837GKA2* |  |  | EN(A,D,W)4X60L24**+WALLCON | *80CTL1102120B* | 32800 | 17.5 | 8.1 | 32200 | 24600 | 76.4% | 1.96 | 0 | 12 |  |  |  | No | R-410A | 2.7333 | Residential & Commercial | Ducted CEE Tier 1
214097553 | Central HP <5.4 tons | SURE | HRCU-A-CB (Split System: Heat Pump with Remote Outdoor Unit-Air-Source) | RD17AZ48AJ3N |  |  | TCFZ6024SEANM | S962V1005A21M4S | 45500 | 16 | 8.1 | 45500 | 40500 | 89.01% | 2.1 | 0 | 10 |  |  |  | No | R-410A | 3.7917 | Residential & Commercial | Ducted CEE Tier 1
214097604 | Central HP <5.4 tons | SURE | HRCU-A-CB (Split System: Heat Pump with Remote Outdoor Unit-Air-Source) | RD17AZ48AJ3N |  |  | TCFZ6024SEANM | S802V0755A21UHN | 45500 | 17 | 8.1 | 45500 | 40000 | 87.91% | 2.1 | 0 | 10 |  |  |  | No | R-410A | 3.7917 | Residential & Commercial | Ducted CEE Tier 1
214097619 | Central HP <5.4 tons | SURE | HRCU-A-CB (Split System: Heat Pump with Remote Outdoor Unit-Air-Source) | RD17AZ48AJ3N |  |  | TCFZ6024SEANM | S801V1005A21UHS | 45500 | 17 | 8.1 | 45500 | 40000 | 87.91% | 2.1 | 0 | 10 |  |  |  | No | R-410A | 3.7917 | Residential & Commercial | Ducted CEE Tier 1
214242074 | Central HP <5.4 tons | TEMPSTAR | HRCU-A-CB (Split System: Heat Pump with Remote Outdoor Unit-Air-Source) | TVH825GKA3* |  |  | END4X42L17**+WALLCON | *96CTN0601714B* | 23800 | 16.5 | 8.1 | 21400 | 16700 | 78.04% | 1.96 | 0 | 11 |  |  |  | No | R-410A | 1.9833 | Residential & Commercial | Ducted CEE Tier 1
214242174 | Central HP <5.4 tons | TEMPSTAR | HRCU-A-CB (Split System: Heat Pump with Remote Outdoor Unit-Air-Source) | TVH825GKA3* |  |  | EN(A,D,W)4X42L21**+WALLCON | *97CMN1002122B* | 23800 | 16.5 | 8.1 | 21400 | 16600 | 77.57% | 1.96 | 0 | 11 |  |  |  | No | R-410A | 1.9833 | Residential & Commercial | Ducted CEE Tier 1
215318965 | Central HP <5.4 tons | DAY & NIGHT | HRCU-A-CB (Split System: Heat Pump with Remote Outdoor Unit-Air-Source) | D5CLHAH36AAK |  |  | D5FLAAH36XAK |  | 36000 | 17.3 | 9.5 | 38000 | 38000 | 100% | 2.06 | 0 | 11.7 |  |  |  | No | R-454B | 3 | Residential & Commercial | Ducted CEE Tier 1
215576398 | Central HP <5.4 tons | SURE | HRCU-A-CB (Split System: Heat Pump with Remote Outdoor Unit-Air-Source) | SP19AY36AJVC |  |  | SHMVY3621MEACA |  | 34200 | 19 | 8.5 | 34200 | 29400 | 85.96% | 2.1 | 0 | 12 |  |  |  | No | R-454B | 2.85 | Residential & Commercial | Ducted CEE Tier 1
214097567 | Central HP <5.4 tons | SURE | HRCU-A-CB (Split System: Heat Pump with Remote Outdoor Unit-Air-Source) | RD17AZ48AJ3N |  |  | TCFZ6024SEANM | S951V0705A21M4S | 45500 | 16 | 8.1 | 45500 | 40500 | 89.01% | 2.1 | 0 | 10 |  |  |  | No | R-410A | 3.7917 | Residential & Commercial | Ducted CEE Tier 1
214491770 | Central HP <5.4 tons | AMANA | HRCU-A-CB (Split System: Heat Pump with Remote Outdoor Unit-Air-Source) | ASZS601810A* |  |  | CA*EA1818*4B* | A*VC800604B*A* | 16600 | 17.5 | 8.5 | 17400 | 13000 | 74.71% | 2.1 | 0 | 10.9 |  |  |  | No | R-410A | 1.3833 | Residential & Commercial | Ducted CEE Tier 1
214491772 | Central HP <5.4 tons | AMANA | HRCU-A-CB (Split System: Heat Pump with Remote Outdoor Unit-Air-Source) | ASZS601810A* |  |  | CA*EA1818*4B* | A*VS960603BUA* | 16600 | 17.5 | 8.5 | 17400 | 13000 | 74.71% | 2.1 | 0 | 10.9 |  |  |  | No | R-410A | 1.3833 | Residential & Commercial | Ducted CEE Tier 1
214491781 | Central HP <5.4 tons | AMANA | HRCU-A-CB (Split System: Heat Pump with Remote Outdoor Unit-Air-Source) | ASZS601810A* |  |  | CA*EA1818*4B* | A*VS960805CUA* | 16600 | 17.5 | 8.5 | 17400 | 13000 | 74.71% | 2.1 | 0 | 10.9 |  |  |  | No | R-410A | 1.3833 | Residential & Commercial | Ducted CEE Tier 1
214075358 | Central HP <5.4 tons | SURE | HRCU-A-CB (Split System: Heat Pump with Remote Outdoor Unit-Air-Source) | RD17AZ60AJ3N |  |  | TCFZ6024STANM | S962V0855A21M4S | 55000 | 17 | 8.1 | 54000 | 49500 | 91.67% | 1.75 | 0 | 10 |  |  |  | No | R-410A | 4.5833 | Residential & Commercial | Ducted CEE Tier 1
214075258 | Central HP <5.4 tons | SURE | HRCU-A-CB (Split System: Heat Pump with Remote Outdoor Unit-Air-Source) | RD17AZ60AJ3N |  |  | TCFZ6024STANM | S802VA100521M | 55500 | 19 | 8.1 | 53500 | 49000 | 91.59% | 1.75 | 0 | 10 |  |  |  | No | R-410A | 4.625 | Residential & Commercial | Ducted CEE Tier 1
214075212 | Central HP <5.4 tons | SURE | HRCU-A-CB (Split System: Heat Pump with Remote Outdoor Unit-Air-Source) | RD17AZ60AJ3N |  |  | TCFZ6024STANM | S802V1255A24DZ | 55500 | 18 | 8.1 | 53500 | 49000 | 91.59% | 1.75 | 0 | 10 |  |  |  | No | R-410A | 4.625 | Residential & Commercial | Ducted CEE Tier 1
214075332 | Central HP <5.4 tons | SURE | HRCU-A-CB (Split System: Heat Pump with Remote Outdoor Unit-Air-Source) | RD17AZ60AJ3N |  |  | TCFZ6024STANM | S921V0705A21M4S | 55000 | 18 | 8.1 | 54000 | 49500 | 91.67% | 1.75 | 0 | 10 |  |  |  | No | R-410A | 4.5833 | Residential & Commercial | Ducted CEE Tier 1
216505547 | Central HP <5.4 tons | MIDEA | HRCU-A-CB (Split System: Heat Pump with Remote Outdoor Unit-Air-Source) | MDV-V36WMN10T |  |  | MPUE36B1MN10TA |  | 34000 | 16 | 8.9 | 36000 | 28800 | 80% | 1.8 | 0 | 10.9 |  |  |  | No | R-454B | 2.8333 | Residential & Commercial | Ducted CEE Tier 1
214097599 | Central HP <5.4 tons | SURE | HRCU-A-CB (Split System: Heat Pump with Remote Outdoor Unit-Air-Source) | RD17AZ48AJ3N |  |  | TCFZ6024SEANM | S802V1005A21UHN | 45500 | 17 | 8.1 | 45500 | 40000 | 87.91% | 2.1 | 0 | 10 |  |  |  | No | R-410A | 3.7917 | Residential & Commercial | Ducted CEE Tier 1
211230235 | Central HP <5.4 tons | COMFORTMAKER | HRCU-A-CB (Split System: Heat Pump with Remote Outdoor Unit-Air-Source) | DLCURAH36ABK |  |  | EN(A,D,W)4X48L21** | *96VSN0801716A* | 35800 | 16 | 8.1 | 38500 | 34800 | 90.39% | 2 | 0 | 10 |  |  |  | No | R-410A | 2.9833 | Residential & Commercial | Ducted CEE Tier 1
211230501 | Central HP <5.4 tons | COMFORTMAKER | HRCU-A-CB (Split System: Heat Pump with Remote Outdoor Unit-Air-Source) | DLCURAH36ABK |  |  | EN(A,D)4X48L24** | *80VSL0702120A* | 36000 | 16 | 8.1 | 38500 | 34800 | 90.39% | 2.02 | 0 | 10 |  |  |  | No | R-410A | 3 | Residential & Commercial | Ducted CEE Tier 1
216051218 | Central HP <5.4 tons | SURE | HRCU-A-CB (Split System: Heat Pump with Remote Outdoor Unit-Air-Source) | SP19AY24AJVC |  |  | TCFY2421HEAAM | S801V0754A17UH | 22800 | 21 | 8.5 | 22800 | 18400 | 80.7% | 1.8 | 0 | 13 |  |  |  | No | R-454B | 1.9 | Residential & Commercial | Ducted CEE Tier 1
216051220 | Central HP <5.4 tons | SURE | HRCU-A-CB (Split System: Heat Pump with Remote Outdoor Unit-Air-Source) | SP19AY24AJVC |  |  | TCFY2421HEAAM | S801V0504A17UHN | 22800 | 20 | 8.5 | 22800 | 18500 | 81.14% | 1.8 | 0 | 12 |  |  |  | No | R-454B | 1.9 | Residential & Commercial | Ducted CEE Tier 1
216051277 | Central HP <5.4 tons | SURE | HRCU-A-CB (Split System: Heat Pump with Remote Outdoor Unit-Air-Source) | SP19AY48AJVC |  |  | TCFY4821SEAAM | S97MV1005A21DH | 45500 | 19 | 10 | 45500 | 42000 | 92.31% | 2.1 | 0 | 12 |  |  |  | No | R-454B | 3.7917 | Residential & Commercial | Ducted CEE Tier 1
212383485 | Central HP <5.4 tons | COMFORTMAKER | HRCU-A-CB (Split System: Heat Pump with Remote Outdoor Unit-Air-Source) | DLCURAH36ABK |  |  | EA*4X48L21A* | *80ES(N,L)0701716A* | 35600 | 16 | 8.5 | 37800 | 34600 | 91.53% | 2.04 | 0 | 10 |  |  |  | No | R-410A | 2.9667 | Residential & Commercial | Ducted CEE Tier 1
216051274 | Central HP <5.4 tons | SURE | HRCU-A-CB (Split System: Heat Pump with Remote Outdoor Unit-Air-Source) | SP19AY48AJVC |  |  | TCFY4821SEAAM | S98MV1005A21UP | 45500 | 19 | 10 | 45500 | 42000 | 92.31% | 2.1 | 0 | 11.7 |  |  |  | No | R-454B | 3.7917 | Residential & Commercial | Ducted CEE Tier 1
214097608 | Central HP <5.4 tons | SURE | HRCU-A-CB (Split System: Heat Pump with Remote Outdoor Unit-Air-Source) | RD17AZ48AJ3N |  |  | TCFZ6024SEANM | S801VA100521M | 45500 | 16 | 8.1 | 45500 | 40500 | 89.01% | 2.1 | 0 | 10 |  |  |  | No | R-410A | 3.7917 | Residential & Commercial | Ducted CEE Tier 1
214242818 | Central HP <5.4 tons | AIRQUEST | HRCU-A-CB (Split System: Heat Pump with Remote Outdoor Unit-Air-Source) | HVH825GKA2* |  |  | EN(A,D)4X36L21**+WALLCON | *97CMN1002122B* | 23600 | 16.5 | 8.1 | 21400 | 16700 | 78.04% | 1.92 | 0 | 11 |  |  |  | No | R-410A | 1.9667 | Residential & Commercial | Ducted CEE Tier 1
214066602 | Central HP <5.4 tons | SURE | HRCU-A-CB (Split System: Heat Pump with Remote Outdoor Unit-Air-Source) | RD17AZ36AJ3N |  |  | TCFZ3621MTANM | S802VA050317M | 34200 | 18 | 8.1 | 34200 | 29600 | 86.55% | 1.9 | 0 | 10 |  |  |  | No | R-410A | 2.85 | Residential & Commercial | Ducted CEE Tier 1
213163987 | Central HP <5.4 tons | SURE | HRCU-A-CB (Split System: Heat Pump with Remote Outdoor Unit-Air-Source) | SP18AZ24AJVC |  |  | TCFZ2421HEAAM | S962V0705A21M4S | 22800 | 20 | 8.5 | 22800 | 26000 | 114% | 2.1 | 0 | 12.5 |  |  |  | No | R-410A | 1.9 | Residential & Commercial | Ducted CEE Tier 1
214097541 | Central HP <5.4 tons | SURE | HRCU-A-CB (Split System: Heat Pump with Remote Outdoor Unit-Air-Source) | RD17AZ48AJ3N |  |  | TCFZ6024SEANM | S98MV1005A21UPS | 45500 | 16 | 8.1 | 45500 | 40500 | 89.01% | 2 | 0 | 10 |  |  |  | No | R-410A | 3.7917 | Residential & Commercial | Ducted CEE Tier 1
213194261 | Central HP <5.4 tons | LENNOX | HRCU-A-CB (Split System: Heat Pump with Remote Outdoor Unit-Air-Source) | SL25XPV-024-230A** |  |  | CX35-48B+TDR | EL297UH070XV36B* | 22000 | 21.6 | 9.3 | 21600 | 20600 | 95.37% | 1.86 | 0 | 13.5 |  |  |  | No | R-410A | 1.8333 | Residential & Commercial | Ducted CEE Tier 1
212928696 | Central HP <5.4 tons | AMANA | HRCU-A-CB (Split System: Heat Pump with Remote Outdoor Unit-Air-Source) | ASZS60361EA* |  |  | AHVE42CP1400A* |  | 34200 | 17.5 | 8.6 | 34200 | 29000 | 84.8% | 2 | 0 | 10 |  |  |  | No | R-410A | 2.85 | Residential & Commercial | Ducted CEE Tier 1
216050984 | Central HP <5.4 tons | RUUD | HRCU-A-CB (Split System: Heat Pump with Remote Outdoor Unit-Air-Source) | UP19AY24AJVC |  |  | RCFY2421HEAAM | R921V0603A17M4 | 22800 | 21 | 10 | 22800 | 18600 | 81.58% | 1.8 | 0 | 13 |  |  |  | No | R-454B | 1.9 | Residential & Commercial | Ducted CEE Tier 1
214771641 | Central HP <5.4 tons | MIDEA | HRCU-A-CB (Split System: Heat Pump with Remote Outdoor Unit-Air-Source) | MOVB-36HDN10-M20G |  |  | MC**3036AN10TH | MGV96U060B3C | 32800 | 17 | 9 | 34000 | 23800 | 70% | 1.85 | 0 | 10.6 |  |  |  | No | R-454B | 2.7333 | Residential & Commercial | Ducted CEE Tier 1
215678212 | Central HP <5.4 tons | TEMPSTAR | HRCU-A-CB (Split System: Heat Pump with Remote Outdoor Unit-Air-Source) | T5H0V24*K*AAA* |  |  | EA*5X24M17A*+WALLCON | *97CTN0601716A* | 22800 | 16.5 | 9 | 24000 | 16900 | 70.42% | 1.94 | 0 | 10 |  |  |  | No | R-454B | 1.9 | Residential & Commercial | Ducted CEE Tier 1
215933655 | Central HP <5.4 tons | BRYANT HEATING AND COOLING SYSTEMS | HRCU-A-CB (Split System: Heat Pump with Remote Outdoor Unit-Air-Source) | 293VAN036**AA* |  |  | CSAH*4812AM*+UI | 987MC42080C17*** | 33400 | 19 | 9 | 35200 | 27000 | 76.7% | 1.92 | 0 | 11 |  |  |  | No | R-454B | 2.7833 | Residential & Commercial | Ducted CEE Tier 1
215933855 | Central HP <5.4 tons | BRYANT HEATING AND COOLING SYSTEMS | HRCU-A-CB (Split System: Heat Pump with Remote Outdoor Unit-Air-Source) | 293VAN036**AA* |  |  | CSAH*6012AM*+UI | 987MC42060C17*** | 33800 | 19 | 9 | 33800 | 25800 | 76.33% | 1.96 | 0 | 11 |  |  |  | No | R-454B | 2.8167 | Residential & Commercial | Ducted CEE Tier 1
215683904 | Central HP <5.4 tons | BRYANT HEATING AND COOLING SYSTEMS | HRCU-A-CB (Split System: Heat Pump with Remote Outdoor Unit-Air-Source) | 290VAN036**AA* |  |  | CAA**3721AM*+UI | 88*TB48090C17*** | 34400 | 18 | 9 | 35400 | 25200 | 71.19% | 1.88 | 0 | 10 |  |  |  | No | R-454B | 2.8667 | Residential & Commercial | Ducted CEE Tier 1
212615010 | Central HP <5.4 tons | AMANA | HRCU-A-CB (Split System: Heat Pump with Remote Outdoor Unit-Air-Source) | ASZS60481EA* |  |  | CA*EA6030*4A* | A*VC961205DNB* | 44000 | 17 | 8.5 | 44000 | 31000 | 70.45% | 2 | 0 | 10 |  |  |  | No | R-410A | 3.6667 | Residential & Commercial | Ducted CEE Tier 1
215684004 | Central HP <5.4 tons | BRYANT HEATING AND COOLING SYSTEMS | HRCU-A-CB (Split System: Heat Pump with Remote Outdoor Unit-Air-Source) | 290VAN036**AA* |  |  | CAA**4321AM*+UI | 986TD42080C17*** | 34400 | 18 | 8.1 | 35400 | 25200 | 71.19% | 1.9 | 0 | 10 |  |  |  | No | R-454B | 2.8667 | Residential & Commercial | Ducted CEE Tier 1
216051170 | Central HP <5.4 tons | RUUD | HRCU-A-CB (Split System: Heat Pump with Remote Outdoor Unit-Air-Source) | UP19AY60AJVC |  |  | RCFY6021SEAAM | R802V1005A21DZ | 54000 | 17 | 10 | 54000 | 48000 | 88.89% | 2 | 0 | 10 |  |  |  | No | R-454B | 4.5 | Residential & Commercial | Ducted CEE Tier 1
214066670 | Central HP <5.4 tons | SURE | HRCU-A-CB (Split System: Heat Pump with Remote Outdoor Unit-Air-Source) | RD17AZ36AJ3N |  |  | TCFZ3621MTANM | S951V0403A17M4S | 34200 | 18 | 8.1 | 34200 | 29600 | 86.55% | 1.9 | 0 | 10 |  |  |  | No | R-410A | 2.85 | Residential & Commercial | Ducted CEE Tier 1
216051342 | Central HP <5.4 tons | MIDEA | HRCU-A-CB (Split System: Heat Pump with Remote Outdoor Unit-Air-Source) | MDV-V24WMN10T |  |  | MVME24B2MN10TB |  | 23000 | 17.7 | 9.2 | 24000 | 20000 | 83.33% | 1.9 | 0 | 11.7 |  |  |  | No | R-454B | 1.9167 | Residential & Commercial | Ducted CEE Tier 1
215318963 | Central HP <5.4 tons | DAY & NIGHT | HRCU-A-CB (Split System: Heat Pump with Remote Outdoor Unit-Air-Source) | D5CSRAH18AAK |  |  | D5FSAAH18XBK |  | 18000 | 18.5 | 9.8 | 18000 | 13000 | 72.22% | 2.3 | 0 | 12.2 |  |  |  | No | R-454B | 1.5 | Residential & Commercial | Ducted CEE Tier 1
216054429 | Central HP <5.4 tons | MIDEA | HRCU-A-CB (Split System: Heat Pump with Remote Outdoor Unit-Air-Source) | MDV-V24WMN10T |  |  | MCPM3036BN10TH | MGV96U060B3C | 23000 | 16 | 8.6 | 24000 | 20000 | 83.33% | 1.8 | 0 | 10.1 |  |  |  | No | R-454B | 1.9167 | Residential & Commercial | Ducted CEE Tier 1
215864577 | Central HP <5.4 tons | TRANE | HRCU-A-CB (Split System: Heat Pump with Remote Outdoor Unit-Air-Source) | 5TWV8X36A1 |  |  | 5TXCB004AS3 | S8V2B080M4PCB | 31800 | 18.1 | 8.5 | 33000 | 25600 | 77.58% | 2 | 0 | 10 |  |  |  | No | R-454B | 2.65 | Residential & Commercial | Ducted CEE Tier 1
214572617 | Central HP <5.4 tons | TEMPSTAR | HRCU-A-CB (Split System: Heat Pump with Remote Outdoor Unit-Air-Source) | TVH837GKA** |  |  | EA*4X42L21A*+WALLCON | *95CSU1002122B* | 31800 | 17.5 | 8.5 | 32800 | 24400 | 74.39% | 1.9 | 0 | 11 |  |  |  | No | R-410A | 2.65 | Residential & Commercial | Ducted CEE Tier 1
214572667 | Central HP <5.4 tons | TEMPSTAR | HRCU-A-CB (Split System: Heat Pump with Remote Outdoor Unit-Air-Source) | TVH837GKA** |  |  | EA*4X42L24A*+WALLCON | *95CSU0802120B* | 31800 | 17 | 8.5 | 33000 | 24400 | 73.94% | 1.9 | 0 | 11 |  |  |  | No | R-410A | 2.65 | Residential & Commercial | Ducted CEE Tier 1
214572787 | Central HP <5.4 tons | TEMPSTAR | HRCU-A-CB (Split System: Heat Pump with Remote Outdoor Unit-Air-Source) | TVH837GKA** |  |  | EA*4X48L21A*+WALLCON | *95CSU0802120B* | 32200 | 17.5 | 8.5 | 32400 | 25000 | 77.16% | 1.98 | 0 | 11 |  |  |  | No | R-410A | 2.6833 | Residential & Commercial | Ducted CEE Tier 1
214572817 | Central HP <5.4 tons | TEMPSTAR | HRCU-A-CB (Split System: Heat Pump with Remote Outdoor Unit-Air-Source) | TVH837GKA** |  |  | EA*4X48L21A*+WALLCON | *97CMN0802120B* | 32200 | 17.5 | 8.5 | 32400 | 25000 | 77.16% | 1.98 | 0 | 11 |  |  |  | No | R-410A | 2.6833 | Residential & Commercial | Ducted CEE Tier 1
214572837 | Central HP <5.4 tons | TEMPSTAR | HRCU-A-CB (Split System: Heat Pump with Remote Outdoor Unit-Air-Source) | TVH837GKA** |  |  | EA*4X48L24A*+WALLCON | *80CTL0702120B* | 32400 | 17.5 | 8.5 | 32400 | 25000 | 77.16% | 1.98 | 0 | 11 |  |  |  | No | R-410A | 2.7 | Residential & Commercial | Ducted CEE Tier 1
207028594 | Central HP <5.4 tons | PIONEER | HRCU-A-CB (Split System: Heat Pump with Remote Outdoor Unit-Air-Source) | YH1824GHFD18R2 |  |  | DR024GHFD18HT2 |  | 22000 | 16.5 | 9 | 23000 | 16900 | 73.48% | 2.05 | 10.9 | 10.1 |  |  |  | No | R-410A | 1.8333 | Residential & Commercial | Ducted CEE Tier 1
214491796 | Central HP <5.4 tons | AMANA | HRCU-A-CB (Split System: Heat Pump with Remote Outdoor Unit-Air-Source) | ASZS601810A* |  |  | CA*EA2422*4B* | A*VC800805C*A* | 16600 | 17.5 | 8.5 | 17400 | 13000 | 74.71% | 2.1 | 0 | 10.9 |  |  |  | No | R-410A | 1.3833 | Residential & Commercial | Ducted CEE Tier 1
215433899 | Central HP <5.4 tons | AMANA | HRCU-A-CB (Split System: Heat Pump with Remote Outdoor Unit-Air-Source) | AZV7SA2410A* |  |  | CA*EA3022*3A*+MBVK12BP1X00A* |  | 23200 | 19 | 8.6 | 23200 | 17000 | 73.28% | 2 | 0 | 11 |  |  |  | No | R-32 | 1.9333 | Residential & Commercial | Ducted CEE Tier 1
215434065 | Central HP <5.4 tons | AMANA | HRCU-A-CB (Split System: Heat Pump with Remote Outdoor Unit-Air-Source) | AZV7SA2410A* |  |  | CHPEA3026*3A* | A*VS800805CUA* | 23200 | 19 | 8.6 | 23200 | 17000 | 73.28% | 2 | 0 | 11 |  |  |  | No | R-32 | 1.9333 | Residential & Commercial | Ducted CEE Tier 1
212978294 | Central HP <5.4 tons | TEMPSTAR | HRCU-A-CB (Split System: Heat Pump with Remote Outdoor Unit-Air-Source) | DLCURAH18ABK |  |  | EA*4X30L17A* | *80MS(N,L)0701412A* | 17400 | 16.5 | 8.5 | 17900 | 18700 | 104.5% | 2.24 | 0 | 10.5 |  |  |  | No | R-410A | 1.45 | Residential & Commercial | Ducted CEE Tier 1
212978330 | Central HP <5.4 tons | TEMPSTAR | HRCU-A-CB (Split System: Heat Pump with Remote Outdoor Unit-Air-Source) | DLCURAH18ABK |  |  | EN(A,D)4X24L17** | *80MS(N,L)0701412A* | 17600 | 16.5 | 8.5 | 18500 | 19100 | 103.2% | 2.3 | 0 | 11 |  |  |  | No | R-410A | 1.4667 | Residential & Commercial | Ducted CEE Tier 1
214097558 | Central HP <5.4 tons | SURE | HRCU-A-CB (Split System: Heat Pump with Remote Outdoor Unit-Air-Source) | RD17AZ48AJ3N |  |  | TCFZ6024SEANM | S951V1155A24M4S | 45500 | 17 | 8.1 | 45500 | 40000 | 87.91% | 2.1 | 0 | 10 |  |  |  | No | R-410A | 3.7917 | Residential & Commercial | Ducted CEE Tier 1
214097583 | Central HP <5.4 tons | SURE | HRCU-A-CB (Split System: Heat Pump with Remote Outdoor Unit-Air-Source) | RD17AZ48AJ3N |  |  | TCFZ6024SEANM | S802VA075421Z | 45500 | 17 | 8.1 | 45500 | 40000 | 87.91% | 2.1 | 0 | 10 |  |  |  | No | R-410A | 3.7917 | Residential & Commercial | Ducted CEE Tier 1
214242788 | Central HP <5.4 tons | AIRQUEST | HRCU-A-CB (Split System: Heat Pump with Remote Outdoor Unit-Air-Source) | HVH825GKA2* |  |  | EN(A,D)4X36L21**+WALLCON | *95CSU0601716B* | 23400 | 16.5 | 8.1 | 21600 | 16700 | 77.31% | 1.92 | 0 | 10.5 |  |  |  | No | R-410A | 1.95 | Residential & Commercial | Ducted CEE Tier 1
214097624 | Central HP <5.4 tons | SURE | HRCU-A-CB (Split System: Heat Pump with Remote Outdoor Unit-Air-Source) | RD17AZ48AJ3N |  |  | TCFZ6024SEANM | S801V0755A21UHS | 45500 | 17 | 8.1 | 45500 | 40000 | 87.91% | 2.1 | 0 | 10 |  |  |  | No | R-410A | 3.7917 | Residential & Commercial | Ducted CEE Tier 1
213255525 | Central HP <5.4 tons | AMANA | HRCU-A-CB (Split System: Heat Pump with Remote Outdoor Unit-Air-Source) | ASZS601810A* |  |  | AHVE24BP0400A* |  | 16600 | 17.5 | 8.5 | 17400 | 13000 | 74.71% | 2.1 | 0 | 10.9 |  |  |  | No | R-410A | 1.3833 | Residential & Commercial | Ducted CEE Tier 1
212523826 | Central HP <5.4 tons | LENNOX | HRCU-A-CB (Split System: Heat Pump with Remote Outdoor Unit-Air-Source) | SL25XPV-036-230A** |  |  | C35-50/60C+TDR+TXV | SLP98UH090XV36C* | 33600 | 22.2 | 8.7 | 34400 | 26800 | 77.91% | 1.8 | 0 | 13.3 |  |  |  | No | R-410A | 2.8 | Residential & Commercial | Ducted CEE Tier 1
213194294 | Central HP <5.4 tons | LENNOX | HRCU-A-CB (Split System: Heat Pump with Remote Outdoor Unit-Air-Source) | SL25XPV-036-230A** |  |  | CX35-48C+TDR | EL297UH090XV36C* | 34000 | 22 | 8.8 | 35600 | 27600 | 77.53% | 1.82 | 0 | 13.4 |  |  |  | No | R-410A | 2.8333 | Residential & Commercial | Ducted CEE Tier 1
215676922 | Central HP <5.4 tons | TEMPSTAR | HRCU-A-CB (Split System: Heat Pump with Remote Outdoor Unit-Air-Source) | T5H0V48*K*AAA* |  |  | EVD5X61M24A*+WALLCON | *97CMN0802120B* | 48500 | 19 | 9.5 | 50000 | 36800 | 73.6% | 2.1 | 0 | 10.5 |  |  |  | No | R-454B | 4.0417 | Residential & Commercial | Ducted CEE Tier 1
214075199 | Central HP <5.4 tons | SURE | HRCU-A-CB (Split System: Heat Pump with Remote Outdoor Unit-Air-Source) | RD17AZ60AJ3N |  |  | TCFZ6024STANM | S801V1505A24UH | 55500 | 18 | 8.1 | 53500 | 49000 | 91.59% | 1.75 | 0 | 10 |  |  |  | No | R-410A | 4.625 | Residential & Commercial | Ducted CEE Tier 1
214075334 | Central HP <5.4 tons | SURE | HRCU-A-CB (Split System: Heat Pump with Remote Outdoor Unit-Air-Source) | RD17AZ60AJ3N |  |  | TCFZ6024STANM | S921V1005A21M4S | 55000 | 18 | 8.1 | 54000 | 49500 | 91.67% | 1.75 | 0 | 10 |  |  |  | No | R-410A | 4.5833 | Residential & Commercial | Ducted CEE Tier 1
211257775 | Central HP <5.4 tons | CARRIER | HRCU-A-CB (Split System: Heat Pump with Remote Outdoor Unit-Air-Source) | 38MURAQ18AB3* |  |  | CAP**2414AL* | 58S(B,C)*A045E14**12 | 18000 | 16 | 8.5 | 18900 | 18900 | 100% | 2.28 | 0 | 10.5 |  |  |  | No | R-410A | 1.5 | Residential & Commercial | Ducted CEE Tier 1
211257800 | Central HP <5.4 tons | CARRIER | HRCU-A-CB (Split System: Heat Pump with Remote Outdoor Unit-Air-Source) | 38MURAQ18AB3* |  |  | CAP**2417AL* | 58TP*A090V17**16 | 17600 | 16 | 8.5 | 18500 | 19100 | 103.2% | 2.3 | 0 | 10.5 |  |  |  | No | R-410A | 1.4667 | Residential & Commercial | Ducted CEE Tier 1
211257866 | Central HP <5.4 tons | CARRIER | HRCU-A-CB (Split System: Heat Pump with Remote Outdoor Unit-Air-Source) | 38MURAQ18AB3* |  |  | CAP**2517AL* | 58S(B,C)*A045E17**12 | 19100 | 16 | 8.5 | 19000 | 17300 | 91.05% | 2.12 | 0 | 11 |  |  |  | No | R-410A | 1.5917 | Residential & Commercial | Ducted CEE Tier 1
211257925 | Central HP <5.4 tons | CARRIER | HRCU-A-CB (Split System: Heat Pump with Remote Outdoor Unit-Air-Source) | 38MURAQ18AB3* |  |  | CAP**3017AL* | 59SC5B040E14**10 | 17900 | 15.5 | 8.5 | 18500 | 18500 | 100% | 2.22 | 0 | 10.5 |  |  |  | No | R-410A | 1.4917 | Residential & Commercial | Ducted CEE Tier 1
216574985 | Central HP <5.4 tons | MIDEA | HRCU-A-CB (Split System: Heat Pump with Remote Outdoor Unit-Air-Source) | MOVB-36HDN10-M16G |  |  | MPUE30B1MN10TA |  | 27800 | 16 | 8.5 | 28000 | 20000 | 71.43% | 1.8 | 0 | 10.6 |  |  |  | No | R-454B | 2.3167 | Residential & Commercial | Ducted CEE Tier 1
214491779 | Central HP <5.4 tons | AMANA | HRCU-A-CB (Split System: Heat Pump with Remote Outdoor Unit-Air-Source) | ASZS601810A* |  |  | CA*EA1818*4B* | A*VC800804C*A* | 16600 | 17.5 | 8.5 | 17400 | 13000 | 74.71% | 2.1 | 0 | 10.9 |  |  |  | No | R-410A | 1.3833 | Residential & Commercial | Ducted CEE Tier 1
214491795 | Central HP <5.4 tons | AMANA | HRCU-A-CB (Split System: Heat Pump with Remote Outdoor Unit-Air-Source) | ASZS601810A* |  |  | CA*EA2422*4B* | A*VC800804C*A* | 16600 | 17.5 | 8.5 | 17400 | 13000 | 74.71% | 2.1 | 0 | 10.9 |  |  |  | No | R-410A | 1.3833 | Residential & Commercial | Ducted CEE Tier 1
212614950 | Central HP <5.4 tons | AMANA | HRCU-A-CB (Split System: Heat Pump with Remote Outdoor Unit-Air-Source) | ASZS60241EA* |  |  | CA*EA2422*4A* | A*VC800804C*A* | 23000 | 17 | 8.6 | 23000 | 16100 | 70% | 2 | 0 | 10 |  |  |  | No | R-410A | 1.9167 | Residential & Commercial | Ducted CEE Tier 1
212614966 | Central HP <5.4 tons | AMANA | HRCU-A-CB (Split System: Heat Pump with Remote Outdoor Unit-Air-Source) | ASZS60241EA* |  |  | CA*EA3026*4A*+MBVC1600**-1A* |  | 23000 | 17 | 8.6 | 23000 | 16100 | 70% | 2 | 0 | 10 |  |  |  | No | R-410A | 1.9167 | Residential & Commercial | Ducted CEE Tier 1
212614981 | Central HP <5.4 tons | AMANA | HRCU-A-CB (Split System: Heat Pump with Remote Outdoor Unit-Air-Source) | ASZS60241EA* |  |  | CA*EA3026*4A* | A*VC961005CNB* | 23000 | 17 | 8.6 | 23000 | 16100 | 70% | 2 | 0 | 10 |  |  |  | No | R-410A | 1.9167 | Residential & Commercial | Ducted CEE Tier 1
212614984 | Central HP <5.4 tons | AMANA | HRCU-A-CB (Split System: Heat Pump with Remote Outdoor Unit-Air-Source) | ASZS60241EA* |  |  | CA*EA3026*4A* | A*VM970804CNB* | 23000 | 17 | 8.6 | 23000 | 16100 | 70% | 2 | 0 | 10 |  |  |  | No | R-410A | 1.9167 | Residential & Commercial | Ducted CEE Tier 1
212614962 | Central HP <5.4 tons | AMANA | HRCU-A-CB (Split System: Heat Pump with Remote Outdoor Unit-Air-Source) | ASZS60241EA* |  |  | CA*EA2422*4A* | A*VM970803BNB* | 23000 | 17 | 8.6 | 23000 | 16100 | 70% | 2 | 0 | 10 |  |  |  | No | R-410A | 1.9167 | Residential & Commercial | Ducted CEE Tier 1
212614976 | Central HP <5.4 tons | AMANA | HRCU-A-CB (Split System: Heat Pump with Remote Outdoor Unit-Air-Source) | ASZS60241EA* |  |  | CA*EA3026*4A* | A*VC960603BNB* | 23000 | 17 | 8.6 | 23000 | 16100 | 70% | 2 | 0 | 10 |  |  |  | No | R-410A | 1.9167 | Residential & Commercial | Ducted CEE Tier 1
214491788 | Central HP <5.4 tons | AMANA | HRCU-A-CB (Split System: Heat Pump with Remote Outdoor Unit-Air-Source) | ASZS601810A* |  |  | CA*EA2422*4B* | A*VS960603BUA* | 16600 | 17.5 | 8.5 | 17400 | 13000 | 74.71% | 2.1 | 0 | 10.9 |  |  |  | No | R-410A | 1.3833 | Residential & Commercial | Ducted CEE Tier 1
214491790 | Central HP <5.4 tons | AMANA | HRCU-A-CB (Split System: Heat Pump with Remote Outdoor Unit-Air-Source) | ASZS601810A* |  |  | CA*EA2422*4B* | A*VC960603BNB* | 16600 | 17.5 | 8.5 | 17400 | 13000 | 74.71% | 2.1 | 0 | 10.9 |  |  |  | No | R-410A | 1.3833 | Residential & Commercial | Ducted CEE Tier 1
214491895 | Central HP <5.4 tons | AMANA | HRCU-A-CB (Split System: Heat Pump with Remote Outdoor Unit-Air-Source) | ASZS601810A* |  |  | CA*EA2422*4B*+MBVC1600**-1A* |  | 16600 | 17.5 | 8.5 | 17400 | 13000 | 74.71% | 2.1 | 0 | 10.9 |  |  |  | No | R-410A | 1.3833 | Residential & Commercial | Ducted CEE Tier 1
215323727 | Central HP <5.4 tons | DAY & NIGHT | HRCU-A-CB (Split System: Heat Pump with Remote Outdoor Unit-Air-Source) | D5CUHAH36AAK |  |  | D5FUHAH36XAK |  | 36000 | 18 | 10 | 37000 | 37400 | 101.1% | 1.9 | 0 | 12 |  |  |  | No | R-454B | 3 | Residential & Commercial | Ducted CEE Tier 1
214572887 | Central HP <5.4 tons | TEMPSTAR | HRCU-A-CB (Split System: Heat Pump with Remote Outdoor Unit-Air-Source) | TVH837GKA** |  |  | EA*4X48L24A*+WALLCON | *96CTN0802120B* | 32400 | 17.5 | 8.5 | 32200 | 24800 | 77.02% | 2 | 0 | 11.5 |  |  |  | No | R-410A | 2.7 | Residential & Commercial | Ducted CEE Tier 1
214573237 | Central HP <5.4 tons | TEMPSTAR | HRCU-A-CB (Split System: Heat Pump with Remote Outdoor Unit-Air-Source) | TVH837GKA** |  |  | EHD4X48AAL+WALLCON | *97CMN0802120B* | 32600 | 17 | 8.5 | 32800 | 25000 | 76.22% | 1.98 | 0 | 11 |  |  |  | No | R-410A | 2.7167 | Residential & Commercial | Ducted CEE Tier 1
214572577 | Central HP <5.4 tons | TEMPSTAR | HRCU-A-CB (Split System: Heat Pump with Remote Outdoor Unit-Air-Source) | TVH837GKA** |  |  | EA*4X37L21A*+WALLCON | *97CMN0802120B* | 32800 | 17.5 | 8.5 | 32800 | 25200 | 76.83% | 2 | 0 | 11.5 |  |  |  | No | R-410A | 2.7333 | Residential & Commercial | Ducted CEE Tier 1
215318960 | Central HP <5.4 tons | DAY & NIGHT | HRCU-A-CB (Split System: Heat Pump with Remote Outdoor Unit-Air-Source) | D5CSHAH18AAK |  |  | D5FSAAH18XBK |  | 18000 | 18.2 | 10.1 | 19500 | 18000 | 92.31% | 2.2 | 0 | 12 |  |  |  | No | R-454B | 1.5 | Residential & Commercial | Ducted CEE Tier 1
214491776 | Central HP <5.4 tons | AMANA | HRCU-A-CB (Split System: Heat Pump with Remote Outdoor Unit-Air-Source) | ASZS601810A* |  |  | CA*EA1818*4B* | A*VM970603BNB* | 16600 | 17.5 | 8.5 | 17400 | 13000 | 74.71% | 2.1 | 0 | 10.9 |  |  |  | No | R-410A | 1.3833 | Residential & Commercial | Ducted CEE Tier 1
214491777 | Central HP <5.4 tons | AMANA | HRCU-A-CB (Split System: Heat Pump with Remote Outdoor Unit-Air-Source) | ASZS601810A* |  |  | CA*EA1818*4B* | A*VM970803BNB* | 16600 | 17.5 | 8.5 | 17400 | 13000 | 74.71% | 2.1 | 0 | 10.9 |  |  |  | No | R-410A | 1.3833 | Residential & Commercial | Ducted CEE Tier 1
214491793 | Central HP <5.4 tons | AMANA | HRCU-A-CB (Split System: Heat Pump with Remote Outdoor Unit-Air-Source) | ASZS601810A* |  |  | CA*EA2422*4B* | A*VM970803BNB* | 16600 | 17.5 | 8.5 | 17400 | 13000 | 74.71% | 2.1 | 0 | 10.9 |  |  |  | No | R-410A | 1.3833 | Residential & Commercial | Ducted CEE Tier 1
212614944 | Central HP <5.4 tons | AMANA | HRCU-A-CB (Split System: Heat Pump with Remote Outdoor Unit-Air-Source) | ASZS60241EA* |  |  | CA*EA2422*4A*+MBVC1200**-1A* |  | 23000 | 17 | 8.6 | 23000 | 16100 | 70% | 2 | 0 | 10 |  |  |  | No | R-410A | 1.9167 | Residential & Commercial | Ducted CEE Tier 1
212614953 | Central HP <5.4 tons | AMANA | HRCU-A-CB (Split System: Heat Pump with Remote Outdoor Unit-Air-Source) | ASZS60241EA* |  |  | CA*EA2422*4A* | A*VC801005C*A* | 23000 | 17 | 8.6 | 23000 | 16100 | 70% | 2 | 0 | 10 |  |  |  | No | R-410A | 1.9167 | Residential & Commercial | Ducted CEE Tier 1
211240130 | Central HP <5.4 tons | CARRIER | HRCU-A-CB (Split System: Heat Pump with Remote Outdoor Unit-Air-Source) | 38MURAQ24AB3* |  |  | CNPV*3617AL* | 58TP*A090V17**16 | 23800 | 17 | 8.1 | 26000 | 23400 | 90% | 1.94 | 0 | 10.5 |  |  |  | No | R-410A | 1.9833 | Residential & Commercial | Ducted CEE Tier 1
214570627 | Central HP <5.4 tons | TEMPSTAR | HRCU-A-CB (Split System: Heat Pump with Remote Outdoor Unit-Air-Source) | TVH825GKA3* |  |  | EA*4X43L21A*+WALLCON | *95CSU0802120B* | 24400 | 16.5 | 8.5 | 21200 | 16600 | 78.3% | 2.02 | 0 | 11 |  |  |  | No | R-410A | 2.0333 | Residential & Commercial | Ducted CEE Tier 1
214570677 | Central HP <5.4 tons | TEMPSTAR | HRCU-A-CB (Split System: Heat Pump with Remote Outdoor Unit-Air-Source) | TVH825GKA3* |  |  | EA*4X48L21A*+WALLCON | *80CTL0702120B* | 24000 | 16.5 | 8.5 | 21000 | 16600 | 79.05% | 2.02 | 0 | 11 |  |  |  | No | R-410A | 2 | Residential & Commercial | Ducted CEE Tier 1
214570387 | Central HP <5.4 tons | TEMPSTAR | HRCU-A-CB (Split System: Heat Pump with Remote Outdoor Unit-Air-Source) | TVH825GKA3* |  |  | EA*4X36L21A*+WALLCON | *95CSU0802120B* | 23600 | 16.5 | 8.1 | 21400 | 16700 | 78.04% | 1.94 | 0 | 10.5 |  |  |  | No | R-410A | 1.9667 | Residential & Commercial | Ducted CEE Tier 1
214570537 | Central HP <5.4 tons | TEMPSTAR | HRCU-A-CB (Split System: Heat Pump with Remote Outdoor Unit-Air-Source) | TVH825GKA3* |  |  | EA*4X42L21A*+WALLCON | *97CMN0802120B* | 23800 | 16.5 | 8.1 | 21400 | 16600 | 77.57% | 1.96 | 0 | 10.5 |  |  |  | No | R-410A | 1.9833 | Residential & Commercial | Ducted CEE Tier 1
214570687 | Central HP <5.4 tons | TEMPSTAR | HRCU-A-CB (Split System: Heat Pump with Remote Outdoor Unit-Air-Source) | TVH825GKA3* |  |  | EA*4X48L21A*+WALLCON | *95CSU0802120B* | 24000 | 16.5 | 8.5 | 21000 | 16600 | 79.05% | 2.02 | 0 | 11 |  |  |  | No | R-410A | 2 | Residential & Commercial | Ducted CEE Tier 1
214570737 | Central HP <5.4 tons | TEMPSTAR | HRCU-A-CB (Split System: Heat Pump with Remote Outdoor Unit-Air-Source) | TVH825GKA3* |  |  | EA*4X48L24A*+WALLCON | *80CTL0702120B* | 24000 | 17 | 8.5 | 21000 | 16500 | 78.57% | 2.02 | 0 | 11 |  |  |  | No | R-410A | 2 | Residential & Commercial | Ducted CEE Tier 1
214242274 | Central HP <5.4 tons | TEMPSTAR | HRCU-A-CB (Split System: Heat Pump with Remote Outdoor Unit-Air-Source) | TVH825GKA3* |  |  | EN(A,D,W)4X48L21**+WALLCON | *97CMN0601714B* | 24000 | 16.5 | 8.1 | 21400 | 16700 | 78.04% | 1.98 | 0 | 11 |  |  |  | No | R-410A | 2 | Residential & Commercial | Ducted CEE Tier 1
214572497 | Central HP <5.4 tons | TEMPSTAR | HRCU-A-CB (Split System: Heat Pump with Remote Outdoor Unit-Air-Source) | TVH837GKA** |  |  | EA*4X36L21A*+WALLCON | *95CSU1002122B* | 31600 | 17 | 8.1 | 32800 | 24200 | 73.78% | 1.86 | 0 | 11 |  |  |  | No | R-410A | 2.6333 | Residential & Commercial | Ducted CEE Tier 1
214572647 | Central HP <5.4 tons | TEMPSTAR | HRCU-A-CB (Split System: Heat Pump with Remote Outdoor Unit-Air-Source) | TVH837GKA** |  |  | EA*4X42L21A*+WALLCON | *96CTN0802120B* | 31800 | 17.5 | 8.5 | 32800 | 24400 | 74.39% | 1.9 | 0 | 11 |  |  |  | No | R-410A | 2.65 | Residential & Commercial | Ducted CEE Tier 1
214572797 | Central HP <5.4 tons | TEMPSTAR | HRCU-A-CB (Split System: Heat Pump with Remote Outdoor Unit-Air-Source) | TVH837GKA** |  |  | EA*4X48L21A*+WALLCON | *95CSU1002122B* | 32400 | 17.5 | 8.5 | 32400 | 24800 | 76.54% | 2 | 0 | 11.5 |  |  |  | No | R-410A | 2.7 | Residential & Commercial | Ducted CEE Tier 1
212614960 | Central HP <5.4 tons | AMANA | HRCU-A-CB (Split System: Heat Pump with Remote Outdoor Unit-Air-Source) | ASZS60241EA* |  |  | CA*EA2422*4A* | A*VC961005CNB* | 23000 | 17 | 8.6 | 23000 | 16100 | 70% | 2 | 0 | 10 |  |  |  | No | R-410A | 1.9167 | Residential & Commercial | Ducted CEE Tier 1
212614985 | Central HP <5.4 tons | AMANA | HRCU-A-CB (Split System: Heat Pump with Remote Outdoor Unit-Air-Source) | ASZS60241EA* |  |  | CA*EA3026*4A* | A*VM971005CNB* | 23000 | 17 | 8.6 | 23000 | 16100 | 70% | 2 | 0 | 10 |  |  |  | No | R-410A | 1.9167 | Residential & Commercial | Ducted CEE Tier 1
214491893 | Central HP <5.4 tons | AMANA | HRCU-A-CB (Split System: Heat Pump with Remote Outdoor Unit-Air-Source) | ASZS601810A* |  |  | CA*EA1818*4B*+MBVC1600**-1A* |  | 16600 | 17.5 | 8.5 | 17400 | 13000 | 74.71% | 2.1 | 0 | 10.9 |  |  |  | No | R-410A | 1.3833 | Residential & Commercial | Ducted CEE Tier 1
214097578 | Central HP <5.4 tons | SURE | HRCU-A-CB (Split System: Heat Pump with Remote Outdoor Unit-Air-Source) | RD17AZ48AJ3N |  |  | TCFZ6024SEANM | S802VA125524M | 45500 | 17 | 8.1 | 45500 | 40000 | 87.91% | 2.1 | 0 | 10 |  |  |  | No | R-410A | 3.7917 | Residential & Commercial | Ducted CEE Tier 1
214097596 | Central HP <5.4 tons | SURE | HRCU-A-CB (Split System: Heat Pump with Remote Outdoor Unit-Air-Source) | RD17AZ48AJ3N |  |  | TCFZ6024SEANM | S802V1005A21UHS | 45500 | 17 | 8.1 | 45500 | 40000 | 87.91% | 2.1 | 0 | 10 |  |  |  | No | R-410A | 3.7917 | Residential & Commercial | Ducted CEE Tier 1
214097629 | Central HP <5.4 tons | SURE | HRCU-A-CB (Split System: Heat Pump with Remote Outdoor Unit-Air-Source) | RD17AZ48AJ3N |  |  | TCFZ6024SEANM | S801V0755A21DZ | 45500 | 17 | 8.1 | 45500 | 40000 | 87.91% | 2.1 | 0 | 10 |  |  |  | No | R-410A | 3.7917 | Residential & Commercial | Ducted CEE Tier 1
214097616 | Central HP <5.4 tons | SURE | HRCU-A-CB (Split System: Heat Pump with Remote Outdoor Unit-Air-Source) | RD17AZ48AJ3N |  |  | TCFZ6024SEANM | S801V1005A21UHU | 45500 | 17 | 8.1 | 45500 | 40000 | 87.91% | 2.1 | 0 | 10 |  |  |  | No | R-410A | 3.7917 | Residential & Commercial | Ducted CEE Tier 1
212609325 | Central HP <5.4 tons | SURE | HRCU-A-CB (Split System: Heat Pump with Remote Outdoor Unit-Air-Source) | SP18AZ24AJVC |  |  | TCFZ2421HEAAM | S802V1005A21UHS | 22800 | 20 | 8.5 | 22800 | 26000 | 114% | 2.1 | 0 | 12.5 |  |  |  | No | R-410A | 1.9 | Residential & Commercial | Ducted CEE Tier 1
214233327 | Central HP <5.4 tons | SURE | HRCU-A-CB (Split System: Heat Pump with Remote Outdoor Unit-Air-Source) | RD17AZ36AJ3N |  |  | SH3VZ4821STACN |  | 34200 | 18 | 8.1 | 34200 | 29400 | 85.96% | 2 | 0 | 11.7 |  |  |  | No | R-410A | 2.85 | Residential & Commercial | Ducted CEE Tier 1
216054430 | Central HP <5.4 tons | MIDEA | HRCU-A-CB (Split System: Heat Pump with Remote Outdoor Unit-Air-Source) | MDV-V48WMN10T |  |  | MCPM4860CN10TH | MGV96U100C5C | 48000 | 16 | 8.9 | 48000 | 40000 | 83.33% | 1.8 | 0 | 10 |  |  |  | No | R-454B | 4 | Residential & Commercial | Ducted CEE Tier 1
213319265 | Central HP <5.4 tons | LENNOX | HRCU-A-CB (Split System: Heat Pump with Remote Outdoor Unit-Air-Source) | SL25XPV-036-230A** |  |  | CRX35-50/60C-**-*+TDR | EL297DF110XV60C* | 34200 | 21 | 9.3 | 36000 | 29000 | 80.56% | 1.86 | 0 | 13.5 |  |  |  | No | R-410A | 2.85 | Residential & Commercial | Ducted CEE Tier 1
211257927 | Central HP <5.4 tons | CARRIER | HRCU-A-CB (Split System: Heat Pump with Remote Outdoor Unit-Air-Source) | 38MURAQ18AB3* |  |  | CAP**3017AL* | 59SC5B060E14**12 | 18000 | 16 | 8.5 | 18500 | 18500 | 100% | 2.22 | 0 | 10.5 |  |  |  | No | R-410A | 1.5 | Residential & Commercial | Ducted CEE Tier 1
211257934 | Central HP <5.4 tons | CARRIER | HRCU-A-CB (Split System: Heat Pump with Remote Outdoor Unit-Air-Source) | 38MURAQ18AB3* |  |  | CAP**3017AL* | 58S(B,C)*A045E14**12 | 18200 | 16.5 | 8.5 | 18700 | 18400 | 98.4% | 2.22 | 0 | 11 |  |  |  | No | R-410A | 1.5167 | Residential & Commercial | Ducted CEE Tier 1
211258036 | Central HP <5.4 tons | CARRIER | HRCU-A-CB (Split System: Heat Pump with Remote Outdoor Unit-Air-Source) | 38MURAQ18AB3* |  |  | CNPV*2417AL* | OVMAAB036098 | 18300 | 15.5 | 8.5 | 19300 | 18600 | 96.37% | 2.24 | 0 | 11 |  |  |  | No | R-410A | 1.525 | Residential & Commercial | Ducted CEE Tier 1
211258091 | Central HP <5.4 tons | CARRIER | HRCU-A-CB (Split System: Heat Pump with Remote Outdoor Unit-Air-Source) | 38MURAQ18AB3* |  |  | CNPV*3017AL* | 58S(B,C)*A045E14**12 | 18200 | 16.5 | 8.5 | 18700 | 18300 | 97.86% | 2.22 | 0 | 11 |  |  |  | No | R-410A | 1.5167 | Residential & Commercial | Ducted CEE Tier 1
214075303 | Central HP <5.4 tons | SURE | HRCU-A-CB (Split System: Heat Pump with Remote Outdoor Unit-Air-Source) | RD17AZ60AJ3N |  |  | TCFZ6024STANM | S802V0755A21DZ | 55500 | 18 | 8.1 | 54000 | 49000 | 90.74% | 1.75 | 0 | 10 |  |  |  | No | R-410A | 4.625 | Residential & Commercial | Ducted CEE Tier 1
216440562 | Central HP <5.4 tons | MIDEA | HRCU-A-CB (Split System: Heat Pump with Remote Outdoor Unit-Air-Source) | MDV-V36WMN10T |  |  | MHVE36B1MN10TB |  | 34000 | 16 | 9.2 | 36000 | 28800 | 80% | 1.8 | 0 | 11 |  |  |  | No | R-454B | 2.8333 | Residential & Commercial | Ducted CEE Tier 1
212614957 | Central HP <5.4 tons | AMANA | HRCU-A-CB (Split System: Heat Pump with Remote Outdoor Unit-Air-Source) | ASZS60241EA* |  |  | CA*EA2422*4A* | A*VC960803BNB* | 23000 | 17 | 8.6 | 23000 | 16100 | 70% | 2 | 0 | 10 |  |  |  | No | R-410A | 1.9167 | Residential & Commercial | Ducted CEE Tier 1
214491799 | Central HP <5.4 tons | AMANA | HRCU-A-CB (Split System: Heat Pump with Remote Outdoor Unit-Air-Source) | ASZS601810A* |  |  | CA*EA2422*4B* | A*VM970804CNB* | 16600 | 17.5 | 8.5 | 17400 | 13000 | 74.71% | 2.1 | 0 | 10.9 |  |  |  | No | R-410A | 1.3833 | Residential & Commercial | Ducted CEE Tier 1
213613304 | Central HP <5.4 tons | AMANA | HRCU-A-CB (Split System: Heat Pump with Remote Outdoor Unit-Air-Source) | ASZS60481EA* |  |  | AHVE60DP1400B* |  | 44000 | 17 | 8.6 | 44000 | 31000 | 70.45% | 2 | 0 | 10 |  |  |  | No | R-410A | 3.6667 | Residential & Commercial | Ducted CEE Tier 1
211230528 | Central HP <5.4 tons | COMFORTMAKER | HRCU-A-CB (Split System: Heat Pump with Remote Outdoor Unit-Air-Source) | DLCURAH36ABK |  |  | EN(A,D)4X48L24** | *80VSL1102422A* | 36000 | 16.5 | 8.1 | 38500 | 34800 | 90.39% | 2.02 | 0 | 10 |  |  |  | No | R-410A | 3 | Residential & Commercial | Ducted CEE Tier 1
211230782 | Central HP <5.4 tons | COMFORTMAKER | HRCU-A-CB (Split System: Heat Pump with Remote Outdoor Unit-Air-Source) | DLCURAH36ABK |  |  | EN(A,D)4X48L24** | *96VTN1202422A* | 36200 | 16 | 8.1 | 38500 | 34800 | 90.39% | 2.02 | 0 | 10 |  |  |  | No | R-410A | 3.0167 | Residential & Commercial | Ducted CEE Tier 1
213872268 | Central HP <5.4 tons | AMANA | HRCU-A-CB (Split System: Heat Pump with Remote Outdoor Unit-Air-Source) | ASZS60481EA* |  |  | CA*EA6030*4A* | A*VM971005CNB* | 44000 | 17 | 8.5 | 44000 | 31000 | 70.45% | 2 | 0 | 10 |  |  |  | No | R-410A | 3.6667 | Residential & Commercial | Ducted CEE Tier 1
214570467 | Central HP <5.4 tons | TEMPSTAR | HRCU-A-CB (Split System: Heat Pump with Remote Outdoor Unit-Air-Source) | TVH825GKA3* |  |  | EA*4X37L21A*+WALLCON | *97CMN0602120B* | 24400 | 16.5 | 8.5 | 21200 | 16700 | 78.77% | 2.02 | 0 | 11 |  |  |  | No | R-410A | 2.0333 | Residential & Commercial | Ducted CEE Tier 1
214075544 | Central HP <5.4 tons | SURE | HRCU-A-CB (Split System: Heat Pump with Remote Outdoor Unit-Air-Source) | RD17AZ24AJ3N |  |  | TCFZ2417MTANM | S962V0403A17M4S | 22600 | 17 | 9.5 | 22600 | 16900 | 74.78% | 2 | 0 | 11.2 |  |  |  | No | R-410A | 1.8833 | Residential & Commercial | Ducted CEE Tier 1
215683900 | Central HP <5.4 tons | BRYANT HEATING AND COOLING SYSTEMS | HRCU-A-CB (Split System: Heat Pump with Remote Outdoor Unit-Air-Source) | 290VAN036**AA* |  |  | CAA**3721AM*+UI | 88*TB48070C17*** | 34400 | 18 | 9 | 35400 | 25200 | 71.19% | 1.9 | 0 | 10 |  |  |  | No | R-454B | 2.8667 | Residential & Commercial | Ducted CEE Tier 1
214097615 | Central HP <5.4 tons | SURE | HRCU-A-CB (Split System: Heat Pump with Remote Outdoor Unit-Air-Source) | RD17AZ48AJ3N |  |  | TCFZ6024SEANM | S801V1255A24DZ | 45500 | 17 | 8.1 | 45500 | 40000 | 87.91% | 2.1 | 0 | 10 |  |  |  | No | R-410A | 3.7917 | Residential & Commercial | Ducted CEE Tier 1
216440558 | Central HP <5.4 tons | MIDEA | HRCU-A-CB (Split System: Heat Pump with Remote Outdoor Unit-Air-Source) | MDV-V18WMN10T |  |  | MPCE18A1MN10TA |  | 18000 | 16 | 8.7 | 18000 | 14400 | 80% | 1.8 | 0 | 11 |  |  |  | No | R-454B | 1.5 | Residential & Commercial | Ducted CEE Tier 1
214573957 | Central HP <5.4 tons | TEMPSTAR | HRCU-A-CB (Split System: Heat Pump with Remote Outdoor Unit-Air-Source) | TVH837GKA2* |  |  | EA*4X48L21A*+WALLCON | *97CMN0802120B* | 32200 | 17.5 | 8.5 | 32400 | 25000 | 77.16% | 1.98 | 0 | 11 |  |  |  | No | R-410A | 2.6833 | Residential & Commercial | Ducted CEE Tier 1
214574037 | Central HP <5.4 tons | TEMPSTAR | HRCU-A-CB (Split System: Heat Pump with Remote Outdoor Unit-Air-Source) | TVH837GKA2* |  |  | EA*4X60L24A*+WALLCON | *80CTL0702120B* | 32800 | 17.5 | 8.5 | 31600 | 24800 | 78.48% | 1.98 | 0 | 11.5 |  |  |  | No | R-410A | 2.7333 | Residential & Commercial | Ducted CEE Tier 1
213872256 | Central HP <5.4 tons | AMANA | HRCU-A-CB (Split System: Heat Pump with Remote Outdoor Unit-Air-Source) | ASZS60421EA* |  |  | CA*EA6030*4A* | A*VC801005C*A* | 40000 | 17 | 8.6 | 40000 | 30600 | 76.5% | 2.2 | 0 | 10 |  |  |  | No | R-410A | 3.3333 | Residential & Commercial | Ducted CEE Tier 1
212615003 | Central HP <5.4 tons | AMANA | HRCU-A-CB (Split System: Heat Pump with Remote Outdoor Unit-Air-Source) | ASZS60421EA* |  |  | AHVE60DP0400A* |  | 40000 | 17 | 8.6 | 40000 | 30600 | 76.5% | 2 | 0 | 10 |  |  |  | No | R-410A | 3.3333 | Residential & Commercial | Ducted CEE Tier 1
213077119 | Central HP <5.4 tons | COMFORTMAKER | HRCU-A-CB (Split System: Heat Pump with Remote Outdoor Unit-Air-Source) | DLCURAH36ABK |  |  | EN(A,D,W)4X48L21** | *96VSN0802120B* | 35600 | 16.5 | 8.1 | 38500 | 34800 | 90.39% | 1.98 | 0 | 10 |  |  |  | No | R-410A | 2.9667 | Residential & Commercial | Ducted CEE Tier 1
213077169 | Central HP <5.4 tons | COMFORTMAKER | HRCU-A-CB (Split System: Heat Pump with Remote Outdoor Unit-Air-Source) | DLCURAH36ABK |  |  | EA*4X42L24A* | *96VSN1002120B* | 35400 | 16 | 8.1 | 38500 | 35200 | 91.43% | 1.88 | 0 | 10 |  |  |  | No | R-410A | 2.95 | Residential & Commercial | Ducted CEE Tier 1
213077578 | Central HP <5.4 tons | COMFORTMAKER | HRCU-A-CB (Split System: Heat Pump with Remote Outdoor Unit-Air-Source) | DLCURAH36ABK |  |  | EN(A,D)4X48L24** | *96VTN0802120B* | 35600 | 16.5 | 8.1 | 38500 | 34800 | 90.39% | 1.98 | 0 | 10 |  |  |  | No | R-410A | 2.9667 | Residential & Commercial | Ducted CEE Tier 1
211240147 | Central HP <5.4 tons | CARRIER | HRCU-A-CB (Split System: Heat Pump with Remote Outdoor Unit-Air-Source) | 38MURAQ24AB3* |  |  | CNPV*3617AL* | 59SC2D080E17**16 | 24200 | 17 | 8.1 | 26200 | 22800 | 87.02% | 1.88 | 0 | 10.5 |  |  |  | No | R-410A | 2.0167 | Residential & Commercial | Ducted CEE Tier 1
211240180 | Central HP <5.4 tons | CARRIER | HRCU-A-CB (Split System: Heat Pump with Remote Outdoor Unit-Air-Source) | 38MURAQ24AB3* |  |  | CNPV*3621AL* | 59TP6B040V17**12 | 23400 | 16 | 8.1 | 25800 | 24000 | 93.02% | 1.98 | 0 | 10 |  |  |  | No | R-410A | 1.95 | Residential & Commercial | Ducted CEE Tier 1
211240197 | Central HP <5.4 tons | CARRIER | HRCU-A-CB (Split System: Heat Pump with Remote Outdoor Unit-Air-Source) | 38MURAQ24AB3* |  |  | CNPV*3621AL* | 59SC2D080E21**20 | 24800 | 16.5 | 8.5 | 26800 | 22200 | 82.84% | 1.84 | 0 | 10.5 |  |  |  | No | R-410A | 2.0667 | Residential & Commercial | Ducted CEE Tier 1
212970392 | Central HP <5.4 tons | HEIL | HRCU-A-CB (Split System: Heat Pump with Remote Outdoor Unit-Air-Source) | DLCURAH36ABK |  |  | EA*4X37L17A* | *80VSL0701716B* | 36000 | 15.5 | 8.1 | 38500 | 35000 | 90.91% | 2 | 0 | 10 |  |  |  | No | R-410A | 3 | Residential & Commercial | Ducted CEE Tier 1
213076710 | Central HP <5.4 tons | COMFORTMAKER | HRCU-A-CB (Split System: Heat Pump with Remote Outdoor Unit-Air-Source) | DLCURAH36ABK |  |  | EN(A,D,W)4X48L21** | *80VTL0902120B* | 36000 | 16.5 | 8.1 | 38500 | 35000 | 90.91% | 2 | 0 | 10 |  |  |  | No | R-410A | 3 | Residential & Commercial | Ducted CEE Tier 1
213076792 | Central HP <5.4 tons | COMFORTMAKER | HRCU-A-CB (Split System: Heat Pump with Remote Outdoor Unit-Air-Source) | DLCURAH36ABK |  |  | EA*4X48L21A* | *80VTL1102122B* | 36200 | 16 | 8.5 | 38000 | 34800 | 91.58% | 2.04 | 0 | 10 |  |  |  | No | R-410A | 3.0167 | Residential & Commercial | Ducted CEE Tier 1
213077705 | Central HP <5.4 tons | COMFORTMAKER | HRCU-A-CB (Split System: Heat Pump with Remote Outdoor Unit-Air-Source) | DLCURAH36ABK |  |  | EA*4X36L21A* | *96VTN1002122B* | 35000 | 16.5 | 8.1 | 38500 | 35200 | 91.43% | 1.82 | 0 | 10 |  |  |  | No | R-410A | 2.9167 | Residential & Commercial | Ducted CEE Tier 1
213077905 | Central HP <5.4 tons | COMFORTMAKER | HRCU-A-CB (Split System: Heat Pump with Remote Outdoor Unit-Air-Source) | DLCURAH36ABK |  |  | END4X42L17** | *80MS(N,L)0701412A* | 35400 | 16 | 8.1 | 38500 | 35000 | 90.91% | 1.94 | 0 | 10 |  |  |  | No | R-410A | 2.95 | Residential & Commercial | Ducted CEE Tier 1
215933875 | Central HP <5.4 tons | BRYANT HEATING AND COOLING SYSTEMS | HRCU-A-CB (Split System: Heat Pump with Remote Outdoor Unit-Air-Source) | 293VAN036**AA* |  |  | CSAH*6012AM*+UI | 987MC42080C17*** | 34000 | 19 | 9 | 34800 | 26400 | 75.86% | 1.94 | 0 | 11 |  |  |  | No | R-454B | 2.8333 | Residential & Commercial | Ducted CEE Tier 1
216440563 | Central HP <5.4 tons | MIDEA | HRCU-A-CB (Split System: Heat Pump with Remote Outdoor Unit-Air-Source) | MDV-V36WMN10T |  |  | MPCE36B1MN10TA |  | 34000 | 16 | 8.9 | 36000 | 28800 | 80% | 1.8 | 0 | 10.9 |  |  |  | No | R-454B | 2.8333 | Residential & Commercial | Ducted CEE Tier 1
212973058 | Central HP <5.4 tons | HEIL | HRCU-A-CB (Split System: Heat Pump with Remote Outdoor Unit-Air-Source) | DLCURAH18ABK |  |  | EN(A,D)4X24L17** | *96VSN0401712B* | 17500 | 15.5 | 8.5 | 18600 | 19200 | 103.2% | 2.3 | 0 | 10.5 |  |  |  | No | R-410A | 1.4583 | Residential & Commercial | Ducted CEE Tier 1
212972668 | Central HP <5.4 tons | HEIL | HRCU-A-CB (Split System: Heat Pump with Remote Outdoor Unit-Air-Source) | DLCURAH18ABK |  |  | EA*4X19L17A* | *96VSN0401410B* | 17700 | 16 | 8.1 | 17800 | 17900 | 100.6% | 2.16 | 0 | 10.5 |  |  |  | No | R-410A | 1.475 | Residential & Commercial | Ducted CEE Tier 1
212973018 | Central HP <5.4 tons | HEIL | HRCU-A-CB (Split System: Heat Pump with Remote Outdoor Unit-Air-Source) | DLCURAH18ABK |  |  | EA*4X19L17A* | *96VSN0401712B* | 17700 | 16 | 8.1 | 17800 | 17900 | 100.6% | 2.16 | 0 | 10.5 |  |  |  | No | R-410A | 1.475 | Residential & Commercial | Ducted CEE Tier 1
216051345 | Central HP <5.4 tons | MIDEA | HRCU-A-CB (Split System: Heat Pump with Remote Outdoor Unit-Air-Source) | MDV-V48WMN10T |  |  | MVME48C2MN10TB |  | 48000 | 17 | 9.4 | 48000 | 41000 | 85.42% | 1.95 | 0 | 10.3 |  |  |  | No | R-454B | 4 | Residential & Commercial | Ducted CEE Tier 1
213078098 | Central HP <5.4 tons | COMFORTMAKER | HRCU-A-CB (Split System: Heat Pump with Remote Outdoor Unit-Air-Source) | DLCURAH36ABK |  |  | EA*4X43L21A* | *80MS(N,L)0701716A* | 36600 | 16 | 8.5 | 38500 | 35000 | 90.91% | 2.06 | 0 | 10 |  |  |  | No | R-410A | 3.05 | Residential & Commercial | Ducted CEE Tier 1
213078296 | Central HP <5.4 tons | COMFORTMAKER | HRCU-A-CB (Split System: Heat Pump with Remote Outdoor Unit-Air-Source) | DLCURAH36ABK |  |  | EA*4X37L21A* | *80MS(N,L)0901714A* | 36200 | 16.5 | 8.5 | 38000 | 34800 | 91.58% | 2.04 | 0 | 10 |  |  |  | No | R-410A | 3.0167 | Residential & Commercial | Ducted CEE Tier 1
213078480 | Central HP <5.4 tons | COMFORTMAKER | HRCU-A-CB (Split System: Heat Pump with Remote Outdoor Unit-Air-Source) | DLCURAH36ABK |  |  | EN(A,D)4X48L24** | *80MS(N,L)0902116A* | 35800 | 16.5 | 8.1 | 38500 | 34800 | 90.39% | 2 | 0 | 10 |  |  |  | No | R-410A | 2.9833 | Residential & Commercial | Ducted CEE Tier 1
213078750 | Central HP <5.4 tons | COMFORTMAKER | HRCU-A-CB (Split System: Heat Pump with Remote Outdoor Unit-Air-Source) | DLCURAH36ABK |  |  | EA*4X48L24A* | *80MS(N,L)1102420A* | 36200 | 16.5 | 8.5 | 38000 | 34600 | 91.05% | 2.04 | 0 | 10 |  |  |  | No | R-410A | 3.0167 | Residential & Commercial | Ducted CEE Tier 1
213079402 | Central HP <5.4 tons | COMFORTMAKER | HRCU-A-CB (Split System: Heat Pump with Remote Outdoor Unit-Air-Source) | DLCURAH36ABK |  |  | EA*4X37L17A* | *92MSN0601714A* | 36000 | 15.5 | 8.5 | 38500 | 35000 | 90.91% | 2 | 0 | 10 |  |  |  | No | R-410A | 3 | Residential & Commercial | Ducted CEE Tier 1
213079416 | Central HP <5.4 tons | COMFORTMAKER | HRCU-A-CB (Split System: Heat Pump with Remote Outdoor Unit-Air-Source) | DLCURAH36ABK |  |  | EA*4X37L21A* | *92MSN0601714A* | 36600 | 16 | 8.5 | 38500 | 35000 | 90.91% | 2.06 | 0 | 10 |  |  |  | No | R-410A | 3.05 | Residential & Commercial | Ducted CEE Tier 1
210474038 | Central HP <5.4 tons | HEIL | HRCU-A-CB (Split System: Heat Pump with Remote Outdoor Unit-Air-Source) | HVH825GKA3* |  |  | EN(A,D,W)4X48L21**+WALLCON | *80CTL0901716A* | 24200 | 17.5 | 8.1 | 21200 | 16500 | 77.83% | 2.02 | 0 | 11.7 |  |  |  | No | R-410A | 2.0167 | Residential & Commercial | Ducted CEE Tier 1
210474340 | Central HP <5.4 tons | HEIL | HRCU-A-CB (Split System: Heat Pump with Remote Outdoor Unit-Air-Source) | HVH825GKA3* |  |  | EHD4X42AAL+WALLCON | *96CTN1202422A* | 24200 | 16 | 8.1 | 21400 | 16600 | 77.57% | 2 | 0 | 10.5 |  |  |  | No | R-410A | 2.0167 | Residential & Commercial | Ducted CEE Tier 1
214242238 | Central HP <5.4 tons | AIRQUEST | HRCU-A-CB (Split System: Heat Pump with Remote Outdoor Unit-Air-Source) | HVH825GKA3* |  |  | EN(A,D,W)4X48L21**+WALLCON | *80CTL0902120B* | 24200 | 17 | 8.1 | 21200 | 16600 | 78.3% | 2 | 0 | 11 |  |  |  | No | R-410A | 2.0167 | Residential & Commercial | Ducted CEE Tier 1
214239312 | Central HP <5.4 tons | TEMPSTAR | HRCU-A-CB (Split System: Heat Pump with Remote Outdoor Unit-Air-Source) | TVH837GKA2* |  |  | EN(A,D)4X48L24**+WALLCON | *80CTL1352422B* | 32400 | 17 | 8.1 | 32600 | 24600 | 75.46% | 1.96 | 0 | 11.7 |  |  |  | No | R-410A | 2.7 | Residential & Commercial | Ducted CEE Tier 1
214239182 | Central HP <5.4 tons | TEMPSTAR | HRCU-A-CB (Split System: Heat Pump with Remote Outdoor Unit-Air-Source) | TVH837GKA2* |  |  | EN(A,D,W)4X48L21**+WALLCON | *80CTL0701716B* | 32200 | 17 | 8.1 | 32800 | 24800 | 75.61% | 1.94 | 0 | 11.5 |  |  |  | No | R-410A | 2.6833 | Residential & Commercial | Ducted CEE Tier 1
214239202 | Central HP <5.4 tons | TEMPSTAR | HRCU-A-CB (Split System: Heat Pump with Remote Outdoor Unit-Air-Source) | TVH837GKA2* |  |  | EN(A,D,W)4X48L21**+WALLCON | *80CTL0902120B* | 32400 | 17 | 8.1 | 32600 | 24600 | 75.46% | 1.96 | 0 | 11.7 |  |  |  | No | R-410A | 2.7 | Residential & Commercial | Ducted CEE Tier 1
214239332 | Central HP <5.4 tons | TEMPSTAR | HRCU-A-CB (Split System: Heat Pump with Remote Outdoor Unit-Air-Source) | TVH837GKA2* |  |  | EN(A,D)4X48L24**+WALLCON | *97CMN1202422B* | 32400 | 17 | 8.1 | 32800 | 24600 | 75% | 1.94 | 0 | 11.5 |  |  |  | No | R-410A | 2.7 | Residential & Commercial | Ducted CEE Tier 1
214242288 | Central HP <5.4 tons | AIRQUEST | HRCU-A-CB (Split System: Heat Pump with Remote Outdoor Unit-Air-Source) | HVH825GKA3* |  |  | EN(A,D,W)4X48L21**+WALLCON | *97CMN1002122B* | 24200 | 17 | 8.1 | 21200 | 16500 | 77.83% | 2 | 0 | 11.5 |  |  |  | No | R-410A | 2.0167 | Residential & Commercial | Ducted CEE Tier 1
212972708 | Central HP <5.4 tons | HEIL | HRCU-A-CB (Split System: Heat Pump with Remote Outdoor Unit-Air-Source) | DLCURAH18ABK |  |  | EA*4X30L14A* | *96VSN0401410B* | 17300 | 16 | 8.5 | 18100 | 18900 | 104.4% | 2.26 | 0 | 10.5 |  |  |  | No | R-410A | 1.4417 | Residential & Commercial | Ducted CEE Tier 1
214279724 | Central HP <5.4 tons | HEIL | HRCU-A-CB (Split System: Heat Pump with Remote Outdoor Unit-Air-Source) | DLCURAH18ABK |  |  | EA*4X19L17A* | *96MSN0601716A* | 17700 | 16.5 | 8.5 | 17700 | 17900 | 101.1% | 2.16 | 0 | 10.5 |  |  |  | No | R-410A | 1.475 | Residential & Commercial | Ducted CEE Tier 1
210473162 | Central HP <5.4 tons | HEIL | HRCU-A-CB (Split System: Heat Pump with Remote Outdoor Unit-Air-Source) | HVH825GKA3* |  |  | EA*4X43L21A*+WALLCON | *80CTL0701716A* | 24400 | 17 | 8.5 | 21200 | 16600 | 78.3% | 2.02 | 0 | 11 |  |  |  | No | R-410A | 2.0333 | Residential & Commercial | Ducted CEE Tier 1
210473950 | Central HP <5.4 tons | HEIL | HRCU-A-CB (Split System: Heat Pump with Remote Outdoor Unit-Air-Source) | HVH825GKA3* |  |  | EN(A,D,W)4X48L21**+WALLCON | *80CTL0451712A* | 24000 | 16.5 | 8.1 | 21400 | 16700 | 78.04% | 2 | 0 | 11 |  |  |  | No | R-410A | 2 | Residential & Commercial | Ducted CEE Tier 1
210474049 | Central HP <5.4 tons | HEIL | HRCU-A-CB (Split System: Heat Pump with Remote Outdoor Unit-Air-Source) | HVH825GKA3* |  |  | EN(A,D,W)4X48L21**+WALLCON | *97CMN0602120A* | 24000 | 16.5 | 8.1 | 21400 | 16700 | 78.04% | 2 | 0 | 11 |  |  |  | No | R-410A | 2 | Residential & Commercial | Ducted CEE Tier 1
216051153 | Central HP <5.4 tons | RUUD | HRCU-A-CB (Split System: Heat Pump with Remote Outdoor Unit-Air-Source) | UP19AY60AJVC |  |  | RCFY6021SEAAM | R802V0755A21DZ | 54000 | 17 | 10 | 54000 | 48500 | 89.81% | 2 | 0 | 10 |  |  |  | No | R-454B | 4.5 | Residential & Commercial | Ducted CEE Tier 1
216051291 | Central HP <5.4 tons | SURE | HRCU-A-CB (Split System: Heat Pump with Remote Outdoor Unit-Air-Source) | SP19AY60AJVC |  |  | TCFY6021SEAAM | S962V1005A21M4 | 53500 | 16 | 10 | 53500 | 49000 | 91.59% | 2 | 0 | 10 |  |  |  | No | R-454B | 4.4583 | Residential & Commercial | Ducted CEE Tier 1
214242154 | Central HP <5.4 tons | TEMPSTAR | HRCU-A-CB (Split System: Heat Pump with Remote Outdoor Unit-Air-Source) | TVH825GKA3* |  |  | EN(A,D,W)4X42L21**+WALLCON | *97CMN0601714B* | 23600 | 16 | 8.1 | 21600 | 16700 | 77.31% | 1.94 | 0 | 10.5 |  |  |  | No | R-410A | 1.9667 | Residential & Commercial | Ducted CEE Tier 1
214242204 | Central HP <5.4 tons | TEMPSTAR | HRCU-A-CB (Split System: Heat Pump with Remote Outdoor Unit-Air-Source) | TVH825GKA3* |  |  | EN(A,D,W)4X42L21**+WALLCON | *96CTN1002122B* | 23800 | 16.5 | 8.1 | 21400 | 16600 | 77.57% | 1.96 | 0 | 11 |  |  |  | No | R-410A | 1.9833 | Residential & Commercial | Ducted CEE Tier 1
214242254 | Central HP <5.4 tons | TEMPSTAR | HRCU-A-CB (Split System: Heat Pump with Remote Outdoor Unit-Air-Source) | TVH825GKA3* |  |  | EN(A,D,W)4X48L21**+WALLCON | *80CTL1102120B* | 24200 | 17 | 8.1 | 21200 | 16500 | 77.83% | 2 | 0 | 11 |  |  |  | No | R-410A | 2.0167 | Residential & Commercial | Ducted CEE Tier 1
214572897 | Central HP <5.4 tons | TEMPSTAR | HRCU-A-CB (Split System: Heat Pump with Remote Outdoor Unit-Air-Source) | TVH837GKA** |  |  | EA*4X60L24A*+WALLCON | *80CTL0702120B* | 32800 | 17.5 | 8.5 | 31600 | 24800 | 78.48% | 1.98 | 0 | 11.5 |  |  |  | No | R-410A | 2.7333 | Residential & Commercial | Ducted CEE Tier 1
214572997 | Central HP <5.4 tons | TEMPSTAR | HRCU-A-CB (Split System: Heat Pump with Remote Outdoor Unit-Air-Source) | TVH837GKA** |  |  | EA*4X61L21A*+WALLCON | *97CMN0802120B* | 33200 | 17.5 | 8.5 | 32000 | 24800 | 77.5% | 2 | 0 | 11.5 |  |  |  | No | R-410A | 2.7667 | Residential & Commercial | Ducted CEE Tier 1
215865059 | Central HP <5.4 tons | TRANE | HRCU-A-CB (Split System: Heat Pump with Remote Outdoor Unit-Air-Source) | 5TWV8X36A1 |  |  | 5TXCB004AS3+P0V0A000M30SD+LRP |  | 31400 | 18.1 | 8.5 | 32600 | 25400 | 77.91% | 2 | 0 | 10 |  |  |  | No | R-454B | 2.6167 | Residential & Commercial | Ducted CEE Tier 1
213079536 | Central HP <5.4 tons | COMFORTMAKER | HRCU-A-CB (Split System: Heat Pump with Remote Outdoor Unit-Air-Source) | DLCURAH36ABK |  |  | EA*4X37L17A* | *92MSN0801716A* | 36400 | 15.5 | 8.5 | 38500 | 35000 | 90.91% | 2.02 | 0 | 10 |  |  |  | No | R-410A | 3.0333 | Residential & Commercial | Ducted CEE Tier 1
213079818 | Central HP <5.4 tons | COMFORTMAKER | HRCU-A-CB (Split System: Heat Pump with Remote Outdoor Unit-Air-Source) | DLCURAH36ABK |  |  | EN(A,D,W)4X48L21** | *92MSN1002120A* | 36000 | 16.5 | 8.1 | 38500 | 34800 | 90.39% | 2 | 0 | 10.5 |  |  |  | No | R-410A | 3 | Residential & Commercial | Ducted CEE Tier 1
213079877 | Central HP <5.4 tons | COMFORTMAKER | HRCU-A-CB (Split System: Heat Pump with Remote Outdoor Unit-Air-Source) | DLCURAH36ABK |  |  | EA*4X43L21A* | *92MSN1002122A* | 36200 | 16.5 | 8.5 | 38000 | 34800 | 91.58% | 2.04 | 0 | 10 |  |  |  | No | R-410A | 3.0167 | Residential & Commercial | Ducted CEE Tier 1
213079945 | Central HP <5.4 tons | COMFORTMAKER | HRCU-A-CB (Split System: Heat Pump with Remote Outdoor Unit-Air-Source) | DLCURAH36ABK |  |  | EN(A,D)4X48L24** | *92MSN1202420A* | 36400 | 16 | 8.1 | 38500 | 35000 | 90.91% | 2.02 | 0 | 10.5 |  |  |  | No | R-410A | 3.0333 | Residential & Commercial | Ducted CEE Tier 1
213080152 | Central HP <5.4 tons | COMFORTMAKER | HRCU-A-CB (Split System: Heat Pump with Remote Outdoor Unit-Air-Source) | DLCURAH36ABK |  |  | EA*4X37L21A* | *96MSN0802120A* | 36400 | 16 | 8.5 | 38000 | 34800 | 91.58% | 2.06 | 0 | 10 |  |  |  | No | R-410A | 3.0333 | Residential & Commercial | Ducted CEE Tier 1
213080188 | Central HP <5.4 tons | COMFORTMAKER | HRCU-A-CB (Split System: Heat Pump with Remote Outdoor Unit-Air-Source) | DLCURAH36ABK |  |  | EA*4X43L21A* | *96MSN0802120A* | 36400 | 16 | 8.5 | 38000 | 34800 | 91.58% | 2.06 | 0 | 10 |  |  |  | No | R-410A | 3.0333 | Residential & Commercial | Ducted CEE Tier 1
214239382 | Central HP <5.4 tons | TEMPSTAR | HRCU-A-CB (Split System: Heat Pump with Remote Outdoor Unit-Air-Source) | TVH837GKA2* |  |  | EN(A,D,W)4X60L24**+WALLCON | *80CTL1352422B* | 32800 | 17.5 | 8.1 | 32200 | 24600 | 76.4% | 1.96 | 0 | 12 |  |  |  | No | R-410A | 2.7333 | Residential & Commercial | Ducted CEE Tier 1
214239402 | Central HP <5.4 tons | TEMPSTAR | HRCU-A-CB (Split System: Heat Pump with Remote Outdoor Unit-Air-Source) | TVH837GKA2* |  |  | EN(A,D,W)4X60L24**+WALLCON | *97CMN1202422B* | 32800 | 17.5 | 8.1 | 32200 | 24600 | 76.4% | 1.96 | 0 | 11.7 |  |  |  | No | R-410A | 2.7333 | Residential & Commercial | Ducted CEE Tier 1
215683922 | Central HP <5.4 tons | BRYANT HEATING AND COOLING SYSTEMS | HRCU-A-CB (Split System: Heat Pump with Remote Outdoor Unit-Air-Source) | 290VAN036**AA* |  |  | CAA**3721AM*+UI | 987MC60080C21*** | 34400 | 18 | 8.1 | 35400 | 25200 | 71.19% | 1.88 | 0 | 10 |  |  |  | No | R-454B | 2.8667 | Residential & Commercial | Ducted CEE Tier 1
212971881 | Central HP <5.4 tons | HEIL | HRCU-A-CB (Split System: Heat Pump with Remote Outdoor Unit-Air-Source) | DLCURAH36ABK |  |  | EA*4X48L21A* | *80VTL0701716B* | 35600 | 16 | 8.5 | 37800 | 34800 | 92.06% | 2.02 | 0 | 10 |  |  |  | No | R-410A | 2.9667 | Residential & Commercial | Ducted CEE Tier 1
210472876 | Central HP <5.4 tons | HEIL | HRCU-A-CB (Split System: Heat Pump with Remote Outdoor Unit-Air-Source) | HVH825GKA3* |  |  | EA*4X42L21A*+WALLCON | *80CTL0451712A* | 23600 | 16.5 | 8.1 | 21600 | 16800 | 77.78% | 1.94 | 0 | 10.5 |  |  |  | No | R-410A | 1.9667 | Residential & Commercial | Ducted CEE Tier 1
210472942 | Central HP <5.4 tons | HEIL | HRCU-A-CB (Split System: Heat Pump with Remote Outdoor Unit-Air-Source) | HVH825GKA3* |  |  | EA*4X42L21A*+WALLCON | *97CMN1002122A* | 23800 | 16.5 | 8.1 | 21400 | 16600 | 77.57% | 1.96 | 0 | 11 |  |  |  | No | R-410A | 1.9833 | Residential & Commercial | Ducted CEE Tier 1
210473085 | Central HP <5.4 tons | HEIL | HRCU-A-CB (Split System: Heat Pump with Remote Outdoor Unit-Air-Source) | HVH825GKA3* |  |  | EA*4X43L21A*+WALLCON | *95CSU0601716A* | 24400 | 16.5 | 8.1 | 21200 | 16700 | 78.77% | 2.02 | 0 | 10.5 |  |  |  | No | R-410A | 2.0333 | Residential & Commercial | Ducted CEE Tier 1
210473426 | Central HP <5.4 tons | HEIL | HRCU-A-CB (Split System: Heat Pump with Remote Outdoor Unit-Air-Source) | HVH825GKA3* |  |  | EA*4X48L21A*+WALLCON | *97CMN0602120A* | 24000 | 16.5 | 8.1 | 21000 | 16600 | 79.05% | 2 | 0 | 11 |  |  |  | No | R-410A | 2 | Residential & Commercial | Ducted CEE Tier 1
214771654 | Central HP <5.4 tons | MIDEA | HRCU-A-C (Split System: Heat Pump with Remote Outdoor Unit with No Indoor Fan --Air Source) | MOVB-36HDN10-M20G |  |  | MC**4248BN10TH |  | 32000 | 15.2 | 9 | 34000 | 23800 | 70% | 1.85 | 0 | 11 |  |  |  | No | R-454B | 2.6667 | Residential & Commercial | Ducted CEE Tier 1
212384274 | Central HP <5.4 tons | CARRIER | HRCU-A-CB (Split System: Heat Pump with Remote Outdoor Unit-Air-Source) | 38MURAQ36AB3* |  |  | CNPV*4217AL* | 58S(B,C)*A070E17**12 | 35800 | 15.2 | 8.1 | 39500 | 35000 | 88.61% | 1.96 | 0 | 10 |  |  |  | No | R-410A | 2.9833 | Residential & Commercial | Ducted CEE Tier 1
216051286 | Central HP <5.4 tons | SURE | HRCU-A-CB (Split System: Heat Pump with Remote Outdoor Unit-Air-Source) | SP19AY60AJVC |  |  | TCFY6021SEAAM | S962V0855A21M4 | 53500 | 16 | 10 | 53500 | 49000 | 91.59% | 2 | 0 | 10 |  |  |  | No | R-454B | 4.4583 | Residential & Commercial | Ducted CEE Tier 1
216051295 | Central HP <5.4 tons | SURE | HRCU-A-CB (Split System: Heat Pump with Remote Outdoor Unit-Air-Source) | SP19AY60AJVC |  |  | TCFY6021SEAAM | S962V0705A21M4 | 53500 | 16 | 10 | 53500 | 49000 | 91.59% | 2 | 0 | 10 |  |  |  | No | R-454B | 4.4583 | Residential & Commercial | Ducted CEE Tier 1
216051293 | Central HP <5.4 tons | SURE | HRCU-A-CB (Split System: Heat Pump with Remote Outdoor Unit-Air-Source) | SP19AY60AJVC |  |  | TCFY6021SEAAM | S98MV0855A21UP | 53500 | 17 | 10 | 53500 | 48500 | 90.65% | 2 | 0 | 10 |  |  |  | No | R-454B | 4.4583 | Residential & Commercial | Ducted CEE Tier 1
215683698 | Central HP <5.4 tons | BRYANT HEATING AND COOLING SYSTEMS | HRCU-A-CB (Split System: Heat Pump with Remote Outdoor Unit-Air-Source) | 290VAN024**AA* |  |  | CAA**3721AM*+UI | 88*TB48090C17*** | 24000 | 17.5 | 9 | 23200 | 16300 | 70.26% | 2.02 | 0 | 10.5 |  |  |  | No | R-454B | 2 | Residential & Commercial | Ducted CEE Tier 1
213163998 | Central HP <5.4 tons | SURE | HRCU-A-CB (Split System: Heat Pump with Remote Outdoor Unit-Air-Source) | SP18AZ36AJVC |  |  | TCFZ6021SEAAM | S97MV0855A21DHS | 34200 | 19 | 8.5 | 34200 | 43000 | 125.7% | 2.2 | 0 | 12.5 |  |  |  | No | R-410A | 2.85 | Residential & Commercial | Ducted CEE Tier 1
212970937 | Central HP <5.4 tons | HEIL | HRCU-A-CB (Split System: Heat Pump with Remote Outdoor Unit-Air-Source) | DLCURAH18ABK |  |  | EN(A,D)4X24L17** | *80VTL0451412B* | 17700 | 16.5 | 8.5 | 18700 | 19100 | 102.1% | 2.3 | 0 | 11 |  |  |  | No | R-410A | 1.475 | Residential & Commercial | Ducted CEE Tier 1
212985863 | Central HP <5.4 tons | CARRIER | HRCU-A-CB (Split System: Heat Pump with Remote Outdoor Unit-Air-Source) | 38MURAQ24AB3* |  |  | CNPV*3617AL* | 59SC6A026M14**10 | 23400 | 16.5 | 8.1 | 26000 | 24400 | 93.85% | 2.02 | 0 | 10 |  |  |  | No | R-410A | 1.95 | Residential & Commercial | Ducted CEE Tier 1
212986211 | Central HP <5.4 tons | CARRIER | HRCU-A-CB (Split System: Heat Pump with Remote Outdoor Unit-Air-Source) | 38MURAQ24AB3* |  |  | CNPV*2414AL* | 59SC6A040M14**10 | 23200 | 16 | 8.5 | 27000 | 25200 | 93.33% | 2.1 | 0 | 10 |  |  |  | No | R-410A | 1.9333 | Residential & Commercial | Ducted CEE Tier 1
210474472 | Central HP <5.4 tons | HEIL | HRCU-A-CB (Split System: Heat Pump with Remote Outdoor Unit-Air-Source) | HVH825GKA3* |  |  | EHD4X48AAL+WALLCON | *80CSU0401712A* | 24200 | 16.5 | 8.1 | 21200 | 16600 | 78.3% | 2.02 | 0 | 11 |  |  |  | No | R-410A | 2.0167 | Residential & Commercial | Ducted CEE Tier 1
210473525 | Central HP <5.4 tons | HEIL | HRCU-A-CB (Split System: Heat Pump with Remote Outdoor Unit-Air-Source) | HVH825GKA3* |  |  | EA*4X48L24A*+WALLCON | *97CMN0602120A* | 24000 | 16.5 | 8.1 | 21000 | 16600 | 79.05% | 2 | 0 | 11 |  |  |  | No | R-410A | 2 | Residential & Commercial | Ducted CEE Tier 1
210473686 | Central HP <5.4 tons | HEIL | HRCU-A-CB (Split System: Heat Pump with Remote Outdoor Unit-Air-Source) | HVH825GKA3* |  |  | END4X42L17**+WALLCON | *80CTL0701412A* | 24000 | 17 | 8.1 | 21400 | 16600 | 77.57% | 2 | 0 | 11 |  |  |  | No | R-410A | 2 | Residential & Commercial | Ducted CEE Tier 1
211258116 | Central HP <5.4 tons | CARRIER | HRCU-A-CB (Split System: Heat Pump with Remote Outdoor Unit-Air-Source) | 38MURAQ18AB3* |  |  | FX4DNF025L |  | 18100 | 16 | 8.5 | 18600 | 18500 | 99.46% | 2.22 | 0 | 10.5 |  |  |  | No | R-410A | 1.5083 | Residential & Commercial | Ducted CEE Tier 1
212984157 | Central HP <5.4 tons | CARRIER | HRCU-A-CB (Split System: Heat Pump with Remote Outdoor Unit-Air-Source) | 38MURAQ18AB3* |  |  | CAP**1917AL* | 59SC2E060M17**14 | 18000 | 16.5 | 8.5 | 18000 | 17800 | 98.89% | 2.14 | 0 | 11 |  |  |  | No | R-410A | 1.5 | Residential & Commercial | Ducted CEE Tier 1
212984709 | Central HP <5.4 tons | CARRIER | HRCU-A-CB (Split System: Heat Pump with Remote Outdoor Unit-Air-Source) | 38MURAQ18AB3* |  |  | CAP**2417AL* | 59SC2E080M17**16 | 17700 | 16.5 | 8.5 | 18700 | 19300 | 103.2% | 2.32 | 0 | 10.5 |  |  |  | No | R-410A | 1.475 | Residential & Commercial | Ducted CEE Tier 1
212984757 | Central HP <5.4 tons | CARRIER | HRCU-A-CB (Split System: Heat Pump with Remote Outdoor Unit-Air-Source) | 38MURAQ18AB3* |  |  | CNPV*3017AL* | 59SC2E080M17**16 | 17400 | 16.5 | 8.1 | 17900 | 18600 | 103.9% | 2.24 | 0 | 11 |  |  |  | No | R-410A | 1.45 | Residential & Commercial | Ducted CEE Tier 1
213077939 | Central HP <5.4 tons | COMFORTMAKER | HRCU-A-CB (Split System: Heat Pump with Remote Outdoor Unit-Air-Source) | DLCURAH36ABK |  |  | EA*4X37L17A* | *80MS(N,L)0701712A* | 36200 | 15.5 | 8.5 | 38500 | 35000 | 90.91% | 2.02 | 0 | 10 |  |  |  | No | R-410A | 3.0167 | Residential & Commercial | Ducted CEE Tier 1
213078005 | Central HP <5.4 tons | COMFORTMAKER | HRCU-A-CB (Split System: Heat Pump with Remote Outdoor Unit-Air-Source) | DLCURAH36ABK |  |  | END4X42L17** | *80MS(N,L)0701712A* | 35600 | 16 | 8.1 | 38500 | 35000 | 90.91% | 1.94 | 0 | 10 |  |  |  | No | R-410A | 2.9667 | Residential & Commercial | Ducted CEE Tier 1
213080461 | Central HP <5.4 tons | COMFORTMAKER | HRCU-A-CB (Split System: Heat Pump with Remote Outdoor Unit-Air-Source) | DLCURAH36ABK |  |  | EA*4X42L24A* | *96MSN1202422A* | 35200 | 16 | 8.1 | 38500 | 35000 | 90.91% | 1.88 | 0 | 10 |  |  |  | No | R-410A | 2.9333 | Residential & Commercial | Ducted CEE Tier 1
214066772 | Central HP <5.4 tons | SURE | HRCU-A-CB (Split System: Heat Pump with Remote Outdoor Unit-Air-Source) | RD17AZ36AJ3N |  |  | TCFZ3621MTANM | S802V0504A17UHS | 34200 | 18 | 8.1 | 34200 | 29800 | 87.13% | 1.9 | 0 | 10 |  |  |  | No | R-410A | 2.85 | Residential & Commercial | Ducted CEE Tier 1
214066824 | Central HP <5.4 tons | SURE | HRCU-A-CB (Split System: Heat Pump with Remote Outdoor Unit-Air-Source) | RD17AZ36AJ3N |  |  | TCFZ3621MTANM | S98MV0703A17UPS | 34200 | 18 | 8.1 | 34200 | 29800 | 87.13% | 1.9 | 0 | 10 |  |  |  | No | R-410A | 2.85 | Residential & Commercial | Ducted CEE Tier 1
214066899 | Central HP <5.4 tons | SURE | HRCU-A-CB (Split System: Heat Pump with Remote Outdoor Unit-Air-Source) | RD17AZ36AJ3N |  |  | TCFZ3621MTANM | S97MV1005A21DHS | 34200 | 18 | 8.1 | 34200 | 29400 | 85.96% | 1.9 | 0 | 10 |  |  |  | No | R-410A | 2.85 | Residential & Commercial | Ducted CEE Tier 1
214239882 | Central HP <5.4 tons | TEMPSTAR | HRCU-A-CB (Split System: Heat Pump with Remote Outdoor Unit-Air-Source) | TVH837GKA** |  |  | EN(A,D,W)4X48L21**+WALLCON | *80CTL0902120B* | 32400 | 17 | 8.1 | 32600 | 24600 | 75.46% | 1.96 | 0 | 11.7 |  |  |  | No | R-410A | 2.7 | Residential & Commercial | Ducted CEE Tier 1
214240082 | Central HP <5.4 tons | TEMPSTAR | HRCU-A-CB (Split System: Heat Pump with Remote Outdoor Unit-Air-Source) | TVH837GKA** |  |  | EN(A,D,W)4X60L24**+WALLCON | *97CMN1202422B* | 32800 | 17.5 | 8.1 | 32200 | 24600 | 76.4% | 1.96 | 0 | 11.7 |  |  |  | No | R-410A | 2.7333 | Residential & Commercial | Ducted CEE Tier 1
214240002 | Central HP <5.4 tons | TEMPSTAR | HRCU-A-CB (Split System: Heat Pump with Remote Outdoor Unit-Air-Source) | TVH837GKA** |  |  | EN(A,D)4X48L24**+WALLCON | *97CMN1002122B* | 32400 | 17 | 8.1 | 32600 | 24600 | 75.46% | 1.96 | 0 | 11.7 |  |  |  | No | R-410A | 2.7 | Residential & Commercial | Ducted CEE Tier 1
214240052 | Central HP <5.4 tons | TEMPSTAR | HRCU-A-CB (Split System: Heat Pump with Remote Outdoor Unit-Air-Source) | TVH837GKA** |  |  | EN(A,D,W)4X60L24**+WALLCON | *80CTL1102120B* | 32800 | 17.5 | 8.1 | 32200 | 24600 | 76.4% | 1.96 | 0 | 12 |  |  |  | No | R-410A | 2.7333 | Residential & Commercial | Ducted CEE Tier 1
210473961 | Central HP <5.4 tons | HEIL | HRCU-A-CB (Split System: Heat Pump with Remote Outdoor Unit-Air-Source) | HVH825GKA3* |  |  | EN(A,D,W)4X48L21**+WALLCON | *80CTL0701716A* | 24200 | 17 | 8.1 | 21400 | 16600 | 77.57% | 2.02 | 0 | 11 |  |  |  | No | R-410A | 2.0167 | Residential & Commercial | Ducted CEE Tier 1
210474593 | Central HP <5.4 tons | HEIL | HRCU-A-CB (Split System: Heat Pump with Remote Outdoor Unit-Air-Source) | HVH825GKA3* |  |  | EHD4X48AAL+WALLCON | *97CMN1002122A* | 24200 | 16 | 8.1 | 21200 | 16700 | 78.77% | 2.04 | 0 | 11 |  |  |  | No | R-410A | 2.0167 | Residential & Commercial | Ducted CEE Tier 1
210473019 | Central HP <5.4 tons | HEIL | HRCU-A-CB (Split System: Heat Pump with Remote Outdoor Unit-Air-Source) | HVH825GKA3* |  |  | EA*4X42L24A*+WALLCON | *80CTL1352422A* | 23800 | 16.5 | 8.1 | 21400 | 16600 | 77.57% | 1.96 | 0 | 11 |  |  |  | No | R-410A | 1.9833 | Residential & Commercial | Ducted CEE Tier 1
210473239 | Central HP <5.4 tons | HEIL | HRCU-A-CB (Split System: Heat Pump with Remote Outdoor Unit-Air-Source) | HVH825GKA3* |  |  | EA*4X43L21A*+WALLCON | *80CTL0901716A* | 24600 | 17.5 | 8.5 | 21000 | 16500 | 78.57% | 2.04 | 0 | 11.7 |  |  |  | No | R-410A | 2.05 | Residential & Commercial | Ducted CEE Tier 1
210473272 | Central HP <5.4 tons | HEIL | HRCU-A-CB (Split System: Heat Pump with Remote Outdoor Unit-Air-Source) | HVH825GKA3* |  |  | EA*4X48L21A*+WALLCON | *95CSU0802120A* | 24200 | 17 | 8.1 | 21000 | 16500 | 78.57% | 2.02 | 0 | 11 |  |  |  | No | R-410A | 2.0167 | Residential & Commercial | Ducted CEE Tier 1
210474104 | Central HP <5.4 tons | HEIL | HRCU-A-CB (Split System: Heat Pump with Remote Outdoor Unit-Air-Source) | HVH825GKA3* |  |  | EN(A,D)4X48L24**+WALLCON | *96CTN1202422A* | 24200 | 17 | 8.1 | 21200 | 16600 | 78.3% | 2.02 | 0 | 11.5 |  |  |  | No | R-410A | 2.0167 | Residential & Commercial | Ducted CEE Tier 1
212988637 | Central HP <5.4 tons | CARRIER | HRCU-A-CB (Split System: Heat Pump with Remote Outdoor Unit-Air-Source) | 38MURAQ24AB3* |  |  | CAP**2417AL* | 59SU5B040M17**12 | 23400 | 16.5 | 8.5 | 27000 | 26200 | 97.04% | 2.2 | 0 | 10 |  |  |  | No | R-410A | 1.95 | Residential & Commercial | Ducted CEE Tier 1
210106754 | Central HP <5.4 tons | SURE | HRCU-A-CB (Split System: Heat Pump with Remote Outdoor Unit-Air-Source) | SP18AZ36AJVC |  |  | TCFZ6021SEAAM | S962V0855A21M4S | 34200 | 19 | 8.5 | 34200 | 43000 | 125.7% | 2.2 | 0 | 12.5 |  |  |  | No | R-410A | 2.85 | Residential & Commercial | Ducted CEE Tier 1
214243174 | Central HP <5.4 tons | TEMPSTAR | HRCU-A-CB (Split System: Heat Pump with Remote Outdoor Unit-Air-Source) | TVH825GKA2* |  |  | EN(A,D,W)4X48L21**+WALLCON | *96CTN0601714B* | 24000 | 16.5 | 8.1 | 21400 | 16700 | 78.04% | 2 | 0 | 11 |  |  |  | No | R-410A | 2 | Residential & Commercial | Ducted CEE Tier 1
214242864 | Central HP <5.4 tons | TEMPSTAR | HRCU-A-CB (Split System: Heat Pump with Remote Outdoor Unit-Air-Source) | TVH825GKA2* |  |  | END4X42L17**+WALLCON | *80CTL0451712B* | 23800 | 16 | 8.1 | 21400 | 16700 | 78.04% | 1.96 | 0 | 11 |  |  |  | No | R-410A | 1.9833 | Residential & Commercial | Ducted CEE Tier 1
214242914 | Central HP <5.4 tons | TEMPSTAR | HRCU-A-CB (Split System: Heat Pump with Remote Outdoor Unit-Air-Source) | TVH825GKA2* |  |  | END4X42L17**+WALLCON | *97CMN0601714B* | 23800 | 16 | 8.1 | 21400 | 16700 | 78.04% | 1.98 | 0 | 11 |  |  |  | No | R-410A | 1.9833 | Residential & Commercial | Ducted CEE Tier 1
214242964 | Central HP <5.4 tons | TEMPSTAR | HRCU-A-CB (Split System: Heat Pump with Remote Outdoor Unit-Air-Source) | TVH825GKA2* |  |  | EN(A,D,W)4X42L21**+WALLCON | *80CTL0451712B* | 23600 | 16 | 8.1 | 21600 | 16800 | 77.78% | 1.94 | 0 | 10.5 |  |  |  | No | R-410A | 1.9667 | Residential & Commercial | Ducted CEE Tier 1
214243014 | Central HP <5.4 tons | TEMPSTAR | HRCU-A-CB (Split System: Heat Pump with Remote Outdoor Unit-Air-Source) | TVH825GKA2* |  |  | EN(A,D,W)4X42L21**+WALLCON | *95CSU0601716B* | 23600 | 16.5 | 8.1 | 21400 | 16700 | 78.04% | 1.96 | 0 | 11 |  |  |  | No | R-410A | 1.9667 | Residential & Commercial | Ducted CEE Tier 1
214242454 | Central HP <5.4 tons | TEMPSTAR | HRCU-A-CB (Split System: Heat Pump with Remote Outdoor Unit-Air-Source) | TVH825GKA2* |  |  | EN(A,D)4X24L17**+WALLCON | *80CTL0901716B* | 23200 | 16 | 8.1 | 22000 | 16900 | 76.82% | 1.92 | 0 | 10.5 |  |  |  | No | R-410A | 1.9333 | Residential & Commercial | Ducted CEE Tier 1
215864513 | Central HP <5.4 tons | TRANE | HRCU-A-CB (Split System: Heat Pump with Remote Outdoor Unit-Air-Source) | 5TWV8X36A1 |  |  | 5PX*BD04AS3 | S8V2B060M4PCB | 32000 | 18.1 | 8.5 | 34200 | 26000 | 76.02% | 2 | 0 | 10 |  |  |  | No | R-454B | 2.6667 | Residential & Commercial | Ducted CEE Tier 1
215434399 | Central HP <5.4 tons | AMANA | HRCU-A-CB (Split System: Heat Pump with Remote Outdoor Unit-Air-Source) | AZV7SA4810A* |  |  | CA*EA6030*3A* | A*VM971205DNA* | 45500 | 16.5 | 8.8 | 47000 | 33600 | 71.49% | 2 | 0 | 10 |  |  |  | No | R-32 | 3.7917 | Residential & Commercial | Ducted CEE Tier 1
215434419 | Central HP <5.4 tons | AMANA | HRCU-A-CB (Split System: Heat Pump with Remote Outdoor Unit-Air-Source) | AZV7SA4810A* |  |  | CHPEA6030*3A* | A*VT961005CNA* | 45500 | 16.2 | 8.5 | 46500 | 33600 | 72.26% | 2 | 0 | 10 |  |  |  | No | R-32 | 3.7917 | Residential & Commercial | Ducted CEE Tier 1
214239692 | Central HP <5.4 tons | TEMPSTAR | HRCU-A-CB (Split System: Heat Pump with Remote Outdoor Unit-Air-Source) | TVH837GKA** |  |  | END4X42L17**+WALLCON | *97CMN0601714B* | 31800 | 16.5 | 8.1 | 33200 | 25000 | 75.3% | 1.88 | 0 | 11 |  |  |  | No | R-410A | 2.65 | Residential & Commercial | Ducted CEE Tier 1
216051074 | Central HP <5.4 tons | RUUD | HRCU-A-CB (Split System: Heat Pump with Remote Outdoor Unit-Air-Source) | UP19AY36AJVC |  |  | RCFY3621MEAAM | R962V0855A21M4 | 34200 | 19 | 10 | 34200 | 29400 | 85.96% | 2 | 0 | 12 |  |  |  | No | R-454B | 2.85 | Residential & Commercial | Ducted CEE Tier 1
216051075 | Central HP <5.4 tons | RUUD | HRCU-A-CB (Split System: Heat Pump with Remote Outdoor Unit-Air-Source) | UP19AY36AJVC |  |  | RCFY3621MEAAM | R962V0703A17M4 | 34200 | 20 | 10 | 34200 | 29600 | 86.55% | 2 | 0 | 12 |  |  |  | No | R-454B | 2.85 | Residential & Commercial | Ducted CEE Tier 1
214075223 | Central HP <5.4 tons | RUUD | HRCU-A-CB (Split System: Heat Pump with Remote Outdoor Unit-Air-Source) | RD17AZ60AJ3N |  |  | RCFZ6024STANM | U802VA125524Z | 55500 | 18 | 8.1 | 53500 | 49000 | 91.59% | 1.75 | 0 | 10 |  |  |  | No | R-410A | 4.625 | Residential & Commercial | Ducted CEE Tier 1
214241854 | Central HP <5.4 tons | TEMPSTAR | HRCU-A-CB (Split System: Heat Pump with Remote Outdoor Unit-Air-Source) | TVH825GKA3* |  |  | EN(A,D,W)4X36L17**+WALLCON | *96CTN0601714B* | 23400 | 16 | 8.1 | 21600 | 16800 | 77.78% | 1.9 | 0 | 10.5 |  |  |  | No | R-410A | 1.95 | Residential & Commercial | Ducted CEE Tier 1
214242354 | Central HP <5.4 tons | TEMPSTAR | HRCU-A-CB (Split System: Heat Pump with Remote Outdoor Unit-Air-Source) | TVH825GKA3* |  |  | EN(A,D)4X48L24**+WALLCON | *80CTL1352422B* | 24200 | 17 | 8.1 | 21200 | 16600 | 78.3% | 2 | 0 | 11 |  |  |  | No | R-410A | 2.0167 | Residential & Commercial | Ducted CEE Tier 1
214571257 | Central HP <5.4 tons | TEMPSTAR | HRCU-A-CB (Split System: Heat Pump with Remote Outdoor Unit-Air-Source) | TVH825GKA3* |  |  | EN(A,D,W)4X48L21**+WALLCON | *97CMN0802120B* | 24200 | 17 | 8.1 | 21200 | 16600 | 78.3% | 2.02 | 0 | 11.5 |  |  |  | No | R-410A | 2.0167 | Residential & Commercial | Ducted CEE Tier 1
214491894 | Central HP <5.4 tons | AMANA | HRCU-A-CB (Split System: Heat Pump with Remote Outdoor Unit-Air-Source) | ASZS601810A* |  |  | CA*EA2422*4B*+MBVC1200**-1A* |  | 16600 | 17.5 | 8.5 | 17400 | 13000 | 74.71% | 2.1 | 0 | 10.9 |  |  |  | No | R-410A | 1.3833 | Residential & Commercial | Ducted CEE Tier 1
212976003 | Central HP <5.4 tons | TEMPSTAR | HRCU-A-CB (Split System: Heat Pump with Remote Outdoor Unit-Air-Source) | DLCURAH24ABK |  |  | EA*4X24L17A* | *96VTN0801716B* | 23600 | 16.5 | 8.5 | 27000 | 25600 | 94.81% | 2.14 | 0 | 10 |  |  |  | No | R-410A | 1.9667 | Residential & Commercial | Ducted CEE Tier 1
212977007 | Central HP <5.4 tons | TEMPSTAR | HRCU-A-CB (Split System: Heat Pump with Remote Outdoor Unit-Air-Source) | DLCURAH24ABK |  |  | EN(A,D)4X36L21** | *96VTN1002122B* | 23800 | 17 | 8.5 | 26400 | 28000 | 106.1% | 1.78 | 0 | 10.5 |  |  |  | No | R-410A | 1.9833 | Residential & Commercial | Ducted CEE Tier 1
216054431 | Central HP <5.4 tons | MIDEA | HRCU-A-CB (Split System: Heat Pump with Remote Outdoor Unit-Air-Source) | MDV-V60WMN10T |  |  | MCPM4860CN10TH | MGV96U100C5C | 52000 | 16 | 8.9 | 54000 | 45000 | 83.33% | 1.8 | 0 | 10 |  |  |  | No | R-454B | 4.3333 | Residential & Commercial | Ducted CEE Tier 1
212988685 | Central HP <5.4 tons | CARRIER | HRCU-A-CB (Split System: Heat Pump with Remote Outdoor Unit-Air-Source) | 38MURAQ24AB3* |  |  | CAP**3621AL* | 59SU5B040M17**12 | 23400 | 17 | 8.5 | 26000 | 24400 | 93.85% | 2.02 | 0 | 10 |  |  |  | No | R-410A | 1.95 | Residential & Commercial | Ducted CEE Tier 1
210474252 | Central HP <5.4 tons | HEIL | HRCU-A-CB (Split System: Heat Pump with Remote Outdoor Unit-Air-Source) | HVH825GKA3* |  |  | EHD4X42AAL+WALLCON | *80CSU0401712A* | 24200 | 16.5 | 8.1 | 21400 | 16600 | 77.57% | 2 | 0 | 10.5 |  |  |  | No | R-410A | 2.0167 | Residential & Commercial | Ducted CEE Tier 1
212973328 | Central HP <5.4 tons | HEIL | HRCU-A-CB (Split System: Heat Pump with Remote Outdoor Unit-Air-Source) | DLCURAH18ABK |  |  | EA*4X25L17A* | *96VSN0601412B* | 17800 | 16.5 | 8.1 | 17600 | 17800 | 101.1% | 2.14 | 0 | 10.5 |  |  |  | No | R-410A | 1.4833 | Residential & Commercial | Ducted CEE Tier 1
210474126 | Central HP <5.4 tons | HEIL | HRCU-A-CB (Split System: Heat Pump with Remote Outdoor Unit-Air-Source) | HVH825GKA3* |  |  | EN(A,D)4X48L24**+WALLCON | *97CMN1202422A* | 24200 | 16.5 | 8.1 | 21400 | 16600 | 77.57% | 2 | 0 | 11 |  |  |  | No | R-410A | 2.0167 | Residential & Commercial | Ducted CEE Tier 1
210474494 | Central HP <5.4 tons | HEIL | HRCU-A-CB (Split System: Heat Pump with Remote Outdoor Unit-Air-Source) | HVH825GKA3* |  |  | EHD4X48AAL+WALLCON | *80CSU1002120A* | 24200 | 16 | 8.1 | 21200 | 16600 | 78.3% | 2 | 0 | 10.5 |  |  |  | No | R-410A | 2.0167 | Residential & Commercial | Ducted CEE Tier 1
210474637 | Central HP <5.4 tons | HEIL | HRCU-A-CB (Split System: Heat Pump with Remote Outdoor Unit-Air-Source) | HVH825GKA3* |  |  | EHD4X48AAL+WALLCON | *80CTL0901716A* | 24400 | 17 | 8.1 | 21200 | 16500 | 77.83% | 2.04 | 0 | 11 |  |  |  | No | R-410A | 2.0333 | Residential & Commercial | Ducted CEE Tier 1
210474505 | Central HP <5.4 tons | HEIL | HRCU-A-CB (Split System: Heat Pump with Remote Outdoor Unit-Air-Source) | HVH825GKA3* |  |  | EHD4X48AAL+WALLCON | *80CTL0451712A* | 24200 | 16 | 8.1 | 21400 | 16700 | 78.04% | 2 | 0 | 10.5 |  |  |  | No | R-410A | 2.0167 | Residential & Commercial | Ducted CEE Tier 1
214570397 | Central HP <5.4 tons | TEMPSTAR | HRCU-A-CB (Split System: Heat Pump with Remote Outdoor Unit-Air-Source) | TVH825GKA3* |  |  | EA*4X36L21A*+WALLCON | *95CSU1002122B* | 23600 | 16.5 | 8.1 | 21400 | 16600 | 77.57% | 1.94 | 0 | 10.5 |  |  |  | No | R-410A | 1.9667 | Residential & Commercial | Ducted CEE Tier 1
210473140 | Central HP <5.4 tons | HEIL | HRCU-A-CB (Split System: Heat Pump with Remote Outdoor Unit-Air-Source) | HVH825GKA3* |  |  | EA*4X43L21A*+WALLCON | *80CSU1002120A* | 24400 | 16.5 | 8.1 | 21200 | 16600 | 78.3% | 2.02 | 0 | 10.5 |  |  |  | No | R-410A | 2.0333 | Residential & Commercial | Ducted CEE Tier 1
210473217 | Central HP <5.4 tons | HEIL | HRCU-A-CB (Split System: Heat Pump with Remote Outdoor Unit-Air-Source) | HVH825GKA3* |  |  | EA*4X43L21A*+WALLCON | *97CMN1002122A* | 24400 | 16.5 | 8.5 | 21200 | 16600 | 78.3% | 2.04 | 0 | 11 |  |  |  | No | R-410A | 2.0333 | Residential & Commercial | Ducted CEE Tier 1
211239676 | Central HP <5.4 tons | CARRIER | HRCU-A-CB (Split System: Heat Pump with Remote Outdoor Unit-Air-Source) | 38MURAQ24AB3* |  |  | CAP**2417AL* | 58TP*A045V14**12 | 24000 | 16.5 | 8.5 | 26800 | 24000 | 89.55% | 1.98 | 0 | 10 |  |  |  | No | R-410A | 2 | Residential & Commercial | Ducted CEE Tier 1
211239692 | Central HP <5.4 tons | CARRIER | HRCU-A-CB (Split System: Heat Pump with Remote Outdoor Unit-Air-Source) | 38MURAQ24AB3* |  |  | CAP**2417AL* | 58S(B,C)*A090E17**14 | 24200 | 16.5 | 8.5 | 27000 | 23400 | 86.67% | 1.94 | 0 | 10 |  |  |  | No | R-410A | 2.0167 | Residential & Commercial | Ducted CEE Tier 1
211239694 | Central HP <5.4 tons | CARRIER | HRCU-A-CB (Split System: Heat Pump with Remote Outdoor Unit-Air-Source) | 38MURAQ24AB3* |  |  | CAP**2417AL* | 59SC2D060E17**14 | 24000 | 16.5 | 8.5 | 26800 | 23800 | 88.81% | 1.96 | 0 | 10 |  |  |  | No | R-410A | 2 | Residential & Commercial | Ducted CEE Tier 1
211239701 | Central HP <5.4 tons | CARRIER | HRCU-A-CB (Split System: Heat Pump with Remote Outdoor Unit-Air-Source) | 38MURAQ24AB3* |  |  | CAP**2417AL* | 58SU*A060E17**16 | 24600 | 16.5 | 8.5 | 27200 | 23000 | 84.56% | 1.9 | 0 | 10 |  |  |  | No | R-410A | 2.05 | Residential & Commercial | Ducted CEE Tier 1
210470266 | Central HP <5.4 tons | HEIL | HRCU-A-CB (Split System: Heat Pump with Remote Outdoor Unit-Air-Source) | HVH837GKA2* |  |  | EA*4X60L24A*+WALLCON | *80CTL0902120A* | 32800 | 17.5 | 8.5 | 31800 | 24800 | 77.99% | 1.98 | 0 | 11.7 |  |  |  | No | R-410A | 2.7333 | Residential & Commercial | Ducted CEE Tier 1
210470409 | Central HP <5.4 tons | HEIL | HRCU-A-CB (Split System: Heat Pump with Remote Outdoor Unit-Air-Source) | HVH837GKA2* |  |  | EA*4X61L21A*+WALLCON | *80CSU0601716A* | 33200 | 17.5 | 8.1 | 32200 | 25000 | 77.64% | 1.98 | 0 | 11.5 |  |  |  | No | R-410A | 2.7667 | Residential & Commercial | Ducted CEE Tier 1
212971716 | Central HP <5.4 tons | HEIL | HRCU-A-CB (Split System: Heat Pump with Remote Outdoor Unit-Air-Source) | DLCURAH24ABK |  |  | EN(A,D)4X30L17** | *80VTL0701716B* | 23600 | 17 | 8.5 | 26400 | 24200 | 91.67% | 2.02 | 0 | 10.5 |  |  |  | No | R-410A | 1.9667 | Residential & Commercial | Ducted CEE Tier 1
214239336 | Central HP <5.4 tons | AIRQUEST | HRCU-A-CB (Split System: Heat Pump with Remote Outdoor Unit-Air-Source) | HVH837GKA2* |  |  | EN(A,D)4X48L24**+WALLCON | *96CTN1002122B* | 32400 | 17 | 8.1 | 32600 | 24600 | 75.46% | 1.96 | 0 | 11.7 |  |  |  | No | R-410A | 2.7 | Residential & Commercial | Ducted CEE Tier 1
212384710 | Central HP <5.4 tons | CARRIER | HRCU-A-CB (Split System: Heat Pump with Remote Outdoor Unit-Air-Source) | 38MURAQ36AB3* |  |  | CNPV*4221AL* | 58SU*A080E21**20 | 36800 | 15.2 | 8.1 | 40000 | 35200 | 88% | 1.94 | 0 | 10 |  |  |  | No | R-410A | 3.0667 | Residential & Commercial | Ducted CEE Tier 1
212988401 | Central HP <5.4 tons | CARRIER | HRCU-A-CB (Split System: Heat Pump with Remote Outdoor Unit-Air-Source) | 38MURAQ36AB3* |  |  | CAP**4824AL* | 59SC6A140M24**22 | 35600 | 16.5 | 8.5 | 37800 | 34600 | 91.53% | 2.02 | 0 | 10 |  |  |  | No | R-410A | 2.9667 | Residential & Commercial | Ducted CEE Tier 1
213080826 | Central HP <5.4 tons | PAYNE HEATING AND COOLING | HRCU-A-CB (Split System: Heat Pump with Remote Outdoor Unit-Air-Source) | 38MURAQ36AB3* |  |  | CAP**4321AL* | PG95MSUA60080C** | 36600 | 16 | 8.5 | 38500 | 35000 | 90.91% | 2.08 | 0 | 10 |  |  |  | No | R-410A | 3.05 | Residential & Commercial | Ducted CEE Tier 1
211239803 | Central HP <5.4 tons | CARRIER | HRCU-A-CB (Split System: Heat Pump with Remote Outdoor Unit-Air-Source) | 38MURAQ24AB3* |  |  | CAP**3017AL* | 58SU*A060E17**16 | 24800 | 16.5 | 8.5 | 26800 | 22200 | 82.84% | 1.84 | 0 | 10 |  |  |  | No | R-410A | 2.0667 | Residential & Commercial | Ducted CEE Tier 1
211239810 | Central HP <5.4 tons | CARRIER | HRCU-A-CB (Split System: Heat Pump with Remote Outdoor Unit-Air-Source) | 38MURAQ24AB3* |  |  | CAP**3617AL* | 59SP6A040V14**10 | 23400 | 16 | 8.5 | 25600 | 23800 | 92.97% | 1.96 | 0 | 10 |  |  |  | No | R-410A | 1.95 | Residential & Commercial | Ducted CEE Tier 1
211239826 | Central HP <5.4 tons | CARRIER | HRCU-A-CB (Split System: Heat Pump with Remote Outdoor Unit-Air-Source) | 38MURAQ24AB3* |  |  | CAP**3617AL* | 59TP6B080V17**16 | 24200 | 16.5 | 8.5 | 26200 | 22600 | 86.26% | 1.86 | 0 | 10 |  |  |  | No | R-410A | 2.0167 | Residential & Commercial | Ducted CEE Tier 1
211239833 | Central HP <5.4 tons | CARRIER | HRCU-A-CB (Split System: Heat Pump with Remote Outdoor Unit-Air-Source) | 38MURAQ24AB3* |  |  | CAP**3617AL* | 59SC5B026E14**10 | 23400 | 16.5 | 8.5 | 25600 | 23600 | 92.19% | 1.96 | 0 | 10 |  |  |  | No | R-410A | 1.95 | Residential & Commercial | Ducted CEE Tier 1
211239835 | Central HP <5.4 tons | CARRIER | HRCU-A-CB (Split System: Heat Pump with Remote Outdoor Unit-Air-Source) | 38MURAQ24AB3* |  |  | CAP**3617AL* | 58S(B,C)*A045E14**12 | 24600 | 16 | 8.5 | 26600 | 22200 | 83.46% | 1.82 | 0 | 10 |  |  |  | No | R-410A | 2.05 | Residential & Commercial | Ducted CEE Tier 1
211239860 | Central HP <5.4 tons | CARRIER | HRCU-A-CB (Split System: Heat Pump with Remote Outdoor Unit-Air-Source) | 38MURAQ24AB3* |  |  | CAP**3621AL* | 58S(B,C)*A070E17**16 | 25000 | 16.5 | 8.5 | 26800 | 21800 | 81.34% | 1.8 | 0 | 10 |  |  |  | No | R-410A | 2.0833 | Residential & Commercial | Ducted CEE Tier 1
216551783 | Central HP <5.4 tons | RUUD | HRCU-A-CB (Split System: Heat Pump with Remote Outdoor Unit-Air-Source) | UP19AY48AJVC |  |  | RCFY4821SEAAM | U98MV1005A21UP | 45500 | 19 | 10 | 45500 | 42000 | 92.31% | 2.1 | 0 | 11.7 |  |  |  | No | R-454B | 3.7917 | Residential & Commercial | Ducted CEE Tier 1
215933975 | Central HP <5.4 tons | BRYANT HEATING AND COOLING SYSTEMS | HRCU-A-CB (Split System: Heat Pump with Remote Outdoor Unit-Air-Source) | 293VAN048**AA* |  |  | CAA**4821AM*+UI | 83*CA60100C21*** | 43500 | 20.5 | 9.5 | 48000 | 36600 | 76.25% | 2 | 0 | 10.5 |  |  |  | No | R-454B | 3.625 | Residential & Commercial | Ducted CEE Tier 1
216051060 | Central HP <5.4 tons | RUUD | HRCU-A-CB (Split System: Heat Pump with Remote Outdoor Unit-Air-Source) | UP19AY24AJVC |  |  | RCFY2421HEAAM | R801V0704A17UH | 22800 | 21 | 10 | 22800 | 18500 | 81.14% | 1.8 | 0 | 13 |  |  |  | No | R-454B | 1.9 | Residential & Commercial | Ducted CEE Tier 1
216051130 | Central HP <5.4 tons | RUUD | HRCU-A-CB (Split System: Heat Pump with Remote Outdoor Unit-Air-Source) | UP19AY48AJVC |  |  | RCFY4821SEAAM | U97MV0855A21DHS | 45500 | 19 | 10 | 45500 | 42000 | 92.31% | 2.1 | 0 | 12 |  |  |  | No | R-454B | 3.7917 | Residential & Commercial | Ducted CEE Tier 1
214243098 | Central HP <5.4 tons | AIRQUEST | HRCU-A-CB (Split System: Heat Pump with Remote Outdoor Unit-Air-Source) | HVH825GKA2* |  |  | EN(A,D,W)4X48L21**+WALLCON | *80CTL0901716B* | 24200 | 17 | 8.1 | 21200 | 16600 | 78.3% | 2.02 | 0 | 11 |  |  |  | No | R-410A | 2.0167 | Residential & Commercial | Ducted CEE Tier 1
214626071 | Central HP <5.4 tons | LENNOX | HRCU-A-CB (Split System: Heat Pump with Remote Outdoor Unit-Air-Source) | SL25XPV-036-230A** |  |  | CK40HT-42B-0*+TDR | EL297UH070XV36B* | 34600 | 21.4 | 8.8 | 34400 | 26400 | 76.74% | 1.82 | 0 | 13 |  |  |  | No | R-410A | 2.8833 | Residential & Commercial | Ducted CEE Tier 1
214626107 | Central HP <5.4 tons | LENNOX | HRCU-A-CB (Split System: Heat Pump with Remote Outdoor Unit-Air-Source) | SL25XPV-036-230A** |  |  | CK40HT-48B-0*+TDR | SL280UH090V48B* | 34000 | 22 | 8.8 | 34400 | 25800 | 75% | 1.84 | 0 | 13.5 |  |  |  | No | R-410A | 2.8333 | Residential & Commercial | Ducted CEE Tier 1
211239885 | Central HP <5.4 tons | CARRIER | HRCU-A-CB (Split System: Heat Pump with Remote Outdoor Unit-Air-Source) | 38MURAQ24AB3* |  |  | CAP**3621AL* | 58S(B,C)*A070E21**16 | 24400 | 17 | 8.5 | 26200 | 22400 | 85.5% | 1.86 | 0 | 10 |  |  |  | No | R-410A | 2.0333 | Residential & Commercial | Ducted CEE Tier 1
211239894 | Central HP <5.4 tons | CARRIER | HRCU-A-CB (Split System: Heat Pump with Remote Outdoor Unit-Air-Source) | 38MURAQ24AB3* |  |  | CAP**3621AL* | 59SC5B080E17**16 | 24800 | 15.5 | 8.5 | 26800 | 22000 | 82.09% | 1.8 | 0 | 10 |  |  |  | No | R-410A | 2.0667 | Residential & Commercial | Ducted CEE Tier 1
211239933 | Central HP <5.4 tons | CARRIER | HRCU-A-CB (Split System: Heat Pump with Remote Outdoor Unit-Air-Source) | 38MURAQ24AB3* |  |  | CAP**3717AL* | 58S(B,C)*A090E17**14 | 25000 | 16.5 | 8.5 | 25800 | 21200 | 82.17% | 1.78 | 0 | 10.5 |  |  |  | No | R-410A | 2.0833 | Residential & Commercial | Ducted CEE Tier 1
211239951 | Central HP <5.4 tons | CARRIER | HRCU-A-CB (Split System: Heat Pump with Remote Outdoor Unit-Air-Source) | 38MURAQ24AB3* |  |  | CAP**3721AL* | 59SP6A100V21**20 | 24400 | 17 | 8.5 | 25200 | 21200 | 84.13% | 1.78 | 0 | 10.5 |  |  |  | No | R-410A | 2.0333 | Residential & Commercial | Ducted CEE Tier 1
211239969 | Central HP <5.4 tons | CARRIER | HRCU-A-CB (Split System: Heat Pump with Remote Outdoor Unit-Air-Source) | 38MURAQ24AB3* |  |  | CAP**3721AL* | 59TP6B040V17**12 | 24000 | 16 | 8.1 | 25000 | 21600 | 86.4% | 1.8 | 0 | 10 |  |  |  | No | R-410A | 2 | Residential & Commercial | Ducted CEE Tier 1
211240008 | Central HP <5.4 tons | CARRIER | HRCU-A-CB (Split System: Heat Pump with Remote Outdoor Unit-Air-Source) | 38MURAQ24AB3* |  |  | CNPV*2414AL* | 59SC2D060E14**12 | 24200 | 15.5 | 8.5 | 27200 | 22600 | 83.09% | 1.86 | 0 | 10 |  |  |  | No | R-410A | 2.0167 | Residential & Commercial | Ducted CEE Tier 1
211240010 | Central HP <5.4 tons | CARRIER | HRCU-A-CB (Split System: Heat Pump with Remote Outdoor Unit-Air-Source) | 38MURAQ24AB3* |  |  | CNPV*2414AL* | 58S(B,C)*A070E14**12 | 23800 | 16 | 8.5 | 26800 | 23200 | 86.57% | 1.92 | 0 | 10 |  |  |  | No | R-410A | 1.9833 | Residential & Commercial | Ducted CEE Tier 1
213080208 | Central HP <5.4 tons | BRYANT HEATING AND COOLING SYSTEMS | HRCU-A-CB (Split System: Heat Pump with Remote Outdoor Unit-Air-Source) | 38MURAQ36AB3* |  |  | CAP**4824AL* | 916SA60080M21*** | 36000 | 16 | 8.5 | 38000 | 34800 | 91.58% | 2.04 | 0 | 10 |  |  |  | No | R-410A | 3 | Residential & Commercial | Ducted CEE Tier 1
215864317 | Central HP <5.4 tons | MAINLINE | HRCU-A-CB (Split System: Heat Pump with Remote Outdoor Unit-Air-Source) | ML50HP230LMNTH-O |  |  | ML50HP230LMNTAHU-I |  | 48000 | 16.3 | 9 | 56000 | 52000 | 92.86% | 1.8 | 0 | 11.7 |  |  |  | No | R-454B | 4 | Residential & Commercial | Ducted CEE Tier 1
216051288 | Central HP <5.4 tons | SURE | HRCU-A-CB (Split System: Heat Pump with Remote Outdoor Unit-Air-Source) | SP19AY60AJVC |  |  | TCFY6021SEAAM | S97MV0855A21DH | 53500 | 17 | 10 | 53500 | 48500 | 90.65% | 2 | 0 | 10 |  |  |  | No | R-454B | 4.4583 | Residential & Commercial | Ducted CEE Tier 1
215439769 | Central HP <5.4 tons | AMANA | HRCU-A-CB (Split System: Heat Pump with Remote Outdoor Unit-Air-Source) | AZV6SA1810A* |  |  | CA*EA2418*3A*+MBVK12BP1X00A* |  | 17000 | 19 | 8.8 | 16800 | 13000 | 77.38% | 2.1 | 0 | 12 |  |  |  | No | R-32 | 1.4167 | Residential & Commercial | Ducted CEE Tier 1
214626057 | Central HP <5.4 tons | LENNOX | HRCU-A-CB (Split System: Heat Pump with Remote Outdoor Unit-Air-Source) | SL25XPV-024-230A** |  |  | CK40CT-48B-0*+TDR | EL296UH045XV36B* | 22000 | 21.2 | 9.3 | 21600 | 20600 | 95.37% | 1.86 | 0 | 13.5 |  |  |  | No | R-410A | 1.8333 | Residential & Commercial | Ducted CEE Tier 1
211230945 | Central HP <5.4 tons | CARRIER | HRCU-A-CB (Split System: Heat Pump with Remote Outdoor Unit-Air-Source) | 38MURAQ36AB3* |  |  | CAP**4224AL* | GG96VTAA60100C | 35400 | 16.5 | 8.1 | 38500 | 35000 | 90.91% | 1.88 | 0 | 10 |  |  |  | No | R-410A | 2.95 | Residential & Commercial | Ducted CEE Tier 1
211240035 | Central HP <5.4 tons | CARRIER | HRCU-A-CB (Split System: Heat Pump with Remote Outdoor Unit-Air-Source) | 38MURAQ24AB3* |  |  | CNPV*2417AL* | 59TP6B040V14**10 | 23400 | 15.5 | 8.5 | 26600 | 24000 | 90.23% | 1.96 | 0 | 10 |  |  |  | No | R-410A | 1.95 | Residential & Commercial | Ducted CEE Tier 1
211240051 | Central HP <5.4 tons | CARRIER | HRCU-A-CB (Split System: Heat Pump with Remote Outdoor Unit-Air-Source) | 38MURAQ24AB3* |  |  | CNPV*2417AL* | 58SU*A060E17**16 | 24400 | 16 | 8.5 | 27200 | 22600 | 83.09% | 1.86 | 0 | 10 |  |  |  | No | R-410A | 2.0333 | Residential & Commercial | Ducted CEE Tier 1
214239662 | Central HP <5.4 tons | TEMPSTAR | HRCU-A-CB (Split System: Heat Pump with Remote Outdoor Unit-Air-Source) | TVH837GKA** |  |  | END4X42L17**+WALLCON | *80CTL0701716B* | 32000 | 16.5 | 8.1 | 33000 | 24800 | 75.15% | 1.9 | 0 | 11 |  |  |  | No | R-410A | 2.6667 | Residential & Commercial | Ducted CEE Tier 1
206395033 | Central HP <5.4 tons | MIDEA | HRCU-A-CB (Split System: Heat Pump with Remote Outdoor Unit-Air-Source) | MOVB-36HDN1-M18M |  |  | MVME24B2MN1TA |  | 24000 | 17.5 | 8.2 | 24000 | 16800 | 70% | 1.9 | 13 | 11.7 |  |  |  | No | R-410A | 2 | Residential & Commercial | Ducted CEE Tier 1
213080745 | Central HP <5.4 tons | COMFORTMAKER | HRCU-A-CB (Split System: Heat Pump with Remote Outdoor Unit-Air-Source) | DLCURAH36ABK |  |  | END4X42L17** | *95MSU0601716A* | 35800 | 15.5 | 8.1 | 38500 | 35200 | 91.43% | 1.96 | 0 | 10 |  |  |  | No | R-410A | 2.9833 | Residential & Commercial | Ducted CEE Tier 1
213080865 | Central HP <5.4 tons | COMFORTMAKER | HRCU-A-CB (Split System: Heat Pump with Remote Outdoor Unit-Air-Source) | DLCURAH36ABK |  |  | EN(A,D,W)4X48L21** | *95MSU0802120A* | 35800 | 16.5 | 8.1 | 38500 | 35000 | 90.91% | 2 | 0 | 10 |  |  |  | No | R-410A | 2.9833 | Residential & Commercial | Ducted CEE Tier 1
212975492 | Central HP <5.4 tons | HEIL | HRCU-A-CB (Split System: Heat Pump with Remote Outdoor Unit-Air-Source) | DLCURAH18ABK |  |  | EN(A,D)4X30L17** | *96VTN0601412B* | 17500 | 16.5 | 8.1 | 18000 | 18700 | 103.9% | 2.24 | 0 | 11 |  |  |  | No | R-410A | 1.4583 | Residential & Commercial | Ducted CEE Tier 1
214241638 | Central HP <5.4 tons | AIRQUEST | HRCU-A-CB (Split System: Heat Pump with Remote Outdoor Unit-Air-Source) | HVH825GKA3* |  |  | EN(A,D)4X24L17**+WALLCON | *96CTN0801714B* | 23200 | 16 | 8.1 | 22000 | 16900 | 76.82% | 1.92 | 0 | 10.5 |  |  |  | No | R-410A | 1.9333 | Residential & Commercial | Ducted CEE Tier 1
215683924 | Central HP <5.4 tons | BRYANT HEATING AND COOLING SYSTEMS | HRCU-A-CB (Split System: Heat Pump with Remote Outdoor Unit-Air-Source) | 290VAN036**AA* |  |  | CAA**3721AM*+UI | 987MC66100C21*** | 34600 | 18 | 9 | 35200 | 25000 | 71.02% | 1.9 | 0 | 10 |  |  |  | No | R-454B | 2.8833 | Residential & Commercial | Ducted CEE Tier 1
213080442 | Central HP <5.4 tons | COMFORTMAKER | HRCU-A-CB (Split System: Heat Pump with Remote Outdoor Unit-Air-Source) | DLCURAH36ABK |  |  | EN(A,D,W)4X48L21** | *96MSN1002122A* | 36000 | 16.5 | 8.1 | 38500 | 34800 | 90.39% | 2.02 | 0 | 10 |  |  |  | No | R-410A | 3 | Residential & Commercial | Ducted CEE Tier 1
216453075 | Central HP <5.4 tons | TRANE | HRCU-A-CB (Split System: Heat Pump with Remote Outdoor Unit-Air-Source) | 5TWV0X24A1 |  |  | 5PX*B003AS3 | S8V2B080M4PCB | 21600 | 20.6 | 10 | 24200 | 18300 | 75.62% | 2.1 | 0 | 11.5 |  |  |  | No | R-454B | 1.8 | Residential & Commercial | Ducted CEE Tier 1
210473697 | Central HP <5.4 tons | HEIL | HRCU-A-CB (Split System: Heat Pump with Remote Outdoor Unit-Air-Source) | HVH825GKA3* |  |  | END4X42L17**+WALLCON | *80CTL0901716A* | 24000 | 17 | 8.1 | 21400 | 16600 | 77.57% | 2 | 0 | 11.5 |  |  |  | No | R-410A | 2 | Residential & Commercial | Ducted CEE Tier 1
210473415 | Central HP <5.4 tons | HEIL | HRCU-A-CB (Split System: Heat Pump with Remote Outdoor Unit-Air-Source) | HVH825GKA3* |  |  | EA*4X48L21A*+WALLCON | *80CTL0901716A* | 24200 | 17.5 | 8.1 | 20800 | 16500 | 79.33% | 2.04 | 0 | 11.5 |  |  |  | No | R-410A | 2.0167 | Residential & Commercial | Ducted CEE Tier 1
212983507 | Central HP <5.4 tons | BRYANT HEATING AND COOLING SYSTEMS | HRCU-A-CB (Split System: Heat Pump with Remote Outdoor Unit-Air-Source) | 38MURAQ24AB3* |  |  | CAP**2414AL* | 912SE36060M14*** | 23600 | 16.5 | 8.5 | 27000 | 25600 | 94.81% | 2.14 | 0 | 10 |  |  |  | No | R-410A | 1.9667 | Residential & Commercial | Ducted CEE Tier 1
212983557 | Central HP <5.4 tons | BRYANT HEATING AND COOLING SYSTEMS | HRCU-A-CB (Split System: Heat Pump with Remote Outdoor Unit-Air-Source) | 38MURAQ24AB3* |  |  | CAP**3617AL* | 912SE36060M14*** | 24000 | 17 | 8.5 | 26400 | 23400 | 88.64% | 1.94 | 0 | 10 |  |  |  | No | R-410A | 2 | Residential & Commercial | Ducted CEE Tier 1
215932567 | Central HP <5.4 tons | AIRQUEST | HRCU-A-CB (Split System: Heat Pump with Remote Outdoor Unit-Air-Source) | H5H3V36*K*AAA* |  |  | EA*5X60M24A*+WALLCON | *80CTL1352422B* | 34000 | 20.5 | 9.5 | 34000 | 25800 | 75.88% | 2.06 | 0 | 12 |  |  |  | No | R-454B | 2.8333 | Residential & Commercial | Ducted CEE Tier 1
215932617 | Central HP <5.4 tons | AIRQUEST | HRCU-A-CB (Split System: Heat Pump with Remote Outdoor Unit-Air-Source) | H5H3V36*K*AAA* |  |  | EA*5X60M24A*+WALLCON | *97CMN1002122B* | 34000 | 20.5 | 9.5 | 34000 | 25800 | 75.88% | 2.06 | 0 | 12 |  |  |  | No | R-454B | 2.8333 | Residential & Commercial | Ducted CEE Tier 1
214075424 | Central HP <5.4 tons | SURE | HRCU-A-CB (Split System: Heat Pump with Remote Outdoor Unit-Air-Source) | RD17AZ24AJ3N |  |  | TCFZ2417MTANM | S921V0703A17M4S | 22600 | 17 | 9.5 | 22600 | 16900 | 74.78% | 2 | 0 | 11.2 |  |  |  | No | R-410A | 1.8833 | Residential & Commercial | Ducted CEE Tier 1
214075474 | Central HP <5.4 tons | SURE | HRCU-A-CB (Split System: Heat Pump with Remote Outdoor Unit-Air-Source) | RD17AZ24AJ3N |  |  | TCFZ2417MTANM | S951V0703A17M4S | 22600 | 17 | 9.5 | 22600 | 16900 | 74.78% | 2 | 0 | 11.2 |  |  |  | No | R-410A | 1.8833 | Residential & Commercial | Ducted CEE Tier 1
214571227 | Central HP <5.4 tons | TEMPSTAR | HRCU-A-CB (Split System: Heat Pump with Remote Outdoor Unit-Air-Source) | TVH825GKA3* |  |  | EN(A,D,W)4X48L21**+WALLCON | *95CSU0802120B* | 24200 | 17 | 8.1 | 21400 | 16600 | 77.57% | 2 | 0 | 11 |  |  |  | No | R-410A | 2.0167 | Residential & Commercial | Ducted CEE Tier 1
210471146 | Central HP <5.4 tons | HEIL | HRCU-A-CB (Split System: Heat Pump with Remote Outdoor Unit-Air-Source) | HVH837GKA2* |  |  | EHD4X60AAL+WALLCON | *80CSU0601716A* | 33000 | 16.5 | 8.1 | 32400 | 24800 | 76.54% | 1.98 | 0 | 11 |  |  |  | No | R-410A | 2.75 | Residential & Commercial | Ducted CEE Tier 1
212973008 | Central HP <5.4 tons | HEIL | HRCU-A-CB (Split System: Heat Pump with Remote Outdoor Unit-Air-Source) | DLCURAH24ABK |  |  | EN(A,D,W)4X36L17** | *96VSN0401410B* | 23400 | 16 | 8.1 | 26400 | 24600 | 93.18% | 2.02 | 0 | 10 |  |  |  | No | R-410A | 1.95 | Residential & Commercial | Ducted CEE Tier 1
210471168 | Central HP <5.4 tons | HEIL | HRCU-A-CB (Split System: Heat Pump with Remote Outdoor Unit-Air-Source) | HVH837GKA2* |  |  | EHD4X60AAL+WALLCON | *80CTL0701716A* | 32800 | 17 | 8.1 | 32400 | 25000 | 77.16% | 2 | 0 | 11 |  |  |  | No | R-410A | 2.7333 | Residential & Commercial | Ducted CEE Tier 1
210470954 | Central HP <5.4 tons | HEIL | HRCU-A-CB (Split System: Heat Pump with Remote Outdoor Unit-Air-Source) | HVH837GKA2* |  |  | EN(A,D,W)4X60L24**+WALLCON | *97CMN1002122A* | 32800 | 18 | 8.1 | 32200 | 24600 | 76.4% | 1.98 | 0 | 12 |  |  |  | No | R-410A | 2.7333 | Residential & Commercial | Ducted CEE Tier 1
212983577 | Central HP <5.4 tons | BRYANT HEATING AND COOLING SYSTEMS | HRCU-A-CB (Split System: Heat Pump with Remote Outdoor Unit-Air-Source) | 38MURAQ24AB3* |  |  | CNPV*2414AL* | 912SE36060M14*** | 23400 | 16.5 | 8.5 | 27000 | 24600 | 91.11% | 2.04 | 0 | 10 |  |  |  | No | R-410A | 1.95 | Residential & Commercial | Ducted CEE Tier 1
211241684 | Central HP <5.4 tons | BRYANT HEATING AND COOLING SYSTEMS | HRCU-A-CB (Split System: Heat Pump with Remote Outdoor Unit-Air-Source) | 38MURAQ24AB3* |  |  | CAP**3017AL* | 912SD36060E14*** | 23400 | 17 | 8.5 | 25800 | 24200 | 93.8% | 2.02 | 0 | 10 |  |  |  | No | R-410A | 1.95 | Residential & Commercial | Ducted CEE Tier 1
211241784 | Central HP <5.4 tons | BRYANT HEATING AND COOLING SYSTEMS | HRCU-A-CB (Split System: Heat Pump with Remote Outdoor Unit-Air-Source) | 38MURAQ24AB3* |  |  | CAP**3017AL* | OVMAAB036098 | 23600 | 16.5 | 8.5 | 26000 | 23800 | 91.54% | 1.98 | 0 | 10 |  |  |  | No | R-410A | 1.9667 | Residential & Commercial | Ducted CEE Tier 1
211241968 | Central HP <5.4 tons | BRYANT HEATING AND COOLING SYSTEMS | HRCU-A-CB (Split System: Heat Pump with Remote Outdoor Unit-Air-Source) | 38MURAQ24AB3* |  |  | CAP**3617AL* | 926TB36040V17*** | 23400 | 16 | 8.5 | 25800 | 23600 | 91.47% | 1.96 | 0 | 10 |  |  |  | No | R-410A | 1.95 | Residential & Commercial | Ducted CEE Tier 1
211242020 | Central HP <5.4 tons | BRYANT HEATING AND COOLING SYSTEMS | HRCU-A-CB (Split System: Heat Pump with Remote Outdoor Unit-Air-Source) | 38MURAQ24AB3* |  |  | CAP**3617AL* | 915SB36060E14*** | 24400 | 15.5 | 8.5 | 26600 | 22400 | 84.21% | 1.84 | 0 | 10 |  |  |  | No | R-410A | 2.0333 | Residential & Commercial | Ducted CEE Tier 1
211242120 | Central HP <5.4 tons | BRYANT HEATING AND COOLING SYSTEMS | HRCU-A-CB (Split System: Heat Pump with Remote Outdoor Unit-Air-Source) | 38MURAQ24AB3* |  |  | CAP**3617AL* | 912SD36060E14*** | 23600 | 17 | 8.5 | 25600 | 23600 | 92.19% | 1.96 | 0 | 10 |  |  |  | No | R-410A | 1.9667 | Residential & Commercial | Ducted CEE Tier 1
211242422 | Central HP <5.4 tons | BRYANT HEATING AND COOLING SYSTEMS | HRCU-A-CB (Split System: Heat Pump with Remote Outdoor Unit-Air-Source) | 38MURAQ24AB3* |  |  | CAP**3621AL* | 935SA48060E17*** | 24400 | 17 | 8.5 | 26200 | 22400 | 85.5% | 1.86 | 0 | 10 |  |  |  | No | R-410A | 2.0333 | Residential & Commercial | Ducted CEE Tier 1
214569337 | Central HP <5.4 tons | BRYANT HEATING AND COOLING SYSTEMS | HRCU-A-CB (Split System: Heat Pump with Remote Outdoor Unit-Air-Source) | 284ANV024*0**B* |  |  | CAP**4221AL*+UI | 935CB66100C21*** | 23400 | 20.5 | 11 | 26600 | 19700 | 74.06% | 2.48 | 0 | 13 |  |  |  | No | R-410A | 1.95 | Residential & Commercial | Ducted CEE Tier 1
214097621 | Central HP <5.4 tons | SURE | HRCU-A-CB (Split System: Heat Pump with Remote Outdoor Unit-Air-Source) | RD17AZ48AJ3N |  |  | TCFZ6024SEANM | S801V1005A21UHN | 45500 | 17 | 8.1 | 45500 | 40000 | 87.91% | 2.1 | 0 | 10 |  |  |  | No | R-410A | 3.7917 | Residential & Commercial | Ducted CEE Tier 1
213872270 | Central HP <5.4 tons | AMANA | HRCU-A-CB (Split System: Heat Pump with Remote Outdoor Unit-Air-Source) | ASZS60481EA* |  |  | CA*EA6030*4A* | A*VM970804CNB* | 44000 | 17 | 8.5 | 44000 | 31000 | 70.45% | 2 | 0 | 10 |  |  |  | No | R-410A | 3.6667 | Residential & Commercial | Ducted CEE Tier 1
213501756 | Central HP <5.4 tons | AMANA | HRCU-A-CB (Split System: Heat Pump with Remote Outdoor Unit-Air-Source) | ASZV903610A* |  |  | AMVE36CP1400B* |  | 33600 | 18.5 | 8.2 | 34000 | 24400 | 71.76% | 1.8 | 0 | 11.5 |  |  |  | No | R-410A | 2.8 | Residential & Commercial | Ducted CEE Tier 1
216051201 | Central HP <5.4 tons | SURE | HRCU-A-CB (Split System: Heat Pump with Remote Outdoor Unit-Air-Source) | SP19AY24AJVC |  |  | TCFY2421HEAAM | S97MV0703A17DH | 22800 | 21 | 8.5 | 22800 | 18500 | 81.14% | 1.8 | 0 | 13 |  |  |  | No | R-454B | 1.9 | Residential & Commercial | Ducted CEE Tier 1
214626214 | Central HP <5.4 tons | LENNOX | HRCU-A-CB (Split System: Heat Pump with Remote Outdoor Unit-Air-Source) | SL25XPV-048-230A** |  |  | CK40HT-51/61C-0*+TDR | EL296UH110XV60C* | 45000 | 20 | 9.2 | 45500 | 37400 | 82.2% | 1.82 | 0 | 12 |  |  |  | No | R-410A | 3.75 | Residential & Commercial | Ducted CEE Tier 1
214626230 | Central HP <5.4 tons | LENNOX | HRCU-A-CB (Split System: Heat Pump with Remote Outdoor Unit-Air-Source) | SL25XPV-048-230A** |  |  | CK40HT-60D-0*+TDR | EL296UH135XV60D* | 45500 | 21 | 9.1 | 43500 | 35800 | 82.3% | 1.86 | 0 | 12.4 |  |  |  | No | R-410A | 3.7917 | Residential & Commercial | Ducted CEE Tier 1
214626223 | Central HP <5.4 tons | LENNOX | HRCU-A-CB (Split System: Heat Pump with Remote Outdoor Unit-Air-Source) | SL25XPV-048-230A** |  |  | CK40HT-51/61C-0*+TDR | SL280UH110V60C* | 45000 | 20 | 9.2 | 45500 | 37400 | 82.2% | 1.82 | 0 | 12.5 |  |  |  | No | R-410A | 3.75 | Residential & Commercial | Ducted CEE Tier 1
214626239 | Central HP <5.4 tons | LENNOX | HRCU-A-CB (Split System: Heat Pump with Remote Outdoor Unit-Air-Source) | SL25XPV-048-230A** |  |  | CK40CT-49C-0*+TDR | EL297UH090XV60C* | 45500 | 20 | 8.9 | 44000 | 36000 | 81.82% | 1.78 | 0 | 12 |  |  |  | No | R-410A | 3.7917 | Residential & Commercial | Ducted CEE Tier 1
214626257 | Central HP <5.4 tons | LENNOX | HRCU-A-CB (Split System: Heat Pump with Remote Outdoor Unit-Air-Source) | SL25XPV-048-230A** |  |  | CK40CT-60C-0*+TDR | EL297UH090XV48C* | 45500 | 20 | 9.5 | 44000 | 36400 | 82.73% | 1.9 | 0 | 12 |  |  |  | No | R-410A | 3.7917 | Residential & Commercial | Ducted CEE Tier 1
210473939 | Central HP <5.4 tons | HEIL | HRCU-A-CB (Split System: Heat Pump with Remote Outdoor Unit-Air-Source) | HVH825GKA3* |  |  | EN(A,D,W)4X48L21**+WALLCON | *80CSU1002120A* | 24000 | 16.5 | 8.1 | 21400 | 16600 | 77.57% | 2 | 0 | 11 |  |  |  | No | R-410A | 2 | Residential & Commercial | Ducted CEE Tier 1
210474241 | Central HP <5.4 tons | HEIL | HRCU-A-CB (Split System: Heat Pump with Remote Outdoor Unit-Air-Source) | HVH825GKA3* |  |  | EHD4X42AAL+WALLCON | *95CSU1002122A* | 24200 | 16 | 8.1 | 21400 | 16600 | 77.57% | 2 | 0 | 11 |  |  |  | No | R-410A | 2.0167 | Residential & Commercial | Ducted CEE Tier 1
210474307 | Central HP <5.4 tons | HEIL | HRCU-A-CB (Split System: Heat Pump with Remote Outdoor Unit-Air-Source) | HVH825GKA3* |  |  | EHD4X42AAL+WALLCON | *80CTL1352422A* | 24200 | 16 | 8.1 | 21400 | 16600 | 77.57% | 2 | 0 | 10.5 |  |  |  | No | R-410A | 2.0167 | Residential & Commercial | Ducted CEE Tier 1
210474626 | Central HP <5.4 tons | HEIL | HRCU-A-CB (Split System: Heat Pump with Remote Outdoor Unit-Air-Source) | HVH825GKA3* |  |  | EHD4X48AAL+WALLCON | *80CTL0701412A* | 24400 | 17 | 8.1 | 21200 | 16500 | 77.83% | 2.02 | 0 | 11 |  |  |  | No | R-410A | 2.0333 | Residential & Commercial | Ducted CEE Tier 1
211242773 | Central HP <5.4 tons | BRYANT HEATING AND COOLING SYSTEMS | HRCU-A-CB (Split System: Heat Pump with Remote Outdoor Unit-Air-Source) | 38MURAQ24AB3* |  |  | CAP**3717AL* | 926SA42060V17*** | 24600 | 16.5 | 8.5 | 25600 | 21600 | 84.38% | 1.8 | 0 | 10 |  |  |  | No | R-410A | 2.05 | Residential & Commercial | Ducted CEE Tier 1
211242887 | Central HP <5.4 tons | BRYANT HEATING AND COOLING SYSTEMS | HRCU-A-CB (Split System: Heat Pump with Remote Outdoor Unit-Air-Source) | 38MURAQ24AB3* |  |  | CAP**3717AL* | 83*SA36040E17*** | 24400 | 17.5 | 8.5 | 25400 | 21800 | 85.83% | 1.82 | 0 | 10.5 |  |  |  | No | R-410A | 2.0333 | Residential & Commercial | Ducted CEE Tier 1
210471245 | Central HP <5.4 tons | HEIL | HRCU-A-CB (Split System: Heat Pump with Remote Outdoor Unit-Air-Source) | HVH837GKA2* |  |  | EHD4X60AAL+WALLCON | *97CMN1002122A* | 33000 | 17 | 8.1 | 32200 | 24800 | 77.02% | 2.02 | 0 | 11.5 |  |  |  | No | R-410A | 2.75 | Residential & Commercial | Ducted CEE Tier 1
210471322 | Central HP <5.4 tons | HEIL | HRCU-A-CB (Split System: Heat Pump with Remote Outdoor Unit-Air-Source) | HVH837GKA2* |  |  | EHD4X60AAL+WALLCON | *97CMN0602120A* | 32800 | 16.5 | 8.1 | 32400 | 25200 | 77.78% | 1.98 | 0 | 11 |  |  |  | No | R-410A | 2.7333 | Residential & Commercial | Ducted CEE Tier 1
214239216 | Central HP <5.4 tons | AIRQUEST | HRCU-A-CB (Split System: Heat Pump with Remote Outdoor Unit-Air-Source) | HVH837GKA2* |  |  | EN(A,D,W)4X48L21**+WALLCON | *95CSU0601716B* | 32200 | 17 | 8.1 | 33000 | 24800 | 75.15% | 1.92 | 0 | 11.5 |  |  |  | No | R-410A | 2.6833 | Residential & Commercial | Ducted CEE Tier 1
214239386 | Central HP <5.4 tons | AIRQUEST | HRCU-A-CB (Split System: Heat Pump with Remote Outdoor Unit-Air-Source) | HVH837GKA2* |  |  | EN(A,D,W)4X60L24**+WALLCON | *97CMN1002122B* | 32800 | 17.5 | 8.1 | 32200 | 24600 | 76.4% | 1.96 | 0 | 12 |  |  |  | No | R-410A | 2.7333 | Residential & Commercial | Ducted CEE Tier 1
212974997 | Central HP <5.4 tons | HEIL | HRCU-A-CB (Split System: Heat Pump with Remote Outdoor Unit-Air-Source) | DLCURAH24ABK |  |  | EA*4X37L17A* | *96VTN0401410B* | 23800 | 16 | 8.1 | 25200 | 22400 | 88.89% | 1.84 | 0 | 10 |  |  |  | No | R-410A | 1.9833 | Residential & Commercial | Ducted CEE Tier 1
212972948 | Central HP <5.4 tons | HEIL | HRCU-A-CB (Split System: Heat Pump with Remote Outdoor Unit-Air-Source) | DLCURAH24ABK |  |  | EA*4X36L17A* | *96VSN0401410B* | 23600 | 16 | 8.5 | 26200 | 24000 | 91.6% | 1.98 | 0 | 10 |  |  |  | No | R-410A | 1.9667 | Residential & Commercial | Ducted CEE Tier 1
212973198 | Central HP <5.4 tons | HEIL | HRCU-A-CB (Split System: Heat Pump with Remote Outdoor Unit-Air-Source) | DLCURAH24ABK |  |  | EA*4X25L17A* | *96VSN0401712B* | 24200 | 16 | 8.5 | 25400 | 21800 | 85.83% | 1.8 | 0 | 10 |  |  |  | No | R-410A | 2.0167 | Residential & Commercial | Ducted CEE Tier 1
212973598 | Central HP <5.4 tons | HEIL | HRCU-A-CB (Split System: Heat Pump with Remote Outdoor Unit-Air-Source) | DLCURAH24ABK |  |  | EN(A,D)4X24L14** | *96VSN0601412B* | 23200 | 16.5 | 8.5 | 26800 | 25400 | 94.78% | 2.12 | 0 | 10 |  |  |  | No | R-410A | 1.9333 | Residential & Commercial | Ducted CEE Tier 1
214239276 | Central HP <5.4 tons | AIRQUEST | HRCU-A-CB (Split System: Heat Pump with Remote Outdoor Unit-Air-Source) | HVH837GKA2* |  |  | EN(A,D,W)4X48L21**+WALLCON | *96CTN1002122B* | 32400 | 17 | 8.1 | 32600 | 24600 | 75.46% | 1.96 | 0 | 11.7 |  |  |  | No | R-410A | 2.7 | Residential & Commercial | Ducted CEE Tier 1
210470563 | Central HP <5.4 tons | HEIL | HRCU-A-CB (Split System: Heat Pump with Remote Outdoor Unit-Air-Source) | HVH837GKA2* |  |  | EA*4X61L24A*+WALLCON | *80CTL1352422A* | 33200 | 18 | 8.5 | 32000 | 24800 | 77.5% | 2.02 | 0 | 12 |  |  |  | No | R-410A | 2.7667 | Residential & Commercial | Ducted CEE Tier 1
210470629 | Central HP <5.4 tons | HEIL | HRCU-A-CB (Split System: Heat Pump with Remote Outdoor Unit-Air-Source) | HVH837GKA2* |  |  | EA*4X61L24A*+WALLCON | *96CTN1002122A* | 33200 | 18 | 8.5 | 32000 | 24800 | 77.5% | 2 | 0 | 12 |  |  |  | No | R-410A | 2.7667 | Residential & Commercial | Ducted CEE Tier 1
210470899 | Central HP <5.4 tons | HEIL | HRCU-A-CB (Split System: Heat Pump with Remote Outdoor Unit-Air-Source) | HVH837GKA2* |  |  | EN(A,D,W)4X60L24**+WALLCON | *80CSU1002120A* | 32800 | 17.5 | 8.1 | 32200 | 24600 | 76.4% | 1.96 | 0 | 11.7 |  |  |  | No | R-410A | 2.7333 | Residential & Commercial | Ducted CEE Tier 1
212973868 | Central HP <5.4 tons | HEIL | HRCU-A-CB (Split System: Heat Pump with Remote Outdoor Unit-Air-Source) | DLCURAH24ABK |  |  | EA*4X36L21A* | *96VSN0801716B* | 23600 | 17 | 8.5 | 26200 | 24000 | 91.6% | 2 | 0 | 10 |  |  |  | No | R-410A | 1.9667 | Residential & Commercial | Ducted CEE Tier 1
211243357 | Central HP <5.4 tons | BRYANT HEATING AND COOLING SYSTEMS | HRCU-A-CB (Split System: Heat Pump with Remote Outdoor Unit-Air-Source) | 38MURAQ24AB3* |  |  | CAP**3721AL* | 82*SA60090V21*** | 24600 | 17 | 8.5 | 25400 | 21200 | 83.46% | 1.78 | 0 | 10.5 |  |  |  | No | R-410A | 2.05 | Residential & Commercial | Ducted CEE Tier 1
211243492 | Central HP <5.4 tons | BRYANT HEATING AND COOLING SYSTEMS | HRCU-A-CB (Split System: Heat Pump with Remote Outdoor Unit-Air-Source) | 38MURAQ24AB3* |  |  | CAP**3721AL* | 8(0,1)*SA36045E17*** | 24800 | 17 | 8.5 | 25400 | 21000 | 82.68% | 1.76 | 0 | 10.5 |  |  |  | No | R-410A | 2.0667 | Residential & Commercial | Ducted CEE Tier 1
211244057 | Central HP <5.4 tons | BRYANT HEATING AND COOLING SYSTEMS | HRCU-A-CB (Split System: Heat Pump with Remote Outdoor Unit-Air-Source) | 38MURAQ24AB3* |  |  | CNPV*2417AL* | 926TB30040V14*** | 23400 | 15.5 | 8.5 | 26600 | 24000 | 90.23% | 1.96 | 0 | 10 |  |  |  | No | R-410A | 1.95 | Residential & Commercial | Ducted CEE Tier 1
211244377 | Central HP <5.4 tons | BRYANT HEATING AND COOLING SYSTEMS | HRCU-A-CB (Split System: Heat Pump with Remote Outdoor Unit-Air-Source) | 38MURAQ24AB3* |  |  | CNPV*3014AL* | 912SD36060E14*** | 23400 | 16.5 | 8.1 | 25800 | 24200 | 93.8% | 2.02 | 0 | 10 |  |  |  | No | R-410A | 1.95 | Residential & Commercial | Ducted CEE Tier 1
214239976 | Central HP <5.4 tons | AIRQUEST | HRCU-A-CB (Split System: Heat Pump with Remote Outdoor Unit-Air-Source) | HVH837GKA** |  |  | EN(A,D)4X48L24**+WALLCON | *80CTL1102120B* | 32400 | 17 | 8.1 | 32600 | 24600 | 75.46% | 1.96 | 0 | 11.5 |  |  |  | No | R-410A | 2.7 | Residential & Commercial | Ducted CEE Tier 1
214242468 | Central HP <5.4 tons | AIRQUEST | HRCU-A-CB (Split System: Heat Pump with Remote Outdoor Unit-Air-Source) | HVH825GKA2* |  |  | EN(A,D)4X24L17**+WALLCON | *97CMN0601714B* | 23200 | 15.5 | 8.1 | 22200 | 16900 | 76.13% | 1.92 | 0 | 10.5 |  |  |  | No | R-410A | 1.9333 | Residential & Commercial | Ducted CEE Tier 1
215678242 | Central HP <5.4 tons | TEMPSTAR | HRCU-A-CB (Split System: Heat Pump with Remote Outdoor Unit-Air-Source) | T5H0V24*K*AAA* |  |  | EA*5X25M17A*+WALLCON | *80CSU0601716B* | 24000 | 17 | 9 | 23200 | 16300 | 70.26% | 2.02 | 0 | 10.5 |  |  |  | No | R-454B | 2 | Residential & Commercial | Ducted CEE Tier 1
211226559 | Central HP <5.4 tons | BRYANT HEATING AND COOLING SYSTEMS | HRCU-A-CB (Split System: Heat Pump with Remote Outdoor Unit-Air-Source) | 38MURAQ36AB3* |  |  | CAP**3717AL* | 82*SA48070V17*** | 36200 | 15.2 | 8.1 | 38500 | 35000 | 90.91% | 2.02 | 0 | 10 |  |  |  | No | R-410A | 3.0167 | Residential & Commercial | Ducted CEE Tier 1
213077175 | Central HP <5.4 tons | CARRIER | HRCU-A-CB (Split System: Heat Pump with Remote Outdoor Unit-Air-Source) | 38MURAQ36AB3* |  |  | CAP**4321AL* | 59SP6B100V21**20 | 36200 | 16 | 8.5 | 38000 | 34800 | 91.58% | 2.04 | 0 | 10 |  |  |  | No | R-410A | 3.0167 | Residential & Commercial | Ducted CEE Tier 1
213077358 | Central HP <5.4 tons | CARRIER | HRCU-A-CB (Split System: Heat Pump with Remote Outdoor Unit-Air-Source) | 38MURAQ36AB3* |  |  | CAP**3717AL* | GG96VTAB48080B** | 36000 | 15.5 | 8.5 | 38500 | 35200 | 91.43% | 2 | 0 | 10 |  |  |  | No | R-410A | 3 | Residential & Commercial | Ducted CEE Tier 1
214075554 | Central HP <5.4 tons | SURE | HRCU-A-CB (Split System: Heat Pump with Remote Outdoor Unit-Air-Source) | RD17AZ24AJ3N |  |  | TCFZ2417MTANM | S802VA075317Z | 22600 | 18 | 9.5 | 22600 | 16800 | 74.34% | 2.1 | 0 | 11.2 |  |  |  | No | R-410A | 1.8833 | Residential & Commercial | Ducted CEE Tier 1
214242968 | Central HP <5.4 tons | AIRQUEST | HRCU-A-CB (Split System: Heat Pump with Remote Outdoor Unit-Air-Source) | HVH825GKA2* |  |  | EN(A,D,W)4X42L21**+WALLCON | *80CTL0701716B* | 23600 | 16.5 | 8.1 | 21400 | 16700 | 78.04% | 1.96 | 0 | 11 |  |  |  | No | R-410A | 1.9667 | Residential & Commercial | Ducted CEE Tier 1
214243188 | Central HP <5.4 tons | AIRQUEST | HRCU-A-CB (Split System: Heat Pump with Remote Outdoor Unit-Air-Source) | HVH825GKA2* |  |  | EN(A,D,W)4X48L21**+WALLCON | *96CTN1002122B* | 24200 | 17 | 8.1 | 21200 | 16600 | 78.3% | 2.02 | 0 | 11.5 |  |  |  | No | R-410A | 2.0167 | Residential & Commercial | Ducted CEE Tier 1
213079632 | Central HP <5.4 tons | COMFORTMAKER | HRCU-A-CB (Split System: Heat Pump with Remote Outdoor Unit-Air-Source) | DLCURAH36ABK |  |  | EN(A,D,W)4X48L21** | *92MSN0801716A* | 36000 | 16.5 | 8.1 | 38500 | 35000 | 90.91% | 2 | 0 | 10 |  |  |  | No | R-410A | 3 | Residential & Commercial | Ducted CEE Tier 1
213080032 | Central HP <5.4 tons | COMFORTMAKER | HRCU-A-CB (Split System: Heat Pump with Remote Outdoor Unit-Air-Source) | DLCURAH36ABK |  |  | EA*4X37L21A* | *96MSN0801716A* | 36400 | 15.5 | 8.5 | 38000 | 35000 | 92.11% | 2.06 | 0 | 10 |  |  |  | No | R-410A | 3.0333 | Residential & Commercial | Ducted CEE Tier 1
213080368 | Central HP <5.4 tons | COMFORTMAKER | HRCU-A-CB (Split System: Heat Pump with Remote Outdoor Unit-Air-Source) | DLCURAH36ABK |  |  | EN(A,D)4X48L24** | *96MSN1002120A* | 36000 | 16.5 | 8.1 | 38500 | 34800 | 90.39% | 2.02 | 0 | 10 |  |  |  | No | R-410A | 3 | Residential & Commercial | Ducted CEE Tier 1
212615008 | Central HP <5.4 tons | AMANA | HRCU-A-CB (Split System: Heat Pump with Remote Outdoor Unit-Air-Source) | ASZS60481EA* |  |  | CA*EA6030*4A*+MBVC2000**-1A* |  | 44000 | 17 | 8.6 | 44000 | 31000 | 70.45% | 2 | 0 | 10 |  |  |  | No | R-410A | 3.6667 | Residential & Commercial | Ducted CEE Tier 1
212615009 | Central HP <5.4 tons | AMANA | HRCU-A-CB (Split System: Heat Pump with Remote Outdoor Unit-Air-Source) | ASZS60481EA* |  |  | CA*EA6030*4A* | A*VM971205DNB* | 44000 | 17 | 8.5 | 44000 | 31000 | 70.45% | 2 | 0 | 10 |  |  |  | No | R-410A | 3.6667 | Residential & Commercial | Ducted CEE Tier 1
214097571 | Central HP <5.4 tons | SURE | HRCU-A-CB (Split System: Heat Pump with Remote Outdoor Unit-Air-Source) | RD17AZ48AJ3N |  |  | TCFZ6024SEANM | S921V1005A21M4S | 45500 | 16 | 8.1 | 45500 | 40500 | 89.01% | 2.1 | 0 | 10 |  |  |  | No | R-410A | 3.7917 | Residential & Commercial | Ducted CEE Tier 1
214097588 | Central HP <5.4 tons | SURE | HRCU-A-CB (Split System: Heat Pump with Remote Outdoor Unit-Air-Source) | RD17AZ48AJ3N |  |  | TCFZ6024SEANM | S802V1505A24UHN | 45500 | 17 | 8.1 | 45500 | 40000 | 87.91% | 2.1 | 0 | 10 |  |  |  | No | R-410A | 3.7917 | Residential & Commercial | Ducted CEE Tier 1
214097603 | Central HP <5.4 tons | SURE | HRCU-A-CB (Split System: Heat Pump with Remote Outdoor Unit-Air-Source) | RD17AZ48AJ3N |  |  | TCFZ6024SEANM | S802V0755A21UHS | 45500 | 17 | 8.1 | 45500 | 40000 | 87.91% | 2.1 | 0 | 10 |  |  |  | No | R-410A | 3.7917 | Residential & Commercial | Ducted CEE Tier 1
216440561 | Central HP <5.4 tons | MIDEA | HRCU-A-CB (Split System: Heat Pump with Remote Outdoor Unit-Air-Source) | MDV-V30WMN10T |  |  | MPCE30B1MN10TA |  | 30000 | 16 | 8.5 | 30000 | 24000 | 80% | 1.8 | 0 | 11.7 |  |  |  | No | R-454B | 2.5 | Residential & Commercial | Ducted CEE Tier 1
207028597 | Central HP <5.4 tons | PIONEER | HRCU-A-CB (Split System: Heat Pump with Remote Outdoor Unit-Air-Source) | YH4248GHFD18R2 |  |  | DR048GHFD18HT2 |  | 48000 | 17.5 | 8.5 | 47000 | 33000 | 70.21% | 1.9 | 10.2 | 10.1 |  |  |  | No | R-410A | 4 | Residential & Commercial | Ducted CEE Tier 1
215682222 | Central HP <5.4 tons | TEMPSTAR | HRCU-A-CB (Split System: Heat Pump with Remote Outdoor Unit-Air-Source) | T5H0V48*K*AAA* |  |  | EVD5X48M24A*+WALLCON | *97CTN1002122A* | 47000 | 19 | 9 | 50000 | 36400 | 72.8% | 1.98 | 0 | 10 |  |  |  | No | R-454B | 3.9167 | Residential & Commercial | Ducted CEE Tier 1
215682562 | Central HP <5.4 tons | TEMPSTAR | HRCU-A-CB (Split System: Heat Pump with Remote Outdoor Unit-Air-Source) | T5H0V48*K*AAA* |  |  | EVD5X61M24A*+WALLCON | *97CTN1002122A* | 48500 | 19.5 | 9.5 | 50000 | 36600 | 73.2% | 2.12 | 0 | 10.5 |  |  |  | No | R-454B | 4.0417 | Residential & Commercial | Ducted CEE Tier 1
215222805 | Central HP <5.4 tons | SURE | HRCU-A-CB (Split System: Heat Pump with Remote Outdoor Unit-Air-Source) | RD17AZ60AJ3N |  |  | TCFZ6021STAAM | S951T0705A21M4 | 54500 | 18 | 8.1 | 46500 | 33800 | 72.69% | 2 | 0 | 10 |  |  |  | No | R-410A | 4.5417 | Residential & Commercial | Ducted CEE Tier 1
214570787 | Central HP <5.4 tons | TEMPSTAR | HRCU-A-CB (Split System: Heat Pump with Remote Outdoor Unit-Air-Source) | TVH825GKA3* |  |  | EA*4X48L24A*+WALLCON | *96CTN0802120B* | 24200 | 17 | 8.5 | 20800 | 16500 | 79.33% | 2.02 | 0 | 11 |  |  |  | No | R-410A | 2.0167 | Residential & Commercial | Ducted CEE Tier 1
214242264 | Central HP <5.4 tons | TEMPSTAR | HRCU-A-CB (Split System: Heat Pump with Remote Outdoor Unit-Air-Source) | TVH825GKA3* |  |  | EN(A,D,W)4X48L21**+WALLCON | *95CSU0601716B* | 24000 | 16.5 | 8.1 | 21400 | 16600 | 77.57% | 2 | 0 | 11 |  |  |  | No | R-410A | 2 | Residential & Commercial | Ducted CEE Tier 1
216453107 | Central HP <5.4 tons | TRANE | HRCU-A-CB (Split System: Heat Pump with Remote Outdoor Unit-Air-Source) | 5TWV0X36A1 |  |  | 5PX*D008AS3 | S8V2D120M5PCB | 35800 | 20.6 | 10 | 32200 | 25000 | 77.64% | 2.2 | 0 | 13 |  |  |  | No | R-454B | 2.9833 | Residential & Commercial | Ducted CEE Tier 1
216453109 | Central HP <5.4 tons | TRANE | HRCU-A-CB (Split System: Heat Pump with Remote Outdoor Unit-Air-Source) | 5TWV0X36A1 |  |  | 5PX*D010AS3 | S8V2D120M5PDB | 36200 | 21 | 10 | 32000 | 24600 | 76.88% | 2.2 | 0 | 13 |  |  |  | No | R-454B | 3.0167 | Residential & Commercial | Ducted CEE Tier 1
214239642 | Central HP <5.4 tons | TEMPSTAR | HRCU-A-CB (Split System: Heat Pump with Remote Outdoor Unit-Air-Source) | TVH837GKA** |  |  | END4X42L17**+WALLCON | *80CTL0451712B* | 31800 | 16.5 | 8.1 | 33400 | 25000 | 74.85% | 1.86 | 0 | 11 |  |  |  | No | R-410A | 2.65 | Residential & Commercial | Ducted CEE Tier 1
215434302 | Central HP <5.4 tons | AMANA | HRCU-A-CB (Split System: Heat Pump with Remote Outdoor Unit-Air-Source) | AZV7SA4210A* |  |  | CHPEA6030*3A* | A*VT800805C*A* | 40500 | 17 | 8.6 | 41000 | 31000 | 75.61% | 2 | 0 | 10 |  |  |  | No | R-32 | 3.375 | Residential & Commercial | Ducted CEE Tier 1
210106720 | Central HP <5.4 tons | SURE | HRCU-A-CB (Split System: Heat Pump with Remote Outdoor Unit-Air-Source) | SP18AZ60AJVC |  |  | SHMVZ6021SEACA |  | 53000 | 18 | 8.5 | 48500 | 45500 | 93.81% | 1.8 | 0 | 10.5 |  |  |  | No | R-410A | 4.4167 | Residential & Commercial | Ducted CEE Tier 1
210106717 | Central HP <5.4 tons | SURE | HRCU-A-CB (Split System: Heat Pump with Remote Outdoor Unit-Air-Source) | SP18AZ48AJVC |  |  | SHMVZ6021SEACA |  | 45000 | 18 | 8.5 | 40000 | 42000 | 105% | 1.8 | 0 | 12 |  |  |  | No | R-410A | 3.75 | Residential & Commercial | Ducted CEE Tier 1
212614972 | Central HP <5.4 tons | AMANA | HRCU-A-CB (Split System: Heat Pump with Remote Outdoor Unit-Air-Source) | ASZS60241EA* |  |  | CA*EA3026*4A* | A*VC800805C*A* | 23000 | 17 | 8.6 | 23000 | 16100 | 70% | 2 | 0 | 10 |  |  |  | No | R-410A | 1.9167 | Residential & Commercial | Ducted CEE Tier 1
212614989 | Central HP <5.4 tons | AMANA | HRCU-A-CB (Split System: Heat Pump with Remote Outdoor Unit-Air-Source) | ASZS60361EA* |  |  | CA*EA6030*4A*+MBVC2000**-1A* |  | 34200 | 17.5 | 8.6 | 34200 | 30000 | 87.72% | 2 | 0 | 10 |  |  |  | No | R-410A | 2.85 | Residential & Commercial | Ducted CEE Tier 1
212614990 | Central HP <5.4 tons | AMANA | HRCU-A-CB (Split System: Heat Pump with Remote Outdoor Unit-Air-Source) | ASZS60361EA* |  |  | CA*EA4830*4A*+MBVC1600**-1A* |  | 34200 | 17.5 | 8.6 | 34200 | 29000 | 84.8% | 2 | 0 | 10 |  |  |  | No | R-410A | 2.85 | Residential & Commercial | Ducted CEE Tier 1
214242824 | Central HP <5.4 tons | TEMPSTAR | HRCU-A-CB (Split System: Heat Pump with Remote Outdoor Unit-Air-Source) | TVH825GKA2* |  |  | EN(A,D)4X36L21**+WALLCON | *97CMN1002122B* | 23600 | 16.5 | 8.1 | 21400 | 16700 | 78.04% | 1.92 | 0 | 11 |  |  |  | No | R-410A | 1.9667 | Residential & Commercial | Ducted CEE Tier 1
214242904 | Central HP <5.4 tons | TEMPSTAR | HRCU-A-CB (Split System: Heat Pump with Remote Outdoor Unit-Air-Source) | TVH825GKA2* |  |  | END4X42L17**+WALLCON | *95CSU0601716B* | 23800 | 16.5 | 8.1 | 21400 | 16700 | 78.04% | 1.98 | 0 | 11 |  |  |  | No | R-410A | 1.9833 | Residential & Commercial | Ducted CEE Tier 1
214243124 | Central HP <5.4 tons | TEMPSTAR | HRCU-A-CB (Split System: Heat Pump with Remote Outdoor Unit-Air-Source) | TVH825GKA2* |  |  | EN(A,D,W)4X48L21**+WALLCON | *80CTL1102120B* | 24200 | 17 | 8.1 | 21200 | 16600 | 78.3% | 2.02 | 0 | 11.5 |  |  |  | No | R-410A | 2.0167 | Residential & Commercial | Ducted CEE Tier 1
214242834 | Central HP <5.4 tons | TEMPSTAR | HRCU-A-CB (Split System: Heat Pump with Remote Outdoor Unit-Air-Source) | TVH825GKA2* |  |  | EN(A,D)4X36L21**+WALLCON | *96CTN0601714B* | 23400 | 16 | 8.1 | 21600 | 16800 | 77.78% | 1.9 | 0 | 10.5 |  |  |  | No | R-410A | 1.95 | Residential & Commercial | Ducted CEE Tier 1
214242984 | Central HP <5.4 tons | TEMPSTAR | HRCU-A-CB (Split System: Heat Pump with Remote Outdoor Unit-Air-Source) | TVH825GKA2* |  |  | EN(A,D,W)4X42L21**+WALLCON | *80CTL0901716B* | 23800 | 16.5 | 8.1 | 21400 | 16700 | 78.04% | 1.96 | 0 | 11 |  |  |  | No | R-410A | 1.9833 | Residential & Commercial | Ducted CEE Tier 1
214243034 | Central HP <5.4 tons | TEMPSTAR | HRCU-A-CB (Split System: Heat Pump with Remote Outdoor Unit-Air-Source) | TVH825GKA2* |  |  | EN(A,D,W)4X42L21**+WALLCON | *97CMN0801714B* | 23600 | 16.5 | 8.1 | 21400 | 16700 | 78.04% | 1.96 | 0 | 11 |  |  |  | No | R-410A | 1.9667 | Residential & Commercial | Ducted CEE Tier 1
214241598 | Central HP <5.4 tons | AIRQUEST | HRCU-A-CB (Split System: Heat Pump with Remote Outdoor Unit-Air-Source) | HVH825GKA3* |  |  | EN(A,D)4X24L17**+WALLCON | *97CMN0601714B* | 23200 | 15.5 | 8.1 | 22200 | 16900 | 76.13% | 1.9 | 0 | 10.5 |  |  |  | No | R-410A | 1.9333 | Residential & Commercial | Ducted CEE Tier 1
214241748 | Central HP <5.4 tons | AIRQUEST | HRCU-A-CB (Split System: Heat Pump with Remote Outdoor Unit-Air-Source) | HVH825GKA3* |  |  | EN(A,D)4X30L17**+WALLCON | *96CTN0601714B* | 23400 | 16 | 8.1 | 21600 | 16800 | 77.78% | 1.9 | 0 | 10.5 |  |  |  | No | R-410A | 1.95 | Residential & Commercial | Ducted CEE Tier 1
214241948 | Central HP <5.4 tons | AIRQUEST | HRCU-A-CB (Split System: Heat Pump with Remote Outdoor Unit-Air-Source) | HVH825GKA3* |  |  | EN(A,D)4X36L21**+WALLCON | *97CMN1002122B* | 23600 | 16.5 | 8.1 | 21400 | 16700 | 78.04% | 1.92 | 0 | 11 |  |  |  | No | R-410A | 1.9667 | Residential & Commercial | Ducted CEE Tier 1
214242268 | Central HP <5.4 tons | AIRQUEST | HRCU-A-CB (Split System: Heat Pump with Remote Outdoor Unit-Air-Source) | HVH825GKA3* |  |  | EN(A,D,W)4X48L21**+WALLCON | *97CMN0601714B* | 24000 | 16.5 | 8.1 | 21400 | 16700 | 78.04% | 1.98 | 0 | 11 |  |  |  | No | R-410A | 2 | Residential & Commercial | Ducted CEE Tier 1
214242318 | Central HP <5.4 tons | AIRQUEST | HRCU-A-CB (Split System: Heat Pump with Remote Outdoor Unit-Air-Source) | HVH825GKA3* |  |  | EN(A,D,W)4X48L21**+WALLCON | *96CTN1002122B* | 24200 | 17 | 8.1 | 21200 | 16500 | 77.83% | 2 | 0 | 11.5 |  |  |  | No | R-410A | 2.0167 | Residential & Commercial | Ducted CEE Tier 1
214505284 | Central HP <5.4 tons | AMANA | HRCU-A-CB (Split System: Heat Pump with Remote Outdoor Unit-Air-Source) | ASZS60241EA* |  |  | CA*EA2422*4B* | A*VS800604BUA* | 23000 | 17 | 8.6 | 23000 | 16100 | 70% | 2 | 0 | 10 |  |  |  | No | R-410A | 1.9167 | Residential & Commercial | Ducted CEE Tier 1
214505302 | Central HP <5.4 tons | AMANA | HRCU-A-CB (Split System: Heat Pump with Remote Outdoor Unit-Air-Source) | ASZS60241EA* |  |  | CA*EA2422*4B* | A*VC960403BNB* | 23000 | 17 | 8.6 | 23000 | 16100 | 70% | 2 | 0 | 10 |  |  |  | No | R-410A | 1.9167 | Residential & Commercial | Ducted CEE Tier 1
214505316 | Central HP <5.4 tons | AMANA | HRCU-A-CB (Split System: Heat Pump with Remote Outdoor Unit-Air-Source) | ASZS60241EA* |  |  | CA*EA2422*4B* | A*VS960805CUA* | 23000 | 17 | 8.6 | 23000 | 16100 | 70% | 2 | 0 | 10 |  |  |  | No | R-410A | 1.9167 | Residential & Commercial | Ducted CEE Tier 1
212973388 | Central HP <5.4 tons | HEIL | HRCU-A-CB (Split System: Heat Pump with Remote Outdoor Unit-Air-Source) | DLCURAH18ABK |  |  | EN(A,D)4X30L14** | *96VSN0601412B* | 17400 | 16 | 8.1 | 18000 | 18700 | 103.9% | 2.24 | 0 | 11 |  |  |  | No | R-410A | 1.45 | Residential & Commercial | Ducted CEE Tier 1
210473470 | Central HP <5.4 tons | HEIL | HRCU-A-CB (Split System: Heat Pump with Remote Outdoor Unit-Air-Source) | HVH825GKA3* |  |  | EA*4X48L24A*+WALLCON | *80CTL1352422A* | 24200 | 17 | 8.1 | 21000 | 16500 | 78.57% | 2.02 | 0 | 11 |  |  |  | No | R-410A | 2.0167 | Residential & Commercial | Ducted CEE Tier 1
210473906 | Central HP <5.4 tons | HEIL | HRCU-A-CB (Split System: Heat Pump with Remote Outdoor Unit-Air-Source) | HVH825GKA3* |  |  | EN(A,D,W)4X48L21**+WALLCON | *95CSU1002122A* | 24200 | 17 | 8.1 | 21200 | 16600 | 78.3% | 2.02 | 0 | 11.5 |  |  |  | No | R-410A | 2.0167 | Residential & Commercial | Ducted CEE Tier 1
210474115 | Central HP <5.4 tons | HEIL | HRCU-A-CB (Split System: Heat Pump with Remote Outdoor Unit-Air-Source) | HVH825GKA3* |  |  | EN(A,D)4X48L24**+WALLCON | *97CMN1002122A* | 24200 | 17 | 8.1 | 21400 | 16600 | 77.57% | 2.02 | 0 | 11.5 |  |  |  | No | R-410A | 2.0167 | Residential & Commercial | Ducted CEE Tier 1
210474148 | Central HP <5.4 tons | HEIL | HRCU-A-CB (Split System: Heat Pump with Remote Outdoor Unit-Air-Source) | HVH825GKA3* |  |  | EN(A,D)4X48L24**+WALLCON | *97CMN0602120A* | 24000 | 16.5 | 8.1 | 21400 | 16700 | 78.04% | 2 | 0 | 11 |  |  |  | No | R-410A | 2 | Residential & Commercial | Ducted CEE Tier 1
210474384 | Central HP <5.4 tons | HEIL | HRCU-A-CB (Split System: Heat Pump with Remote Outdoor Unit-Air-Source) | HVH825GKA3* |  |  | EHD4X42AAL+WALLCON | *97CMN1202422A* | 24200 | 16 | 8.1 | 21400 | 16700 | 78.04% | 2 | 0 | 10.5 |  |  |  | No | R-410A | 2.0167 | Residential & Commercial | Ducted CEE Tier 1
214239812 | Central HP <5.4 tons | TEMPSTAR | HRCU-A-CB (Split System: Heat Pump with Remote Outdoor Unit-Air-Source) | TVH837GKA** |  |  | EN(A,D,W)4X42L21**+WALLCON | *97CMN1002122B* | 31800 | 16.5 | 8.1 | 33000 | 24400 | 73.94% | 1.88 | 0 | 11 |  |  |  | No | R-410A | 2.65 | Residential & Commercial | Ducted CEE Tier 1
213386630 | Central HP <5.4 tons | GOODMAN | HRCU-A-CB (Split System: Heat Pump with Remote Outdoor Unit-Air-Source) | GSZS601810A* |  |  | AHVE24BP0400A* |  | 16600 | 17.5 | 8.5 | 17400 | 13000 | 74.71% | 2.1 | 0 | 10.9 |  |  |  | No | R-410A | 1.3833 | Residential & Commercial | Ducted CEE Tier 1
211240076 | Central HP <5.4 tons | CARRIER | HRCU-A-CB (Split System: Heat Pump with Remote Outdoor Unit-Air-Source) | 38MURAQ24AB3* |  |  | CNPV*3017AL* | 59SU5A040E17**12 | 23600 | 16.5 | 8.1 | 25800 | 23600 | 91.47% | 1.96 | 0 | 10 |  |  |  | No | R-410A | 1.9667 | Residential & Commercial | Ducted CEE Tier 1
211240087 | Central HP <5.4 tons | CARRIER | HRCU-A-CB (Split System: Heat Pump with Remote Outdoor Unit-Air-Source) | 38MURAQ24AB3* |  |  | CNPV*3017AL* | 59TP6B040V17**12 | 23400 | 16 | 8.1 | 25800 | 24000 | 93.02% | 1.98 | 0 | 10 |  |  |  | No | R-410A | 1.95 | Residential & Commercial | Ducted CEE Tier 1
211240092 | Central HP <5.4 tons | CARRIER | HRCU-A-CB (Split System: Heat Pump with Remote Outdoor Unit-Air-Source) | 38MURAQ24AB3* |  |  | CNPV*3017AL* | 59SC5B060E14**12 | 24400 | 15.5 | 8.1 | 26600 | 22600 | 84.96% | 1.86 | 0 | 10 |  |  |  | No | R-410A | 2.0333 | Residential & Commercial | Ducted CEE Tier 1
211240101 | Central HP <5.4 tons | CARRIER | HRCU-A-CB (Split System: Heat Pump with Remote Outdoor Unit-Air-Source) | 38MURAQ24AB3* |  |  | CNPV*3017AL* | 59SC2D060E14**12 | 23400 | 17 | 8.1 | 25800 | 24000 | 93.02% | 2 | 0 | 10 |  |  |  | No | R-410A | 1.95 | Residential & Commercial | Ducted CEE Tier 1
211240110 | Central HP <5.4 tons | CARRIER | HRCU-A-CB (Split System: Heat Pump with Remote Outdoor Unit-Air-Source) | 38MURAQ24AB3* |  |  | CNPV*3017AL* | OVMAAB036098 | 23600 | 16.5 | 8.1 | 26000 | 23600 | 90.77% | 1.96 | 0 | 10 |  |  |  | No | R-410A | 1.9667 | Residential & Commercial | Ducted CEE Tier 1
211240144 | Central HP <5.4 tons | CARRIER | HRCU-A-CB (Split System: Heat Pump with Remote Outdoor Unit-Air-Source) | 38MURAQ24AB3* |  |  | CNPV*3617AL* | 58S(B,C)*A090E17**14 | 24600 | 16.5 | 8.1 | 26400 | 22600 | 85.61% | 1.86 | 0 | 10.5 |  |  |  | No | R-410A | 2.05 | Residential & Commercial | Ducted CEE Tier 1
211240151 | Central HP <5.4 tons | CARRIER | HRCU-A-CB (Split System: Heat Pump with Remote Outdoor Unit-Air-Source) | 38MURAQ24AB3* |  |  | CNPV*3617AL* | 59SC2D040E17**12 | 23600 | 15.5 | 8.1 | 26200 | 23400 | 89.31% | 1.92 | 0 | 10 |  |  |  | No | R-410A | 1.9667 | Residential & Commercial | Ducted CEE Tier 1
215932517 | Central HP <5.4 tons | AIRQUEST | HRCU-A-CB (Split System: Heat Pump with Remote Outdoor Unit-Air-Source) | H5H3V36*K*AAA* |  |  | EA*5X48M21A*+WALLCON | *96CTN0801714B* | 33200 | 20 | 9.5 | 34800 | 26600 | 76.44% | 2.02 | 0 | 11 |  |  |  | No | R-454B | 2.7667 | Residential & Commercial | Ducted CEE Tier 1
215932717 | Central HP <5.4 tons | AIRQUEST | HRCU-A-CB (Split System: Heat Pump with Remote Outdoor Unit-Air-Source) | H5H3V36*K*AAA* |  |  | EA*5X61M21A*+WALLCON | *80CTL0901716B* | 34400 | 20.5 | 9 | 34400 | 26200 | 76.16% | 1.96 | 0 | 11.7 |  |  |  | No | R-454B | 2.8667 | Residential & Commercial | Ducted CEE Tier 1
215932767 | Central HP <5.4 tons | AIRQUEST | HRCU-A-CB (Split System: Heat Pump with Remote Outdoor Unit-Air-Source) | H5H3V36*K*AAA* |  |  | EA*5X61M21A*+WALLCON | *95CSU1002122B* | 34400 | 20.5 | 9.5 | 34200 | 26000 | 76.02% | 2.08 | 0 | 12 |  |  |  | No | R-454B | 2.8667 | Residential & Commercial | Ducted CEE Tier 1
215932817 | Central HP <5.4 tons | AIRQUEST | HRCU-A-CB (Split System: Heat Pump with Remote Outdoor Unit-Air-Source) | H5H3V36*K*AAA* |  |  | EA*5X61M21A*+WALLCON | *96CTN0601714B* | 34000 | 20 | 9.4 | 33800 | 25600 | 75.74% | 2.05 | 0 | 11 |  |  |  | No | R-454B | 2.8333 | Residential & Commercial | Ducted CEE Tier 1
211257773 | Central HP <5.4 tons | CARRIER | HRCU-A-CB (Split System: Heat Pump with Remote Outdoor Unit-Air-Source) | 38MURAQ18AB3* |  |  | CAP**2414AL* | 59SC5B026E14**10 | 17900 | 15.5 | 8.5 | 19000 | 18900 | 99.47% | 2.26 | 0 | 10.5 |  |  |  | No | R-410A | 1.4917 | Residential & Commercial | Ducted CEE Tier 1
211257804 | Central HP <5.4 tons | CARRIER | HRCU-A-CB (Split System: Heat Pump with Remote Outdoor Unit-Air-Source) | 38MURAQ18AB3* |  |  | CAP**2417AL* | 58TP*A070V17**16 | 17300 | 16 | 8.5 | 18100 | 19200 | 106.1% | 2.32 | 0 | 10.5 |  |  |  | No | R-410A | 1.4417 | Residential & Commercial | Ducted CEE Tier 1
211257853 | Central HP <5.4 tons | CARRIER | HRCU-A-CB (Split System: Heat Pump with Remote Outdoor Unit-Air-Source) | 38MURAQ18AB3* |  |  | CAP**2517AL* | 59TP6B040V17**12 | 18200 | 15.5 | 8.5 | 18200 | 17500 | 96.15% | 2.12 | 0 | 10.5 |  |  |  | No | R-410A | 1.5167 | Residential & Commercial | Ducted CEE Tier 1
215429737 | Central HP <5.4 tons | AMANA | HRCU-A-CB (Split System: Heat Pump with Remote Outdoor Unit-Air-Source) | AZV7SA3610A* |  |  | AHVE42CP0300A* |  | 34800 | 18.5 | 8.5 | 35000 | 28400 | 81.14% | 2 | 0 | 10.5 |  |  |  | No | R-32 | 2.9 | Residential & Commercial | Ducted CEE Tier 1
214075285 | Central HP <5.4 tons | SURE | HRCU-A-CB (Split System: Heat Pump with Remote Outdoor Unit-Air-Source) | RD17AZ60AJ3N |  |  | TCFZ6024STANM | S801V0755A21UHN | 55500 | 18 | 8.1 | 54000 | 49500 | 91.67% | 1.75 | 0 | 10 |  |  |  | No | R-410A | 4.625 | Residential & Commercial | Ducted CEE Tier 1
214075335 | Central HP <5.4 tons | SURE | HRCU-A-CB (Split System: Heat Pump with Remote Outdoor Unit-Air-Source) | RD17AZ60AJ3N |  |  | TCFZ6024STANM | S921V0855A21M4S | 55000 | 17 | 8.1 | 54000 | 49500 | 91.67% | 1.75 | 0 | 10 |  |  |  | No | R-410A | 4.5833 | Residential & Commercial | Ducted CEE Tier 1
214066850 | Central HP <5.4 tons | SURE | HRCU-A-CB (Split System: Heat Pump with Remote Outdoor Unit-Air-Source) | RD17AZ36AJ3N |  |  | TCFZ3621MTANM | S98MV0855A21UPS | 34200 | 18 | 8.1 | 34200 | 29400 | 85.96% | 1.9 | 0 | 10 |  |  |  | No | R-410A | 2.85 | Residential & Commercial | Ducted CEE Tier 1
216051125 | Central HP <5.4 tons | RUUD | HRCU-A-CB (Split System: Heat Pump with Remote Outdoor Unit-Air-Source) | UP19AY48AJVC |  |  | RCFY4821SEAAM | R802V1005A21UH | 45500 | 19 | 10 | 45500 | 41500 | 91.21% | 2.1 | 0 | 12 |  |  |  | No | R-454B | 3.7917 | Residential & Commercial | Ducted CEE Tier 1
216051126 | Central HP <5.4 tons | RUUD | HRCU-A-CB (Split System: Heat Pump with Remote Outdoor Unit-Air-Source) | UP19AY48AJVC |  |  | RCFY4821SEAAM | R802V0754A17UH | 45500 | 19 | 10 | 45500 | 42000 | 92.31% | 2.1 | 0 | 12 |  |  |  | No | R-454B | 3.7917 | Residential & Commercial | Ducted CEE Tier 1
211228033 | Central HP <5.4 tons | COMFORTMAKER | HRCU-A-CB (Split System: Heat Pump with Remote Outdoor Unit-Air-Source) | DLCURAH36ABK |  |  | EA*4X42L24A* | *95ESN1202422A* | 36600 | 15.2 | 8.1 | 40000 | 35200 | 88% | 1.94 | 0 | 10 |  |  |  | No | R-410A | 3.05 | Residential & Commercial | Ducted CEE Tier 1
214239552 | Central HP <5.4 tons | TEMPSTAR | HRCU-A-CB (Split System: Heat Pump with Remote Outdoor Unit-Air-Source) | TVH837GKA** |  |  | EN(A,D)4X36L21**+WALLCON | *80CTL0902120B* | 31400 | 16.5 | 8.1 | 33000 | 24000 | 72.73% | 1.82 | 0 | 11 |  |  |  | No | R-410A | 2.6167 | Residential & Commercial | Ducted CEE Tier 1
214239852 | Central HP <5.4 tons | TEMPSTAR | HRCU-A-CB (Split System: Heat Pump with Remote Outdoor Unit-Air-Source) | TVH837GKA** |  |  | EN(A,D,W)4X48L21**+WALLCON | *80CTL0451712B* | 32200 | 16.5 | 8.1 | 33200 | 25000 | 75.3% | 1.9 | 0 | 11 |  |  |  | No | R-410A | 2.6833 | Residential & Commercial | Ducted CEE Tier 1
214239902 | Central HP <5.4 tons | TEMPSTAR | HRCU-A-CB (Split System: Heat Pump with Remote Outdoor Unit-Air-Source) | TVH837GKA** |  |  | EN(A,D,W)4X48L21**+WALLCON | *95CSU0601716B* | 32200 | 17 | 8.1 | 33000 | 24800 | 75.15% | 1.92 | 0 | 11.5 |  |  |  | No | R-410A | 2.6833 | Residential & Commercial | Ducted CEE Tier 1
214239952 | Central HP <5.4 tons | TEMPSTAR | HRCU-A-CB (Split System: Heat Pump with Remote Outdoor Unit-Air-Source) | TVH837GKA** |  |  | EN(A,D,W)4X48L21**+WALLCON | *96CTN0801714B* | 32200 | 17 | 8.1 | 32800 | 24800 | 75.61% | 1.94 | 0 | 11.5 |  |  |  | No | R-410A | 2.6833 | Residential & Commercial | Ducted CEE Tier 1
214491787 | Central HP <5.4 tons | AMANA | HRCU-A-CB (Split System: Heat Pump with Remote Outdoor Unit-Air-Source) | ASZS601810A* |  |  | CA*EA2422*4B* | A*VC800803B*A* | 16600 | 17.5 | 8.5 | 17400 | 13000 | 74.71% | 2.1 | 0 | 10.9 |  |  |  | No | R-410A | 1.3833 | Residential & Commercial | Ducted CEE Tier 1
216051070 | Central HP <5.4 tons | RUUD | HRCU-A-CB (Split System: Heat Pump with Remote Outdoor Unit-Air-Source) | UP19AY36AJVC |  |  | RCFY3621MEAAM | U97MV1005A21DHS | 34200 | 21 | 10 | 34200 | 29400 | 85.96% | 2 | 0 | 12 |  |  |  | No | R-454B | 2.85 | Residential & Commercial | Ducted CEE Tier 1
211240176 | Central HP <5.4 tons | CARRIER | HRCU-A-CB (Split System: Heat Pump with Remote Outdoor Unit-Air-Source) | 38MURAQ24AB3* |  |  | CNPV*3621AL* | 59SU5A060E17**16 | 24200 | 16.5 | 8.1 | 26200 | 22800 | 87.02% | 1.9 | 0 | 10.5 |  |  |  | No | R-410A | 2.0167 | Residential & Commercial | Ducted CEE Tier 1
210474137 | Central HP <5.4 tons | HEIL | HRCU-A-CB (Split System: Heat Pump with Remote Outdoor Unit-Air-Source) | HVH825GKA3* |  |  | EN(A,D)4X48L24**+WALLCON | *96CTN1002122A* | 24200 | 17 | 8.1 | 21400 | 16600 | 77.57% | 2.02 | 0 | 11.5 |  |  |  | No | R-410A | 2.0167 | Residential & Commercial | Ducted CEE Tier 1
210474230 | Central HP <5.4 tons | HEIL | HRCU-A-CB (Split System: Heat Pump with Remote Outdoor Unit-Air-Source) | HVH825GKA3* |  |  | EHD4X42AAL+WALLCON | *95CSU0802120A* | 24200 | 16 | 8.1 | 21400 | 16600 | 77.57% | 2 | 0 | 11 |  |  |  | No | R-410A | 2.0167 | Residential & Commercial | Ducted CEE Tier 1
210473492 | Central HP <5.4 tons | HEIL | HRCU-A-CB (Split System: Heat Pump with Remote Outdoor Unit-Air-Source) | HVH825GKA3* |  |  | EA*4X48L24A*+WALLCON | *97CMN1002122A* | 24200 | 16.5 | 8.1 | 21000 | 16500 | 78.57% | 2.02 | 0 | 11 |  |  |  | No | R-410A | 2.0167 | Residential & Commercial | Ducted CEE Tier 1
210474296 | Central HP <5.4 tons | HEIL | HRCU-A-CB (Split System: Heat Pump with Remote Outdoor Unit-Air-Source) | HVH825GKA3* |  |  | EHD4X42AAL+WALLCON | *80CTL0701716A* | 24200 | 16 | 8.1 | 21400 | 16600 | 77.57% | 2 | 0 | 10.5 |  |  |  | No | R-410A | 2.0167 | Residential & Commercial | Ducted CEE Tier 1
212986324 | Central HP <5.4 tons | COMFORTMAKER | HRCU-A-CB (Split System: Heat Pump with Remote Outdoor Unit-Air-Source) | DLCURAH18ABK |  |  | EA*4X30L17A* | *96MSN0401410A* | 17600 | 16 | 8.5 | 18300 | 18800 | 102.7% | 2.26 | 0 | 10.5 |  |  |  | No | R-410A | 1.4667 | Residential & Commercial | Ducted CEE Tier 1
212986360 | Central HP <5.4 tons | COMFORTMAKER | HRCU-A-CB (Split System: Heat Pump with Remote Outdoor Unit-Air-Source) | DLCURAH18ABK |  |  | EN(A,D)4X24L17** | *96MSN0401410A* | 17400 | 15.5 | 8.5 | 18500 | 19200 | 103.8% | 2.3 | 0 | 10.5 |  |  |  | No | R-410A | 1.45 | Residential & Commercial | Ducted CEE Tier 1
213501757 | Central HP <5.4 tons | AMANA | HRCU-A-CB (Split System: Heat Pump with Remote Outdoor Unit-Air-Source) | ASZV903610A* |  |  | AMVE48DP1400B* |  | 33600 | 19 | 8.2 | 33600 | 24400 | 72.62% | 1.8 | 0 | 12 |  |  |  | No | R-410A | 2.8 | Residential & Commercial | Ducted CEE Tier 1
213077745 | Central HP <5.4 tons | COMFORTMAKER | HRCU-A-CB (Split System: Heat Pump with Remote Outdoor Unit-Air-Source) | DLCURAH36ABK |  |  | EA*4X43L21A* | *96VTN1002122B* | 36800 | 16.5 | 8.5 | 38000 | 34800 | 91.58% | 2.08 | 0 | 10 |  |  |  | No | R-410A | 3.0667 | Residential & Commercial | Ducted CEE Tier 1
213080473 | Central HP <5.4 tons | COMFORTMAKER | HRCU-A-CB (Split System: Heat Pump with Remote Outdoor Unit-Air-Source) | DLCURAH36ABK |  |  | EN(A,D)4X48L24** | *96MSN1202422A* | 35800 | 16.5 | 8.1 | 38500 | 35000 | 90.91% | 2 | 0 | 10 |  |  |  | No | R-410A | 2.9833 | Residential & Commercial | Ducted CEE Tier 1
213080877 | Central HP <5.4 tons | COMFORTMAKER | HRCU-A-CB (Split System: Heat Pump with Remote Outdoor Unit-Air-Source) | DLCURAH36ABK |  |  | EN(A,D)4X48L24** | *95MSU0802120A* | 35800 | 16.5 | 8.1 | 38500 | 35000 | 90.91% | 2 | 0 | 10 |  |  |  | No | R-410A | 2.9833 | Residential & Commercial | Ducted CEE Tier 1
212974418 | Central HP <5.4 tons | HEIL | HRCU-A-CB (Split System: Heat Pump with Remote Outdoor Unit-Air-Source) | DLCURAH36ABK |  |  | EA*4X48L21A* | *96VSN1002120B* | 35800 | 16 | 8.5 | 37800 | 34800 | 92.06% | 2.02 | 0 | 10 |  |  |  | No | R-410A | 2.9833 | Residential & Commercial | Ducted CEE Tier 1
213078093 | Central HP <5.4 tons | CARRIER | HRCU-A-CB (Split System: Heat Pump with Remote Outdoor Unit-Air-Source) | 38MURAQ36AB3* |  |  | CAP**4321AL* | 58S(B,C)*B070M17**16 | 36600 | 16 | 8.5 | 38500 | 35000 | 90.91% | 2.06 | 0 | 10 |  |  |  | No | R-410A | 3.05 | Residential & Commercial | Ducted CEE Tier 1
213078409 | Central HP <5.4 tons | CARRIER | HRCU-A-CB (Split System: Heat Pump with Remote Outdoor Unit-Air-Source) | 38MURAQ36AB3* |  |  | CAP**4221AL* | 58S(B,C)*B090M21**16 | 35200 | 16.5 | 8.1 | 38500 | 35000 | 90.91% | 1.88 | 0 | 10 |  |  |  | No | R-410A | 2.9333 | Residential & Commercial | Ducted CEE Tier 1
213078663 | Central HP <5.4 tons | CARRIER | HRCU-A-CB (Split System: Heat Pump with Remote Outdoor Unit-Air-Source) | 38MURAQ36AB3* |  |  | CAP**4821AL* | 58S(B,C)*B110M21**20 | 36200 | 16.5 | 8.5 | 38000 | 34800 | 91.58% | 2.04 | 0 | 10 |  |  |  | No | R-410A | 3.0167 | Residential & Commercial | Ducted CEE Tier 1
213078997 | Central HP <5.4 tons | CARRIER | HRCU-A-CB (Split System: Heat Pump with Remote Outdoor Unit-Air-Source) | 38MURAQ36AB3* |  |  | CAP**4221AL* | 58SU*B060M17**16 | 35200 | 16.5 | 8.1 | 38500 | 35000 | 90.91% | 1.86 | 0 | 10 |  |  |  | No | R-410A | 2.9333 | Residential & Commercial | Ducted CEE Tier 1
215674203 | Central HP <5.4 tons | TEMPSTAR | HRCU-A-CB (Split System: Heat Pump with Remote Outdoor Unit-Air-Source) | T5H0V48*K*AAA* |  |  | EA*5X60M24A*+WALLCON | *80CTL1102120B* | 45000 | 18 | 9 | 47500 | 33400 | 70.32% | 2.08 | 0 | 10 |  |  |  | No | R-454B | 3.75 | Residential & Commercial | Ducted CEE Tier 1
212987012 | Central HP <5.4 tons | COMFORTMAKER | HRCU-A-CB (Split System: Heat Pump with Remote Outdoor Unit-Air-Source) | DLCURAH18ABK |  |  | EA*4X25L17A* | *96MSN0601412A* | 17800 | 16.5 | 8.1 | 17700 | 17700 | 100% | 2.14 | 0 | 10.5 |  |  |  | No | R-410A | 1.4833 | Residential & Commercial | Ducted CEE Tier 1
212988798 | Central HP <5.4 tons | COMFORTMAKER | HRCU-A-CB (Split System: Heat Pump with Remote Outdoor Unit-Air-Source) | DLCURAH18ABK |  |  | EA*4X25L17A* | *95MSU0401712A* | 17700 | 16.5 | 8.1 | 17700 | 17800 | 100.6% | 2.14 | 0 | 10.5 |  |  |  | No | R-410A | 1.475 | Residential & Commercial | Ducted CEE Tier 1
210474263 | Central HP <5.4 tons | HEIL | HRCU-A-CB (Split System: Heat Pump with Remote Outdoor Unit-Air-Source) | HVH825GKA3* |  |  | EHD4X42AAL+WALLCON | *80CSU0601716A* | 24200 | 16 | 8.1 | 21400 | 16600 | 77.57% | 2 | 0 | 10.5 |  |  |  | No | R-410A | 2.0167 | Residential & Commercial | Ducted CEE Tier 1
210474527 | Central HP <5.4 tons | HEIL | HRCU-A-CB (Split System: Heat Pump with Remote Outdoor Unit-Air-Source) | HVH825GKA3* |  |  | EHD4X48AAL+WALLCON | *80CTL1352422A* | 24200 | 16 | 8.1 | 21200 | 16600 | 78.3% | 2.02 | 0 | 11 |  |  |  | No | R-410A | 2.0167 | Residential & Commercial | Ducted CEE Tier 1
210472909 | Central HP <5.4 tons | HEIL | HRCU-A-CB (Split System: Heat Pump with Remote Outdoor Unit-Air-Source) | HVH825GKA3* |  |  | EA*4X42L21A*+WALLCON | *96CTN0801714A* | 23600 | 16.5 | 8.1 | 21400 | 16700 | 78.04% | 1.96 | 0 | 11 |  |  |  | No | R-410A | 1.9667 | Residential & Commercial | Ducted CEE Tier 1
211239700 | Central HP <5.4 tons | CARRIER | HRCU-A-CB (Split System: Heat Pump with Remote Outdoor Unit-Air-Source) | 38MURAQ24AB3* |  |  | CAP**2417AL* | 58S(B,C)*A070E14**12 | 24000 | 16.5 | 8.5 | 26800 | 23800 | 88.81% | 1.96 | 0 | 10 |  |  |  | No | R-410A | 2 | Residential & Commercial | Ducted CEE Tier 1
211260167 | Central HP <5.4 tons | COMFORTMAKER | HRCU-A-CB (Split System: Heat Pump with Remote Outdoor Unit-Air-Source) | DLCURAH18ABK |  |  | EA*4X24L14A* | *96VTN0601412A* | 17800 | 16 | 8.5 | 18800 | 19000 | 101.1% | 2.28 | 0 | 10.5 |  |  |  | No | R-410A | 1.4833 | Residential & Commercial | Ducted CEE Tier 1
211260190 | Central HP <5.4 tons | COMFORTMAKER | HRCU-A-CB (Split System: Heat Pump with Remote Outdoor Unit-Air-Source) | DLCURAH18ABK |  |  | EA*4X24L14A* | *80ES(N,L)0451412A* | 18000 | 16 | 8.5 | 18900 | 18900 | 100% | 2.28 | 0 | 10.5 |  |  |  | No | R-410A | 1.5 | Residential & Commercial | Ducted CEE Tier 1
211260206 | Central HP <5.4 tons | COMFORTMAKER | HRCU-A-CB (Split System: Heat Pump with Remote Outdoor Unit-Air-Source) | DLCURAH18ABK |  |  | EA*4X24L14A* | *92ESN0601412A* | 18100 | 16 | 9 | 18900 | 18900 | 100% | 2.28 | 0 | 10.5 |  |  |  | No | R-410A | 1.5083 | Residential & Commercial | Ducted CEE Tier 1
211260322 | Central HP <5.4 tons | COMFORTMAKER | HRCU-A-CB (Split System: Heat Pump with Remote Outdoor Unit-Air-Source) | DLCURAH18ABK |  |  | EA*4X24L17A* | *95ESU0401712A* | 17600 | 16 | 8.5 | 18500 | 19100 | 103.2% | 2.3 | 0 | 10.5 |  |  |  | No | R-410A | 1.4667 | Residential & Commercial | Ducted CEE Tier 1
210474060 | Central HP <5.4 tons | HEIL | HRCU-A-CB (Split System: Heat Pump with Remote Outdoor Unit-Air-Source) | HVH825GKA3* |  |  | EN(A,D)4X48L24**+WALLCON | *95CSU0802120A* | 24200 | 17 | 8.1 | 21200 | 16600 | 78.3% | 2.02 | 0 | 11.5 |  |  |  | No | R-410A | 2.0167 | Residential & Commercial | Ducted CEE Tier 1
210473917 | Central HP <5.4 tons | HEIL | HRCU-A-CB (Split System: Heat Pump with Remote Outdoor Unit-Air-Source) | HVH825GKA3* |  |  | EN(A,D,W)4X48L21**+WALLCON | *80CSU0401712A* | 24200 | 17 | 8.1 | 21200 | 16500 | 77.83% | 2 | 0 | 11 |  |  |  | No | R-410A | 2.0167 | Residential & Commercial | Ducted CEE Tier 1
210474439 | Central HP <5.4 tons | HEIL | HRCU-A-CB (Split System: Heat Pump with Remote Outdoor Unit-Air-Source) | HVH825GKA3* |  |  | EHD4X48AAL+WALLCON | *95CSU0601716A* | 24200 | 16 | 8.1 | 21400 | 16700 | 78.04% | 2 | 0 | 10.5 |  |  |  | No | R-410A | 2.0167 | Residential & Commercial | Ducted CEE Tier 1
212979944 | Central HP <5.4 tons | AIRQUEST | HRCU-A-CB (Split System: Heat Pump with Remote Outdoor Unit-Air-Source) | DLCURAH18ABK |  |  | EA*4X19L17A* | *80MS(N,L)0901714A* | 18000 | 16.5 | 8.5 | 18000 | 17800 | 98.89% | 2.14 | 0 | 10.5 |  |  |  | No | R-410A | 1.5 | Residential & Commercial | Ducted CEE Tier 1
214075467 | Central HP <5.4 tons | SURE | HRCU-A-CB (Split System: Heat Pump with Remote Outdoor Unit-Air-Source) | RD17AZ24AJ3N |  |  | TCFZ2417MTANM | S802VA050317M | 22600 | 17 | 9.5 | 22600 | 16900 | 74.78% | 2 | 0 | 11.2 |  |  |  | No | R-410A | 1.8833 | Residential & Commercial | Ducted CEE Tier 1
214239602 | Central HP <5.4 tons | TEMPSTAR | HRCU-A-CB (Split System: Heat Pump with Remote Outdoor Unit-Air-Source) | TVH837GKA** |  |  | EN(A,D)4X36L21**+WALLCON | *97CMN1002122B* | 31400 | 16.5 | 8.1 | 33000 | 24000 | 72.73% | 1.82 | 0 | 11 |  |  |  | No | R-410A | 2.6167 | Residential & Commercial | Ducted CEE Tier 1
214239702 | Central HP <5.4 tons | TEMPSTAR | HRCU-A-CB (Split System: Heat Pump with Remote Outdoor Unit-Air-Source) | TVH837GKA** |  |  | END4X42L17**+WALLCON | *97CMN0801714B* | 32000 | 16.5 | 8.1 | 33200 | 24800 | 74.7% | 1.88 | 0 | 11 |  |  |  | No | R-410A | 2.6667 | Residential & Commercial | Ducted CEE Tier 1
214240102 | Central HP <5.4 tons | TEMPSTAR | HRCU-A-CB (Split System: Heat Pump with Remote Outdoor Unit-Air-Source) | TVH837GKA** |  |  | EN(A,D,W)4X60L24**+WALLCON | *96CTN1202422B* | 32800 | 17.5 | 8.1 | 32200 | 24600 | 76.4% | 1.96 | 0 | 11.7 |  |  |  | No | R-410A | 2.7333 | Residential & Commercial | Ducted CEE Tier 1
214239562 | Central HP <5.4 tons | TEMPSTAR | HRCU-A-CB (Split System: Heat Pump with Remote Outdoor Unit-Air-Source) | TVH837GKA** |  |  | EN(A,D)4X36L21**+WALLCON | *80CTL1102120B* | 31400 | 16.5 | 8.1 | 33000 | 24000 | 72.73% | 1.82 | 0 | 11 |  |  |  | No | R-410A | 2.6167 | Residential & Commercial | Ducted CEE Tier 1
214239932 | Central HP <5.4 tons | TEMPSTAR | HRCU-A-CB (Split System: Heat Pump with Remote Outdoor Unit-Air-Source) | TVH837GKA** |  |  | EN(A,D,W)4X48L21**+WALLCON | *97CMN1002122B* | 32400 | 17 | 8.1 | 32600 | 24600 | 75.46% | 1.96 | 0 | 11.7 |  |  |  | No | R-410A | 2.7 | Residential & Commercial | Ducted CEE Tier 1
210596653 | Central HP <5.4 tons | COMFORTMAKER | HRCU-A-CB (Split System: Heat Pump with Remote Outdoor Unit-Air-Source) | CVH825GKA2* |  |  | EA*4X42L21A*+WALLCON | *80CSU0601716A* | 23800 | 16.5 | 8.1 | 21400 | 16600 | 77.57% | 1.96 | 0 | 10.5 |  |  |  | No | R-410A | 1.9833 | Residential & Commercial | Ducted CEE Tier 1
210596750 | Central HP <5.4 tons | COMFORTMAKER | HRCU-A-CB (Split System: Heat Pump with Remote Outdoor Unit-Air-Source) | CVH825GKA2* |  |  | EA*4X43L21A*+WALLCON | *80CSU0401712A* | 24400 | 17 | 8.5 | 21200 | 16600 | 78.3% | 2.04 | 0 | 11 |  |  |  | No | R-410A | 2.0333 | Residential & Commercial | Ducted CEE Tier 1
210596818 | Central HP <5.4 tons | COMFORTMAKER | HRCU-A-CB (Split System: Heat Pump with Remote Outdoor Unit-Air-Source) | CVH825GKA2* |  |  | EA*4X48L21A*+WALLCON | *80CTL0701716A* | 24000 | 17 | 8.1 | 21000 | 16600 | 79.05% | 2.02 | 0 | 11 |  |  |  | No | R-410A | 2 | Residential & Commercial | Ducted CEE Tier 1
210596851 | Central HP <5.4 tons | COMFORTMAKER | HRCU-A-CB (Split System: Heat Pump with Remote Outdoor Unit-Air-Source) | CVH825GKA2* |  |  | EA*4X48L21A*+WALLCON | *97CMN1002122A* | 24000 | 16.5 | 8.1 | 21000 | 16500 | 78.57% | 2.02 | 0 | 11 |  |  |  | No | R-410A | 2 | Residential & Commercial | Ducted CEE Tier 1
210596917 | Central HP <5.4 tons | COMFORTMAKER | HRCU-A-CB (Split System: Heat Pump with Remote Outdoor Unit-Air-Source) | CVH825GKA2* |  |  | EHD4X42AAL+WALLCON | *96CTN0801714A* | 24000 | 16 | 8.1 | 21400 | 16700 | 78.04% | 2 | 0 | 10.5 |  |  |  | No | R-410A | 2 | Residential & Commercial | Ducted CEE Tier 1
210597019 | Central HP <5.4 tons | COMFORTMAKER | HRCU-A-CB (Split System: Heat Pump with Remote Outdoor Unit-Air-Source) | CVH825GKA2* |  |  | EN(A,D)4X48L24**+WALLCON | *97CMN0602120A* | 24000 | 16.5 | 8.1 | 21400 | 16700 | 78.04% | 2 | 0 | 11 |  |  |  | No | R-410A | 2 | Residential & Commercial | Ducted CEE Tier 1
210597085 | Central HP <5.4 tons | COMFORTMAKER | HRCU-A-CB (Split System: Heat Pump with Remote Outdoor Unit-Air-Source) | CVH825GKA2* |  |  | EN(A,D,W)4X48L21**+WALLCON | *80CTL0451712A* | 24000 | 16.5 | 8.1 | 21400 | 16700 | 78.04% | 2 | 0 | 11 |  |  |  | No | R-410A | 2 | Residential & Commercial | Ducted CEE Tier 1
216051257 | Central HP <5.4 tons | SURE | HRCU-A-CB (Split System: Heat Pump with Remote Outdoor Unit-Air-Source) | SP19AY48AJVC |  |  | TCFY4821SEAAM | S802V1005A21DZ | 45500 | 19 | 10 | 45500 | 41500 | 91.21% | 2.1 | 0 | 12 |  |  |  | No | R-454B | 3.7917 | Residential & Commercial | Ducted CEE Tier 1
216051273 | Central HP <5.4 tons | SURE | HRCU-A-CB (Split System: Heat Pump with Remote Outdoor Unit-Air-Source) | SP19AY48AJVC |  |  | TCFY4821SEAAM | S97MV0855A21DH | 45500 | 19 | 10 | 45500 | 42000 | 92.31% | 2.1 | 0 | 12 |  |  |  | No | R-454B | 3.7917 | Residential & Commercial | Ducted CEE Tier 1
213078240 | Central HP <5.4 tons | COMFORTMAKER | HRCU-A-CB (Split System: Heat Pump with Remote Outdoor Unit-Air-Source) | DLCURAH36ABK |  |  | EN(A,D,W)4X48L21** | *80MS(N,L)0702116A* | 35800 | 16.5 | 8.1 | 38500 | 34800 | 90.39% | 1.98 | 0 | 10 |  |  |  | No | R-410A | 2.9833 | Residential & Commercial | Ducted CEE Tier 1
213078356 | Central HP <5.4 tons | COMFORTMAKER | HRCU-A-CB (Split System: Heat Pump with Remote Outdoor Unit-Air-Source) | DLCURAH36ABK |  |  | END4X42L17** | *80MS(N,L)0901714A* | 35600 | 16 | 8.1 | 38500 | 35000 | 90.91% | 1.94 | 0 | 10 |  |  |  | No | R-410A | 2.9667 | Residential & Commercial | Ducted CEE Tier 1
213078524 | Central HP <5.4 tons | COMFORTMAKER | HRCU-A-CB (Split System: Heat Pump with Remote Outdoor Unit-Air-Source) | DLCURAH36ABK |  |  | EA*4X42L24A* | *80MS(N,L)0902120A* | 35400 | 16.5 | 8.1 | 38500 | 35000 | 90.91% | 1.9 | 0 | 10 |  |  |  | No | R-410A | 2.95 | Residential & Commercial | Ducted CEE Tier 1
211260408 | Central HP <5.4 tons | COMFORTMAKER | HRCU-A-CB (Split System: Heat Pump with Remote Outdoor Unit-Air-Source) | DLCURAH18ABK |  |  | EA*4X24L17A* | *96VTN0401712A* | 17700 | 15.5 | 8.5 | 18700 | 19100 | 102.1% | 2.28 | 0 | 10.5 |  |  |  | No | R-410A | 1.475 | Residential & Commercial | Ducted CEE Tier 1
211260524 | Central HP <5.4 tons | COMFORTMAKER | HRCU-A-CB (Split System: Heat Pump with Remote Outdoor Unit-Air-Source) | DLCURAH18ABK |  |  | EA*4X24L17A* | *96VTN0601714A* | 17600 | 15.5 | 8.5 | 18600 | 19100 | 102.7% | 2.3 | 0 | 10.5 |  |  |  | No | R-410A | 1.4667 | Residential & Commercial | Ducted CEE Tier 1
211261392 | Central HP <5.4 tons | COMFORTMAKER | HRCU-A-CB (Split System: Heat Pump with Remote Outdoor Unit-Air-Source) | DLCURAH18ABK |  |  | EA*4X30L14A* | *96VTN0601412A* | 18000 | 16 | 8.5 | 18500 | 18500 | 100% | 2.22 | 0 | 10.5 |  |  |  | No | R-410A | 1.5 | Residential & Commercial | Ducted CEE Tier 1
211261830 | Central HP <5.4 tons | COMFORTMAKER | HRCU-A-CB (Split System: Heat Pump with Remote Outdoor Unit-Air-Source) | DLCURAH18ABK |  |  | EA*4X30L17A* | *80VTL0701716A* | 17500 | 16.5 | 8.5 | 17900 | 18600 | 103.9% | 2.24 | 0 | 10.5 |  |  |  | No | R-410A | 1.4583 | Residential & Commercial | Ducted CEE Tier 1
211240178 | Central HP <5.4 tons | CARRIER | HRCU-A-CB (Split System: Heat Pump with Remote Outdoor Unit-Air-Source) | 38MURAQ24AB3* |  |  | CNPV*3621AL* | 58TP*A090V17**16 | 23800 | 17 | 8.1 | 26000 | 23400 | 90% | 1.94 | 0 | 10.5 |  |  |  | No | R-410A | 1.9833 | Residential & Commercial | Ducted CEE Tier 1
211240226 | Central HP <5.4 tons | CARRIER | HRCU-A-CB (Split System: Heat Pump with Remote Outdoor Unit-Air-Source) | 38MURAQ24AB3* |  |  | FV4CN(B,F)003L |  | 24400 | 17.5 | 8.5 | 26000 | 22400 | 86.15% | 1.88 | 0 | 10.5 |  |  |  | No | R-410A | 2.0333 | Residential & Commercial | Ducted CEE Tier 1
212973028 | Central HP <5.4 tons | HEIL | HRCU-A-CB (Split System: Heat Pump with Remote Outdoor Unit-Air-Source) | DLCURAH18ABK |  |  | EA*4X24L17A* | *96VSN0401712B* | 17200 | 16 | 8.5 | 18200 | 19400 | 106.6% | 2.34 | 0 | 10.5 |  |  |  | No | R-410A | 1.4333 | Residential & Commercial | Ducted CEE Tier 1
212974698 | Central HP <5.4 tons | HEIL | HRCU-A-CB (Split System: Heat Pump with Remote Outdoor Unit-Air-Source) | DLCURAH18ABK |  |  | EN(A,D)4X18L14** | *96VTN0401410B* | 17100 | 15.5 | 8.1 | 18400 | 19800 | 107.6% | 2.38 | 0 | 10.5 |  |  |  | No | R-410A | 1.425 | Residential & Commercial | Ducted CEE Tier 1
210472920 | Central HP <5.4 tons | HEIL | HRCU-A-CB (Split System: Heat Pump with Remote Outdoor Unit-Air-Source) | HVH825GKA3* |  |  | EA*4X42L21A*+WALLCON | *97CMN0601714A* | 23600 | 16 | 8.1 | 21600 | 16800 | 77.78% | 1.94 | 0 | 10.5 |  |  |  | No | R-410A | 1.9667 | Residential & Commercial | Ducted CEE Tier 1
212981847 | Central HP <5.4 tons | AIRQUEST | HRCU-A-CB (Split System: Heat Pump with Remote Outdoor Unit-Air-Source) | DLCURAH18ABK |  |  | EA*4X25L17A* | *80MSU1002120A* | 17800 | 16 | 8.1 | 17800 | 17800 | 100% | 2.14 | 0 | 10.5 |  |  |  | No | R-410A | 1.4833 | Residential & Commercial | Ducted CEE Tier 1
210472953 | Central HP <5.4 tons | HEIL | HRCU-A-CB (Split System: Heat Pump with Remote Outdoor Unit-Air-Source) | HVH825GKA3* |  |  | EA*4X42L21A*+WALLCON | *96CTN1002122A* | 23800 | 16.5 | 8.1 | 21400 | 16600 | 77.57% | 1.96 | 0 | 11 |  |  |  | No | R-410A | 1.9833 | Residential & Commercial | Ducted CEE Tier 1
212985958 | Central HP <5.4 tons | COMFORTMAKER | HRCU-A-CB (Split System: Heat Pump with Remote Outdoor Unit-Air-Source) | DLCURAH18ABK |  |  | EN(A,D)4X24L17** | *96MSN0261410A* | 17300 | 20 | 8.1 | 18300 | 19200 | 104.9% | 2.3 | 0 | 10.5 |  |  |  | No | R-410A | 1.4417 | Residential & Commercial | Ducted CEE Tier 1
210474450 | Central HP <5.4 tons | HEIL | HRCU-A-CB (Split System: Heat Pump with Remote Outdoor Unit-Air-Source) | HVH825GKA3* |  |  | EHD4X48AAL+WALLCON | *95CSU0802120A* | 24200 | 16.5 | 8.1 | 21200 | 16600 | 78.3% | 2.02 | 0 | 11 |  |  |  | No | R-410A | 2.0167 | Residential & Commercial | Ducted CEE Tier 1
210474516 | Central HP <5.4 tons | HEIL | HRCU-A-CB (Split System: Heat Pump with Remote Outdoor Unit-Air-Source) | HVH825GKA3* |  |  | EHD4X48AAL+WALLCON | *80CTL0701716A* | 24200 | 16.5 | 8.1 | 21200 | 16600 | 78.3% | 2.02 | 0 | 10.5 |  |  |  | No | R-410A | 2.0167 | Residential & Commercial | Ducted CEE Tier 1
212973298 | Central HP <5.4 tons | HEIL | HRCU-A-CB (Split System: Heat Pump with Remote Outdoor Unit-Air-Source) | DLCURAH18ABK |  |  | EA*4X19L17A* | *96VSN0601412B* | 17700 | 16.5 | 8.1 | 17700 | 17900 | 101.1% | 2.16 | 0 | 10.5 |  |  |  | No | R-410A | 1.475 | Residential & Commercial | Ducted CEE Tier 1
211230456 | Central HP <5.4 tons | COMFORTMAKER | HRCU-A-CB (Split System: Heat Pump with Remote Outdoor Unit-Air-Source) | DLCURAH36ABK |  |  | EN(A,D)4X48L24** | *80ES(N,L)1102120A* | 36200 | 16.5 | 8.1 | 38500 | 34800 | 90.39% | 2.02 | 0 | 10.5 |  |  |  | No | R-410A | 3.0167 | Residential & Commercial | Ducted CEE Tier 1
213077149 | Central HP <5.4 tons | COMFORTMAKER | HRCU-A-CB (Split System: Heat Pump with Remote Outdoor Unit-Air-Source) | DLCURAH36ABK |  |  | EA*4X37L21A* | *96VSN1002120B* | 36200 | 16 | 8.5 | 38000 | 34800 | 91.58% | 2.04 | 0 | 10 |  |  |  | No | R-410A | 3.0167 | Residential & Commercial | Ducted CEE Tier 1
213078716 | Central HP <5.4 tons | COMFORTMAKER | HRCU-A-CB (Split System: Heat Pump with Remote Outdoor Unit-Air-Source) | DLCURAH36ABK |  |  | EN(A,D,W)4X48L21** | *80MS(N,L)1102120A* | 36400 | 16.5 | 8.1 | 38500 | 35000 | 90.91% | 2.02 | 0 | 10.5 |  |  |  | No | R-410A | 3.0333 | Residential & Commercial | Ducted CEE Tier 1
213078918 | Central HP <5.4 tons | COMFORTMAKER | HRCU-A-CB (Split System: Heat Pump with Remote Outdoor Unit-Air-Source) | DLCURAH36ABK |  |  | END4X42L17** | *80MSU1002120A* | 36000 | 15.5 | 8.1 | 39000 | 35200 | 90.26% | 1.96 | 0 | 10 |  |  |  | No | R-410A | 3 | Residential & Commercial | Ducted CEE Tier 1
211226612 | Central HP <5.4 tons | BRYANT HEATING AND COOLING SYSTEMS | HRCU-A-CB (Split System: Heat Pump with Remote Outdoor Unit-Air-Source) | 38MURAQ36AB3* |  |  | CAP**3717AL* | 912SD36060E14*** | 36200 | 15.2 | 8.5 | 38500 | 35000 | 90.91% | 2.02 | 0 | 10 |  |  |  | No | R-410A | 3.0167 | Residential & Commercial | Ducted CEE Tier 1
215429783 | Central HP <5.4 tons | GOODMAN | HRCU-A-CB (Split System: Heat Pump with Remote Outdoor Unit-Air-Source) | GZV6SA1810A* |  |  | AHVE24BP0300A* |  | 17100 | 19 | 8.8 | 17400 | 13000 | 74.71% | 2.1 | 0 | 12 |  |  |  | No | R-32 | 1.425 | Residential & Commercial | Ducted CEE Tier 1
213079098 | Central HP <5.4 tons | COMFORTMAKER | HRCU-A-CB (Split System: Heat Pump with Remote Outdoor Unit-Air-Source) | DLCURAH36ABK |  |  | EA*4X37L21A* | *80MSU0601716A* | 36400 | 16.5 | 8.5 | 38000 | 34800 | 91.58% | 2.08 | 0 | 10 |  |  |  | No | R-410A | 3.0333 | Residential & Commercial | Ducted CEE Tier 1
213078792 | Central HP <5.4 tons | COMFORTMAKER | HRCU-A-CB (Split System: Heat Pump with Remote Outdoor Unit-Air-Source) | DLCURAH36ABK |  |  | EA*4X42L24A* | *80MS(N,L)1552420A* | 35600 | 16.5 | 8.1 | 38500 | 35000 | 90.91% | 1.9 | 0 | 10 |  |  |  | No | R-410A | 2.9667 | Residential & Commercial | Ducted CEE Tier 1
213079074 | Central HP <5.4 tons | COMFORTMAKER | HRCU-A-CB (Split System: Heat Pump with Remote Outdoor Unit-Air-Source) | DLCURAH36ABK |  |  | EN(A,D,W)4X48L21** | *80MSU0401712A* | 35800 | 16.5 | 8.1 | 38500 | 34800 | 90.39% | 2 | 0 | 10 |  |  |  | No | R-410A | 2.9833 | Residential & Commercial | Ducted CEE Tier 1
213079560 | Central HP <5.4 tons | COMFORTMAKER | HRCU-A-CB (Split System: Heat Pump with Remote Outdoor Unit-Air-Source) | DLCURAH36ABK |  |  | EA*4X42L21A* | *92MSN0801716A* | 35400 | 16 | 8.1 | 38500 | 35000 | 90.91% | 1.88 | 0 | 10 |  |  |  | No | R-410A | 2.95 | Residential & Commercial | Ducted CEE Tier 1
213077567 | Central HP <5.4 tons | COMFORTMAKER | HRCU-A-CB (Split System: Heat Pump with Remote Outdoor Unit-Air-Source) | DLCURAH36ABK |  |  | EN(A,D,W)4X48L21** | *96VTN0802120B* | 35600 | 16.5 | 8.1 | 38500 | 34800 | 90.39% | 1.98 | 0 | 10 |  |  |  | No | R-410A | 2.9667 | Residential & Commercial | Ducted CEE Tier 1
213077715 | Central HP <5.4 tons | COMFORTMAKER | HRCU-A-CB (Split System: Heat Pump with Remote Outdoor Unit-Air-Source) | DLCURAH36ABK |  |  | EA*4X37L21A* | *96VTN1002122B* | 36600 | 16.5 | 8.5 | 38000 | 34800 | 91.58% | 2.08 | 0 | 10 |  |  |  | No | R-410A | 3.05 | Residential & Commercial | Ducted CEE Tier 1
213078284 | Central HP <5.4 tons | COMFORTMAKER | HRCU-A-CB (Split System: Heat Pump with Remote Outdoor Unit-Air-Source) | DLCURAH36ABK |  |  | EA*4X37L17A* | *80MS(N,L)0901714A* | 36200 | 16 | 8.5 | 38500 | 35000 | 90.91% | 2.02 | 0 | 10 |  |  |  | No | R-410A | 3.0167 | Residential & Commercial | Ducted CEE Tier 1
213079850 | Central HP <5.4 tons | COMFORTMAKER | HRCU-A-CB (Split System: Heat Pump with Remote Outdoor Unit-Air-Source) | DLCURAH36ABK |  |  | EA*4X37L21A* | *92MSN1002122A* | 36200 | 16.5 | 8.5 | 38000 | 34800 | 91.58% | 2.04 | 0 | 10 |  |  |  | No | R-410A | 3.0167 | Residential & Commercial | Ducted CEE Tier 1
213079859 | Central HP <5.4 tons | COMFORTMAKER | HRCU-A-CB (Split System: Heat Pump with Remote Outdoor Unit-Air-Source) | DLCURAH36ABK |  |  | EA*4X42L21A* | *92MSN1002122A* | 35400 | 16.5 | 8.1 | 38500 | 35000 | 90.91% | 1.88 | 0 | 10 |  |  |  | No | R-410A | 2.95 | Residential & Commercial | Ducted CEE Tier 1
213079934 | Central HP <5.4 tons | COMFORTMAKER | HRCU-A-CB (Split System: Heat Pump with Remote Outdoor Unit-Air-Source) | DLCURAH36ABK |  |  | EA*4X48L24A* | *92MSN1202420A* | 36200 | 16 | 8.5 | 38000 | 34800 | 91.58% | 2.04 | 0 | 10 |  |  |  | No | R-410A | 3.0167 | Residential & Commercial | Ducted CEE Tier 1
213080397 | Central HP <5.4 tons | COMFORTMAKER | HRCU-A-CB (Split System: Heat Pump with Remote Outdoor Unit-Air-Source) | DLCURAH36ABK |  |  | EA*4X42L21A* | *96MSN1002122A* | 35200 | 16 | 8.1 | 38500 | 35000 | 90.91% | 1.88 | 0 | 10 |  |  |  | No | R-410A | 2.9333 | Residential & Commercial | Ducted CEE Tier 1
213078403 | Central HP <5.4 tons | COMFORTMAKER | HRCU-A-CB (Split System: Heat Pump with Remote Outdoor Unit-Air-Source) | DLCURAH36ABK |  |  | EA*4X37L21A* | *80MS(N,L)0902116A* | 36400 | 16.5 | 8.5 | 38000 | 34800 | 91.58% | 2.06 | 0 | 10 |  |  |  | No | R-410A | 3.0333 | Residential & Commercial | Ducted CEE Tier 1
213078436 | Central HP <5.4 tons | COMFORTMAKER | HRCU-A-CB (Split System: Heat Pump with Remote Outdoor Unit-Air-Source) | DLCURAH36ABK |  |  | EA*4X43L21A* | *80MS(N,L)0902116A* | 36400 | 16.5 | 8.5 | 38000 | 34800 | 91.58% | 2.06 | 0 | 10 |  |  |  | No | R-410A | 3.0333 | Residential & Commercial | Ducted CEE Tier 1
215429196 | Central HP <5.4 tons | GOODMAN | HRCU-A-CB (Split System: Heat Pump with Remote Outdoor Unit-Air-Source) | GZV7SA2410A* |  |  | AHVE36CP1300A* |  | 23200 | 19 | 8.8 | 23200 | 17000 | 73.28% | 2 | 0 | 11 |  |  |  | No | R-32 | 1.9333 | Residential & Commercial | Ducted CEE Tier 1
216051285 | Central HP <5.4 tons | SURE | HRCU-A-CB (Split System: Heat Pump with Remote Outdoor Unit-Air-Source) | SP19AY60AJVC |  |  | TCFY6021SEAAM | S802V1005A21DZ | 54000 | 17 | 10 | 54000 | 48000 | 88.89% | 2 | 0 | 10 |  |  |  | No | R-454B | 4.5 | Residential & Commercial | Ducted CEE Tier 1
216440560 | Central HP <5.4 tons | MIDEA | HRCU-A-CB (Split System: Heat Pump with Remote Outdoor Unit-Air-Source) | MDV-V30WMN10T |  |  | MHVE30B1MN10TB |  | 30000 | 16 | 9.4 | 30000 | 24000 | 80% | 1.8 | 0 | 11.7 |  |  |  | No | R-454B | 2.5 | Residential & Commercial | Ducted CEE Tier 1
216051343 | Central HP <5.4 tons | MIDEA | HRCU-A-CB (Split System: Heat Pump with Remote Outdoor Unit-Air-Source) | MDV-V30WMN10T |  |  | MVME36B2MN10TB |  | 30000 | 18 | 10 | 30000 | 30000 | 100% | 1.95 | 0 | 11.8 |  |  |  | No | R-454B | 2.5 | Residential & Commercial | Ducted CEE Tier 1
215222796 | Central HP <5.4 tons | SURE | HRCU-A-CB (Split System: Heat Pump with Remote Outdoor Unit-Air-Source) | RD17AZ60AJ3N |  |  | TCFZ6021STAAM | S921T1005A21M4 | 54500 | 17 | 8.1 | 46500 | 34000 | 73.12% | 2.1 | 0 | 10 |  |  |  | No | R-410A | 4.5417 | Residential & Commercial | Ducted CEE Tier 1
215222795 | Central HP <5.4 tons | RUUD | HRCU-A-CB (Split System: Heat Pump with Remote Outdoor Unit-Air-Source) | RD17AZ60AJ3N |  |  | RCFZ6021STAAM | R921T0705A21M4 | 54500 | 18 | 8.1 | 46500 | 33800 | 72.69% | 2 | 0 | 10 |  |  |  | No | R-410A | 4.5417 | Residential & Commercial | Ducted CEE Tier 1
214075403 | Central HP <5.4 tons | RUUD | HRCU-A-CB (Split System: Heat Pump with Remote Outdoor Unit-Air-Source) | RD17AZ60AJ3N |  |  | RCFZ6024STANM | U98MV0855A21UPS | 55000 | 18 | 8.1 | 54000 | 49500 | 91.67% | 1.75 | 0 | 10 |  |  |  | No | R-410A | 4.5833 | Residential & Commercial | Ducted CEE Tier 1
215864911 | Central HP <5.4 tons | TRANE | HRCU-A-CB (Split System: Heat Pump with Remote Outdoor Unit-Air-Source) | 5TWV8X48A1 |  |  | 5PX*DD10AS3 | S8V2C100M5PDB | 45000 | 18.1 | 8.5 | 45000 | 34800 | 77.33% | 2.1 | 0 | 10 |  |  |  | No | R-454B | 3.75 | Residential & Commercial | Ducted CEE Tier 1
214097591 | Central HP <5.4 tons | SURE | HRCU-A-CB (Split System: Heat Pump with Remote Outdoor Unit-Air-Source) | RD17AZ48AJ3N |  |  | TCFZ6024SEANM | S802V1255A24UHS | 45500 | 17 | 8.1 | 45500 | 40000 | 87.91% | 2.1 | 0 | 10 |  |  |  | No | R-410A | 3.7917 | Residential & Commercial | Ducted CEE Tier 1
215674253 | Central HP <5.4 tons | TEMPSTAR | HRCU-A-CB (Split System: Heat Pump with Remote Outdoor Unit-Air-Source) | T5H0V48*K*AAA* |  |  | EA*5X60M24A*+WALLCON | *97CMN0802120B* | 45000 | 18 | 9 | 47500 | 33600 | 70.74% | 2.06 | 0 | 10 |  |  |  | No | R-454B | 3.75 | Residential & Commercial | Ducted CEE Tier 1
212973398 | Central HP <5.4 tons | HEIL | HRCU-A-CB (Split System: Heat Pump with Remote Outdoor Unit-Air-Source) | DLCURAH18ABK |  |  | EN(A,D)4X30L17** | *96VSN0601412B* | 17500 | 16.5 | 8.1 | 18000 | 18700 | 103.9% | 2.24 | 0 | 11 |  |  |  | No | R-410A | 1.4583 | Residential & Commercial | Ducted CEE Tier 1
212980004 | Central HP <5.4 tons | AIRQUEST | HRCU-A-CB (Split System: Heat Pump with Remote Outdoor Unit-Air-Source) | DLCURAH18ABK |  |  | EN(A,D)4X30L17** | *80MS(N,L)0901714A* | 17700 | 16.5 | 8.1 | 18300 | 18600 | 101.6% | 2.24 | 0 | 11 |  |  |  | No | R-410A | 1.475 | Residential & Commercial | Ducted CEE Tier 1
212979968 | Central HP <5.4 tons | AIRQUEST | HRCU-A-CB (Split System: Heat Pump with Remote Outdoor Unit-Air-Source) | DLCURAH18ABK |  |  | EA*4X25L17A* | *80MS(N,L)0901714A* | 18100 | 16.5 | 8.5 | 17900 | 17700 | 98.88% | 2.14 | 0 | 11 |  |  |  | No | R-410A | 1.5083 | Residential & Commercial | Ducted CEE Tier 1
212972698 | Central HP <5.4 tons | HEIL | HRCU-A-CB (Split System: Heat Pump with Remote Outdoor Unit-Air-Source) | DLCURAH18ABK |  |  | EA*4X25L17A* | *96VSN0401410B* | 17700 | 16 | 8.1 | 17800 | 17800 | 100% | 2.14 | 0 | 10.5 |  |  |  | No | R-410A | 1.475 | Residential & Commercial | Ducted CEE Tier 1
212973318 | Central HP <5.4 tons | HEIL | HRCU-A-CB (Split System: Heat Pump with Remote Outdoor Unit-Air-Source) | DLCURAH18ABK |  |  | EA*4X24L17A* | *96VSN0601412B* | 17300 | 16 | 8.5 | 18200 | 19400 | 106.6% | 2.34 | 0 | 10.5 |  |  |  | No | R-410A | 1.4417 | Residential & Commercial | Ducted CEE Tier 1
210472931 | Central HP <5.4 tons | HEIL | HRCU-A-CB (Split System: Heat Pump with Remote Outdoor Unit-Air-Source) | HVH825GKA3* |  |  | EA*4X42L21A*+WALLCON | *97CMN0801714A* | 23600 | 16.5 | 8.1 | 21400 | 16700 | 78.04% | 1.96 | 0 | 11 |  |  |  | No | R-410A | 1.9667 | Residential & Commercial | Ducted CEE Tier 1
210474071 | Central HP <5.4 tons | HEIL | HRCU-A-CB (Split System: Heat Pump with Remote Outdoor Unit-Air-Source) | HVH825GKA3* |  |  | EN(A,D)4X48L24**+WALLCON | *95CSU1002122A* | 24200 | 17 | 8.1 | 21200 | 16600 | 78.3% | 2.02 | 0 | 11.5 |  |  |  | No | R-410A | 2.0167 | Residential & Commercial | Ducted CEE Tier 1
214075453 | Central HP <5.4 tons | RUUD | HRCU-A-CB (Split System: Heat Pump with Remote Outdoor Unit-Air-Source) | RD17AZ24AJ3N |  |  | RCFZ2417MTANM | R962V0403A17M4S | 22600 | 17 | 9.5 | 22600 | 16900 | 74.78% | 2 | 0 | 11.2 |  |  |  | No | R-410A | 1.8833 | Residential & Commercial | Ducted CEE Tier 1
216051297 | Central HP <5.4 tons | SURE | HRCU-A-CB (Split System: Heat Pump with Remote Outdoor Unit-Air-Source) | SP19AY60AJVC |  |  | TCFY6021SEAAM | S802V1005A21UH | 54000 | 17 | 10 | 54000 | 48500 | 89.81% | 2 | 0 | 10 |  |  |  | No | R-454B | 4.5 | Residential & Commercial | Ducted CEE Tier 1
213078668 | Central HP <5.4 tons | COMFORTMAKER | HRCU-A-CB (Split System: Heat Pump with Remote Outdoor Unit-Air-Source) | DLCURAH36ABK |  |  | EA*4X48L21A* | *80MS(N,L)1102120A* | 36200 | 16.5 | 8.5 | 38000 | 34800 | 91.58% | 2.04 | 0 | 10 |  |  |  | No | R-410A | 3.0167 | Residential & Commercial | Ducted CEE Tier 1
213078802 | Central HP <5.4 tons | COMFORTMAKER | HRCU-A-CB (Split System: Heat Pump with Remote Outdoor Unit-Air-Source) | DLCURAH36ABK |  |  | EA*4X48L24A* | *80MS(N,L)1552420A* | 36200 | 16.5 | 8.5 | 38000 | 34800 | 91.58% | 2.04 | 0 | 10 |  |  |  | No | R-410A | 3.0167 | Residential & Commercial | Ducted CEE Tier 1
213079674 | Central HP <5.4 tons | COMFORTMAKER | HRCU-A-CB (Split System: Heat Pump with Remote Outdoor Unit-Air-Source) | DLCURAH36ABK |  |  | EA*4X42L24A* | *92MSN0802120A* | 35200 | 16.5 | 8.1 | 38500 | 35000 | 90.91% | 1.88 | 0 | 10 |  |  |  | No | R-410A | 2.9333 | Residential & Commercial | Ducted CEE Tier 1
213079758 | Central HP <5.4 tons | COMFORTMAKER | HRCU-A-CB (Split System: Heat Pump with Remote Outdoor Unit-Air-Source) | DLCURAH36ABK |  |  | EA*4X42L21A* | *92MSN1002120A* | 35200 | 16.5 | 8.1 | 38500 | 35000 | 90.91% | 1.88 | 0 | 10 |  |  |  | No | R-410A | 2.9333 | Residential & Commercial | Ducted CEE Tier 1
214075198 | Central HP <5.4 tons | RUUD | HRCU-A-CB (Split System: Heat Pump with Remote Outdoor Unit-Air-Source) | RD17AZ60AJ3N |  |  | RCFZ6024STANM | R801V1255A24UH | 55500 | 18 | 8.1 | 53500 | 49000 | 91.59% | 1.75 | 0 | 10 |  |  |  | No | R-410A | 4.625 | Residential & Commercial | Ducted CEE Tier 1
214075299 | Central HP <5.4 tons | RUUD | HRCU-A-CB (Split System: Heat Pump with Remote Outdoor Unit-Air-Source) | RD17AZ60AJ3N |  |  | RCFZ6024STANM | R802V1005A21DZ | 55500 | 18 | 8.1 | 53500 | 49000 | 91.59% | 1.75 | 0 | 10 |  |  |  | No | R-410A | 4.625 | Residential & Commercial | Ducted CEE Tier 1
214075301 | Central HP <5.4 tons | RUUD | HRCU-A-CB (Split System: Heat Pump with Remote Outdoor Unit-Air-Source) | RD17AZ60AJ3N |  |  | RCFZ6024STANM | R802V1255A24DZ | 55500 | 18 | 8.1 | 53500 | 49000 | 91.59% | 1.75 | 0 | 10 |  |  |  | No | R-410A | 4.625 | Residential & Commercial | Ducted CEE Tier 1
214075507 | Central HP <5.4 tons | RUUD | HRCU-A-CB (Split System: Heat Pump with Remote Outdoor Unit-Air-Source) | RD17AZ24AJ3N |  |  | RCFZ2417MTANM | R802V1004A17UHN | 22600 | 17 | 9.5 | 22600 | 16800 | 74.34% | 2.1 | 0 | 11.2 |  |  |  | No | R-410A | 1.8833 | Residential & Commercial | Ducted CEE Tier 1
214075512 | Central HP <5.4 tons | RUUD | HRCU-A-CB (Split System: Heat Pump with Remote Outdoor Unit-Air-Source) | RD17AZ24AJ3N |  |  | RCFZ2417MTANM | R951V0603A17UHU | 22400 | 17 | 9.5 | 22400 | 17000 | 75.89% | 2 | 0 | 10 |  |  |  | No | R-410A | 1.8667 | Residential & Commercial | Ducted CEE Tier 1
215318949 | Central HP <5.4 tons | DAY & NIGHT | HRCU-A-CB (Split System: Heat Pump with Remote Outdoor Unit-Air-Source) | D5CUHAH60AAK |  |  | D5FUAAH60XAK |  | 54000 | 16 | 9 | 56000 | 52000 | 92.86% | 1.8 | 0 | 10 |  |  |  | No | R-454B | 4.5 | Residential & Commercial | Ducted CEE Tier 1
214771643 | Central HP <5.4 tons | MIDEA | HRCU-A-CB (Split System: Heat Pump with Remote Outdoor Unit-Air-Source) | MOVB-36HDN10-M20G |  |  | MC**3036BN10TH | MGV96U060B3C | 33600 | 17.5 | 9 | 34200 | 24000 | 70.18% | 1.88 | 0 | 11 |  |  |  | No | R-454B | 2.8 | Residential & Commercial | Ducted CEE Tier 1
214075351 | Central HP <5.4 tons | RUUD | HRCU-A-CB (Split System: Heat Pump with Remote Outdoor Unit-Air-Source) | RD17AZ60AJ3N |  |  | RCFZ6024STANM | R921V0705A21M4S | 55000 | 18 | 8.1 | 54000 | 49500 | 91.67% | 1.75 | 0 | 10 |  |  |  | No | R-410A | 4.5833 | Residential & Commercial | Ducted CEE Tier 1
214075400 | Central HP <5.4 tons | RUUD | HRCU-A-CB (Split System: Heat Pump with Remote Outdoor Unit-Air-Source) | RD17AZ60AJ3N |  |  | RCFZ6024STANM | U98MV1005A21UPS | 55000 | 17 | 8.1 | 54500 | 49500 | 90.83% | 1.75 | 0 | 10 |  |  |  | No | R-410A | 4.5833 | Residential & Commercial | Ducted CEE Tier 1
212973678 | Central HP <5.4 tons | HEIL | HRCU-A-CB (Split System: Heat Pump with Remote Outdoor Unit-Air-Source) | DLCURAH18ABK |  |  | EA*4X25L17A* | *96VSN0801716B* | 17800 | 16.5 | 8.1 | 17600 | 17800 | 101.1% | 2.14 | 0 | 10.5 |  |  |  | No | R-410A | 1.4833 | Residential & Commercial | Ducted CEE Tier 1
212975107 | Central HP <5.4 tons | HEIL | HRCU-A-CB (Split System: Heat Pump with Remote Outdoor Unit-Air-Source) | DLCURAH18ABK |  |  | EA*4X30L17A* | *96VTN0401712B* | 17400 | 16 | 8.5 | 18000 | 18800 | 104.4% | 2.24 | 0 | 10.5 |  |  |  | No | R-410A | 1.45 | Residential & Commercial | Ducted CEE Tier 1
212972758 | Central HP <5.4 tons | HEIL | HRCU-A-CB (Split System: Heat Pump with Remote Outdoor Unit-Air-Source) | DLCURAH18ABK |  |  | EN(A,D)4X30L14** | *96VSN0401410B* | 17400 | 16 | 8.1 | 18000 | 18700 | 103.9% | 2.24 | 0 | 10.5 |  |  |  | No | R-410A | 1.45 | Residential & Commercial | Ducted CEE Tier 1
212974646 | Central HP <5.4 tons | HEIL | HRCU-A-CB (Split System: Heat Pump with Remote Outdoor Unit-Air-Source) | DLCURAH18ABK |  |  | EA*4X24L17A* | *96VTN0401410B* | 17200 | 16.5 | 8.5 | 18200 | 19400 | 106.6% | 2.34 | 0 | 10 |  |  |  | No | R-410A | 1.4333 | Residential & Commercial | Ducted CEE Tier 1
212974737 | Central HP <5.4 tons | HEIL | HRCU-A-CB (Split System: Heat Pump with Remote Outdoor Unit-Air-Source) | DLCURAH18ABK |  |  | EN(A,D)4X30L14** | *96VTN0401410B* | 17400 | 16 | 8.1 | 18000 | 18600 | 103.3% | 2.22 | 0 | 10.5 |  |  |  | No | R-410A | 1.45 | Residential & Commercial | Ducted CEE Tier 1
212975448 | Central HP <5.4 tons | HEIL | HRCU-A-CB (Split System: Heat Pump with Remote Outdoor Unit-Air-Source) | DLCURAH18ABK |  |  | EN(A,D)4X18L14** | *96VTN0601412B* | 17300 | 16 | 8.5 | 18500 | 19800 | 107% | 2.38 | 0 | 10.5 |  |  |  | No | R-410A | 1.4417 | Residential & Commercial | Ducted CEE Tier 1
211261196 | Central HP <5.4 tons | HEIL | HRCU-A-CB (Split System: Heat Pump with Remote Outdoor Unit-Air-Source) | DLCURAH18ABK |  |  | EA*4X25L17A* | OMV098J12* | 18800 | 16 | 8.5 | 18700 | 17300 | 92.51% | 2.12 | 0 | 11 |  |  |  | No | R-410A | 1.5667 | Residential & Commercial | Ducted CEE Tier 1
211261747 | Central HP <5.4 tons | HEIL | HRCU-A-CB (Split System: Heat Pump with Remote Outdoor Unit-Air-Source) | DLCURAH18ABK |  |  | EA*4X30L17A* | *80ESU0401712A* | 18600 | 16.5 | 9 | 19000 | 18200 | 95.79% | 2.22 | 0 | 11 |  |  |  | No | R-410A | 1.55 | Residential & Commercial | Ducted CEE Tier 1
212609385 | Central HP <5.4 tons | RUUD | HRCU-A-CB (Split System: Heat Pump with Remote Outdoor Unit-Air-Source) | UP18AZ48AJVC |  |  | RCFZ6021SEAAM | R802V0754A17DZ | 44000 | 18 | 8.1 | 43500 | 45500 | 104.6% | 1.9 | 0 | 10 |  |  |  | No | R-410A | 3.6667 | Residential & Commercial | Ducted CEE Tier 1
212609399 | Central HP <5.4 tons | RUUD | HRCU-A-CB (Split System: Heat Pump with Remote Outdoor Unit-Air-Source) | UP18AZ48AJVC |  |  | RCFZ6021SEAAM | R802V1005A21UHN | 44500 | 19 | 8.5 | 43000 | 45000 | 104.7% | 2 | 0 | 11.7 |  |  |  | No | R-410A | 3.7083 | Residential & Commercial | Ducted CEE Tier 1
214066706 | Central HP <5.4 tons | RUUD | HRCU-A-CB (Split System: Heat Pump with Remote Outdoor Unit-Air-Source) | RD17AZ36AJ3N |  |  | RCFZ3621MTANM | R951V0403A17UHU | 34200 | 18 | 8.1 | 34200 | 29800 | 87.13% | 1.9 | 0 | 10 |  |  |  | No | R-410A | 2.85 | Residential & Commercial | Ducted CEE Tier 1
214066817 | Central HP <5.4 tons | RUUD | HRCU-A-CB (Split System: Heat Pump with Remote Outdoor Unit-Air-Source) | RD17AZ36AJ3N |  |  | RCFZ3621MTANM | R802V0504A17UHS | 34200 | 18 | 8.1 | 34200 | 29800 | 87.13% | 1.9 | 0 | 10 |  |  |  | No | R-410A | 2.85 | Residential & Commercial | Ducted CEE Tier 1
214573537 | Central HP <5.4 tons | TEMPSTAR | HRCU-A-CB (Split System: Heat Pump with Remote Outdoor Unit-Air-Source) | TVH837GKA** |  |  | EN(A,D)4X48L24**+WALLCON | *97CMN0802120B* | 32400 | 17.5 | 8.5 | 32800 | 24800 | 75.61% | 1.96 | 0 | 11.5 |  |  |  | No | R-410A | 2.7 | Residential & Commercial | Ducted CEE Tier 1
214572727 | Central HP <5.4 tons | TEMPSTAR | HRCU-A-CB (Split System: Heat Pump with Remote Outdoor Unit-Air-Source) | TVH837GKA** |  |  | EA*4X43L21A*+WALLCON | *95CSU0802120B* | 32800 | 17.5 | 8.5 | 32800 | 25200 | 76.83% | 2 | 0 | 11 |  |  |  | No | R-410A | 2.7333 | Residential & Commercial | Ducted CEE Tier 1
214573027 | Central HP <5.4 tons | TEMPSTAR | HRCU-A-CB (Split System: Heat Pump with Remote Outdoor Unit-Air-Source) | TVH837GKA** |  |  | EA*4X61L24A*+WALLCON | *95CSU0802120B* | 33200 | 17.5 | 8.5 | 32000 | 24800 | 77.5% | 2 | 0 | 11.5 |  |  |  | No | R-410A | 2.7667 | Residential & Commercial | Ducted CEE Tier 1
214239972 | Central HP <5.4 tons | TEMPSTAR | HRCU-A-CB (Split System: Heat Pump with Remote Outdoor Unit-Air-Source) | TVH837GKA** |  |  | EN(A,D)4X48L24**+WALLCON | *80CTL0902120B* | 32400 | 17 | 8.1 | 32600 | 24600 | 75.46% | 1.96 | 0 | 11.7 |  |  |  | No | R-410A | 2.7 | Residential & Commercial | Ducted CEE Tier 1
214242084 | Central HP <5.4 tons | TEMPSTAR | HRCU-A-CB (Split System: Heat Pump with Remote Outdoor Unit-Air-Source) | TVH825GKA3* |  |  | END4X42L17**+WALLCON | *96CTN0801714B* | 24000 | 16.5 | 8.1 | 21400 | 16600 | 77.57% | 1.98 | 0 | 11 |  |  |  | No | R-410A | 2 | Residential & Commercial | Ducted CEE Tier 1
214242184 | Central HP <5.4 tons | TEMPSTAR | HRCU-A-CB (Split System: Heat Pump with Remote Outdoor Unit-Air-Source) | TVH825GKA3* |  |  | EN(A,D,W)4X42L21**+WALLCON | *96CTN0601714B* | 23600 | 16 | 8.1 | 21600 | 16700 | 77.31% | 1.94 | 0 | 11 |  |  |  | No | R-410A | 1.9667 | Residential & Commercial | Ducted CEE Tier 1
213080256 | Central HP <5.4 tons | BRYANT HEATING AND COOLING SYSTEMS | HRCU-A-CB (Split System: Heat Pump with Remote Outdoor Unit-Air-Source) | 38MURAQ36AB3* |  |  | CNPV*4824AL* | 916SA60080M21*** | 36200 | 16 | 8.1 | 38500 | 35000 | 90.91% | 2.02 | 0 | 10 |  |  |  | No | R-410A | 3.0167 | Residential & Commercial | Ducted CEE Tier 1
213080457 | Central HP <5.4 tons | BRYANT HEATING AND COOLING SYSTEMS | HRCU-A-CB (Split System: Heat Pump with Remote Outdoor Unit-Air-Source) | 38MURAQ36AB3* |  |  | CAP**4224AL* | 916SA66120M24*** | 35200 | 16 | 8.1 | 38500 | 35000 | 90.91% | 1.88 | 0 | 10 |  |  |  | No | R-410A | 2.9333 | Residential & Commercial | Ducted CEE Tier 1
212969942 | Central HP <5.4 tons | HEIL | HRCU-A-CB (Split System: Heat Pump with Remote Outdoor Unit-Air-Source) | DLCURAH36ABK |  |  | EA*4X37L17A* | *80VSL0451412B* | 36000 | 15.5 | 8.5 | 38500 | 35000 | 90.91% | 2 | 0 | 10 |  |  |  | No | R-410A | 3 | Residential & Commercial | Ducted CEE Tier 1
214240042 | Central HP <5.4 tons | TEMPSTAR | HRCU-A-CB (Split System: Heat Pump with Remote Outdoor Unit-Air-Source) | TVH837GKA** |  |  | EN(A,D,W)4X60L24**+WALLCON | *80CTL0902120B* | 32800 | 17.5 | 8.1 | 32200 | 24600 | 76.4% | 1.96 | 0 | 12 |  |  |  | No | R-410A | 2.7333 | Residential & Commercial | Ducted CEE Tier 1
212969792 | Central HP <5.4 tons | HEIL | HRCU-A-CB (Split System: Heat Pump with Remote Outdoor Unit-Air-Source) | DLCURAH24ABK |  |  | EA*4X37L17A* | *80VSL0451412B* | 24200 | 17 | 8.5 | 25200 | 22000 | 87.3% | 1.84 | 0 | 10 |  |  |  | No | R-410A | 2.0167 | Residential & Commercial | Ducted CEE Tier 1
212971237 | Central HP <5.4 tons | HEIL | HRCU-A-CB (Split System: Heat Pump with Remote Outdoor Unit-Air-Source) | DLCURAH24ABK |  |  | EN(A,D)4X30L17** | *80VTL0451412B* | 23600 | 17 | 8.5 | 26200 | 24600 | 93.89% | 2.04 | 0 | 10.5 |  |  |  | No | R-410A | 1.9667 | Residential & Commercial | Ducted CEE Tier 1
214238956 | Central HP <5.4 tons | AIRQUEST | HRCU-A-CB (Split System: Heat Pump with Remote Outdoor Unit-Air-Source) | HVH837GKA2* |  |  | END4X42L17**+WALLCON | *80CTL0451712B* | 31800 | 16.5 | 8.1 | 33400 | 25000 | 74.85% | 1.86 | 0 | 11 |  |  |  | No | R-410A | 2.65 | Residential & Commercial | Ducted CEE Tier 1
214239176 | Central HP <5.4 tons | AIRQUEST | HRCU-A-CB (Split System: Heat Pump with Remote Outdoor Unit-Air-Source) | HVH837GKA2* |  |  | EN(A,D,W)4X48L21**+WALLCON | *80CTL0701716B* | 32200 | 17 | 8.1 | 32800 | 24800 | 75.61% | 1.94 | 0 | 11.5 |  |  |  | No | R-410A | 2.6833 | Residential & Commercial | Ducted CEE Tier 1
214491778 | Central HP <5.4 tons | AMANA | HRCU-A-CB (Split System: Heat Pump with Remote Outdoor Unit-Air-Source) | ASZS601810A* |  |  | CA*EA1818*4B* | A*VS800805CUA* | 16600 | 17.5 | 8.5 | 17400 | 13000 | 74.71% | 2.1 | 0 | 10.9 |  |  |  | No | R-410A | 1.3833 | Residential & Commercial | Ducted CEE Tier 1
214491780 | Central HP <5.4 tons | AMANA | HRCU-A-CB (Split System: Heat Pump with Remote Outdoor Unit-Air-Source) | ASZS601810A* |  |  | CA*EA1818*4B* | A*VC800805C*A* | 16600 | 17.5 | 8.5 | 17400 | 13000 | 74.71% | 2.1 | 0 | 10.9 |  |  |  | No | R-410A | 1.3833 | Residential & Commercial | Ducted CEE Tier 1
214491798 | Central HP <5.4 tons | AMANA | HRCU-A-CB (Split System: Heat Pump with Remote Outdoor Unit-Air-Source) | ASZS601810A* |  |  | CA*EA2422*4B* | A*VC960804CNB* | 16600 | 17.5 | 8.5 | 17400 | 13000 | 74.71% | 2.1 | 0 | 10.9 |  |  |  | No | R-410A | 1.3833 | Residential & Commercial | Ducted CEE Tier 1
214491785 | Central HP <5.4 tons | AMANA | HRCU-A-CB (Split System: Heat Pump with Remote Outdoor Unit-Air-Source) | ASZS601810A* |  |  | CA*EA2422*4B* | A*VC800603B*A* | 16600 | 17.5 | 8.5 | 17400 | 13000 | 74.71% | 2.1 | 0 | 10.9 |  |  |  | No | R-410A | 1.3833 | Residential & Commercial | Ducted CEE Tier 1
214491786 | Central HP <5.4 tons | AMANA | HRCU-A-CB (Split System: Heat Pump with Remote Outdoor Unit-Air-Source) | ASZS601810A* |  |  | CA*EA2422*4B* | A*VC800604B*A* | 16600 | 17.5 | 8.5 | 17400 | 13000 | 74.71% | 2.1 | 0 | 10.9 |  |  |  | No | R-410A | 1.3833 | Residential & Commercial | Ducted CEE Tier 1
210470541 | Central HP <5.4 tons | HEIL | HRCU-A-CB (Split System: Heat Pump with Remote Outdoor Unit-Air-Source) | HVH837GKA2* |  |  | EA*4X61L24A*+WALLCON | *80CSU1002120A* | 33200 | 17.5 | 8.1 | 32000 | 24800 | 77.5% | 1.98 | 0 | 11.5 |  |  |  | No | R-410A | 2.7667 | Residential & Commercial | Ducted CEE Tier 1
210470552 | Central HP <5.4 tons | HEIL | HRCU-A-CB (Split System: Heat Pump with Remote Outdoor Unit-Air-Source) | HVH837GKA2* |  |  | EA*4X61L24A*+WALLCON | *80CTL0902120A* | 33200 | 18 | 8.5 | 32000 | 24800 | 77.5% | 2 | 0 | 12 |  |  |  | No | R-410A | 2.7667 | Residential & Commercial | Ducted CEE Tier 1
210470159 | Central HP <5.4 tons | HEIL | HRCU-A-CB (Split System: Heat Pump with Remote Outdoor Unit-Air-Source) | HVH837GKA2* |  |  | EA*4X42L21A*+WALLCON | *80CSU1002120A* | 31800 | 17 | 8.1 | 33200 | 24400 | 73.49% | 1.88 | 0 | 11 |  |  |  | No | R-410A | 2.65 | Residential & Commercial | Ducted CEE Tier 1
210470877 | Central HP <5.4 tons | HEIL | HRCU-A-CB (Split System: Heat Pump with Remote Outdoor Unit-Air-Source) | HVH837GKA2* |  |  | EN(A,D,W)4X60L24**+WALLCON | *95CSU0802120A* | 32800 | 18 | 8.1 | 32200 | 24600 | 76.4% | 1.98 | 0 | 12 |  |  |  | No | R-410A | 2.7333 | Residential & Commercial | Ducted CEE Tier 1
214075224 | Central HP <5.4 tons | RUUD | HRCU-A-CB (Split System: Heat Pump with Remote Outdoor Unit-Air-Source) | RD17AZ60AJ3N |  |  | RCFZ6024STANM | R802V0755A21DZ | 55500 | 18 | 8.1 | 54000 | 49000 | 90.74% | 1.75 | 0 | 10 |  |  |  | No | R-410A | 4.625 | Residential & Commercial | Ducted CEE Tier 1
214075328 | Central HP <5.4 tons | RUUD | HRCU-A-CB (Split System: Heat Pump with Remote Outdoor Unit-Air-Source) | RD17AZ60AJ3N |  |  | RCFZ6024STANM | R951V1005A21UHU | 55000 | 18 | 8.1 | 54000 | 49500 | 91.67% | 1.75 | 0 | 10 |  |  |  | No | R-410A | 4.5833 | Residential & Commercial | Ducted CEE Tier 1
212980997 | Central HP <5.4 tons | AIRQUEST | HRCU-A-CB (Split System: Heat Pump with Remote Outdoor Unit-Air-Source) | DLCURAH24ABK |  |  | EA*4X37L21A* | *80MS(N,L)1102120A* | 24800 | 17.5 | 8.5 | 25600 | 21200 | 82.81% | 1.8 | 0 | 10.5 |  |  |  | No | R-410A | 2.0667 | Residential & Commercial | Ducted CEE Tier 1
212981009 | Central HP <5.4 tons | AIRQUEST | HRCU-A-CB (Split System: Heat Pump with Remote Outdoor Unit-Air-Source) | DLCURAH24ABK |  |  | EN(A,D)4X36L21** | *80MS(N,L)1102120A* | 23400 | 17 | 8.5 | 26200 | 24600 | 93.89% | 2.06 | 0 | 10.5 |  |  |  | No | R-410A | 1.95 | Residential & Commercial | Ducted CEE Tier 1
212981727 | Central HP <5.4 tons | AIRQUEST | HRCU-A-CB (Split System: Heat Pump with Remote Outdoor Unit-Air-Source) | DLCURAH24ABK |  |  | EA*4X36L17A* | *80MSU1002120A* | 23400 | 17 | 8.5 | 26000 | 24400 | 93.85% | 2.02 | 0 | 10 |  |  |  | No | R-410A | 1.95 | Residential & Commercial | Ducted CEE Tier 1
210470596 | Central HP <5.4 tons | HEIL | HRCU-A-CB (Split System: Heat Pump with Remote Outdoor Unit-Air-Source) | HVH837GKA2* |  |  | EA*4X61L24A*+WALLCON | *97CMN1002122A* | 33200 | 18 | 8.5 | 32000 | 24800 | 77.5% | 2 | 0 | 12 |  |  |  | No | R-410A | 2.7667 | Residential & Commercial | Ducted CEE Tier 1
210470932 | Central HP <5.4 tons | HEIL | HRCU-A-CB (Split System: Heat Pump with Remote Outdoor Unit-Air-Source) | HVH837GKA2* |  |  | EN(A,D,W)4X60L24**+WALLCON | *96CTN1202422A* | 32800 | 18 | 8.1 | 32200 | 24600 | 76.4% | 1.98 | 0 | 12 |  |  |  | No | R-410A | 2.7333 | Residential & Commercial | Ducted CEE Tier 1
212972127 | Central HP <5.4 tons | HEIL | HRCU-A-CB (Split System: Heat Pump with Remote Outdoor Unit-Air-Source) | DLCURAH24ABK |  |  | EA*4X36L21A* | *80VTL0902120B* | 23600 | 17 | 8.5 | 26200 | 24000 | 91.6% | 1.98 | 0 | 10 |  |  |  | No | R-410A | 1.9667 | Residential & Commercial | Ducted CEE Tier 1
212972429 | Central HP <5.4 tons | HEIL | HRCU-A-CB (Split System: Heat Pump with Remote Outdoor Unit-Air-Source) | DLCURAH24ABK |  |  | EN(A,D)4X36L21** | *80VTL1102122B* | 23800 | 17 | 8.5 | 26400 | 24000 | 90.91% | 1.98 | 0 | 10.5 |  |  |  | No | R-410A | 1.9833 | Residential & Commercial | Ducted CEE Tier 1
212973918 | Central HP <5.4 tons | HEIL | HRCU-A-CB (Split System: Heat Pump with Remote Outdoor Unit-Air-Source) | DLCURAH24ABK |  |  | EN(A,D,W)4X36L17** | *96VSN0801716B* | 23400 | 16.5 | 8.1 | 25800 | 24200 | 93.8% | 2 | 0 | 10 |  |  |  | No | R-410A | 1.95 | Residential & Commercial | Ducted CEE Tier 1
212974118 | Central HP <5.4 tons | HEIL | HRCU-A-CB (Split System: Heat Pump with Remote Outdoor Unit-Air-Source) | DLCURAH24ABK |  |  | EN(A,D)4X36L21** | *96VSN0802120B* | 23800 | 17 | 8.5 | 26400 | 24000 | 90.91% | 1.98 | 0 | 10.5 |  |  |  | No | R-410A | 1.9833 | Residential & Commercial | Ducted CEE Tier 1
210471212 | Central HP <5.4 tons | HEIL | HRCU-A-CB (Split System: Heat Pump with Remote Outdoor Unit-Air-Source) | HVH837GKA2* |  |  | EHD4X60AAL+WALLCON | *96CTN1202422A* | 33000 | 17 | 8.1 | 32200 | 24800 | 77.02% | 2.02 | 0 | 11.5 |  |  |  | No | R-410A | 2.75 | Residential & Commercial | Ducted CEE Tier 1
212971153 | Central HP <5.4 tons | HEIL | HRCU-A-CB (Split System: Heat Pump with Remote Outdoor Unit-Air-Source) | DLCURAH24ABK |  |  | EA*4X30L14A* | *80VTL0451412B* | 23400 | 17 | 8.5 | 26200 | 25000 | 95.42% | 2.08 | 0 | 10 |  |  |  | No | R-410A | 1.95 | Residential & Commercial | Ducted CEE Tier 1
212979836 | Central HP <5.4 tons | AIRQUEST | HRCU-A-CB (Split System: Heat Pump with Remote Outdoor Unit-Air-Source) | DLCURAH24ABK |  |  | EA*4X30L17A* | *80MS(N,L)0901714A* | 23600 | 17 | 8.5 | 26400 | 24600 | 93.18% | 2.04 | 0 | 10 |  |  |  | No | R-410A | 1.9667 | Residential & Commercial | Ducted CEE Tier 1
212971213 | Central HP <5.4 tons | HEIL | HRCU-A-CB (Split System: Heat Pump with Remote Outdoor Unit-Air-Source) | DLCURAH24ABK |  |  | EN(A,D)4X24L17** | *80VTL0451412B* | 23400 | 17 | 8.5 | 27000 | 25000 | 92.59% | 2.08 | 0 | 10 |  |  |  | No | R-410A | 1.95 | Residential & Commercial | Ducted CEE Tier 1
212979896 | Central HP <5.4 tons | AIRQUEST | HRCU-A-CB (Split System: Heat Pump with Remote Outdoor Unit-Air-Source) | DLCURAH24ABK |  |  | EN(A,D)4X24L17** | *80MS(N,L)0901714A* | 23400 | 16.5 | 8.5 | 27000 | 24400 | 90.37% | 2.02 | 0 | 10 |  |  |  | No | R-410A | 1.95 | Residential & Commercial | Ducted CEE Tier 1
212974318 | Central HP <5.4 tons | HEIL | HRCU-A-CB (Split System: Heat Pump with Remote Outdoor Unit-Air-Source) | DLCURAH24ABK |  |  | EA*4X36L21A* | *96VSN1002120B* | 23600 | 17 | 8.5 | 26200 | 24000 | 91.6% | 2 | 0 | 10 |  |  |  | No | R-410A | 1.9667 | Residential & Commercial | Ducted CEE Tier 1
212975338 | Central HP <5.4 tons | HEIL | HRCU-A-CB (Split System: Heat Pump with Remote Outdoor Unit-Air-Source) | DLCURAH24ABK |  |  | EN(A,D)4X24L17** | *96VTN0401712B* | 23200 | 15.5 | 8.5 | 27000 | 25000 | 92.59% | 2.06 | 0 | 10 |  |  |  | No | R-410A | 1.9333 | Residential & Commercial | Ducted CEE Tier 1
210597371 | Central HP <5.4 tons | COMFORTMAKER | HRCU-A-CB (Split System: Heat Pump with Remote Outdoor Unit-Air-Source) | CVH837GKA** |  |  | EA*4X60L24A*+WALLCON | *80CTL0902120A* | 32800 | 17.5 | 8.5 | 31800 | 24800 | 77.99% | 1.98 | 0 | 11.7 |  |  |  | No | R-410A | 2.7333 | Residential & Commercial | Ducted CEE Tier 1
210597521 | Central HP <5.4 tons | COMFORTMAKER | HRCU-A-CB (Split System: Heat Pump with Remote Outdoor Unit-Air-Source) | CVH837GKA** |  |  | EHD4X60AAL+WALLCON | *80CTL1352422A* | 33000 | 17 | 8.1 | 32200 | 24800 | 77.02% | 2.02 | 0 | 11.5 |  |  |  | No | R-410A | 2.75 | Residential & Commercial | Ducted CEE Tier 1
212972958 | Central HP <5.4 tons | HEIL | HRCU-A-CB (Split System: Heat Pump with Remote Outdoor Unit-Air-Source) | DLCURAH24ABK |  |  | EA*4X37L17A* | *96VSN0401410B* | 23800 | 16.5 | 8.5 | 25600 | 22600 | 88.28% | 1.86 | 0 | 10 |  |  |  | No | R-410A | 1.9833 | Residential & Commercial | Ducted CEE Tier 1
214075241 | Central HP <5.4 tons | RUUD | HRCU-A-CB (Split System: Heat Pump with Remote Outdoor Unit-Air-Source) | RD17AZ60AJ3N |  |  | RCFZ6024STANM | R801V0755A21UHS | 55500 | 18 | 8.1 | 54000 | 49500 | 91.67% | 1.75 | 0 | 10 |  |  |  | No | R-410A | 4.625 | Residential & Commercial | Ducted CEE Tier 1
214075309 | Central HP <5.4 tons | RUUD | HRCU-A-CB (Split System: Heat Pump with Remote Outdoor Unit-Air-Source) | RD17AZ60AJ3N |  |  | RCFZ6024STANM | R802V0755A21UHN | 55500 | 18 | 8.1 | 54000 | 49500 | 91.67% | 1.75 | 0 | 10 |  |  |  | No | R-410A | 4.625 | Residential & Commercial | Ducted CEE Tier 1
214075375 | Central HP <5.4 tons | RUUD | HRCU-A-CB (Split System: Heat Pump with Remote Outdoor Unit-Air-Source) | RD17AZ60AJ3N |  |  | RCFZ6024STANM | U97MV1155A24DHS | 55000 | 18 | 8.1 | 54000 | 49500 | 91.67% | 1.75 | 0 | 10 |  |  |  | No | R-410A | 4.5833 | Residential & Commercial | Ducted CEE Tier 1
212973578 | Central HP <5.4 tons | HEIL | HRCU-A-CB (Split System: Heat Pump with Remote Outdoor Unit-Air-Source) | DLCURAH24ABK |  |  | EA*4X36L17A* | *96VSN0601412B* | 23600 | 17 | 8.5 | 26200 | 24000 | 91.6% | 2 | 0 | 10 |  |  |  | No | R-410A | 1.9667 | Residential & Commercial | Ducted CEE Tier 1
212973828 | Central HP <5.4 tons | HEIL | HRCU-A-CB (Split System: Heat Pump with Remote Outdoor Unit-Air-Source) | DLCURAH24ABK |  |  | EA*4X24L17A* | *96VSN0801716B* | 23600 | 16.5 | 8.5 | 27000 | 25600 | 94.81% | 2.14 | 0 | 10 |  |  |  | No | R-410A | 1.9667 | Residential & Commercial | Ducted CEE Tier 1
212973878 | Central HP <5.4 tons | HEIL | HRCU-A-CB (Split System: Heat Pump with Remote Outdoor Unit-Air-Source) | DLCURAH24ABK |  |  | EA*4X37L17A* | *96VSN0801716B* | 24200 | 17 | 8.5 | 25800 | 22200 | 86.05% | 1.84 | 0 | 10 |  |  |  | No | R-410A | 2.0167 | Residential & Commercial | Ducted CEE Tier 1
212985758 | Central HP <5.4 tons | COMFORTMAKER | HRCU-A-CB (Split System: Heat Pump with Remote Outdoor Unit-Air-Source) | DLCURAH24ABK |  |  | EA*4X24L14A* | *96MSN0261410A* | 23200 | 16.5 | 8.5 | 27000 | 26400 | 97.78% | 2.2 | 0 | 10 |  |  |  | No | R-410A | 1.9333 | Residential & Commercial | Ducted CEE Tier 1
212986962 | Central HP <5.4 tons | COMFORTMAKER | HRCU-A-CB (Split System: Heat Pump with Remote Outdoor Unit-Air-Source) | DLCURAH24ABK |  |  | EN(A,D)4X30L17** | *96MSN0601412A* | 23600 | 16.5 | 8.1 | 26400 | 24200 | 91.67% | 2.02 | 0 | 10 |  |  |  | No | R-410A | 1.9667 | Residential & Commercial | Ducted CEE Tier 1
213076346 | Central HP <5.4 tons | COMFORTMAKER | HRCU-A-CB (Split System: Heat Pump with Remote Outdoor Unit-Air-Source) | DLCURAH24ABK |  |  | EA*4X36L21A* | *95MSU1002122A* | 23600 | 17.5 | 8.5 | 26200 | 23800 | 90.84% | 1.98 | 0 | 10 |  |  |  | No | R-410A | 1.9667 | Residential & Commercial | Ducted CEE Tier 1
212973548 | Central HP <5.4 tons | HEIL | HRCU-A-CB (Split System: Heat Pump with Remote Outdoor Unit-Air-Source) | DLCURAH24ABK |  |  | EA*4X25L17A* | *96VSN0601412B* | 24000 | 17 | 8.5 | 25000 | 21800 | 87.2% | 1.82 | 0 | 10 |  |  |  | No | R-410A | 2 | Residential & Commercial | Ducted CEE Tier 1
212973898 | Central HP <5.4 tons | HEIL | HRCU-A-CB (Split System: Heat Pump with Remote Outdoor Unit-Air-Source) | DLCURAH24ABK |  |  | EN(A,D)4X24L17** | *96VSN0801716B* | 23400 | 16.5 | 8.5 | 27000 | 24800 | 91.85% | 2.04 | 0 | 10 |  |  |  | No | R-410A | 1.95 | Residential & Commercial | Ducted CEE Tier 1
212979920 | Central HP <5.4 tons | AIRQUEST | HRCU-A-CB (Split System: Heat Pump with Remote Outdoor Unit-Air-Source) | DLCURAH24ABK |  |  | EN(A,D,W)4X36L17** | *80MS(N,L)0901714A* | 23600 | 17 | 8.5 | 26400 | 24400 | 92.42% | 2.02 | 0 | 10.5 |  |  |  | No | R-410A | 1.9667 | Residential & Commercial | Ducted CEE Tier 1
212971639 | Central HP <5.4 tons | HEIL | HRCU-A-CB (Split System: Heat Pump with Remote Outdoor Unit-Air-Source) | DLCURAH24ABK |  |  | EA*4X25L17A* | *80VTL0701716B* | 24200 | 17 | 8.5 | 25200 | 21600 | 85.71% | 1.82 | 0 | 10 |  |  |  | No | R-410A | 2.0167 | Residential & Commercial | Ducted CEE Tier 1
212972918 | Central HP <5.4 tons | HEIL | HRCU-A-CB (Split System: Heat Pump with Remote Outdoor Unit-Air-Source) | DLCURAH24ABK |  |  | EA*4X25L17A* | *96VSN0401410B* | 24000 | 16.5 | 8.1 | 25200 | 21800 | 86.51% | 1.82 | 0 | 10 |  |  |  | No | R-410A | 2 | Residential & Commercial | Ducted CEE Tier 1
212972968 | Central HP <5.4 tons | HEIL | HRCU-A-CB (Split System: Heat Pump with Remote Outdoor Unit-Air-Source) | DLCURAH24ABK |  |  | EN(A,D)4X24L14** | *96VSN0401410B* | 23000 | 16 | 8.5 | 27000 | 25600 | 94.81% | 2.12 | 0 | 10 |  |  |  | No | R-410A | 1.9167 | Residential & Commercial | Ducted CEE Tier 1
210471179 | Central HP <5.4 tons | HEIL | HRCU-A-CB (Split System: Heat Pump with Remote Outdoor Unit-Air-Source) | HVH837GKA2* |  |  | EHD4X60AAL+WALLCON | *80CTL0902120A* | 33000 | 17 | 8.1 | 32200 | 25000 | 77.64% | 2 | 0 | 11.5 |  |  |  | No | R-410A | 2.75 | Residential & Commercial | Ducted CEE Tier 1
215434400 | Central HP <5.4 tons | AMANA | HRCU-A-CB (Split System: Heat Pump with Remote Outdoor Unit-Air-Source) | AZV7SA4810A* |  |  | CHPEA4830*3A* | A*VS800805CUA* | 45500 | 16.5 | 8.5 | 46000 | 33600 | 73.04% | 2 | 0 | 10 |  |  |  | No | R-32 | 3.7917 | Residential & Commercial | Ducted CEE Tier 1
215434401 | Central HP <5.4 tons | AMANA | HRCU-A-CB (Split System: Heat Pump with Remote Outdoor Unit-Air-Source) | AZV7SA4810A* |  |  | CHPEA4830*3A* | A*VT800804C*A* | 45500 | 16.5 | 8.5 | 46000 | 33600 | 73.04% | 2 | 0 | 10 |  |  |  | No | R-32 | 3.7917 | Residential & Commercial | Ducted CEE Tier 1
212974328 | Central HP <5.4 tons | HEIL | HRCU-A-CB (Split System: Heat Pump with Remote Outdoor Unit-Air-Source) | DLCURAH24ABK |  |  | EA*4X37L21A* | *96VSN1002120B* | 24800 | 17.5 | 8.5 | 25600 | 21200 | 82.81% | 1.8 | 0 | 10.5 |  |  |  | No | R-410A | 2.0667 | Residential & Commercial | Ducted CEE Tier 1
211242968 | Central HP <5.4 tons | COMFORTMAKER | HRCU-A-CB (Split System: Heat Pump with Remote Outdoor Unit-Air-Source) | DLCURAH24ABK |  |  | EA*4X37L17A* | *95ESN0601412A* | 25000 | 16 | 8.5 | 26000 | 21200 | 81.54% | 1.76 | 0 | 10 |  |  |  | No | R-410A | 2.0833 | Residential & Commercial | Ducted CEE Tier 1
212975023 | Central HP <5.4 tons | HEIL | HRCU-A-CB (Split System: Heat Pump with Remote Outdoor Unit-Air-Source) | DLCURAH24ABK |  |  | EN(A,D)4X24L17** | *96VTN0401410B* | 23200 | 15.5 | 8.5 | 27000 | 25000 | 92.59% | 2.06 | 0 | 10 |  |  |  | No | R-410A | 1.9333 | Residential & Commercial | Ducted CEE Tier 1
213353771 | Central HP <5.4 tons | COMFORTMAKER | HRCU-A-CB (Split System: Heat Pump with Remote Outdoor Unit-Air-Source) | DLCURAH24ABK |  |  | F5MA4*24L*B* |  | 24400 | 17 | 9.5 | 26600 | 22800 | 85.71% | 1.9 | 0 | 10 |  |  |  | No | R-410A | 2.0333 | Residential & Commercial | Ducted CEE Tier 1
212973618 | Central HP <5.4 tons | HEIL | HRCU-A-CB (Split System: Heat Pump with Remote Outdoor Unit-Air-Source) | DLCURAH24ABK |  |  | EN(A,D)4X30L14** | *96VSN0601412B* | 23400 | 16.5 | 8.1 | 26000 | 24400 | 93.85% | 2.02 | 0 | 10 |  |  |  | No | R-410A | 1.95 | Residential & Commercial | Ducted CEE Tier 1
212973638 | Central HP <5.4 tons | HEIL | HRCU-A-CB (Split System: Heat Pump with Remote Outdoor Unit-Air-Source) | DLCURAH24ABK |  |  | EN(A,D,W)4X36L17** | *96VSN0601412B* | 23400 | 16.5 | 8.1 | 26200 | 24600 | 93.89% | 2.04 | 0 | 10 |  |  |  | No | R-410A | 1.95 | Residential & Commercial | Ducted CEE Tier 1
212973888 | Central HP <5.4 tons | HEIL | HRCU-A-CB (Split System: Heat Pump with Remote Outdoor Unit-Air-Source) | DLCURAH24ABK |  |  | EA*4X37L21A* | *96VSN0801716B* | 24600 | 17 | 8.5 | 25200 | 21200 | 84.13% | 1.78 | 0 | 10.5 |  |  |  | No | R-410A | 2.05 | Residential & Commercial | Ducted CEE Tier 1
212973208 | Central HP <5.4 tons | HEIL | HRCU-A-CB (Split System: Heat Pump with Remote Outdoor Unit-Air-Source) | DLCURAH24ABK |  |  | EA*4X30L17A* | *96VSN0401712B* | 23200 | 16 | 8.5 | 26400 | 25200 | 95.45% | 2.08 | 0 | 10 |  |  |  | No | R-410A | 1.9333 | Residential & Commercial | Ducted CEE Tier 1
216051029 | Central HP <5.4 tons | RUUD | HRCU-A-CB (Split System: Heat Pump with Remote Outdoor Unit-Air-Source) | UP19AY24AJVC |  |  | RCFY2421HEAAM | U97MV0855A21DHS | 22800 | 21 | 10 | 22800 | 18400 | 80.7% | 1.8 | 0 | 13 |  |  |  | No | R-454B | 1.9 | Residential & Commercial | Ducted CEE Tier 1
212973278 | Central HP <5.4 tons | HEIL | HRCU-A-CB (Split System: Heat Pump with Remote Outdoor Unit-Air-Source) | DLCURAH24ABK |  |  | EN(A,D,W)4X36L17** | *96VSN0401712B* | 23200 | 16 | 8.1 | 26200 | 24800 | 94.66% | 2.06 | 0 | 10 |  |  |  | No | R-410A | 1.9333 | Residential & Commercial | Ducted CEE Tier 1
212975723 | Central HP <5.4 tons | HEIL | HRCU-A-CB (Split System: Heat Pump with Remote Outdoor Unit-Air-Source) | DLCURAH24ABK |  |  | EN(A,D)4X24L17** | *96VTN0601412B* | 23200 | 16.5 | 8.5 | 26800 | 25400 | 94.78% | 2.12 | 0 | 10 |  |  |  | No | R-410A | 1.9333 | Residential & Commercial | Ducted CEE Tier 1
212973568 | Central HP <5.4 tons | HEIL | HRCU-A-CB (Split System: Heat Pump with Remote Outdoor Unit-Air-Source) | DLCURAH24ABK |  |  | EA*4X30L17A* | *96VSN0601412B* | 23400 | 16.5 | 8.5 | 26400 | 24800 | 93.94% | 2.06 | 0 | 10 |  |  |  | No | R-410A | 1.95 | Residential & Commercial | Ducted CEE Tier 1
212982267 | Central HP <5.4 tons | AIRQUEST | HRCU-A-CB (Split System: Heat Pump with Remote Outdoor Unit-Air-Source) | DLCURAH24ABK |  |  | EA*4X30L17A* | *80MSU0401712A* | 23800 | 16.5 | 8.5 | 25800 | 24000 | 93.02% | 2 | 0 | 10 |  |  |  | No | R-410A | 1.9833 | Residential & Commercial | Ducted CEE Tier 1
212975635 | Central HP <5.4 tons | HEIL | HRCU-A-CB (Split System: Heat Pump with Remote Outdoor Unit-Air-Source) | DLCURAH24ABK |  |  | EA*4X24L14A* | *96VTN0601412B* | 23200 | 16.5 | 8.5 | 26800 | 27000 | 100.7% | 2.3 | 0 | 10 |  |  |  | No | R-410A | 1.9333 | Residential & Commercial | Ducted CEE Tier 1
212975734 | Central HP <5.4 tons | HEIL | HRCU-A-CB (Split System: Heat Pump with Remote Outdoor Unit-Air-Source) | DLCURAH24ABK |  |  | EN(A,D)4X30L14** | *96VTN0601412B* | 23400 | 16.5 | 8.1 | 26000 | 24400 | 93.85% | 2.02 | 0 | 10 |  |  |  | No | R-410A | 1.95 | Residential & Commercial | Ducted CEE Tier 1
214238952 | Central HP <5.4 tons | TEMPSTAR | HRCU-A-CB (Split System: Heat Pump with Remote Outdoor Unit-Air-Source) | TVH837GKA2* |  |  | EN(A,D)4X36L21**+WALLCON | *96CTN1002122B* | 31400 | 16.5 | 8.1 | 33000 | 24000 | 72.73% | 1.82 | 0 | 11 |  |  |  | No | R-410A | 2.6167 | Residential & Commercial | Ducted CEE Tier 1
212976000 | Central HP <5.4 tons | HEIL | HRCU-A-CB (Split System: Heat Pump with Remote Outdoor Unit-Air-Source) | DLCURAH24ABK |  |  | EA*4X24L17A* | *96VTN0801716B* | 23600 | 16.5 | 8.5 | 27000 | 25600 | 94.81% | 2.14 | 0 | 10 |  |  |  | No | R-410A | 1.9667 | Residential & Commercial | Ducted CEE Tier 1
212976052 | Central HP <5.4 tons | HEIL | HRCU-A-CB (Split System: Heat Pump with Remote Outdoor Unit-Air-Source) | DLCURAH24ABK |  |  | EA*4X36L21A* | *96VTN0801716B* | 23600 | 17 | 8.5 | 26200 | 24000 | 91.6% | 2 | 0 | 10 |  |  |  | No | R-410A | 1.9667 | Residential & Commercial | Ducted CEE Tier 1
212976091 | Central HP <5.4 tons | HEIL | HRCU-A-CB (Split System: Heat Pump with Remote Outdoor Unit-Air-Source) | DLCURAH24ABK |  |  | EN(A,D)4X24L17** | *96VTN0801716B* | 23400 | 16.5 | 8.5 | 27000 | 24800 | 91.85% | 2.04 | 0 | 10 |  |  |  | No | R-410A | 1.95 | Residential & Commercial | Ducted CEE Tier 1
210470965 | Central HP <5.4 tons | HEIL | HRCU-A-CB (Split System: Heat Pump with Remote Outdoor Unit-Air-Source) | HVH837GKA2* |  |  | EN(A,D,W)4X60L24**+WALLCON | *97CMN1202422A* | 32800 | 17.5 | 8.1 | 32200 | 24800 | 77.02% | 1.96 | 0 | 11.7 |  |  |  | No | R-410A | 2.7333 | Residential & Commercial | Ducted CEE Tier 1
210471201 | Central HP <5.4 tons | HEIL | HRCU-A-CB (Split System: Heat Pump with Remote Outdoor Unit-Air-Source) | HVH837GKA2* |  |  | EHD4X60AAL+WALLCON | *96CTN0801714A* | 32800 | 16.5 | 8.1 | 32600 | 25200 | 77.3% | 1.98 | 0 | 11 |  |  |  | No | R-410A | 2.7333 | Residential & Commercial | Ducted CEE Tier 1
212972138 | Central HP <5.4 tons | HEIL | HRCU-A-CB (Split System: Heat Pump with Remote Outdoor Unit-Air-Source) | DLCURAH24ABK |  |  | EA*4X37L21A* | *80VTL0902120B* | 24800 | 17 | 8.5 | 25600 | 21400 | 83.59% | 1.8 | 0 | 10.5 |  |  |  | No | R-410A | 2.0667 | Residential & Commercial | Ducted CEE Tier 1
212975010 | Central HP <5.4 tons | HEIL | HRCU-A-CB (Split System: Heat Pump with Remote Outdoor Unit-Air-Source) | DLCURAH24ABK |  |  | EN(A,D)4X24L14** | *96VTN0401410B* | 23200 | 15.5 | 8.5 | 27000 | 25000 | 92.59% | 2.06 | 0 | 10 |  |  |  | No | R-410A | 1.9333 | Residential & Commercial | Ducted CEE Tier 1
212975305 | Central HP <5.4 tons | HEIL | HRCU-A-CB (Split System: Heat Pump with Remote Outdoor Unit-Air-Source) | DLCURAH24ABK |  |  | EA*4X36L21A* | *96VTN0401712B* | 23400 | 16.5 | 8.5 | 26200 | 24200 | 92.37% | 2 | 0 | 10 |  |  |  | No | R-410A | 1.95 | Residential & Commercial | Ducted CEE Tier 1
212977004 | Central HP <5.4 tons | HEIL | HRCU-A-CB (Split System: Heat Pump with Remote Outdoor Unit-Air-Source) | DLCURAH24ABK |  |  | EN(A,D)4X36L21** | *96VTN1002122B* | 23800 | 17 | 8.5 | 26400 | 23800 | 90.15% | 1.98 | 0 | 10.5 |  |  |  | No | R-410A | 1.9833 | Residential & Commercial | Ducted CEE Tier 1
212976395 | Central HP <5.4 tons | HEIL | HRCU-A-CB (Split System: Heat Pump with Remote Outdoor Unit-Air-Source) | DLCURAH24ABK |  |  | EA*4X36L21A* | *96VTN0802120B* | 24000 | 17 | 8.5 | 26400 | 23400 | 88.64% | 1.94 | 0 | 10 |  |  |  | No | R-410A | 2 | Residential & Commercial | Ducted CEE Tier 1
212977581 | Central HP <5.4 tons | HEIL | HRCU-A-CB (Split System: Heat Pump with Remote Outdoor Unit-Air-Source) | DLCURAH24ABK |  |  | EA*4X24L17A* | *80MS(N,L)0451412A* | 23400 | 17 | 9 | 27000 | 26200 | 97.04% | 2.2 | 0 | 10 |  |  |  | No | R-410A | 1.95 | Residential & Commercial | Ducted CEE Tier 1
212977629 | Central HP <5.4 tons | HEIL | HRCU-A-CB (Split System: Heat Pump with Remote Outdoor Unit-Air-Source) | DLCURAH24ABK |  |  | EA*4X36L17A* | *80MS(N,L)0451412A* | 23800 | 17 | 8.5 | 26200 | 23800 | 90.84% | 1.96 | 0 | 10 |  |  |  | No | R-410A | 1.9833 | Residential & Commercial | Ducted CEE Tier 1
210473052 | Central HP <5.4 tons | HEIL | HRCU-A-CB (Split System: Heat Pump with Remote Outdoor Unit-Air-Source) | HVH825GKA3* |  |  | EA*4X42L24A*+WALLCON | *97CMN1202422A* | 23800 | 16.5 | 8.1 | 21400 | 16700 | 78.04% | 1.96 | 0 | 11 |  |  |  | No | R-410A | 1.9833 | Residential & Commercial | Ducted CEE Tier 1
210473206 | Central HP <5.4 tons | HEIL | HRCU-A-CB (Split System: Heat Pump with Remote Outdoor Unit-Air-Source) | HVH825GKA3* |  |  | EA*4X43L21A*+WALLCON | *97CMN0801714A* | 24400 | 16.5 | 8.1 | 21200 | 16700 | 78.77% | 2.02 | 0 | 11 |  |  |  | No | R-410A | 2.0333 | Residential & Commercial | Ducted CEE Tier 1
212972738 | Central HP <5.4 tons | HEIL | HRCU-A-CB (Split System: Heat Pump with Remote Outdoor Unit-Air-Source) | DLCURAH18ABK |  |  | EN(A,D)4X24L14** | *96VSN0401410B* | 17400 | 15.5 | 8.5 | 18500 | 19200 | 103.8% | 2.3 | 0 | 10.5 |  |  |  | No | R-410A | 1.45 | Residential & Commercial | Ducted CEE Tier 1
212975393 | Central HP <5.4 tons | HEIL | HRCU-A-CB (Split System: Heat Pump with Remote Outdoor Unit-Air-Source) | DLCURAH18ABK |  |  | EA*4X24L14A* | *96VTN0601412B* | 17200 | 16 | 8.5 | 18100 | 19400 | 107.2% | 2.34 | 0 | 10.5 |  |  |  | No | R-410A | 1.4333 | Residential & Commercial | Ducted CEE Tier 1
212973368 | Central HP <5.4 tons | HEIL | HRCU-A-CB (Split System: Heat Pump with Remote Outdoor Unit-Air-Source) | DLCURAH18ABK |  |  | EN(A,D)4X24L14** | *96VSN0601412B* | 17500 | 16 | 8.5 | 18500 | 19200 | 103.8% | 2.3 | 0 | 10.5 |  |  |  | No | R-410A | 1.4583 | Residential & Commercial | Ducted CEE Tier 1
212975074 | Central HP <5.4 tons | HEIL | HRCU-A-CB (Split System: Heat Pump with Remote Outdoor Unit-Air-Source) | DLCURAH18ABK |  |  | EA*4X19L17A* | *96VTN0401712B* | 17700 | 16 | 8.1 | 17800 | 17900 | 100.6% | 2.16 | 0 | 10.5 |  |  |  | No | R-410A | 1.475 | Residential & Commercial | Ducted CEE Tier 1
212975426 | Central HP <5.4 tons | HEIL | HRCU-A-CB (Split System: Heat Pump with Remote Outdoor Unit-Air-Source) | DLCURAH18ABK |  |  | EA*4X30L14A* | *96VTN0601412B* | 17400 | 16.5 | 8.5 | 18000 | 18900 | 105% | 2.28 | 0 | 10.5 |  |  |  | No | R-410A | 1.45 | Residential & Commercial | Ducted CEE Tier 1
211239709 | Central HP <5.4 tons | CARRIER | HRCU-A-CB (Split System: Heat Pump with Remote Outdoor Unit-Air-Source) | 38MURAQ24AB3* |  |  | CAP**2517AL* | 59SP6A040V17**12 | 23800 | 16 | 8.1 | 25200 | 21800 | 86.51% | 1.82 | 0 | 10 |  |  |  | No | R-410A | 1.9833 | Residential & Commercial | Ducted CEE Tier 1
211239727 | Central HP <5.4 tons | CARRIER | HRCU-A-CB (Split System: Heat Pump with Remote Outdoor Unit-Air-Source) | 38MURAQ24AB3* |  |  | CAP**2517AL* | 59SC5B040E17**12 | 24600 | 15.2 | 8.5 | 25800 | 21200 | 82.17% | 1.76 | 0 | 10 |  |  |  | No | R-410A | 2.05 | Residential & Commercial | Ducted CEE Tier 1
211239752 | Central HP <5.4 tons | CARRIER | HRCU-A-CB (Split System: Heat Pump with Remote Outdoor Unit-Air-Source) | 38MURAQ24AB3* |  |  | CAP**3014AL* | 58TP*A045V14**12 | 24000 | 16.5 | 8.5 | 26200 | 23000 | 87.79% | 1.9 | 0 | 10 |  |  |  | No | R-410A | 2 | Residential & Commercial | Ducted CEE Tier 1
211239811 | Central HP <5.4 tons | CARRIER | HRCU-A-CB (Split System: Heat Pump with Remote Outdoor Unit-Air-Source) | 38MURAQ24AB3* |  |  | CAP**3617AL* | 59SP6A040V17**12 | 23400 | 16 | 8.5 | 25800 | 23600 | 91.47% | 1.96 | 0 | 10 |  |  |  | No | R-410A | 1.95 | Residential & Commercial | Ducted CEE Tier 1
211239825 | Central HP <5.4 tons | CARRIER | HRCU-A-CB (Split System: Heat Pump with Remote Outdoor Unit-Air-Source) | 38MURAQ24AB3* |  |  | CAP**3617AL* | 59TP6B040V17**12 | 23400 | 16 | 8.5 | 25800 | 23600 | 91.47% | 1.96 | 0 | 10 |  |  |  | No | R-410A | 1.95 | Residential & Commercial | Ducted CEE Tier 1
212972768 | Central HP <5.4 tons | HEIL | HRCU-A-CB (Split System: Heat Pump with Remote Outdoor Unit-Air-Source) | DLCURAH18ABK |  |  | EN(A,D)4X30L17** | *96VSN0401410B* | 17400 | 16 | 8.1 | 18000 | 18700 | 103.9% | 2.24 | 0 | 10.5 |  |  |  | No | R-410A | 1.45 | Residential & Commercial | Ducted CEE Tier 1
212614993 | Central HP <5.4 tons | AMANA | HRCU-A-CB (Split System: Heat Pump with Remote Outdoor Unit-Air-Source) | ASZS60361EA* |  |  | CA*EA4830*4A* | A*VM970804CNB* | 34200 | 17.5 | 8.6 | 34200 | 29000 | 84.8% | 2 | 0 | 10 |  |  |  | No | R-410A | 2.85 | Residential & Commercial | Ducted CEE Tier 1
212614994 | Central HP <5.4 tons | AMANA | HRCU-A-CB (Split System: Heat Pump with Remote Outdoor Unit-Air-Source) | ASZS60361EA* |  |  | CA*EA6030*4A* | A*VC961205DNB* | 34200 | 17.5 | 8.6 | 34200 | 30000 | 87.72% | 2 | 0 | 10 |  |  |  | No | R-410A | 2.85 | Residential & Commercial | Ducted CEE Tier 1
212614996 | Central HP <5.4 tons | AMANA | HRCU-A-CB (Split System: Heat Pump with Remote Outdoor Unit-Air-Source) | ASZS60361EA* |  |  | CA*EA4830*4A* | A*VC960804CNB* | 34200 | 17.5 | 8.6 | 34200 | 29000 | 84.8% | 2 | 0 | 10 |  |  |  | No | R-410A | 2.85 | Residential & Commercial | Ducted CEE Tier 1
213194311 | Central HP <5.4 tons | LENNOX | HRCU-A-CB (Split System: Heat Pump with Remote Outdoor Unit-Air-Source) | SL25XPV-048-230A** |  |  | C35-60C+TDR+TXV | EL297UH110XV60C* | 46000 | 20 | 9.5 | 44000 | 36200 | 82.27% | 1.92 | 0 | 12.5 |  |  |  | No | R-410A | 3.8333 | Residential & Commercial | Ducted CEE Tier 1
216051077 | Central HP <5.4 tons | RUUD | HRCU-A-CB (Split System: Heat Pump with Remote Outdoor Unit-Air-Source) | UP19AY36AJVC |  |  | RCFY3621MEAAM | U98MV0855A21UPS | 34200 | 21 | 10 | 34200 | 29400 | 85.96% | 2 | 0 | 12 |  |  |  | No | R-454B | 2.85 | Residential & Commercial | Ducted CEE Tier 1
212609331 | Central HP <5.4 tons | RUUD | HRCU-A-CB (Split System: Heat Pump with Remote Outdoor Unit-Air-Source) | UP18AZ24AJVC |  |  | RCFZ2421HEAAM | R802V0754A17DZ | 22800 | 20 | 8.5 | 22800 | 26000 | 114% | 2.1 | 0 | 12.5 |  |  |  | No | R-410A | 1.9 | Residential & Commercial | Ducted CEE Tier 1
215351175 | Central HP <5.4 tons | TUTTOKOOL | HRCU-A-CB (Split System: Heat Pump with Remote Outdoor Unit-Air-Source) | TDV-V36WMN1TE |  |  | AWM5E361B001 |  | 36000 | 15.2 | 9 | 36000 | 25200 | 70% | 1.8 | 0 | 10.6 |  |  |  | No | R-410A | 3 | Residential & Commercial | Ducted CEE Tier 1
212987812 | Central HP <5.4 tons | COMFORTMAKER | HRCU-A-CB (Split System: Heat Pump with Remote Outdoor Unit-Air-Source) | DLCURAH24ABK |  |  | EA*4X37L21A* | *96MSN0802120A* | 24200 | 17.5 | 8.5 | 25200 | 21600 | 85.71% | 1.82 | 0 | 10 |  |  |  | No | R-410A | 2.0167 | Residential & Commercial | Ducted CEE Tier 1
212988666 | Central HP <5.4 tons | COMFORTMAKER | HRCU-A-CB (Split System: Heat Pump with Remote Outdoor Unit-Air-Source) | DLCURAH24ABK |  |  | EA*4X30L17A* | *95MSU0401712A* | 23600 | 16.5 | 8.5 | 26400 | 24400 | 92.42% | 2.02 | 0 | 10 |  |  |  | No | R-410A | 1.9667 | Residential & Commercial | Ducted CEE Tier 1
212989182 | Central HP <5.4 tons | COMFORTMAKER | HRCU-A-CB (Split System: Heat Pump with Remote Outdoor Unit-Air-Source) | DLCURAH24ABK |  |  | EA*4X36L21A* | *95MSU0601716A* | 23800 | 17.5 | 8.5 | 26200 | 23800 | 90.84% | 1.98 | 0 | 10 |  |  |  | No | R-410A | 1.9833 | Residential & Commercial | Ducted CEE Tier 1
212984668 | Central HP <5.4 tons | HEIL | HRCU-A-CB (Split System: Heat Pump with Remote Outdoor Unit-Air-Source) | DLCURAH24ABK |  |  | EN(A,D)4X30L17** | *92MSN0801716A* | 23600 | 17.5 | 8.5 | 26200 | 24600 | 93.89% | 2.04 | 0 | 10.5 |  |  |  | No | R-410A | 1.9667 | Residential & Commercial | Ducted CEE Tier 1
212986254 | Central HP <5.4 tons | HEIL | HRCU-A-CB (Split System: Heat Pump with Remote Outdoor Unit-Air-Source) | DLCURAH24ABK |  |  | EN(A,D)4X30L17** | *96MSN0401410A* | 23400 | 16 | 8.1 | 26400 | 24400 | 92.42% | 2.02 | 0 | 10 |  |  |  | No | R-410A | 1.95 | Residential & Commercial | Ducted CEE Tier 1
212986590 | Central HP <5.4 tons | HEIL | HRCU-A-CB (Split System: Heat Pump with Remote Outdoor Unit-Air-Source) | DLCURAH24ABK |  |  | EA*4X37L17A* | *96MSN0401712A* | 24000 | 15.5 | 8.5 | 25600 | 22200 | 86.72% | 1.82 | 0 | 10 |  |  |  | No | R-410A | 2 | Residential & Commercial | Ducted CEE Tier 1
212987406 | Central HP <5.4 tons | HEIL | HRCU-A-CB (Split System: Heat Pump with Remote Outdoor Unit-Air-Source) | DLCURAH24ABK |  |  | EA*4X36L17A* | *96MSN0801716A* | 23800 | 17 | 8.5 | 26400 | 23600 | 89.39% | 1.96 | 0 | 10 |  |  |  | No | R-410A | 1.9833 | Residential & Commercial | Ducted CEE Tier 1
214239992 | Central HP <5.4 tons | TEMPSTAR | HRCU-A-CB (Split System: Heat Pump with Remote Outdoor Unit-Air-Source) | TVH837GKA** |  |  | EN(A,D)4X48L24**+WALLCON | *80CTL1352422B* | 32400 | 17 | 8.1 | 32600 | 24600 | 75.46% | 1.96 | 0 | 11.7 |  |  |  | No | R-410A | 2.7 | Residential & Commercial | Ducted CEE Tier 1
214075411 | Central HP <5.4 tons | RUUD | HRCU-A-CB (Split System: Heat Pump with Remote Outdoor Unit-Air-Source) | RD17AZ24AJ3N |  |  | RCFZ2417MTANM | R801V0754A17DZ | 22600 | 17 | 9.5 | 22600 | 16800 | 74.34% | 2.1 | 0 | 11.2 |  |  |  | No | R-410A | 1.8833 | Residential & Commercial | Ducted CEE Tier 1
210106736 | Central HP <5.4 tons | SURE | HRCU-A-CB (Split System: Heat Pump with Remote Outdoor Unit-Air-Source) | SP18AZ24AJVC |  |  | TCFZ2421HEAAM | S97MV0703A17DHS | 22800 | 20 | 8.5 | 22800 | 26000 | 114% | 2.1 | 0 | 12.5 |  |  |  | No | R-410A | 1.9 | Residential & Commercial | Ducted CEE Tier 1
214505308 | Central HP <5.4 tons | AMANA | HRCU-A-CB (Split System: Heat Pump with Remote Outdoor Unit-Air-Source) | ASZS60241EA* |  |  | CA*EA2422*4B* | A*VS960603BUA* | 23000 | 17 | 8.6 | 23000 | 16100 | 70% | 2 | 0 | 10 |  |  |  | No | R-410A | 1.9167 | Residential & Commercial | Ducted CEE Tier 1
214505372 | Central HP <5.4 tons | AMANA | HRCU-A-CB (Split System: Heat Pump with Remote Outdoor Unit-Air-Source) | ASZS60241EA* |  |  | CA*EA3026*4B* | A*VC960804CNB* | 23000 | 17 | 8.6 | 23000 | 16100 | 70% | 2 | 0 | 10 |  |  |  | No | R-410A | 1.9167 | Residential & Commercial | Ducted CEE Tier 1
214505387 | Central HP <5.4 tons | AMANA | HRCU-A-CB (Split System: Heat Pump with Remote Outdoor Unit-Air-Source) | ASZS60241EA* |  |  | CA*EA3026*4B* | A*VM970804CNB* | 23000 | 17 | 8.6 | 23000 | 16100 | 70% | 2 | 0 | 10 |  |  |  | No | R-410A | 1.9167 | Residential & Commercial | Ducted CEE Tier 1
212973068 | Central HP <5.4 tons | HEIL | HRCU-A-CB (Split System: Heat Pump with Remote Outdoor Unit-Air-Source) | DLCURAH18ABK |  |  | EN(A,D)4X30L17** | *96VSN0401712B* | 17300 | 16 | 8.1 | 17900 | 18600 | 103.9% | 2.22 | 0 | 10.5 |  |  |  | No | R-410A | 1.4417 | Residential & Commercial | Ducted CEE Tier 1
212973688 | Central HP <5.4 tons | HEIL | HRCU-A-CB (Split System: Heat Pump with Remote Outdoor Unit-Air-Source) | DLCURAH18ABK |  |  | EA*4X30L17A* | *96VSN0801716B* | 17400 | 16 | 8.5 | 18000 | 18700 | 103.9% | 2.26 | 0 | 10.5 |  |  |  | No | R-410A | 1.45 | Residential & Commercial | Ducted CEE Tier 1
212985920 | Central HP <5.4 tons | HEIL | HRCU-A-CB (Split System: Heat Pump with Remote Outdoor Unit-Air-Source) | DLCURAH18ABK |  |  | EA*4X30L14A* | *96MSN0261410A* | 17400 | 16 | 8.5 | 18000 | 18800 | 104.4% | 2.26 | 0 | 10.5 |  |  |  | No | R-410A | 1.45 | Residential & Commercial | Ducted CEE Tier 1
211239827 | Central HP <5.4 tons | CARRIER | HRCU-A-CB (Split System: Heat Pump with Remote Outdoor Unit-Air-Source) | 38MURAQ24AB3* |  |  | CAP**3617AL* | 58TP*A070V17**16 | 24200 | 17 | 8.5 | 26000 | 22600 | 86.92% | 1.88 | 0 | 10 |  |  |  | No | R-410A | 2.0167 | Residential & Commercial | Ducted CEE Tier 1
211239850 | Central HP <5.4 tons | CARRIER | HRCU-A-CB (Split System: Heat Pump with Remote Outdoor Unit-Air-Source) | 38MURAQ24AB3* |  |  | CAP**3617AL* | OVMAAB042112 | 24200 | 16 | 8.5 | 26200 | 22600 | 86.26% | 1.86 | 0 | 10 |  |  |  | No | R-410A | 2.0167 | Residential & Commercial | Ducted CEE Tier 1
211239866 | Central HP <5.4 tons | CARRIER | HRCU-A-CB (Split System: Heat Pump with Remote Outdoor Unit-Air-Source) | 38MURAQ24AB3* |  |  | CAP**3621AL* | 58SP*A045V17**16 | 23400 | 17 | 8.5 | 25600 | 23600 | 92.19% | 1.96 | 0 | 10 |  |  |  | No | R-410A | 1.95 | Residential & Commercial | Ducted CEE Tier 1
211239877 | Central HP <5.4 tons | CARRIER | HRCU-A-CB (Split System: Heat Pump with Remote Outdoor Unit-Air-Source) | 38MURAQ24AB3* |  |  | CAP**3621AL* | 58TP*A070V17**16 | 24400 | 17 | 8.5 | 26200 | 22400 | 85.5% | 1.88 | 0 | 10 |  |  |  | No | R-410A | 2.0333 | Residential & Commercial | Ducted CEE Tier 1
211239886 | Central HP <5.4 tons | CARRIER | HRCU-A-CB (Split System: Heat Pump with Remote Outdoor Unit-Air-Source) | 38MURAQ24AB3* |  |  | CAP**3621AL* | 58S(B,C)*A090E17**14 | 24800 | 17 | 8.5 | 26400 | 22000 | 83.33% | 1.84 | 0 | 10 |  |  |  | No | R-410A | 2.0667 | Residential & Commercial | Ducted CEE Tier 1
211239891 | Central HP <5.4 tons | CARRIER | HRCU-A-CB (Split System: Heat Pump with Remote Outdoor Unit-Air-Source) | 38MURAQ24AB3* |  |  | CAP**3621AL* | 59SC2D080E21**20 | 25000 | 17 | 8.5 | 26600 | 21800 | 81.95% | 1.82 | 0 | 10.5 |  |  |  | No | R-410A | 2.0833 | Residential & Commercial | Ducted CEE Tier 1
211239895 | Central HP <5.4 tons | CARRIER | HRCU-A-CB (Split System: Heat Pump with Remote Outdoor Unit-Air-Source) | 38MURAQ24AB3* |  |  | CAP**3621AL* | 59SC2D040E17**12 | 23800 | 16 | 8.5 | 26000 | 23000 | 88.46% | 1.88 | 0 | 10 |  |  |  | No | R-410A | 1.9833 | Residential & Commercial | Ducted CEE Tier 1
211239900 | Central HP <5.4 tons | CARRIER | HRCU-A-CB (Split System: Heat Pump with Remote Outdoor Unit-Air-Source) | 38MURAQ24AB3* |  |  | CAP**3621AL* | OVMAAB042112 | 24200 | 16.5 | 8.5 | 26200 | 22600 | 86.26% | 1.86 | 0 | 10 |  |  |  | No | R-410A | 2.0167 | Residential & Commercial | Ducted CEE Tier 1
211239918 | Central HP <5.4 tons | CARRIER | HRCU-A-CB (Split System: Heat Pump with Remote Outdoor Unit-Air-Source) | 38MURAQ24AB3* |  |  | CAP**3717AL* | 58TP*A070V14**12 | 24800 | 17 | 8.5 | 25800 | 21400 | 82.95% | 1.78 | 0 | 10.5 |  |  |  | No | R-410A | 2.0667 | Residential & Commercial | Ducted CEE Tier 1
211239936 | Central HP <5.4 tons | CARRIER | HRCU-A-CB (Split System: Heat Pump with Remote Outdoor Unit-Air-Source) | 38MURAQ24AB3* |  |  | CAP**3717AL* | 59SC2D080E17**16 | 24800 | 17 | 8.5 | 25600 | 21400 | 83.59% | 1.8 | 0 | 10.5 |  |  |  | No | R-410A | 2.0667 | Residential & Commercial | Ducted CEE Tier 1
211240034 | Central HP <5.4 tons | CARRIER | HRCU-A-CB (Split System: Heat Pump with Remote Outdoor Unit-Air-Source) | 38MURAQ24AB3* |  |  | CNPV*2417AL* | 59SC5B060E14**12 | 24000 | 15.2 | 8.5 | 27200 | 23000 | 84.56% | 1.88 | 0 | 10 |  |  |  | No | R-410A | 2 | Residential & Commercial | Ducted CEE Tier 1
212986708 | Central HP <5.4 tons | COMFORTMAKER | HRCU-A-CB (Split System: Heat Pump with Remote Outdoor Unit-Air-Source) | DLCURAH18ABK |  |  | EN(A,D)4X24L17** | *96MSN0401712A* | 17500 | 15.2 | 8.5 | 18700 | 19200 | 102.7% | 2.3 | 0 | 10.5 |  |  |  | No | R-410A | 1.4583 | Residential & Commercial | Ducted CEE Tier 1
214075255 | Central HP <5.4 tons | RUUD | HRCU-A-CB (Split System: Heat Pump with Remote Outdoor Unit-Air-Source) | RD17AZ60AJ3N |  |  | RCFZ6024STANM | R801V0755A21UHN | 55500 | 18 | 8.1 | 54000 | 49500 | 91.67% | 1.75 | 0 | 10 |  |  |  | No | R-410A | 4.625 | Residential & Commercial | Ducted CEE Tier 1
214075282 | Central HP <5.4 tons | RUUD | HRCU-A-CB (Split System: Heat Pump with Remote Outdoor Unit-Air-Source) | RD17AZ60AJ3N |  |  | RCFZ6024STANM | R802V1255A24UHN | 55500 | 18 | 8.1 | 53500 | 49000 | 91.59% | 1.75 | 0 | 10 |  |  |  | No | R-410A | 4.625 | Residential & Commercial | Ducted CEE Tier 1
213079261 | Central HP <5.4 tons | CARRIER | HRCU-A-CB (Split System: Heat Pump with Remote Outdoor Unit-Air-Source) | 38MURAQ36AB3* |  |  | CAP**4821AL* | 58SU*B100M21**20 | 35600 | 16 | 8.5 | 38000 | 34600 | 91.05% | 2.04 | 0 | 10 |  |  |  | No | R-410A | 2.9667 | Residential & Commercial | Ducted CEE Tier 1
213079297 | Central HP <5.4 tons | CARRIER | HRCU-A-CB (Split System: Heat Pump with Remote Outdoor Unit-Air-Source) | 38MURAQ36AB3* |  |  | CNPV*4221AL* | 58SU*B100M21**20 | 35400 | 15.5 | 8.5 | 38500 | 35200 | 91.43% | 1.88 | 0 | 10 |  |  |  | No | R-410A | 2.95 | Residential & Commercial | Ducted CEE Tier 1
212987512 | Central HP <5.4 tons | COMFORTMAKER | HRCU-A-CB (Split System: Heat Pump with Remote Outdoor Unit-Air-Source) | DLCURAH18ABK |  |  | EA*4X24L17A* | *96MSN0801716A* | 17700 | 16 | 8.5 | 18600 | 19400 | 104.3% | 2.32 | 0 | 10.5 |  |  |  | No | R-410A | 1.475 | Residential & Commercial | Ducted CEE Tier 1
212987560 | Central HP <5.4 tons | COMFORTMAKER | HRCU-A-CB (Split System: Heat Pump with Remote Outdoor Unit-Air-Source) | DLCURAH18ABK |  |  | EN(A,D)4X30L17** | *96MSN0801716A* | 17400 | 16 | 8.1 | 17900 | 18600 | 103.9% | 2.24 | 0 | 11 |  |  |  | No | R-410A | 1.45 | Residential & Commercial | Ducted CEE Tier 1
211259643 | Central HP <5.4 tons | COMFORTMAKER | HRCU-A-CB (Split System: Heat Pump with Remote Outdoor Unit-Air-Source) | DLCURAH18ABK |  |  | EA*4X19L17A* | *96VSN0601412A* | 18400 | 16 | 8.5 | 18400 | 17600 | 95.65% | 2.12 | 0 | 11 |  |  |  | No | R-410A | 1.5333 | Residential & Commercial | Ducted CEE Tier 1
210474560 | Central HP <5.4 tons | HEIL | HRCU-A-CB (Split System: Heat Pump with Remote Outdoor Unit-Air-Source) | HVH825GKA3* |  |  | EHD4X48AAL+WALLCON | *96CTN1202422A* | 24200 | 16.5 | 8.1 | 21200 | 16600 | 78.3% | 2.02 | 0 | 11 |  |  |  | No | R-410A | 2.0167 | Residential & Commercial | Ducted CEE Tier 1
212977833 | Central HP <5.4 tons | HEIL | HRCU-A-CB (Split System: Heat Pump with Remote Outdoor Unit-Air-Source) | DLCURAH18ABK |  |  | EN(A,D)4X30L17** | *80MS(N,L)0451412A* | 17700 | 16.5 | 8.1 | 18100 | 18600 | 102.8% | 2.24 | 0 | 11 |  |  |  | No | R-410A | 1.475 | Residential & Commercial | Ducted CEE Tier 1
212978803 | Central HP <5.4 tons | HEIL | HRCU-A-CB (Split System: Heat Pump with Remote Outdoor Unit-Air-Source) | DLCURAH18ABK |  |  | EN(A,D)4X30L17** | *80MS(N,L)0701712A* | 17700 | 16.5 | 8.1 | 18200 | 18600 | 102.2% | 2.24 | 0 | 11 |  |  |  | No | R-410A | 1.475 | Residential & Commercial | Ducted CEE Tier 1
212614956 | Central HP <5.4 tons | AMANA | HRCU-A-CB (Split System: Heat Pump with Remote Outdoor Unit-Air-Source) | ASZS60241EA* |  |  | CA*EA2422*4A* | A*VS960603BUA* | 23000 | 17 | 8.6 | 23000 | 16100 | 70% | 2 | 0 | 10 |  |  |  | No | R-410A | 1.9167 | Residential & Commercial | Ducted CEE Tier 1
213613301 | Central HP <5.4 tons | AMANA | HRCU-A-CB (Split System: Heat Pump with Remote Outdoor Unit-Air-Source) | ASZS60241EA* |  |  | AHVE36CP1400B* |  | 23000 | 17 | 8.6 | 23000 | 16100 | 70% | 2 | 0 | 10 |  |  |  | No | R-410A | 1.9167 | Residential & Commercial | Ducted CEE Tier 1
212614964 | Central HP <5.4 tons | AMANA | HRCU-A-CB (Split System: Heat Pump with Remote Outdoor Unit-Air-Source) | ASZS60241EA* |  |  | CA*EA2422*4A* | A*VM971005CNB* | 23000 | 17 | 8.6 | 23000 | 16100 | 70% | 2 | 0 | 10 |  |  |  | No | R-410A | 1.9167 | Residential & Commercial | Ducted CEE Tier 1
213079478 | Central HP <5.4 tons | HEIL | HRCU-A-CB (Split System: Heat Pump with Remote Outdoor Unit-Air-Source) | DLCURAH36ABK |  |  | END4X42L17** | *92MSN0601714A* | 35400 | 16 | 8.1 | 38500 | 35000 | 90.91% | 1.94 | 0 | 10 |  |  |  | No | R-410A | 2.95 | Residential & Commercial | Ducted CEE Tier 1
213080444 | Central HP <5.4 tons | HEIL | HRCU-A-CB (Split System: Heat Pump with Remote Outdoor Unit-Air-Source) | DLCURAH36ABK |  |  | EN(A,D,W)4X48L21** | *96MSN1002122A* | 36000 | 16.5 | 8.1 | 38500 | 34800 | 90.39% | 2.02 | 0 | 10 |  |  |  | No | R-410A | 3 | Residential & Commercial | Ducted CEE Tier 1
211227622 | Central HP <5.4 tons | COMFORTMAKER | HRCU-A-CB (Split System: Heat Pump with Remote Outdoor Unit-Air-Source) | DLCURAH36ABK |  |  | EA*4X42L21A* | *96VSN1002120A* | 35600 | 16 | 8.1 | 38500 | 35000 | 90.91% | 1.88 | 0 | 10 |  |  |  | No | R-410A | 2.9667 | Residential & Commercial | Ducted CEE Tier 1
211227654 | Central HP <5.4 tons | COMFORTMAKER | HRCU-A-CB (Split System: Heat Pump with Remote Outdoor Unit-Air-Source) | DLCURAH36ABK |  |  | EA*4X42L21A* | *95ESU1002120A* | 35800 | 16 | 8.1 | 38500 | 35000 | 90.91% | 1.9 | 0 | 10 |  |  |  | No | R-410A | 2.9833 | Residential & Commercial | Ducted CEE Tier 1
211230898 | Central HP <5.4 tons | COMFORTMAKER | HRCU-A-CB (Split System: Heat Pump with Remote Outdoor Unit-Air-Source) | DLCURAH36ABK |  |  | FVM4X48***L |  | 36200 | 17 | 8.5 | 37600 | 34400 | 91.49% | 2.06 | 0 | 10 |  |  |  | No | R-410A | 3.0167 | Residential & Commercial | Ducted CEE Tier 1
211230930 | Central HP <5.4 tons | COMFORTMAKER | HRCU-A-CB (Split System: Heat Pump with Remote Outdoor Unit-Air-Source) | DLCURAH36ABK |  |  | FXM4X48**AL |  | 36800 | 16 | 8.5 | 38500 | 34600 | 89.87% | 2.08 | 0 | 10 |  |  |  | No | R-410A | 3.0667 | Residential & Commercial | Ducted CEE Tier 1
211259861 | Central HP <5.4 tons | COMFORTMAKER | HRCU-A-CB (Split System: Heat Pump with Remote Outdoor Unit-Air-Source) | DLCURAH18ABK |  |  | EA*4X19L17A* | *95ESN0261410A* | 18600 | 16 | 8.5 | 18600 | 17500 | 94.09% | 2.12 | 0 | 11 |  |  |  | No | R-410A | 1.55 | Residential & Commercial | Ducted CEE Tier 1
211260127 | Central HP <5.4 tons | COMFORTMAKER | HRCU-A-CB (Split System: Heat Pump with Remote Outdoor Unit-Air-Source) | DLCURAH18ABK |  |  | EA*4X24L14A* | *95ESN0401410A* | 17700 | 15.5 | 8.5 | 18700 | 19000 | 101.6% | 2.28 | 0 | 10.5 |  |  |  | No | R-410A | 1.475 | Residential & Commercial | Ducted CEE Tier 1
211260177 | Central HP <5.4 tons | COMFORTMAKER | HRCU-A-CB (Split System: Heat Pump with Remote Outdoor Unit-Air-Source) | DLCURAH18ABK |  |  | EA*4X24L14A* | *95ESN0261410A* | 17900 | 15.5 | 8.5 | 19000 | 18900 | 99.47% | 2.26 | 0 | 10.5 |  |  |  | No | R-410A | 1.4917 | Residential & Commercial | Ducted CEE Tier 1
211260277 | Central HP <5.4 tons | COMFORTMAKER | HRCU-A-CB (Split System: Heat Pump with Remote Outdoor Unit-Air-Source) | DLCURAH18ABK |  |  | EA*4X24L17A* | *96VSN0401410A* | 17400 | 16 | 8.5 | 18300 | 19200 | 104.9% | 2.3 | 0 | 10.5 |  |  |  | No | R-410A | 1.45 | Residential & Commercial | Ducted CEE Tier 1
211240084 | Central HP <5.4 tons | CARRIER | HRCU-A-CB (Split System: Heat Pump with Remote Outdoor Unit-Air-Source) | 38MURAQ24AB3* |  |  | CNPV*3017AL* | 58TP*A045V14**12 | 24200 | 16.5 | 8.1 | 26200 | 22800 | 87.02% | 1.88 | 0 | 10.5 |  |  |  | No | R-410A | 2.0167 | Residential & Commercial | Ducted CEE Tier 1
211240086 | Central HP <5.4 tons | CARRIER | HRCU-A-CB (Split System: Heat Pump with Remote Outdoor Unit-Air-Source) | 38MURAQ24AB3* |  |  | CNPV*3017AL* | 58TP*A090V17**16 | 23800 | 17 | 8.1 | 26000 | 23400 | 90% | 1.94 | 0 | 10.5 |  |  |  | No | R-410A | 1.9833 | Residential & Commercial | Ducted CEE Tier 1
211240095 | Central HP <5.4 tons | CARRIER | HRCU-A-CB (Split System: Heat Pump with Remote Outdoor Unit-Air-Source) | 38MURAQ24AB3* |  |  | CNPV*3017AL* | 59SC5B026E14**10 | 23400 | 16 | 8.1 | 25800 | 24200 | 93.8% | 2 | 0 | 10 |  |  |  | No | R-410A | 1.95 | Residential & Commercial | Ducted CEE Tier 1
212614946 | Central HP <5.4 tons | AMANA | HRCU-A-CB (Split System: Heat Pump with Remote Outdoor Unit-Air-Source) | ASZS60241EA* |  |  | CA*EA2422*4A* | A*VC800603B*A* | 23000 | 17 | 8.6 | 23000 | 16100 | 70% | 2 | 0 | 10 |  |  |  | No | R-410A | 1.9167 | Residential & Commercial | Ducted CEE Tier 1
213826691 | Central HP <5.4 tons | TRANE | HRCU-A-CB (Split System: Heat Pump with Remote Outdoor Unit-Air-Source) | 4TWV7X48A1 |  |  | 4TXCC009DS3 | S9V2C100U4VSA+LRP | 46500 | 17.1 | 8.5 | 40500 | 28400 | 70.12% | 1.8 | 0 | 11.7 |  |  |  | No | R-410A | 3.875 | Residential & Commercial | Ducted CEE Tier 1
215932255 | Central HP <5.4 tons | BRYANT HEATING AND COOLING SYSTEMS | HRCU-A-CB (Split System: Heat Pump with Remote Outdoor Unit-Air-Source) | 293VAN036**AA* |  |  | CAA**4221AM*+UI | 88*TB60110C21*** | 32800 | 20 | 9.5 | 34600 | 26600 | 76.88% | 2.02 | 0 | 11.5 |  |  |  | No | R-454B | 2.7333 | Residential & Commercial | Ducted CEE Tier 1
215932305 | Central HP <5.4 tons | BRYANT HEATING AND COOLING SYSTEMS | HRCU-A-CB (Split System: Heat Pump with Remote Outdoor Unit-Air-Source) | 293VAN036**AA* |  |  | CAA**4221AM*+UI | 987MC42080C17*** | 32400 | 19.5 | 9.5 | 35400 | 27200 | 76.84% | 2 | 0 | 11 |  |  |  | No | R-454B | 2.7 | Residential & Commercial | Ducted CEE Tier 1
212383314 | Central HP <5.4 tons | CARRIER | HRCU-A-CB (Split System: Heat Pump with Remote Outdoor Unit-Air-Source) | 38MURAQ36AB3* |  |  | CAP**3621AL* | 58S(B,C)*A090E21**20 | 35600 | 16 | 8.1 | 39500 | 35200 | 89.11% | 1.84 | 0 | 10 |  |  |  | No | R-410A | 2.9667 | Residential & Commercial | Ducted CEE Tier 1
210106785 | Central HP <5.4 tons | SURE | HRCU-A-CB (Split System: Heat Pump with Remote Outdoor Unit-Air-Source) | SP18AZ48AJVC |  |  | TCFZ6021SEAAM | S97MV0855A21DHS | 44500 | 19 | 8.1 | 43500 | 45000 | 103.4% | 2 | 0 | 10 |  |  |  | No | R-410A | 3.7083 | Residential & Commercial | Ducted CEE Tier 1
210106801 | Central HP <5.4 tons | SURE | HRCU-A-CB (Split System: Heat Pump with Remote Outdoor Unit-Air-Source) | SP18AZ60AJVC |  |  | TCFZ6021SEAAM | S962V0855A21M4S | 53000 | 18 | 8.1 | 53000 | 50500 | 95.28% | 1.9 | 0 | 10 |  |  |  | No | R-410A | 4.4167 | Residential & Commercial | Ducted CEE Tier 1
210106775 | Central HP <5.4 tons | SURE | HRCU-A-CB (Split System: Heat Pump with Remote Outdoor Unit-Air-Source) | SP18AZ48AJVC |  |  | TCFZ6021SEAAM | S962V0705A21M4S | 44000 | 18 | 8.1 | 43500 | 45000 | 103.4% | 2 | 0 | 10 |  |  |  | No | R-410A | 3.6667 | Residential & Commercial | Ducted CEE Tier 1
215429745 | Central HP <5.4 tons | GOODMAN | HRCU-A-CB (Split System: Heat Pump with Remote Outdoor Unit-Air-Source) | GZV7SA3610A* |  |  | AHVE48CP1300A* |  | 34800 | 18.5 | 8.5 | 35000 | 28400 | 81.14% | 2 | 0 | 10.5 |  |  |  | No | R-32 | 2.9 | Residential & Commercial | Ducted CEE Tier 1
212609389 | Central HP <5.4 tons | SURE | HRCU-A-CB (Split System: Heat Pump with Remote Outdoor Unit-Air-Source) | SP18AZ48AJVC |  |  | TCFZ6021SEAAM | S802V1005A21UHS | 44500 | 19 | 8.5 | 43000 | 45000 | 104.7% | 2 | 0 | 11.7 |  |  |  | No | R-410A | 3.7083 | Residential & Commercial | Ducted CEE Tier 1
213077229 | Central HP <5.4 tons | COMFORTMAKER | HRCU-A-CB (Split System: Heat Pump with Remote Outdoor Unit-Air-Source) | DLCURAH36ABK |  |  | EN(A,D)4X48L24** | *96VSN1002120B* | 36000 | 16.5 | 8.1 | 38500 | 35000 | 90.91% | 2 | 0 | 10 |  |  |  | No | R-410A | 3 | Residential & Commercial | Ducted CEE Tier 1
212614871 | Central HP <5.4 tons | AMANA | HRCU-A-CB (Split System: Heat Pump with Remote Outdoor Unit-Air-Source) | ASZS60481EA* |  |  | AHVE60DP1400A* |  | 44000 | 17 | 8.6 | 44000 | 31000 | 70.45% | 2 | 0 | 10 |  |  |  | No | R-410A | 3.6667 | Residential & Commercial | Ducted CEE Tier 1
214239842 | Central HP <5.4 tons | TEMPSTAR | HRCU-A-CB (Split System: Heat Pump with Remote Outdoor Unit-Air-Source) | TVH837GKA** |  |  | EN(A,D,W)4X42L21**+WALLCON | *96CTN1002122B* | 31800 | 16.5 | 8.1 | 33000 | 24400 | 73.94% | 1.88 | 0 | 11 |  |  |  | No | R-410A | 2.65 | Residential & Commercial | Ducted CEE Tier 1
214239862 | Central HP <5.4 tons | TEMPSTAR | HRCU-A-CB (Split System: Heat Pump with Remote Outdoor Unit-Air-Source) | TVH837GKA** |  |  | EN(A,D,W)4X48L21**+WALLCON | *80CTL0701716B* | 32200 | 17 | 8.1 | 32800 | 24800 | 75.61% | 1.94 | 0 | 11.5 |  |  |  | No | R-410A | 2.6833 | Residential & Commercial | Ducted CEE Tier 1
214571097 | Central HP <5.4 tons | TEMPSTAR | HRCU-A-CB (Split System: Heat Pump with Remote Outdoor Unit-Air-Source) | TVH825GKA3* |  |  | EN(A,D)4X36L21**+WALLCON | *80CTL0702120B* | 23400 | 16.5 | 8.1 | 21600 | 16700 | 77.31% | 1.92 | 0 | 11 |  |  |  | No | R-410A | 1.95 | Residential & Commercial | Ducted CEE Tier 1
216050990 | Central HP <5.4 tons | RUUD | HRCU-A-CB (Split System: Heat Pump with Remote Outdoor Unit-Air-Source) | UP19AY24AJVC |  |  | RCFY2421HEAAM | R951V0603A17UH | 22800 | 21 | 10 | 22800 | 18600 | 81.58% | 1.8 | 0 | 13 |  |  |  | No | R-454B | 1.9 | Residential & Commercial | Ducted CEE Tier 1
216050991 | Central HP <5.4 tons | RUUD | HRCU-A-CB (Split System: Heat Pump with Remote Outdoor Unit-Air-Source) | UP19AY24AJVC |  |  | RCFY2421HEAAM | R951V0403A17M4 | 22800 | 21 | 10 | 22800 | 18500 | 81.14% | 1.8 | 0 | 13 |  |  |  | No | R-454B | 1.9 | Residential & Commercial | Ducted CEE Tier 1
216051040 | Central HP <5.4 tons | RUUD | HRCU-A-CB (Split System: Heat Pump with Remote Outdoor Unit-Air-Source) | UP19AY24AJVC |  |  | RCFY2421HEAAM | R801V0504A17UHS | 22800 | 20 | 10 | 22800 | 18500 | 81.14% | 1.8 | 0 | 12 |  |  |  | No | R-454B | 1.9 | Residential & Commercial | Ducted CEE Tier 1
216051005 | Central HP <5.4 tons | RUUD | HRCU-A-CB (Split System: Heat Pump with Remote Outdoor Unit-Air-Source) | UP19AY24AJVC |  |  | RCFY2421HEAAM | R951V0403A17UH | 22800 | 21 | 10 | 22800 | 18700 | 82.02% | 1.8 | 0 | 13 |  |  |  | No | R-454B | 1.9 | Residential & Commercial | Ducted CEE Tier 1
214505344 | Central HP <5.4 tons | AMANA | HRCU-A-CB (Split System: Heat Pump with Remote Outdoor Unit-Air-Source) | ASZS60241EA* |  |  | CA*EA3026*4B* | A*VS800604BUA* | 23000 | 17 | 8.6 | 23000 | 16100 | 70% | 2 | 0 | 10 |  |  |  | No | R-410A | 1.9167 | Residential & Commercial | Ducted CEE Tier 1
214505349 | Central HP <5.4 tons | AMANA | HRCU-A-CB (Split System: Heat Pump with Remote Outdoor Unit-Air-Source) | ASZS60241EA* |  |  | CA*EA3026*4B* | A*VC800804C*A* | 23000 | 17 | 8.6 | 23000 | 16100 | 70% | 2 | 0 | 10 |  |  |  | No | R-410A | 1.9167 | Residential & Commercial | Ducted CEE Tier 1
212614951 | Central HP <5.4 tons | AMANA | HRCU-A-CB (Split System: Heat Pump with Remote Outdoor Unit-Air-Source) | ASZS60241EA* |  |  | CA*EA2422*4A* | A*VC800805C*A* | 23000 | 17 | 8.6 | 23000 | 16100 | 70% | 2 | 0 | 10 |  |  |  | No | R-410A | 1.9167 | Residential & Commercial | Ducted CEE Tier 1
212614978 | Central HP <5.4 tons | AMANA | HRCU-A-CB (Split System: Heat Pump with Remote Outdoor Unit-Air-Source) | ASZS60241EA* |  |  | CA*EA3026*4A* | A*VC960803BNB* | 23000 | 17 | 8.6 | 23000 | 16100 | 70% | 2 | 0 | 10 |  |  |  | No | R-410A | 1.9167 | Residential & Commercial | Ducted CEE Tier 1
211902757 | Central HP <5.4 tons | SURE | HRCU-A-CB (Split System: Heat Pump with Remote Outdoor Unit-Air-Source) | SP18AZ36AJVC |  |  | TCFZ6021SEAAM | S802VA075317M | 34200 | 20 | 8.5 | 34200 | 43000 | 125.7% | 2.2 | 0 | 12.5 |  |  |  | No | R-410A | 2.85 | Residential & Commercial | Ducted CEE Tier 1
214242444 | Central HP <5.4 tons | TEMPSTAR | HRCU-A-CB (Split System: Heat Pump with Remote Outdoor Unit-Air-Source) | TVH825GKA2* |  |  | EN(A,D)4X24L17**+WALLCON | *80CTL0701716B* | 23200 | 16 | 8.1 | 22000 | 16900 | 76.82% | 1.92 | 0 | 10.5 |  |  |  | No | R-410A | 1.9333 | Residential & Commercial | Ducted CEE Tier 1
212985963 | Central HP <5.4 tons | CARRIER | HRCU-A-CB (Split System: Heat Pump with Remote Outdoor Unit-Air-Source) | 38MURAQ18AB3* |  |  | CNPV*3014AL* | 59SC6A026M14**10 | 17500 | 16 | 8.1 | 18100 | 18600 | 102.8% | 2.24 | 0 | 11 |  |  |  | No | R-410A | 1.4583 | Residential & Commercial | Ducted CEE Tier 1
215674313 | Central HP <5.4 tons | TEMPSTAR | HRCU-A-CB (Split System: Heat Pump with Remote Outdoor Unit-Air-Source) | T5H0V48*K*AAA* |  |  | EA*5X61M21A*+WALLCON | *80CSU0802120A* | 46000 | 18 | 9 | 47500 | 33600 | 70.74% | 2.08 | 0 | 10 |  |  |  | No | R-454B | 3.8333 | Residential & Commercial | Ducted CEE Tier 1
211240104 | Central HP <5.4 tons | CARRIER | HRCU-A-CB (Split System: Heat Pump with Remote Outdoor Unit-Air-Source) | 38MURAQ24AB3* |  |  | CNPV*3017AL* | 59SC5B060E17**14 | 24600 | 16 | 8.1 | 26600 | 22400 | 84.21% | 1.84 | 0 | 10 |  |  |  | No | R-410A | 2.05 | Residential & Commercial | Ducted CEE Tier 1
212975085 | Central HP <5.4 tons | HEIL | HRCU-A-CB (Split System: Heat Pump with Remote Outdoor Unit-Air-Source) | DLCURAH18ABK |  |  | EA*4X24L17A* | *96VTN0401712B* | 17200 | 16 | 8.5 | 18200 | 19400 | 106.6% | 2.34 | 0 | 10.5 |  |  |  | No | R-410A | 1.4333 | Residential & Commercial | Ducted CEE Tier 1
212975404 | Central HP <5.4 tons | HEIL | HRCU-A-CB (Split System: Heat Pump with Remote Outdoor Unit-Air-Source) | DLCURAH18ABK |  |  | EA*4X24L17A* | *96VTN0601412B* | 17300 | 16 | 8.5 | 18200 | 19400 | 106.6% | 2.34 | 0 | 10.5 |  |  |  | No | R-410A | 1.4417 | Residential & Commercial | Ducted CEE Tier 1
212969970 | Central HP <5.4 tons | COMFORTMAKER | HRCU-A-CB (Split System: Heat Pump with Remote Outdoor Unit-Air-Source) | DLCURAH18ABK |  |  | EA*4X19L17A* | *80VSL0701716B* | 17800 | 16.5 | 8.1 | 17800 | 17900 | 100.6% | 2.16 | 0 | 10.5 |  |  |  | No | R-410A | 1.4833 | Residential & Commercial | Ducted CEE Tier 1
212969990 | Central HP <5.4 tons | COMFORTMAKER | HRCU-A-CB (Split System: Heat Pump with Remote Outdoor Unit-Air-Source) | DLCURAH18ABK |  |  | EA*4X25L17A* | *80VSL0701716B* | 17800 | 16.5 | 8.1 | 17700 | 17700 | 100% | 2.14 | 0 | 10.5 |  |  |  | No | R-410A | 1.4833 | Residential & Commercial | Ducted CEE Tier 1
212609369 | Central HP <5.4 tons | RUUD | HRCU-A-CB (Split System: Heat Pump with Remote Outdoor Unit-Air-Source) | UP18AZ36AJVC |  |  | RCFZ6021SEAAM | R802V0504A17UHS | 34200 | 19 | 8.5 | 34200 | 43500 | 127.2% | 2.2 | 0 | 12.5 |  |  |  | No | R-410A | 2.85 | Residential & Commercial | Ducted CEE Tier 1
212609371 | Central HP <5.4 tons | RUUD | HRCU-A-CB (Split System: Heat Pump with Remote Outdoor Unit-Air-Source) | UP18AZ36AJVC |  |  | RCFZ6021SEAAM | R802V0504A17UHN | 34200 | 19 | 8.5 | 34200 | 43500 | 127.2% | 2.2 | 0 | 12.5 |  |  |  | No | R-410A | 2.85 | Residential & Commercial | Ducted CEE Tier 1
214238882 | Central HP <5.4 tons | TEMPSTAR | HRCU-A-CB (Split System: Heat Pump with Remote Outdoor Unit-Air-Source) | TVH837GKA2* |  |  | EN(A,D)4X36L21**+WALLCON | *80CTL1102120B* | 31400 | 16.5 | 8.1 | 33000 | 24000 | 72.73% | 1.82 | 0 | 11 |  |  |  | No | R-410A | 2.6167 | Residential & Commercial | Ducted CEE Tier 1
214241764 | Central HP <5.4 tons | TEMPSTAR | HRCU-A-CB (Split System: Heat Pump with Remote Outdoor Unit-Air-Source) | TVH825GKA3* |  |  | EN(A,D)4X30L17**+WALLCON | *96CTN0801714B* | 23400 | 16.5 | 8.1 | 21600 | 16700 | 77.31% | 1.9 | 0 | 10.5 |  |  |  | No | R-410A | 1.95 | Residential & Commercial | Ducted CEE Tier 1
214241864 | Central HP <5.4 tons | TEMPSTAR | HRCU-A-CB (Split System: Heat Pump with Remote Outdoor Unit-Air-Source) | TVH825GKA3* |  |  | EN(A,D,W)4X36L17**+WALLCON | *96CTN0801714B* | 23400 | 16.5 | 8.1 | 21600 | 16700 | 77.31% | 1.9 | 0 | 10.5 |  |  |  | No | R-410A | 1.95 | Residential & Commercial | Ducted CEE Tier 1
214242284 | Central HP <5.4 tons | TEMPSTAR | HRCU-A-CB (Split System: Heat Pump with Remote Outdoor Unit-Air-Source) | TVH825GKA3* |  |  | EN(A,D,W)4X48L21**+WALLCON | *97CMN0801714B* | 24000 | 16.5 | 8.1 | 21400 | 16600 | 77.57% | 2 | 0 | 11 |  |  |  | No | R-410A | 2 | Residential & Commercial | Ducted CEE Tier 1
213080829 | Central HP <5.4 tons | COMFORTMAKER | HRCU-A-CB (Split System: Heat Pump with Remote Outdoor Unit-Air-Source) | DLCURAH36ABK |  |  | EA*4X43L21A* | *95MSU0802120A* | 36600 | 16 | 8.5 | 38500 | 35000 | 90.91% | 2.08 | 0 | 10 |  |  |  | No | R-410A | 3.05 | Residential & Commercial | Ducted CEE Tier 1
212614969 | Central HP <5.4 tons | AMANA | HRCU-A-CB (Split System: Heat Pump with Remote Outdoor Unit-Air-Source) | ASZS60241EA* |  |  | CA*EA3026*4A* | A*VS800604BUA* | 23000 | 17 | 8.6 | 23000 | 16100 | 70% | 2 | 0 | 10 |  |  |  | No | R-410A | 1.9167 | Residential & Commercial | Ducted CEE Tier 1
212614980 | Central HP <5.4 tons | AMANA | HRCU-A-CB (Split System: Heat Pump with Remote Outdoor Unit-Air-Source) | ASZS60241EA* |  |  | CA*EA3026*4A* | A*VS960805CUA* | 23000 | 17 | 8.6 | 23000 | 16100 | 70% | 2 | 0 | 10 |  |  |  | No | R-410A | 1.9167 | Residential & Commercial | Ducted CEE Tier 1
214240012 | Central HP <5.4 tons | TEMPSTAR | HRCU-A-CB (Split System: Heat Pump with Remote Outdoor Unit-Air-Source) | TVH837GKA** |  |  | EN(A,D)4X48L24**+WALLCON | *97CMN1202422B* | 32400 | 17 | 8.1 | 32800 | 24600 | 75% | 1.94 | 0 | 11.5 |  |  |  | No | R-410A | 2.7 | Residential & Commercial | Ducted CEE Tier 1
215429189 | Central HP <5.4 tons | AMANA | HRCU-A-CB (Split System: Heat Pump with Remote Outdoor Unit-Air-Source) | AZV7SA4810A* |  |  | AHVE60DP1300A* |  | 46500 | 17.5 | 8.8 | 47500 | 33600 | 70.74% | 2 | 0 | 10 |  |  |  | No | R-32 | 3.875 | Residential & Commercial | Ducted CEE Tier 1
215351174 | Central HP <5.4 tons | TUTTOKOOL | HRCU-A-CB (Split System: Heat Pump with Remote Outdoor Unit-Air-Source) | TDV-V18WMN1T |  |  | AWM5E181B00A |  | 18000 | 16 | 8.5 | 18000 | 12600 | 70% | 1.8 | 0 | 12 |  |  |  | No | R-410A | 1.5 | Residential & Commercial | Ducted CEE Tier 1
215351177 | Central HP <5.4 tons | TUTTOKOOL | HRCU-A-CB (Split System: Heat Pump with Remote Outdoor Unit-Air-Source) | TDV-V24WMN1T |  |  | AWM5E251B00A |  | 24000 | 15.2 | 8.1 | 24000 | 16800 | 70% | 1.8 | 0 | 10.6 |  |  |  | No | R-410A | 2 | Residential & Commercial | Ducted CEE Tier 1
215351176 | Central HP <5.4 tons | TUTTOKOOL | HRCU-A-CB (Split System: Heat Pump with Remote Outdoor Unit-Air-Source) | TDV-V36WMN1TE |  |  | AWM5E311B00A |  | 30000 | 15.2 | 9 | 30000 | 21000 | 70% | 1.8 | 0 | 11 |  |  |  | No | R-410A | 2.5 | Residential & Commercial | Ducted CEE Tier 1
214626194 | Central HP <5.4 tons | LENNOX | HRCU-A-CB (Split System: Heat Pump with Remote Outdoor Unit-Air-Source) | SL25XPV-036-230A** |  |  | CK40CT-50/60C-0*+TDR | EL297UH090XV36C* | 33600 | 22.2 | 8.7 | 34400 | 26800 | 77.91% | 1.8 | 0 | 13.3 |  |  |  | No | R-410A | 2.8 | Residential & Commercial | Ducted CEE Tier 1
214242434 | Central HP <5.4 tons | TEMPSTAR | HRCU-A-CB (Split System: Heat Pump with Remote Outdoor Unit-Air-Source) | TVH825GKA2* |  |  | EN(A,D)4X24L17**+WALLCON | *80CTL0701412B* | 23200 | 16 | 8.1 | 22000 | 16800 | 76.36% | 1.94 | 0 | 10.5 |  |  |  | No | R-410A | 1.9333 | Residential & Commercial | Ducted CEE Tier 1
215683618 | Central HP <5.4 tons | BRYANT HEATING AND COOLING SYSTEMS | HRCU-A-CB (Split System: Heat Pump with Remote Outdoor Unit-Air-Source) | 290VAN024**AA* |  |  | CAA**3014AM*+UI | 88*TB36070C14*** | 23000 | 17 | 8.5 | 23800 | 16700 | 70.17% | 1.86 | 0 | 10 |  |  |  | No | R-454B | 1.9167 | Residential & Commercial | Ducted CEE Tier 1
216051090 | Central HP <5.4 tons | RUUD | HRCU-A-CB (Split System: Heat Pump with Remote Outdoor Unit-Air-Source) | UP19AY36AJVC |  |  | RCFY3621MEAAM | R962V0603A17M4 | 34200 | 20 | 10 | 34200 | 29600 | 86.55% | 2 | 0 | 12 |  |  |  | No | R-454B | 2.85 | Residential & Commercial | Ducted CEE Tier 1
213613303 | Central HP <5.4 tons | AMANA | HRCU-A-CB (Split System: Heat Pump with Remote Outdoor Unit-Air-Source) | ASZS60421EA* |  |  | AHVE60DP1400B* |  | 40000 | 17 | 8.6 | 40000 | 30600 | 76.5% | 2 | 0 | 10 |  |  |  | No | R-410A | 3.3333 | Residential & Commercial | Ducted CEE Tier 1
214075532 | Central HP <5.4 tons | RUUD | HRCU-A-CB (Split System: Heat Pump with Remote Outdoor Unit-Air-Source) | RD17AZ24AJ3N |  |  | RCFZ2417MTANM | R801V1004A17UH | 22600 | 17 | 9.5 | 22600 | 16800 | 74.34% | 2.1 | 0 | 11.2 |  |  |  | No | R-410A | 1.8833 | Residential & Commercial | Ducted CEE Tier 1
214075573 | Central HP <5.4 tons | RUUD | HRCU-A-CB (Split System: Heat Pump with Remote Outdoor Unit-Air-Source) | RD17AZ24AJ3N |  |  | RCFZ2417MTANM | R801V0503A14UH | 22600 | 17 | 9.5 | 22600 | 16900 | 74.78% | 2 | 0 | 11.2 |  |  |  | No | R-410A | 1.8833 | Residential & Commercial | Ducted CEE Tier 1
214731017 | Central HP <5.4 tons | ARMSTRONG AIR | HRCU-A-CB (Split System: Heat Pump with Remote Outdoor Unit-Air-Source) | 4SHP18LX136P |  |  | 7ED24BX-0*+TDR | A97DF2E045B12 | 23800 | 18 | 8.5 | 24000 | 17300 | 72.08% | 2.22 | 0 | 12.3 |  |  |  | No | R-410A | 1.9833 | Residential & Commercial | Ducted CEE Tier 1
216440559 | Central HP <5.4 tons | MIDEA | HRCU-A-CB (Split System: Heat Pump with Remote Outdoor Unit-Air-Source) | MDV-V24WMN10T |  |  | MPCE24A1MN10TA |  | 23000 | 16 | 8.5 | 24000 | 19200 | 80% | 1.8 | 0 | 10 |  |  |  | No | R-454B | 1.9167 | Residential & Commercial | Ducted CEE Tier 1
204451194 | Central HP <5.4 tons | CARRIER | HRCU-A-CB (Split System: Heat Pump with Remote Outdoor Unit-Air-Source) | 25VNA825A*031* |  |  | CAP**2417AL*+UI | 59TN6B060C17**14 | 23200 | 16 | 8.1 | 22000 | 16900 | 76.82% | 1.88 | 11 | 10.5 |  |  |  | No | R-410A | 1.9333 | Residential & Commercial | Ducted CEE Tier 1
204451259 | Central HP <5.4 tons | CARRIER | HRCU-A-CB (Split System: Heat Pump with Remote Outdoor Unit-Air-Source) | 25VNA825A*031* |  |  | CAP**3721AL*+UI | 59TN6B100C21**22 | 24400 | 16.5 | 8.5 | 21200 | 16600 | 78.3% | 2.04 | 11 | 11 |  |  |  | No | R-410A | 2.0333 | Residential & Commercial | Ducted CEE Tier 1
213816051 | Central HP <5.4 tons | GOODMAN | HRCU-A-CB (Split System: Heat Pump with Remote Outdoor Unit-Air-Source) | GSZS601810A* |  |  | CA*EA2422*4A*+MBVK12BP1X00A* |  | 16600 | 17.5 | 8.5 | 17400 | 13000 | 74.71% | 2.1 | 0 | 10.9 |  |  |  | No | R-410A | 1.3833 | Residential & Commercial | Ducted CEE Tier 1
216051283 | Central HP <5.4 tons | SURE | HRCU-A-CB (Split System: Heat Pump with Remote Outdoor Unit-Air-Source) | SP19AY60AJVC |  |  | TCFY6021SEAAM | S802V0755A21UH | 53500 | 17 | 10 | 53500 | 48500 | 90.65% | 2 | 0 | 10 |  |  |  | No | R-454B | 4.4583 | Residential & Commercial | Ducted CEE Tier 1
214241604 | Central HP <5.4 tons | TEMPSTAR | HRCU-A-CB (Split System: Heat Pump with Remote Outdoor Unit-Air-Source) | TVH825GKA3* |  |  | EN(A,D)4X24L17**+WALLCON | *97CMN0601714B* | 23200 | 15.5 | 8.1 | 22200 | 16900 | 76.13% | 1.9 | 0 | 10.5 |  |  |  | No | R-410A | 1.9333 | Residential & Commercial | Ducted CEE Tier 1
214241734 | Central HP <5.4 tons | TEMPSTAR | HRCU-A-CB (Split System: Heat Pump with Remote Outdoor Unit-Air-Source) | TVH825GKA3* |  |  | EN(A,D)4X30L17**+WALLCON | *97CMN0801714B* | 23400 | 16.5 | 8.1 | 21600 | 16700 | 77.31% | 1.9 | 0 | 10.5 |  |  |  | No | R-410A | 1.95 | Residential & Commercial | Ducted CEE Tier 1
214241834 | Central HP <5.4 tons | TEMPSTAR | HRCU-A-CB (Split System: Heat Pump with Remote Outdoor Unit-Air-Source) | TVH825GKA3* |  |  | EN(A,D,W)4X36L17**+WALLCON | *97CMN0801714B* | 23400 | 16.5 | 8.1 | 21600 | 16700 | 77.31% | 1.9 | 0 | 10.5 |  |  |  | No | R-410A | 1.95 | Residential & Commercial | Ducted CEE Tier 1
214570777 | Central HP <5.4 tons | TEMPSTAR | HRCU-A-CB (Split System: Heat Pump with Remote Outdoor Unit-Air-Source) | TVH825GKA3* |  |  | EA*4X48L24A*+WALLCON | *97CMN0802120B* | 24000 | 16.5 | 8.5 | 21000 | 16500 | 78.57% | 2.02 | 0 | 11 |  |  |  | No | R-410A | 2 | Residential & Commercial | Ducted CEE Tier 1
214242224 | Central HP <5.4 tons | TEMPSTAR | HRCU-A-CB (Split System: Heat Pump with Remote Outdoor Unit-Air-Source) | TVH825GKA3* |  |  | EN(A,D,W)4X48L21**+WALLCON | *80CTL0701716B* | 24000 | 17 | 8.1 | 21400 | 16600 | 77.57% | 2 | 0 | 11 |  |  |  | No | R-410A | 2 | Residential & Commercial | Ducted CEE Tier 1
214731018 | Central HP <5.4 tons | ARMSTRONG AIR | HRCU-A-CB (Split System: Heat Pump with Remote Outdoor Unit-Air-Source) | 4SHP18LX136P |  |  | 7ED24BX-0*+TDR | A97DF2E070B16 | 23600 | 18 | 8.5 | 24000 | 17300 | 72.08% | 2.22 | 0 | 12.3 |  |  |  | No | R-410A | 1.9667 | Residential & Commercial | Ducted CEE Tier 1
215853270 | Central HP <5.4 tons | YORK | HRCU-A-CB (Split System: Heat Pump with Remote Outdoor Unit-Air-Source) | HH824E2S11 |  |  | CTM30B5ACS1+JMET12BS2N1 |  | 23000 | 18 | 9.5 | 23000 | 18400 | 80% | 2 | 0 | 12 |  |  |  | No | R-454B | 1.9167 | Residential & Commercial | Ducted CEE Tier 1
215853272 | Central HP <5.4 tons | YORK | HRCU-A-CB (Split System: Heat Pump with Remote Outdoor Unit-Air-Source) | HH824E2S11 |  |  | CTM30B5ACS1+JMVT12BC2N1 |  | 23000 | 18 | 9.5 | 23000 | 19000 | 82.61% | 2 | 0 | 12 |  |  |  | No | R-454B | 1.9167 | Residential & Commercial | Ducted CEE Tier 1
214242484 | Central HP <5.4 tons | TEMPSTAR | HRCU-A-CB (Split System: Heat Pump with Remote Outdoor Unit-Air-Source) | TVH825GKA2* |  |  | EN(A,D)4X24L17**+WALLCON | *97CMN0801714B* | 23200 | 16 | 8.1 | 22000 | 16900 | 76.82% | 1.92 | 0 | 10.5 |  |  |  | No | R-410A | 1.9333 | Residential & Commercial | Ducted CEE Tier 1
214242844 | Central HP <5.4 tons | TEMPSTAR | HRCU-A-CB (Split System: Heat Pump with Remote Outdoor Unit-Air-Source) | TVH825GKA2* |  |  | EN(A,D)4X36L21**+WALLCON | *96CTN0801714B* | 23400 | 16.5 | 8.1 | 21600 | 16700 | 77.31% | 1.92 | 0 | 11 |  |  |  | No | R-410A | 1.95 | Residential & Commercial | Ducted CEE Tier 1
214242944 | Central HP <5.4 tons | TEMPSTAR | HRCU-A-CB (Split System: Heat Pump with Remote Outdoor Unit-Air-Source) | TVH825GKA2* |  |  | END4X42L17**+WALLCON | *96CTN0601714B* | 23800 | 16.5 | 8.1 | 21400 | 16700 | 78.04% | 1.98 | 0 | 11 |  |  |  | No | R-410A | 1.9833 | Residential & Commercial | Ducted CEE Tier 1
214243044 | Central HP <5.4 tons | TEMPSTAR | HRCU-A-CB (Split System: Heat Pump with Remote Outdoor Unit-Air-Source) | TVH825GKA2* |  |  | EN(A,D,W)4X42L21**+WALLCON | *97CMN1002122B* | 23800 | 16.5 | 8.1 | 21400 | 16600 | 77.57% | 1.96 | 0 | 11 |  |  |  | No | R-410A | 1.9833 | Residential & Commercial | Ducted CEE Tier 1
213080176 | Central HP <5.4 tons | COMFORTMAKER | HRCU-A-CB (Split System: Heat Pump with Remote Outdoor Unit-Air-Source) | DLCURAH36ABK |  |  | EA*4X42L24A* | *96MSN0802120A* | 35600 | 16 | 8.1 | 38500 | 35200 | 91.43% | 1.9 | 0 | 10 |  |  |  | No | R-410A | 2.9667 | Residential & Commercial | Ducted CEE Tier 1
213080296 | Central HP <5.4 tons | COMFORTMAKER | HRCU-A-CB (Split System: Heat Pump with Remote Outdoor Unit-Air-Source) | DLCURAH36ABK |  |  | EA*4X42L21A* | *96MSN1002120A* | 35400 | 16 | 8.1 | 38500 | 35000 | 90.91% | 1.88 | 0 | 10 |  |  |  | No | R-410A | 2.95 | Residential & Commercial | Ducted CEE Tier 1
213080673 | Central HP <5.4 tons | COMFORTMAKER | HRCU-A-CB (Split System: Heat Pump with Remote Outdoor Unit-Air-Source) | DLCURAH36ABK |  |  | EA*4X37L17A* | *95MSU0601716A* | 36000 | 15.5 | 8.5 | 38500 | 35000 | 90.91% | 2 | 0 | 10 |  |  |  | No | R-410A | 3 | Residential & Commercial | Ducted CEE Tier 1
215683654 | Central HP <5.4 tons | BRYANT HEATING AND COOLING SYSTEMS | HRCU-A-CB (Split System: Heat Pump with Remote Outdoor Unit-Air-Source) | 290VAN024**AA* |  |  | CAA**3617AM*+UI | 88*TB48090C17*** | 23200 | 17 | 9 | 23600 | 16600 | 70.34% | 1.98 | 0 | 10.5 |  |  |  | No | R-454B | 1.9333 | Residential & Commercial | Ducted CEE Tier 1
215683704 | Central HP <5.4 tons | BRYANT HEATING AND COOLING SYSTEMS | HRCU-A-CB (Split System: Heat Pump with Remote Outdoor Unit-Air-Source) | 290VAN024**AA* |  |  | CAA**3721AM*+UI | 935CB66100C21*** | 24000 | 17 | 9 | 23200 | 16300 | 70.26% | 2.02 | 0 | 10.5 |  |  |  | No | R-454B | 2 | Residential & Commercial | Ducted CEE Tier 1
214242604 | Central HP <5.4 tons | TEMPSTAR | HRCU-A-CB (Split System: Heat Pump with Remote Outdoor Unit-Air-Source) | TVH825GKA2* |  |  | EN(A,D)4X30L17**+WALLCON | *97CMN0801714B* | 23400 | 16.5 | 8.1 | 21600 | 16700 | 77.31% | 1.92 | 0 | 10.5 |  |  |  | No | R-410A | 1.95 | Residential & Commercial | Ducted CEE Tier 1
214242624 | Central HP <5.4 tons | TEMPSTAR | HRCU-A-CB (Split System: Heat Pump with Remote Outdoor Unit-Air-Source) | TVH825GKA2* |  |  | EN(A,D)4X30L17**+WALLCON | *96CTN0601714B* | 23400 | 16 | 8.1 | 21600 | 16800 | 77.78% | 1.9 | 0 | 10.5 |  |  |  | No | R-410A | 1.95 | Residential & Commercial | Ducted CEE Tier 1
211257738 | Central HP <5.4 tons | CARRIER | HRCU-A-CB (Split System: Heat Pump with Remote Outdoor Unit-Air-Source) | 38MURAQ18AB3* |  |  | CAP**1917AL* | 59SC5B040E14**10 | 18300 | 16 | 8.5 | 18300 | 17600 | 96.17% | 2.12 | 0 | 10.5 |  |  |  | No | R-410A | 1.525 | Residential & Commercial | Ducted CEE Tier 1
211257754 | Central HP <5.4 tons | CARRIER | HRCU-A-CB (Split System: Heat Pump with Remote Outdoor Unit-Air-Source) | 38MURAQ18AB3* |  |  | CAP**1917AL* | 59SC2D040E14**10 | 18400 | 15.5 | 8.5 | 18500 | 17600 | 95.14% | 2.12 | 0 | 10.5 |  |  |  | No | R-410A | 1.5333 | Residential & Commercial | Ducted CEE Tier 1
211257756 | Central HP <5.4 tons | CARRIER | HRCU-A-CB (Split System: Heat Pump with Remote Outdoor Unit-Air-Source) | 38MURAQ18AB3* |  |  | CAP**1917AL* | 59SC2D040E17**12 | 18300 | 15.5 | 8.5 | 18400 | 17600 | 95.65% | 2.12 | 0 | 10.5 |  |  |  | No | R-410A | 1.525 | Residential & Commercial | Ducted CEE Tier 1
211257786 | Central HP <5.4 tons | CARRIER | HRCU-A-CB (Split System: Heat Pump with Remote Outdoor Unit-Air-Source) | 38MURAQ18AB3* |  |  | CAP**2417AL* | 59SP6A060V14**12 | 17900 | 16 | 8.5 | 18800 | 19000 | 101.1% | 2.28 | 0 | 10.5 |  |  |  | No | R-410A | 1.4917 | Residential & Commercial | Ducted CEE Tier 1
211257837 | Central HP <5.4 tons | CARRIER | HRCU-A-CB (Split System: Heat Pump with Remote Outdoor Unit-Air-Source) | 38MURAQ18AB3* |  |  | CAP**2517AL* | 59SP6A040V17**12 | 18200 | 15.5 | 8.5 | 18200 | 17500 | 96.15% | 2.12 | 0 | 10.5 |  |  |  | No | R-410A | 1.5167 | Residential & Commercial | Ducted CEE Tier 1
212977749 | Central HP <5.4 tons | HEIL | HRCU-A-CB (Split System: Heat Pump with Remote Outdoor Unit-Air-Source) | DLCURAH18ABK |  |  | EA*4X25L17A* | *80MS(N,L)0451412A* | 18000 | 16.5 | 8.5 | 17900 | 17700 | 98.88% | 2.14 | 0 | 11 |  |  |  | No | R-410A | 1.5 | Residential & Commercial | Ducted CEE Tier 1
213076369 | Central HP <5.4 tons | CARRIER | HRCU-A-CB (Split System: Heat Pump with Remote Outdoor Unit-Air-Source) | 38MURAQ24AB3* |  |  | CAP**2417AL* | 59TP6C060V17**16 | 23200 | 16.5 | 8.5 | 26800 | 26600 | 99.25% | 2.26 | 0 | 10 |  |  |  | No | R-410A | 1.9333 | Residential & Commercial | Ducted CEE Tier 1
211246026 | Central HP <5.4 tons | CARRIER | HRCU-A-CB (Split System: Heat Pump with Remote Outdoor Unit-Air-Source) | 38MURAQ24AB3* |  |  | CNPV*3621AL* | GG96VTAA42060B | 24000 | 16.5 | 8.1 | 26200 | 23200 | 88.55% | 1.92 | 0 | 10 |  |  |  | No | R-410A | 2 | Residential & Commercial | Ducted CEE Tier 1
212978315 | Central HP <5.4 tons | HEIL | HRCU-A-CB (Split System: Heat Pump with Remote Outdoor Unit-Air-Source) | DLCURAH18ABK |  |  | EN(A,D)4X24L14** | *80MS(N,L)0701412A* | 17600 | 16.5 | 8.5 | 18500 | 19100 | 103.2% | 2.3 | 0 | 11 |  |  |  | No | R-410A | 1.4667 | Residential & Commercial | Ducted CEE Tier 1
211257838 | Central HP <5.4 tons | CARRIER | HRCU-A-CB (Split System: Heat Pump with Remote Outdoor Unit-Air-Source) | 38MURAQ18AB3* |  |  | CAP**2517AL* | 59SP6A060V14**12 | 18500 | 16 | 8.5 | 18300 | 17400 | 95.08% | 2.12 | 0 | 11 |  |  |  | No | R-410A | 1.5417 | Residential & Commercial | Ducted CEE Tier 1
211257856 | Central HP <5.4 tons | CARRIER | HRCU-A-CB (Split System: Heat Pump with Remote Outdoor Unit-Air-Source) | 38MURAQ18AB3* |  |  | CAP**2517AL* | 59SC5B040E14**10 | 18300 | 16 | 8.5 | 18200 | 17500 | 96.15% | 2.12 | 0 | 10.5 |  |  |  | No | R-410A | 1.525 | Residential & Commercial | Ducted CEE Tier 1
211257887 | Central HP <5.4 tons | CARRIER | HRCU-A-CB (Split System: Heat Pump with Remote Outdoor Unit-Air-Source) | 38MURAQ18AB3* |  |  | CAP**3014AL* | 59SC5B040E14**10 | 17900 | 15.5 | 8.5 | 18500 | 18500 | 100% | 2.22 | 0 | 10.5 |  |  |  | No | R-410A | 1.4917 | Residential & Commercial | Ducted CEE Tier 1
215429735 | Central HP <5.4 tons | AMANA | HRCU-A-CB (Split System: Heat Pump with Remote Outdoor Unit-Air-Source) | AZV7SA3610A* |  |  | AHVE48DP0300A* |  | 35000 | 19 | 8.8 | 35000 | 29000 | 82.86% | 2 | 0 | 10.5 |  |  |  | No | R-32 | 2.9167 | Residential & Commercial | Ducted CEE Tier 1
211257923 | Central HP <5.4 tons | CARRIER | HRCU-A-CB (Split System: Heat Pump with Remote Outdoor Unit-Air-Source) | 38MURAQ18AB3* |  |  | CAP**3017AL* | 59TP6B080V17**16 | 17600 | 16 | 8.5 | 18100 | 18600 | 102.8% | 2.24 | 0 | 10.5 |  |  |  | No | R-410A | 1.4667 | Residential & Commercial | Ducted CEE Tier 1
211257939 | Central HP <5.4 tons | CARRIER | HRCU-A-CB (Split System: Heat Pump with Remote Outdoor Unit-Air-Source) | 38MURAQ18AB3* |  |  | CAP**3017AL* | 59SC2D060E14**12 | 18300 | 16.5 | 8.5 | 18800 | 18400 | 97.87% | 2.22 | 0 | 10.5 |  |  |  | No | R-410A | 1.525 | Residential & Commercial | Ducted CEE Tier 1
211258020 | Central HP <5.4 tons | CARRIER | HRCU-A-CB (Split System: Heat Pump with Remote Outdoor Unit-Air-Source) | 38MURAQ18AB3* |  |  | CNPV*2417AL* | 59SC5B026E14**10 | 18000 | 15.5 | 8.5 | 19000 | 18700 | 98.42% | 2.24 | 0 | 10.5 |  |  |  | No | R-410A | 1.5 | Residential & Commercial | Ducted CEE Tier 1
211258037 | Central HP <5.4 tons | CARRIER | HRCU-A-CB (Split System: Heat Pump with Remote Outdoor Unit-Air-Source) | 38MURAQ18AB3* |  |  | CNPV*2417AL* | OVLAAB036098 | 18100 | 15.5 | 8.5 | 19100 | 18700 | 97.91% | 2.24 | 0 | 10.5 |  |  |  | No | R-410A | 1.5083 | Residential & Commercial | Ducted CEE Tier 1
210854809 | Central HP <5.4 tons | AMANA | HRCU-A-CB (Split System: Heat Pump with Remote Outdoor Unit-Air-Source) | ASZS601810A* |  |  | CA*EA2422*4A*+MBVC1200**-1A* |  | 16600 | 17.5 | 8.5 | 17400 | 13000 | 74.71% | 2.1 | 0 | 10.9 |  |  |  | No | R-410A | 1.3833 | Residential & Commercial | Ducted CEE Tier 1
215853277 | Central HP <5.4 tons | YORK | HRCU-A-CB (Split System: Heat Pump with Remote Outdoor Unit-Air-Source) | HH836E2S11 |  |  | CTM36C5CDS1+JMC16C2SN1 |  | 34400 | 19 | 9 | 31600 | 25800 | 81.65% | 2 | 0 | 11.7 |  |  |  | No | R-454B | 2.8667 | Residential & Commercial | Ducted CEE Tier 1
215853279 | Central HP <5.4 tons | YORK | HRCU-A-CB (Split System: Heat Pump with Remote Outdoor Unit-Air-Source) | HH836E2S11 |  |  | CTM36C5CDS1+JMET12CS2N1 |  | 34000 | 19 | 9 | 31200 | 25600 | 82.05% | 2 | 0 | 11.7 |  |  |  | No | R-454B | 2.8333 | Residential & Commercial | Ducted CEE Tier 1
215935556 | Central HP <5.4 tons | HEIL | HRCU-A-CB (Split System: Heat Pump with Remote Outdoor Unit-Air-Source) | H5H3V36*K*AAA* |  |  | EVD5X31M17A*+WALLCON | *96CTN0601714B* | 34800 | 21 | 8.5 | 38000 | 27800 | 73.16% | 2.06 | 0 | 11 |  |  |  | No | R-454B | 2.9 | Residential & Commercial | Ducted CEE Tier 1
215935606 | Central HP <5.4 tons | HEIL | HRCU-A-CB (Split System: Heat Pump with Remote Outdoor Unit-Air-Source) | H5H3V36*K*AAA* |  |  | EVD5X36M21A*+WALLCON | *80CSU1002120A* | 34400 | 20.5 | 8.5 | 38500 | 28200 | 73.25% | 2.04 | 0 | 11.7 |  |  |  | No | R-454B | 2.8667 | Residential & Commercial | Ducted CEE Tier 1
214075589 | Central HP <5.4 tons | SURE | HRCU-A-CB (Split System: Heat Pump with Remote Outdoor Unit-Air-Source) | RD17AZ24AJ3N |  |  | TCFZ2417MTANM | S801V0504A17UHN | 22600 | 17 | 9.5 | 22600 | 16900 | 74.78% | 2 | 0 | 11.2 |  |  |  | No | R-410A | 1.8833 | Residential & Commercial | Ducted CEE Tier 1
212984205 | Central HP <5.4 tons | CARRIER | HRCU-A-CB (Split System: Heat Pump with Remote Outdoor Unit-Air-Source) | 38MURAQ18AB3* |  |  | CNPV*2417AL* | 59SC2E060M17**14 | 17500 | 16 | 8.5 | 18500 | 19200 | 103.8% | 2.3 | 0 | 10.5 |  |  |  | No | R-410A | 1.4583 | Residential & Commercial | Ducted CEE Tier 1
210473316 | Central HP <5.4 tons | HEIL | HRCU-A-CB (Split System: Heat Pump with Remote Outdoor Unit-Air-Source) | HVH825GKA3* |  |  | EA*4X48L21A*+WALLCON | *80CSU1002120A* | 24000 | 16.5 | 8.1 | 21000 | 16600 | 79.05% | 2 | 0 | 10.5 |  |  |  | No | R-410A | 2 | Residential & Commercial | Ducted CEE Tier 1
210472898 | Central HP <5.4 tons | HEIL | HRCU-A-CB (Split System: Heat Pump with Remote Outdoor Unit-Air-Source) | HVH825GKA3* |  |  | EA*4X42L21A*+WALLCON | *96CTN0601714A* | 23600 | 16.5 | 8.1 | 21400 | 16700 | 78.04% | 1.94 | 0 | 11 |  |  |  | No | R-410A | 1.9667 | Residential & Commercial | Ducted CEE Tier 1
210473184 | Central HP <5.4 tons | HEIL | HRCU-A-CB (Split System: Heat Pump with Remote Outdoor Unit-Air-Source) | HVH825GKA3* |  |  | EA*4X43L21A*+WALLCON | *96CTN0801714A* | 24400 | 16.5 | 8.1 | 21200 | 16700 | 78.77% | 2.02 | 0 | 11 |  |  |  | No | R-410A | 2.0333 | Residential & Commercial | Ducted CEE Tier 1
212984625 | Central HP <5.4 tons | CARRIER | HRCU-A-CB (Split System: Heat Pump with Remote Outdoor Unit-Air-Source) | 38MURAQ24AB3* |  |  | CAP**3717AL* | 59SC2E080M17**16 | 24400 | 17.5 | 8.5 | 25400 | 21800 | 85.83% | 1.82 | 0 | 10.5 |  |  |  | No | R-410A | 2.0333 | Residential & Commercial | Ducted CEE Tier 1
214280270 | Central HP <5.4 tons | HEIL | HRCU-A-CB (Split System: Heat Pump with Remote Outdoor Unit-Air-Source) | DLCURAH36ABK |  |  | EA*4X37L21A* | *96MSN0601716A* | 36000 | 15.5 | 8.5 | 38000 | 35000 | 92.11% | 2.06 | 0 | 10 |  |  |  | No | R-410A | 3 | Residential & Commercial | Ducted CEE Tier 1
212974058 | Central HP <5.4 tons | HEIL | HRCU-A-CB (Split System: Heat Pump with Remote Outdoor Unit-Air-Source) | DLCURAH36ABK |  |  | EA*4X48L21A* | *96VSN0801716B* | 35400 | 16 | 8.1 | 37800 | 34800 | 92.06% | 2 | 0 | 10 |  |  |  | No | R-410A | 2.95 | Residential & Commercial | Ducted CEE Tier 1
216551652 | Central HP <5.4 tons | RUUD | HRCU-A-CB (Split System: Heat Pump with Remote Outdoor Unit-Air-Source) | UP19AY24AJVC |  |  | RCFY2421HEAAM | U802V0754A17UH | 22800 | 21 | 10 | 22800 | 18400 | 80.7% | 1.8 | 0 | 13 |  |  |  | No | R-454B | 1.9 | Residential & Commercial | Ducted CEE Tier 1
212614998 | Central HP <5.4 tons | AMANA | HRCU-A-CB (Split System: Heat Pump with Remote Outdoor Unit-Air-Source) | ASZS60361EA* |  |  | CA*EA6030*4A* | A*VC800805D*A* | 34200 | 17.5 | 8.6 | 34200 | 30000 | 87.72% | 2 | 0 | 10 |  |  |  | No | R-410A | 2.85 | Residential & Commercial | Ducted CEE Tier 1
212928697 | Central HP <5.4 tons | AMANA | HRCU-A-CB (Split System: Heat Pump with Remote Outdoor Unit-Air-Source) | ASZS60361EA* |  |  | AHVE42CP0400A* |  | 34200 | 17.5 | 8.6 | 34200 | 29000 | 84.8% | 2 | 0 | 10 |  |  |  | No | R-410A | 2.85 | Residential & Commercial | Ducted CEE Tier 1
211244543 | Central HP <5.4 tons | BRYANT HEATING AND COOLING SYSTEMS | HRCU-A-CB (Split System: Heat Pump with Remote Outdoor Unit-Air-Source) | 38MURAQ24AB3* |  |  | CNPV*3017AL* | 83*SA36040E17*** | 24000 | 17 | 8.1 | 26000 | 23200 | 89.23% | 1.94 | 0 | 10.5 |  |  |  | No | R-410A | 2 | Residential & Commercial | Ducted CEE Tier 1
211244662 | Central HP <5.4 tons | BRYANT HEATING AND COOLING SYSTEMS | HRCU-A-CB (Split System: Heat Pump with Remote Outdoor Unit-Air-Source) | 38MURAQ24AB3* |  |  | CNPV*3017AL* | 926TB42060V17*** | 24000 | 16.5 | 8.1 | 26200 | 23200 | 88.55% | 1.92 | 0 | 10 |  |  |  | No | R-410A | 2 | Residential & Commercial | Ducted CEE Tier 1
211245211 | Central HP <5.4 tons | BRYANT HEATING AND COOLING SYSTEMS | HRCU-A-CB (Split System: Heat Pump with Remote Outdoor Unit-Air-Source) | 38MURAQ24AB3* |  |  | CNPV*3617AL* | 912SD30040E14*** | 24000 | 15.2 | 8.1 | 26600 | 22800 | 85.71% | 1.86 | 0 | 10 |  |  |  | No | R-410A | 2 | Residential & Commercial | Ducted CEE Tier 1
211260510 | Central HP <5.4 tons | COMFORTMAKER | HRCU-A-CB (Split System: Heat Pump with Remote Outdoor Unit-Air-Source) | DLCURAH18ABK |  |  | EA*4X24L17A* | *95ESN0261410A* | 18000 | 15.5 | 8.5 | 19000 | 18900 | 99.47% | 2.26 | 0 | 10.5 |  |  |  | No | R-410A | 1.5 | Residential & Commercial | Ducted CEE Tier 1
211260980 | Central HP <5.4 tons | COMFORTMAKER | HRCU-A-CB (Split System: Heat Pump with Remote Outdoor Unit-Air-Source) | DLCURAH18ABK |  |  | EA*4X25L17A* | *80ES(N,L)0451412A* | 18600 | 16.5 | 8.5 | 18400 | 17400 | 94.57% | 2.12 | 0 | 11 |  |  |  | No | R-410A | 1.55 | Residential & Commercial | Ducted CEE Tier 1
211261650 | Central HP <5.4 tons | COMFORTMAKER | HRCU-A-CB (Split System: Heat Pump with Remote Outdoor Unit-Air-Source) | DLCURAH18ABK |  |  | EA*4X30L17A* | *95ESU0401712A* | 17800 | 16 | 8.5 | 18300 | 18500 | 101.1% | 2.22 | 0 | 10.5 |  |  |  | No | R-410A | 1.4833 | Residential & Commercial | Ducted CEE Tier 1
212383363 | Central HP <5.4 tons | CARRIER | HRCU-A-CB (Split System: Heat Pump with Remote Outdoor Unit-Air-Source) | 38MURAQ36AB3* |  |  | CAP**3621AL* | 58SU*A080E21**20 | 36600 | 15.2 | 8.1 | 40000 | 35400 | 88.5% | 1.88 | 0 | 10 |  |  |  | No | R-410A | 3.05 | Residential & Commercial | Ducted CEE Tier 1
212383399 | Central HP <5.4 tons | CARRIER | HRCU-A-CB (Split System: Heat Pump with Remote Outdoor Unit-Air-Source) | 38MURAQ36AB3* |  |  | CAP**3721AL* | 58S(B,C)*A070E17**16 | 36600 | 15.5 | 8.5 | 39000 | 34800 | 89.23% | 2.1 | 0 | 10 |  |  |  | No | R-410A | 3.05 | Residential & Commercial | Ducted CEE Tier 1
215439684 | Central HP <5.4 tons | AMANA | HRCU-A-CB (Split System: Heat Pump with Remote Outdoor Unit-Air-Source) | AZV6SA1810A* |  |  | CHPEA2422*3A* | A*VT960403BNA* | 17000 | 19 | 8.8 | 16800 | 13000 | 77.38% | 2.1 | 0 | 12 |  |  |  | No | R-32 | 1.4167 | Residential & Commercial | Ducted CEE Tier 1
215439711 | Central HP <5.4 tons | AMANA | HRCU-A-CB (Split System: Heat Pump with Remote Outdoor Unit-Air-Source) | AZV6SA1810A* |  |  | CA*EA2418*3A* | A*VM970804CNA* | 17000 | 19 | 8.8 | 16800 | 13000 | 77.38% | 2.1 | 0 | 12 |  |  |  | No | R-32 | 1.4167 | Residential & Commercial | Ducted CEE Tier 1
211227804 | Central HP <5.4 tons | COMFORTMAKER | HRCU-A-CB (Split System: Heat Pump with Remote Outdoor Unit-Air-Source) | DLCURAH36ABK |  |  | EA*4X42L24A* | *80ES(N,L)0902420A* | 35400 | 16 | 8.1 | 38500 | 35000 | 90.91% | 1.88 | 0 | 10 |  |  |  | No | R-410A | 2.95 | Residential & Commercial | Ducted CEE Tier 1
211228307 | Central HP <5.4 tons | COMFORTMAKER | HRCU-A-CB (Split System: Heat Pump with Remote Outdoor Unit-Air-Source) | DLCURAH36ABK |  |  | EA*4X43L21A* | *80VSL0701716A* | 36600 | 15.5 | 8.5 | 38500 | 34800 | 90.39% | 2.1 | 0 | 10 |  |  |  | No | R-410A | 3.05 | Residential & Commercial | Ducted CEE Tier 1
214066631 | Central HP <5.4 tons | RUUD | HRCU-A-CB (Split System: Heat Pump with Remote Outdoor Unit-Air-Source) | RD17AZ36AJ3N |  |  | RCFZ3621MTANM | U97MV0603A17DHS | 34200 | 18 | 8.1 | 34200 | 29600 | 86.55% | 1.9 | 0 | 10 |  |  |  | No | R-410A | 2.85 | Residential & Commercial | Ducted CEE Tier 1
213816050 | Central HP <5.4 tons | GOODMAN | HRCU-A-CB (Split System: Heat Pump with Remote Outdoor Unit-Air-Source) | GSZS601810A* |  |  | CA*EA1818*4A*+MBVK16CP1X00A* |  | 16600 | 17.5 | 8.5 | 17400 | 13000 | 74.71% | 2.1 | 0 | 10.9 |  |  |  | No | R-410A | 1.3833 | Residential & Commercial | Ducted CEE Tier 1
214499789 | Central HP <5.4 tons | GOODMAN | HRCU-A-CB (Split System: Heat Pump with Remote Outdoor Unit-Air-Source) | GSZS601810A* |  |  | CA*EA1818*4B* | G*VC960603BNB* | 16600 | 17.5 | 8.5 | 17400 | 13000 | 74.71% | 2.1 | 0 | 10.9 |  |  |  | No | R-410A | 1.3833 | Residential & Commercial | Ducted CEE Tier 1
214239012 | Central HP <5.4 tons | TEMPSTAR | HRCU-A-CB (Split System: Heat Pump with Remote Outdoor Unit-Air-Source) | TVH837GKA2* |  |  | END4X42L17**+WALLCON | *97CMN0601714B* | 31800 | 16.5 | 8.1 | 33200 | 25000 | 75.3% | 1.88 | 0 | 11 |  |  |  | No | R-410A | 2.65 | Residential & Commercial | Ducted CEE Tier 1
214239162 | Central HP <5.4 tons | TEMPSTAR | HRCU-A-CB (Split System: Heat Pump with Remote Outdoor Unit-Air-Source) | TVH837GKA2* |  |  | EN(A,D,W)4X42L21**+WALLCON | *96CTN1002122B* | 31800 | 16.5 | 8.1 | 33000 | 24400 | 73.94% | 1.88 | 0 | 11 |  |  |  | No | R-410A | 2.65 | Residential & Commercial | Ducted CEE Tier 1
214239212 | Central HP <5.4 tons | TEMPSTAR | HRCU-A-CB (Split System: Heat Pump with Remote Outdoor Unit-Air-Source) | TVH837GKA2* |  |  | EN(A,D,W)4X48L21**+WALLCON | *80CTL1102120B* | 32400 | 17 | 8.1 | 32600 | 24600 | 75.46% | 1.96 | 0 | 11.5 |  |  |  | No | R-410A | 2.7 | Residential & Commercial | Ducted CEE Tier 1
211228523 | Central HP <5.4 tons | COMFORTMAKER | HRCU-A-CB (Split System: Heat Pump with Remote Outdoor Unit-Air-Source) | DLCURAH36ABK |  |  | EA*4X43L21A* | *95ESN1002122A* | 37400 | 15.5 | 8.5 | 39000 | 35000 | 89.74% | 2.16 | 0 | 10 |  |  |  | No | R-410A | 3.1167 | Residential & Commercial | Ducted CEE Tier 1
211228927 | Central HP <5.4 tons | COMFORTMAKER | HRCU-A-CB (Split System: Heat Pump with Remote Outdoor Unit-Air-Source) | DLCURAH36ABK |  |  | EA*4X48L21A* | *80VTL1102122A* | 36800 | 16 | 8.5 | 38500 | 34800 | 90.39% | 2.1 | 0 | 10 |  |  |  | No | R-410A | 3.0667 | Residential & Commercial | Ducted CEE Tier 1
211229007 | Central HP <5.4 tons | COMFORTMAKER | HRCU-A-CB (Split System: Heat Pump with Remote Outdoor Unit-Air-Source) | DLCURAH36ABK |  |  | EA*4X48L21A* | *92ESN1002122A* | 37400 | 15.2 | 8.5 | 38500 | 35000 | 90.91% | 2.12 | 0 | 10 |  |  |  | No | R-410A | 3.1167 | Residential & Commercial | Ducted CEE Tier 1
211229442 | Central HP <5.4 tons | COMFORTMAKER | HRCU-A-CB (Split System: Heat Pump with Remote Outdoor Unit-Air-Source) | DLCURAH36ABK |  |  | EA*4X48L24A* | *92ESN0802120A* | 35800 | 16.5 | 8.5 | 37800 | 34600 | 91.53% | 2.04 | 0 | 10 |  |  |  | No | R-410A | 2.9833 | Residential & Commercial | Ducted CEE Tier 1
211230295 | Central HP <5.4 tons | COMFORTMAKER | HRCU-A-CB (Split System: Heat Pump with Remote Outdoor Unit-Air-Source) | DLCURAH36ABK |  |  | EN(A,D,W)4X48L21** | *95ESU1002122A* | 37400 | 15.5 | 8.5 | 39500 | 35000 | 88.61% | 2.08 | 0 | 10.5 |  |  |  | No | R-410A | 3.1167 | Residential & Commercial | Ducted CEE Tier 1
213078308 | Central HP <5.4 tons | COMFORTMAKER | HRCU-A-CB (Split System: Heat Pump with Remote Outdoor Unit-Air-Source) | DLCURAH36ABK |  |  | EA*4X42L21A* | *80MS(N,L)0901714A* | 35400 | 16.5 | 8.1 | 38500 | 35000 | 90.91% | 1.88 | 0 | 10 |  |  |  | No | R-410A | 2.95 | Residential & Commercial | Ducted CEE Tier 1
214066537 | Central HP <5.4 tons | SURE | HRCU-A-CB (Split System: Heat Pump with Remote Outdoor Unit-Air-Source) | RD17AZ36AJ3N |  |  | TCFZ3621MTANM | S801V0504A17UHS | 34200 | 18 | 8.1 | 34200 | 29800 | 87.13% | 1.9 | 0 | 10 |  |  |  | No | R-410A | 2.85 | Residential & Commercial | Ducted CEE Tier 1
214066551 | Central HP <5.4 tons | SURE | HRCU-A-CB (Split System: Heat Pump with Remote Outdoor Unit-Air-Source) | RD17AZ36AJ3N |  |  | TCFZ3621MTANM | S802V0755A21UHN | 34200 | 18 | 8.1 | 34200 | 29400 | 85.96% | 2 | 0 | 11.7 |  |  |  | No | R-410A | 2.85 | Residential & Commercial | Ducted CEE Tier 1
214066620 | Central HP <5.4 tons | SURE | HRCU-A-CB (Split System: Heat Pump with Remote Outdoor Unit-Air-Source) | RD17AZ36AJ3N |  |  | TCFZ3621MTANM | S921V0603A17M4S | 34200 | 18 | 8.1 | 34200 | 29800 | 87.13% | 1.9 | 0 | 10 |  |  |  | No | R-410A | 2.85 | Residential & Commercial | Ducted CEE Tier 1
211258106 | Central HP <5.4 tons | CARRIER | HRCU-A-CB (Split System: Heat Pump with Remote Outdoor Unit-Air-Source) | 38MURAQ18AB3* |  |  | FJ4DN*A18L* |  | 18000 | 15.5 | 8.5 | 19000 | 19100 | 100.5% | 2.28 | 0 | 10.5 |  |  |  | No | R-410A | 1.5 | Residential & Commercial | Ducted CEE Tier 1
211258121 | Central HP <5.4 tons | CARRIER | HRCU-A-CB (Split System: Heat Pump with Remote Outdoor Unit-Air-Source) | 38MURAQ18AB3* |  |  | FMA4X24**AL* |  | 17400 | 16 | 8.5 | 18500 | 20000 | 108.1% | 2.44 | 0 | 10.5 |  |  |  | No | R-410A | 1.45 | Residential & Commercial | Ducted CEE Tier 1
211258122 | Central HP <5.4 tons | CARRIER | HRCU-A-CB (Split System: Heat Pump with Remote Outdoor Unit-Air-Source) | 38MURAQ18AB3* |  |  | FM(C,U)4Z18**AL* |  | 17800 | 17 | 9 | 18700 | 19800 | 105.9% | 2.4 | 0 | 11 |  |  |  | No | R-410A | 1.4833 | Residential & Commercial | Ducted CEE Tier 1
212980163 | Central HP <5.4 tons | HEIL | HRCU-A-CB (Split System: Heat Pump with Remote Outdoor Unit-Air-Source) | DLCURAH36ABK |  |  | EA*4X48L21A* | *80MS(N,L)0902116A* | 35600 | 16.5 | 8.5 | 37800 | 34600 | 91.53% | 2.02 | 0 | 10 |  |  |  | No | R-410A | 2.9667 | Residential & Commercial | Ducted CEE Tier 1
213078608 | Central HP <5.4 tons | COMFORTMAKER | HRCU-A-CB (Split System: Heat Pump with Remote Outdoor Unit-Air-Source) | DLCURAH36ABK |  |  | EA*4X36L21A* | *80MS(N,L)1102120A* | 35400 | 16.5 | 8.1 | 38500 | 35200 | 91.43% | 1.84 | 0 | 10 |  |  |  | No | R-410A | 2.95 | Residential & Commercial | Ducted CEE Tier 1
212614954 | Central HP <5.4 tons | AMANA | HRCU-A-CB (Split System: Heat Pump with Remote Outdoor Unit-Air-Source) | ASZS60241EA* |  |  | CA*EA2422*4A* | A*VC960403BNB* | 23000 | 17 | 8.6 | 23000 | 16100 | 70% | 2 | 0 | 10 |  |  |  | No | R-410A | 1.9167 | Residential & Commercial | Ducted CEE Tier 1
212614968 | Central HP <5.4 tons | AMANA | HRCU-A-CB (Split System: Heat Pump with Remote Outdoor Unit-Air-Source) | ASZS60241EA* |  |  | CA*EA3026*4A* | A*VC800604B*A* | 23000 | 17 | 8.6 | 23000 | 16100 | 70% | 2 | 0 | 10 |  |  |  | No | R-410A | 1.9167 | Residential & Commercial | Ducted CEE Tier 1
213815174 | Central HP <5.4 tons | GOODMAN | HRCU-A-CB (Split System: Heat Pump with Remote Outdoor Unit-Air-Source) | GSZV903610A* |  |  | CHPF3642C6C*+MBVB16CP1X00A*+TXV |  | 33400 | 18 | 8.2 | 34000 | 24400 | 71.76% | 1.8 | 0 | 11 |  |  |  | No | R-410A | 2.7833 | Residential & Commercial | Ducted CEE Tier 1
213815176 | Central HP <5.4 tons | GOODMAN | HRCU-A-CB (Split System: Heat Pump with Remote Outdoor Unit-Air-Source) | GSZV903610A* |  |  | CHPF3743C6B*+MBVB16CP1X00A*+TXV |  | 33400 | 18 | 8.2 | 34000 | 24400 | 71.76% | 1.8 | 0 | 11 |  |  |  | No | R-410A | 2.7833 | Residential & Commercial | Ducted CEE Tier 1
212615005 | Central HP <5.4 tons | AMANA | HRCU-A-CB (Split System: Heat Pump with Remote Outdoor Unit-Air-Source) | ASZS60421EA* |  |  | CA*EA6030*4A* | A*VM971205DNB* | 40000 | 17 | 8.6 | 40000 | 30600 | 76.5% | 2 | 0 | 10 |  |  |  | No | R-410A | 3.3333 | Residential & Commercial | Ducted CEE Tier 1
214242854 | Central HP <5.4 tons | TEMPSTAR | HRCU-A-CB (Split System: Heat Pump with Remote Outdoor Unit-Air-Source) | TVH825GKA2* |  |  | EN(A,D)4X36L21**+WALLCON | *96CTN1002122B* | 23600 | 16.5 | 8.1 | 21400 | 16700 | 78.04% | 1.92 | 0 | 11 |  |  |  | No | R-410A | 1.9667 | Residential & Commercial | Ducted CEE Tier 1
214242874 | Central HP <5.4 tons | TEMPSTAR | HRCU-A-CB (Split System: Heat Pump with Remote Outdoor Unit-Air-Source) | TVH825GKA2* |  |  | END4X42L17**+WALLCON | *80CTL0701412B* | 24000 | 17 | 8.1 | 21400 | 16600 | 77.57% | 1.98 | 0 | 11 |  |  |  | No | R-410A | 2 | Residential & Commercial | Ducted CEE Tier 1
214243024 | Central HP <5.4 tons | TEMPSTAR | HRCU-A-CB (Split System: Heat Pump with Remote Outdoor Unit-Air-Source) | TVH825GKA2* |  |  | EN(A,D,W)4X42L21**+WALLCON | *97CMN0601714B* | 23600 | 16 | 8.1 | 21600 | 16700 | 77.31% | 1.94 | 0 | 11 |  |  |  | No | R-410A | 1.9667 | Residential & Commercial | Ducted CEE Tier 1
214242424 | Central HP <5.4 tons | TEMPSTAR | HRCU-A-CB (Split System: Heat Pump with Remote Outdoor Unit-Air-Source) | TVH825GKA2* |  |  | EN(A,D)4X24L17**+WALLCON | *80CTL0451712B* | 23200 | 15.5 | 8.1 | 22200 | 17000 | 76.58% | 1.92 | 0 | 10.5 |  |  |  | No | R-410A | 1.9333 | Residential & Commercial | Ducted CEE Tier 1
213771734 | Central HP <5.4 tons | TEMPSTAR | HRCU-A-CB (Split System: Heat Pump with Remote Outdoor Unit-Air-Source) | TVH825GKA2* |  |  | EA*4X48L24A*+WALLCON | *96CTN1002122B* | 24200 | 16.5 | 8.1 | 21000 | 16500 | 78.57% | 2.02 | 0 | 11 |  |  |  | No | R-410A | 2.0167 | Residential & Commercial | Ducted CEE Tier 1
214626195 | Central HP <5.4 tons | LENNOX | HRCU-A-CB (Split System: Heat Pump with Remote Outdoor Unit-Air-Source) | SL25XPV-036-230A** |  |  | CK40CT-50/60C-0*+TDR | EL297UH090XV48C* | 33600 | 22.2 | 8.7 | 34400 | 26800 | 77.91% | 1.82 | 0 | 13.3 |  |  |  | No | R-410A | 2.8 | Residential & Commercial | Ducted CEE Tier 1
214075591 | Central HP <5.4 tons | SURE | HRCU-A-CB (Split System: Heat Pump with Remote Outdoor Unit-Air-Source) | RD17AZ24AJ3N |  |  | TCFZ2417MTANM | S802VA075317M | 22600 | 18 | 9.5 | 22600 | 16800 | 74.34% | 2.1 | 0 | 11.2 |  |  |  | No | R-410A | 1.8833 | Residential & Commercial | Ducted CEE Tier 1
215935656 | Central HP <5.4 tons | HEIL | HRCU-A-CB (Split System: Heat Pump with Remote Outdoor Unit-Air-Source) | H5H3V36*K*AAA* |  |  | EVD5X36M21A*+WALLCON | *80CTL0902120B* | 34400 | 21 | 8.5 | 38500 | 28000 | 72.73% | 2.04 | 0 | 12 |  |  |  | No | R-454B | 2.8667 | Residential & Commercial | Ducted CEE Tier 1
215935676 | Central HP <5.4 tons | HEIL | HRCU-A-CB (Split System: Heat Pump with Remote Outdoor Unit-Air-Source) | H5H3V36*K*AAA* |  |  | EVD5X36M21A*+WALLCON | *95CSU0601716B* | 34200 | 20.5 | 8.5 | 39000 | 28600 | 73.33% | 2.04 | 0 | 11.5 |  |  |  | No | R-454B | 2.85 | Residential & Commercial | Ducted CEE Tier 1
215935726 | Central HP <5.4 tons | HEIL | HRCU-A-CB (Split System: Heat Pump with Remote Outdoor Unit-Air-Source) | H5H3V36*K*AAA* |  |  | EVD5X36M21A*+WALLCON | *97CMN0801714B* | 34200 | 20.5 | 8.5 | 39000 | 28600 | 73.33% | 2.02 | 0 | 11.5 |  |  |  | No | R-454B | 2.85 | Residential & Commercial | Ducted CEE Tier 1
212977258 | Central HP <5.4 tons | HEIL | HRCU-A-CB (Split System: Heat Pump with Remote Outdoor Unit-Air-Source) | DLCURAH36ABK |  |  | EA*4X48L24A* | *96VTN1202422B* | 35600 | 16.5 | 8.5 | 37800 | 34600 | 91.53% | 2.02 | 0 | 10 |  |  |  | No | R-410A | 2.9667 | Residential & Commercial | Ducted CEE Tier 1
212383430 | Central HP <5.4 tons | HEIL | HRCU-A-CB (Split System: Heat Pump with Remote Outdoor Unit-Air-Source) | DLCURAH36ABK |  |  | EA*4X37L21A* | *80VTL0902120A* | 36200 | 16 | 8.5 | 38500 | 34800 | 90.39% | 2.06 | 0 | 10 |  |  |  | No | R-410A | 3.0167 | Residential & Commercial | Ducted CEE Tier 1
212383463 | Central HP <5.4 tons | HEIL | HRCU-A-CB (Split System: Heat Pump with Remote Outdoor Unit-Air-Source) | DLCURAH36ABK |  |  | EA*4X43L21A* | *80ES(N,L)0701716A* | 36800 | 15.5 | 8.5 | 39000 | 34800 | 89.23% | 2.1 | 0 | 10 |  |  |  | No | R-410A | 3.0667 | Residential & Commercial | Ducted CEE Tier 1
212384717 | Central HP <5.4 tons | HEIL | HRCU-A-CB (Split System: Heat Pump with Remote Outdoor Unit-Air-Source) | DLCURAH36ABK |  |  | EN(A,D,W)4X42L21** | *80ESU0802120A | 36800 | 15.2 | 8.1 | 40000 | 35200 | 88% | 1.94 | 0 | 10 |  |  |  | No | R-410A | 3.0667 | Residential & Commercial | Ducted CEE Tier 1
214396799 | Central HP <5.4 tons | JOHNSON CONTROLS | HRCU-A-CB (Split System: Heat Pump with Remote Outdoor Unit-Air-Source) | HH836E2S11 |  |  | CTM36B5CDS1 | TM8E080B12MP11 | 33400 | 18 | 8.5 | 31600 | 26000 | 82.28% | 2 | 0 | 11 |  |  |  | No | R-454B | 2.7833 | Residential & Commercial | Ducted CEE Tier 1
214396950 | Central HP <5.4 tons | JOHNSON CONTROLS | HRCU-A-CB (Split System: Heat Pump with Remote Outdoor Unit-Air-Source) | HH836E2S11 |  |  | CTF48C5CFS1 | TM8E120C20MP11 | 34400 | 17 | 8.5 | 32400 | 25600 | 79.01% | 2 | 0 | 11 |  |  |  | No | R-454B | 2.8667 | Residential & Commercial | Ducted CEE Tier 1
214397248 | Central HP <5.4 tons | JOHNSON CONTROLS | HRCU-A-CB (Split System: Heat Pump with Remote Outdoor Unit-Air-Source) | HH836E2S11 |  |  | CTF36B5CDS1 | TMLE100B12MP11 | 33200 | 18 | 8.5 | 31200 | 25200 | 80.77% | 2 | 0 | 11 |  |  |  | No | R-454B | 2.7667 | Residential & Commercial | Ducted CEE Tier 1
213296967 | Central HP <5.4 tons | JOHNSON CONTROLS | HRCU-A-CB (Split System: Heat Pump with Remote Outdoor Unit-Air-Source) | HMH72B341 |  |  | XAHC36DBCN1 | Z8ES080B12SMPS1 | 33400 | 17.5 | 8.1 | 32800 | 23000 | 70.12% | 2.02 | 0 | 10 |  |  |  | No | R-410A | 2.7833 | Residential & Commercial | Ducted CEE Tier 1
213075915 | Central HP <5.4 tons | COMFORTMAKER | HRCU-A-CB (Split System: Heat Pump with Remote Outdoor Unit-Air-Source) | DLCURAH36ABK |  |  | EA*4X42L24A* | *95MSU1002120A* | 35600 | 16 | 8.1 | 38500 | 35200 | 91.43% | 1.9 | 0 | 10 |  |  |  | No | R-410A | 2.9667 | Residential & Commercial | Ducted CEE Tier 1
213078740 | Central HP <5.4 tons | COMFORTMAKER | HRCU-A-CB (Split System: Heat Pump with Remote Outdoor Unit-Air-Source) | DLCURAH36ABK |  |  | EA*4X42L24A* | *80MS(N,L)1102420A* | 35600 | 16.5 | 8.1 | 38500 | 35000 | 90.91% | 1.9 | 0 | 10 |  |  |  | No | R-410A | 2.9667 | Residential & Commercial | Ducted CEE Tier 1
213297187 | Central HP <5.4 tons | JOHNSON CONTROLS | HRCU-A-CB (Split System: Heat Pump with Remote Outdoor Unit-Air-Source) | HMH72B341 |  |  | XAFC30CXXN1+TXV | Z8ES080B12LMPS1 | 33200 | 18 | 8.5 | 33000 | 23400 | 70.91% | 2.04 | 0 | 10 |  |  |  | No | R-410A | 2.7667 | Residential & Commercial | Ducted CEE Tier 1
213297217 | Central HP <5.4 tons | JOHNSON CONTROLS | HRCU-A-CB (Split System: Heat Pump with Remote Outdoor Unit-Air-Source) | HMH72B341 |  |  | XAHC36DXXN1+JMET12CS2N1+TXV |  | 33800 | 18 | 8.1 | 32800 | 23000 | 70.12% | 2.06 | 0 | 10 |  |  |  | No | R-410A | 2.8167 | Residential & Commercial | Ducted CEE Tier 1
213297237 | Central HP <5.4 tons | JOHNSON CONTROLS | HRCU-A-CB (Split System: Heat Pump with Remote Outdoor Unit-Air-Source) | HMH72B341 |  |  | XAFC36DXXN1+TXV | Z9ET080B12SMPS1 | 34000 | 18.5 | 8.1 | 33400 | 24200 | 72.46% | 2.08 | 0 | 10 |  |  |  | No | R-410A | 2.8333 | Residential & Commercial | Ducted CEE Tier 1
213297402 | Central HP <5.4 tons | JOHNSON CONTROLS | HRCU-A-CB (Split System: Heat Pump with Remote Outdoor Unit-Air-Source) | HMH72B341 |  |  | XAHB30CXXN1+TXV | Z8ES080B12LMPS1 | 31800 | 17 | 8.1 | 32200 | 22600 | 70.19% | 2 | 0 | 10 |  |  |  | No | R-410A | 2.65 | Residential & Commercial | Ducted CEE Tier 1
213297637 | Central HP <5.4 tons | JOHNSON CONTROLS | HRCU-A-CB (Split System: Heat Pump with Remote Outdoor Unit-Air-Source) | HMH72B341 |  |  | XAHB36DXXN1+TXV | Z8ES080B12LMPS1 | 33200 | 17.5 | 8.1 | 32800 | 23000 | 70.12% | 2 | 0 | 10 |  |  |  | No | R-410A | 2.7667 | Residential & Commercial | Ducted CEE Tier 1
211262184 | Central HP <5.4 tons | COMFORTMAKER | HRCU-A-CB (Split System: Heat Pump with Remote Outdoor Unit-Air-Source) | DLCURAH18ABK |  |  | EA*4X30L17A* | OMV098J12* | 18300 | 16 | 8.5 | 18900 | 18400 | 97.35% | 2.22 | 0 | 10.5 |  |  |  | No | R-410A | 1.525 | Residential & Commercial | Ducted CEE Tier 1
211240129 | Central HP <5.4 tons | CARRIER | HRCU-A-CB (Split System: Heat Pump with Remote Outdoor Unit-Air-Source) | 38MURAQ24AB3* |  |  | CNPV*3617AL* | 58TP*A070V14**12 | 24400 | 16.5 | 8.1 | 26400 | 22800 | 86.36% | 1.88 | 0 | 10.5 |  |  |  | No | R-410A | 2.0333 | Residential & Commercial | Ducted CEE Tier 1
211240193 | Central HP <5.4 tons | CARRIER | HRCU-A-CB (Split System: Heat Pump with Remote Outdoor Unit-Air-Source) | 38MURAQ24AB3* |  |  | CNPV*3621AL* | 58S(B,C)*A090E21**20 | 24600 | 16.5 | 8.5 | 26600 | 22400 | 84.21% | 1.84 | 0 | 10.5 |  |  |  | No | R-410A | 2.05 | Residential & Commercial | Ducted CEE Tier 1
212977737 | Central HP <5.4 tons | HEIL | HRCU-A-CB (Split System: Heat Pump with Remote Outdoor Unit-Air-Source) | DLCURAH18ABK |  |  | EA*4X24L17A* | *80MS(N,L)0451412A* | 17500 | 16.5 | 8.5 | 18400 | 19400 | 105.4% | 2.34 | 0 | 10.5 |  |  |  | No | R-410A | 1.4583 | Residential & Commercial | Ducted CEE Tier 1
212977821 | Central HP <5.4 tons | HEIL | HRCU-A-CB (Split System: Heat Pump with Remote Outdoor Unit-Air-Source) | DLCURAH18ABK |  |  | EN(A,D)4X30L14** | *80MS(N,L)0451412A* | 17700 | 16.5 | 8.1 | 18200 | 18600 | 102.2% | 2.24 | 0 | 11 |  |  |  | No | R-410A | 1.475 | Residential & Commercial | Ducted CEE Tier 1
212974633 | Central HP <5.4 tons | HEIL | HRCU-A-CB (Split System: Heat Pump with Remote Outdoor Unit-Air-Source) | DLCURAH18ABK |  |  | EA*4X24L14A* | *96VTN0401410B* | 17300 | 15.5 | 8.5 | 18400 | 19400 | 105.4% | 2.32 | 0 | 10.5 |  |  |  | No | R-410A | 1.4417 | Residential & Commercial | Ducted CEE Tier 1
212974750 | Central HP <5.4 tons | HEIL | HRCU-A-CB (Split System: Heat Pump with Remote Outdoor Unit-Air-Source) | DLCURAH18ABK |  |  | EN(A,D)4X30L17** | *96VTN0401410B* | 17400 | 16 | 8.1 | 18000 | 18700 | 103.9% | 2.24 | 0 | 10.5 |  |  |  | No | R-410A | 1.45 | Residential & Commercial | Ducted CEE Tier 1
212978277 | Central HP <5.4 tons | HEIL | HRCU-A-CB (Split System: Heat Pump with Remote Outdoor Unit-Air-Source) | DLCURAH18ABK |  |  | EA*4X30L14A* | *80MS(N,L)0701412A* | 17700 | 16.5 | 8.5 | 18200 | 18700 | 102.7% | 2.24 | 0 | 10.5 |  |  |  | No | R-410A | 1.475 | Residential & Commercial | Ducted CEE Tier 1
214242374 | Central HP <5.4 tons | TEMPSTAR | HRCU-A-CB (Split System: Heat Pump with Remote Outdoor Unit-Air-Source) | TVH825GKA3* |  |  | EN(A,D)4X48L24**+WALLCON | *97CMN1202422B* | 24200 | 17 | 8.1 | 21200 | 16600 | 78.3% | 2 | 0 | 11 |  |  |  | No | R-410A | 2.0167 | Residential & Commercial | Ducted CEE Tier 1
214606539 | Central HP <5.4 tons | JOHNSON CONTROLS | HRCU-A-C (Split System: Heat Pump with Remote Outdoor Unit with No Indoor Fan --Air Source) | HH860E2S11 |  |  | CTM60C5CHS1 |  | 54000 | 15.2 | 8.1 | 55000 | 40000 | 72.73% | 2 | 0 | 11 |  |  |  | No | R-454B | 4.5 | Residential & Commercial | Ducted CEE Tier 1
214606555 | Central HP <5.4 tons | JOHNSON CONTROLS | HRCU-A-C (Split System: Heat Pump with Remote Outdoor Unit with No Indoor Fan --Air Source) | HH860E2S11 |  |  | CTF60D5CGS1 |  | 44500 | 15.2 | 8.5 | 46000 | 34200 | 74.35% | 2 | 0 | 11 |  |  |  | No | R-454B | 3.7083 | Residential & Commercial | Ducted CEE Tier 1
214397433 | Central HP <5.4 tons | JOHNSON CONTROLS | HRCU-A-CB (Split System: Heat Pump with Remote Outdoor Unit-Air-Source) | HH860E2S11 |  |  | CTF60D5CGS1+JMVT20DC2N1 |  | 45500 | 19 | 9.5 | 45000 | 33800 | 75.11% | 2 | 0 | 12 |  |  |  | No | R-454B | 3.7917 | Residential & Commercial | Ducted CEE Tier 1
215912235 | Central HP <5.4 tons | JOHNSON CONTROLS | HRCU-A-CB (Split System: Heat Pump with Remote Outdoor Unit-Air-Source) | HH860E2S11 |  |  | JSC48D5CG2SS1 |  | 45000 | 19 | 9 | 45000 | 33600 | 74.67% | 2 | 0 | 12 |  |  |  | No | R-454B | 3.75 | Residential & Commercial | Ducted CEE Tier 1
214066607 | Central HP <5.4 tons | SURE | HRCU-A-CB (Split System: Heat Pump with Remote Outdoor Unit-Air-Source) | RD17AZ36AJ3N |  |  | TCFZ3621MTANM | S802V1004A17UHS | 34200 | 18 | 8.1 | 34200 | 29400 | 85.96% | 1.9 | 0 | 10 |  |  |  | No | R-410A | 2.85 | Residential & Commercial | Ducted CEE Tier 1
214066578 | Central HP <5.4 tons | RUUD | HRCU-A-CB (Split System: Heat Pump with Remote Outdoor Unit-Air-Source) | RD17AZ36AJ3N |  |  | RCFZ3621MTANM | R802V1004A17UHS | 34200 | 18 | 8.1 | 34200 | 29400 | 85.96% | 1.9 | 0 | 10 |  |  |  | No | R-410A | 2.85 | Residential & Commercial | Ducted CEE Tier 1
213613279 | Central HP <5.4 tons | AMANA | HRCU-A-CB (Split System: Heat Pump with Remote Outdoor Unit-Air-Source) | ASZS601810A* |  |  | AHVE24BP1400B* |  | 16600 | 17.5 | 8.5 | 17400 | 13000 | 74.71% | 2.1 | 0 | 10.9 |  |  |  | No | R-410A | 1.3833 | Residential & Commercial | Ducted CEE Tier 1
210106795 | Central HP <5.4 tons | SURE | HRCU-A-CB (Split System: Heat Pump with Remote Outdoor Unit-Air-Source) | SP18AZ48AJVC |  |  | TCFZ6021SEAAM | S98MV1005A21UPS | 44000 | 19 | 8.1 | 43500 | 45500 | 104.6% | 1.9 | 0 | 10 |  |  |  | No | R-410A | 3.6667 | Residential & Commercial | Ducted CEE Tier 1
215429197 | Central HP <5.4 tons | GOODMAN | HRCU-A-CB (Split System: Heat Pump with Remote Outdoor Unit-Air-Source) | GZV7SA3610A* |  |  | AHVE48DP1300A* |  | 35000 | 19 | 8.8 | 35000 | 29000 | 82.86% | 2 | 0 | 10.5 |  |  |  | No | R-32 | 2.9167 | Residential & Commercial | Ducted CEE Tier 1
215429749 | Central HP <5.4 tons | AMANA | HRCU-A-CB (Split System: Heat Pump with Remote Outdoor Unit-Air-Source) | AZV7SA4210A* |  |  | AHVE60DP0300A* |  | 41000 | 17.5 | 8.8 | 41000 | 31000 | 75.61% | 2 | 0 | 10 |  |  |  | No | R-32 | 3.4167 | Residential & Commercial | Ducted CEE Tier 1
215429748 | Central HP <5.4 tons | GOODMAN | HRCU-A-CB (Split System: Heat Pump with Remote Outdoor Unit-Air-Source) | GZV7SA3610A* |  |  | AHVE60DP0300A* |  | 35000 | 19 | 8.5 | 35000 | 28400 | 81.14% | 2 | 0 | 10.5 |  |  |  | No | R-32 | 2.9167 | Residential & Commercial | Ducted CEE Tier 1
212609411 | Central HP <5.4 tons | SURE | HRCU-A-CB (Split System: Heat Pump with Remote Outdoor Unit-Air-Source) | SP18AZ60AJVC |  |  | TCFZ6021SEAAM | S802V0755A21UHN | 52500 | 18 | 8.1 | 52500 | 50500 | 96.19% | 1.9 | 0 | 10 |  |  |  | No | R-410A | 4.375 | Residential & Commercial | Ducted CEE Tier 1
212614987 | Central HP <5.4 tons | AMANA | HRCU-A-CB (Split System: Heat Pump with Remote Outdoor Unit-Air-Source) | ASZS60361EA* |  |  | AHVE60DP0400A* |  | 34200 | 17.5 | 8.6 | 34200 | 30000 | 87.72% | 2 | 0 | 10 |  |  |  | No | R-410A | 2.85 | Residential & Commercial | Ducted CEE Tier 1
214397917 | Central HP <5.4 tons | JOHNSON CONTROLS | HRCU-A-CB (Split System: Heat Pump with Remote Outdoor Unit-Air-Source) | HH860E2S11 |  |  | CTM60D5CGS1 | TM9Y120D20MP11 | 43500 | 18 | 9 | 44000 | 33400 | 75.91% | 2 | 0 | 11.7 |  |  |  | No | R-454B | 3.625 | Residential & Commercial | Ducted CEE Tier 1
214398455 | Central HP <5.4 tons | JOHNSON CONTROLS | HRCU-A-CB (Split System: Heat Pump with Remote Outdoor Unit-Air-Source) | HH860E2S11 |  |  | CTM60C5CHS1 | TL8E100C20UH11 | 53000 | 19 | 9 | 53500 | 38000 | 71.03% | 2 | 0 | 11.7 |  |  |  | No | R-454B | 4.4167 | Residential & Commercial | Ducted CEE Tier 1
214398670 | Central HP <5.4 tons | JOHNSON CONTROLS | HRCU-A-CB (Split System: Heat Pump with Remote Outdoor Unit-Air-Source) | HH860E2S11 |  |  | CTM60C5CGS1+JMC16C2SN1 |  | 45000 | 19 | 9 | 44500 | 33600 | 75.51% | 2 | 0 | 12 |  |  |  | No | R-454B | 3.75 | Residential & Commercial | Ducted CEE Tier 1
214398705 | Central HP <5.4 tons | JOHNSON CONTROLS | HRCU-A-CB (Split System: Heat Pump with Remote Outdoor Unit-Air-Source) | HH860E2S11 |  |  | CTF60C5CGS1 | TM9E100C16MP12 | 44500 | 18 | 9 | 46000 | 34400 | 74.78% | 2 | 0 | 11 |  |  |  | No | R-454B | 3.7083 | Residential & Commercial | Ducted CEE Tier 1
214397149 | Central HP <5.4 tons | JOHNSON CONTROLS | HRCU-A-CB (Split System: Heat Pump with Remote Outdoor Unit-Air-Source) | HH824E2S11 |  |  | CTF30B5ACS1 | TMLE080B12MP11 | 23000 | 17 | 9.5 | 23000 | 18400 | 80% | 2 | 0 | 12 |  |  |  | No | R-454B | 1.9167 | Residential & Commercial | Ducted CEE Tier 1
214397569 | Central HP <5.4 tons | JOHNSON CONTROLS | HRCU-A-CB (Split System: Heat Pump with Remote Outdoor Unit-Air-Source) | HH824E2S11 |  |  | CTF30B5ACS1 | TM9V060B12MP12 | 23000 | 17 | 9.5 | 23000 | 18300 | 79.57% | 2 | 0 | 12 |  |  |  | No | R-454B | 1.9167 | Residential & Commercial | Ducted CEE Tier 1
214397937 | Central HP <5.4 tons | JOHNSON CONTROLS | HRCU-A-CB (Split System: Heat Pump with Remote Outdoor Unit-Air-Source) | HH824E2S11 |  |  | CTF30A5ADS1 | TM9E060A10MP12 | 23000 | 17 | 9 | 23000 | 18100 | 78.7% | 2 | 0 | 12 |  |  |  | No | R-454B | 1.9167 | Residential & Commercial | Ducted CEE Tier 1
215935876 | Central HP <5.4 tons | HEIL | HRCU-A-CB (Split System: Heat Pump with Remote Outdoor Unit-Air-Source) | H5H3V36*K*AAA* |  |  | EVD5X38M17A*+WALLCON | *97CMN0601714B* | 35200 | 21 | 8.5 | 38000 | 28000 | 73.68% | 2.06 | 0 | 11.5 |  |  |  | No | R-454B | 2.9333 | Residential & Commercial | Ducted CEE Tier 1
212384300 | Central HP <5.4 tons | CARRIER | HRCU-A-CB (Split System: Heat Pump with Remote Outdoor Unit-Air-Source) | 38MURAQ36AB3* |  |  | CNPV*4217AL* | 59SC2D060E14**12 | 36000 | 15.2 | 8.1 | 39500 | 35000 | 88.61% | 1.96 | 0 | 10 |  |  |  | No | R-410A | 3 | Residential & Commercial | Ducted CEE Tier 1
213078990 | Central HP <5.4 tons | COMFORTMAKER | HRCU-A-CB (Split System: Heat Pump with Remote Outdoor Unit-Air-Source) | DLCURAH36ABK |  |  | EA*4X37L21A* | *80MSU0401712A* | 36600 | 16 | 8.5 | 38500 | 34800 | 90.39% | 2.08 | 0 | 10 |  |  |  | No | R-410A | 3.05 | Residential & Commercial | Ducted CEE Tier 1
213079194 | Central HP <5.4 tons | COMFORTMAKER | HRCU-A-CB (Split System: Heat Pump with Remote Outdoor Unit-Air-Source) | DLCURAH36ABK |  |  | EN(A,D)4X48L24** | *80MSU0601716A* | 35800 | 17 | 8.1 | 38000 | 34800 | 91.58% | 2 | 0 | 10.5 |  |  |  | No | R-410A | 2.9833 | Residential & Commercial | Ducted CEE Tier 1
213298087 | Central HP <5.4 tons | JOHNSON CONTROLS | HRCU-A-CB (Split System: Heat Pump with Remote Outdoor Unit-Air-Source) | HMH72B341 |  |  | XAUB36DXXN1+TXV | Z8ES040A12LMPS1 | 34000 | 18 | 8.5 | 33400 | 24200 | 72.46% | 2.1 | 0 | 10 |  |  |  | No | R-410A | 2.8333 | Residential & Commercial | Ducted CEE Tier 1
213298072 | Central HP <5.4 tons | JOHNSON CONTROLS | HRCU-A-CB (Split System: Heat Pump with Remote Outdoor Unit-Air-Source) | HMH72B341 |  |  | XAFB36DBCN1 | Z8ES040A12SMPS1 | 34000 | 18 | 8.5 | 33400 | 24200 | 72.46% | 2.1 | 0 | 10 |  |  |  | No | R-410A | 2.8333 | Residential & Commercial | Ducted CEE Tier 1
214398235 | Central HP <5.4 tons | JOHNSON CONTROLS | HRCU-A-CB (Split System: Heat Pump with Remote Outdoor Unit-Air-Source) | HH836E2S11 |  |  | CTM48C5CFS1+JMC16C2SN1 |  | 34400 | 19 | 9 | 31800 | 25200 | 79.25% | 2 | 0 | 11.7 |  |  |  | No | R-454B | 2.8667 | Residential & Commercial | Ducted CEE Tier 1
212973588 | Central HP <5.4 tons | HEIL | HRCU-A-CB (Split System: Heat Pump with Remote Outdoor Unit-Air-Source) | DLCURAH24ABK |  |  | EA*4X37L17A* | *96VSN0601412B* | 24000 | 17 | 8.1 | 25200 | 22400 | 88.89% | 1.86 | 0 | 10 |  |  |  | No | R-410A | 2 | Residential & Commercial | Ducted CEE Tier 1
212974108 | Central HP <5.4 tons | HEIL | HRCU-A-CB (Split System: Heat Pump with Remote Outdoor Unit-Air-Source) | DLCURAH24ABK |  |  | EA*4X37L21A* | *96VSN0802120B* | 24400 | 17 | 8.5 | 25200 | 21400 | 84.92% | 1.8 | 0 | 10.5 |  |  |  | No | R-410A | 2.0333 | Residential & Commercial | Ducted CEE Tier 1
212974945 | Central HP <5.4 tons | HEIL | HRCU-A-CB (Split System: Heat Pump with Remote Outdoor Unit-Air-Source) | DLCURAH24ABK |  |  | EA*4X25L17A* | *96VTN0401410B* | 24000 | 16 | 8.1 | 25200 | 22000 | 87.3% | 1.82 | 0 | 10 |  |  |  | No | R-410A | 2 | Residential & Commercial | Ducted CEE Tier 1
212976130 | Central HP <5.4 tons | HEIL | HRCU-A-CB (Split System: Heat Pump with Remote Outdoor Unit-Air-Source) | DLCURAH24ABK |  |  | EN(A,D)4X36L21** | *96VTN0801716B* | 23400 | 16.5 | 8.1 | 25800 | 24200 | 93.8% | 2 | 0 | 10 |  |  |  | No | R-410A | 1.95 | Residential & Commercial | Ducted CEE Tier 1
212977617 | Central HP <5.4 tons | HEIL | HRCU-A-CB (Split System: Heat Pump with Remote Outdoor Unit-Air-Source) | DLCURAH24ABK |  |  | EA*4X30L17A* | *80MS(N,L)0451412A* | 23600 | 17 | 8.5 | 26000 | 24000 | 92.31% | 2 | 0 | 10 |  |  |  | No | R-410A | 1.9667 | Residential & Commercial | Ducted CEE Tier 1
212976984 | Central HP <5.4 tons | HEIL | HRCU-A-CB (Split System: Heat Pump with Remote Outdoor Unit-Air-Source) | DLCURAH24ABK |  |  | EA*4X36L21A* | *96VTN1002122B* | 24200 | 17.5 | 8.5 | 26400 | 23200 | 87.88% | 1.92 | 0 | 10 |  |  |  | No | R-410A | 2.0167 | Residential & Commercial | Ducted CEE Tier 1
213353781 | Central HP <5.4 tons | COMFORTMAKER | HRCU-A-CB (Split System: Heat Pump with Remote Outdoor Unit-Air-Source) | DLCURAH24ABK |  |  | F5MA4*30L*B* |  | 24800 | 17 | 9 | 26000 | 21800 | 83.85% | 1.82 | 0 | 10.5 |  |  |  | No | R-410A | 2.0667 | Residential & Commercial | Ducted CEE Tier 1
212978085 | Central HP <5.4 tons | HEIL | HRCU-A-CB (Split System: Heat Pump with Remote Outdoor Unit-Air-Source) | DLCURAH24ABK |  |  | EA*4X24L14A* | *80MS(N,L)0701412A* | 23200 | 17 | 9 | 26800 | 26800 | 100% | 2.28 | 0 | 10 |  |  |  | No | R-410A | 1.9333 | Residential & Commercial | Ducted CEE Tier 1
212977665 | Central HP <5.4 tons | HEIL | HRCU-A-CB (Split System: Heat Pump with Remote Outdoor Unit-Air-Source) | DLCURAH24ABK |  |  | EN(A,D)4X24L17** | *80MS(N,L)0451412A* | 23200 | 16.5 | 8.5 | 26800 | 25000 | 93.28% | 2.08 | 0 | 10 |  |  |  | No | R-410A | 1.9333 | Residential & Commercial | Ducted CEE Tier 1
212969750 | Central HP <5.4 tons | COMFORTMAKER | HRCU-A-CB (Split System: Heat Pump with Remote Outdoor Unit-Air-Source) | DLCURAH24ABK |  |  | EA*4X25L17A* | *80VSL0451412B* | 24000 | 17.5 | 8.5 | 25000 | 21800 | 87.2% | 1.82 | 0 | 10 |  |  |  | No | R-410A | 2 | Residential & Commercial | Ducted CEE Tier 1
215936226 | Central HP <5.4 tons | HEIL | HRCU-A-CB (Split System: Heat Pump with Remote Outdoor Unit-Air-Source) | H5H3V36*K*AAA* |  |  | EVD5X42M24A*+WALLCON | *97CMN0802120B* | 35400 | 21.5 | 8.5 | 38000 | 28400 | 74.74% | 2.04 | 0 | 12 |  |  |  | No | R-454B | 2.95 | Residential & Commercial | Ducted CEE Tier 1
215936726 | Central HP <5.4 tons | HEIL | HRCU-A-CB (Split System: Heat Pump with Remote Outdoor Unit-Air-Source) | H5H3V36*K*AAA* |  |  | EVD5X60M21A*+WALLCON | *96CTN1002122B* | 35600 | 22 | 8.5 | 38000 | 28600 | 75.26% | 2.02 | 0 | 12.5 |  |  |  | No | R-454B | 2.9667 | Residential & Commercial | Ducted CEE Tier 1
215936526 | Central HP <5.4 tons | HEIL | HRCU-A-CB (Split System: Heat Pump with Remote Outdoor Unit-Air-Source) | H5H3V36*K*AAA* |  |  | EVD5X49M24A*+WALLCON | *97CMN1202422B* | 35400 | 22 | 8.5 | 38000 | 28400 | 74.74% | 2.04 | 0 | 12.5 |  |  |  | No | R-454B | 2.95 | Residential & Commercial | Ducted CEE Tier 1
214075536 | Central HP <5.4 tons | RUUD | HRCU-A-CB (Split System: Heat Pump with Remote Outdoor Unit-Air-Source) | RD17AZ24AJ3N |  |  | RCFZ2417MTANM | R801V0503A14DZ | 22600 | 17 | 9.5 | 22600 | 16800 | 74.34% | 2 | 0 | 11.2 |  |  |  | No | R-410A | 1.8833 | Residential & Commercial | Ducted CEE Tier 1
214075550 | Central HP <5.4 tons | RUUD | HRCU-A-CB (Split System: Heat Pump with Remote Outdoor Unit-Air-Source) | RD17AZ24AJ3N |  |  | RCFZ2417MTANM | U98MV0703A17UPS | 22600 | 17 | 9.5 | 22600 | 16900 | 74.78% | 2 | 0 | 11.2 |  |  |  | No | R-410A | 1.8833 | Residential & Commercial | Ducted CEE Tier 1
212974971 | Central HP <5.4 tons | HEIL | HRCU-A-CB (Split System: Heat Pump with Remote Outdoor Unit-Air-Source) | DLCURAH24ABK |  |  | EA*4X30L17A* | *96VTN0401410B* | 23400 | 16 | 8.5 | 26400 | 24800 | 93.94% | 2.06 | 0 | 10 |  |  |  | No | R-410A | 1.95 | Residential & Commercial | Ducted CEE Tier 1
212976670 | Central HP <5.4 tons | HEIL | HRCU-A-CB (Split System: Heat Pump with Remote Outdoor Unit-Air-Source) | DLCURAH24ABK |  |  | EA*4X36L21A* | *96VTN1002120B* | 23600 | 17.5 | 8.5 | 26200 | 23800 | 90.84% | 1.98 | 0 | 10 |  |  |  | No | R-410A | 1.9667 | Residential & Commercial | Ducted CEE Tier 1
212981691 | Central HP <5.4 tons | AIRQUEST | HRCU-A-CB (Split System: Heat Pump with Remote Outdoor Unit-Air-Source) | DLCURAH24ABK |  |  | EA*4X24L17A* | *80MSU1002120A* | 23400 | 16.5 | 8.5 | 27000 | 25800 | 95.56% | 2.16 | 0 | 10 |  |  |  | No | R-410A | 1.95 | Residential & Commercial | Ducted CEE Tier 1
214398522 | Central HP <5.4 tons | JOHNSON CONTROLS | HRCU-A-CB (Split System: Heat Pump with Remote Outdoor Unit-Air-Source) | HH836E2S11 |  |  | CTF36C5CDS1 | TM9E100C20MP12 | 34600 | 17 | 8.5 | 32600 | 26800 | 82.21% | 2 | 0 | 11 |  |  |  | No | R-454B | 2.8833 | Residential & Commercial | Ducted CEE Tier 1
216374752 | Central HP <5.4 tons | JOHNSON CONTROLS | HRCU-A-CB (Split System: Heat Pump with Remote Outdoor Unit-Air-Source) | HH836E2S11 |  |  | CTF36C5CDS1 | Z9ET080C16SMPS1 | 33400 | 18 | 8.5 | 31000 | 23800 | 76.77% | 2 | 0 | 11 |  |  |  | No | R-454B | 2.7833 | Residential & Commercial | Ducted CEE Tier 1
214595008 | Central HP <5.4 tons | JOHNSON CONTROLS | HRCU-A-CB (Split System: Heat Pump with Remote Outdoor Unit-Air-Source) | HH836E2S11 |  |  | CTF48C5CFS1 | Z8ES100C20SMPS1 | 34400 | 19 | 9 | 32000 | 25400 | 79.38% | 2 | 0 | 11 |  |  |  | No | R-454B | 2.8667 | Residential & Commercial | Ducted CEE Tier 1
214609062 | Central HP <5.4 tons | JOHNSON CONTROLS | HRCU-A-CB (Split System: Heat Pump with Remote Outdoor Unit-Air-Source) | HH836E2S11 |  |  | CTF48C5CFS1 | Z9ES100C16SMPS1 | 35000 | 18 | 9 | 32600 | 25800 | 79.14% | 2 | 0 | 11 |  |  |  | No | R-454B | 2.9167 | Residential & Commercial | Ducted CEE Tier 1
214505325 | Central HP <5.4 tons | AMANA | HRCU-A-CB (Split System: Heat Pump with Remote Outdoor Unit-Air-Source) | ASZS60241EA* |  |  | CA*EA2422*4B* | A*VM970803BNB* | 23000 | 17 | 8.6 | 23000 | 16100 | 70% | 2 | 0 | 10 |  |  |  | No | R-410A | 1.9167 | Residential & Commercial | Ducted CEE Tier 1
214505416 | Central HP <5.4 tons | AMANA | HRCU-A-CB (Split System: Heat Pump with Remote Outdoor Unit-Air-Source) | ASZS60241EA* |  |  | CA*EA3026*4B*+MBVK12BP1X00A* |  | 23000 | 17 | 8.6 | 23000 | 16100 | 70% | 2 | 0 | 10 |  |  |  | No | R-410A | 1.9167 | Residential & Commercial | Ducted CEE Tier 1
212614958 | Central HP <5.4 tons | AMANA | HRCU-A-CB (Split System: Heat Pump with Remote Outdoor Unit-Air-Source) | ASZS60241EA* |  |  | CA*EA2422*4A* | A*VC960804CNB* | 23000 | 17 | 8.6 | 23000 | 16100 | 70% | 2 | 0 | 10 |  |  |  | No | R-410A | 1.9167 | Residential & Commercial | Ducted CEE Tier 1
214505305 | Central HP <5.4 tons | AMANA | HRCU-A-CB (Split System: Heat Pump with Remote Outdoor Unit-Air-Source) | ASZS60241EA* |  |  | CA*EA2422*4B* | A*VC960603BNB* | 23000 | 17 | 8.6 | 23000 | 16100 | 70% | 2 | 0 | 10 |  |  |  | No | R-410A | 1.9167 | Residential & Commercial | Ducted CEE Tier 1
210470834 | Central HP <5.4 tons | HEIL | HRCU-A-CB (Split System: Heat Pump with Remote Outdoor Unit-Air-Source) | HVH837GKA2* |  |  | EN(A,D)4X48L24**+WALLCON | *95CSU0802120A* | 32400 | 17.5 | 8.1 | 32800 | 24800 | 75.61% | 1.96 | 0 | 11.7 |  |  |  | No | R-410A | 2.7 | Residential & Commercial | Ducted CEE Tier 1
211241396 | Central HP <5.4 tons | COMFORTMAKER | HRCU-A-CB (Split System: Heat Pump with Remote Outdoor Unit-Air-Source) | DLCURAH24ABK |  |  | EA*4X30L17A* | *96VSN0601714A* | 23400 | 16.5 | 8.5 | 25800 | 24200 | 93.8% | 2.02 | 0 | 10 |  |  |  | No | R-410A | 1.95 | Residential & Commercial | Ducted CEE Tier 1
212973928 | Central HP <5.4 tons | HEIL | HRCU-A-CB (Split System: Heat Pump with Remote Outdoor Unit-Air-Source) | DLCURAH24ABK |  |  | EN(A,D)4X36L21** | *96VSN0801716B* | 23400 | 16.5 | 8.1 | 25800 | 24200 | 93.8% | 2 | 0 | 10 |  |  |  | No | R-410A | 1.95 | Residential & Commercial | Ducted CEE Tier 1
212975668 | Central HP <5.4 tons | HEIL | HRCU-A-CB (Split System: Heat Pump with Remote Outdoor Unit-Air-Source) | DLCURAH24ABK |  |  | EA*4X30L14A* | *96VTN0601412B* | 23400 | 16.5 | 8.5 | 26200 | 25000 | 95.42% | 2.08 | 0 | 10 |  |  |  | No | R-410A | 1.95 | Residential & Commercial | Ducted CEE Tier 1
212978217 | Central HP <5.4 tons | HEIL | HRCU-A-CB (Split System: Heat Pump with Remote Outdoor Unit-Air-Source) | DLCURAH24ABK |  |  | EN(A,D,W)4X36L17** | *80MS(N,L)0701412A* | 23600 | 17 | 8.1 | 26000 | 24000 | 92.31% | 2 | 0 | 10.5 |  |  |  | No | R-410A | 1.9667 | Residential & Commercial | Ducted CEE Tier 1
212978097 | Central HP <5.4 tons | HEIL | HRCU-A-CB (Split System: Heat Pump with Remote Outdoor Unit-Air-Source) | DLCURAH24ABK |  |  | EA*4X24L17A* | *80MS(N,L)0701412A* | 23400 | 17 | 9 | 26800 | 26400 | 98.51% | 2.24 | 0 | 10 |  |  |  | No | R-410A | 1.95 | Residential & Commercial | Ducted CEE Tier 1
212978726 | Central HP <5.4 tons | HEIL | HRCU-A-CB (Split System: Heat Pump with Remote Outdoor Unit-Air-Source) | DLCURAH24ABK |  |  | EN(A,D,W)4X36L17** | *80MS(N,L)0701712A* | 23400 | 17 | 8.1 | 25800 | 24200 | 93.8% | 2.04 | 0 | 10.5 |  |  |  | No | R-410A | 1.95 | Residential & Commercial | Ducted CEE Tier 1
212969800 | Central HP <5.4 tons | COMFORTMAKER | HRCU-A-CB (Split System: Heat Pump with Remote Outdoor Unit-Air-Source) | DLCURAH24ABK |  |  | EN(A,D)4X24L14** | *80VSL0451412B* | 23400 | 17 | 8.5 | 27000 | 25000 | 92.59% | 2.08 | 0 | 10 |  |  |  | No | R-410A | 1.95 | Residential & Commercial | Ducted CEE Tier 1
215429751 | Central HP <5.4 tons | GOODMAN | HRCU-A-CB (Split System: Heat Pump with Remote Outdoor Unit-Air-Source) | GZV7SA4210A* |  |  | AHVE60DP0300A* |  | 41000 | 17.5 | 8.8 | 41000 | 31000 | 75.61% | 2 | 0 | 10 |  |  |  | No | R-32 | 3.4167 | Residential & Commercial | Ducted CEE Tier 1
212975272 | Central HP <5.4 tons | HEIL | HRCU-A-CB (Split System: Heat Pump with Remote Outdoor Unit-Air-Source) | DLCURAH24ABK |  |  | EA*4X25L17A* | *96VTN0401712B* | 24200 | 16 | 8.5 | 25400 | 21800 | 85.83% | 1.8 | 0 | 10 |  |  |  | No | R-410A | 2.0167 | Residential & Commercial | Ducted CEE Tier 1
212975283 | Central HP <5.4 tons | HEIL | HRCU-A-CB (Split System: Heat Pump with Remote Outdoor Unit-Air-Source) | DLCURAH24ABK |  |  | EA*4X30L17A* | *96VTN0401712B* | 23200 | 16 | 8.5 | 26400 | 25200 | 95.45% | 2.08 | 0 | 10 |  |  |  | No | R-410A | 1.9333 | Residential & Commercial | Ducted CEE Tier 1
212977689 | Central HP <5.4 tons | HEIL | HRCU-A-CB (Split System: Heat Pump with Remote Outdoor Unit-Air-Source) | DLCURAH24ABK |  |  | EN(A,D)4X30L17** | *80MS(N,L)0451412A* | 23600 | 17 | 8.5 | 26400 | 24200 | 91.67% | 2 | 0 | 10.5 |  |  |  | No | R-410A | 1.9667 | Residential & Commercial | Ducted CEE Tier 1
212977605 | Central HP <5.4 tons | HEIL | HRCU-A-CB (Split System: Heat Pump with Remote Outdoor Unit-Air-Source) | DLCURAH24ABK |  |  | EA*4X30L14A* | *80MS(N,L)0451412A* | 23600 | 17 | 8.5 | 26400 | 24600 | 93.18% | 2.04 | 0 | 10 |  |  |  | No | R-410A | 1.9667 | Residential & Commercial | Ducted CEE Tier 1
212977641 | Central HP <5.4 tons | HEIL | HRCU-A-CB (Split System: Heat Pump with Remote Outdoor Unit-Air-Source) | DLCURAH24ABK |  |  | EA*4X37L17A* | *80MS(N,L)0451412A* | 24200 | 17 | 8.5 | 25200 | 22000 | 87.3% | 1.84 | 0 | 10 |  |  |  | No | R-410A | 2.0167 | Residential & Commercial | Ducted CEE Tier 1
212979900 | Central HP <5.4 tons | HEIL | HRCU-A-CB (Split System: Heat Pump with Remote Outdoor Unit-Air-Source) | DLCURAH24ABK |  |  | EN(A,D)4X24L17** | *80MS(N,L)0901714A* | 23400 | 16.5 | 8.5 | 27000 | 24400 | 90.37% | 2.02 | 0 | 10 |  |  |  | No | R-410A | 1.95 | Residential & Commercial | Ducted CEE Tier 1
212978133 | Central HP <5.4 tons | HEIL | HRCU-A-CB (Split System: Heat Pump with Remote Outdoor Unit-Air-Source) | DLCURAH24ABK |  |  | EA*4X30L17A* | *80MS(N,L)0701412A* | 23600 | 17.5 | 8.5 | 26200 | 24600 | 93.89% | 2.06 | 0 | 10 |  |  |  | No | R-410A | 1.9667 | Residential & Commercial | Ducted CEE Tier 1
212978181 | Central HP <5.4 tons | HEIL | HRCU-A-CB (Split System: Heat Pump with Remote Outdoor Unit-Air-Source) | DLCURAH24ABK |  |  | EN(A,D)4X24L17** | *80MS(N,L)0701412A* | 23200 | 17 | 8.5 | 26800 | 25400 | 94.78% | 2.14 | 0 | 10 |  |  |  | No | R-410A | 1.9333 | Residential & Commercial | Ducted CEE Tier 1
212978660 | Central HP <5.4 tons | HEIL | HRCU-A-CB (Split System: Heat Pump with Remote Outdoor Unit-Air-Source) | DLCURAH24ABK |  |  | EA*4X36L17A* | *80MS(N,L)0701712A* | 23600 | 17.5 | 8.5 | 26000 | 24200 | 93.08% | 2.02 | 0 | 10 |  |  |  | No | R-410A | 1.9667 | Residential & Commercial | Ducted CEE Tier 1
212979828 | Central HP <5.4 tons | HEIL | HRCU-A-CB (Split System: Heat Pump with Remote Outdoor Unit-Air-Source) | DLCURAH24ABK |  |  | EA*4X25L17A* | *80MS(N,L)0901714A* | 24200 | 17 | 8.5 | 25200 | 21800 | 86.51% | 1.82 | 0 | 10 |  |  |  | No | R-410A | 2.0167 | Residential & Commercial | Ducted CEE Tier 1
212979876 | Central HP <5.4 tons | HEIL | HRCU-A-CB (Split System: Heat Pump with Remote Outdoor Unit-Air-Source) | DLCURAH24ABK |  |  | EA*4X37L17A* | *80MS(N,L)0901714A* | 24000 | 17 | 8.1 | 25200 | 22400 | 88.89% | 1.86 | 0 | 10 |  |  |  | No | R-410A | 2 | Residential & Commercial | Ducted CEE Tier 1
212979210 | Central HP <5.4 tons | HEIL | HRCU-A-CB (Split System: Heat Pump with Remote Outdoor Unit-Air-Source) | DLCURAH24ABK |  |  | EN(A,D)4X24L17** | *80MS(N,L)0701716A* | 23200 | 16.5 | 8.5 | 26800 | 25400 | 94.78% | 2.14 | 0 | 10 |  |  |  | No | R-410A | 1.9333 | Residential & Commercial | Ducted CEE Tier 1
212987428 | Central HP <5.4 tons | COMFORTMAKER | HRCU-A-CB (Split System: Heat Pump with Remote Outdoor Unit-Air-Source) | DLCURAH24ABK |  |  | EA*4X37L17A* | *96MSN0801716A* | 24200 | 17 | 8.5 | 25200 | 22000 | 87.3% | 1.84 | 0 | 10 |  |  |  | No | R-410A | 2.0167 | Residential & Commercial | Ducted CEE Tier 1
212989602 | Central HP <5.4 tons | COMFORTMAKER | HRCU-A-CB (Split System: Heat Pump with Remote Outdoor Unit-Air-Source) | DLCURAH24ABK |  |  | EA*4X36L21A* | *95MSU0802120A* | 23600 | 17 | 8.5 | 26200 | 23800 | 90.84% | 1.98 | 0 | 10 |  |  |  | No | R-410A | 1.9667 | Residential & Commercial | Ducted CEE Tier 1
212983198 | Central HP <5.4 tons | AIRQUEST | HRCU-A-CB (Split System: Heat Pump with Remote Outdoor Unit-Air-Source) | DLCURAH24ABK |  |  | EA*4X37L21A* | *92MSN0401712A* | 24000 | 16 | 8.1 | 25400 | 21800 | 85.83% | 1.8 | 0 | 10 |  |  |  | No | R-410A | 2 | Residential & Commercial | Ducted CEE Tier 1
212975294 | Central HP <5.4 tons | HEIL | HRCU-A-CB (Split System: Heat Pump with Remote Outdoor Unit-Air-Source) | DLCURAH24ABK |  |  | EA*4X36L17A* | *96VTN0401712B* | 23400 | 16.5 | 8.5 | 26200 | 24400 | 93.13% | 2.02 | 0 | 10 |  |  |  | No | R-410A | 1.95 | Residential & Commercial | Ducted CEE Tier 1
212975360 | Central HP <5.4 tons | HEIL | HRCU-A-CB (Split System: Heat Pump with Remote Outdoor Unit-Air-Source) | DLCURAH24ABK |  |  | EN(A,D,W)4X36L17** | *96VTN0401712B* | 23200 | 16 | 8.1 | 26200 | 24800 | 94.66% | 2.06 | 0 | 10 |  |  |  | No | R-410A | 1.9333 | Residential & Commercial | Ducted CEE Tier 1
212977569 | Central HP <5.4 tons | HEIL | HRCU-A-CB (Split System: Heat Pump with Remote Outdoor Unit-Air-Source) | DLCURAH24ABK |  |  | EA*4X24L14A* | *80MS(N,L)0451412A* | 23400 | 17 | 8.5 | 27000 | 26200 | 97.04% | 2.22 | 0 | 10 |  |  |  | No | R-410A | 1.95 | Residential & Commercial | Ducted CEE Tier 1
212977653 | Central HP <5.4 tons | HEIL | HRCU-A-CB (Split System: Heat Pump with Remote Outdoor Unit-Air-Source) | DLCURAH24ABK |  |  | EN(A,D)4X24L14** | *80MS(N,L)0451412A* | 23200 | 16.5 | 8.5 | 26800 | 25000 | 93.28% | 2.08 | 0 | 10 |  |  |  | No | R-410A | 1.9333 | Residential & Commercial | Ducted CEE Tier 1
214279880 | Central HP <5.4 tons | HEIL | HRCU-A-CB (Split System: Heat Pump with Remote Outdoor Unit-Air-Source) | DLCURAH24ABK |  |  | EA*4X25L17A* | *96MSN0601716A* | 24400 | 16.5 | 9 | 25400 | 21600 | 85.04% | 1.8 | 0 | 10 |  |  |  | No | R-410A | 2.0333 | Residential & Commercial | Ducted CEE Tier 1
214279893 | Central HP <5.4 tons | HEIL | HRCU-A-CB (Split System: Heat Pump with Remote Outdoor Unit-Air-Source) | DLCURAH24ABK |  |  | EA*4X30L17A* | *96MSN0601716A* | 23400 | 16.5 | 9 | 25800 | 24400 | 94.57% | 2.02 | 0 | 10 |  |  |  | No | R-410A | 1.95 | Residential & Commercial | Ducted CEE Tier 1
212977701 | Central HP <5.4 tons | HEIL | HRCU-A-CB (Split System: Heat Pump with Remote Outdoor Unit-Air-Source) | DLCURAH24ABK |  |  | EN(A,D,W)4X36L17** | *80MS(N,L)0451412A* | 23600 | 17 | 8.5 | 26400 | 24200 | 91.67% | 2 | 0 | 10.5 |  |  |  | No | R-410A | 1.9667 | Residential & Commercial | Ducted CEE Tier 1
212979508 | Central HP <5.4 tons | HEIL | HRCU-A-CB (Split System: Heat Pump with Remote Outdoor Unit-Air-Source) | DLCURAH24ABK |  |  | EA*4X37L21A* | *80MS(N,L)0702116A* | 24400 | 17 | 8.5 | 25200 | 21200 | 84.13% | 1.8 | 0 | 10.5 |  |  |  | No | R-410A | 2.0333 | Residential & Commercial | Ducted CEE Tier 1
205751140 | Central HP <5.4 tons | COMFORTMAKER | HRCU-A-CB (Split System: Heat Pump with Remote Outdoor Unit-Air-Source) | CVH837GKA** |  |  | EA*4X43L21A*+WALLCON | *80CTL0902120A* | 32800 | 17.5 | 8.5 | 33000 | 25200 | 76.36% | 2 | 12 | 11.7 |  |  |  | No | R-410A | 2.7333 | Residential & Commercial | Ducted CEE Tier 1
212987490 | Central HP <5.4 tons | HEIL | HRCU-A-CB (Split System: Heat Pump with Remote Outdoor Unit-Air-Source) | DLCURAH24ABK |  |  | EN(A,D)4X36L21** | *96MSN0801716A* | 23800 | 17 | 8.5 | 26400 | 24000 | 90.91% | 1.98 | 0 | 10.5 |  |  |  | No | R-410A | 1.9833 | Residential & Commercial | Ducted CEE Tier 1
212987826 | Central HP <5.4 tons | HEIL | HRCU-A-CB (Split System: Heat Pump with Remote Outdoor Unit-Air-Source) | DLCURAH24ABK |  |  | EN(A,D)4X36L21** | *96MSN0802120A* | 23600 | 17 | 8.5 | 26400 | 24200 | 91.67% | 2.02 | 0 | 10.5 |  |  |  | No | R-410A | 1.9667 | Residential & Commercial | Ducted CEE Tier 1
212989244 | Central HP <5.4 tons | HEIL | HRCU-A-CB (Split System: Heat Pump with Remote Outdoor Unit-Air-Source) | DLCURAH24ABK |  |  | EN(A,D,W)4X36L17** | *95MSU0601716A* | 23600 | 17 | 8.5 | 26400 | 24400 | 92.42% | 2.02 | 0 | 10.5 |  |  |  | No | R-410A | 1.9667 | Residential & Commercial | Ducted CEE Tier 1
212989628 | Central HP <5.4 tons | HEIL | HRCU-A-CB (Split System: Heat Pump with Remote Outdoor Unit-Air-Source) | DLCURAH24ABK |  |  | EN(A,D)4X36L21** | *95MSU0802120A* | 23400 | 17 | 8.5 | 26200 | 24600 | 93.89% | 2.04 | 0 | 10.5 |  |  |  | No | R-410A | 1.95 | Residential & Commercial | Ducted CEE Tier 1
215439681 | Central HP <5.4 tons | AMANA | HRCU-A-CB (Split System: Heat Pump with Remote Outdoor Unit-Air-Source) | AZV6SA1810A* |  |  | CHPEA2422*3A* | A*VT960603BNA* | 17000 | 19 | 8.8 | 16800 | 13000 | 77.38% | 2.1 | 0 | 12 |  |  |  | No | R-32 | 1.4167 | Residential & Commercial | Ducted CEE Tier 1
212983519 | Central HP <5.4 tons | AIRQUEST | HRCU-A-CB (Split System: Heat Pump with Remote Outdoor Unit-Air-Source) | DLCURAH24ABK |  |  | EA*4X24L17A* | *92MSN0601412A* | 23600 | 16.5 | 9 | 27000 | 25400 | 94.07% | 2.12 | 0 | 10 |  |  |  | No | R-410A | 1.9667 | Residential & Commercial | Ducted CEE Tier 1
212983569 | Central HP <5.4 tons | AIRQUEST | HRCU-A-CB (Split System: Heat Pump with Remote Outdoor Unit-Air-Source) | DLCURAH24ABK |  |  | EA*4X37L17A* | *92MSN0601412A* | 24200 | 17 | 8.5 | 25800 | 22200 | 86.05% | 1.84 | 0 | 10 |  |  |  | No | R-410A | 2.0167 | Residential & Commercial | Ducted CEE Tier 1
212983619 | Central HP <5.4 tons | AIRQUEST | HRCU-A-CB (Split System: Heat Pump with Remote Outdoor Unit-Air-Source) | DLCURAH24ABK |  |  | EN(A,D,W)4X36L17** | *92MSN0601412A* | 23800 | 17 | 8.5 | 26400 | 23800 | 90.15% | 1.98 | 0 | 10.5 |  |  |  | No | R-410A | 1.9833 | Residential & Commercial | Ducted CEE Tier 1
212978121 | Central HP <5.4 tons | HEIL | HRCU-A-CB (Split System: Heat Pump with Remote Outdoor Unit-Air-Source) | DLCURAH24ABK |  |  | EA*4X30L14A* | *80MS(N,L)0701412A* | 23400 | 17 | 8.5 | 26200 | 24800 | 94.66% | 2.08 | 0 | 10 |  |  |  | No | R-410A | 1.95 | Residential & Commercial | Ducted CEE Tier 1
212979138 | Central HP <5.4 tons | HEIL | HRCU-A-CB (Split System: Heat Pump with Remote Outdoor Unit-Air-Source) | DLCURAH24ABK |  |  | EA*4X25L17A* | *80MS(N,L)0701716A* | 24200 | 17.5 | 8.5 | 25200 | 21800 | 86.51% | 1.82 | 0 | 10 |  |  |  | No | R-410A | 2.0167 | Residential & Commercial | Ducted CEE Tier 1
212979222 | Central HP <5.4 tons | HEIL | HRCU-A-CB (Split System: Heat Pump with Remote Outdoor Unit-Air-Source) | DLCURAH24ABK |  |  | EN(A,D)4X30L17** | *80MS(N,L)0701716A* | 23600 | 17 | 8.5 | 26400 | 24400 | 92.42% | 2.02 | 0 | 10.5 |  |  |  | No | R-410A | 1.9667 | Residential & Commercial | Ducted CEE Tier 1
212979840 | Central HP <5.4 tons | HEIL | HRCU-A-CB (Split System: Heat Pump with Remote Outdoor Unit-Air-Source) | DLCURAH24ABK |  |  | EA*4X30L17A* | *80MS(N,L)0901714A* | 23600 | 17 | 8.5 | 26400 | 24600 | 93.18% | 2.04 | 0 | 10 |  |  |  | No | R-410A | 1.9667 | Residential & Commercial | Ducted CEE Tier 1
212988408 | Central HP <5.4 tons | HEIL | HRCU-A-CB (Split System: Heat Pump with Remote Outdoor Unit-Air-Source) | DLCURAH36ABK |  |  | EA*4X48L24A* | *96MSN1402422A* | 35600 | 16.5 | 8.5 | 37800 | 34600 | 91.53% | 2.02 | 0 | 10 |  |  |  | No | R-410A | 2.9667 | Residential & Commercial | Ducted CEE Tier 1
213353849 | Central HP <5.4 tons | COMFORTMAKER | HRCU-A-CB (Split System: Heat Pump with Remote Outdoor Unit-Air-Source) | DLCURAH36ABK |  |  | F5MA4*36L*B* |  | 35800 | 16 | 9 | 38500 | 35000 | 90.91% | 1.94 | 0 | 10 |  |  |  | No | R-410A | 2.9833 | Residential & Commercial | Ducted CEE Tier 1
212980694 | Central HP <5.4 tons | HEIL | HRCU-A-CB (Split System: Heat Pump with Remote Outdoor Unit-Air-Source) | DLCURAH36ABK |  |  | EA*4X48L24A* | *80MS(N,L)0902420A* | 36000 | 16.5 | 8.5 | 37800 | 34600 | 91.53% | 2.04 | 0 | 10 |  |  |  | No | R-410A | 3 | Residential & Commercial | Ducted CEE Tier 1
216051092 | Central HP <5.4 tons | RUUD | HRCU-A-CB (Split System: Heat Pump with Remote Outdoor Unit-Air-Source) | UP19AY36AJVC |  |  | RCFY3621MEAAM | U98MV0603A17UPS | 34200 | 20 | 10 | 34200 | 29600 | 86.55% | 2 | 0 | 12 |  |  |  | No | R-454B | 2.85 | Residential & Commercial | Ducted CEE Tier 1
212609387 | Central HP <5.4 tons | RUUD | HRCU-A-CB (Split System: Heat Pump with Remote Outdoor Unit-Air-Source) | UP18AZ48AJVC |  |  | RCFZ6021SEAAM | R802V0504A17UHN | 45000 | 19 | 8.5 | 44000 | 45500 | 103.4% | 1.9 | 0 | 12 |  |  |  | No | R-410A | 3.75 | Residential & Commercial | Ducted CEE Tier 1
213815155 | Central HP <5.4 tons | AMANA | HRCU-A-CB (Split System: Heat Pump with Remote Outdoor Unit-Air-Source) | ASZV903610A* |  |  | CHPF3743C6B*+MBVB12BP1X00A*+TXV |  | 33400 | 18 | 8.2 | 34000 | 24400 | 71.76% | 1.8 | 0 | 11 |  |  |  | No | R-410A | 2.7833 | Residential & Commercial | Ducted CEE Tier 1
213815741 | Central HP <5.4 tons | AMANA | HRCU-A-CB (Split System: Heat Pump with Remote Outdoor Unit-Air-Source) | ASZS60481EA* |  |  | CA*EA6030*4A*+MBVK20DP1X00A* |  | 44000 | 17 | 8.6 | 44000 | 31000 | 70.45% | 2 | 0 | 10 |  |  |  | No | R-410A | 3.6667 | Residential & Commercial | Ducted CEE Tier 1
213613302 | Central HP <5.4 tons | AMANA | HRCU-A-CB (Split System: Heat Pump with Remote Outdoor Unit-Air-Source) | ASZS60361EA* |  |  | AHVE48DP1400B* |  | 34200 | 17.5 | 8.6 | 34200 | 30000 | 87.72% | 2 | 0 | 10 |  |  |  | No | R-410A | 2.85 | Residential & Commercial | Ducted CEE Tier 1
212609355 | Central HP <5.4 tons | SURE | HRCU-A-CB (Split System: Heat Pump with Remote Outdoor Unit-Air-Source) | SP18AZ36AJVC |  |  | TCFZ6021SEAAM | S802V0504A17UHN | 34200 | 19 | 8.5 | 34200 | 43500 | 127.2% | 2.2 | 0 | 12.5 |  |  |  | No | R-410A | 2.85 | Residential & Commercial | Ducted CEE Tier 1
210106772 | Central HP <5.4 tons | SURE | HRCU-A-CB (Split System: Heat Pump with Remote Outdoor Unit-Air-Source) | SP18AZ36AJVC |  |  | TCFZ6021SEAAM | S98MV1005A21UPS | 34200 | 19 | 8.5 | 34200 | 43500 | 127.2% | 2.2 | 0 | 12.5 |  |  |  | No | R-410A | 2.85 | Residential & Commercial | Ducted CEE Tier 1
212978327 | Central HP <5.4 tons | HEIL | HRCU-A-CB (Split System: Heat Pump with Remote Outdoor Unit-Air-Source) | DLCURAH18ABK |  |  | EN(A,D)4X24L17** | *80MS(N,L)0701412A* | 17600 | 16.5 | 8.5 | 18500 | 19100 | 103.2% | 2.3 | 0 | 11 |  |  |  | No | R-410A | 1.4667 | Residential & Commercial | Ducted CEE Tier 1
212981835 | Central HP <5.4 tons | AIRQUEST | HRCU-A-CB (Split System: Heat Pump with Remote Outdoor Unit-Air-Source) | DLCURAH18ABK |  |  | EA*4X24L17A* | *80MSU1002120A* | 17200 | 15.5 | 8.5 | 18300 | 19400 | 106% | 2.32 | 0 | 10 |  |  |  | No | R-410A | 1.4333 | Residential & Commercial | Ducted CEE Tier 1
212982435 | Central HP <5.4 tons | AIRQUEST | HRCU-A-CB (Split System: Heat Pump with Remote Outdoor Unit-Air-Source) | DLCURAH18ABK |  |  | EN(A,D)4X30L17** | *80MSU0401712A* | 17500 | 16 | 8.1 | 18200 | 18500 | 101.6% | 2.22 | 0 | 10.5 |  |  |  | No | R-410A | 1.4583 | Residential & Commercial | Ducted CEE Tier 1
212979948 | Central HP <5.4 tons | HEIL | HRCU-A-CB (Split System: Heat Pump with Remote Outdoor Unit-Air-Source) | DLCURAH18ABK |  |  | EA*4X19L17A* | *80MS(N,L)0901714A* | 18000 | 16.5 | 8.5 | 18000 | 17800 | 98.89% | 2.14 | 0 | 10.5 |  |  |  | No | R-410A | 1.5 | Residential & Commercial | Ducted CEE Tier 1
215487654 | Central HP <5.4 tons | AMANA | HRCU-A-CB (Split System: Heat Pump with Remote Outdoor Unit-Air-Source) | AZV7SA2410A* |  |  | CA*EA3022*3A* | A*VC960403BNB* | 23200 | 19 | 8.6 | 23200 | 17000 | 73.28% | 2 | 0 | 11 |  |  |  | No | R-32 | 1.9333 | Residential & Commercial | Ducted CEE Tier 1
215487670 | Central HP <5.4 tons | AMANA | HRCU-A-CB (Split System: Heat Pump with Remote Outdoor Unit-Air-Source) | AZV7SA2410A* |  |  | CA*EA3626*3A* | A*VC960603BNB* | 23200 | 19 | 8.6 | 23200 | 17000 | 73.28% | 2 | 0 | 11 |  |  |  | No | R-32 | 1.9333 | Residential & Commercial | Ducted CEE Tier 1
213249246 | Central HP <5.4 tons | CARRIER | HRCU-A-CB (Split System: Heat Pump with Remote Outdoor Unit-Air-Source) | 38MURAQ18AB3* |  |  | FEVA0024**+NAVA43601CK |  | 18100 | 16.5 | 8.5 | 18300 | 17900 | 97.81% | 2.16 | 0 | 11 |  |  |  | No | R-410A | 1.5083 | Residential & Commercial | Ducted CEE Tier 1
215429738 | Central HP <5.4 tons | AMANA | HRCU-A-CB (Split System: Heat Pump with Remote Outdoor Unit-Air-Source) | AZV7SA3610A* |  |  | AHVE48CP1300A* |  | 34800 | 18.5 | 8.5 | 35000 | 28400 | 81.14% | 2 | 0 | 10.5 |  |  |  | No | R-32 | 2.9 | Residential & Commercial | Ducted CEE Tier 1
215429739 | Central HP <5.4 tons | AMANA | HRCU-A-CB (Split System: Heat Pump with Remote Outdoor Unit-Air-Source) | AZV7SA3610A* |  |  | AHVE48CP0300A* |  | 34800 | 18.5 | 8.5 | 35000 | 28400 | 81.14% | 2 | 0 | 10.5 |  |  |  | No | R-32 | 2.9 | Residential & Commercial | Ducted CEE Tier 1
214239362 | Central HP <5.4 tons | TEMPSTAR | HRCU-A-CB (Split System: Heat Pump with Remote Outdoor Unit-Air-Source) | TVH837GKA2* |  |  | EN(A,D,W)4X60L24**+WALLCON | *80CTL0902120B* | 32800 | 17.5 | 8.1 | 32200 | 24600 | 76.4% | 1.96 | 0 | 12 |  |  |  | No | R-410A | 2.7333 | Residential & Commercial | Ducted CEE Tier 1
212609362 | Central HP <5.4 tons | RUUD | HRCU-A-CB (Split System: Heat Pump with Remote Outdoor Unit-Air-Source) | UP18AZ36AJVC |  |  | RCFZ6021SEAAM | R802V0755A21UHS | 34200 | 19 | 8.5 | 34200 | 43000 | 125.7% | 2.2 | 0 | 12.5 |  |  |  | No | R-410A | 2.85 | Residential & Commercial | Ducted CEE Tier 1
213258063 | Central HP <5.4 tons | LENNOX | HRCU-A-CB (Split System: Heat Pump with Remote Outdoor Unit-Air-Source) | SL25XPV-036-230A** |  |  | CRX35-50/60C-**-*+TDR | SLP99DF090XV60C* | 34200 | 21 | 9.3 | 36000 | 29000 | 80.56% | 1.84 | 0 | 13.5 |  |  |  | No | R-410A | 2.85 | Residential & Commercial | Ducted CEE Tier 1
215487771 | Central HP <5.4 tons | AMANA | HRCU-A-CB (Split System: Heat Pump with Remote Outdoor Unit-Air-Source) | AZV7SA4810A* |  |  | CHPEA6030*3A* | A*VC961205DNB* | 45500 | 16.5 | 8.5 | 46500 | 33600 | 72.26% | 2 | 0 | 10 |  |  |  | No | R-32 | 3.7917 | Residential & Commercial | Ducted CEE Tier 1
215487671 | Central HP <5.4 tons | AMANA | HRCU-A-CB (Split System: Heat Pump with Remote Outdoor Unit-Air-Source) | AZV7SA2410A* |  |  | CA*EA3626*3A* | A*VC960803BNB* | 23200 | 19 | 8.6 | 23200 | 17000 | 73.28% | 2 | 0 | 11 |  |  |  | No | R-32 | 1.9333 | Residential & Commercial | Ducted CEE Tier 1
215429733 | Central HP <5.4 tons | AMANA | HRCU-A-CB (Split System: Heat Pump with Remote Outdoor Unit-Air-Source) | AZV7SA2410A* |  |  | AHVE36CP0300A* |  | 23200 | 19 | 8.8 | 23200 | 17000 | 73.28% | 2 | 0 | 11 |  |  |  | No | R-32 | 1.9333 | Residential & Commercial | Ducted CEE Tier 1
212969600 | Central HP <5.4 tons | COMFORTMAKER | HRCU-A-CB (Split System: Heat Pump with Remote Outdoor Unit-Air-Source) | DLCURAH18ABK |  |  | EN(A,D)4X30L17** | *80VSL0451412B* | 17400 | 16.5 | 8.1 | 17900 | 18600 | 103.9% | 2.24 | 0 | 11 |  |  |  | No | R-410A | 1.45 | Residential & Commercial | Ducted CEE Tier 1
212978792 | Central HP <5.4 tons | HEIL | HRCU-A-CB (Split System: Heat Pump with Remote Outdoor Unit-Air-Source) | DLCURAH18ABK |  |  | EN(A,D)4X24L17** | *80MS(N,L)0701712A* | 17400 | 16.5 | 8.5 | 18400 | 19200 | 104.3% | 2.32 | 0 | 11 |  |  |  | No | R-410A | 1.45 | Residential & Commercial | Ducted CEE Tier 1
212981823 | Central HP <5.4 tons | AIRQUEST | HRCU-A-CB (Split System: Heat Pump with Remote Outdoor Unit-Air-Source) | DLCURAH18ABK |  |  | EA*4X19L17A* | *80MSU1002120A* | 17800 | 16 | 8.1 | 17900 | 17900 | 100% | 2.14 | 0 | 10.5 |  |  |  | No | R-410A | 1.4833 | Residential & Commercial | Ducted CEE Tier 1
210473928 | Central HP <5.4 tons | HEIL | HRCU-A-CB (Split System: Heat Pump with Remote Outdoor Unit-Air-Source) | HVH825GKA3* |  |  | EN(A,D,W)4X48L21**+WALLCON | *80CSU0601716A* | 24200 | 17 | 8.1 | 21400 | 16600 | 77.57% | 2 | 0 | 11 |  |  |  | No | R-410A | 2.0167 | Residential & Commercial | Ducted CEE Tier 1
210473360 | Central HP <5.4 tons | HEIL | HRCU-A-CB (Split System: Heat Pump with Remote Outdoor Unit-Air-Source) | HVH825GKA3* |  |  | EA*4X48L21A*+WALLCON | *96CTN0801714A* | 24000 | 16.5 | 8.1 | 21000 | 16600 | 79.05% | 2 | 0 | 11 |  |  |  | No | R-410A | 2 | Residential & Commercial | Ducted CEE Tier 1
215487652 | Central HP <5.4 tons | AMANA | HRCU-A-CB (Split System: Heat Pump with Remote Outdoor Unit-Air-Source) | AZV7SA2410A* |  |  | CA*EA3022*3A* | A*VC800805C*A* | 23200 | 19 | 8.6 | 23200 | 17000 | 73.28% | 2 | 0 | 11 |  |  |  | No | R-32 | 1.9333 | Residential & Commercial | Ducted CEE Tier 1
215439699 | Central HP <5.4 tons | AMANA | HRCU-A-CB (Split System: Heat Pump with Remote Outdoor Unit-Air-Source) | AZV6SA1810A* |  |  | CA*EA2418*3A* | A*VT800603B*A* | 17000 | 19 | 8.8 | 16800 | 13000 | 77.38% | 2.1 | 0 | 12 |  |  |  | No | R-32 | 1.4167 | Residential & Commercial | Ducted CEE Tier 1
215439715 | Central HP <5.4 tons | AMANA | HRCU-A-CB (Split System: Heat Pump with Remote Outdoor Unit-Air-Source) | AZV6SA1810A* |  |  | CHPEA2422*3A* | A*VM970603BNA* | 17000 | 19 | 8.8 | 16800 | 13000 | 77.38% | 2.1 | 0 | 12 |  |  |  | No | R-32 | 1.4167 | Residential & Commercial | Ducted CEE Tier 1
212614992 | Central HP <5.4 tons | AMANA | HRCU-A-CB (Split System: Heat Pump with Remote Outdoor Unit-Air-Source) | ASZS60361EA* |  |  | CA*EA4830*4A* | A*VM971005CNB* | 34200 | 17.5 | 8.6 | 34200 | 29000 | 84.8% | 2 | 0 | 10 |  |  |  | No | R-410A | 2.85 | Residential & Commercial | Ducted CEE Tier 1
214398722 | Central HP <5.4 tons | JOHNSON CONTROLS | HRCU-A-CB (Split System: Heat Pump with Remote Outdoor Unit-Air-Source) | HH860E2S11 |  |  | CTF60D5CGS1 | TM9Y120D20MP11 | 44000 | 18 | 9 | 44000 | 33400 | 75.91% | 2 | 0 | 11.7 |  |  |  | No | R-454B | 3.6667 | Residential & Commercial | Ducted CEE Tier 1
216374736 | Central HP <5.4 tons | JOHNSON CONTROLS | HRCU-A-CB (Split System: Heat Pump with Remote Outdoor Unit-Air-Source) | HH860E2S11 |  |  | CTM60D5CHS1 | Z9ET120D20SMPS1 | 54000 | 19 | 8.5 | 55000 | 40000 | 72.73% | 2 | 0 | 11 |  |  |  | No | R-454B | 4.5 | Residential & Commercial | Ducted CEE Tier 1
214421515 | Central HP <5.4 tons | JOHNSON CONTROLS | HRCU-A-CB (Split System: Heat Pump with Remote Outdoor Unit-Air-Source) | HH860E2S11 |  |  | CTF60C5CHS1+JMET16CS2N1 |  | 53000 | 19 | 8.5 | 53500 | 38500 | 71.96% | 2 | 0 | 11.7 |  |  |  | No | R-454B | 4.4167 | Residential & Commercial | Ducted CEE Tier 1
214609115 | Central HP <5.4 tons | JOHNSON CONTROLS | HRCU-A-CB (Split System: Heat Pump with Remote Outdoor Unit-Air-Source) | HH860E2S11 |  |  | CTM60C5CGS1 | Z9ES080C16SMPS1 | 45000 | 18 | 9 | 46000 | 33800 | 73.48% | 2 | 0 | 11.7 |  |  |  | No | R-454B | 3.75 | Residential & Commercial | Ducted CEE Tier 1
214242384 | Central HP <5.4 tons | TEMPSTAR | HRCU-A-CB (Split System: Heat Pump with Remote Outdoor Unit-Air-Source) | TVH825GKA3* |  |  | EN(A,D)4X48L24**+WALLCON | *96CTN1002122B* | 24200 | 17 | 8.1 | 21200 | 16500 | 77.83% | 2 | 0 | 11.5 |  |  |  | No | R-410A | 2.0167 | Residential & Commercial | Ducted CEE Tier 1
214499805 | Central HP <5.4 tons | GOODMAN | HRCU-A-CB (Split System: Heat Pump with Remote Outdoor Unit-Air-Source) | GSZS601810A* |  |  | CA*EA2422*4B* | G*VC960603BNB* | 16600 | 17.5 | 8.5 | 17400 | 13000 | 74.71% | 2.1 | 0 | 10.9 |  |  |  | No | R-410A | 1.3833 | Residential & Commercial | Ducted CEE Tier 1
215487748 | Central HP <5.4 tons | AMANA | HRCU-A-CB (Split System: Heat Pump with Remote Outdoor Unit-Air-Source) | AZV7SA4810A* |  |  | CA*EA6030*3A* | A*VM970804CNB* | 45500 | 16.2 | 8.8 | 47000 | 33600 | 71.49% | 2 | 0 | 10 |  |  |  | No | R-32 | 3.7917 | Residential & Commercial | Ducted CEE Tier 1
215487762 | Central HP <5.4 tons | AMANA | HRCU-A-CB (Split System: Heat Pump with Remote Outdoor Unit-Air-Source) | AZV7SA4810A* |  |  | CHPEA4830*3A* | A*VM971205DNB* | 45500 | 16.5 | 8.5 | 46000 | 33600 | 73.04% | 2 | 0 | 10 |  |  |  | No | R-32 | 3.7917 | Residential & Commercial | Ducted CEE Tier 1
215487764 | Central HP <5.4 tons | AMANA | HRCU-A-CB (Split System: Heat Pump with Remote Outdoor Unit-Air-Source) | AZV7SA4810A* |  |  | CHPEA6030*3A* | A*VC800805C*A* | 45500 | 16.5 | 8.5 | 46500 | 33600 | 72.26% | 2 | 0 | 10 |  |  |  | No | R-32 | 3.7917 | Residential & Commercial | Ducted CEE Tier 1
214239172 | Central HP <5.4 tons | TEMPSTAR | HRCU-A-CB (Split System: Heat Pump with Remote Outdoor Unit-Air-Source) | TVH837GKA2* |  |  | EN(A,D,W)4X48L21**+WALLCON | *80CTL0451712B* | 32200 | 16.5 | 8.1 | 33200 | 25000 | 75.3% | 1.9 | 0 | 11 |  |  |  | No | R-410A | 2.6833 | Residential & Commercial | Ducted CEE Tier 1
214239222 | Central HP <5.4 tons | TEMPSTAR | HRCU-A-CB (Split System: Heat Pump with Remote Outdoor Unit-Air-Source) | TVH837GKA2* |  |  | EN(A,D,W)4X48L21**+WALLCON | *95CSU0601716B* | 32200 | 17 | 8.1 | 33000 | 24800 | 75.15% | 1.92 | 0 | 11.5 |  |  |  | No | R-410A | 2.6833 | Residential & Commercial | Ducted CEE Tier 1
213366262 | Central HP <5.4 tons | RUUD | HRCU-A-CB (Split System: Heat Pump with Remote Outdoor Unit-Air-Source) | UP18AZ36AJVC |  |  | RCFZ6021SEAAM | R802V1005A21UHS | 34200 | 19 | 8.5 | 34200 | 43000 | 125.7% | 2.2 | 0 | 12.5 |  |  |  | No | R-410A | 2.85 | Residential & Commercial | Ducted CEE Tier 1
215487684 | Central HP <5.4 tons | AMANA | HRCU-A-CB (Split System: Heat Pump with Remote Outdoor Unit-Air-Source) | AZV7SA2410A* |  |  | CHPEA3026*3A* | A*VC960403BNB* | 23200 | 19 | 8.6 | 23200 | 17000 | 73.28% | 2 | 0 | 11 |  |  |  | No | R-32 | 1.9333 | Residential & Commercial | Ducted CEE Tier 1
212975459 | Central HP <5.4 tons | HEIL | HRCU-A-CB (Split System: Heat Pump with Remote Outdoor Unit-Air-Source) | DLCURAH18ABK |  |  | EN(A,D)4X24L14** | *96VTN0601412B* | 17500 | 16 | 8.5 | 18500 | 19200 | 103.8% | 2.3 | 0 | 10.5 |  |  |  | No | R-410A | 1.4583 | Residential & Commercial | Ducted CEE Tier 1
212977713 | Central HP <5.4 tons | HEIL | HRCU-A-CB (Split System: Heat Pump with Remote Outdoor Unit-Air-Source) | DLCURAH18ABK |  |  | EA*4X19L17A* | *80MS(N,L)0451412A* | 18000 | 16.5 | 8.5 | 17900 | 17800 | 99.44% | 2.16 | 0 | 11 |  |  |  | No | R-410A | 1.5 | Residential & Commercial | Ducted CEE Tier 1
212977797 | Central HP <5.4 tons | HEIL | HRCU-A-CB (Split System: Heat Pump with Remote Outdoor Unit-Air-Source) | DLCURAH18ABK |  |  | EN(A,D)4X24L14** | *80MS(N,L)0451412A* | 17500 | 16.5 | 8.5 | 18400 | 19200 | 104.3% | 2.3 | 0 | 11 |  |  |  | No | R-410A | 1.4583 | Residential & Commercial | Ducted CEE Tier 1
212983720 | Central HP <5.4 tons | AIRQUEST | HRCU-A-CB (Split System: Heat Pump with Remote Outdoor Unit-Air-Source) | DLCURAH18ABK |  |  | EN(A,D)4X30L14** | *92MSN0601412A* | 17400 | 16 | 8.1 | 17900 | 18600 | 103.9% | 2.24 | 0 | 11 |  |  |  | No | R-410A | 1.45 | Residential & Commercial | Ducted CEE Tier 1
212983639 | Central HP <5.4 tons | AIRQUEST | HRCU-A-CB (Split System: Heat Pump with Remote Outdoor Unit-Air-Source) | DLCURAH18ABK |  |  | EA*4X24L14A* | *92MSN0601412A* | 17500 | 16 | 8.5 | 18500 | 19400 | 104.9% | 2.34 | 0 | 10.5 |  |  |  | No | R-410A | 1.4583 | Residential & Commercial | Ducted CEE Tier 1
212983689 | Central HP <5.4 tons | AIRQUEST | HRCU-A-CB (Split System: Heat Pump with Remote Outdoor Unit-Air-Source) | DLCURAH18ABK |  |  | EN(A,D)4X18L14** | *92MSN0601412A* | 17300 | 16 | 8.5 | 18500 | 19800 | 107% | 2.38 | 0 | 10.5 |  |  |  | No | R-410A | 1.4417 | Residential & Commercial | Ducted CEE Tier 1
214229290 | Central HP <5.4 tons | HEIL | HRCU-A-CB (Split System: Heat Pump with Remote Outdoor Unit-Air-Source) | DLCURAH36ABK |  |  | EA*4X37L17A* | *80MSU0601716A* | 36000 | 16 | 8.5 | 38500 | 34800 | 90.39% | 2.02 | 0 | 10 |  |  |  | No | R-410A | 3 | Residential & Commercial | Ducted CEE Tier 1
215487779 | Central HP <5.4 tons | AMANA | HRCU-A-CB (Split System: Heat Pump with Remote Outdoor Unit-Air-Source) | AZV6SA1810A* |  |  | CA*EA3022*3A* | A*VC960603BNB* | 17000 | 19 | 8.8 | 16800 | 13000 | 77.38% | 2.1 | 0 | 12 |  |  |  | No | R-32 | 1.4167 | Residential & Commercial | Ducted CEE Tier 1
215937846 | Central HP <5.4 tons | HEIL | HRCU-A-CB (Split System: Heat Pump with Remote Outdoor Unit-Air-Source) | H5H3V48*K*AAA* |  |  | EVD5X48M21A*+WALLCON | *96CTN0801714B* | 43000 | 19 | 8.1 | 53000 | 37600 | 70.94% | 2 | 0 | 11 |  |  |  | No | R-454B | 3.5833 | Residential & Commercial | Ducted CEE Tier 1
214505339 | Central HP <5.4 tons | AMANA | HRCU-A-CB (Split System: Heat Pump with Remote Outdoor Unit-Air-Source) | ASZS60241EA* |  |  | CA*EA3026*4B* | A*VC800603B*A* | 23000 | 17 | 8.6 | 23000 | 16100 | 70% | 2 | 0 | 10 |  |  |  | No | R-410A | 1.9167 | Residential & Commercial | Ducted CEE Tier 1
215853288 | Central HP <5.4 tons | YORK | HRCU-A-CB (Split System: Heat Pump with Remote Outdoor Unit-Air-Source) | HH836E2S11 |  |  | CTU36B5XDS1+TXV | Y91E080B12SMPS1 | 33600 | 18 | 8.5 | 31400 | 25600 | 81.53% | 2 | 0 | 11 |  |  |  | No | R-454B | 2.8 | Residential & Commercial | Ducted CEE Tier 1
216051109 | Central HP <5.4 tons | RUUD | HRCU-A-CB (Split System: Heat Pump with Remote Outdoor Unit-Air-Source) | UP19AY36AJVC |  |  | RCFY3621MEAAM | U97MV0603A17DHS | 34200 | 21 | 10 | 34200 | 29600 | 86.55% | 2 | 0 | 12 |  |  |  | No | R-454B | 2.85 | Residential & Commercial | Ducted CEE Tier 1
215853282 | Central HP <5.4 tons | YORK | HRCU-A-CB (Split System: Heat Pump with Remote Outdoor Unit-Air-Source) | HH836E2S11 |  |  | CTM36C5CDS1 | Y91E080C20SMPS1 | 34200 | 18 | 8.5 | 32200 | 26400 | 81.99% | 2 | 0 | 11 |  |  |  | No | R-454B | 2.85 | Residential & Commercial | Ducted CEE Tier 1
215864925 | Central HP <5.4 tons | TRANE | HRCU-A-CB (Split System: Heat Pump with Remote Outdoor Unit-Air-Source) | 5TWV8X48A1 |  |  | 5TXCC007AS3 | S9V2C100U4VSB+LRP | 45500 | 18.1 | 8.5 | 46000 | 35200 | 76.52% | 2.1 | 0 | 10 |  |  |  | No | R-454B | 3.7917 | Residential & Commercial | Ducted CEE Tier 1
215864961 | Central HP <5.4 tons | TRANE | HRCU-A-CB (Split System: Heat Pump with Remote Outdoor Unit-Air-Source) | 5TWV8X48A1 |  |  | 5TXCD008AS3 | S9V2C080U5PSC+LRP | 45500 | 18.1 | 8.5 | 46000 | 35200 | 76.52% | 2.1 | 0 | 10 |  |  |  | No | R-454B | 3.7917 | Residential & Commercial | Ducted CEE Tier 1
214626212 | Central HP <5.4 tons | LENNOX | HRCU-A-CB (Split System: Heat Pump with Remote Outdoor Unit-Air-Source) | SL25XPV-048-230A** |  |  | CK40HT-51/61C-0*+TDR | EL296UH090XV60C* | 44500 | 20 | 9.2 | 45500 | 37600 | 82.64% | 1.82 | 0 | 12 |  |  |  | No | R-410A | 3.7083 | Residential & Commercial | Ducted CEE Tier 1
213194318 | Central HP <5.4 tons | LENNOX | HRCU-A-CB (Split System: Heat Pump with Remote Outdoor Unit-Air-Source) | SL25XPV-048-230A** |  |  | CX35-49C+TDR | EL297UH090XV60C* | 45500 | 20 | 8.9 | 44000 | 36000 | 81.82% | 1.78 | 0 | 12 |  |  |  | No | R-410A | 3.7917 | Residential & Commercial | Ducted CEE Tier 1
213194319 | Central HP <5.4 tons | LENNOX | HRCU-A-CB (Split System: Heat Pump with Remote Outdoor Unit-Air-Source) | SL25XPV-048-230A** |  |  | CX35-49C+TDR | EL297UH110XV48C* | 45500 | 20 | 8.9 | 44000 | 36000 | 81.82% | 1.76 | 0 | 12 |  |  |  | No | R-410A | 3.7917 | Residential & Commercial | Ducted CEE Tier 1
212614995 | Central HP <5.4 tons | AMANA | HRCU-A-CB (Split System: Heat Pump with Remote Outdoor Unit-Air-Source) | ASZS60361EA* |  |  | CA*EA4830*4A* | A*VC961005CNB* | 34200 | 17.5 | 8.6 | 34200 | 29000 | 84.8% | 2 | 0 | 10 |  |  |  | No | R-410A | 2.85 | Residential & Commercial | Ducted CEE Tier 1
212614986 | Central HP <5.4 tons | AMANA | HRCU-A-CB (Split System: Heat Pump with Remote Outdoor Unit-Air-Source) | ASZS60361EA* |  |  | AHVE60DP1400A* |  | 34200 | 17.5 | 8.6 | 34200 | 30000 | 87.72% | 2 | 0 | 10 |  |  |  | No | R-410A | 2.85 | Residential & Commercial | Ducted CEE Tier 1
213613306 | Central HP <5.4 tons | AMANA | HRCU-A-CB (Split System: Heat Pump with Remote Outdoor Unit-Air-Source) | ASZS60361EA* |  |  | AHVE42CP1400B* |  | 34200 | 17.5 | 8.6 | 34200 | 29000 | 84.8% | 2 | 0 | 10 |  |  |  | No | R-410A | 2.85 | Residential & Commercial | Ducted CEE Tier 1
213353859 | Central HP <5.4 tons | COMFORTMAKER | HRCU-A-CB (Split System: Heat Pump with Remote Outdoor Unit-Air-Source) | DLCURAH36ABK |  |  | F5MA4*42L*C* |  | 37200 | 16 | 9 | 38500 | 35000 | 90.91% | 2.04 | 0 | 10 |  |  |  | No | R-410A | 3.1 | Residential & Commercial | Ducted CEE Tier 1
212615006 | Central HP <5.4 tons | AMANA | HRCU-A-CB (Split System: Heat Pump with Remote Outdoor Unit-Air-Source) | ASZS60421EA* |  |  | CA*EA6030*4A* | A*VC961205DNB* | 40000 | 17 | 8.6 | 40000 | 30600 | 76.5% | 2 | 0 | 10 |  |  |  | No | R-410A | 3.3333 | Residential & Commercial | Ducted CEE Tier 1
216374584 | Central HP <5.4 tons | JOHNSON CONTROLS | HRCU-A-CB (Split System: Heat Pump with Remote Outdoor Unit-Air-Source) | HH824E2S11 |  |  | CTF30B5ACS1 | Z9ET080B12SMPS1 | 23000 | 18 | 9.5 | 23000 | 18100 | 78.7% | 2 | 0 | 12 |  |  |  | No | R-454B | 1.9167 | Residential & Commercial | Ducted CEE Tier 1
214397552 | Central HP <5.4 tons | JOHNSON CONTROLS | HRCU-A-CB (Split System: Heat Pump with Remote Outdoor Unit-Air-Source) | HH824E2S11 |  |  | CTM30B5ACS1 | TM8Y080B12MP11 | 23000 | 17 | 9.5 | 23000 | 18700 | 81.3% | 2 | 0 | 12 |  |  |  | No | R-454B | 1.9167 | Residential & Commercial | Ducted CEE Tier 1
214398388 | Central HP <5.4 tons | JOHNSON CONTROLS | HRCU-A-CB (Split System: Heat Pump with Remote Outdoor Unit-Air-Source) | HH824E2S11 |  |  | CTF30B5ACS1 | TM8E100B12MP11 | 23000 | 17 | 9.5 | 23000 | 18400 | 80% | 2 | 0 | 12 |  |  |  | No | R-454B | 1.9167 | Residential & Commercial | Ducted CEE Tier 1
214396229 | Central HP <5.4 tons | JOHNSON CONTROLS | HRCU-A-CB (Split System: Heat Pump with Remote Outdoor Unit-Air-Source) | HH824E2S11 |  |  | CTF36B5ADS1 | TPLC080B12MP13 | 23000 | 18 | 9 | 23000 | 18500 | 80.43% | 2 | 0 | 12 |  |  |  | No | R-454B | 1.9167 | Residential & Commercial | Ducted CEE Tier 1
212614943 | Central HP <5.4 tons | AMANA | HRCU-A-CB (Split System: Heat Pump with Remote Outdoor Unit-Air-Source) | ASZS60241EA* |  |  | AHVE36CP0400A* |  | 23000 | 17 | 8.6 | 23000 | 16100 | 70% | 2 | 0 | 10 |  |  |  | No | R-410A | 1.9167 | Residential & Commercial | Ducted CEE Tier 1
212614961 | Central HP <5.4 tons | AMANA | HRCU-A-CB (Split System: Heat Pump with Remote Outdoor Unit-Air-Source) | ASZS60241EA* |  |  | CA*EA2422*4A* | A*VM970603BNB* | 23000 | 17 | 8.6 | 23000 | 16100 | 70% | 2 | 0 | 10 |  |  |  | No | R-410A | 1.9167 | Residential & Commercial | Ducted CEE Tier 1
214609164 | Central HP <5.4 tons | JOHNSON CONTROLS | HRCU-A-CB (Split System: Heat Pump with Remote Outdoor Unit-Air-Source) | HH860E2S11 |  |  | CTM60C5CHS1 | Z9ES080C20SMPS1 | 53500 | 19 | 8.5 | 54000 | 39000 | 72.22% | 2 | 0 | 11 |  |  |  | No | R-454B | 4.4583 | Residential & Commercial | Ducted CEE Tier 1
214609199 | Central HP <5.4 tons | JOHNSON CONTROLS | HRCU-A-CB (Split System: Heat Pump with Remote Outdoor Unit-Air-Source) | HH860E2S11 |  |  | CTM60C5CGS1 | Z9ES100C16SMPS1 | 45500 | 18 | 9 | 46000 | 33800 | 73.48% | 2 | 0 | 11.7 |  |  |  | No | R-454B | 3.7917 | Residential & Commercial | Ducted CEE Tier 1
214397853 | Central HP <5.4 tons | JOHNSON CONTROLS | HRCU-A-CB (Split System: Heat Pump with Remote Outdoor Unit-Air-Source) | HH860E2S11 |  |  | CTF60C5CGS1 | TMLE120C16MP11 | 44500 | 18 | 9 | 45500 | 34200 | 75.16% | 2 | 0 | 11 |  |  |  | No | R-454B | 3.7083 | Residential & Commercial | Ducted CEE Tier 1
214395395 | Central HP <5.4 tons | JOHNSON CONTROLS | HRCU-A-CB (Split System: Heat Pump with Remote Outdoor Unit-Air-Source) | HH860E2S11 |  |  | JHC60C5CH2SS1 |  | 54000 | 19 | 9 | 54000 | 38500 | 71.3% | 2 | 0 | 11.7 |  |  |  | No | R-454B | 4.5 | Residential & Commercial | Ducted CEE Tier 1
214242344 | Central HP <5.4 tons | TEMPSTAR | HRCU-A-CB (Split System: Heat Pump with Remote Outdoor Unit-Air-Source) | TVH825GKA3* |  |  | EN(A,D)4X48L24**+WALLCON | *80CTL1102120B* | 24200 | 17 | 8.1 | 21200 | 16500 | 77.83% | 2 | 0 | 11 |  |  |  | No | R-410A | 2.0167 | Residential & Commercial | Ducted CEE Tier 1
212609337 | Central HP <5.4 tons | RUUD | HRCU-A-CB (Split System: Heat Pump with Remote Outdoor Unit-Air-Source) | UP18AZ24AJVC |  |  | RCFZ2421HEAAM | R802V0754A17UHN | 22800 | 19 | 8.5 | 22800 | 26000 | 114% | 2.1 | 0 | 12.5 |  |  |  | No | R-410A | 1.9 | Residential & Commercial | Ducted CEE Tier 1
214396583 | Central HP <5.4 tons | JOHNSON CONTROLS | HRCU-A-CB (Split System: Heat Pump with Remote Outdoor Unit-Air-Source) | HH860E2S11 |  |  | CTF60C5CGS1+JMC16C2SN1 |  | 45000 | 19 | 9 | 45000 | 33600 | 74.67% | 2 | 0 | 12 |  |  |  | No | R-454B | 3.75 | Residential & Commercial | Ducted CEE Tier 1
214397034 | Central HP <5.4 tons | JOHNSON CONTROLS | HRCU-A-CB (Split System: Heat Pump with Remote Outdoor Unit-Air-Source) | HH860E2S11 |  |  | CTF60D5CGS1+JME18D2SN1 |  | 46000 | 19 | 9.5 | 45500 | 33800 | 74.29% | 2 | 0 | 12 |  |  |  | No | R-454B | 3.8333 | Residential & Commercial | Ducted CEE Tier 1
214397049 | Central HP <5.4 tons | JOHNSON CONTROLS | HRCU-A-CB (Split System: Heat Pump with Remote Outdoor Unit-Air-Source) | HH860E2S11 |  |  | CTF60C5CGS1 | TM9E100C20MP12 | 44500 | 17 | 9 | 45000 | 33800 | 75.11% | 2 | 0 | 11.7 |  |  |  | No | R-454B | 3.7083 | Residential & Commercial | Ducted CEE Tier 1
214397668 | Central HP <5.4 tons | JOHNSON CONTROLS | HRCU-A-CB (Split System: Heat Pump with Remote Outdoor Unit-Air-Source) | HH836E2S11 |  |  | CTF36C5CDS1 | TM8E080C16MP11 | 33800 | 18 | 8.5 | 31400 | 25600 | 81.53% | 2 | 0 | 11 |  |  |  | No | R-454B | 2.8167 | Residential & Commercial | Ducted CEE Tier 1
214396432 | Central HP <5.4 tons | JOHNSON CONTROLS | HRCU-A-CB (Split System: Heat Pump with Remote Outdoor Unit-Air-Source) | HH836E2S11 |  |  | CTM36C5CDS1 | TM9E100C20MP12 | 34400 | 17 | 8.5 | 32400 | 26600 | 82.1% | 2 | 0 | 11 |  |  |  | No | R-454B | 2.8667 | Residential & Commercial | Ducted CEE Tier 1
212980489 | Central HP <5.4 tons | AIRQUEST | HRCU-A-CB (Split System: Heat Pump with Remote Outdoor Unit-Air-Source) | DLCURAH36ABK |  |  | EA*4X48L24A* | *80MS(N,L)0902120A* | 36000 | 16.5 | 8.5 | 37800 | 34600 | 91.53% | 2.04 | 0 | 10 |  |  |  | No | R-410A | 3 | Residential & Commercial | Ducted CEE Tier 1
212983872 | Central HP <5.4 tons | AIRQUEST | HRCU-A-CB (Split System: Heat Pump with Remote Outdoor Unit-Air-Source) | DLCURAH36ABK |  |  | EA*4X48L21A* | *92MSN0601714A* | 35600 | 16 | 8.5 | 37800 | 34800 | 92.06% | 2.02 | 0 | 10 |  |  |  | No | R-410A | 2.9667 | Residential & Commercial | Ducted CEE Tier 1
215429750 | Central HP <5.4 tons | AMANA | HRCU-A-CB (Split System: Heat Pump with Remote Outdoor Unit-Air-Source) | AZV7SA4810A* |  |  | AHVE60DP0300A* |  | 46500 | 17.5 | 8.8 | 47500 | 33600 | 70.74% | 2 | 0 | 10 |  |  |  | No | R-32 | 3.875 | Residential & Commercial | Ducted CEE Tier 1
216453097 | Central HP <5.4 tons | TRANE | HRCU-A-CB (Split System: Heat Pump with Remote Outdoor Unit-Air-Source) | 5TWV0X36A1 |  |  | 5PX*B006AS3 | S8V2B080M4PDB | 35400 | 20 | 9.7 | 32600 | 25200 | 77.3% | 2.1 | 0 | 12.5 |  |  |  | No | R-454B | 2.95 | Residential & Commercial | Ducted CEE Tier 1
216453113 | Central HP <5.4 tons | TRANE | HRCU-A-CB (Split System: Heat Pump with Remote Outdoor Unit-Air-Source) | 5TWV0X36A1 |  |  | 5PX*DD10AS3 | S8V2D120M5PDB | 35400 | 20.4 | 9.7 | 32200 | 24600 | 76.4% | 2.1 | 0 | 12.7 |  |  |  | No | R-454B | 2.95 | Residential & Commercial | Ducted CEE Tier 1
214499908 | Central HP <5.4 tons | GOODMAN | HRCU-A-CB (Split System: Heat Pump with Remote Outdoor Unit-Air-Source) | GSZS601810A* |  |  | CA*EA1818*4B*+MBVC1600**-1A* |  | 16600 | 17.5 | 8.5 | 17400 | 13000 | 74.71% | 2.1 | 0 | 10.9 |  |  |  | No | R-410A | 1.3833 | Residential & Commercial | Ducted CEE Tier 1
214500841 | Central HP <5.4 tons | GOODMAN | HRCU-A-CB (Split System: Heat Pump with Remote Outdoor Unit-Air-Source) | GSZS601810A* |  |  | CA*EA1818*4B*+MBVK16CP1X00A* |  | 16600 | 17.5 | 8.5 | 17400 | 13000 | 74.71% | 2.1 | 0 | 10.9 |  |  |  | No | R-410A | 1.3833 | Residential & Commercial | Ducted CEE Tier 1
213350749 | Central HP <5.4 tons | DNAIR | HRCU-A-C (Split System: Heat Pump with Remote Outdoor Unit with No Indoor Fan --Air Source) | DNHP0036H-C |  |  | DNCL0036H-E |  | 35000 | 15.2 | 10 | 39000 | 32000 | 82.05% | 2 | 10.2 | 10 |  |  |  | No | R-410A | 2.9167 | Residential & Commercial | Ducted CEE Tier 1
213350745 | Central HP <5.4 tons | DNAIR | HRCU-A-CB (Split System: Heat Pump with Remote Outdoor Unit-Air-Source) | DNHP0036H-C |  |  | DNHU0036H-E |  | 36000 | 16 | 9.5 | 40000 | 34400 | 86% | 1.97 | 10.5 | 10 |  |  |  | No | R-410A | 3 | Residential & Commercial | Ducted CEE Tier 1
215487701 | Central HP <5.4 tons | AMANA | HRCU-A-CB (Split System: Heat Pump with Remote Outdoor Unit-Air-Source) | AZV7SA3610A* |  |  | CA*EA6030*3A* | A*VC800805C*A* | 35000 | 18.5 | 8.5 | 35000 | 28400 | 81.14% | 2 | 0 | 10.5 |  |  |  | No | R-32 | 2.9167 | Residential & Commercial | Ducted CEE Tier 1
215463876 | Central HP <5.4 tons | InfinityLiving | HRCU-A-CB (Split System: Heat Pump with Remote Outdoor Unit-Air-Source) | EZ-36-HP |  |  | EZ-36-AH |  | 36000 | 16 | 9.5 | 40000 | 34600 | 86.5% | 1.95 | 10.95 | 10 |  |  |  | No | R-410A | 3 | Residential & Commercial | Ducted CEE Tier 1
212981883 | Central HP <5.4 tons | AIRQUEST | HRCU-A-CB (Split System: Heat Pump with Remote Outdoor Unit-Air-Source) | DLCURAH18ABK |  |  | EN(A,D)4X30L17** | *80MSU1002120A* | 17500 | 16 | 8.1 | 18200 | 18700 | 102.7% | 2.24 | 0 | 10.5 |  |  |  | No | R-410A | 1.4583 | Residential & Commercial | Ducted CEE Tier 1
212983253 | Central HP <5.4 tons | AIRQUEST | HRCU-A-CB (Split System: Heat Pump with Remote Outdoor Unit-Air-Source) | DLCURAH18ABK |  |  | EA*4X19L17A* | *92MSN0401712A* | 17700 | 16 | 8.1 | 17900 | 18000 | 100.6% | 2.16 | 0 | 10.5 |  |  |  | No | R-410A | 1.475 | Residential & Commercial | Ducted CEE Tier 1
212983730 | Central HP <5.4 tons | AIRQUEST | HRCU-A-CB (Split System: Heat Pump with Remote Outdoor Unit-Air-Source) | DLCURAH18ABK |  |  | EN(A,D)4X30L17** | *92MSN0601412A* | 17400 | 16.5 | 8.1 | 18000 | 18700 | 103.9% | 2.24 | 0 | 11 |  |  |  | No | R-410A | 1.45 | Residential & Commercial | Ducted CEE Tier 1
215487667 | Central HP <5.4 tons | AMANA | HRCU-A-CB (Split System: Heat Pump with Remote Outdoor Unit-Air-Source) | AZV7SA2410A* |  |  | CA*EA3626*3A* | A*VC800805C*A* | 23200 | 19 | 8.6 | 23200 | 17000 | 73.28% | 2 | 0 | 11 |  |  |  | No | R-32 | 1.9333 | Residential & Commercial | Ducted CEE Tier 1
212985793 | Central HP <5.4 tons | CARRIER | HRCU-A-CB (Split System: Heat Pump with Remote Outdoor Unit-Air-Source) | 38MURAQ24AB3* |  |  | CAP**3017AL* | 59SC6A026M14**10 | 23400 | 16.5 | 8.5 | 26200 | 25000 | 95.42% | 2.08 | 0 | 10 |  |  |  | No | R-410A | 1.95 | Residential & Commercial | Ducted CEE Tier 1
212986247 | Central HP <5.4 tons | CARRIER | HRCU-A-CB (Split System: Heat Pump with Remote Outdoor Unit-Air-Source) | 38MURAQ24AB3* |  |  | CNPV*3017AL* | 59SC6A040M14**10 | 23400 | 16 | 8.1 | 26400 | 24400 | 92.42% | 2.02 | 0 | 10 |  |  |  | No | R-410A | 1.95 | Residential & Commercial | Ducted CEE Tier 1
214397064 | Central HP <5.4 tons | JOHNSON CONTROLS | HRCU-A-CB (Split System: Heat Pump with Remote Outdoor Unit-Air-Source) | HH860E2S11 |  |  | CTM60C5CGS1 | TM9E100C16MP12 | 44500 | 18 | 9 | 46000 | 34400 | 74.78% | 2 | 0 | 11 |  |  |  | No | R-454B | 3.7083 | Residential & Commercial | Ducted CEE Tier 1
216453079 | Central HP <5.4 tons | TRANE | HRCU-A-CB (Split System: Heat Pump with Remote Outdoor Unit-Air-Source) | 5TWV0X24A1 |  |  | 5PX*B006AS3 | S8V2B080M4PCB | 22200 | 22 | 10 | 22600 | 18100 | 80.09% | 2.2 | 0 | 12 |  |  |  | No | R-454B | 1.85 | Residential & Commercial | Ducted CEE Tier 1
212609384 | Central HP <5.4 tons | RUUD | HRCU-A-CB (Split System: Heat Pump with Remote Outdoor Unit-Air-Source) | UP18AZ48AJVC |  |  | RCFZ6021SEAAM | R802V0504A17UHS | 45000 | 19 | 8.5 | 44000 | 45500 | 103.4% | 1.9 | 0 | 12 |  |  |  | No | R-410A | 3.75 | Residential & Commercial | Ducted CEE Tier 1
212609401 | Central HP <5.4 tons | RUUD | HRCU-A-CB (Split System: Heat Pump with Remote Outdoor Unit-Air-Source) | UP18AZ48AJVC |  |  | RCFZ6021SEAAM | R802V1004A17UHS | 44500 | 19 | 8.1 | 43500 | 45000 | 103.4% | 2 | 0 | 10 |  |  |  | No | R-410A | 3.7083 | Residential & Commercial | Ducted CEE Tier 1
215869086 | Central HP <5.4 tons | TRANE | HRCU-A-CB (Split System: Heat Pump with Remote Outdoor Unit-Air-Source) | 5TWV8X36A1 |  |  | 5PX*B004AS3 | S9V2B060U4VSB+LRP | 31800 | 18.1 | 8.5 | 33000 | 25400 | 76.97% | 2 | 0 | 10 |  |  |  | No | R-454B | 2.65 | Residential & Commercial | Ducted CEE Tier 1
215869106 | Central HP <5.4 tons | TRANE | HRCU-A-CB (Split System: Heat Pump with Remote Outdoor Unit-Air-Source) | 5TWV8X36A1 |  |  | 5TXCC005AS3 | S9V2C080U5VSB+LRP | 31800 | 18.1 | 8.5 | 32800 | 25400 | 77.44% | 2.1 | 0 | 10 |  |  |  | No | R-454B | 2.65 | Residential & Commercial | Ducted CEE Tier 1
212609406 | Central HP <5.4 tons | RUUD | HRCU-A-CB (Split System: Heat Pump with Remote Outdoor Unit-Air-Source) | UP18AZ60AJVC |  |  | RCFZ6021SEAAM | R802V0755A21UHN | 52500 | 18 | 8.1 | 52500 | 50500 | 96.19% | 1.9 | 0 | 10 |  |  |  | No | R-410A | 4.375 | Residential & Commercial | Ducted CEE Tier 1
215487749 | Central HP <5.4 tons | AMANA | HRCU-A-CB (Split System: Heat Pump with Remote Outdoor Unit-Air-Source) | AZV7SA4810A* |  |  | CA*EA6030*3A* | A*VM971005CNB* | 45500 | 16.2 | 8.8 | 47000 | 33600 | 71.49% | 2 | 0 | 10 |  |  |  | No | R-32 | 3.7917 | Residential & Commercial | Ducted CEE Tier 1
212609415 | Central HP <5.4 tons | RUUD | HRCU-A-CB (Split System: Heat Pump with Remote Outdoor Unit-Air-Source) | UP18AZ60AJVC |  |  | RCFZ6021SEAAM | R802V1005A21DZ | 53000 | 19 | 8.1 | 52500 | 50000 | 95.24% | 1.9 | 0 | 10 |  |  |  | No | R-410A | 4.4167 | Residential & Commercial | Ducted CEE Tier 1
214396532 | Central HP <5.4 tons | JOHNSON CONTROLS | HRCU-A-CB (Split System: Heat Pump with Remote Outdoor Unit-Air-Source) | HH836E2S11 |  |  | CTM48C5CFS1 | TMLV100C16MP12 | 33000 | 19 | 9 | 31200 | 25200 | 80.77% | 2 | 0 | 11 |  |  |  | No | R-454B | 2.75 | Residential & Commercial | Ducted CEE Tier 1
214396999 | Central HP <5.4 tons | JOHNSON CONTROLS | HRCU-A-CB (Split System: Heat Pump with Remote Outdoor Unit-Air-Source) | HH836E2S11 |  |  | CTM48C5CFS1 | TL9E100C20UH11 | 34000 | 18 | 9 | 32000 | 25600 | 80% | 2 | 0 | 11 |  |  |  | No | R-454B | 2.8333 | Residential & Commercial | Ducted CEE Tier 1
215853286 | Central HP <5.4 tons | YORK | HRCU-A-CB (Split System: Heat Pump with Remote Outdoor Unit-Air-Source) | HH836E2S11 |  |  | CTM36C5CDS1+JMC17C2SN1 |  | 34400 | 19 | 9 | 31600 | 25800 | 81.65% | 2 | 0 | 11.7 |  |  |  | No | R-454B | 2.8667 | Residential & Commercial | Ducted CEE Tier 1
212384349 | Central HP <5.4 tons | CARRIER | HRCU-A-CB (Split System: Heat Pump with Remote Outdoor Unit-Air-Source) | 38MURAQ36AB3* |  |  | CNPV*4217AL* | 58SU*A060E17**16 | 36400 | 15.5 | 8.1 | 39500 | 35000 | 88.61% | 1.98 | 0 | 10 |  |  |  | No | R-410A | 3.0333 | Residential & Commercial | Ducted CEE Tier 1
213257458 | Central HP <5.4 tons | LENNOX | HRCU-A-CB (Split System: Heat Pump with Remote Outdoor Unit-Air-Source) | EL22XPV-024-230A** |  |  | CBA25UHE-024-230-** |  | 22800 | 17.5 | 8.8 | 21000 | 15500 | 73.81% | 2.16 | 0 | 13 |  |  |  | No | R-410A | 1.9 | Residential & Commercial | Ducted CEE Tier 1
212986631 | Central HP <5.4 tons | CARRIER | HRCU-A-CB (Split System: Heat Pump with Remote Outdoor Unit-Air-Source) | 38MURAQ24AB3* |  |  | CNPV*3617AL* | 59SC6A040M17**12 | 23200 | 15.5 | 8.1 | 26000 | 24400 | 93.85% | 2.02 | 0 | 10 |  |  |  | No | R-410A | 1.9333 | Residential & Commercial | Ducted CEE Tier 1
211261953 | Central HP <5.4 tons | COMFORTMAKER | HRCU-A-CB (Split System: Heat Pump with Remote Outdoor Unit-Air-Source) | DLCURAH18ABK |  |  | EA*4X30L17A* | *95ESN0261410A* | 18200 | 15.5 | 8.5 | 18800 | 18400 | 97.87% | 2.22 | 0 | 10.5 |  |  |  | No | R-410A | 1.5167 | Residential & Commercial | Ducted CEE Tier 1
212977773 | Central HP <5.4 tons | HEIL | HRCU-A-CB (Split System: Heat Pump with Remote Outdoor Unit-Air-Source) | DLCURAH18ABK |  |  | EA*4X30L17A* | *80MS(N,L)0451412A* | 17700 | 16.5 | 8.5 | 18200 | 18800 | 103.3% | 2.26 | 0 | 10.5 |  |  |  | No | R-410A | 1.475 | Residential & Commercial | Ducted CEE Tier 1
211246021 | Central HP <5.4 tons | CARRIER | HRCU-A-CB (Split System: Heat Pump with Remote Outdoor Unit-Air-Source) | 38MURAQ24AB3* |  |  | CNPV*3617AL* | GG96VTAA48080B | 24200 | 16.5 | 8.1 | 26200 | 23000 | 87.79% | 1.9 | 0 | 10.5 |  |  |  | No | R-410A | 2.0167 | Residential & Commercial | Ducted CEE Tier 1
212978253 | Central HP <5.4 tons | HEIL | HRCU-A-CB (Split System: Heat Pump with Remote Outdoor Unit-Air-Source) | DLCURAH18ABK |  |  | EA*4X24L17A* | *80MS(N,L)0701412A* | 17600 | 16.5 | 8.5 | 18500 | 19400 | 104.9% | 2.34 | 0 | 10.5 |  |  |  | No | R-410A | 1.4667 | Residential & Commercial | Ducted CEE Tier 1
212978351 | Central HP <5.4 tons | HEIL | HRCU-A-CB (Split System: Heat Pump with Remote Outdoor Unit-Air-Source) | DLCURAH18ABK |  |  | EN(A,D)4X30L17** | *80MS(N,L)0701412A* | 17400 | 16.5 | 8.1 | 18000 | 18700 | 103.9% | 2.26 | 0 | 11 |  |  |  | No | R-410A | 1.45 | Residential & Commercial | Ducted CEE Tier 1
213194251 | Central HP <5.4 tons | LENNOX | HRCU-A-CB (Split System: Heat Pump with Remote Outdoor Unit-Air-Source) | SL25XPV-024-230A** |  |  | C35-48B+TDR+TXV | EL297UH045XV36B* | 22000 | 21.2 | 9.3 | 21600 | 20600 | 95.37% | 1.86 | 0 | 13.5 |  |  |  | No | R-410A | 1.8333 | Residential & Commercial | Ducted CEE Tier 1
211261968 | Central HP <5.4 tons | CARRIER | HRCU-A-CB (Split System: Heat Pump with Remote Outdoor Unit-Air-Source) | 38MURAQ18AB3* |  |  | CAP**3017AL* | GG96VTAA42060B | 17800 | 16 | 8.5 | 18400 | 18500 | 100.5% | 2.22 | 0 | 10.5 |  |  |  | No | R-410A | 1.4833 | Residential & Commercial | Ducted CEE Tier 1
212986343 | Central HP <5.4 tons | CARRIER | HRCU-A-CB (Split System: Heat Pump with Remote Outdoor Unit-Air-Source) | 38MURAQ18AB3* |  |  | CNPV*2414AL* | 59SC6A040M14**10 | 17400 | 15.5 | 8.5 | 18500 | 19200 | 103.8% | 2.3 | 0 | 10.5 |  |  |  | No | R-410A | 1.45 | Residential & Commercial | Ducted CEE Tier 1
214239092 | Central HP <5.4 tons | TEMPSTAR | HRCU-A-CB (Split System: Heat Pump with Remote Outdoor Unit-Air-Source) | TVH837GKA2* |  |  | EN(A,D,W)4X42L21**+WALLCON | *80CTL1102120B* | 31800 | 17 | 8.1 | 33000 | 24400 | 73.94% | 1.88 | 0 | 11 |  |  |  | No | R-410A | 2.65 | Residential & Commercial | Ducted CEE Tier 1
214239422 | Central HP <5.4 tons | TEMPSTAR | HRCU-A-CB (Split System: Heat Pump with Remote Outdoor Unit-Air-Source) | TVH837GKA2* |  |  | EN(A,D,W)4X60L24**+WALLCON | *96CTN1202422B* | 32800 | 17.5 | 8.1 | 32200 | 24600 | 76.4% | 1.96 | 0 | 11.7 |  |  |  | No | R-410A | 2.7333 | Residential & Commercial | Ducted CEE Tier 1
213350743 | Central HP <5.4 tons | DNAIR | HRCU-A-CB (Split System: Heat Pump with Remote Outdoor Unit-Air-Source) | DNHP0024H-C |  |  | DNHU0024H-E |  | 24000 | 17.4 | 10 | 24000 | 22600 | 94.17% | 1.91 | 12.5 | 11.7 |  |  |  | No | R-410A | 2 | Residential & Commercial | Ducted CEE Tier 1
215853273 | Central HP <5.4 tons | YORK | HRCU-A-CB (Split System: Heat Pump with Remote Outdoor Unit-Air-Source) | HH836E2S11 |  |  | CTU48C5XFS1+JMET16CS2N1+TXV |  | 33800 | 19 | 9 | 31200 | 25200 | 80.77% | 2 | 0 | 11.7 |  |  |  | No | R-454B | 2.8167 | Residential & Commercial | Ducted CEE Tier 1
214499802 | Central HP <5.4 tons | GOODMAN | HRCU-A-CB (Split System: Heat Pump with Remote Outdoor Unit-Air-Source) | GSZS601810A* |  |  | CA*EA2422*4B* | G*VC800803B*A* | 16600 | 17.5 | 8.5 | 17400 | 13000 | 74.71% | 2.1 | 0 | 10.9 |  |  |  | No | R-410A | 1.3833 | Residential & Commercial | Ducted CEE Tier 1
213872279 | Central HP <5.4 tons | AMANA | HRCU-A-CB (Split System: Heat Pump with Remote Outdoor Unit-Air-Source) | ASZS60481EA* |  |  | CA*EA6030*4A* | A*VC800805C*A* | 44000 | 17 | 8.5 | 43500 | 31000 | 71.26% | 2 | 0 | 10 |  |  |  | No | R-410A | 3.6667 | Residential & Commercial | Ducted CEE Tier 1
212986607 | Central HP <5.4 tons | CARRIER | HRCU-A-CB (Split System: Heat Pump with Remote Outdoor Unit-Air-Source) | 38MURAQ24AB3* |  |  | CNPV*2417AL* | 59SC6A040M17**12 | 23200 | 15.2 | 8.5 | 27200 | 24800 | 91.18% | 2.04 | 0 | 10 |  |  |  | No | R-410A | 1.9333 | Residential & Commercial | Ducted CEE Tier 1
212986643 | Central HP <5.4 tons | CARRIER | HRCU-A-CB (Split System: Heat Pump with Remote Outdoor Unit-Air-Source) | 38MURAQ24AB3* |  |  | CNPV*3621AL* | 59SC6A040M17**12 | 23200 | 15.5 | 8.1 | 26000 | 24400 | 93.85% | 2.02 | 0 | 10 |  |  |  | No | R-410A | 1.9333 | Residential & Commercial | Ducted CEE Tier 1
212986927 | Central HP <5.4 tons | CARRIER | HRCU-A-CB (Split System: Heat Pump with Remote Outdoor Unit-Air-Source) | 38MURAQ24AB3* |  |  | CNPV*2414AL* | 59SC6A060M14**12 | 23200 | 16.5 | 8.5 | 27000 | 25200 | 93.33% | 2.1 | 0 | 10 |  |  |  | No | R-410A | 1.9333 | Residential & Commercial | Ducted CEE Tier 1
214719949 | Central HP <5.4 tons | JOHNSON CONTROLS | HRCU-A-CB (Split System: Heat Pump with Remote Outdoor Unit-Air-Source) | HH860E2S11 |  |  | CTU60C5XGS1+TXV | TM8V120C20MP12 | 44500 | 18 | 9 | 45000 | 33800 | 75.11% | 2 | 0 | 11 |  |  |  | No | R-454B | 3.7083 | Residential & Commercial | Ducted CEE Tier 1
214809146 | Central HP <5.4 tons | JOHNSON CONTROLS | HRCU-A-CB (Split System: Heat Pump with Remote Outdoor Unit-Air-Source) | HH860E2S11 |  |  | CTU60C5XGS1+JMVT16CC2N1+TXV |  | 45000 | 19 | 9 | 45000 | 33600 | 74.67% | 2 | 0 | 12 |  |  |  | No | R-454B | 3.75 | Residential & Commercial | Ducted CEE Tier 1
214809264 | Central HP <5.4 tons | JOHNSON CONTROLS | HRCU-A-CB (Split System: Heat Pump with Remote Outdoor Unit-Air-Source) | HH860E2S11 |  |  | CTU60C5XGS1+TXV | Z9ES100C20SMPS1 | 45500 | 18 | 9 | 46500 | 34000 | 73.12% | 2 | 0 | 11.7 |  |  |  | No | R-454B | 3.7917 | Residential & Commercial | Ducted CEE Tier 1
213350748 | Central HP <5.4 tons | DNAIR | HRCU-A-C (Split System: Heat Pump with Remote Outdoor Unit with No Indoor Fan --Air Source) | DNHP0030H-C |  |  | DNCL0030H-E |  | 30000 | 15.5 | 9.7 | 33000 | 27000 | 81.82% | 1.85 | 10.7 | 10.5 |  |  |  | No | R-410A | 2.5 | Residential & Commercial | Ducted CEE Tier 1
212988733 | Central HP <5.4 tons | CARRIER | HRCU-A-CB (Split System: Heat Pump with Remote Outdoor Unit-Air-Source) | 38MURAQ24AB3* |  |  | CNPV*3017AL* | 59SU5B040M17**12 | 23600 | 16.5 | 8.1 | 26400 | 24200 | 91.67% | 2.02 | 0 | 10 |  |  |  | No | R-410A | 1.9667 | Residential & Commercial | Ducted CEE Tier 1
211239220 | Central HP <5.4 tons | CARRIER | HRCU-A-CB (Split System: Heat Pump with Remote Outdoor Unit-Air-Source) | 38MURAQ24AB3* |  |  | FJ4DN*B24L* |  | 24000 | 16 | 9 | 26400 | 23400 | 88.64% | 1.92 | 0 | 10 |  |  |  | No | R-410A | 2 | Residential & Commercial | Ducted CEE Tier 1
211239690 | Central HP <5.4 tons | CARRIER | HRCU-A-CB (Split System: Heat Pump with Remote Outdoor Unit-Air-Source) | 38MURAQ24AB3* |  |  | CAP**2417AL* | 58S(B,C)*A045E17**12 | 23800 | 16.5 | 8.5 | 26800 | 24200 | 90.3% | 2 | 0 | 10 |  |  |  | No | R-410A | 1.9833 | Residential & Commercial | Ducted CEE Tier 1
211239704 | Central HP <5.4 tons | CARRIER | HRCU-A-CB (Split System: Heat Pump with Remote Outdoor Unit-Air-Source) | 38MURAQ24AB3* |  |  | CAP**2417AL* | OVMAAB042112 | 23800 | 15.5 | 8.5 | 27000 | 24000 | 88.89% | 1.96 | 0 | 10 |  |  |  | No | R-410A | 1.9833 | Residential & Commercial | Ducted CEE Tier 1
211239721 | Central HP <5.4 tons | CARRIER | HRCU-A-CB (Split System: Heat Pump with Remote Outdoor Unit-Air-Source) | 38MURAQ24AB3* |  |  | CAP**2517AL* | 58TP*A070V14**12 | 25000 | 17 | 8.5 | 25600 | 21000 | 82.03% | 1.78 | 0 | 10.5 |  |  |  | No | R-410A | 2.0833 | Residential & Commercial | Ducted CEE Tier 1
211239771 | Central HP <5.4 tons | CARRIER | HRCU-A-CB (Split System: Heat Pump with Remote Outdoor Unit-Air-Source) | 38MURAQ24AB3* |  |  | CAP**3017AL* | 58S(B,C)*A070E17**16 | 24800 | 16 | 8.5 | 26800 | 22200 | 82.84% | 1.82 | 0 | 10 |  |  |  | No | R-410A | 2.0667 | Residential & Commercial | Ducted CEE Tier 1
211239787 | Central HP <5.4 tons | CARRIER | HRCU-A-CB (Split System: Heat Pump with Remote Outdoor Unit-Air-Source) | 38MURAQ24AB3* |  |  | CAP**3017AL* | 59TP6B040V14**10 | 23200 | 16 | 8.5 | 25800 | 24200 | 93.8% | 2.02 | 0 | 10 |  |  |  | No | R-410A | 1.9333 | Residential & Commercial | Ducted CEE Tier 1
211239788 | Central HP <5.4 tons | CARRIER | HRCU-A-CB (Split System: Heat Pump with Remote Outdoor Unit-Air-Source) | 38MURAQ24AB3* |  |  | CAP**3017AL* | 59TP6B060V14**12 | 23400 | 16.5 | 8.5 | 26000 | 24000 | 92.31% | 1.98 | 0 | 10 |  |  |  | No | R-410A | 1.95 | Residential & Commercial | Ducted CEE Tier 1
211239806 | Central HP <5.4 tons | CARRIER | HRCU-A-CB (Split System: Heat Pump with Remote Outdoor Unit-Air-Source) | 38MURAQ24AB3* |  |  | CAP**3017AL* | OVMAAB042112 | 24000 | 16 | 8.5 | 26400 | 23000 | 87.12% | 1.9 | 0 | 10 |  |  |  | No | R-410A | 2 | Residential & Commercial | Ducted CEE Tier 1
211239807 | Central HP <5.4 tons | CARRIER | HRCU-A-CB (Split System: Heat Pump with Remote Outdoor Unit-Air-Source) | 38MURAQ24AB3* |  |  | CAP**3617AL* | 58SP*A045V14**12 | 23400 | 16.5 | 8.5 | 25600 | 23600 | 92.19% | 1.96 | 0 | 10 |  |  |  | No | R-410A | 1.95 | Residential & Commercial | Ducted CEE Tier 1
213076490 | Central HP <5.4 tons | COMFORTMAKER | HRCU-A-CB (Split System: Heat Pump with Remote Outdoor Unit-Air-Source) | DLCURAH36ABK |  |  | EA*4X37L17A* | *80VTL0701716B* | 36000 | 15.5 | 8.5 | 38500 | 35000 | 90.91% | 2 | 0 | 10 |  |  |  | No | R-410A | 3 | Residential & Commercial | Ducted CEE Tier 1
211230380 | Central HP <5.4 tons | COMFORTMAKER | HRCU-A-CB (Split System: Heat Pump with Remote Outdoor Unit-Air-Source) | DLCURAH36ABK |  |  | EN(A,D,W)4X48L21** | OMV112K14A | 35800 | 15.5 | 8.1 | 38500 | 35000 | 90.91% | 2 | 0 | 10 |  |  |  | No | R-410A | 2.9833 | Residential & Commercial | Ducted CEE Tier 1
211230663 | Central HP <5.4 tons | COMFORTMAKER | HRCU-A-CB (Split System: Heat Pump with Remote Outdoor Unit-Air-Source) | DLCURAH36ABK |  |  | EN(A,D)4X48L24** | *95ESN1002122A* | 37600 | 15.5 | 8.5 | 39500 | 35000 | 88.61% | 2.08 | 0 | 10.5 |  |  |  | No | R-410A | 3.1333 | Residential & Commercial | Ducted CEE Tier 1
211230712 | Central HP <5.4 tons | COMFORTMAKER | HRCU-A-CB (Split System: Heat Pump with Remote Outdoor Unit-Air-Source) | DLCURAH36ABK |  |  | EN(A,D)4X48L24** | *96VSN1202422A* | 36000 | 16 | 8.1 | 38500 | 34800 | 90.39% | 2.02 | 0 | 10 |  |  |  | No | R-410A | 3 | Residential & Commercial | Ducted CEE Tier 1
211239840 | Central HP <5.4 tons | CARRIER | HRCU-A-CB (Split System: Heat Pump with Remote Outdoor Unit-Air-Source) | 38MURAQ24AB3* |  |  | CAP**3617AL* | 59SC2D060E17**14 | 24400 | 17 | 8.5 | 26200 | 22400 | 85.5% | 1.86 | 0 | 10 |  |  |  | No | R-410A | 2.0333 | Residential & Commercial | Ducted CEE Tier 1
211239905 | Central HP <5.4 tons | CARRIER | HRCU-A-CB (Split System: Heat Pump with Remote Outdoor Unit-Air-Source) | 38MURAQ24AB3* |  |  | CAP**3717AL* | 59SP6A040V14**10 | 24200 | 16 | 8.5 | 25600 | 21800 | 85.16% | 1.8 | 0 | 10 |  |  |  | No | R-410A | 2.0167 | Residential & Commercial | Ducted CEE Tier 1
211239940 | Central HP <5.4 tons | CARRIER | HRCU-A-CB (Split System: Heat Pump with Remote Outdoor Unit-Air-Source) | 38MURAQ24AB3* |  |  | CAP**3717AL* | 59SC2D040E17**12 | 24200 | 16 | 8.1 | 25400 | 22000 | 86.61% | 1.82 | 0 | 10 |  |  |  | No | R-410A | 2.0167 | Residential & Commercial | Ducted CEE Tier 1
211239956 | Central HP <5.4 tons | CARRIER | HRCU-A-CB (Split System: Heat Pump with Remote Outdoor Unit-Air-Source) | 38MURAQ24AB3* |  |  | CAP**3721AL* | 59TP6B100V21**22 | 24200 | 17 | 8.1 | 25000 | 21400 | 85.6% | 1.8 | 0 | 10 |  |  |  | No | R-410A | 2.0167 | Residential & Commercial | Ducted CEE Tier 1
213353741 | Central HP <5.4 tons | COMFORTMAKER | HRCU-A-CB (Split System: Heat Pump with Remote Outdoor Unit-Air-Source) | DLCURAH18ABK |  |  | F5MA4*24L*B* |  | 18100 | 16 | 8.5 | 18600 | 18600 | 100% | 2.24 | 0 | 10.5 |  |  |  | No | R-410A | 1.5083 | Residential & Commercial | Ducted CEE Tier 1
215487673 | Central HP <5.4 tons | AMANA | HRCU-A-CB (Split System: Heat Pump with Remote Outdoor Unit-Air-Source) | AZV7SA2410A* |  |  | CA*EA3626*3A* | A*VC961005CNB* | 23200 | 19 | 8.6 | 23200 | 17000 | 73.28% | 2 | 0 | 11 |  |  |  | No | R-32 | 1.9333 | Residential & Commercial | Ducted CEE Tier 1
213372391 | Central HP <5.4 tons | RUUD | HRCU-A-CB (Split System: Heat Pump with Remote Outdoor Unit-Air-Source) | UP18AZ60AJVC |  |  | RCFZ6021SEAAM | R951V1005A21UHU | 52500 | 18 | 8.1 | 52500 | 50500 | 96.19% | 1.9 | 0 | 10 |  |  |  | No | R-410A | 4.375 | Residential & Commercial | Ducted CEE Tier 1
215487772 | Central HP <5.4 tons | AMANA | HRCU-A-CB (Split System: Heat Pump with Remote Outdoor Unit-Air-Source) | AZV7SA4810A* |  |  | CHPEA6030*3A* | A*VM971205DNB* | 45500 | 16.5 | 8.5 | 46500 | 33600 | 72.26% | 2 | 0 | 10 |  |  |  | No | R-32 | 3.7917 | Residential & Commercial | Ducted CEE Tier 1
213366263 | Central HP <5.4 tons | RUUD | HRCU-A-CB (Split System: Heat Pump with Remote Outdoor Unit-Air-Source) | UP18AZ60AJVC |  |  | RCFZ6021SEAAM | R802V1005A21UHS | 53000 | 19 | 8.1 | 52500 | 50000 | 95.24% | 1.9 | 0 | 10 |  |  |  | No | R-410A | 4.4167 | Residential & Commercial | Ducted CEE Tier 1
214499803 | Central HP <5.4 tons | GOODMAN | HRCU-A-CB (Split System: Heat Pump with Remote Outdoor Unit-Air-Source) | GSZS601810A* |  |  | CA*EA2422*4B* | G*VS960603BUA* | 16600 | 17.5 | 8.5 | 17400 | 13000 | 74.71% | 2.1 | 0 | 10.9 |  |  |  | No | R-410A | 1.3833 | Residential & Commercial | Ducted CEE Tier 1
213872260 | Central HP <5.4 tons | AMANA | HRCU-A-CB (Split System: Heat Pump with Remote Outdoor Unit-Air-Source) | ASZS60421EA* |  |  | CA*EA6030*4A* | A*VM971005CNB* | 40000 | 17 | 8.6 | 40000 | 30600 | 76.5% | 2.2 | 0 | 10 |  |  |  | No | R-410A | 3.3333 | Residential & Commercial | Ducted CEE Tier 1
214242044 | Central HP <5.4 tons | TEMPSTAR | HRCU-A-CB (Split System: Heat Pump with Remote Outdoor Unit-Air-Source) | TVH825GKA3* |  |  | END4X42L17**+WALLCON | *97CMN0601714B* | 23800 | 16 | 8.1 | 21400 | 16700 | 78.04% | 1.96 | 0 | 11 |  |  |  | No | R-410A | 1.9833 | Residential & Commercial | Ducted CEE Tier 1
214242164 | Central HP <5.4 tons | TEMPSTAR | HRCU-A-CB (Split System: Heat Pump with Remote Outdoor Unit-Air-Source) | TVH825GKA3* |  |  | EN(A,D,W)4X42L21**+WALLCON | *97CMN0801714B* | 23600 | 16.5 | 8.1 | 21400 | 16700 | 78.04% | 1.94 | 0 | 11 |  |  |  | No | R-410A | 1.9667 | Residential & Commercial | Ducted CEE Tier 1
214242294 | Central HP <5.4 tons | TEMPSTAR | HRCU-A-CB (Split System: Heat Pump with Remote Outdoor Unit-Air-Source) | TVH825GKA3* |  |  | EN(A,D,W)4X48L21**+WALLCON | *97CMN1002122B* | 24200 | 17 | 8.1 | 21200 | 16500 | 77.83% | 2 | 0 | 11.5 |  |  |  | No | R-410A | 2.0167 | Residential & Commercial | Ducted CEE Tier 1
213076655 | Central HP <5.4 tons | COMFORTMAKER | HRCU-A-CB (Split System: Heat Pump with Remote Outdoor Unit-Air-Source) | DLCURAH36ABK |  |  | EA*4X42L21A* | *80VTL0902120B* | 35200 | 16 | 8.1 | 38500 | 35000 | 90.91% | 1.88 | 0 | 10 |  |  |  | No | R-410A | 2.9333 | Residential & Commercial | Ducted CEE Tier 1
213077089 | Central HP <5.4 tons | COMFORTMAKER | HRCU-A-CB (Split System: Heat Pump with Remote Outdoor Unit-Air-Source) | DLCURAH36ABK |  |  | EA*4X48L21A* | *96VSN0802120B* | 36200 | 16 | 8.5 | 38000 | 34800 | 91.58% | 2.04 | 0 | 10 |  |  |  | No | R-410A | 3.0167 | Residential & Commercial | Ducted CEE Tier 1
213077642 | Central HP <5.4 tons | COMFORTMAKER | HRCU-A-CB (Split System: Heat Pump with Remote Outdoor Unit-Air-Source) | DLCURAH36ABK |  |  | EA*4X43L21A* | *96VTN1002120B* | 36200 | 16.5 | 8.5 | 38000 | 34800 | 91.58% | 2.04 | 0 | 10 |  |  |  | No | R-410A | 3.0167 | Residential & Commercial | Ducted CEE Tier 1
213077725 | Central HP <5.4 tons | COMFORTMAKER | HRCU-A-CB (Split System: Heat Pump with Remote Outdoor Unit-Air-Source) | DLCURAH36ABK |  |  | EA*4X42L21A* | *96VTN1002122B* | 35400 | 16.5 | 8.1 | 38500 | 35000 | 90.91% | 1.88 | 0 | 10 |  |  |  | No | R-410A | 2.95 | Residential & Commercial | Ducted CEE Tier 1
215932583 | Central HP <5.4 tons | TEMPSTAR | HRCU-A-CB (Split System: Heat Pump with Remote Outdoor Unit-Air-Source) | T5H3V36*K*AAA* |  |  | EA*5X60M24A*+WALLCON | *95CSU0802120B* | 34000 | 20 | 9 | 34200 | 26000 | 76.02% | 1.94 | 0 | 11.7 |  |  |  | No | R-454B | 2.8333 | Residential & Commercial | Ducted CEE Tier 1
215932733 | Central HP <5.4 tons | TEMPSTAR | HRCU-A-CB (Split System: Heat Pump with Remote Outdoor Unit-Air-Source) | T5H3V36*K*AAA* |  |  | EA*5X61M21A*+WALLCON | *80CTL0902120B* | 34400 | 20.5 | 9.5 | 34200 | 26000 | 76.02% | 2.06 | 0 | 12 |  |  |  | No | R-454B | 2.8667 | Residential & Commercial | Ducted CEE Tier 1
215933403 | Central HP <5.4 tons | TEMPSTAR | HRCU-A-CB (Split System: Heat Pump with Remote Outdoor Unit-Air-Source) | T5H3V36*K*AAA* |  |  | ESH5X42M12A*+WALLCON | *97CMN0601714B* | 33200 | 18.5 | 9 | 34200 | 26200 | 76.61% | 1.94 | 0 | 10.5 |  |  |  | No | R-454B | 2.7667 | Residential & Commercial | Ducted CEE Tier 1
215933703 | Central HP <5.4 tons | TEMPSTAR | HRCU-A-CB (Split System: Heat Pump with Remote Outdoor Unit-Air-Source) | T5H3V36*K*AAA* |  |  | ESH5X48M12A*+WALLCON | *96CTN0601714B* | 33400 | 19 | 9 | 34200 | 26000 | 76.02% | 1.94 | 0 | 11 |  |  |  | No | R-454B | 2.7833 | Residential & Commercial | Ducted CEE Tier 1
215487720 | Central HP <5.4 tons | AMANA | HRCU-A-CB (Split System: Heat Pump with Remote Outdoor Unit-Air-Source) | AZV7SA4210A* |  |  | CA*EA6030*3A* | A*VC960804CNB* | 40500 | 16.5 | 8.8 | 41000 | 31000 | 75.61% | 2 | 0 | 10 |  |  |  | No | R-32 | 3.375 | Residential & Commercial | Ducted CEE Tier 1
215487722 | Central HP <5.4 tons | AMANA | HRCU-A-CB (Split System: Heat Pump with Remote Outdoor Unit-Air-Source) | AZV7SA4210A* |  |  | CA*EA6030*3A* | A*VC961205DNB* | 40500 | 17 | 8.8 | 41000 | 31000 | 75.61% | 2 | 0 | 10 |  |  |  | No | R-32 | 3.375 | Residential & Commercial | Ducted CEE Tier 1
215487723 | Central HP <5.4 tons | AMANA | HRCU-A-CB (Split System: Heat Pump with Remote Outdoor Unit-Air-Source) | AZV7SA4210A* |  |  | CHPEA4830*3A* | A*VM970804CNB* | 40500 | 16.5 | 8.6 | 41000 | 31000 | 75.61% | 2 | 0 | 10 |  |  |  | No | R-32 | 3.375 | Residential & Commercial | Ducted CEE Tier 1
215487739 | Central HP <5.4 tons | AMANA | HRCU-A-CB (Split System: Heat Pump with Remote Outdoor Unit-Air-Source) | AZV7SA4210A* |  |  | CHPEA6030*3A* | A*VC801005C*A* | 40500 | 17 | 8.6 | 41000 | 31000 | 75.61% | 2 | 0 | 10 |  |  |  | No | R-32 | 3.375 | Residential & Commercial | Ducted CEE Tier 1
215487781 | Central HP <5.4 tons | AMANA | HRCU-A-CB (Split System: Heat Pump with Remote Outdoor Unit-Air-Source) | AZV6SA1810A* |  |  | CHPEA2422*3A* | A*VC960403BNB* | 17000 | 19 | 8.8 | 16800 | 13000 | 77.38% | 2.1 | 0 | 12 |  |  |  | No | R-32 | 1.4167 | Residential & Commercial | Ducted CEE Tier 1
214609214 | Central HP <5.4 tons | JOHNSON CONTROLS | HRCU-A-CB (Split System: Heat Pump with Remote Outdoor Unit-Air-Source) | HH824E2S11 |  |  | CTF30A5ADS1 | Z9ES026A08SMPS1 | 23000 | 18 | 9 | 23000 | 18100 | 78.7% | 2 | 0 | 12 |  |  |  | No | R-454B | 1.9167 | Residential & Commercial | Ducted CEE Tier 1
214397134 | Central HP <5.4 tons | JOHNSON CONTROLS | HRCU-A-CB (Split System: Heat Pump with Remote Outdoor Unit-Air-Source) | HH824E2S11 |  |  | CTF30B5ACS1 | TM9Y060B12MP11 | 23000 | 17 | 9.5 | 23000 | 18400 | 80% | 2 | 0 | 11.7 |  |  |  | No | R-454B | 1.9167 | Residential & Commercial | Ducted CEE Tier 1
216013311 | Central HP <5.4 tons | JOHNSON CONTROLS | HRCU-A-CB (Split System: Heat Pump with Remote Outdoor Unit-Air-Source) | HH824E2S11 |  |  | CTM36B5ADS1+JMVT12BC2N1 |  | 23000 | 18 | 9.5 | 23000 | 18600 | 80.87% | 2 | 0 | 12 |  |  |  | No | R-454B | 1.9167 | Residential & Commercial | Ducted CEE Tier 1
215487760 | Central HP <5.4 tons | AMANA | HRCU-A-CB (Split System: Heat Pump with Remote Outdoor Unit-Air-Source) | AZV7SA4810A* |  |  | CHPEA4830*3A* | A*VC800805D*A* | 45500 | 17 | 8.5 | 46000 | 33600 | 73.04% | 2 | 0 | 10 |  |  |  | No | R-32 | 3.7917 | Residential & Commercial | Ducted CEE Tier 1
215864499 | Central HP <5.4 tons | TRANE | HRCU-A-CB (Split System: Heat Pump with Remote Outdoor Unit-Air-Source) | 5TWV8X36A1 |  |  | 5PX*BD04AS3 | S9V2B080D4PSC+LRP | 31800 | 18.1 | 8.5 | 34000 | 25800 | 75.88% | 2 | 0 | 10 |  |  |  | No | R-454B | 2.65 | Residential & Commercial | Ducted CEE Tier 1
215864549 | Central HP <5.4 tons | TRANE | HRCU-A-CB (Split System: Heat Pump with Remote Outdoor Unit-Air-Source) | 5TWV8X36A1 |  |  | 5PX*C007AS3 | *UHMC100CCV4+LRP | 32800 | 18.1 | 8.5 | 33000 | 25400 | 76.97% | 2.1 | 0 | 10.5 |  |  |  | No | R-454B | 2.7333 | Residential & Commercial | Ducted CEE Tier 1
215864585 | Central HP <5.4 tons | TRANE | HRCU-A-CB (Split System: Heat Pump with Remote Outdoor Unit-Air-Source) | 5TWV8X36A1 |  |  | 5TXCB004AS3 | *UHMB080CCV3+LRP | 31600 | 18.1 | 8.5 | 32800 | 25600 | 78.05% | 2 | 0 | 10 |  |  |  | No | R-454B | 2.6333 | Residential & Commercial | Ducted CEE Tier 1
215864601 | Central HP <5.4 tons | TRANE | HRCU-A-CB (Split System: Heat Pump with Remote Outdoor Unit-Air-Source) | 5TWV8X36A1 |  |  | 5TXCB006AS3 | S9V2B080U4PSC+LRP | 32600 | 18.1 | 8.5 | 33400 | 25600 | 76.65% | 2.1 | 0 | 10 |  |  |  | No | R-454B | 2.7167 | Residential & Commercial | Ducted CEE Tier 1
215864615 | Central HP <5.4 tons | TRANE | HRCU-A-CB (Split System: Heat Pump with Remote Outdoor Unit-Air-Source) | 5TWV8X36A1 |  |  | 5TXCB006AS3 | L8V1A040U3VSB+LRP | 32400 | 18.1 | 8.5 | 33600 | 25800 | 76.79% | 2 | 0 | 10 |  |  |  | No | R-454B | 2.7 | Residential & Commercial | Ducted CEE Tier 1
215864451 | Central HP <5.4 tons | TRANE | HRCU-A-CB (Split System: Heat Pump with Remote Outdoor Unit-Air-Source) | 5TWV8X24A1 |  |  | 5PX*B003AS3 | *DHMB060CCV3+LRP | 19900 | 18 | 8.5 | 23200 | 18400 | 79.31% | 2.1 | 0 | 10.5 |  |  |  | No | R-454B | 1.6583 | Residential & Commercial | Ducted CEE Tier 1
215864465 | Central HP <5.4 tons | TRANE | HRCU-A-CB (Split System: Heat Pump with Remote Outdoor Unit-Air-Source) | 5TWV8X24A1 |  |  | 5TXCB003AS3 | S9V2B060U3VSB+LRP | 21400 | 18.1 | 8.5 | 24400 | 18900 | 77.46% | 2.1 | 0 | 11.5 |  |  |  | No | R-454B | 1.7833 | Residential & Commercial | Ducted CEE Tier 1
215487687 | Central HP <5.4 tons | AMANA | HRCU-A-CB (Split System: Heat Pump with Remote Outdoor Unit-Air-Source) | AZV7SA2410A* |  |  | CHPEA3026*3A* | A*VC960804CNB* | 23200 | 19 | 8.6 | 23200 | 17000 | 73.28% | 2 | 0 | 11 |  |  |  | No | R-32 | 1.9333 | Residential & Commercial | Ducted CEE Tier 1
215487658 | Central HP <5.4 tons | AMANA | HRCU-A-CB (Split System: Heat Pump with Remote Outdoor Unit-Air-Source) | AZV7SA2410A* |  |  | CA*EA3022*3A* | A*VC961005CNB* | 23200 | 19 | 8.6 | 23200 | 17000 | 73.28% | 2 | 0 | 11 |  |  |  | No | R-32 | 1.9333 | Residential & Commercial | Ducted CEE Tier 1
215487660 | Central HP <5.4 tons | AMANA | HRCU-A-CB (Split System: Heat Pump with Remote Outdoor Unit-Air-Source) | AZV7SA2410A* |  |  | CA*EA3626*3A* | A*VM970803BNB* | 23200 | 19 | 8.6 | 23200 | 17000 | 73.28% | 2 | 0 | 11 |  |  |  | No | R-32 | 1.9333 | Residential & Commercial | Ducted CEE Tier 1
215487657 | Central HP <5.4 tons | AMANA | HRCU-A-CB (Split System: Heat Pump with Remote Outdoor Unit-Air-Source) | AZV7SA2410A* |  |  | CA*EA3022*3A* | A*VC960804CNB* | 23200 | 19 | 8.6 | 23200 | 17000 | 73.28% | 2 | 0 | 11 |  |  |  | No | R-32 | 1.9333 | Residential & Commercial | Ducted CEE Tier 1