214075258 | Central HP <5.4 tons | SURE | HRCU-A-CB (Split System: Heat Pump with Remote Outdoor Unit-Air-Source) | RD17AZ60AJ3N |  |  | TCFZ6024STANM | S802VA100521M | 55500 | 19 | 8.1 | 53500 | 49000 | 91.59% | 1.75 | 0 | 10 |  |  |  |  | R-410A | 4.625 | Residential & Commercial | USHP | Ducted CEE Tier 1
214075293 | Central HP <5.4 tons | SURE | HRCU-A-CB (Split System: Heat Pump with Remote Outdoor Unit-Air-Source) | RD17AZ60AJ3N |  |  | TCFZ6024STANM | S802V0755A21UHN | 55500 | 18 | 8.1 | 54000 | 49500 | 91.67% | 1.75 | 0 | 10 |  |  |  |  | R-410A | 4.625 | Residential & Commercial | USHP | Ducted CEE Tier 1
215434196 | Central HP <5.4 tons | AMANA | HRCU-A-CB (Split System: Heat Pump with Remote Outdoor Unit-Air-Source) | AZV7SA3610A* |  |  | CHPEA4830*3A* | A*VM971205DNA* | 35000 | 18.5 | 8.1 | 35000 | 28400 | 81.14% | 2 | 0 | 10.5 |  |  |  |  | R-32 | 2.9167 | Residential & Commercial | USHP | Ducted CEE Tier 1
211902758 | Central HP <5.4 tons | SURE | HRCU-A-CB (Split System: Heat Pump with Remote Outdoor Unit-Air-Source) | SP18AZ36AJVC |  |  | TCFZ6021SEAAM | S802VA075421M | 34200 | 20 | 8.5 | 34200 | 43000 | 125.7% | 2.2 | 0 | 12.5 |  |  |  |  | R-410A | 2.85 | Residential & Commercial | USHP | Ducted CEE Tier 1
209852058 | Central HP <5.4 tons | DAY & NIGHT | HRCU-A-CB (Split System: Heat Pump with Remote Outdoor Unit-Air-Source) | DLCURAH18ABK |  |  | DLFUAAH18XAK | 0 | 18000 | 18 | 9.3 | 19000 | 16500 | 86.84% | 2.04 | 12.5 | 12.4 |  |  |  |  | R-410A | 1.5 | Residential & Commercial | USHP | Ducted CEE Tier 1
214075191 | Central HP <5.4 tons | SURE | HRCU-A-CB (Split System: Heat Pump with Remote Outdoor Unit-Air-Source) | RD17AZ60AJ3N |  |  | TCFZ6024STANM | S802VA125524Z | 55500 | 18 | 8.1 | 53500 | 49000 | 91.59% | 1.75 | 0 | 10 |  |  |  |  | R-410A | 4.625 | Residential & Commercial | USHP | Ducted CEE Tier 1
214075325 | Central HP <5.4 tons | SURE | HRCU-A-CB (Split System: Heat Pump with Remote Outdoor Unit-Air-Source) | RD17AZ60AJ3N |  |  | TCFZ6024STANM | S951V1155A24M4S | 55500 | 18 | 8.1 | 54000 | 49000 | 90.74% | 1.75 | 0 | 10 |  |  |  |  | R-410A | 4.625 | Residential & Commercial | USHP | Ducted CEE Tier 1
213163974 | Central HP <5.4 tons | SURE | HRCU-A-CB (Split System: Heat Pump with Remote Outdoor Unit-Air-Source) | SP18AZ24AJVC |  |  | TCFZ2421HEAAM | S98MV1005A21UPS | 22800 | 20 | 8.5 | 22800 | 26000 | 114% | 2.1 | 0 | 12.5 |  |  |  |  | R-410A | 1.9 | Residential & Commercial | USHP | Ducted CEE Tier 1
214075190 | Central HP <5.4 tons | SURE | HRCU-A-CB (Split System: Heat Pump with Remote Outdoor Unit-Air-Source) | RD17AZ60AJ3N |  |  | TCFZ6024STANM | S801V1005A21UHU | 55500 | 18 | 8.1 | 54000 | 49000 | 90.74% | 1.75 | 0 | 10 |  |  |  |  | R-410A | 4.625 | Residential & Commercial | USHP | Ducted CEE Tier 1
214075438 | Central HP <5.4 tons | SURE | HRCU-A-CB (Split System: Heat Pump with Remote Outdoor Unit-Air-Source) | RD17AZ24AJ3N |  |  | TCFZ2417MTANM | S802V0503A14DZ | 22600 | 17 | 9.5 | 22600 | 16800 | 74.34% | 2 | 0 | 11.2 |  |  |  |  | R-410A | 1.8833 | Residential & Commercial | USHP | Ducted CEE Tier 1
214075549 | Central HP <5.4 tons | SURE | HRCU-A-CB (Split System: Heat Pump with Remote Outdoor Unit-Air-Source) | RD17AZ24AJ3N |  |  | TCFZ2417MTANM | S921V0403A17M4S | 22600 | 17 | 9.5 | 22600 | 16900 | 74.78% | 2 | 0 | 11.2 |  |  |  |  | R-410A | 1.8833 | Residential & Commercial | USHP | Ducted CEE Tier 1
215935527 | Central HP <5.4 tons | AIRQUEST | HRCU-A-CB (Split System: Heat Pump with Remote Outdoor Unit-Air-Source) | H5H3V36*K*AAA* |  |  | EVD5X30M17A*+WALLCON | *97CMN0601714B* | 34000 | 20 | 8.1 | 38000 | 27200 | 71.58% | 2 | 0 | 11 |  |  |  |  | R-454B | 2.8333 | Residential & Commercial | USHP | Ducted CEE Tier 1
215935697 | Central HP <5.4 tons | AIRQUEST | HRCU-A-CB (Split System: Heat Pump with Remote Outdoor Unit-Air-Source) | H5H3V36*K*AAA* |  |  | EVD5X36M21A*+WALLCON | *95CSU1002122B* | 34400 | 21 | 8.5 | 38500 | 28000 | 72.73% | 2.04 | 0 | 12 |  |  |  |  | R-454B | 2.8667 | Residential & Commercial | USHP | Ducted CEE Tier 1
214075379 | Central HP <5.4 tons | SURE | HRCU-A-CB (Split System: Heat Pump with Remote Outdoor Unit-Air-Source) | RD17AZ60AJ3N |  |  | TCFZ6024STANM | S98MV1005A21UPS | 55000 | 17 | 8.1 | 54500 | 49500 | 90.83% | 1.75 | 0 | 10 |  |  |  |  | R-410A | 4.5833 | Residential & Commercial | USHP | Ducted CEE Tier 1
214075406 | Central HP <5.4 tons | SURE | HRCU-A-CB (Split System: Heat Pump with Remote Outdoor Unit-Air-Source) | RD17AZ60AJ3N |  |  | TCFZ6024STANM | S962V1155A24M4S | 55500 | 18 | 8.1 | 54000 | 49000 | 90.74% | 1.75 | 0 | 10 |  |  |  |  | R-410A | 4.625 | Residential & Commercial | USHP | Ducted CEE Tier 1
215935747 | Central HP <5.4 tons | AIRQUEST | HRCU-A-CB (Split System: Heat Pump with Remote Outdoor Unit-Air-Source) | H5H3V36*K*AAA* |  |  | EVD5X36M21A*+WALLCON | *97CMN1002122B* | 34400 | 21 | 8.5 | 38500 | 28000 | 72.73% | 2.06 | 0 | 12 |  |  |  |  | R-454B | 2.8667 | Residential & Commercial | USHP | Ducted CEE Tier 1
215935777 | Central HP <5.4 tons | AIRQUEST | HRCU-A-CB (Split System: Heat Pump with Remote Outdoor Unit-Air-Source) | H5H3V36*K*AAA* |  |  | EVD5X36M21A*+WALLCON | *96CTN1002122B* | 34400 | 21 | 8.5 | 38500 | 28000 | 72.73% | 2.06 | 0 | 12 |  |  |  |  | R-454B | 2.8667 | Residential & Commercial | USHP | Ducted CEE Tier 1
215935797 | Central HP <5.4 tons | AIRQUEST | HRCU-A-CB (Split System: Heat Pump with Remote Outdoor Unit-Air-Source) | H5H3V36*K*AAA* |  |  | EVD5X37M21A*+WALLCON | *96CTN0601714B* | 34600 | 20.5 | 8.5 | 38000 | 27600 | 72.63% | 2.06 | 0 | 11.5 |  |  |  |  | R-454B | 2.8833 | Residential & Commercial | USHP | Ducted CEE Tier 1
215935847 | Central HP <5.4 tons | AIRQUEST | HRCU-A-CB (Split System: Heat Pump with Remote Outdoor Unit-Air-Source) | H5H3V36*K*AAA* |  |  | EVD5X38M17A*+WALLCON | *80CTL0701716B* | 35400 | 21.5 | 8.5 | 38500 | 29000 | 75.32% | 2.02 | 0 | 12 |  |  |  |  | R-454B | 2.95 | Residential & Commercial | USHP | Ducted CEE Tier 1
215936047 | Central HP <5.4 tons | AIRQUEST | HRCU-A-CB (Split System: Heat Pump with Remote Outdoor Unit-Air-Source) | H5H3V36*K*AAA* |  |  | EVD5X42M21A*+WALLCON | *95CSU0802120B* | 34400 | 20.5 | 8.5 | 38500 | 28200 | 73.25% | 2.04 | 0 | 11.7 |  |  |  |  | R-454B | 2.8667 | Residential & Commercial | USHP | Ducted CEE Tier 1
215936097 | Central HP <5.4 tons | AIRQUEST | HRCU-A-CB (Split System: Heat Pump with Remote Outdoor Unit-Air-Source) | H5H3V36*K*AAA* |  |  | EVD5X42M21A*+WALLCON | *97CMN0802120B* | 34400 | 20.5 | 8.5 | 38500 | 28200 | 73.25% | 2.04 | 0 | 11.7 |  |  |  |  | R-454B | 2.8667 | Residential & Commercial | USHP | Ducted CEE Tier 1
215936197 | Central HP <5.4 tons | AIRQUEST | HRCU-A-CB (Split System: Heat Pump with Remote Outdoor Unit-Air-Source) | H5H3V36*K*AAA* |  |  | EVD5X42M24A*+WALLCON | *95CSU0802120B* | 35400 | 21.5 | 8.5 | 38000 | 28600 | 75.26% | 2.04 | 0 | 12 |  |  |  |  | R-454B | 2.95 | Residential & Commercial | USHP | Ducted CEE Tier 1
215936247 | Central HP <5.4 tons | AIRQUEST | HRCU-A-CB (Split System: Heat Pump with Remote Outdoor Unit-Air-Source) | H5H3V36*K*AAA* |  |  | EVD5X42M24A*+WALLCON | *97CMN1202422B* | 35400 | 22 | 8.5 | 38000 | 28400 | 74.74% | 2.04 | 0 | 12.5 |  |  |  |  | R-454B | 2.95 | Residential & Commercial | USHP | Ducted CEE Tier 1
215936397 | Central HP <5.4 tons | AIRQUEST | HRCU-A-CB (Split System: Heat Pump with Remote Outdoor Unit-Air-Source) | H5H3V36*K*AAA* |  |  | EVD5X48M24A*+WALLCON | *97CMN1202422B* | 35000 | 21.5 | 8.5 | 38500 | 28400 | 73.77% | 2.04 | 0 | 12 |  |  |  |  | R-454B | 2.9167 | Residential & Commercial | USHP | Ducted CEE Tier 1
215936447 | Central HP <5.4 tons | AIRQUEST | HRCU-A-CB (Split System: Heat Pump with Remote Outdoor Unit-Air-Source) | H5H3V36*K*AAA* |  |  | EVD5X49M24A*+WALLCON | *80CTL0902120B* | 35600 | 22 | 8.5 | 38000 | 28400 | 74.74% | 2.04 | 0 | 12.5 |  |  |  |  | R-454B | 2.9667 | Residential & Commercial | USHP | Ducted CEE Tier 1
215936497 | Central HP <5.4 tons | AIRQUEST | HRCU-A-CB (Split System: Heat Pump with Remote Outdoor Unit-Air-Source) | H5H3V36*K*AAA* |  |  | EVD5X49M24A*+WALLCON | *97CMN0602120B* | 35200 | 21 | 8.5 | 38500 | 28800 | 74.81% | 2.02 | 0 | 12 |  |  |  |  | R-454B | 2.9333 | Residential & Commercial | USHP | Ducted CEE Tier 1
215936697 | Central HP <5.4 tons | AIRQUEST | HRCU-A-CB (Split System: Heat Pump with Remote Outdoor Unit-Air-Source) | H5H3V36*K*AAA* |  |  | EVD5X60M21A*+WALLCON | *97CMN0802120B* | 35600 | 21.5 | 8.5 | 38000 | 28600 | 75.26% | 2.02 | 0 | 12.5 |  |  |  |  | R-454B | 2.9667 | Residential & Commercial | USHP | Ducted CEE Tier 1
215936747 | Central HP <5.4 tons | AIRQUEST | HRCU-A-CB (Split System: Heat Pump with Remote Outdoor Unit-Air-Source) | H5H3V36*K*AAA* |  |  | EVD5X60M24A*+WALLCON | *80CTL0702120B* | 35400 | 21.5 | 8.5 | 38000 | 28600 | 75.26% | 2.04 | 0 | 12 |  |  |  |  | R-454B | 2.95 | Residential & Commercial | USHP | Ducted CEE Tier 1
215936797 | Central HP <5.4 tons | AIRQUEST | HRCU-A-CB (Split System: Heat Pump with Remote Outdoor Unit-Air-Source) | H5H3V36*K*AAA* |  |  | EVD5X60M24A*+WALLCON | *95CSU1002122B* | 35600 | 22 | 8.5 | 38000 | 28400 | 74.74% | 2.06 | 0 | 12.5 |  |  |  |  | R-454B | 2.9667 | Residential & Commercial | USHP | Ducted CEE Tier 1
206773650 | Central HP <5.4 tons | TEMPSTAR | HRCU-A-CB (Split System: Heat Pump with Remote Outdoor Unit-Air-Source) | TVH837GKA2* |  |  | EHD4X36AAL+WALLCON | *95CSU1002122A* | 32200 | 16.5 | 8.1 | 33200 | 24600 | 74.1% | 1.94 | 11.5 | 11 |  |  |  |  | R-410A | 2.6833 | Residential & Commercial | USHP | Ducted CEE Tier 1
207559016 | Central HP <5.4 tons | TRANE | HRCU-A-CB (Split System: Heat Pump with Remote Outdoor Unit-Air-Source) | 4TWV0X60A1 |  |  | 4TXCD010DS3 | *UHMD120ACV5 | 53500 | 19 | 8.2 | 51000 | 39000 | 76.47% | 1.8 | 11.5 | 11.7 |  |  |  |  | R-410A | 4.4583 | Residential & Commercial | USHP | Ducted CEE Tier 1
213079350 | Central HP <5.4 tons | HEIL | HRCU-A-CB (Split System: Heat Pump with Remote Outdoor Unit-Air-Source) | DLCURAH36ABK |  |  | EA*4X37L17A* | *92MSN0601412A* | 36200 | 15.2 | 8.5 | 38500 | 35200 | 91.43% | 2 | 0 | 10 |  |  |  |  | R-410A | 3.0167 | Residential & Commercial | USHP | Ducted CEE Tier 1
213079502 | Central HP <5.4 tons | HEIL | HRCU-A-CB (Split System: Heat Pump with Remote Outdoor Unit-Air-Source) | DLCURAH36ABK |  |  | EN(A,D,W)4X48L21** | *92MSN0601714A* | 35800 | 16 | 8.1 | 38500 | 35000 | 90.91% | 2 | 0 | 10 |  |  |  |  | R-410A | 2.9833 | Residential & Commercial | USHP | Ducted CEE Tier 1
213079870 | Central HP <5.4 tons | HEIL | HRCU-A-CB (Split System: Heat Pump with Remote Outdoor Unit-Air-Source) | DLCURAH36ABK |  |  | EA*4X42L24A* | *92MSN1002122A* | 35400 | 16.5 | 8.1 | 38500 | 35000 | 90.91% | 1.9 | 0 | 10 |  |  |  |  | R-410A | 2.95 | Residential & Commercial | USHP | Ducted CEE Tier 1
216820766 | Central HP <5.4 tons | SURE | HRCU-A-CB (Split System: Heat Pump with Remote Outdoor Unit-Air-Source) | RD18AY24AJVC |  |  | TCFY2421MTANM | S921V0603A17M4 | 21000 | 17 | 8.1 | 21000 | 17100 | 81.43% | 1.9 | 0 | 10 |  |  |  |  | R-454B | 1.75 | Residential & Commercial | USHP | Ducted CEE Tier 1
206765554 | Central HP <5.4 tons | TEMPSTAR | HRCU-A-CB (Split System: Heat Pump with Remote Outdoor Unit-Air-Source) | TVH825GKA3* |  |  | EA*4X25L17A*+WALLCON | *80CTL0701412A* | 24400 | 17.5 | 8.5 | 21200 | 16600 | 78.3% | 2.02 | 11 | 11.5 |  |  |  |  | R-410A | 2.0333 | Residential & Commercial | USHP | Ducted CEE Tier 1
213078252 | Central HP <5.4 tons | HEIL | HRCU-A-CB (Split System: Heat Pump with Remote Outdoor Unit-Air-Source) | DLCURAH36ABK |  |  | EN(A,D)4X48L24** | *80MS(N,L)0702116A* | 35800 | 16.5 | 8.1 | 38500 | 34800 | 90.39% | 1.98 | 0 | 10 |  |  |  |  | R-410A | 2.9833 | Residential & Commercial | USHP | Ducted CEE Tier 1
213078772 | Central HP <5.4 tons | HEIL | HRCU-A-CB (Split System: Heat Pump with Remote Outdoor Unit-Air-Source) | DLCURAH36ABK |  |  | EA*4X42L24A* | *80MS(N,L)1352420A* | 35400 | 16.5 | 8.1 | 38500 | 35000 | 90.91% | 1.88 | 0 | 10 |  |  |  |  | R-410A | 2.95 | Residential & Commercial | USHP | Ducted CEE Tier 1
213078804 | Central HP <5.4 tons | HEIL | HRCU-A-CB (Split System: Heat Pump with Remote Outdoor Unit-Air-Source) | DLCURAH36ABK |  |  | EA*4X48L24A* | *80MS(N,L)1552420A* | 36200 | 16.5 | 8.5 | 38000 | 34800 | 91.58% | 2.04 | 0 | 10 |  |  |  |  | R-410A | 3.0167 | Residential & Commercial | USHP | Ducted CEE Tier 1
206765617 | Central HP <5.4 tons | TEMPSTAR | HRCU-A-CB (Split System: Heat Pump with Remote Outdoor Unit-Air-Source) | TVH825GKA3* |  |  | EA*4X30L17A*+WALLCON | *97CMN0601714A* | 23200 | 16 | 8.1 | 21600 | 16900 | 78.24% | 1.9 | 11 | 10.5 |  |  |  |  | R-410A | 1.9333 | Residential & Commercial | USHP | Ducted CEE Tier 1
214097545 | Central HP <5.4 tons | SURE | HRCU-A-CB (Split System: Heat Pump with Remote Outdoor Unit-Air-Source) | RD17AZ48AJ3N |  |  | TCFZ6024SEANM | S97MV1155A24DHS | 45500 | 17 | 8.1 | 45500 | 40500 | 89.01% | 2.1 | 0 | 10 |  |  |  |  | R-410A | 3.7917 | Residential & Commercial | USHP | Ducted CEE Tier 1
214097564 | Central HP <5.4 tons | SURE | HRCU-A-CB (Split System: Heat Pump with Remote Outdoor Unit-Air-Source) | RD17AZ48AJ3N |  |  | TCFZ6024SEANM | S951V0855A21M4S | 45500 | 16 | 8.1 | 45500 | 40500 | 89.01% | 2.1 | 0 | 10 |  |  |  |  | R-410A | 3.7917 | Residential & Commercial | USHP | Ducted CEE Tier 1
214097577 | Central HP <5.4 tons | SURE | HRCU-A-CB (Split System: Heat Pump with Remote Outdoor Unit-Air-Source) | RD17AZ48AJ3N |  |  | TCFZ6024SEANM | S802VA125524Z | 45500 | 17 | 8.1 | 45500 | 40000 | 87.91% | 2.1 | 0 | 10 |  |  |  |  | R-410A | 3.7917 | Residential & Commercial | USHP | Ducted CEE Tier 1
211206857 | Central HP <5.4 tons | FRASER-JOHNSTON | HRCU-A-CB (Split System: Heat Pump with Remote Outdoor Unit-Air-Source) | HL20B3621 |  |  | XAMC36DE2N1+CC | TM9V100C16MP12 | 33000 | 18 | 8.5 | 34000 | 29200 | 85.88% | 1.96 | 0 | 12 |  |  |  |  | R-410A | 2.75 | Residential & Commercial | USHP | Ducted CEE Tier 1
213076782 | Central HP <5.4 tons | HEIL | HRCU-A-CB (Split System: Heat Pump with Remote Outdoor Unit-Air-Source) | DLCURAH36ABK |  |  | EA*4X43L21A* | *80VTL1102122B* | 36600 | 16 | 8.5 | 38000 | 34800 | 91.58% | 2.06 | 0 | 10 |  |  |  |  | R-410A | 3.05 | Residential & Commercial | USHP | Ducted CEE Tier 1
213076001 | Central HP <5.4 tons | HEIL | HRCU-A-CB (Split System: Heat Pump with Remote Outdoor Unit-Air-Source) | DLCURAH36ABK |  |  | EN(A,D)4X48L24** | *95MSU1002120A* | 36200 | 16.5 | 8.1 | 38500 | 35000 | 90.91% | 2.02 | 0 | 10.5 |  |  |  |  | R-410A | 3.0167 | Residential & Commercial | USHP | Ducted CEE Tier 1
213076258 | Central HP <5.4 tons | HEIL | HRCU-A-CB (Split System: Heat Pump with Remote Outdoor Unit-Air-Source) | DLCURAH36ABK |  |  | EA*4X37L21A* | *95MSU1002122A* | 36400 | 16.5 | 8.5 | 38000 | 34800 | 91.58% | 2.06 | 0 | 10 |  |  |  |  | R-410A | 3.0333 | Residential & Commercial | USHP | Ducted CEE Tier 1
213076558 | Central HP <5.4 tons | HEIL | HRCU-A-CB (Split System: Heat Pump with Remote Outdoor Unit-Air-Source) | DLCURAH36ABK |  |  | END4X42L17** | *80VTL0701716B* | 35400 | 16 | 8.1 | 38500 | 35000 | 90.91% | 1.94 | 0 | 10 |  |  |  |  | R-410A | 2.95 | Residential & Commercial | USHP | Ducted CEE Tier 1
213076701 | Central HP <5.4 tons | HEIL | HRCU-A-CB (Split System: Heat Pump with Remote Outdoor Unit-Air-Source) | DLCURAH36ABK |  |  | EN(A,D,W)4X42L21** | *80VTL0902120B* | 35600 | 15.5 | 8.1 | 39000 | 35200 | 90.26% | 1.9 | 0 | 10 |  |  |  |  | R-410A | 2.9667 | Residential & Commercial | USHP | Ducted CEE Tier 1
213076712 | Central HP <5.4 tons | HEIL | HRCU-A-CB (Split System: Heat Pump with Remote Outdoor Unit-Air-Source) | DLCURAH36ABK |  |  | EN(A,D,W)4X48L21** | *80VTL0902120B* | 36000 | 16.5 | 8.1 | 38500 | 35000 | 90.91% | 2 | 0 | 10 |  |  |  |  | R-410A | 3 | Residential & Commercial | USHP | Ducted CEE Tier 1
213076794 | Central HP <5.4 tons | HEIL | HRCU-A-CB (Split System: Heat Pump with Remote Outdoor Unit-Air-Source) | DLCURAH36ABK |  |  | EA*4X48L21A* | *80VTL1102122B* | 36200 | 16 | 8.5 | 38000 | 34800 | 91.58% | 2.04 | 0 | 10 |  |  |  |  | R-410A | 3.0167 | Residential & Commercial | USHP | Ducted CEE Tier 1
214097546 | Central HP <5.4 tons | SURE | HRCU-A-CB (Split System: Heat Pump with Remote Outdoor Unit-Air-Source) | RD17AZ48AJ3N |  |  | TCFZ6024SEANM | S97MV1005A21DHS | 45500 | 17 | 8.1 | 45500 | 40500 | 89.01% | 2.1 | 0 | 10 |  |  |  |  | R-410A | 3.7917 | Residential & Commercial | USHP | Ducted CEE Tier 1
215434298 | Central HP <5.4 tons | AMANA | HRCU-A-CB (Split System: Heat Pump with Remote Outdoor Unit-Air-Source) | AZV7SA4210A* |  |  | CHPEA6030*3A* | A*VM971205DNA* | 40500 | 17 | 8.6 | 41000 | 31000 | 75.61% | 2 | 0 | 10 |  |  |  |  | R-32 | 3.375 | Residential & Commercial | USHP | Ducted CEE Tier 1
212609361 | Central HP <5.4 tons | SURE | HRCU-A-CB (Split System: Heat Pump with Remote Outdoor Unit-Air-Source) | SP18AZ36AJVC |  |  | TCFZ6021SEAAM | S802V0755A21UHN | 34200 | 19 | 8.5 | 34200 | 43000 | 125.7% | 2.2 | 0 | 12.5 |  |  |  |  | R-410A | 2.85 | Residential & Commercial | USHP | Ducted CEE Tier 1
214097561 | Central HP <5.4 tons | SURE | HRCU-A-CB (Split System: Heat Pump with Remote Outdoor Unit-Air-Source) | RD17AZ48AJ3N |  |  | TCFZ6024SEANM | S951V1005A21UHU | 45500 | 16 | 8.1 | 45500 | 40500 | 89.01% | 2.1 | 0 | 10 |  |  |  |  | R-410A | 3.7917 | Residential & Commercial | USHP | Ducted CEE Tier 1
214097627 | Central HP <5.4 tons | SURE | HRCU-A-CB (Split System: Heat Pump with Remote Outdoor Unit-Air-Source) | RD17AZ48AJ3N |  |  | TCFZ6024SEANM | S801V0755A21UHN | 45500 | 17 | 8.1 | 45500 | 40000 | 87.91% | 2.1 | 0 | 10 |  |  |  |  | R-410A | 3.7917 | Residential & Commercial | USHP | Ducted CEE Tier 1
213078202 | Central HP <5.4 tons | HEIL | HRCU-A-CB (Split System: Heat Pump with Remote Outdoor Unit-Air-Source) | DLCURAH36ABK |  |  | EA*4X42L24A* | *80MS(N,L)0702116A* | 35200 | 16.5 | 8.1 | 38500 | 35000 | 90.91% | 1.88 | 0 | 10 |  |  |  |  | R-410A | 2.9333 | Residential & Commercial | USHP | Ducted CEE Tier 1
213078718 | Central HP <5.4 tons | HEIL | HRCU-A-CB (Split System: Heat Pump with Remote Outdoor Unit-Air-Source) | DLCURAH36ABK |  |  | EN(A,D,W)4X48L21** | *80MS(N,L)1102120A* | 36400 | 16.5 | 8.1 | 38500 | 35000 | 90.91% | 2.02 | 0 | 10.5 |  |  |  |  | R-410A | 3.0333 | Residential & Commercial | USHP | Ducted CEE Tier 1
213078752 | Central HP <5.4 tons | HEIL | HRCU-A-CB (Split System: Heat Pump with Remote Outdoor Unit-Air-Source) | DLCURAH36ABK |  |  | EA*4X48L24A* | *80MS(N,L)1102420A* | 36200 | 16.5 | 8.5 | 38000 | 34600 | 91.05% | 2.04 | 0 | 10 |  |  |  |  | R-410A | 3.0167 | Residential & Commercial | USHP | Ducted CEE Tier 1
212989544 | Central HP <5.4 tons | HEIL | HRCU-A-CB (Split System: Heat Pump with Remote Outdoor Unit-Air-Source) | DLCURAH30ABK |  |  | EA*4X42L21A* | *95MSU0802120A* | 30000 | 15.2 | 8.1 | 34200 | 27600 | 80.7% | 1.8 | 0 | 9 |  |  |  |  | R-410A | 2.5 | Residential & Commercial | USHP
212979448 | Central HP <5.4 tons | HEIL | HRCU-A-CB (Split System: Heat Pump with Remote Outdoor Unit-Air-Source) | DLCURAH30ABK |  |  | EA*4X42L21A* | *80MS(N,L)0702116A* | 29800 | 15.2 | 8.1 | 34200 | 27600 | 80.7% | 1.8 | 0 | 9 |  |  |  |  | R-410A | 2.4833 | Residential & Commercial | USHP
214097568 | Central HP <5.4 tons | SURE | HRCU-A-CB (Split System: Heat Pump with Remote Outdoor Unit-Air-Source) | RD17AZ48AJ3N |  |  | TCFZ6024SEANM | S921V1155A24M4S | 45500 | 17 | 8.1 | 45500 | 40000 | 87.91% | 2.1 | 0 | 10 |  |  |  |  | R-410A | 3.7917 | Residential & Commercial | USHP | Ducted CEE Tier 1
214097573 | Central HP <5.4 tons | SURE | HRCU-A-CB (Split System: Heat Pump with Remote Outdoor Unit-Air-Source) | RD17AZ48AJ3N |  |  | TCFZ6024SEANM | S921V0855A21M4S | 45500 | 16 | 8.1 | 45500 | 40500 | 89.01% | 2.1 | 0 | 10 |  |  |  |  | R-410A | 3.7917 | Residential & Commercial | USHP | Ducted CEE Tier 1
214097575 | Central HP <5.4 tons | SURE | HRCU-A-CB (Split System: Heat Pump with Remote Outdoor Unit-Air-Source) | RD17AZ48AJ3N |  |  | TCFZ6024SEANM | S921V0705A21M4S | 45500 | 16 | 8.1 | 45500 | 40500 | 89.01% | 2.1 | 0 | 10 |  |  |  |  | R-410A | 3.7917 | Residential & Commercial | USHP | Ducted CEE Tier 1
214097600 | Central HP <5.4 tons | SURE | HRCU-A-CB (Split System: Heat Pump with Remote Outdoor Unit-Air-Source) | RD17AZ48AJ3N |  |  | TCFZ6024SEANM | S802V1005A21DZ | 45500 | 17 | 8.1 | 45500 | 40000 | 87.91% | 2.1 | 0 | 10 |  |  |  |  | R-410A | 3.7917 | Residential & Commercial | USHP | Ducted CEE Tier 1
214097607 | Central HP <5.4 tons | SURE | HRCU-A-CB (Split System: Heat Pump with Remote Outdoor Unit-Air-Source) | RD17AZ48AJ3N |  |  | TCFZ6024SEANM | S802V0755A21DZ | 45500 | 17 | 8.1 | 45500 | 40000 | 87.91% | 2.1 | 0 | 10 |  |  |  |  | R-410A | 3.7917 | Residential & Commercial | USHP | Ducted CEE Tier 1
214097616 | Central HP <5.4 tons | SURE | HRCU-A-CB (Split System: Heat Pump with Remote Outdoor Unit-Air-Source) | RD17AZ48AJ3N |  |  | TCFZ6024SEANM | S801V1005A21UHU | 45500 | 17 | 8.1 | 45500 | 40000 | 87.91% | 2.1 | 0 | 10 |  |  |  |  | R-410A | 3.7917 | Residential & Commercial | USHP | Ducted CEE Tier 1
213080034 | Central HP <5.4 tons | HEIL | HRCU-A-CB (Split System: Heat Pump with Remote Outdoor Unit-Air-Source) | DLCURAH36ABK |  |  | EA*4X37L21A* | *96MSN0801716A* | 36400 | 15.5 | 8.5 | 38000 | 35000 | 92.11% | 2.06 | 0 | 10 |  |  |  |  | R-410A | 3.0333 | Residential & Commercial | USHP | Ducted CEE Tier 1
213077051 | Central HP <5.4 tons | HEIL | HRCU-A-CB (Split System: Heat Pump with Remote Outdoor Unit-Air-Source) | DLCURAH36ABK |  |  | EA*4X37L21A* | *96VSN0802120B* | 36600 | 16 | 8.5 | 38000 | 34800 | 91.58% | 2.06 | 0 | 10 |  |  |  |  | R-410A | 3.05 | Residential & Commercial | USHP | Ducted CEE Tier 1
213077071 | Central HP <5.4 tons | HEIL | HRCU-A-CB (Split System: Heat Pump with Remote Outdoor Unit-Air-Source) | DLCURAH36ABK |  |  | EA*4X42L24A* | *96VSN0802120B* | 35000 | 16 | 8.1 | 38500 | 35000 | 90.91% | 1.88 | 0 | 9.5 |  |  |  |  | R-410A | 2.9167 | Residential & Commercial | USHP
213077121 | Central HP <5.4 tons | HEIL | HRCU-A-CB (Split System: Heat Pump with Remote Outdoor Unit-Air-Source) | DLCURAH36ABK |  |  | EN(A,D,W)4X48L21** | *96VSN0802120B* | 35600 | 16.5 | 8.1 | 38500 | 34800 | 90.39% | 1.98 | 0 | 10 |  |  |  |  | R-410A | 2.9667 | Residential & Commercial | USHP | Ducted CEE Tier 1
213077469 | Central HP <5.4 tons | HEIL | HRCU-A-CB (Split System: Heat Pump with Remote Outdoor Unit-Air-Source) | DLCURAH36ABK |  |  | EN(A,D,W)4X48L21** | *96VTN0801716B* | 35600 | 16 | 8.1 | 38500 | 35000 | 90.91% | 1.98 | 0 | 10 |  |  |  |  | R-410A | 2.9667 | Residential & Commercial | USHP | Ducted CEE Tier 1
213077644 | Central HP <5.4 tons | HEIL | HRCU-A-CB (Split System: Heat Pump with Remote Outdoor Unit-Air-Source) | DLCURAH36ABK |  |  | EA*4X43L21A* | *96VTN1002120B* | 36200 | 16.5 | 8.5 | 38000 | 34800 | 91.58% | 2.04 | 0 | 10 |  |  |  |  | R-410A | 3.0167 | Residential & Commercial | USHP | Ducted CEE Tier 1
213078920 | Central HP <5.4 tons | HEIL | HRCU-A-CB (Split System: Heat Pump with Remote Outdoor Unit-Air-Source) | DLCURAH36ABK |  |  | END4X42L17** | *80MSU1002120A* | 36000 | 15.5 | 8.1 | 39000 | 35200 | 90.26% | 1.96 | 0 | 10 |  |  |  |  | R-410A | 3 | Residential & Commercial | USHP | Ducted CEE Tier 1
212973916 | Central HP <5.4 tons | COMFORTMAKER | HRCU-A-CB (Split System: Heat Pump with Remote Outdoor Unit-Air-Source) | DLCURAH24ABK |  |  | EN(A,D,W)4X36L17** | *96VSN0801716B* | 23400 | 16.5 | 8.1 | 25800 | 24200 | 93.8% | 2 | 0 | 10 |  |  |  |  | R-410A | 1.95 | Residential & Commercial | USHP | Ducted CEE Tier 1
214097578 | Central HP <5.4 tons | SURE | HRCU-A-CB (Split System: Heat Pump with Remote Outdoor Unit-Air-Source) | RD17AZ48AJ3N |  |  | TCFZ6024SEANM | S802VA125524M | 45500 | 17 | 8.1 | 45500 | 40000 | 87.91% | 2.1 | 0 | 10 |  |  |  |  | R-410A | 3.7917 | Residential & Commercial | USHP | Ducted CEE Tier 1
215433935 | Central HP <5.4 tons | AMANA | HRCU-A-CB (Split System: Heat Pump with Remote Outdoor Unit-Air-Source) | AZV7SA4210A* |  |  | CA*EA6030*3A*+MBVK16CP1X00A* | 0 | 40500 | 17.5 | 8.8 | 41000 | 31000 | 75.61% | 2 | 0 | 10 |  |  |  |  | R-32 | 3.375 | Residential & Commercial | USHP | Ducted CEE Tier 1
215434273 | Central HP <5.4 tons | AMANA | HRCU-A-CB (Split System: Heat Pump with Remote Outdoor Unit-Air-Source) | AZV7SA4210A* |  |  | CA*EA6030*3A* | A*VS800805CUA* | 40500 | 17 | 8.8 | 41000 | 31000 | 75.61% | 2 | 0 | 10 |  |  |  |  | R-32 | 3.375 | Residential & Commercial | USHP | Ducted CEE Tier 1
215434289 | Central HP <5.4 tons | AMANA | HRCU-A-CB (Split System: Heat Pump with Remote Outdoor Unit-Air-Source) | AZV7SA4210A* |  |  | CHPEA4830*3A* | A*VT800805C*A* | 40500 | 17 | 8.6 | 41000 | 31000 | 75.61% | 2 | 0 | 10 |  |  |  |  | R-32 | 3.375 | Residential & Commercial | USHP | Ducted CEE Tier 1
214239206 | Central HP <5.4 tons | AIRQUEST | HRCU-A-CB (Split System: Heat Pump with Remote Outdoor Unit-Air-Source) | HVH837GKA2* |  |  | EN(A,D,W)4X48L21**+WALLCON | *80CTL1102120B* | 32400 | 17 | 8.1 | 32600 | 24600 | 75.46% | 1.96 | 0 | 11.5 |  |  |  |  | R-410A | 2.7 | Residential & Commercial | USHP | Ducted CEE Tier 1
214097599 | Central HP <5.4 tons | SURE | HRCU-A-CB (Split System: Heat Pump with Remote Outdoor Unit-Air-Source) | RD17AZ48AJ3N |  |  | TCFZ6024SEANM | S802V1005A21UHN | 45500 | 17 | 8.1 | 45500 | 40000 | 87.91% | 2.1 | 0 | 10 |  |  |  |  | R-410A | 3.7917 | Residential & Commercial | USHP | Ducted CEE Tier 1
214097567 | Central HP <5.4 tons | SURE | HRCU-A-CB (Split System: Heat Pump with Remote Outdoor Unit-Air-Source) | RD17AZ48AJ3N |  |  | TCFZ6024SEANM | S951V0705A21M4S | 45500 | 16 | 8.1 | 45500 | 40500 | 89.01% | 2.1 | 0 | 10 |  |  |  |  | R-410A | 3.7917 | Residential & Commercial | USHP | Ducted CEE Tier 1
212979198 | Central HP <5.4 tons | HEIL | HRCU-A-CB (Split System: Heat Pump with Remote Outdoor Unit-Air-Source) | DLCURAH24ABK |  |  | EA*4X37L21A* | *80MS(N,L)0701716A* | 24200 | 17.5 | 8.5 | 25200 | 21600 | 85.71% | 1.82 | 0 | 10.5 |  |  |  |  | R-410A | 2.0167 | Residential & Commercial | USHP | Ducted CEE Tier 1
214097581 | Central HP <5.4 tons | SURE | HRCU-A-CB (Split System: Heat Pump with Remote Outdoor Unit-Air-Source) | RD17AZ48AJ3N |  |  | TCFZ6024SEANM | S802VA100521M | 45500 | 17 | 8.1 | 45500 | 40000 | 87.91% | 2.1 | 0 | 10 |  |  |  |  | R-410A | 3.7917 | Residential & Commercial | USHP | Ducted CEE Tier 1
214097608 | Central HP <5.4 tons | SURE | HRCU-A-CB (Split System: Heat Pump with Remote Outdoor Unit-Air-Source) | RD17AZ48AJ3N |  |  | TCFZ6024SEANM | S801VA100521M | 45500 | 16 | 8.1 | 45500 | 40500 | 89.01% | 2.1 | 0 | 10 |  |  |  |  | R-410A | 3.7917 | Residential & Commercial | USHP | Ducted CEE Tier 1
214097615 | Central HP <5.4 tons | SURE | HRCU-A-CB (Split System: Heat Pump with Remote Outdoor Unit-Air-Source) | RD17AZ48AJ3N |  |  | TCFZ6024SEANM | S801V1255A24DZ | 45500 | 17 | 8.1 | 45500 | 40000 | 87.91% | 2.1 | 0 | 10 |  |  |  |  | R-410A | 3.7917 | Residential & Commercial | USHP | Ducted CEE Tier 1
207526328 | Central HP <5.4 tons | TRANE | HRCU-A-CB (Split System: Heat Pump with Remote Outdoor Unit-Air-Source) | 4TWV0X60A1 |  |  | TAM9A0C60V51 | 0 | 53000 | 19 | 8.2 | 50000 | 39500 | 79% | 1.76 | 12.7 | 12 |  |  |  |  | R-410A | 4.4167 | Residential & Commercial | USHP | Ducted CEE Tier 1
214075205 | Central HP <5.4 tons | SURE | HRCU-A-CB (Split System: Heat Pump with Remote Outdoor Unit-Air-Source) | RD17AZ60AJ3N |  |  | TCFZ6024STANM | S802V1505A24UHS | 55500 | 18 | 8.1 | 53500 | 49000 | 91.59% | 1.75 | 0 | 10 |  |  |  |  | R-410A | 4.625 | Residential & Commercial | USHP | Ducted CEE Tier 1
212609321 | Central HP <5.4 tons | SURE | HRCU-A-CB (Split System: Heat Pump with Remote Outdoor Unit-Air-Source) | SP18AZ24AJVC |  |  | TCFZ2421HEAAM | S802V0504A17UHN | 22800 | 20 | 8.5 | 22800 | 26000 | 114% | 2.1 | 0 | 12.5 |  |  |  |  | R-410A | 1.9 | Residential & Commercial | USHP | Ducted CEE Tier 1
215434424 | Central HP <5.4 tons | AMANA | HRCU-A-CB (Split System: Heat Pump with Remote Outdoor Unit-Air-Source) | AZV7SA4810A* |  |  | CHPEA6030*3A* | A*VT961205DNA* | 45500 | 16.5 | 8.5 | 46500 | 33600 | 72.26% | 2 | 0 | 10 |  |  |  |  | R-32 | 3.7917 | Residential & Commercial | USHP | Ducted CEE Tier 1
216738145 | Central HP <5.4 tons | BRYANT HEATING AND COOLING SYSTEMS | HRCU-A-CB (Split System: Heat Pump with Remote Outdoor Unit-Air-Source) | 37MUHAQ24AA3 |  |  | CSAH*3612AM* | 82*SB36070V14*** | 22800 | 16 | 8.1 | 20800 | 18500 | 88.94% | 1.85 | 0 | 11 |  |  |  |  | R-454B | 1.9 | Residential & Commercial | USHP | Ducted CEE Tier 1
214075281 | Central HP <5.4 tons | SURE | HRCU-A-CB (Split System: Heat Pump with Remote Outdoor Unit-Air-Source) | RD17AZ60AJ3N |  |  | TCFZ6024STANM | S802V1255A24UHN | 55500 | 18 | 8.1 | 53500 | 49000 | 91.59% | 1.75 | 0 | 10 |  |  |  |  | R-410A | 4.625 | Residential & Commercial | USHP | Ducted CEE Tier 1
213076981 | Central HP <5.4 tons | HEIL | HRCU-A-CB (Split System: Heat Pump with Remote Outdoor Unit-Air-Source) | DLCURAH36ABK |  |  | EA*4X43L21A* | *96VSN0801716B* | 36600 | 15.5 | 8.5 | 38500 | 35000 | 90.91% | 2.06 | 0 | 10 |  |  |  |  | R-410A | 3.05 | Residential & Commercial | USHP | Ducted CEE Tier 1
214097595 | Central HP <5.4 tons | SURE | HRCU-A-CB (Split System: Heat Pump with Remote Outdoor Unit-Air-Source) | RD17AZ48AJ3N |  |  | TCFZ6024SEANM | S802V1255A24DZ | 45500 | 17 | 8.1 | 45500 | 40000 | 87.91% | 2.1 | 0 | 10 |  |  |  |  | R-410A | 3.7917 | Residential & Commercial | USHP | Ducted CEE Tier 1
214097596 | Central HP <5.4 tons | SURE | HRCU-A-CB (Split System: Heat Pump with Remote Outdoor Unit-Air-Source) | RD17AZ48AJ3N |  |  | TCFZ6024SEANM | S802V1005A21UHS | 45500 | 17 | 8.1 | 45500 | 40000 | 87.91% | 2.1 | 0 | 10 |  |  |  |  | R-410A | 3.7917 | Residential & Commercial | USHP | Ducted CEE Tier 1
211902763 | Central HP <5.4 tons | SURE | HRCU-A-CB (Split System: Heat Pump with Remote Outdoor Unit-Air-Source) | SP18AZ60AJVC |  |  | TCFZ6021SEAAM | S98MV1005A21UPS | 52500 | 18 | 8.1 | 52000 | 49500 | 95.19% | 2 | 0 | 10 |  |  |  |  | R-410A | 4.375 | Residential & Commercial | USHP | Ducted CEE Tier 1
215434272 | Central HP <5.4 tons | AMANA | HRCU-A-CB (Split System: Heat Pump with Remote Outdoor Unit-Air-Source) | AZV7SA4210A* |  |  | CA*EA6030*3A* | A*VM971205DNA* | 40500 | 17 | 8.8 | 41000 | 31000 | 75.61% | 2 | 0 | 10 |  |  |  |  | R-32 | 3.375 | Residential & Commercial | USHP | Ducted CEE Tier 1
214075441 | Central HP <5.4 tons | SURE | HRCU-A-CB (Split System: Heat Pump with Remote Outdoor Unit-Air-Source) | RD17AZ24AJ3N |  |  | TCFZ2417MTANM | S97MV0603A17DHS | 22600 | 18 | 9.5 | 22600 | 16900 | 74.78% | 2 | 0 | 11.2 |  |  |  |  | R-410A | 1.8833 | Residential & Commercial | USHP | Ducted CEE Tier 1
214075544 | Central HP <5.4 tons | SURE | HRCU-A-CB (Split System: Heat Pump with Remote Outdoor Unit-Air-Source) | RD17AZ24AJ3N |  |  | TCFZ2417MTANM | S962V0403A17M4S | 22600 | 17 | 9.5 | 22600 | 16900 | 74.78% | 2 | 0 | 11.2 |  |  |  |  | R-410A | 1.8833 | Residential & Commercial | USHP | Ducted CEE Tier 1
214066535 | Central HP <5.4 tons | SURE | HRCU-A-CB (Split System: Heat Pump with Remote Outdoor Unit-Air-Source) | RD17AZ36AJ3N |  |  | TCFZ3621MTANM | S801V0504A17UHU | 34200 | 18 | 8.1 | 34200 | 29800 | 87.13% | 1.9 | 0 | 10 |  |  |  |  | R-410A | 2.85 | Residential & Commercial | USHP | Ducted CEE Tier 1
214066568 | Central HP <5.4 tons | SURE | HRCU-A-CB (Split System: Heat Pump with Remote Outdoor Unit-Air-Source) | RD17AZ36AJ3N |  |  | TCFZ3621MTANM | S801V0755A21UHS | 34200 | 18 | 8.1 | 34200 | 29400 | 85.96% | 2 | 0 | 11.7 |  |  |  |  | R-410A | 2.85 | Residential & Commercial | USHP | Ducted CEE Tier 1
216051293 | Central HP <5.4 tons | SURE | HRCU-A-CB (Split System: Heat Pump with Remote Outdoor Unit-Air-Source) | SP19AY60AJVC |  |  | TCFY6021SEAAM | S98MV0855A21UP | 53500 | 17 | 10 | 53500 | 48500 | 90.65% | 2 | 0 | 10 |  |  |  |  | R-454B | 4.4583 | Residential & Commercial | USHP | Ducted CEE Tier 1
215434195 | Central HP <5.4 tons | AMANA | HRCU-A-CB (Split System: Heat Pump with Remote Outdoor Unit-Air-Source) | AZV7SA3610A* |  |  | CHPEA4830*3A* | A*VS800805CUA* | 35000 | 18.5 | 8.1 | 35000 | 28400 | 81.14% | 2 | 0 | 10.5 |  |  |  |  | R-32 | 2.9167 | Residential & Commercial | USHP | Ducted CEE Tier 1
215434197 | Central HP <5.4 tons | AMANA | HRCU-A-CB (Split System: Heat Pump with Remote Outdoor Unit-Air-Source) | AZV7SA3610A* |  |  | CHPEA4830*3A* | A*VM971005CNA* | 35000 | 18.5 | 8.1 | 35000 | 28400 | 81.14% | 2 | 0 | 10.5 |  |  |  |  | R-32 | 2.9167 | Residential & Commercial | USHP | Ducted CEE Tier 1
215434281 | Central HP <5.4 tons | AMANA | HRCU-A-CB (Split System: Heat Pump with Remote Outdoor Unit-Air-Source) | AZV7SA4210A* |  |  | CA*EA6030*3A* | A*VT961005DNA* | 40500 | 17 | 8.8 | 41000 | 31000 | 75.61% | 2 | 0 | 10 |  |  |  |  | R-32 | 3.375 | Residential & Commercial | USHP | Ducted CEE Tier 1
215434295 | Central HP <5.4 tons | AMANA | HRCU-A-CB (Split System: Heat Pump with Remote Outdoor Unit-Air-Source) | AZV7SA4210A* |  |  | CHPEA4830*3A* | A*VT961205DNA* | 40500 | 17 | 8.6 | 41000 | 31000 | 75.61% | 2 | 0 | 10 |  |  |  |  | R-32 | 3.375 | Residential & Commercial | USHP | Ducted CEE Tier 1
215434397 | Central HP <5.4 tons | AMANA | HRCU-A-CB (Split System: Heat Pump with Remote Outdoor Unit-Air-Source) | AZV7SA4810A* |  |  | CA*EA6030*3A* | A*VT961005DNA* | 45500 | 16.5 | 8.8 | 47000 | 33600 | 71.49% | 2 | 0 | 10 |  |  |  |  | R-32 | 3.7917 | Residential & Commercial | USHP | Ducted CEE Tier 1
215434420 | Central HP <5.4 tons | AMANA | HRCU-A-CB (Split System: Heat Pump with Remote Outdoor Unit-Air-Source) | AZV7SA4810A* |  |  | CHPEA6030*3A* | A*VM970804CNA* | 45500 | 16.2 | 8.5 | 46500 | 33600 | 72.26% | 2 | 0 | 10 |  |  |  |  | R-32 | 3.7917 | Residential & Commercial | USHP | Ducted CEE Tier 1
215434299 | Central HP <5.4 tons | AMANA | HRCU-A-CB (Split System: Heat Pump with Remote Outdoor Unit-Air-Source) | AZV7SA4210A* |  |  | CHPEA6030*3A* | A*VS800805CUA* | 40500 | 17 | 8.6 | 41000 | 31000 | 75.61% | 2 | 0 | 10 |  |  |  |  | R-32 | 3.375 | Residential & Commercial | USHP | Ducted CEE Tier 1
215434301 | Central HP <5.4 tons | AMANA | HRCU-A-CB (Split System: Heat Pump with Remote Outdoor Unit-Air-Source) | AZV7SA4210A* |  |  | CHPEA6030*3A* | A*VT800804C*A* | 40500 | 17 | 8.6 | 41000 | 31000 | 75.61% | 2 | 0 | 10 |  |  |  |  | R-32 | 3.375 | Residential & Commercial | USHP | Ducted CEE Tier 1
215434418 | Central HP <5.4 tons | AMANA | HRCU-A-CB (Split System: Heat Pump with Remote Outdoor Unit-Air-Source) | AZV7SA4810A* |  |  | CHPEA6030*3A* | A*VT960804CNA* | 45500 | 16.2 | 8.5 | 46500 | 33600 | 72.26% | 2 | 0 | 10 |  |  |  |  | R-32 | 3.7917 | Residential & Commercial | USHP | Ducted CEE Tier 1
215318963 | Central HP <5.4 tons | DAY & NIGHT | HRCU-A-CB (Split System: Heat Pump with Remote Outdoor Unit-Air-Source) | D5CSRAH18AAK |  |  | D5FSAAH18XBK | 0 | 18000 | 18.5 | 9.8 | 18000 | 13000 | 72.22% | 2.3 | 0 | 12.2 |  |  |  |  | R-454B | 1.5 | Residential & Commercial | USHP | Ducted CEE Tier 1
215434032 | Central HP <5.4 tons | AMANA | HRCU-A-CB (Split System: Heat Pump with Remote Outdoor Unit-Air-Source) | AZV7SA2410A* |  |  | CA*EA3022*3A* | A*VT800803B*A* | 23200 | 19 | 8.6 | 23200 | 17000 | 73.28% | 2 | 0 | 11 |  |  |  |  | R-32 | 1.9333 | Residential & Commercial | USHP | Ducted CEE Tier 1
215434033 | Central HP <5.4 tons | AMANA | HRCU-A-CB (Split System: Heat Pump with Remote Outdoor Unit-Air-Source) | AZV7SA2410A* |  |  | CA*EA3022*3A* | A*VT800804C*A* | 23200 | 19 | 8.6 | 23200 | 17000 | 73.28% | 2 | 0 | 11 |  |  |  |  | R-32 | 1.9333 | Residential & Commercial | USHP | Ducted CEE Tier 1
215434034 | Central HP <5.4 tons | AMANA | HRCU-A-CB (Split System: Heat Pump with Remote Outdoor Unit-Air-Source) | AZV7SA2410A* |  |  | CA*EA3022*3A* | A*VT800805C*A* | 23200 | 19 | 8.6 | 23200 | 17000 | 73.28% | 2 | 0 | 11 |  |  |  |  | R-32 | 1.9333 | Residential & Commercial | USHP | Ducted CEE Tier 1
215434050 | Central HP <5.4 tons | AMANA | HRCU-A-CB (Split System: Heat Pump with Remote Outdoor Unit-Air-Source) | AZV7SA2410A* |  |  | CA*EA3626*3A* | A*VT800604B*A* | 23200 | 19 | 8.6 | 23200 | 17000 | 73.28% | 2 | 0 | 11 |  |  |  |  | R-32 | 1.9333 | Residential & Commercial | USHP | Ducted CEE Tier 1
211259826 | Central HP <5.4 tons | HEIL | HRCU-A-CB (Split System: Heat Pump with Remote Outdoor Unit-Air-Source) | DLCURAH18ABK |  |  | EA*4X19L17A* | *95ESN0601412A* | 18400 | 16.5 | 8.5 | 18300 | 17600 | 96.17% | 2.14 | 0 | 11 |  |  |  |  | R-410A | 1.5333 | Residential & Commercial | USHP | Ducted CEE Tier 1
211259894 | Central HP <5.4 tons | HEIL | HRCU-A-CB (Split System: Heat Pump with Remote Outdoor Unit-Air-Source) | DLCURAH18ABK |  |  | EA*4X19L17A* | *80ES(N,L)0451412A* | 18600 | 16.5 | 8.5 | 18500 | 17500 | 94.59% | 2.14 | 0 | 11 |  |  |  |  | R-410A | 1.55 | Residential & Commercial | USHP | Ducted CEE Tier 1
215434039 | Central HP <5.4 tons | AMANA | HRCU-A-CB (Split System: Heat Pump with Remote Outdoor Unit-Air-Source) | AZV7SA2410A* |  |  | CA*EA3022*3A* | A*VT960804CNA* | 23200 | 19 | 8.6 | 23200 | 17000 | 73.28% | 2 | 0 | 11 |  |  |  |  | R-32 | 1.9333 | Residential & Commercial | USHP | Ducted CEE Tier 1
215434053 | Central HP <5.4 tons | AMANA | HRCU-A-CB (Split System: Heat Pump with Remote Outdoor Unit-Air-Source) | AZV7SA2410A* |  |  | CA*EA3626*3A* | A*VT800805C*A* | 23200 | 19 | 8.6 | 23200 | 17000 | 73.28% | 2 | 0 | 11 |  |  |  |  | R-32 | 1.9333 | Residential & Commercial | USHP | Ducted CEE Tier 1
215434190 | Central HP <5.4 tons | AMANA | HRCU-A-CB (Split System: Heat Pump with Remote Outdoor Unit-Air-Source) | AZV7SA3610A* |  |  | CHPEA4830*3A* | A*VT801005C*A* | 35000 | 18.5 | 8.1 | 35000 | 28400 | 81.14% | 2 | 0 | 10.5 |  |  |  |  | R-32 | 2.9167 | Residential & Commercial | USHP | Ducted CEE Tier 1
215434391 | Central HP <5.4 tons | AMANA | HRCU-A-CB (Split System: Heat Pump with Remote Outdoor Unit-Air-Source) | AZV7SA4810A* |  |  | CA*EA6030*3A* | A*VS960805CUA* | 45500 | 16.2 | 8.8 | 47000 | 33600 | 71.49% | 2 | 0 | 10 |  |  |  |  | R-32 | 3.7917 | Residential & Commercial | USHP | Ducted CEE Tier 1
215434394 | Central HP <5.4 tons | AMANA | HRCU-A-CB (Split System: Heat Pump with Remote Outdoor Unit-Air-Source) | AZV7SA4810A* |  |  | CA*EA6030*3A* | A*VM970804CNA* | 45500 | 16.2 | 8.8 | 47000 | 33600 | 71.49% | 2 | 0 | 10 |  |  |  |  | R-32 | 3.7917 | Residential & Commercial | USHP | Ducted CEE Tier 1
215434275 | Central HP <5.4 tons | AMANA | HRCU-A-CB (Split System: Heat Pump with Remote Outdoor Unit-Air-Source) | AZV7SA4210A* |  |  | CA*EA6030*3A* | A*VT800804C*A* | 40500 | 17 | 8.8 | 41000 | 31000 | 75.61% | 2 | 0 | 10 |  |  |  |  | R-32 | 3.375 | Residential & Commercial | USHP | Ducted CEE Tier 1
215434043 | Central HP <5.4 tons | AMANA | HRCU-A-CB (Split System: Heat Pump with Remote Outdoor Unit-Air-Source) | AZV7SA2410A* |  |  | CA*EA3626*3A* | A*VM970804CNA* | 23200 | 19 | 8.6 | 23200 | 17000 | 73.28% | 2 | 0 | 11 |  |  |  |  | R-32 | 1.9333 | Residential & Commercial | USHP | Ducted CEE Tier 1
215434058 | Central HP <5.4 tons | AMANA | HRCU-A-CB (Split System: Heat Pump with Remote Outdoor Unit-Air-Source) | AZV7SA2410A* |  |  | CA*EA3626*3A* | A*VT960804CNA* | 23200 | 19 | 8.6 | 23200 | 17000 | 73.28% | 2 | 0 | 11 |  |  |  |  | R-32 | 1.9333 | Residential & Commercial | USHP | Ducted CEE Tier 1
215434074 | Central HP <5.4 tons | AMANA | HRCU-A-CB (Split System: Heat Pump with Remote Outdoor Unit-Air-Source) | AZV7SA2410A* |  |  | CHPEA3026*3A* | A*VT960403BNA* | 23200 | 19 | 8.6 | 23200 | 17000 | 73.28% | 2 | 0 | 11 |  |  |  |  | R-32 | 1.9333 | Residential & Commercial | USHP | Ducted CEE Tier 1
213829742 | Central HP <5.4 tons | SURE | HRCU-A-CB (Split System: Heat Pump with Remote Outdoor Unit-Air-Source) | SP18AZ48AJVC |  |  | TCFZ6021SEAAM | S801V0704A17UHU | 44000 | 18 | 8.1 | 43500 | 45500 | 104.6% | 1.9 | 0 | 10 |  |  |  |  | R-410A | 3.6667 | Residential & Commercial | USHP | Ducted CEE Tier 1
214075398 | Central HP <5.4 tons | SURE | HRCU-A-CB (Split System: Heat Pump with Remote Outdoor Unit-Air-Source) | RD17AZ60AJ3N |  |  | TCFZ6024STANM | S97MV1155A24DHS | 55000 | 18 | 8.1 | 54000 | 49500 | 91.67% | 1.75 | 0 | 10 |  |  |  |  | R-410A | 4.5833 | Residential & Commercial | USHP | Ducted CEE Tier 1
214097558 | Central HP <5.4 tons | SURE | HRCU-A-CB (Split System: Heat Pump with Remote Outdoor Unit-Air-Source) | RD17AZ48AJ3N |  |  | TCFZ6024SEANM | S951V1155A24M4S | 45500 | 17 | 8.1 | 45500 | 40000 | 87.91% | 2.1 | 0 | 10 |  |  |  |  | R-410A | 3.7917 | Residential & Commercial | USHP | Ducted CEE Tier 1
214097583 | Central HP <5.4 tons | SURE | HRCU-A-CB (Split System: Heat Pump with Remote Outdoor Unit-Air-Source) | RD17AZ48AJ3N |  |  | TCFZ6024SEANM | S802VA075421Z | 45500 | 17 | 8.1 | 45500 | 40000 | 87.91% | 2.1 | 0 | 10 |  |  |  |  | R-410A | 3.7917 | Residential & Commercial | USHP | Ducted CEE Tier 1
216738154 | Central HP <5.4 tons | BRYANT HEATING AND COOLING SYSTEMS | HRCU-A-CB (Split System: Heat Pump with Remote Outdoor Unit-Air-Source) | 37MUHAQ24AA3 |  |  | CSAH*3612AM* | 82*SB48070V17*** | 22600 | 16 | 8.1 | 20800 | 18400 | 88.46% | 1.85 | 0 | 11 |  |  |  |  | R-454B | 1.8833 | Residential & Commercial | USHP | Ducted CEE Tier 1
215433903 | Central HP <5.4 tons | AMANA | HRCU-A-CB (Split System: Heat Pump with Remote Outdoor Unit-Air-Source) | AZV7SA2410A* |  |  | CHPEA3026*3A*+MBVK12BP1X00A* | 0 | 23200 | 19 | 8.6 | 23200 | 17000 | 73.28% | 2 | 0 | 11 |  |  |  |  | R-32 | 1.9333 | Residential & Commercial | USHP | Ducted CEE Tier 1
215434028 | Central HP <5.4 tons | AMANA | HRCU-A-CB (Split System: Heat Pump with Remote Outdoor Unit-Air-Source) | AZV7SA2410A* |  |  | CA*EA3022*3A* | A*VS800805CUA* | 23200 | 19 | 8.6 | 23200 | 17000 | 73.28% | 2 | 0 | 11 |  |  |  |  | R-32 | 1.9333 | Residential & Commercial | USHP | Ducted CEE Tier 1
215433953 | Central HP <5.4 tons | AMANA | HRCU-A-CB (Split System: Heat Pump with Remote Outdoor Unit-Air-Source) | AZV7SA4810A* |  |  | CA*EA6030*3A*+MBVK16CP1X00A* | 0 | 45500 | 17 | 8.8 | 47000 | 33600 | 71.49% | 2 | 0 | 10 |  |  |  |  | R-32 | 3.7917 | Residential & Commercial | USHP | Ducted CEE Tier 1
216678338 | Central HP <5.4 tons | TEMPSTAR | HRCU-A-CB (Split System: Heat Pump with Remote Outdoor Unit-Air-Source) | D5CURAH24AAK |  |  | EA*5X37M17A* | *97VTN0801716A* | 24400 | 15.5 | 8.5 | 23600 | 19300 | 81.78% | 1.94 | 0 | 10 |  |  |  |  | R-454B | 2.0333 | Residential & Commercial | USHP | Ducted CEE Tier 1
214075473 | Central HP <5.4 tons | SURE | HRCU-A-CB (Split System: Heat Pump with Remote Outdoor Unit-Air-Source) | RD17AZ24AJ3N |  |  | TCFZ2417MTANM | S801V0704A17UHU | 22600 | 17 | 9.5 | 22600 | 16900 | 74.78% | 2 | 0 | 11.2 |  |  |  |  | R-410A | 1.8833 | Residential & Commercial | USHP | Ducted CEE Tier 1
214066858 | Central HP <5.4 tons | SURE | HRCU-A-CB (Split System: Heat Pump with Remote Outdoor Unit-Air-Source) | RD17AZ36AJ3N |  |  | TCFZ3621MTANM | S97MV0703A17DHS | 34200 | 18 | 8.1 | 34200 | 29800 | 87.13% | 1.9 | 0 | 10 |  |  |  |  | R-410A | 2.85 | Residential & Commercial | USHP | Ducted CEE Tier 1
213353777 | Central HP <5.4 tons | CARRIER | HRCU-A-CB (Split System: Heat Pump with Remote Outdoor Unit-Air-Source) | 38MURAQ24AB3* |  |  | F54AA*B30L* | 0 | 24800 | 17 | 9 | 26000 | 21800 | 83.85% | 1.82 | 0 | 10.5 |  |  |  |  | R-410A | 2.0667 | Residential & Commercial | USHP | Ducted CEE Tier 1
215433904 | Central HP <5.4 tons | AMANA | HRCU-A-CB (Split System: Heat Pump with Remote Outdoor Unit-Air-Source) | AZV7SA2410A* |  |  | CHPEA3026*3A*+MBVK16CP1X00A* | 0 | 23200 | 19 | 8.6 | 23200 | 17000 | 73.28% | 2 | 0 | 11 |  |  |  |  | R-32 | 1.9333 | Residential & Commercial | USHP | Ducted CEE Tier 1
215434029 | Central HP <5.4 tons | AMANA | HRCU-A-CB (Split System: Heat Pump with Remote Outdoor Unit-Air-Source) | AZV7SA2410A* |  |  | CA*EA3022*3A* | A*VS960603BUA* | 23200 | 19 | 8.6 | 23200 | 17000 | 73.28% | 2 | 0 | 11 |  |  |  |  | R-32 | 1.9333 | Residential & Commercial | USHP | Ducted CEE Tier 1
215434047 | Central HP <5.4 tons | AMANA | HRCU-A-CB (Split System: Heat Pump with Remote Outdoor Unit-Air-Source) | AZV7SA2410A* |  |  | CA*EA3626*3A* | A*VS960603BUA* | 23200 | 19 | 8.6 | 23200 | 17000 | 73.28% | 2 | 0 | 11 |  |  |  |  | R-32 | 1.9333 | Residential & Commercial | USHP | Ducted CEE Tier 1
216643550 | Central HP <5.4 tons | TEMPSTAR | HRCU-A-CB (Split System: Heat Pump with Remote Outdoor Unit-Air-Source) | D5CUHAH18AAK |  |  | EA*5X25M17A* | *80MSU0401712A* | 18300 | 15.5 | 9.5 | 20000 | 17600 | 88% | 2 | 0 | 11 |  |  |  |  | R-454B | 1.525 | Residential & Commercial | USHP | Ducted CEE Tier 1
215434395 | Central HP <5.4 tons | AMANA | HRCU-A-CB (Split System: Heat Pump with Remote Outdoor Unit-Air-Source) | AZV7SA4810A* |  |  | CA*EA6030*3A* | A*VM971005CNA* | 45500 | 16.2 | 8.8 | 47000 | 33600 | 71.49% | 2 | 0 | 10 |  |  |  |  | R-32 | 3.7917 | Residential & Commercial | USHP | Ducted CEE Tier 1
215434406 | Central HP <5.4 tons | AMANA | HRCU-A-CB (Split System: Heat Pump with Remote Outdoor Unit-Air-Source) | AZV7SA4810A* |  |  | CHPEA4830*3A* | A*VT961005CNA* | 45500 | 16.2 | 8.5 | 46000 | 33600 | 73.04% | 2 | 0 | 10 |  |  |  |  | R-32 | 3.7917 | Residential & Commercial | USHP | Ducted CEE Tier 1
215434286 | Central HP <5.4 tons | AMANA | HRCU-A-CB (Split System: Heat Pump with Remote Outdoor Unit-Air-Source) | AZV7SA4210A* |  |  | CHPEA4830*3A* | A*VS800805CUA* | 40500 | 17 | 8.6 | 41000 | 31000 | 75.61% | 2 | 0 | 10 |  |  |  |  | R-32 | 3.375 | Residential & Commercial | USHP | Ducted CEE Tier 1
215434288 | Central HP <5.4 tons | AMANA | HRCU-A-CB (Split System: Heat Pump with Remote Outdoor Unit-Air-Source) | AZV7SA4210A* |  |  | CHPEA4830*3A* | A*VT800804C*A* | 40500 | 17 | 8.6 | 41000 | 31000 | 75.61% | 2 | 0 | 10 |  |  |  |  | R-32 | 3.375 | Residential & Commercial | USHP | Ducted CEE Tier 1
215434306 | Central HP <5.4 tons | AMANA | HRCU-A-CB (Split System: Heat Pump with Remote Outdoor Unit-Air-Source) | AZV7SA4210A* |  |  | CHPEA6030*3A* | A*VT961005CNA* | 40500 | 16.5 | 8.6 | 41000 | 31000 | 75.61% | 2 | 0 | 10 |  |  |  |  | R-32 | 3.375 | Residential & Commercial | USHP | Ducted CEE Tier 1
212975096 | Central HP <5.4 tons | HEIL | HRCU-A-CB (Split System: Heat Pump with Remote Outdoor Unit-Air-Source) | DLCURAH18ABK |  |  | EA*4X25L17A* | *96VTN0401712B* | 17700 | 16 | 8.1 | 17800 | 17800 | 100% | 2.14 | 0 | 10.5 |  |  |  |  | R-410A | 1.475 | Residential & Commercial | USHP | Ducted CEE Tier 1
214097554 | Central HP <5.4 tons | SURE | HRCU-A-CB (Split System: Heat Pump with Remote Outdoor Unit-Air-Source) | RD17AZ48AJ3N |  |  | TCFZ6024SEANM | S962V0855A21M4S | 45500 | 16 | 8.1 | 45500 | 40500 | 89.01% | 2.1 | 0 | 10 |  |  |  |  | R-410A | 3.7917 | Residential & Commercial | USHP | Ducted CEE Tier 1
216676883 | Central HP <5.4 tons | TEMPSTAR | HRCU-A-CB (Split System: Heat Pump with Remote Outdoor Unit-Air-Source) | D5CURAH24AAK |  |  | EA*5X36M17A* | *92MSN0601412A* | 24000 | 15.2 | 8.5 | 24000 | 19400 | 80.83% | 1.92 | 0 | 10 |  |  |  |  | R-454B | 2 | Residential & Commercial | USHP | Ducted CEE Tier 1
216678062 | Central HP <5.4 tons | TEMPSTAR | HRCU-A-CB (Split System: Heat Pump with Remote Outdoor Unit-Air-Source) | D5CURAH24AAK |  |  | EA*5X25M17A* | *96VTN0601716B* | 24400 | 15.5 | 8.5 | 23200 | 19100 | 82.33% | 1.94 | 0 | 10 |  |  |  |  | R-454B | 2.0333 | Residential & Commercial | USHP | Ducted CEE Tier 1
216678255 | Central HP <5.4 tons | TEMPSTAR | HRCU-A-CB (Split System: Heat Pump with Remote Outdoor Unit-Air-Source) | D5CURAH24AAK |  |  | EA*5X36M17A* | *97VTN0601716A* | 23600 | 15.2 | 8.5 | 24000 | 19400 | 80.83% | 1.92 | 0 | 9.8 |  |  |  |  | R-454B | 1.9667 | Residential & Commercial | USHP
215433919 | Central HP <5.4 tons | AMANA | HRCU-A-CB (Split System: Heat Pump with Remote Outdoor Unit-Air-Source) | AZV7SA3610A* |  |  | CA*EA6030*3A*+MBVK20DP1X00A* | 0 | 35000 | 19 | 8.5 | 35000 | 28400 | 81.14% | 2 | 0 | 10.5 |  |  |  |  | R-32 | 2.9167 | Residential & Commercial | USHP | Ducted CEE Tier 1
215434171 | Central HP <5.4 tons | AMANA | HRCU-A-CB (Split System: Heat Pump with Remote Outdoor Unit-Air-Source) | AZV7SA3610A* |  |  | CA*EA4830*3A* | A*VT801005C*A* | 34800 | 18.5 | 8.5 | 35000 | 28400 | 81.14% | 2 | 0 | 10.5 |  |  |  |  | R-32 | 2.9 | Residential & Commercial | USHP | Ducted CEE Tier 1
215434037 | Central HP <5.4 tons | AMANA | HRCU-A-CB (Split System: Heat Pump with Remote Outdoor Unit-Air-Source) | AZV7SA2410A* |  |  | CA*EA3022*3A* | A*VT960603BNA* | 23200 | 19 | 8.6 | 23200 | 17000 | 73.28% | 2 | 0 | 11 |  |  |  |  | R-32 | 1.9333 | Residential & Commercial | USHP | Ducted CEE Tier 1
215434044 | Central HP <5.4 tons | AMANA | HRCU-A-CB (Split System: Heat Pump with Remote Outdoor Unit-Air-Source) | AZV7SA2410A* |  |  | CA*EA3626*3A* | A*VM971005CNA* | 23200 | 19 | 8.6 | 23200 | 17000 | 73.28% | 2 | 0 | 11 |  |  |  |  | R-32 | 1.9333 | Residential & Commercial | USHP | Ducted CEE Tier 1
215434055 | Central HP <5.4 tons | AMANA | HRCU-A-CB (Split System: Heat Pump with Remote Outdoor Unit-Air-Source) | AZV7SA2410A* |  |  | CA*EA3626*3A* | A*VT960403BNA* | 23200 | 19 | 8.6 | 23200 | 17000 | 73.28% | 2 | 0 | 11 |  |  |  |  | R-32 | 1.9333 | Residential & Commercial | USHP | Ducted CEE Tier 1
215434060 | Central HP <5.4 tons | AMANA | HRCU-A-CB (Split System: Heat Pump with Remote Outdoor Unit-Air-Source) | AZV7SA2410A* |  |  | CHPEA3026*3A* | A*VM970603BNA* | 23200 | 19 | 8.6 | 23200 | 17000 | 73.28% | 2 | 0 | 11 |  |  |  |  | R-32 | 1.9333 | Residential & Commercial | USHP | Ducted CEE Tier 1
215434062 | Central HP <5.4 tons | AMANA | HRCU-A-CB (Split System: Heat Pump with Remote Outdoor Unit-Air-Source) | AZV7SA2410A* |  |  | CHPEA3026*3A* | A*VM970804CNA* | 23200 | 19 | 8.6 | 23200 | 17000 | 73.28% | 2 | 0 | 11 |  |  |  |  | R-32 | 1.9333 | Residential & Commercial | USHP | Ducted CEE Tier 1
215434078 | Central HP <5.4 tons | AMANA | HRCU-A-CB (Split System: Heat Pump with Remote Outdoor Unit-Air-Source) | AZV7SA2410A* |  |  | CHPEA3026*3A* | A*VT961005CNA* | 23200 | 19 | 8.6 | 23200 | 17000 | 73.28% | 2 | 0 | 11 |  |  |  |  | R-32 | 1.9333 | Residential & Commercial | USHP | Ducted CEE Tier 1
206765653 | Central HP <5.4 tons | TEMPSTAR | HRCU-A-CB (Split System: Heat Pump with Remote Outdoor Unit-Air-Source) | TVH825GKA3* |  |  | EA*4X36L17A*+WALLCON | *80CTL0451712A* | 23400 | 16 | 8.1 | 21600 | 16800 | 77.78% | 1.92 | 11 | 10.5 |  |  |  |  | R-410A | 1.95 | Residential & Commercial | USHP | Ducted CEE Tier 1
214075553 | Central HP <5.4 tons | SURE | HRCU-A-CB (Split System: Heat Pump with Remote Outdoor Unit-Air-Source) | RD17AZ24AJ3N |  |  | TCFZ2417MTANM | S802V0754A17UHN | 22600 | 18 | 9.5 | 22600 | 16800 | 74.34% | 2.1 | 0 | 11.2 |  |  |  |  | R-410A | 1.8833 | Residential & Commercial | USHP | Ducted CEE Tier 1
214066928 | Central HP <5.4 tons | SURE | HRCU-A-CB (Split System: Heat Pump with Remote Outdoor Unit-Air-Source) | RD17AZ36AJ3N |  |  | TCFZ3621MTANM | S801VA100521M | 34200 | 17 | 8.1 | 34200 | 29600 | 86.55% | 1.9 | 0 | 10 |  |  |  |  | R-410A | 2.85 | Residential & Commercial | USHP | Ducted CEE Tier 1
211260076 | Central HP <5.4 tons | HEIL | HRCU-A-CB (Split System: Heat Pump with Remote Outdoor Unit-Air-Source) | DLCURAH18ABK |  |  | EA*4X24L14A* | *80VSL0451412A* | 17700 | 16 | 8.5 | 18600 | 19100 | 102.7% | 2.3 | 0 | 10.5 |  |  |  |  | R-410A | 1.475 | Residential & Commercial | USHP | Ducted CEE Tier 1
206765412 | Central HP <5.4 tons | TEMPSTAR | HRCU-A-CB (Split System: Heat Pump with Remote Outdoor Unit-Air-Source) | TVH825GKA3* |  |  | EA*4X24L14A*+WALLCON | *80CTL0701412A* | 23400 | 17 | 8.1 | 22000 | 16800 | 76.36% | 1.9 | 11 | 10.5 |  |  |  |  | R-410A | 1.95 | Residential & Commercial | USHP | Ducted CEE Tier 1
210472920 | Central HP <5.4 tons | HEIL | HRCU-A-CB (Split System: Heat Pump with Remote Outdoor Unit-Air-Source) | HVH825GKA3* |  |  | EA*4X42L21A*+WALLCON | *97CMN0601714A* | 23600 | 16 | 8.1 | 21600 | 16800 | 77.78% | 1.94 | 0 | 10.5 |  |  |  |  | R-410A | 1.9667 | Residential & Commercial | USHP | Ducted CEE Tier 1
210472953 | Central HP <5.4 tons | HEIL | HRCU-A-CB (Split System: Heat Pump with Remote Outdoor Unit-Air-Source) | HVH825GKA3* |  |  | EA*4X42L21A*+WALLCON | *96CTN1002122A* | 23800 | 16.5 | 8.1 | 21400 | 16600 | 77.57% | 1.96 | 0 | 11 |  |  |  |  | R-410A | 1.9833 | Residential & Commercial | USHP | Ducted CEE Tier 1
210473019 | Central HP <5.4 tons | HEIL | HRCU-A-CB (Split System: Heat Pump with Remote Outdoor Unit-Air-Source) | HVH825GKA3* |  |  | EA*4X42L24A*+WALLCON | *80CTL1352422A* | 23800 | 16.5 | 8.1 | 21400 | 16600 | 77.57% | 1.96 | 0 | 11 |  |  |  |  | R-410A | 1.9833 | Residential & Commercial | USHP | Ducted CEE Tier 1
210473239 | Central HP <5.4 tons | HEIL | HRCU-A-CB (Split System: Heat Pump with Remote Outdoor Unit-Air-Source) | HVH825GKA3* |  |  | EA*4X43L21A*+WALLCON | *80CTL0901716A* | 24600 | 17.5 | 8.5 | 21000 | 16500 | 78.57% | 2.04 | 0 | 11.7 |  |  |  |  | R-410A | 2.05 | Residential & Commercial | USHP | Ducted CEE Tier 1
214244042 | Central HP <5.4 tons | BRYANT HEATING AND COOLING SYSTEMS | HRCU-A-CB (Split System: Heat Pump with Remote Outdoor Unit-Air-Source) | 284ANV024*0**B* |  |  | CNPV*3621AL*+UI | 986TD42080C17*** | 23200 | 19.5 | 9.5 | 26800 | 20000 | 74.63% | 2.36 | 0 | 13 |  |  |  |  | R-410A | 1.9333 | Residential & Commercial | USHP | Ducted CEE Tier 1
214244058 | Central HP <5.4 tons | BRYANT HEATING AND COOLING SYSTEMS | HRCU-A-CB (Split System: Heat Pump with Remote Outdoor Unit-Air-Source) | 284ANV024*0**B* |  |  | CNPV*4217AL*+UI | 986TD30040C14*** | 23200 | 18 | 9.5 | 27000 | 20400 | 75.56% | 2.36 | 0 | 12 |  |  |  |  | R-410A | 1.9333 | Residential & Commercial | USHP | Ducted CEE Tier 1
216678496 | Central HP <5.4 tons | TEMPSTAR | HRCU-A-CB (Split System: Heat Pump with Remote Outdoor Unit-Air-Source) | D5CURAH24AAK |  |  | EA*5X37M21A* | OMV112K14A | 25200 | 15.2 | 9 | 23600 | 19300 | 81.78% | 2.06 | 0 | 10 |  |  |  |  | R-454B | 2.1 | Residential & Commercial | USHP | Ducted CEE Tier 1
214066588 | Central HP <5.4 tons | SURE | HRCU-A-CB (Split System: Heat Pump with Remote Outdoor Unit-Air-Source) | RD17AZ36AJ3N |  |  | TCFZ3621MTANM | S801V1005A21UHU | 34200 | 18 | 8.1 | 34200 | 29400 | 85.96% | 2 | 0 | 11.7 |  |  |  |  | R-410A | 2.85 | Residential & Commercial | USHP | Ducted CEE Tier 1
215434287 | Central HP <5.4 tons | AMANA | HRCU-A-CB (Split System: Heat Pump with Remote Outdoor Unit-Air-Source) | AZV7SA4210A* |  |  | CHPEA4830*3A* | A*VS960805CUA* | 40500 | 16.5 | 8.6 | 41000 | 31000 | 75.61% | 2 | 0 | 10 |  |  |  |  | R-32 | 3.375 | Residential & Commercial | USHP | Ducted CEE Tier 1
215434305 | Central HP <5.4 tons | AMANA | HRCU-A-CB (Split System: Heat Pump with Remote Outdoor Unit-Air-Source) | AZV7SA4210A* |  |  | CHPEA6030*3A* | A*VT960804CNA* | 40500 | 16.5 | 8.6 | 41000 | 31000 | 75.61% | 2 | 0 | 10 |  |  |  |  | R-32 | 3.375 | Residential & Commercial | USHP | Ducted CEE Tier 1
215434180 | Central HP <5.4 tons | AMANA | HRCU-A-CB (Split System: Heat Pump with Remote Outdoor Unit-Air-Source) | AZV7SA3610A* |  |  | CA*EA6030*3A* | A*VT801005C*A* | 35000 | 18.5 | 8.5 | 35000 | 28400 | 81.14% | 2 | 0 | 10.5 |  |  |  |  | R-32 | 2.9167 | Residential & Commercial | USHP | Ducted CEE Tier 1
213829711 | Central HP <5.4 tons | SURE | HRCU-A-CB (Split System: Heat Pump with Remote Outdoor Unit-Air-Source) | SP18AZ24AJVC |  |  | TCFZ2421HEAAM | S801V0704A17UHU | 22800 | 20 | 8.5 | 22800 | 26000 | 114% | 2.1 | 0 | 12.5 |  |  |  |  | R-410A | 1.9 | Residential & Commercial | USHP | Ducted CEE Tier 1
206773677 | Central HP <5.4 tons | TEMPSTAR | HRCU-A-CB (Split System: Heat Pump with Remote Outdoor Unit-Air-Source) | TVH837GKA2* |  |  | EHD4X48AAL+WALLCON | *95CSU0802120A* | 32600 | 17 | 8.1 | 33000 | 24800 | 75.15% | 1.98 | 11.5 | 11 |  |  |  |  | R-410A | 2.7167 | Residential & Commercial | USHP | Ducted CEE Tier 1
212975327 | Central HP <5.4 tons | HEIL | HRCU-A-CB (Split System: Heat Pump with Remote Outdoor Unit-Air-Source) | DLCURAH24ABK |  |  | EA*4X37L21A* | *96VTN0401712B* | 24200 | 16.5 | 8.5 | 25400 | 21600 | 85.04% | 1.8 | 0 | 10 |  |  |  |  | R-410A | 2.0167 | Residential & Commercial | USHP | Ducted CEE Tier 1
206773454 | Central HP <5.4 tons | TEMPSTAR | HRCU-A-CB (Split System: Heat Pump with Remote Outdoor Unit-Air-Source) | TVH837GKA2* |  |  | EA*4X42L21A*+WALLCON | *95CSU1002122A* | 31800 | 17.5 | 8.1 | 33000 | 24400 | 73.94% | 1.9 | 11.5 | 11 |  |  |  |  | R-410A | 2.65 | Residential & Commercial | USHP | Ducted CEE Tier 1
206773463 | Central HP <5.4 tons | TEMPSTAR | HRCU-A-CB (Split System: Heat Pump with Remote Outdoor Unit-Air-Source) | TVH837GKA2* |  |  | EA*4X42L24A*+WALLCON | *95CSU0802120A* | 31800 | 17.5 | 8.1 | 33000 | 24400 | 73.94% | 1.9 | 11.5 | 11 |  |  |  |  | R-410A | 2.65 | Residential & Commercial | USHP | Ducted CEE Tier 1
215434076 | Central HP <5.4 tons | AMANA | HRCU-A-CB (Split System: Heat Pump with Remote Outdoor Unit-Air-Source) | AZV7SA2410A* |  |  | CHPEA3026*3A* | A*VT960803BNA* | 23200 | 19 | 8.6 | 23200 | 17000 | 73.28% | 2 | 0 | 11 |  |  |  |  | R-32 | 1.9333 | Residential & Commercial | USHP | Ducted CEE Tier 1
206765905 | Central HP <5.4 tons | TEMPSTAR | HRCU-A-CB (Split System: Heat Pump with Remote Outdoor Unit-Air-Source) | TVH825GKA3* |  |  | EA*4X37L17A*+WALLCON | *97CMN0801714A* | 24200 | 16 | 8.1 | 21400 | 16800 | 78.5% | 1.98 | 11 | 11 |  |  |  |  | R-410A | 2.0167 | Residential & Commercial | USHP | Ducted CEE Tier 1
206765968 | Central HP <5.4 tons | TEMPSTAR | HRCU-A-CB (Split System: Heat Pump with Remote Outdoor Unit-Air-Source) | TVH825GKA3* |  |  | EA*4X37L21A*+WALLCON | *96CTN0601714A* | 24400 | 16.5 | 8.1 | 21200 | 16700 | 78.77% | 2.02 | 11 | 11 |  |  |  |  | R-410A | 2.0333 | Residential & Commercial | USHP | Ducted CEE Tier 1
206765986 | Central HP <5.4 tons | TEMPSTAR | HRCU-A-CB (Split System: Heat Pump with Remote Outdoor Unit-Air-Source) | TVH825GKA3* |  |  | EA*4X37L21A*+WALLCON | *97CMN0601714A* | 24200 | 16 | 8.1 | 21200 | 16800 | 79.25% | 2 | 11 | 11 |  |  |  |  | R-410A | 2.0167 | Residential & Commercial | USHP | Ducted CEE Tier 1
206767541 | Central HP <5.4 tons | TEMPSTAR | HRCU-A-CB (Split System: Heat Pump with Remote Outdoor Unit-Air-Source) | TVH825GKA3* |  |  | EA*4X37L21A*+WALLCON | *95CSU0601716A* | 24400 | 16.5 | 8.1 | 21400 | 16700 | 78.04% | 2.02 | 11.5 | 10.5 |  |  |  |  | R-410A | 2.0333 | Residential & Commercial | USHP | Ducted CEE Tier 1
216820945 | Central HP <5.4 tons | SURE | HRCU-A-CB (Split System: Heat Pump with Remote Outdoor Unit-Air-Source) | RD18AY48AJVC |  |  | TCFY4821STANM | S962V0855A21M4 | 40500 | 17 | 8.1 | 40500 | 37800 | 93.33% | 2.1 | 0 | 10 |  |  |  |  | R-454B | 3.375 | Residential & Commercial | USHP | Ducted CEE Tier 1
216699849 | Central HP <5.4 tons | AMANA | HRCU-A-CB (Split System: Heat Pump with Remote Outdoor Unit-Air-Source) | AZV9SA241CA* |  |  | CHPEA4830*3A* | A*VT960804CNA* | 23000 | 16.9 | 9 | 21000 | 21000 | 100% | 2 | 0 | 11.7 |  |  |  |  | R-32 | 1.9167 | Residential & Commercial | USHP | Ducted CEE Tier 1
215433956 | Central HP <5.4 tons | AMANA | HRCU-A-CB (Split System: Heat Pump with Remote Outdoor Unit-Air-Source) | AZV7SA4810A* |  |  | CHPEA4830*3A*+MBVK20DP1X00A* | 0 | 45500 | 17.5 | 8.5 | 46000 | 33600 | 73.04% | 2 | 0 | 10 |  |  |  |  | R-32 | 3.7917 | Residential & Commercial | USHP | Ducted CEE Tier 1
215434392 | Central HP <5.4 tons | AMANA | HRCU-A-CB (Split System: Heat Pump with Remote Outdoor Unit-Air-Source) | AZV7SA4810A* |  |  | CA*EA6030*3A* | A*VT960804CNA* | 45500 | 16.2 | 8.8 | 47000 | 33600 | 71.49% | 2 | 0 | 10 |  |  |  |  | R-32 | 3.7917 | Residential & Commercial | USHP | Ducted CEE Tier 1
215434408 | Central HP <5.4 tons | AMANA | HRCU-A-CB (Split System: Heat Pump with Remote Outdoor Unit-Air-Source) | AZV7SA4810A* |  |  | CHPEA4830*3A* | A*VM971005CNA* | 45500 | 16.2 | 8.5 | 46000 | 33600 | 73.04% | 2 | 0 | 10 |  |  |  |  | R-32 | 3.7917 | Residential & Commercial | USHP | Ducted CEE Tier 1
212979984 | Central HP <5.4 tons | HEIL | HRCU-A-CB (Split System: Heat Pump with Remote Outdoor Unit-Air-Source) | DLCURAH18ABK |  |  | EA*4X30L17A* | *80MS(N,L)0901714A* | 17700 | 16 | 8.5 | 18300 | 18700 | 102.2% | 2.24 | 0 | 10.5 |  |  |  |  | R-410A | 1.475 | Residential & Commercial | USHP | Ducted CEE Tier 1
215434024 | Central HP <5.4 tons | AMANA | HRCU-A-CB (Split System: Heat Pump with Remote Outdoor Unit-Air-Source) | AZV7SA2410A* |  |  | CA*EA3022*3A* | A*VM970803BNA* | 23200 | 19 | 8.6 | 23200 | 17000 | 73.28% | 2 | 0 | 11 |  |  |  |  | R-32 | 1.9333 | Residential & Commercial | USHP | Ducted CEE Tier 1
215434041 | Central HP <5.4 tons | AMANA | HRCU-A-CB (Split System: Heat Pump with Remote Outdoor Unit-Air-Source) | AZV7SA2410A* |  |  | CA*EA3626*3A* | A*VM970603BNA* | 23200 | 19 | 8.6 | 23200 | 17000 | 73.28% | 2 | 0 | 11 |  |  |  |  | R-32 | 1.9333 | Residential & Commercial | USHP | Ducted CEE Tier 1
215434400 | Central HP <5.4 tons | AMANA | HRCU-A-CB (Split System: Heat Pump with Remote Outdoor Unit-Air-Source) | AZV7SA4810A* |  |  | CHPEA4830*3A* | A*VS800805CUA* | 45500 | 16.5 | 8.5 | 46000 | 33600 | 73.04% | 2 | 0 | 10 |  |  |  |  | R-32 | 3.7917 | Residential & Commercial | USHP | Ducted CEE Tier 1
215434401 | Central HP <5.4 tons | AMANA | HRCU-A-CB (Split System: Heat Pump with Remote Outdoor Unit-Air-Source) | AZV7SA4810A* |  |  | CHPEA4830*3A* | A*VT800804C*A* | 45500 | 16.5 | 8.5 | 46000 | 33600 | 73.04% | 2 | 0 | 10 |  |  |  |  | R-32 | 3.7917 | Residential & Commercial | USHP | Ducted CEE Tier 1
215434302 | Central HP <5.4 tons | AMANA | HRCU-A-CB (Split System: Heat Pump with Remote Outdoor Unit-Air-Source) | AZV7SA4210A* |  |  | CHPEA6030*3A* | A*VT800805C*A* | 40500 | 17 | 8.6 | 41000 | 31000 | 75.61% | 2 | 0 | 10 |  |  |  |  | R-32 | 3.375 | Residential & Commercial | USHP | Ducted CEE Tier 1
215434396 | Central HP <5.4 tons | AMANA | HRCU-A-CB (Split System: Heat Pump with Remote Outdoor Unit-Air-Source) | AZV7SA4810A* |  |  | CA*EA6030*3A* | A*VT800805D*A* | 45500 | 17 | 8.8 | 47000 | 33600 | 71.49% | 2 | 0 | 10 |  |  |  |  | R-32 | 3.7917 | Residential & Commercial | USHP | Ducted CEE Tier 1
215434403 | Central HP <5.4 tons | AMANA | HRCU-A-CB (Split System: Heat Pump with Remote Outdoor Unit-Air-Source) | AZV7SA4810A* |  |  | CHPEA4830*3A* | A*VT801005C*A* | 45500 | 16.5 | 8.5 | 46000 | 33600 | 73.04% | 2 | 0 | 10 |  |  |  |  | R-32 | 3.7917 | Residential & Commercial | USHP | Ducted CEE Tier 1
215434187 | Central HP <5.4 tons | AMANA | HRCU-A-CB (Split System: Heat Pump with Remote Outdoor Unit-Air-Source) | AZV7SA3610A* |  |  | CHPEA4830*3A* | A*VT961005DNA* | 35000 | 18.5 | 8.1 | 35000 | 28400 | 81.14% | 2 | 0 | 10.5 |  |  |  |  | R-32 | 2.9167 | Residential & Commercial | USHP | Ducted CEE Tier 1
215433955 | Central HP <5.4 tons | AMANA | HRCU-A-CB (Split System: Heat Pump with Remote Outdoor Unit-Air-Source) | AZV7SA4810A* |  |  | CHPEA4830*3A*+MBVK16CP1X00A* | 0 | 45500 | 17 | 8.5 | 46000 | 33600 | 73.04% | 2 | 0 | 10 |  |  |  |  | R-32 | 3.7917 | Residential & Commercial | USHP | Ducted CEE Tier 1
207252272 | Central HP <5.4 tons | TRANE | HRCU-A-CB (Split System: Heat Pump with Remote Outdoor Unit-Air-Source) | 4TWA7048A4 |  |  | 4TXCC009DS3 | L8V1C100U5VSA | 48000 | 17 | 8.1 | 48500 | 48000 | 98.97% | 3.6 | 12.5 | 12 |  |  |  |  | R-410A | 4 | Residential & Commercial | USHP | Ducted CEE Tier 1
215936867 | Central HP <5.4 tons | AIRQUEST | HRCU-A-CB (Split System: Heat Pump with Remote Outdoor Unit-Air-Source) | H5H3V36*K*AAA* |  |  | EVD5X61M21A*+WALLCON | *80CTL0451712B* | 35400 | 21 | 8.5 | 38500 | 29000 | 75.32% | 2.02 | 0 | 11.7 |  |  |  |  | R-454B | 2.95 | Residential & Commercial | USHP | Ducted CEE Tier 1
214097539 | Central HP <5.4 tons | SURE | HRCU-A-CB (Split System: Heat Pump with Remote Outdoor Unit-Air-Source) | RD17AZ48AJ3N |  |  | TCFZ6024SEANM | S98MV1155A24UPS | 45500 | 17 | 8.1 | 45500 | 40500 | 89.01% | 2.1 | 0 | 10 |  |  |  |  | R-410A | 3.7917 | Residential & Commercial | USHP | Ducted CEE Tier 1
214097543 | Central HP <5.4 tons | SURE | HRCU-A-CB (Split System: Heat Pump with Remote Outdoor Unit-Air-Source) | RD17AZ48AJ3N |  |  | TCFZ6024SEANM | S98MV0855A21UPS | 45500 | 16 | 8.1 | 45500 | 40500 | 89.01% | 2.1 | 0 | 10 |  |  |  |  | R-410A | 3.7917 | Residential & Commercial | USHP | Ducted CEE Tier 1
214097548 | Central HP <5.4 tons | SURE | HRCU-A-CB (Split System: Heat Pump with Remote Outdoor Unit-Air-Source) | RD17AZ48AJ3N |  |  | TCFZ6024SEANM | S97MV0855A21DHS | 45500 | 16 | 8.1 | 45500 | 40500 | 89.01% | 2.1 | 0 | 10 |  |  |  |  | R-410A | 3.7917 | Residential & Commercial | USHP | Ducted CEE Tier 1
215434271 | Central HP <5.4 tons | AMANA | HRCU-A-CB (Split System: Heat Pump with Remote Outdoor Unit-Air-Source) | AZV7SA4210A* |  |  | CA*EA6030*3A* | A*VM971005CNA* | 40500 | 16.5 | 8.8 | 41000 | 31000 | 75.61% | 2 | 0 | 10 |  |  |  |  | R-32 | 3.375 | Residential & Commercial | USHP | Ducted CEE Tier 1
215434285 | Central HP <5.4 tons | AMANA | HRCU-A-CB (Split System: Heat Pump with Remote Outdoor Unit-Air-Source) | AZV7SA4210A* |  |  | CHPEA4830*3A* | A*VM971205DNA* | 40500 | 17 | 8.6 | 41000 | 31000 | 75.61% | 2 | 0 | 10 |  |  |  |  | R-32 | 3.375 | Residential & Commercial | USHP | Ducted CEE Tier 1
215434417 | Central HP <5.4 tons | AMANA | HRCU-A-CB (Split System: Heat Pump with Remote Outdoor Unit-Air-Source) | AZV7SA4810A* |  |  | CHPEA6030*3A* | A*VS960805CUA* | 45500 | 16.2 | 8.5 | 46500 | 33600 | 72.26% | 2 | 0 | 10 |  |  |  |  | R-32 | 3.7917 | Residential & Commercial | USHP | Ducted CEE Tier 1
214097571 | Central HP <5.4 tons | SURE | HRCU-A-CB (Split System: Heat Pump with Remote Outdoor Unit-Air-Source) | RD17AZ48AJ3N |  |  | TCFZ6024SEANM | S921V1005A21M4S | 45500 | 16 | 8.1 | 45500 | 40500 | 89.01% | 2.1 | 0 | 10 |  |  |  |  | R-410A | 3.7917 | Residential & Commercial | USHP | Ducted CEE Tier 1
212985270 | Central HP <5.4 tons | HEIL | HRCU-A-CB (Split System: Heat Pump with Remote Outdoor Unit-Air-Source) | DLCURAH30ABK |  |  | EA*4X37L21A* | *92MSN1002120A* | 30600 | 15.2 | 8.5 | 33400 | 26400 | 79.04% | 1.86 | 0 | 9 |  |  |  |  | R-410A | 2.55 | Residential & Commercial | USHP
214075343 | Central HP <5.4 tons | SURE | HRCU-A-CB (Split System: Heat Pump with Remote Outdoor Unit-Air-Source) | RD17AZ60AJ3N |  |  | TCFZ6024STANM | S951V0855A21M4S | 55000 | 17 | 8.1 | 54000 | 49500 | 91.67% | 1.75 | 0 | 10 |  |  |  |  | R-410A | 4.5833 | Residential & Commercial | USHP | Ducted CEE Tier 1
211393358 | Central HP <5.4 tons | FRASER-JOHNSTON | HRCU-A-CB (Split System: Heat Pump with Remote Outdoor Unit-Air-Source) | HMH72B341 |  |  | XAFC36DXXN1+TXV | TL8E100C20UH11 | 34000 | 17.5 | 8.5 | 34000 | 24000 | 70.59% | 2.12 | 0 | 10 |  |  |  |  | R-410A | 2.8333 | Residential & Commercial | USHP | Ducted CEE Tier 1
212985940 | Central HP <5.4 tons | HEIL | HRCU-A-CB (Split System: Heat Pump with Remote Outdoor Unit-Air-Source) | DLCURAH18ABK |  |  | EN(A,D)4X18L14** | *96MSN0261410A* | 17300 | 15.5 | 8.5 | 18600 | 19800 | 106.5% | 2.38 | 0 | 10.5 |  |  |  |  | R-410A | 1.4417 | Residential & Commercial | USHP | Ducted CEE Tier 1
215433901 | Central HP <5.4 tons | AMANA | HRCU-A-CB (Split System: Heat Pump with Remote Outdoor Unit-Air-Source) | AZV7SA2410A* |  |  | CA*EA3626*3A*+MBVK12BP1X00A* | 0 | 23200 | 19 | 8.6 | 23200 | 17000 | 73.28% | 2 | 0 | 11 |  |  |  |  | R-32 | 1.9333 | Residential & Commercial | USHP | Ducted CEE Tier 1
215434031 | Central HP <5.4 tons | AMANA | HRCU-A-CB (Split System: Heat Pump with Remote Outdoor Unit-Air-Source) | AZV7SA2410A* |  |  | CA*EA3022*3A* | A*VT800603B*A* | 23200 | 19 | 8.6 | 23200 | 17000 | 73.28% | 2 | 0 | 11 |  |  |  |  | R-32 | 1.9333 | Residential & Commercial | USHP | Ducted CEE Tier 1
215434048 | Central HP <5.4 tons | AMANA | HRCU-A-CB (Split System: Heat Pump with Remote Outdoor Unit-Air-Source) | AZV7SA2410A* |  |  | CA*EA3626*3A* | A*VS960805CUA* | 23200 | 19 | 8.6 | 23200 | 17000 | 73.28% | 2 | 0 | 11 |  |  |  |  | R-32 | 1.9333 | Residential & Commercial | USHP | Ducted CEE Tier 1
214097588 | Central HP <5.4 tons | SURE | HRCU-A-CB (Split System: Heat Pump with Remote Outdoor Unit-Air-Source) | RD17AZ48AJ3N |  |  | TCFZ6024SEANM | S802V1505A24UHN | 45500 | 17 | 8.1 | 45500 | 40000 | 87.91% | 2.1 | 0 | 10 |  |  |  |  | R-410A | 3.7917 | Residential & Commercial | USHP | Ducted CEE Tier 1
206765779 | Central HP <5.4 tons | TEMPSTAR | HRCU-A-CB (Split System: Heat Pump with Remote Outdoor Unit-Air-Source) | TVH825GKA3* |  |  | EA*4X36L21A*+WALLCON | *97CMN0601714A* | 23400 | 16 | 8.1 | 21600 | 16800 | 77.78% | 1.92 | 11 | 10.5 |  |  |  |  | R-410A | 1.95 | Residential & Commercial | USHP | Ducted CEE Tier 1
206765896 | Central HP <5.4 tons | TEMPSTAR | HRCU-A-CB (Split System: Heat Pump with Remote Outdoor Unit-Air-Source) | TVH825GKA3* |  |  | EA*4X37L17A*+WALLCON | *97CMN0601714A* | 24000 | 16 | 8.1 | 21600 | 16900 | 78.24% | 1.98 | 11 | 10.5 |  |  |  |  | R-410A | 2 | Residential & Commercial | USHP | Ducted CEE Tier 1
215434057 | Central HP <5.4 tons | AMANA | HRCU-A-CB (Split System: Heat Pump with Remote Outdoor Unit-Air-Source) | AZV7SA2410A* |  |  | CA*EA3626*3A* | A*VT960803BNA* | 23200 | 19 | 8.6 | 23200 | 17000 | 73.28% | 2 | 0 | 11 |  |  |  |  | R-32 | 1.9333 | Residential & Commercial | USHP | Ducted CEE Tier 1
215434059 | Central HP <5.4 tons | AMANA | HRCU-A-CB (Split System: Heat Pump with Remote Outdoor Unit-Air-Source) | AZV7SA2410A* |  |  | CA*EA3626*3A* | A*VT961005CNA* | 23200 | 19 | 8.6 | 23200 | 17000 | 73.28% | 2 | 0 | 11 |  |  |  |  | R-32 | 1.9333 | Residential & Commercial | USHP | Ducted CEE Tier 1
216620209 | Central HP <5.4 tons | DAY & NIGHT | HRCU-A-CB (Split System: Heat Pump with Remote Outdoor Unit-Air-Source) | DLCURAH24AAK |  |  | 40MUAAQ24XA3 | 0 | 24000 | 17 | 9.2 | 26000 | 19400 | 74.62% | 2.1 | 11.3 | 10.5 |  |  |  |  | R-410A | 2 | Residential & Commercial | USHP | Ducted CEE Tier 1
212614949 | Central HP <5.4 tons | AMANA | HRCU-A-CB (Split System: Heat Pump with Remote Outdoor Unit-Air-Source) | ASZS60241EA* |  |  | CA*EA2422*4A* | A*VC800803B*A* | 23000 | 17 | 8.6 | 23000 | 16100 | 70% | 2 | 0 | 10 |  |  |  |  | R-410A | 1.9167 | Residential & Commercial | USHP | Ducted CEE Tier 1
212614967 | Central HP <5.4 tons | AMANA | HRCU-A-CB (Split System: Heat Pump with Remote Outdoor Unit-Air-Source) | ASZS60241EA* |  |  | CA*EA3026*4A* | A*VC800603B*A* | 23000 | 17 | 8.6 | 23000 | 16100 | 70% | 2 | 0 | 10 |  |  |  |  | R-410A | 1.9167 | Residential & Commercial | USHP | Ducted CEE Tier 1
214243960 | Central HP <5.4 tons | BRYANT HEATING AND COOLING SYSTEMS | HRCU-A-CB (Split System: Heat Pump with Remote Outdoor Unit-Air-Source) | 284ANV048*0**B* |  |  | CNPV*4824AL*+UI | 88*TB60090C21*** | 44000 | 21 | 8.5 | 46500 | 36200 | 77.85% | 2.16 | 0 | 12 |  |  |  |  | R-410A | 3.6667 | Residential & Commercial | USHP | Ducted CEE Tier 1
211902760 | Central HP <5.4 tons | SURE | HRCU-A-CB (Split System: Heat Pump with Remote Outdoor Unit-Air-Source) | SP18AZ48AJVC |  |  | TCFZ6021SEAAM | S802VA075421M | 44500 | 19 | 8.1 | 43500 | 45000 | 103.4% | 2 | 0 | 10 |  |  |  |  | R-410A | 3.7083 | Residential & Commercial | USHP | Ducted CEE Tier 1
216820947 | Central HP <5.4 tons | SURE | HRCU-A-CB (Split System: Heat Pump with Remote Outdoor Unit-Air-Source) | RD18AY48AJVC |  |  | TCFY4821STANM | S801V0504A17UHU | 40500 | 16 | 8.1 | 40500 | 38000 | 93.83% | 2 | 0 | 10 |  |  |  |  | R-454B | 3.375 | Residential & Commercial | USHP | Ducted CEE Tier 1
215434304 | Central HP <5.4 tons | AMANA | HRCU-A-CB (Split System: Heat Pump with Remote Outdoor Unit-Air-Source) | AZV7SA4210A* |  |  | CHPEA6030*3A* | A*VT801005C*A* | 40500 | 17 | 8.6 | 41000 | 31000 | 75.61% | 2 | 0 | 10 |  |  |  |  | R-32 | 3.375 | Residential & Commercial | USHP | Ducted CEE Tier 1
214097624 | Central HP <5.4 tons | SURE | HRCU-A-CB (Split System: Heat Pump with Remote Outdoor Unit-Air-Source) | RD17AZ48AJ3N |  |  | TCFZ6024SEANM | S801V0755A21UHS | 45500 | 17 | 8.1 | 45500 | 40000 | 87.91% | 2.1 | 0 | 10 |  |  |  |  | R-410A | 3.7917 | Residential & Commercial | USHP | Ducted CEE Tier 1
206766058 | Central HP <5.4 tons | TEMPSTAR | HRCU-A-CB (Split System: Heat Pump with Remote Outdoor Unit-Air-Source) | TVH825GKA3* |  |  | EA*4X37L21A*+WALLCON | *97CMN0602120A* | 24400 | 16.5 | 8.1 | 21200 | 16700 | 78.77% | 2.02 | 11 | 11 |  |  |  |  | R-410A | 2.0333 | Residential & Commercial | USHP | Ducted CEE Tier 1
206767212 | Central HP <5.4 tons | TEMPSTAR | HRCU-A-CB (Split System: Heat Pump with Remote Outdoor Unit-Air-Source) | TVH825GKA3* |  |  | EA*4X37L21A*+WALLCON | *80CSU0601716A* | 24400 | 17 | 8.1 | 21200 | 16600 | 78.3% | 2.02 | 11.5 | 11 |  |  |  |  | R-410A | 2.0333 | Residential & Commercial | USHP | Ducted CEE Tier 1
216620214 | Central HP <5.4 tons | DAY & NIGHT | HRCU-A-CB (Split System: Heat Pump with Remote Outdoor Unit-Air-Source) | DLCURAH36ABK |  |  | 40MUAAQ36XA3 | 0 | 36000 | 16 | 9.5 | 40000 | 34400 | 86% | 1.97 | 10.5 | 10 |  |  |  |  | R-410A | 3 | Residential & Commercial | USHP | Ducted CEE Tier 1
213872259 | Central HP <5.4 tons | AMANA | HRCU-A-CB (Split System: Heat Pump with Remote Outdoor Unit-Air-Source) | ASZS60421EA* |  |  | CA*EA6030*4A* | A*VC800804C*A* | 40000 | 17 | 8.6 | 40000 | 30600 | 76.5% | 2.2 | 0 | 10 |  |  |  |  | R-410A | 3.3333 | Residential & Commercial | USHP | Ducted CEE Tier 1
212614954 | Central HP <5.4 tons | AMANA | HRCU-A-CB (Split System: Heat Pump with Remote Outdoor Unit-Air-Source) | ASZS60241EA* |  |  | CA*EA2422*4A* | A*VC960403BNB* | 23000 | 17 | 8.6 | 23000 | 16100 | 70% | 2 | 0 | 10 |  |  |  |  | R-410A | 1.9167 | Residential & Commercial | USHP | Ducted CEE Tier 1
212614968 | Central HP <5.4 tons | AMANA | HRCU-A-CB (Split System: Heat Pump with Remote Outdoor Unit-Air-Source) | ASZS60241EA* |  |  | CA*EA3026*4A* | A*VC800604B*A* | 23000 | 17 | 8.6 | 23000 | 16100 | 70% | 2 | 0 | 10 |  |  |  |  | R-410A | 1.9167 | Residential & Commercial | USHP | Ducted CEE Tier 1
206772386 | Central HP <5.4 tons | TEMPSTAR | HRCU-A-CB (Split System: Heat Pump with Remote Outdoor Unit-Air-Source) | TVH837GKA2* |  |  | EN(A,D)4X48L24**+WALLCON | *96CTN1202422A* | 32400 | 17.5 | 8.1 | 32800 | 24800 | 75.61% | 1.96 | 12 | 11.7 |  |  |  |  | R-410A | 2.7 | Residential & Commercial | USHP | Ducted CEE Tier 1
206772837 | Central HP <5.4 tons | TEMPSTAR | HRCU-A-CB (Split System: Heat Pump with Remote Outdoor Unit-Air-Source) | TVH837GKA2* |  |  | EHD4X42AAL+WALLCON | *80CTL0901716A* | 32600 | 17 | 8.1 | 33000 | 24800 | 75.15% | 1.96 | 12 | 11 |  |  |  |  | R-410A | 2.7167 | Residential & Commercial | USHP | Ducted CEE Tier 1
206773107 | Central HP <5.4 tons | TEMPSTAR | HRCU-A-CB (Split System: Heat Pump with Remote Outdoor Unit-Air-Source) | TVH837GKA2* |  |  | EA*4X43L21A*+WALLCON | *80CSU0401712A* | 33000 | 17.5 | 8.5 | 33000 | 25000 | 75.76% | 1.98 | 12 | 11 |  |  |  |  | R-410A | 2.75 | Residential & Commercial | USHP | Ducted CEE Tier 1
206773355 | Central HP <5.4 tons | TEMPSTAR | HRCU-A-CB (Split System: Heat Pump with Remote Outdoor Unit-Air-Source) | TVH837GKA2* |  |  | EHD4X42AAL+WALLCON | *80CSU1002120A* | 32400 | 16 | 8.1 | 33200 | 24800 | 74.7% | 1.94 | 11.5 | 11 |  |  |  |  | R-410A | 2.7 | Residential & Commercial | USHP | Ducted CEE Tier 1
214097629 | Central HP <5.4 tons | SURE | HRCU-A-CB (Split System: Heat Pump with Remote Outdoor Unit-Air-Source) | RD17AZ48AJ3N |  |  | TCFZ6024SEANM | S801V0755A21DZ | 45500 | 17 | 8.1 | 45500 | 40000 | 87.91% | 2.1 | 0 | 10 |  |  |  |  | R-410A | 3.7917 | Residential & Commercial | USHP | Ducted CEE Tier 1
206135931 | Central HP <5.4 tons | TEMPSTAR | HRCU-A-CB (Split System: Heat Pump with Remote Outdoor Unit-Air-Source) | TVH837GKA** |  |  | EN(A,D,W)4X48L21**+WALLCON | *80CSU1002120A* | 32400 | 17 | 8.1 | 33000 | 24800 | 75.15% | 1.94 | 12.2 | 11.5 |  |  |  |  | R-410A | 2.7 | Residential & Commercial | USHP | Ducted CEE Tier 1
216620210 | Central HP <5.4 tons | DAY & NIGHT | HRCU-A-CB (Split System: Heat Pump with Remote Outdoor Unit-Air-Source) | DLCURAH24ABK |  |  | 40MUAAQ24XA3 | 0 | 24000 | 17.4 | 10 | 24000 | 22600 | 94.17% | 1.91 | 12.5 | 11.7 |  |  |  |  | R-410A | 2 | Residential & Commercial | USHP | Ducted CEE Tier 1
215434409 | Central HP <5.4 tons | AMANA | HRCU-A-CB (Split System: Heat Pump with Remote Outdoor Unit-Air-Source) | AZV7SA4810A* |  |  | CHPEA4830*3A* | A*VT800805D*A* | 45500 | 17 | 8.5 | 46000 | 33600 | 73.04% | 2 | 0 | 10 |  |  |  |  | R-32 | 3.7917 | Residential & Commercial | USHP | Ducted CEE Tier 1
216892072 | Central HP <5.4 tons | SURE | HRCU-A-CB (Split System: Heat Pump with Remote Outdoor Unit-Air-Source) | RD18AY48AJVC |  |  | SH2VY4821STACN | 0 | 41500 | 18 | 10 | 41500 | 38000 | 91.57% | 2.1 | 0 | 11.7 |  |  |  |  | R-454B | 3.4583 | Residential & Commercial | USHP | Ducted CEE Tier 1
212382996 | Central HP <5.4 tons | CARRIER | HRCU-A-CB (Split System: Heat Pump with Remote Outdoor Unit-Air-Source) | 38MURAQ36AB3* |  |  | CAP**3617AL* | 58S(B,C)*A090E17**14 | 35600 | 15.5 | 8.1 | 39500 | 35200 | 89.11% | 1.84 | 0 | 9.5 |  |  |  |  | R-410A | 2.9667 | Residential & Commercial | USHP
212614983 | Central HP <5.4 tons | AMANA | HRCU-A-CB (Split System: Heat Pump with Remote Outdoor Unit-Air-Source) | ASZS60241EA* |  |  | CA*EA3026*4A* | A*VM970803BNB* | 23000 | 17 | 8.6 | 23000 | 16100 | 70% | 2 | 0 | 10 |  |  |  |  | R-410A | 1.9167 | Residential & Commercial | USHP | Ducted CEE Tier 1
206765671 | Central HP <5.4 tons | TEMPSTAR | HRCU-A-CB (Split System: Heat Pump with Remote Outdoor Unit-Air-Source) | TVH825GKA3* |  |  | EA*4X36L17A*+WALLCON | *96CTN0601714A* | 23400 | 16 | 8.1 | 21600 | 16800 | 77.78% | 1.92 | 11 | 10.5 |  |  |  |  | R-410A | 1.95 | Residential & Commercial | USHP | Ducted CEE Tier 1
206765788 | Central HP <5.4 tons | TEMPSTAR | HRCU-A-CB (Split System: Heat Pump with Remote Outdoor Unit-Air-Source) | TVH825GKA3* |  |  | EA*4X36L21A*+WALLCON | *97CMN0801714A* | 23600 | 16.5 | 8.1 | 21600 | 16700 | 77.31% | 1.92 | 11.5 | 11 |  |  |  |  | R-410A | 1.9667 | Residential & Commercial | USHP | Ducted CEE Tier 1
206765887 | Central HP <5.4 tons | TEMPSTAR | HRCU-A-CB (Split System: Heat Pump with Remote Outdoor Unit-Air-Source) | TVH825GKA3* |  |  | EA*4X37L17A*+WALLCON | *96CTN0801714A* | 24200 | 16.5 | 8.1 | 21400 | 16700 | 78.04% | 1.98 | 11.5 | 11 |  |  |  |  | R-410A | 2.0167 | Residential & Commercial | USHP | Ducted CEE Tier 1
206136113 | Central HP <5.4 tons | TEMPSTAR | HRCU-A-CB (Split System: Heat Pump with Remote Outdoor Unit-Air-Source) | TVH837GKA** |  |  | EA*4X42L21A*+WALLCON | *95CSU1002122A* | 31800 | 17.5 | 8.1 | 33000 | 24400 | 73.94% | 1.9 | 11.5 | 11 |  |  |  |  | R-410A | 2.65 | Residential & Commercial | USHP | Ducted CEE Tier 1
212383301 | Central HP <5.4 tons | CARRIER | HRCU-A-CB (Split System: Heat Pump with Remote Outdoor Unit-Air-Source) | 38MURAQ36AB3* |  |  | CAP**3621AL* | 58S(B,C)*A090E21**16 | 35600 | 16 | 8.1 | 39500 | 35200 | 89.11% | 1.84 | 0 | 10 |  |  |  |  | R-410A | 2.9667 | Residential & Commercial | USHP | Ducted CEE Tier 1
212384823 | Central HP <5.4 tons | CARRIER | HRCU-A-CB (Split System: Heat Pump with Remote Outdoor Unit-Air-Source) | 38MURAQ36AB3* |  |  | FJ4DN*C42L* | 0 | 37000 | 16 | 8.1 | 39000 | 34800 | 89.23% | 2 | 0 | 10 |  |  |  |  | R-410A | 3.0833 | Residential & Commercial | USHP | Ducted CEE Tier 1
206133991 | Central HP <5.4 tons | TEMPSTAR | HRCU-A-CB (Split System: Heat Pump with Remote Outdoor Unit-Air-Source) | TVH825GKA2* |  |  | EHD4X36AAL+WALLCON | *95CSU0802120A* | 24000 | 16 | 8.1 | 21400 | 16600 | 77.57% | 1.98 | 11 | 10.5 |  |  |  |  | R-410A | 2 | Residential & Commercial | USHP | Ducted CEE Tier 1
206136133 | Central HP <5.4 tons | TEMPSTAR | HRCU-A-CB (Split System: Heat Pump with Remote Outdoor Unit-Air-Source) | TVH837GKA** |  |  | EA*4X42L24A*+WALLCON | *95CSU1002122A* | 31800 | 17.5 | 8.1 | 33000 | 24400 | 73.94% | 1.9 | 11.5 | 11 |  |  |  |  | R-410A | 2.65 | Residential & Commercial | USHP | Ducted CEE Tier 1
206136283 | Central HP <5.4 tons | TEMPSTAR | HRCU-A-CB (Split System: Heat Pump with Remote Outdoor Unit-Air-Source) | TVH837GKA** |  |  | EN(A,D,W)4X48L21**+WALLCON | *95CSU0802120A* | 32400 | 17.5 | 8.1 | 32800 | 24800 | 75.61% | 1.96 | 12 | 11.7 |  |  |  |  | R-410A | 2.7 | Residential & Commercial | USHP | Ducted CEE Tier 1
213815158 | Central HP <5.4 tons | AMANA | HRCU-A-CB (Split System: Heat Pump with Remote Outdoor Unit-Air-Source) | ASZV903610A* |  |  | CSCF3642N6D*+MBVB16CP1X00A*+TXV | 0 | 33800 | 18.5 | 8.2 | 34000 | 24400 | 71.76% | 1.8 | 0 | 11.5 |  |  |  |  | R-410A | 2.8167 | Residential & Commercial | USHP | Ducted CEE Tier 1
206136339 | Central HP <5.4 tons | TEMPSTAR | HRCU-A-CB (Split System: Heat Pump with Remote Outdoor Unit-Air-Source) | TVH837GKA** |  |  | EHD4X42AAL+WALLCON | *95CSU0802120A* | 32600 | 17 | 8.1 | 33000 | 24800 | 75.15% | 1.96 | 11.5 | 11 |  |  |  |  | R-410A | 2.7167 | Residential & Commercial | USHP | Ducted CEE Tier 1
207252261 | Central HP <5.4 tons | TRANE | HRCU-A-CB (Split System: Heat Pump with Remote Outdoor Unit-Air-Source) | 4TWA7048A3 |  |  | 4PX*DU48BS3 | L8V1C100U5VSA | 45500 | 17 | 8.1 | 47500 | 45500 | 95.79% | 3.4 | 12.5 | 12 |  |  |  |  | R-410A | 3.7917 | Residential & Commercial | USHP | Ducted CEE Tier 1
207526280 | Central HP <5.4 tons | TRANE | HRCU-A-CB (Split System: Heat Pump with Remote Outdoor Unit-Air-Source) | 4TWV8X36A1 |  |  | 4TXCB004DS3 | *UHMB080ACV3 | 34000 | 18 | 8.2 | 29000 | 20400 | 70.34% | 1.81 | 12.25 | 11.7 |  |  |  |  | R-410A | 2.8333 | Residential & Commercial | USHP | Ducted CEE Tier 1
214097622 | Central HP <5.4 tons | SURE | HRCU-A-CB (Split System: Heat Pump with Remote Outdoor Unit-Air-Source) | RD17AZ48AJ3N |  |  | TCFZ6024SEANM | S801V1005A21DZ | 45500 | 17 | 8.1 | 45500 | 40000 | 87.91% | 2.1 | 0 | 10 |  |  |  |  | R-410A | 3.7917 | Residential & Commercial | USHP | Ducted CEE Tier 1
215434280 | Central HP <5.4 tons | AMANA | HRCU-A-CB (Split System: Heat Pump with Remote Outdoor Unit-Air-Source) | AZV7SA4210A* |  |  | CA*EA6030*3A* | A*VT961005CNA* | 40500 | 16.5 | 8.8 | 41000 | 31000 | 75.61% | 2 | 0 | 10 |  |  |  |  | R-32 | 3.375 | Residential & Commercial | USHP | Ducted CEE Tier 1
216738890 | Central HP <5.4 tons | BRYANT HEATING AND COOLING SYSTEMS | HRCU-A-CB (Split System: Heat Pump with Remote Outdoor Unit-Air-Source) | 37MUHAQ24AA3 |  |  | CSAH*3612AM* | 927TA48060V17*** | 22600 | 16 | 8.1 | 20800 | 18500 | 88.94% | 1.85 | 0 | 11 |  |  |  |  | R-454B | 1.8833 | Residential & Commercial | USHP | Ducted CEE Tier 1
216738997 | Central HP <5.4 tons | BRYANT HEATING AND COOLING SYSTEMS | HRCU-A-CB (Split System: Heat Pump with Remote Outdoor Unit-Air-Source) | 37MUHAQ24AA3 |  |  | FEVB0024**+NAVA53601CK | 0 | 23000 | 15.5 | 8.5 | 21000 | 18700 | 89.05% | 1.98 | 0 | 11 |  |  |  |  | R-454B | 1.9167 | Residential & Commercial | USHP | Ducted CEE Tier 1
216738770 | Central HP <5.4 tons | BRYANT HEATING AND COOLING SYSTEMS | HRCU-A-CB (Split System: Heat Pump with Remote Outdoor Unit-Air-Source) | 37MUHAQ24AA3 |  |  | CSAH*3612AM* | 986TD60080C21*** | 23000 | 15.2 | 8.1 | 21000 | 18700 | 89.05% | 1.9 | 0 | 10.5 |  |  |  |  | R-454B | 1.9167 | Residential & Commercial | USHP | Ducted CEE Tier 1
216738779 | Central HP <5.4 tons | BRYANT HEATING AND COOLING SYSTEMS | HRCU-A-CB (Split System: Heat Pump with Remote Outdoor Unit-Air-Source) | 37MUHAQ24AA3 |  |  | CSAH*3612AM* | 986TD66100C21*** | 23000 | 15.5 | 8.1 | 21000 | 18700 | 89.05% | 1.85 | 0 | 11 |  |  |  |  | R-454B | 1.9167 | Residential & Commercial | USHP | Ducted CEE Tier 1
212383229 | Central HP <5.4 tons | CARRIER | HRCU-A-CB (Split System: Heat Pump with Remote Outdoor Unit-Air-Source) | 38MURAQ36AB3* |  |  | CAP**3621AL* | 59SC5B080E21**20 | 35800 | 15.5 | 8.1 | 39500 | 35400 | 89.62% | 1.84 | 0 | 9.5 |  |  |  |  | R-410A | 2.9833 | Residential & Commercial | USHP
212383446 | Central HP <5.4 tons | CARRIER | HRCU-A-CB (Split System: Heat Pump with Remote Outdoor Unit-Air-Source) | 38MURAQ36AB3* |  |  | CAP**4221AL* | OVLAAB048112 | 35400 | 15.2 | 8.1 | 39500 | 35200 | 89.11% | 1.88 | 0 | 9.5 |  |  |  |  | R-410A | 2.95 | Residential & Commercial | USHP
212383480 | Central HP <5.4 tons | CARRIER | HRCU-A-CB (Split System: Heat Pump with Remote Outdoor Unit-Air-Source) | 38MURAQ36AB3* |  |  | CAP**4821AL* | 58S(B,C)*A070E17**16 | 35600 | 16 | 8.5 | 37800 | 34600 | 91.53% | 2.04 | 0 | 10 |  |  |  |  | R-410A | 2.9667 | Residential & Commercial | USHP | Ducted CEE Tier 1
212384686 | Central HP <5.4 tons | CARRIER | HRCU-A-CB (Split System: Heat Pump with Remote Outdoor Unit-Air-Source) | 38MURAQ36AB3* |  |  | CNPV*4221AL* | 59SC2D100E21**20 | 36200 | 15.5 | 8.1 | 39500 | 35200 | 89.11% | 1.9 | 0 | 10 |  |  |  |  | R-410A | 3.0167 | Residential & Commercial | USHP | Ducted CEE Tier 1
215587918 | Central HP <5.4 tons | BRYANT HEATING AND COOLING SYSTEMS | HRCU-A-CB (Split System: Heat Pump with Remote Outdoor Unit-Air-Source) | 291VAN054**AA* |  |  | FE5BNBD60L*+UI | 0 | 51500 | 21 | 10.5 | 51000 | 52000 | 102% | 2.1 | 0 | 13 |  |  |  |  | R-454B | 4.2917 | Residential & Commercial | USHP | Ducted CEE Tier 1
215588116 | Central HP <5.4 tons | BRYANT HEATING AND COOLING SYSTEMS | HRCU-A-CB (Split System: Heat Pump with Remote Outdoor Unit-Air-Source) | 291VAN054**AA* |  |  | CAA**6121AM*+UI | 88*TB48070C17*** | 49000 | 18.5 | 10 | 52000 | 52000 | 100% | 2 | 0 | 11.5 |  |  |  |  | R-454B | 4.0833 | Residential & Commercial | USHP | Ducted CEE Tier 1
215588418 | Central HP <5.4 tons | BRYANT HEATING AND COOLING SYSTEMS | HRCU-A-CB (Split System: Heat Pump with Remote Outdoor Unit-Air-Source) | 291VAN054**AA* |  |  | CAA**4821AM*+UI | 83*CB36040C17*** | 48000 | 18.5 | 10.5 | 51500 | 51000 | 99.03% | 2 | 0 | 11.5 |  |  |  |  | R-454B | 4 | Residential & Commercial | USHP | Ducted CEE Tier 1
215588452 | Central HP <5.4 tons | BRYANT HEATING AND COOLING SYSTEMS | HRCU-A-CB (Split System: Heat Pump with Remote Outdoor Unit-Air-Source) | 291VAN054**AA* |  |  | CSAH*6012AM*+UI | 83*CB48060C17*** | 49500 | 18.5 | 10 | 51500 | 50500 | 98.06% | 2 | 0 | 11.5 |  |  |  |  | R-454B | 4.125 | Residential & Commercial | USHP | Ducted CEE Tier 1
215588484 | Central HP <5.4 tons | BRYANT HEATING AND COOLING SYSTEMS | HRCU-A-CB (Split System: Heat Pump with Remote Outdoor Unit-Air-Source) | 291VAN054**AA* |  |  | CVAMA6024XMA*+UI | 986TD60080C21*** | 51500 | 19 | 8.1 | 53000 | 47000 | 88.68% | 1.85 | 0 | 11.5 |  |  |  |  | R-454B | 4.2917 | Residential & Commercial | USHP | Ducted CEE Tier 1
213872277 | Central HP <5.4 tons | AMANA | HRCU-A-CB (Split System: Heat Pump with Remote Outdoor Unit-Air-Source) | ASZS60481EA* |  |  | CA*EA6030*4A* | A*VC801005C*A* | 44000 | 17 | 8.5 | 43500 | 31000 | 71.26% | 2 | 0 | 10 |  |  |  |  | R-410A | 3.6667 | Residential & Commercial | USHP | Ducted CEE Tier 1
215935716 | Central HP <5.4 tons | HEIL | HRCU-A-CB (Split System: Heat Pump with Remote Outdoor Unit-Air-Source) | H5H3V36*K*AAA* |  |  | EVD5X36M21A*+WALLCON | *97CMN0602120B* | 34200 | 20.5 | 8.5 | 39000 | 28600 | 73.33% | 2.04 | 0 | 11.5 |  |  |  |  | R-454B | 2.85 | Residential & Commercial | USHP | Ducted CEE Tier 1
213815155 | Central HP <5.4 tons | AMANA | HRCU-A-CB (Split System: Heat Pump with Remote Outdoor Unit-Air-Source) | ASZV903610A* |  |  | CHPF3743C6B*+MBVB12BP1X00A*+TXV | 0 | 33400 | 18 | 8.2 | 34000 | 24400 | 71.76% | 1.8 | 0 | 11 |  |  |  |  | R-410A | 2.7833 | Residential & Commercial | USHP | Ducted CEE Tier 1
213815741 | Central HP <5.4 tons | AMANA | HRCU-A-CB (Split System: Heat Pump with Remote Outdoor Unit-Air-Source) | ASZS60481EA* |  |  | CA*EA6030*4A*+MBVK20DP1X00A* | 0 | 44000 | 17 | 8.6 | 44000 | 31000 | 70.45% | 2 | 0 | 10 |  |  |  |  | R-410A | 3.6667 | Residential & Commercial | USHP | Ducted CEE Tier 1
207252265 | Central HP <5.4 tons | TRANE | HRCU-A-CB (Split System: Heat Pump with Remote Outdoor Unit-Air-Source) | 4TWA7048A3 |  |  | 4TXCD008DS3 | L8V1C100U5VSA | 45500 | 17 | 8.1 | 47500 | 45500 | 95.79% | 3.4 | 12.5 | 12 |  |  |  |  | R-410A | 3.7917 | Residential & Commercial | USHP | Ducted CEE Tier 1
214075358 | Central HP <5.4 tons | SURE | HRCU-A-CB (Split System: Heat Pump with Remote Outdoor Unit-Air-Source) | RD17AZ60AJ3N |  |  | TCFZ6024STANM | S962V0855A21M4S | 55000 | 17 | 8.1 | 54000 | 49500 | 91.67% | 1.75 | 0 | 10 |  |  |  |  | R-410A | 4.5833 | Residential & Commercial | USHP | Ducted CEE Tier 1
206771108 | Central HP <5.4 tons | TEMPSTAR | HRCU-A-CB (Split System: Heat Pump with Remote Outdoor Unit-Air-Source) | TVH837GKA2* |  |  | EA*4X36L21A*+WALLCON | *97CMN0801714A* | 31400 | 17 | 8.1 | 33400 | 24600 | 73.65% | 1.84 | 11 | 11 |  |  |  |  | R-410A | 2.6167 | Residential & Commercial | USHP | Ducted CEE Tier 1
213872256 | Central HP <5.4 tons | AMANA | HRCU-A-CB (Split System: Heat Pump with Remote Outdoor Unit-Air-Source) | ASZS60421EA* |  |  | CA*EA6030*4A* | A*VC801005C*A* | 40000 | 17 | 8.6 | 40000 | 30600 | 76.5% | 2.2 | 0 | 10 |  |  |  |  | R-410A | 3.3333 | Residential & Commercial | USHP | Ducted CEE Tier 1
206765509 | Central HP <5.4 tons | TEMPSTAR | HRCU-A-CB (Split System: Heat Pump with Remote Outdoor Unit-Air-Source) | TVH825GKA3* |  |  | EA*4X25L17A*+WALLCON | *80CTL0701716A* | 24400 | 16.5 | 8.1 | 21200 | 16600 | 78.3% | 2.02 | 11 | 11 |  |  |  |  | R-410A | 2.0333 | Residential & Commercial | USHP | Ducted CEE Tier 1
206765545 | Central HP <5.4 tons | TEMPSTAR | HRCU-A-CB (Split System: Heat Pump with Remote Outdoor Unit-Air-Source) | TVH825GKA3* |  |  | EA*4X25L17A*+WALLCON | *97CMN0801714A* | 24200 | 16.5 | 8.1 | 21400 | 16700 | 78.04% | 2 | 11 | 11 |  |  |  |  | R-410A | 2.0167 | Residential & Commercial | USHP | Ducted CEE Tier 1
215318969 | Central HP <5.4 tons | DAY & NIGHT | HRCU-A-CB (Split System: Heat Pump with Remote Outdoor Unit-Air-Source) | D5CLRAH48AAK |  |  | D5FLAAH48XAK | 0 | 48000 | 17.8 | 10 | 50000 | 35200 | 70.4% | 1.9 | 0 | 10 |  |  |  |  | R-454B | 4 | Residential & Commercial | USHP | Ducted CEE Tier 1
206765761 | Central HP <5.4 tons | TEMPSTAR | HRCU-A-CB (Split System: Heat Pump with Remote Outdoor Unit-Air-Source) | TVH825GKA3* |  |  | EA*4X36L21A*+WALLCON | *96CTN0601714A* | 23400 | 16.5 | 8.1 | 21600 | 16700 | 77.31% | 1.92 | 11 | 10.5 |  |  |  |  | R-410A | 1.95 | Residential & Commercial | USHP | Ducted CEE Tier 1
215318948 | Central HP <5.4 tons | DAY & NIGHT | HRCU-A-CB (Split System: Heat Pump with Remote Outdoor Unit-Air-Source) | D5CUHAH48AAK |  |  | D5FUAAH48XAK | 0 | 48000 | 16.5 | 9.5 | 50000 | 46000 | 92% | 1.9 | 0 | 10.5 |  |  |  |  | R-454B | 4 | Residential & Commercial | USHP | Ducted CEE Tier 1
206771126 | Central HP <5.4 tons | TEMPSTAR | HRCU-A-CB (Split System: Heat Pump with Remote Outdoor Unit-Air-Source) | TVH837GKA2* |  |  | EA*4X36L21A*+WALLCON | *97CMN1002122A* | 31600 | 17 | 8.1 | 33200 | 24200 | 72.89% | 1.86 | 11.5 | 11 |  |  |  |  | R-410A | 2.6333 | Residential & Commercial | USHP | Ducted CEE Tier 1
206771261 | Central HP <5.4 tons | TEMPSTAR | HRCU-A-CB (Split System: Heat Pump with Remote Outdoor Unit-Air-Source) | TVH837GKA2* |  |  | EA*4X37L21A*+WALLCON | *80CTL0701716A* | 32800 | 17.5 | 8.5 | 33000 | 25200 | 76.36% | 1.98 | 11 | 11.5 |  |  |  |  | R-410A | 2.7333 | Residential & Commercial | USHP | Ducted CEE Tier 1
206765977 | Central HP <5.4 tons | TEMPSTAR | HRCU-A-CB (Split System: Heat Pump with Remote Outdoor Unit-Air-Source) | TVH825GKA3* |  |  | EA*4X37L21A*+WALLCON | *96CTN0801714A* | 24400 | 16.5 | 8.1 | 21200 | 16700 | 78.77% | 2.02 | 11 | 11 |  |  |  |  | R-410A | 2.0333 | Residential & Commercial | USHP | Ducted CEE Tier 1
206767514 | Central HP <5.4 tons | TEMPSTAR | HRCU-A-CB (Split System: Heat Pump with Remote Outdoor Unit-Air-Source) | TVH825GKA3* |  |  | EA*4X36L21A*+WALLCON | *95CSU0802120A* | 23600 | 16.5 | 8.1 | 21400 | 16600 | 77.57% | 1.94 | 11 | 11 |  |  |  |  | R-410A | 1.9667 | Residential & Commercial | USHP | Ducted CEE Tier 1
213076339 | Central HP <5.4 tons | HEIL | HRCU-A-CB (Split System: Heat Pump with Remote Outdoor Unit-Air-Source) | DLCURAH36ABK |  |  | EN(A,D)4X48L24** | *95MSU1002122A* | 36200 | 16.5 | 8.1 | 38500 | 35000 | 90.91% | 2.02 | 0 | 10.5 |  |  |  |  | R-410A | 3.0167 | Residential & Commercial | USHP | Ducted CEE Tier 1
213076470 | Central HP <5.4 tons | HEIL | HRCU-A-CB (Split System: Heat Pump with Remote Outdoor Unit-Air-Source) | DLCURAH36ABK |  |  | EA*4X36L17A* | *80VTL0701716B* | 34800 | 15.5 | 8.1 | 38500 | 35200 | 91.43% | 1.82 | 0 | 9.5 |  |  |  |  | R-410A | 2.9 | Residential & Commercial | USHP
206765878 | Central HP <5.4 tons | TEMPSTAR | HRCU-A-CB (Split System: Heat Pump with Remote Outdoor Unit-Air-Source) | TVH825GKA3* |  |  | EA*4X37L17A*+WALLCON | *96CTN0601714A* | 24000 | 16 | 8.1 | 21400 | 16800 | 78.5% | 1.98 | 11 | 11 |  |  |  |  | R-410A | 2 | Residential & Commercial | USHP | Ducted CEE Tier 1
206771054 | Central HP <5.4 tons | TEMPSTAR | HRCU-A-CB (Split System: Heat Pump with Remote Outdoor Unit-Air-Source) | TVH837GKA2* |  |  | EA*4X36L21A*+WALLCON | *80CTL0701716A* | 31400 | 17 | 8.1 | 33400 | 24400 | 73.05% | 1.84 | 11.5 | 11 |  |  |  |  | R-410A | 2.6167 | Residential & Commercial | USHP | Ducted CEE Tier 1
213080497 | Central HP <5.4 tons | HEIL | HRCU-A-CB (Split System: Heat Pump with Remote Outdoor Unit-Air-Source) | DLCURAH36ABK |  |  | EN(A,D)4X48L24** | *96MSN1402422A* | 35800 | 16.5 | 8.1 | 38500 | 35000 | 90.91% | 2 | 0 | 10 |  |  |  |  | R-410A | 2.9833 | Residential & Commercial | USHP | Ducted CEE Tier 1
213080579 | Central HP <5.4 tons | HEIL | HRCU-A-CB (Split System: Heat Pump with Remote Outdoor Unit-Air-Source) | DLCURAH36ABK |  |  | EA*4X48L21A* | *95MSU0401712A* | 35600 | 15.2 | 8.1 | 38000 | 34800 | 91.58% | 2.02 | 0 | 9.5 |  |  |  |  | R-410A | 2.9667 | Residential & Commercial | USHP
212609389 | Central HP <5.4 tons | SURE | HRCU-A-CB (Split System: Heat Pump with Remote Outdoor Unit-Air-Source) | SP18AZ48AJVC |  |  | TCFZ6021SEAAM | S802V1005A21UHS | 44500 | 19 | 8.5 | 43000 | 45000 | 104.7% | 2 | 0 | 11.7 |  |  |  |  | R-410A | 3.7083 | Residential & Commercial | USHP | Ducted CEE Tier 1
215434422 | Central HP <5.4 tons | AMANA | HRCU-A-CB (Split System: Heat Pump with Remote Outdoor Unit-Air-Source) | AZV7SA4810A* |  |  | CHPEA6030*3A* | A*VT800805D*A* | 45500 | 17 | 8.5 | 46500 | 33600 | 72.26% | 2 | 0 | 10 |  |  |  |  | R-32 | 3.7917 | Residential & Commercial | USHP | Ducted CEE Tier 1
206135681 | Central HP <5.4 tons | TEMPSTAR | HRCU-A-CB (Split System: Heat Pump with Remote Outdoor Unit-Air-Source) | TVH837GKA** |  |  | EA*4X37L21A*+WALLCON | *80CSU1002120A* | 32800 | 17 | 8.5 | 33000 | 25200 | 76.36% | 1.96 | 12 | 11 |  |  |  |  | R-410A | 2.7333 | Residential & Commercial | USHP | Ducted CEE Tier 1
215433902 | Central HP <5.4 tons | AMANA | HRCU-A-CB (Split System: Heat Pump with Remote Outdoor Unit-Air-Source) | AZV7SA2410A* |  |  | CA*EA3626*3A*+MBVK16CP1X00A* | 0 | 23200 | 19 | 8.6 | 23200 | 17000 | 73.28% | 2 | 0 | 11 |  |  |  |  | R-32 | 1.9333 | Residential & Commercial | USHP | Ducted CEE Tier 1
212614947 | Central HP <5.4 tons | AMANA | HRCU-A-CB (Split System: Heat Pump with Remote Outdoor Unit-Air-Source) | ASZS60241EA* |  |  | CA*EA2422*4A* | A*VC800604B*A* | 23000 | 17 | 8.6 | 23000 | 16100 | 70% | 2 | 0 | 10 |  |  |  |  | R-410A | 1.9167 | Residential & Commercial | USHP | Ducted CEE Tier 1
212614948 | Central HP <5.4 tons | AMANA | HRCU-A-CB (Split System: Heat Pump with Remote Outdoor Unit-Air-Source) | ASZS60241EA* |  |  | CA*EA2422*4A* | A*VS800604BUA* | 23000 | 17 | 8.6 | 23000 | 16100 | 70% | 2 | 0 | 10 |  |  |  |  | R-410A | 1.9167 | Residential & Commercial | USHP | Ducted CEE Tier 1
212614965 | Central HP <5.4 tons | AMANA | HRCU-A-CB (Split System: Heat Pump with Remote Outdoor Unit-Air-Source) | ASZS60241EA* |  |  | CA*EA3026*4A*+MBVC1200**-1A* | 0 | 23000 | 17 | 8.6 | 23000 | 16100 | 70% | 2 | 0 | 10 |  |  |  |  | R-410A | 1.9167 | Residential & Commercial | USHP | Ducted CEE Tier 1
214238914 | Central HP <5.4 tons | BRYANT HEATING AND COOLING SYSTEMS | HRCU-A-CB (Split System: Heat Pump with Remote Outdoor Unit-Air-Source) | 288BNV037*0**B* |  |  | CNPV*3621AL*+UI | 987MC66100C21*** | 31400 | 16.5 | 8.1 | 33000 | 24000 | 72.73% | 1.82 | 0 | 11 |  |  |  |  | R-410A | 2.6167 | Residential & Commercial | USHP | Ducted CEE Tier 1
212614999 | Central HP <5.4 tons | AMANA | HRCU-A-CB (Split System: Heat Pump with Remote Outdoor Unit-Air-Source) | ASZS60361EA* |  |  | CA*EA4830*4A* | A*VC800805C*A* | 34200 | 17.5 | 8.6 | 34200 | 29000 | 84.8% | 2 | 0 | 10 |  |  |  |  | R-410A | 2.85 | Residential & Commercial | USHP | Ducted CEE Tier 1
211207022 | Central HP <5.4 tons | YORK | HRCU-A-CB (Split System: Heat Pump with Remote Outdoor Unit-Air-Source) | YZV36B21 |  |  | XAMB36DE2N1+CC | TM8V080B12MP12 | 32600 | 18 | 8.5 | 34400 | 29600 | 86.05% | 1.94 | 0 | 11.7 |  |  |  |  | R-410A | 2.7167 | Residential & Commercial | USHP | Ducted CEE Tier 1
206772305 | Central HP <5.4 tons | TEMPSTAR | HRCU-A-CB (Split System: Heat Pump with Remote Outdoor Unit-Air-Source) | TVH837GKA2* |  |  | EN(A,D,W)4X48L21**+WALLCON | *97CMN1002122A* | 32400 | 17.5 | 8.1 | 33000 | 24800 | 75.15% | 1.96 | 12 | 11.7 |  |  |  |  | R-410A | 2.7 | Residential & Commercial | USHP | Ducted CEE Tier 1
206772855 | Central HP <5.4 tons | TEMPSTAR | HRCU-A-CB (Split System: Heat Pump with Remote Outdoor Unit-Air-Source) | TVH837GKA2* |  |  | EHD4X42AAL+WALLCON | *97CMN0602120A* | 32400 | 16.5 | 8.1 | 33400 | 25200 | 75.45% | 1.94 | 11.5 | 10.5 |  |  |  |  | R-410A | 2.7 | Residential & Commercial | USHP | Ducted CEE Tier 1
206773188 | Central HP <5.4 tons | TEMPSTAR | HRCU-A-CB (Split System: Heat Pump with Remote Outdoor Unit-Air-Source) | TVH837GKA2* |  |  | EA*4X48L24A*+WALLCON | *80CSU1002120A* | 32200 | 17 | 8.1 | 32600 | 25000 | 76.69% | 1.96 | 12 | 11 |  |  |  |  | R-410A | 2.6833 | Residential & Commercial | USHP | Ducted CEE Tier 1
206773472 | Central HP <5.4 tons | TEMPSTAR | HRCU-A-CB (Split System: Heat Pump with Remote Outdoor Unit-Air-Source) | TVH837GKA2* |  |  | EA*4X42L24A*+WALLCON | *95CSU1002122A* | 31800 | 17.5 | 8.1 | 33000 | 24400 | 73.94% | 1.9 | 11.5 | 11 |  |  |  |  | R-410A | 2.65 | Residential & Commercial | USHP | Ducted CEE Tier 1
213079052 | Central HP <5.4 tons | HEIL | HRCU-A-CB (Split System: Heat Pump with Remote Outdoor Unit-Air-Source) | DLCURAH36ABK |  |  | END4X42L17** | *80MSU0401712A* | 35400 | 15.5 | 8.5 | 39000 | 34800 | 89.23% | 1.94 | 0 | 10 |  |  |  |  | R-410A | 2.95 | Residential & Commercial | USHP | Ducted CEE Tier 1
213079136 | Central HP <5.4 tons | HEIL | HRCU-A-CB (Split System: Heat Pump with Remote Outdoor Unit-Air-Source) | DLCURAH36ABK |  |  | EA*4X43L21A* | *80MSU0601716A* | 36600 | 16.5 | 8.5 | 38000 | 34800 | 91.58% | 2.08 | 0 | 10 |  |  |  |  | R-410A | 3.05 | Residential & Commercial | USHP | Ducted CEE Tier 1
213079220 | Central HP <5.4 tons | HEIL | HRCU-A-CB (Split System: Heat Pump with Remote Outdoor Unit-Air-Source) | DLCURAH36ABK |  |  | EA*4X37L21A* | *80MSU0802120A* | 36600 | 16.5 | 8.5 | 38000 | 34600 | 91.05% | 2.08 | 0 | 10 |  |  |  |  | R-410A | 3.05 | Residential & Commercial | USHP | Ducted CEE Tier 1
213079340 | Central HP <5.4 tons | HEIL | HRCU-A-CB (Split System: Heat Pump with Remote Outdoor Unit-Air-Source) | DLCURAH36ABK |  |  | EA*4X36L17A* | *92MSN0601412A* | 35000 | 15.5 | 8.1 | 38500 | 35200 | 91.43% | 1.82 | 0 | 9.5 |  |  |  |  | R-410A | 2.9167 | Residential & Commercial | USHP
212973316 | Central HP <5.4 tons | COMFORTMAKER | HRCU-A-CB (Split System: Heat Pump with Remote Outdoor Unit-Air-Source) | DLCURAH18ABK |  |  | EA*4X24L17A* | *96VSN0601412B* | 17300 | 16 | 8.5 | 18200 | 19400 | 106.6% | 2.34 | 0 | 10.5 |  |  |  |  | R-410A | 1.4417 | Residential & Commercial | USHP | Ducted CEE Tier 1
215318958 | Central HP <5.4 tons | DAY & NIGHT | HRCU-A-CB (Split System: Heat Pump with Remote Outdoor Unit-Air-Source) | D5CUHAH30AAK |  |  | D5FUHAH36XAK | 0 | 30000 | 17.2 | 10.8 | 33000 | 33200 | 100.6% | 1.97 | 0 | 12.1 |  |  |  |  | R-454B | 2.5 | Residential & Commercial | USHP | Ducted CEE Tier 1
213079538 | Central HP <5.4 tons | HEIL | HRCU-A-CB (Split System: Heat Pump with Remote Outdoor Unit-Air-Source) | DLCURAH36ABK |  |  | EA*4X37L17A* | *92MSN0801716A* | 36400 | 15.5 | 8.5 | 38500 | 35000 | 90.91% | 2.02 | 0 | 10 |  |  |  |  | R-410A | 3.0333 | Residential & Commercial | USHP | Ducted CEE Tier 1
206767122 | Central HP <5.4 tons | TEMPSTAR | HRCU-A-CB (Split System: Heat Pump with Remote Outdoor Unit-Air-Source) | TVH825GKA3* |  |  | EA*4X30L17A*+WALLCON | *80CSU0601716A* | 23400 | 16.5 | 8.1 | 21600 | 16700 | 77.31% | 1.9 | 11 | 10.5 |  |  |  |  | R-410A | 1.95 | Residential & Commercial | USHP | Ducted CEE Tier 1
206767158 | Central HP <5.4 tons | TEMPSTAR | HRCU-A-CB (Split System: Heat Pump with Remote Outdoor Unit-Air-Source) | TVH825GKA3* |  |  | EA*4X36L21A*+WALLCON | *80CSU0601716A* | 23600 | 16.5 | 8.1 | 21400 | 16600 | 77.57% | 1.94 | 11.5 | 10.5 |  |  |  |  | R-410A | 1.9667 | Residential & Commercial | USHP | Ducted CEE Tier 1
213770547 | Central HP <5.4 tons | HEIL | HRCU-A-CB (Split System: Heat Pump with Remote Outdoor Unit-Air-Source) | HVH825GKA2* |  |  | EA*4X24L17A*+WALLCON | *97CMN0801714B* | 23200 | 16 | 8.1 | 22000 | 16800 | 76.36% | 1.9 | 0 | 10.5 |  |  |  |  | R-410A | 1.9333 | Residential & Commercial | USHP | Ducted CEE Tier 1
213770667 | Central HP <5.4 tons | HEIL | HRCU-A-CB (Split System: Heat Pump with Remote Outdoor Unit-Air-Source) | HVH825GKA2* |  |  | EA*4X25L17A*+WALLCON | *96CTN0601714B* | 24200 | 16.5 | 8.1 | 21400 | 16700 | 78.04% | 2 | 0 | 11 |  |  |  |  | R-410A | 2.0167 | Residential & Commercial | USHP | Ducted CEE Tier 1
212614944 | Central HP <5.4 tons | AMANA | HRCU-A-CB (Split System: Heat Pump with Remote Outdoor Unit-Air-Source) | ASZS60241EA* |  |  | CA*EA2422*4A*+MBVC1200**-1A* | 0 | 23000 | 17 | 8.6 | 23000 | 16100 | 70% | 2 | 0 | 10 |  |  |  |  | R-410A | 1.9167 | Residential & Commercial | USHP | Ducted CEE Tier 1
212614953 | Central HP <5.4 tons | AMANA | HRCU-A-CB (Split System: Heat Pump with Remote Outdoor Unit-Air-Source) | ASZS60241EA* |  |  | CA*EA2422*4A* | A*VC801005C*A* | 23000 | 17 | 8.6 | 23000 | 16100 | 70% | 2 | 0 | 10 |  |  |  |  | R-410A | 1.9167 | Residential & Commercial | USHP | Ducted CEE Tier 1
213156957 | Central HP <5.4 tons | AMANA | HRCU-A-CB (Split System: Heat Pump with Remote Outdoor Unit-Air-Source) | ASZS60481EA* |  |  | CA*EA6030*4A* | A*VC800805D*A* | 44000 | 17 | 8.5 | 44000 | 31000 | 70.45% | 2 | 0 | 10 |  |  |  |  | R-410A | 3.6667 | Residential & Commercial | USHP | Ducted CEE Tier 1
212614960 | Central HP <5.4 tons | AMANA | HRCU-A-CB (Split System: Heat Pump with Remote Outdoor Unit-Air-Source) | ASZS60241EA* |  |  | CA*EA2422*4A* | A*VC961005CNB* | 23000 | 17 | 8.6 | 23000 | 16100 | 70% | 2 | 0 | 10 |  |  |  |  | R-410A | 1.9167 | Residential & Commercial | USHP | Ducted CEE Tier 1
212614985 | Central HP <5.4 tons | AMANA | HRCU-A-CB (Split System: Heat Pump with Remote Outdoor Unit-Air-Source) | ASZS60241EA* |  |  | CA*EA3026*4A* | A*VM971005CNB* | 23000 | 17 | 8.6 | 23000 | 16100 | 70% | 2 | 0 | 10 |  |  |  |  | R-410A | 1.9167 | Residential & Commercial | USHP | Ducted CEE Tier 1
212615010 | Central HP <5.4 tons | AMANA | HRCU-A-CB (Split System: Heat Pump with Remote Outdoor Unit-Air-Source) | ASZS60481EA* |  |  | CA*EA6030*4A* | A*VC961205DNB* | 44000 | 17 | 8.5 | 44000 | 31000 | 70.45% | 2 | 0 | 10 |  |  |  |  | R-410A | 3.6667 | Residential & Commercial | USHP | Ducted CEE Tier 1
212986362 | Central HP <5.4 tons | HEIL | HRCU-A-CB (Split System: Heat Pump with Remote Outdoor Unit-Air-Source) | DLCURAH18ABK |  |  | EN(A,D)4X24L17** | *96MSN0401410A* | 17400 | 15.5 | 8.5 | 18500 | 19200 | 103.8% | 2.3 | 0 | 10.5 |  |  |  |  | R-410A | 1.45 | Residential & Commercial | USHP | Ducted CEE Tier 1
211239719 | Central HP <5.4 tons | CARRIER | HRCU-A-CB (Split System: Heat Pump with Remote Outdoor Unit-Air-Source) | 38MURAQ24AB3* |  |  | CAP**2517AL* | 58SU*A040E17**12 | 24600 | 17.5 | 8.5 | 25400 | 21200 | 83.46% | 1.8 | 0 | 10.5 |  |  |  |  | R-410A | 2.05 | Residential & Commercial | USHP | Ducted CEE Tier 1
211239744 | Central HP <5.4 tons | CARRIER | HRCU-A-CB (Split System: Heat Pump with Remote Outdoor Unit-Air-Source) | 38MURAQ24AB3* |  |  | CAP**2517AL* | 58S(B,C)*A070E14**12 | 25000 | 17 | 8.5 | 25600 | 21000 | 82.03% | 1.78 | 0 | 10.5 |  |  |  |  | R-410A | 2.0833 | Residential & Commercial | USHP | Ducted CEE Tier 1
211239749 | Central HP <5.4 tons | CARRIER | HRCU-A-CB (Split System: Heat Pump with Remote Outdoor Unit-Air-Source) | 38MURAQ24AB3* |  |  | CAP**3014AL* | 58SP*A045V14**12 | 24200 | 16 | 8.5 | 26400 | 23000 | 87.12% | 1.9 | 0 | 10 |  |  |  |  | R-410A | 2.0167 | Residential & Commercial | USHP | Ducted CEE Tier 1
211239769 | Central HP <5.4 tons | CARRIER | HRCU-A-CB (Split System: Heat Pump with Remote Outdoor Unit-Air-Source) | 38MURAQ24AB3* |  |  | CAP**3017AL* | 59SP6A080V17**16 | 24200 | 16.5 | 8.5 | 26400 | 23000 | 87.12% | 1.9 | 0 | 10 |  |  |  |  | R-410A | 2.0167 | Residential & Commercial | USHP | Ducted CEE Tier 1
211239794 | Central HP <5.4 tons | CARRIER | HRCU-A-CB (Split System: Heat Pump with Remote Outdoor Unit-Air-Source) | 38MURAQ24AB3* |  |  | CAP**3017AL* | 58S(B,C)*A090E17**14 | 24600 | 16.5 | 8.5 | 26600 | 22600 | 84.96% | 1.86 | 0 | 10 |  |  |  |  | R-410A | 2.05 | Residential & Commercial | USHP | Ducted CEE Tier 1
211239819 | Central HP <5.4 tons | CARRIER | HRCU-A-CB (Split System: Heat Pump with Remote Outdoor Unit-Air-Source) | 38MURAQ24AB3* |  |  | CAP**3617AL* | 58SP*A070V17**16 | 24000 | 16.5 | 8.5 | 26000 | 22800 | 87.69% | 1.9 | 0 | 10 |  |  |  |  | R-410A | 2 | Residential & Commercial | USHP | Ducted CEE Tier 1
206771594 | Central HP <5.4 tons | TEMPSTAR | HRCU-A-CB (Split System: Heat Pump with Remote Outdoor Unit-Air-Source) | TVH837GKA2* |  |  | EA*4X42L24A*+WALLCON | *96CTN1002122A* | 31800 | 17.5 | 8.1 | 33000 | 24400 | 73.94% | 1.9 | 12 | 11.5 |  |  |  |  | R-410A | 2.65 | Residential & Commercial | USHP | Ducted CEE Tier 1
206771612 | Central HP <5.4 tons | TEMPSTAR | HRCU-A-CB (Split System: Heat Pump with Remote Outdoor Unit-Air-Source) | TVH837GKA2* |  |  | EA*4X42L24A*+WALLCON | *97CMN0602120A* | 31600 | 17 | 8.1 | 33400 | 24600 | 73.65% | 1.88 | 11.5 | 11 |  |  |  |  | R-410A | 2.6333 | Residential & Commercial | USHP | Ducted CEE Tier 1
213770917 | Central HP <5.4 tons | HEIL | HRCU-A-CB (Split System: Heat Pump with Remote Outdoor Unit-Air-Source) | HVH825GKA2* |  |  | EA*4X36L21A*+WALLCON | *80CTL0701716B* | 23600 | 16.5 | 8.1 | 21400 | 16700 | 78.04% | 1.94 | 0 | 10.5 |  |  |  |  | R-410A | 1.9667 | Residential & Commercial | USHP | Ducted CEE Tier 1
213771017 | Central HP <5.4 tons | HEIL | HRCU-A-CB (Split System: Heat Pump with Remote Outdoor Unit-Air-Source) | HVH825GKA2* |  |  | EA*4X36L21A*+WALLCON | *96CTN1002122B* | 23600 | 16.5 | 8.1 | 21400 | 16600 | 77.57% | 1.94 | 0 | 11 |  |  |  |  | R-410A | 1.9667 | Residential & Commercial | USHP | Ducted CEE Tier 1
206771351 | Central HP <5.4 tons | TEMPSTAR | HRCU-A-CB (Split System: Heat Pump with Remote Outdoor Unit-Air-Source) | TVH837GKA2* |  |  | EA*4X37L21A*+WALLCON | *96CTN1002122A* | 33000 | 17.5 | 8.5 | 33000 | 25200 | 76.36% | 2 | 12 | 11.7 |  |  |  |  | R-410A | 2.75 | Residential & Commercial | USHP | Ducted CEE Tier 1
206771450 | Central HP <5.4 tons | TEMPSTAR | HRCU-A-CB (Split System: Heat Pump with Remote Outdoor Unit-Air-Source) | TVH837GKA2* |  |  | EA*4X42L21A*+WALLCON | *97CMN0801714A* | 31600 | 17 | 8.1 | 33400 | 24800 | 74.25% | 1.86 | 11.5 | 11 |  |  |  |  | R-410A | 2.6333 | Residential & Commercial | USHP | Ducted CEE Tier 1
211239908 | Central HP <5.4 tons | CARRIER | HRCU-A-CB (Split System: Heat Pump with Remote Outdoor Unit-Air-Source) | 38MURAQ24AB3* |  |  | CAP**3717AL* | 59SP6A080V17**16 | 24600 | 16.5 | 8.5 | 25600 | 21400 | 83.59% | 1.8 | 0 | 10 |  |  |  |  | R-410A | 2.05 | Residential & Commercial | USHP | Ducted CEE Tier 1
211239910 | Central HP <5.4 tons | CARRIER | HRCU-A-CB (Split System: Heat Pump with Remote Outdoor Unit-Air-Source) | 38MURAQ24AB3* |  |  | CAP**3717AL* | 58S(B,C)*A070E17**16 | 25400 | 16 | 8.5 | 26400 | 21000 | 79.55% | 1.76 | 0 | 10 |  |  |  |  | R-410A | 2.1167 | Residential & Commercial | USHP | Ducted CEE Tier 1
211239942 | Central HP <5.4 tons | CARRIER | HRCU-A-CB (Split System: Heat Pump with Remote Outdoor Unit-Air-Source) | 38MURAQ24AB3* |  |  | CAP**3717AL* | 58SU*A060E17**16 | 25400 | 16.5 | 8.5 | 26200 | 21000 | 80.15% | 1.76 | 0 | 10.5 |  |  |  |  | R-410A | 2.1167 | Residential & Commercial | USHP | Ducted CEE Tier 1
211240019 | Central HP <5.4 tons | CARRIER | HRCU-A-CB (Split System: Heat Pump with Remote Outdoor Unit-Air-Source) | 38MURAQ24AB3* |  |  | CNPV*2417AL* | 58S(B,C)*A070E17**16 | 24400 | 15.5 | 8.5 | 27400 | 22400 | 81.75% | 1.84 | 0 | 10 |  |  |  |  | R-410A | 2.0333 | Residential & Commercial | USHP | Ducted CEE Tier 1
211240026 | Central HP <5.4 tons | CARRIER | HRCU-A-CB (Split System: Heat Pump with Remote Outdoor Unit-Air-Source) | 38MURAQ24AB3* |  |  | CNPV*2417AL* | 58TP*A045V14**12 | 23800 | 16 | 8.5 | 26800 | 23200 | 86.57% | 1.92 | 0 | 10 |  |  |  |  | R-410A | 1.9833 | Residential & Commercial | USHP | Ducted CEE Tier 1
207436257 | Central HP <5.4 tons | LENNOX | HRCU-A-CB (Split System: Heat Pump with Remote Outdoor Unit-Air-Source) | SL25XPV-036-230A** |  |  | C35-36B+TDR+TXV | SL280UH090XV48B* | 33400 | 21.8 | 8.6 | 35600 | 26600 | 74.72% | 1.76 | 13.5 | 13.4 |  |  |  |  | R-410A | 2.7833 | Residential & Commercial | USHP | Ducted CEE Tier 1
207436274 | Central HP <5.4 tons | LENNOX | HRCU-A-CB (Split System: Heat Pump with Remote Outdoor Unit-Air-Source) | SL25XPV-036-230A** |  |  | C35-48C+TDR+TXV | EL296UH110XV60C* | 34000 | 21.2 | 8.8 | 35600 | 27400 | 76.97% | 1.82 | 14 | 13.5 |  |  |  |  | R-410A | 2.8333 | Residential & Commercial | USHP | Ducted CEE Tier 1
207436308 | Central HP <5.4 tons | LENNOX | HRCU-A-CB (Split System: Heat Pump with Remote Outdoor Unit-Air-Source) | SL25XPV-036-230A** |  |  | C35-50/60C+TDR+TXV | SLP99UH090XV36C* | 33600 | 22.2 | 8.7 | 34400 | 26800 | 77.91% | 1.8 | 14 | 13.3 |  |  |  |  | R-410A | 2.8 | Residential & Commercial | USHP | Ducted CEE Tier 1
211240069 | Central HP <5.4 tons | CARRIER | HRCU-A-CB (Split System: Heat Pump with Remote Outdoor Unit-Air-Source) | 38MURAQ24AB3* |  |  | CNPV*3017AL* | 58SP*A045V14**12 | 23400 | 16.5 | 8.1 | 25800 | 24200 | 93.8% | 2 | 0 | 10 |  |  |  |  | R-410A | 1.95 | Residential & Commercial | USHP | Ducted CEE Tier 1
211240085 | Central HP <5.4 tons | CARRIER | HRCU-A-CB (Split System: Heat Pump with Remote Outdoor Unit-Air-Source) | 38MURAQ24AB3* |  |  | CNPV*3017AL* | 58TP*A070V14**12 | 24400 | 16.5 | 8.1 | 26400 | 22800 | 86.36% | 1.88 | 0 | 10.5 |  |  |  |  | R-410A | 2.0333 | Residential & Commercial | USHP | Ducted CEE Tier 1
211240117 | Central HP <5.4 tons | CARRIER | HRCU-A-CB (Split System: Heat Pump with Remote Outdoor Unit-Air-Source) | 38MURAQ24AB3* |  |  | CNPV*3617AL* | 59SP6A040V17**12 | 23400 | 16 | 8.1 | 25800 | 24000 | 93.02% | 1.98 | 0 | 10 |  |  |  |  | R-410A | 1.95 | Residential & Commercial | USHP | Ducted CEE Tier 1
211240142 | Central HP <5.4 tons | CARRIER | HRCU-A-CB (Split System: Heat Pump with Remote Outdoor Unit-Air-Source) | 38MURAQ24AB3* |  |  | CNPV*3617AL* | 58S(B,C)*A045E17**12 | 24000 | 16.5 | 8.1 | 26200 | 23000 | 87.79% | 1.9 | 0 | 10.5 |  |  |  |  | R-410A | 2 | Residential & Commercial | USHP | Ducted CEE Tier 1
211240153 | Central HP <5.4 tons | CARRIER | HRCU-A-CB (Split System: Heat Pump with Remote Outdoor Unit-Air-Source) | 38MURAQ24AB3* |  |  | CNPV*3617AL* | 58SU*A060E17**16 | 24800 | 16.5 | 8.5 | 26600 | 22200 | 83.46% | 1.84 | 0 | 10.5 |  |  |  |  | R-410A | 2.0667 | Residential & Commercial | USHP | Ducted CEE Tier 1
211240201 | Central HP <5.4 tons | CARRIER | HRCU-A-CB (Split System: Heat Pump with Remote Outdoor Unit-Air-Source) | 38MURAQ24AB3* |  |  | CNPV*3621AL* | 59SC2D040E17**12 | 23600 | 15.5 | 8.1 | 26200 | 23400 | 89.31% | 1.92 | 0 | 10 |  |  |  |  | R-410A | 1.9667 | Residential & Commercial | USHP | Ducted CEE Tier 1
206767176 | Central HP <5.4 tons | TEMPSTAR | HRCU-A-CB (Split System: Heat Pump with Remote Outdoor Unit-Air-Source) | TVH825GKA3* |  |  | EA*4X36L21A*+WALLCON | *80CSU1002120A* | 23600 | 16.5 | 8.1 | 21400 | 16700 | 78.04% | 1.92 | 11.5 | 10.5 |  |  |  |  | R-410A | 1.9667 | Residential & Commercial | USHP | Ducted CEE Tier 1
206767203 | Central HP <5.4 tons | TEMPSTAR | HRCU-A-CB (Split System: Heat Pump with Remote Outdoor Unit-Air-Source) | TVH825GKA3* |  |  | EA*4X37L21A*+WALLCON | *80CSU0401712A* | 24400 | 17 | 8.5 | 21200 | 16600 | 78.3% | 2.02 | 11.5 | 11 |  |  |  |  | R-410A | 2.0333 | Residential & Commercial | USHP | Ducted CEE Tier 1
215588552 | Central HP <5.4 tons | BRYANT HEATING AND COOLING SYSTEMS | HRCU-A-CB (Split System: Heat Pump with Remote Outdoor Unit-Air-Source) | 291VAN054**AA* |  |  | CVAVA6124XMA*+UI | 83*CB60080C21*** | 53500 | 20 | 8.1 | 53000 | 45500 | 85.85% | 1.85 | 0 | 12.5 |  |  |  |  | R-454B | 4.4583 | Residential & Commercial | USHP | Ducted CEE Tier 1
215588152 | Central HP <5.4 tons | BRYANT HEATING AND COOLING SYSTEMS | HRCU-A-CB (Split System: Heat Pump with Remote Outdoor Unit-Air-Source) | 291VAN054**AA* |  |  | CSAH*6012AM*+UI | 83*CA60080C21*** | 50000 | 18.5 | 9.5 | 52000 | 53000 | 101.9% | 1.9 | 0 | 11.5 |  |  |  |  | R-454B | 4.1667 | Residential & Commercial | USHP | Ducted CEE Tier 1
206771540 | Central HP <5.4 tons | TEMPSTAR | HRCU-A-CB (Split System: Heat Pump with Remote Outdoor Unit-Air-Source) | TVH837GKA2* |  |  | EA*4X42L24A*+WALLCON | *80CTL1352422A* | 31800 | 17.5 | 8.1 | 33000 | 24400 | 73.94% | 1.9 | 12 | 11.5 |  |  |  |  | R-410A | 2.65 | Residential & Commercial | USHP | Ducted CEE Tier 1
212987514 | Central HP <5.4 tons | HEIL | HRCU-A-CB (Split System: Heat Pump with Remote Outdoor Unit-Air-Source) | DLCURAH18ABK |  |  | EA*4X24L17A* | *96MSN0801716A* | 17700 | 16 | 8.5 | 18600 | 19400 | 104.3% | 2.32 | 0 | 10.5 |  |  |  |  | R-410A | 1.475 | Residential & Commercial | USHP | Ducted CEE Tier 1
212989304 | Central HP <5.4 tons | HEIL | HRCU-A-CB (Split System: Heat Pump with Remote Outdoor Unit-Air-Source) | DLCURAH18ABK |  |  | EA*4X30L17A* | *95MSU0601716A* | 17500 | 16.5 | 8.5 | 18100 | 18700 | 103.3% | 2.26 | 0 | 10.5 |  |  |  |  | R-410A | 1.4583 | Residential & Commercial | USHP | Ducted CEE Tier 1
206773686 | Central HP <5.4 tons | TEMPSTAR | HRCU-A-CB (Split System: Heat Pump with Remote Outdoor Unit-Air-Source) | TVH837GKA2* |  |  | EHD4X48AAL+WALLCON | *95CSU1002122A* | 32600 | 17 | 8.1 | 32800 | 24800 | 75.61% | 1.98 | 11.5 | 11 |  |  |  |  | R-410A | 2.7167 | Residential & Commercial | USHP | Ducted CEE Tier 1
213771446 | Central HP <5.4 tons | BRYANT HEATING AND COOLING SYSTEMS | HRCU-A-CB (Split System: Heat Pump with Remote Outdoor Unit-Air-Source) | 288BNV025*0**B* |  |  | CAP**4321AL*+UI | 88*TB48070C17*** | 24400 | 17 | 8.5 | 21200 | 16600 | 78.3% | 2.02 | 0 | 11 |  |  |  |  | R-410A | 2.0333 | Residential & Commercial | USHP | Ducted CEE Tier 1
213771466 | Central HP <5.4 tons | BRYANT HEATING AND COOLING SYSTEMS | HRCU-A-CB (Split System: Heat Pump with Remote Outdoor Unit-Air-Source) | 288BNV025*0**B* |  |  | CAP**4321AL*+UI | 88*TB60090C21*** | 24400 | 17 | 8.5 | 21200 | 16600 | 78.3% | 2.04 | 0 | 11 |  |  |  |  | R-410A | 2.0333 | Residential & Commercial | USHP | Ducted CEE Tier 1
213771566 | Central HP <5.4 tons | BRYANT HEATING AND COOLING SYSTEMS | HRCU-A-CB (Split System: Heat Pump with Remote Outdoor Unit-Air-Source) | 288BNV025*0**B* |  |  | CAP**4821AL*+UI | 88*TB48070C17*** | 24000 | 17 | 8.1 | 21000 | 16500 | 78.57% | 2 | 0 | 11 |  |  |  |  | R-410A | 2 | Residential & Commercial | USHP | Ducted CEE Tier 1
212981803 | Central HP <5.4 tons | HEIL | HRCU-A-CB (Split System: Heat Pump with Remote Outdoor Unit-Air-Source) | DLCURAH24ABK |  |  | EN(A,D,W)4X36L17** | *80MSU1002120A* | 23800 | 16.5 | 8.5 | 26400 | 24000 | 90.91% | 1.98 | 0 | 10.5 |  |  |  |  | R-410A | 1.9833 | Residential & Commercial | USHP | Ducted CEE Tier 1
212980218 | Central HP <5.4 tons | HEIL | HRCU-A-CB (Split System: Heat Pump with Remote Outdoor Unit-Air-Source) | DLCURAH30ABK |  |  | EA*4X42L24A* | *80MS(N,L)0902116A* | 29600 | 15.2 | 8.1 | 33800 | 27600 | 81.66% | 1.78 | 0 | 9 |  |  |  |  | R-410A | 2.4667 | Residential & Commercial | USHP
214239034 | Central HP <5.4 tons | BRYANT HEATING AND COOLING SYSTEMS | HRCU-A-CB (Split System: Heat Pump with Remote Outdoor Unit-Air-Source) | 288BNV037*0**B* |  |  | CNPV*4217AL*+UI | 986TD42080C17*** | 32000 | 16.5 | 8.1 | 33000 | 24800 | 75.15% | 1.9 | 0 | 11 |  |  |  |  | R-410A | 2.6667 | Residential & Commercial | USHP | Ducted CEE Tier 1
214239084 | Central HP <5.4 tons | BRYANT HEATING AND COOLING SYSTEMS | HRCU-A-CB (Split System: Heat Pump with Remote Outdoor Unit-Air-Source) | 288BNV037*0**B* |  |  | CNPV*4221AL*+UI | 88*TB60110C21*** | 31800 | 17 | 8.1 | 33000 | 24400 | 73.94% | 1.88 | 0 | 11 |  |  |  |  | R-410A | 2.65 | Residential & Commercial | USHP | Ducted CEE Tier 1
214239184 | Central HP <5.4 tons | BRYANT HEATING AND COOLING SYSTEMS | HRCU-A-CB (Split System: Heat Pump with Remote Outdoor Unit-Air-Source) | 288BNV037*0**B* |  |  | CNPV*4821AL*+UI | 88*TB48090C17*** | 32400 | 17 | 8.1 | 32800 | 24800 | 75.61% | 1.94 | 0 | 11.7 |  |  |  |  | R-410A | 2.7 | Residential & Commercial | USHP | Ducted CEE Tier 1
214239284 | Central HP <5.4 tons | BRYANT HEATING AND COOLING SYSTEMS | HRCU-A-CB (Split System: Heat Pump with Remote Outdoor Unit-Air-Source) | 288BNV037*0**B* |  |  | CNPV*4824AL*+UI | 88*TB60090C21*** | 32400 | 17 | 8.1 | 32600 | 24600 | 75.46% | 1.96 | 0 | 11.7 |  |  |  |  | R-410A | 2.7 | Residential & Commercial | USHP | Ducted CEE Tier 1
212982147 | Central HP <5.4 tons | AIRQUEST | HRCU-A-CB (Split System: Heat Pump with Remote Outdoor Unit-Air-Source) | DLCURAH30ABK |  |  | EA*4X37L21A* | *80MSU0401712A* | 30400 | 15.2 | 8.1 | 33400 | 26200 | 78.44% | 1.86 | 0 | 9 |  |  |  |  | R-410A | 2.5333 | Residential & Commercial | USHP
212982279 | Central HP <5.4 tons | AIRQUEST | HRCU-A-CB (Split System: Heat Pump with Remote Outdoor Unit-Air-Source) | DLCURAH24ABK |  |  | EA*4X36L17A* | *80MSU0401712A* | 23400 | 17 | 8.5 | 25600 | 23400 | 91.41% | 1.94 | 0 | 10 |  |  |  |  | R-410A | 1.95 | Residential & Commercial | USHP | Ducted CEE Tier 1
206772999 | Central HP <5.4 tons | TEMPSTAR | HRCU-A-CB (Split System: Heat Pump with Remote Outdoor Unit-Air-Source) | TVH837GKA2* |  |  | EHD4X48AAL+WALLCON | *80CTL0701412A* | 32600 | 17 | 8.1 | 33200 | 25000 | 75.3% | 1.96 | 11.5 | 11 |  |  |  |  | R-410A | 2.7167 | Residential & Commercial | USHP | Ducted CEE Tier 1
206773364 | Central HP <5.4 tons | TEMPSTAR | HRCU-A-CB (Split System: Heat Pump with Remote Outdoor Unit-Air-Source) | TVH837GKA2* |  |  | EHD4X48AAL+WALLCON | *80CSU0401712A* | 32600 | 16.5 | 8.1 | 33000 | 24800 | 75.15% | 1.96 | 11.5 | 11 |  |  |  |  | R-410A | 2.7167 | Residential & Commercial | USHP | Ducted CEE Tier 1
214279917 | Central HP <5.4 tons | BRYANT HEATING AND COOLING SYSTEMS | HRCU-A-CB (Split System: Heat Pump with Remote Outdoor Unit-Air-Source) | 38MURAQ24AB3* |  |  | CAP**3621AL* | 916SA48060M17*** | 23600 | 17 | 9 | 25800 | 23600 | 91.47% | 1.96 | 0 | 10 |  |  |  |  | R-410A | 1.9667 | Residential & Commercial | USHP | Ducted CEE Tier 1
213077871 | Central HP <5.4 tons | HEIL | HRCU-A-CB (Split System: Heat Pump with Remote Outdoor Unit-Air-Source) | DLCURAH36ABK |  |  | EA*4X36L17A* | *80MS(N,L)0701412A* | 34800 | 15.5 | 8.1 | 38500 | 35200 | 91.43% | 1.82 | 0 | 9.5 |  |  |  |  | R-410A | 2.9 | Residential & Commercial | USHP
213078182 | Central HP <5.4 tons | HEIL | HRCU-A-CB (Split System: Heat Pump with Remote Outdoor Unit-Air-Source) | DLCURAH36ABK |  |  | EA*4X37L21A* | *80MS(N,L)0702116A* | 36400 | 16 | 8.5 | 38000 | 34800 | 91.58% | 2.06 | 0 | 10 |  |  |  |  | R-410A | 3.0333 | Residential & Commercial | USHP | Ducted CEE Tier 1
213078298 | Central HP <5.4 tons | HEIL | HRCU-A-CB (Split System: Heat Pump with Remote Outdoor Unit-Air-Source) | DLCURAH36ABK |  |  | EA*4X37L21A* | *80MS(N,L)0901714A* | 36200 | 16.5 | 8.5 | 38000 | 34800 | 91.58% | 2.04 | 0 | 10 |  |  |  |  | R-410A | 3.0167 | Residential & Commercial | USHP | Ducted CEE Tier 1
213078382 | Central HP <5.4 tons | HEIL | HRCU-A-CB (Split System: Heat Pump with Remote Outdoor Unit-Air-Source) | DLCURAH36ABK |  |  | EN(A,D,W)4X48L21** | *80MS(N,L)0901714A* | 36000 | 16.5 | 8.1 | 38500 | 35000 | 90.91% | 2 | 0 | 10.5 |  |  |  |  | R-410A | 3 | Residential & Commercial | USHP | Ducted CEE Tier 1
215434188 | Central HP <5.4 tons | AMANA | HRCU-A-CB (Split System: Heat Pump with Remote Outdoor Unit-Air-Source) | AZV7SA3610A* |  |  | CHPEA4830*3A* | A*VT961005CNA* | 35000 | 18.5 | 8.1 | 35000 | 28400 | 81.14% | 2 | 0 | 10.5 |  |  |  |  | R-32 | 2.9167 | Residential & Commercial | USHP | Ducted CEE Tier 1
207436357 | Central HP <5.4 tons | LENNOX | HRCU-A-CB (Split System: Heat Pump with Remote Outdoor Unit-Air-Source) | SL25XPV-036-230A** |  |  | CH35-48B+TDR+TXV | SL280UH080NV48B* | 33800 | 21.4 | 8.8 | 34400 | 26000 | 75.58% | 1.84 | 14.5 | 13.4 |  |  |  |  | R-410A | 2.8167 | Residential & Commercial | USHP | Ducted CEE Tier 1
207436372 | Central HP <5.4 tons | LENNOX | HRCU-A-CB (Split System: Heat Pump with Remote Outdoor Unit-Air-Source) | SL25XPV-036-230A** |  |  | CH35-48C+TDR+TXV | SL280UH100NV60C* | 34000 | 21 | 8.5 | 33600 | 26000 | 77.38% | 1.76 | 14.5 | 13.5 |  |  |  |  | R-410A | 2.8333 | Residential & Commercial | USHP | Ducted CEE Tier 1
214242248 | Central HP <5.4 tons | AIRQUEST | HRCU-A-CB (Split System: Heat Pump with Remote Outdoor Unit-Air-Source) | HVH825GKA3* |  |  | EN(A,D,W)4X48L21**+WALLCON | *80CTL1102120B* | 24200 | 17 | 8.1 | 21200 | 16500 | 77.83% | 2 | 0 | 11 |  |  |  |  | R-410A | 2.0167 | Residential & Commercial | USHP | Ducted CEE Tier 1
215434030 | Central HP <5.4 tons | AMANA | HRCU-A-CB (Split System: Heat Pump with Remote Outdoor Unit-Air-Source) | AZV7SA2410A* |  |  | CA*EA3022*3A* | A*VS960805CUA* | 23200 | 19 | 8.6 | 23200 | 17000 | 73.28% | 2 | 0 | 11 |  |  |  |  | R-32 | 1.9333 | Residential & Commercial | USHP | Ducted CEE Tier 1
206771513 | Central HP <5.4 tons | TEMPSTAR | HRCU-A-CB (Split System: Heat Pump with Remote Outdoor Unit-Air-Source) | TVH837GKA2* |  |  | EA*4X42L21A*+WALLCON | *97CMN0602120A* | 31600 | 17 | 8.1 | 33400 | 24800 | 74.25% | 1.86 | 11 | 11 |  |  |  |  | R-410A | 2.6333 | Residential & Commercial | USHP | Ducted CEE Tier 1
206771765 | Central HP <5.4 tons | TEMPSTAR | HRCU-A-CB (Split System: Heat Pump with Remote Outdoor Unit-Air-Source) | TVH837GKA2* |  |  | EA*4X48L21A*+WALLCON | *80CTL0701716A* | 32200 | 17.5 | 8.1 | 32600 | 25000 | 76.69% | 1.96 | 11 | 11.5 |  |  |  |  | R-410A | 2.6833 | Residential & Commercial | USHP | Ducted CEE Tier 1
206772558 | Central HP <5.4 tons | TEMPSTAR | HRCU-A-CB (Split System: Heat Pump with Remote Outdoor Unit-Air-Source) | TVH837GKA2* |  |  | EHD4X36AAL+WALLCON | *80CTL1352422A* | 32200 | 16.5 | 8.1 | 33200 | 24600 | 74.1% | 1.94 | 11 | 11 |  |  |  |  | R-410A | 2.6833 | Residential & Commercial | USHP | Ducted CEE Tier 1
206772828 | Central HP <5.4 tons | TEMPSTAR | HRCU-A-CB (Split System: Heat Pump with Remote Outdoor Unit-Air-Source) | TVH837GKA2* |  |  | EHD4X42AAL+WALLCON | *80CTL0701412A* | 32400 | 17 | 8.1 | 33200 | 25000 | 75.3% | 1.94 | 11.5 | 11 |  |  |  |  | R-410A | 2.7 | Residential & Commercial | USHP | Ducted CEE Tier 1
213079712 | Central HP <5.4 tons | AIRQUEST | HRCU-A-CB (Split System: Heat Pump with Remote Outdoor Unit-Air-Source) | DLCURAH36ABK |  |  | EN(A,D,W)4X48L21** | *92MSN0802120A* | 35800 | 16.5 | 8.1 | 38500 | 34800 | 90.39% | 2 | 0 | 10 |  |  |  |  | R-410A | 2.9833 | Residential & Commercial | USHP | Ducted CEE Tier 1
215935786 | Central HP <5.4 tons | HEIL | HRCU-A-CB (Split System: Heat Pump with Remote Outdoor Unit-Air-Source) | H5H3V36*K*AAA* |  |  | EVD5X37M21A*+WALLCON | *97CMN0601714B* | 34400 | 20.5 | 8.5 | 38000 | 27600 | 72.63% | 2.08 | 0 | 11 |  |  |  |  | R-454B | 2.8667 | Residential & Commercial | USHP | Ducted CEE Tier 1
215318964 | Central HP <5.4 tons | DAY & NIGHT | HRCU-A-CB (Split System: Heat Pump with Remote Outdoor Unit-Air-Source) | D5CSRAH24AAK |  |  | D5FSAAH24XBK | 0 | 24000 | 19.8 | 9 | 25000 | 18000 | 72% | 2.2 | 0 | 11.7 |  |  |  |  | R-454B | 2 | Residential & Commercial | USHP | Ducted CEE Tier 1
213771606 | Central HP <5.4 tons | BRYANT HEATING AND COOLING SYSTEMS | HRCU-A-CB (Split System: Heat Pump with Remote Outdoor Unit-Air-Source) | 288BNV025*0**B* |  |  | CAP**4821AL*+UI | 935CB48060C17*** | 24000 | 16.5 | 8.1 | 21000 | 16500 | 78.57% | 2 | 0 | 10.5 |  |  |  |  | R-410A | 2 | Residential & Commercial | USHP | Ducted CEE Tier 1
206135973 | Central HP <5.4 tons | TEMPSTAR | HRCU-A-CB (Split System: Heat Pump with Remote Outdoor Unit-Air-Source) | TVH837GKA** |  |  | EHD4X42AAL+WALLCON | *80CSU0401712A* | 32400 | 16.5 | 8.1 | 33200 | 24800 | 74.7% | 1.94 | 11.5 | 11 |  |  |  |  | R-410A | 2.7 | Residential & Commercial | USHP | Ducted CEE Tier 1
206136023 | Central HP <5.4 tons | TEMPSTAR | HRCU-A-CB (Split System: Heat Pump with Remote Outdoor Unit-Air-Source) | TVH837GKA** |  |  | EHD4X48AAL+WALLCON | *80CSU0601716A* | 32600 | 16.5 | 8.1 | 33200 | 25000 | 75.3% | 1.96 | 11.5 | 11 |  |  |  |  | R-410A | 2.7167 | Residential & Commercial | USHP | Ducted CEE Tier 1
215318947 | Central HP <5.4 tons | DAY & NIGHT | HRCU-A-CB (Split System: Heat Pump with Remote Outdoor Unit-Air-Source) | D5CUHAH36AAK |  |  | D5FUAAH36XAK | 0 | 36000 | 17.4 | 10.3 | 37000 | 39000 | 105.4% | 1.9 | 0 | 11.7 |  |  |  |  | R-454B | 3 | Residential & Commercial | USHP | Ducted CEE Tier 1
214229147 | Central HP <5.4 tons | HEIL | HRCU-A-CB (Split System: Heat Pump with Remote Outdoor Unit-Air-Source) | DLCURAH24ABK |  |  | EA*4X30L17A* | *80MSU0601716A* | 23600 | 17 | 8.5 | 25800 | 24200 | 93.8% | 2.02 | 0 | 10 |  |  |  |  | R-410A | 1.9667 | Residential & Commercial | USHP | Ducted CEE Tier 1
212983165 | Central HP <5.4 tons | AIRQUEST | HRCU-A-CB (Split System: Heat Pump with Remote Outdoor Unit-Air-Source) | DLCURAH24ABK |  |  | EA*4X36L17A* | *92MSN0401712A* | 23400 | 16 | 8.5 | 26400 | 24000 | 90.91% | 1.98 | 0 | 10 |  |  |  |  | R-410A | 1.95 | Residential & Commercial | USHP | Ducted CEE Tier 1
212984052 | Central HP <5.4 tons | AIRQUEST | HRCU-A-CB (Split System: Heat Pump with Remote Outdoor Unit-Air-Source) | DLCURAH24ABK |  |  | EA*4X30L17A* | *92MSN0601714A* | 23600 | 17 | 8.5 | 26400 | 24600 | 93.18% | 2.04 | 0 | 10 |  |  |  |  | R-410A | 1.9667 | Residential & Commercial | USHP | Ducted CEE Tier 1
212984604 | Central HP <5.4 tons | AIRQUEST | HRCU-A-CB (Split System: Heat Pump with Remote Outdoor Unit-Air-Source) | DLCURAH24ABK |  |  | EA*4X36L17A* | *92MSN0801716A* | 23600 | 17.5 | 8.5 | 26200 | 24000 | 91.6% | 2 | 0 | 10 |  |  |  |  | R-410A | 1.9667 | Residential & Commercial | USHP | Ducted CEE Tier 1
212983132 | Central HP <5.4 tons | AIRQUEST | HRCU-A-CB (Split System: Heat Pump with Remote Outdoor Unit-Air-Source) | DLCURAH24ABK |  |  | EA*4X24L17A* | *92MSN0401712A* | 23200 | 15.5 | 8.5 | 27000 | 26600 | 98.52% | 2.24 | 0 | 9.5 |  |  |  |  | R-410A | 1.9333 | Residential & Commercial | USHP
212986142 | Central HP <5.4 tons | AIRQUEST | HRCU-A-CB (Split System: Heat Pump with Remote Outdoor Unit-Air-Source) | DLCURAH24ABK |  |  | EA*4X24L17A* | *96MSN0401410A* | 23200 | 16 | 8.5 | 27000 | 26400 | 97.78% | 2.2 | 0 | 9.5 |  |  |  |  | R-410A | 1.9333 | Residential & Commercial | USHP
212614995 | Central HP <5.4 tons | AMANA | HRCU-A-CB (Split System: Heat Pump with Remote Outdoor Unit-Air-Source) | ASZS60361EA* |  |  | CA*EA4830*4A* | A*VC961005CNB* | 34200 | 17.5 | 8.6 | 34200 | 29000 | 84.8% | 2 | 0 | 10 |  |  |  |  | R-410A | 2.85 | Residential & Commercial | USHP | Ducted CEE Tier 1
212614986 | Central HP <5.4 tons | AMANA | HRCU-A-CB (Split System: Heat Pump with Remote Outdoor Unit-Air-Source) | ASZS60361EA* |  |  | AHVE60DP1400A* | 0 | 34200 | 17.5 | 8.6 | 34200 | 30000 | 87.72% | 2 | 0 | 10 |  |  |  |  | R-410A | 2.85 | Residential & Commercial | USHP | Ducted CEE Tier 1
212614943 | Central HP <5.4 tons | AMANA | HRCU-A-CB (Split System: Heat Pump with Remote Outdoor Unit-Air-Source) | ASZS60241EA* |  |  | AHVE36CP0400A* | 0 | 23000 | 17 | 8.6 | 23000 | 16100 | 70% | 2 | 0 | 10 |  |  |  |  | R-410A | 1.9167 | Residential & Commercial | USHP | Ducted CEE Tier 1
212614961 | Central HP <5.4 tons | AMANA | HRCU-A-CB (Split System: Heat Pump with Remote Outdoor Unit-Air-Source) | ASZS60241EA* |  |  | CA*EA2422*4A* | A*VM970603BNB* | 23000 | 17 | 8.6 | 23000 | 16100 | 70% | 2 | 0 | 10 |  |  |  |  | R-410A | 1.9167 | Residential & Commercial | USHP | Ducted CEE Tier 1
215434387 | Central HP <5.4 tons | AMANA | HRCU-A-CB (Split System: Heat Pump with Remote Outdoor Unit-Air-Source) | AZV7SA4810A* |  |  | CA*EA6030*3A* | A*VS800805CUA* | 45500 | 16.5 | 8.8 | 47000 | 33600 | 71.49% | 2 | 0 | 10 |  |  |  |  | R-32 | 3.7917 | Residential & Commercial | USHP | Ducted CEE Tier 1
215434389 | Central HP <5.4 tons | AMANA | HRCU-A-CB (Split System: Heat Pump with Remote Outdoor Unit-Air-Source) | AZV7SA4810A* |  |  | CA*EA6030*3A* | A*VT800805C*A* | 45500 | 16.5 | 8.8 | 47000 | 33600 | 71.49% | 2 | 0 | 10 |  |  |  |  | R-32 | 3.7917 | Residential & Commercial | USHP | Ducted CEE Tier 1
215434405 | Central HP <5.4 tons | AMANA | HRCU-A-CB (Split System: Heat Pump with Remote Outdoor Unit-Air-Source) | AZV7SA4810A* |  |  | CHPEA4830*3A* | A*VT960804CNA* | 45500 | 16.2 | 8.5 | 46000 | 33600 | 73.04% | 2 | 0 | 10 |  |  |  |  | R-32 | 3.7917 | Residential & Commercial | USHP | Ducted CEE Tier 1
215434421 | Central HP <5.4 tons | AMANA | HRCU-A-CB (Split System: Heat Pump with Remote Outdoor Unit-Air-Source) | AZV7SA4810A* |  |  | CHPEA6030*3A* | A*VM971005CNA* | 45500 | 16.2 | 8.5 | 46500 | 33600 | 72.26% | 2 | 0 | 10 |  |  |  |  | R-32 | 3.7917 | Residential & Commercial | USHP | Ducted CEE Tier 1
215434423 | Central HP <5.4 tons | AMANA | HRCU-A-CB (Split System: Heat Pump with Remote Outdoor Unit-Air-Source) | AZV7SA4810A* |  |  | CHPEA6030*3A* | A*VT961005DNA* | 45500 | 16.5 | 8.5 | 46500 | 33600 | 72.26% | 2 | 0 | 10 |  |  |  |  | R-32 | 3.7917 | Residential & Commercial | USHP | Ducted CEE Tier 1
213076657 | Central HP <5.4 tons | HEIL | HRCU-A-CB (Split System: Heat Pump with Remote Outdoor Unit-Air-Source) | DLCURAH36ABK |  |  | EA*4X42L21A* | *80VTL0902120B* | 35200 | 16 | 8.1 | 38500 | 35000 | 90.91% | 1.88 | 0 | 10 |  |  |  |  | R-410A | 2.9333 | Residential & Commercial | USHP | Ducted CEE Tier 1
216620218 | Central HP <5.4 tons | DAY & NIGHT | HRCU-A-CB (Split System: Heat Pump with Remote Outdoor Unit-Air-Source) | DLCURAH60ABK |  |  | 40MUAAQ60XA3 | 0 | 55000 | 15.3 | 9.4 | 59000 | 48500 | 82.2% | 1.91 | 9 | 8.8 |  |  |  |  | R-410A | 4.5833 | Residential & Commercial | USHP
213076390 | Central HP <5.4 tons | HEIL | HRCU-A-CB (Split System: Heat Pump with Remote Outdoor Unit-Air-Source) | DLCURAH18ABK |  |  | EA*4X24L17A* | *96VTN0601716B* | 17400 | 16 | 8.5 | 18400 | 19500 | 106% | 2.34 | 0 | 10.5 |  |  |  |  | R-410A | 1.45 | Residential & Commercial | USHP | Ducted CEE Tier 1
206772729 | Central HP <5.4 tons | TEMPSTAR | HRCU-A-CB (Split System: Heat Pump with Remote Outdoor Unit-Air-Source) | TVH837GKA2* |  |  | EHD4X42AAL+WALLCON | *80CTL1352422A* | 32600 | 17 | 8.1 | 33000 | 24800 | 75.15% | 1.96 | 11 | 11 |  |  |  |  | R-410A | 2.7167 | Residential & Commercial | USHP | Ducted CEE Tier 1
215937097 | Central HP <5.4 tons | AIRQUEST | HRCU-A-CB (Split System: Heat Pump with Remote Outdoor Unit-Air-Source) | H5H3V48*K*AAA* |  |  | EVM5X48M21A*+WALLCON | *97CMN1002122B* | 44500 | 20 | 8.1 | 52000 | 38500 | 74.04% | 2 | 0 | 11 |  |  |  |  | R-454B | 3.7083 | Residential & Commercial | USHP | Ducted CEE Tier 1
215937167 | Central HP <5.4 tons | AIRQUEST | HRCU-A-CB (Split System: Heat Pump with Remote Outdoor Unit-Air-Source) | H5H3V48*K*AAA* |  |  | EVM5X49M21A*+WALLCON | *80CTL0901716B* | 44500 | 20.5 | 8.1 | 53500 | 37600 | 70.28% | 1.95 | 0 | 11.5 |  |  |  |  | R-454B | 3.7083 | Residential & Commercial | USHP | Ducted CEE Tier 1
215434278 | Central HP <5.4 tons | AMANA | HRCU-A-CB (Split System: Heat Pump with Remote Outdoor Unit-Air-Source) | AZV7SA4210A* |  |  | CA*EA6030*3A* | A*VT801005C*A* | 40500 | 17 | 8.8 | 41000 | 31000 | 75.61% | 2 | 0 | 10 |  |  |  |  | R-32 | 3.375 | Residential & Commercial | USHP | Ducted CEE Tier 1
216732840 | Central HP <5.4 tons | AIRQUEST | HRCU-A-CB (Split System: Heat Pump with Remote Outdoor Unit-Air-Source) | D5CUHAH24AAK |  |  | EA*5X24M17A* | *95CSU0601716B* | 22000 | 16 | 8.5 | 21000 | 19100 | 90.95% | 1.96 | 0 | 10.5 |  |  |  |  | R-454B | 1.8333 | Residential & Commercial | USHP | Ducted CEE Tier 1
215434035 | Central HP <5.4 tons | AMANA | HRCU-A-CB (Split System: Heat Pump with Remote Outdoor Unit-Air-Source) | AZV7SA2410A* |  |  | CA*EA3022*3A* | A*VT801005C*A* | 23200 | 19 | 8.6 | 23200 | 17000 | 73.28% | 2 | 0 | 11 |  |  |  |  | R-32 | 1.9333 | Residential & Commercial | USHP | Ducted CEE Tier 1
215936947 | Central HP <5.4 tons | AIRQUEST | HRCU-A-CB (Split System: Heat Pump with Remote Outdoor Unit-Air-Source) | H5H3V36*K*AAA* |  |  | EVD5X61M24A*+WALLCON | *95CSU1002122B* | 36000 | 22.5 | 8.5 | 37600 | 28200 | 75% | 2.06 | 0 | 12.5 |  |  |  |  | R-454B | 3 | Residential & Commercial | USHP | Ducted CEE Tier 1
215318962 | Central HP <5.4 tons | DAY & NIGHT | HRCU-A-CB (Split System: Heat Pump with Remote Outdoor Unit-Air-Source) | D5CSHAH33AAK |  |  | D5FSAAH36XBK | 0 | 33000 | 16.7 | 10 | 35000 | 34000 | 97.14% | 2 | 0 | 11.7 |  |  |  |  | R-454B | 2.75 | Residential & Commercial | USHP | Ducted CEE Tier 1
213372380 | Central HP <5.4 tons | SURE | HRCU-A-CB (Split System: Heat Pump with Remote Outdoor Unit-Air-Source) | SP18AZ36AJVC |  |  | TCFZ3621MEAAM | S951V0603A17UHU | 34200 | 19 | 8.5 | 34200 | 43500 | 127.2% | 2.2 | 0 | 12.5 |  |  |  |  | R-410A | 2.85 | Residential & Commercial | USHP | Ducted CEE Tier 1
216732638 | Central HP <5.4 tons | AIRQUEST | HRCU-A-CB (Split System: Heat Pump with Remote Outdoor Unit-Air-Source) | D5CUHAH24AAK |  |  | EA*5X24M14A* | *96VTN0601412B* | 21800 | 15.5 | 8.5 | 21000 | 19100 | 90.95% | 1.96 | 0 | 10.5 |  |  |  |  | R-454B | 1.8167 | Residential & Commercial | USHP | Ducted CEE Tier 1
206771702 | Central HP <5.4 tons | TEMPSTAR | HRCU-A-CB (Split System: Heat Pump with Remote Outdoor Unit-Air-Source) | TVH837GKA2* |  |  | EA*4X43L21A*+WALLCON | *97CMN1002122A* | 33000 | 17.5 | 8.5 | 33000 | 25200 | 76.36% | 2 | 12 | 11.7 |  |  |  |  | R-410A | 2.75 | Residential & Commercial | USHP | Ducted CEE Tier 1
206771918 | Central HP <5.4 tons | TEMPSTAR | HRCU-A-CB (Split System: Heat Pump with Remote Outdoor Unit-Air-Source) | TVH837GKA2* |  |  | EA*4X48L24A*+WALLCON | *96CTN1202422A* | 32400 | 17.5 | 8.5 | 32400 | 24800 | 76.54% | 2 | 12 | 11.7 |  |  |  |  | R-410A | 2.7 | Residential & Commercial | USHP | Ducted CEE Tier 1
206772756 | Central HP <5.4 tons | TEMPSTAR | HRCU-A-CB (Split System: Heat Pump with Remote Outdoor Unit-Air-Source) | TVH837GKA2* |  |  | EHD4X42AAL+WALLCON | *96CTN1202422A* | 32600 | 17 | 8.1 | 33000 | 24800 | 75.15% | 1.96 | 11 | 11 |  |  |  |  | R-410A | 2.7167 | Residential & Commercial | USHP | Ducted CEE Tier 1
214097603 | Central HP <5.4 tons | SURE | HRCU-A-CB (Split System: Heat Pump with Remote Outdoor Unit-Air-Source) | RD17AZ48AJ3N |  |  | TCFZ6024SEANM | S802V0755A21UHS | 45500 | 17 | 8.1 | 45500 | 40000 | 87.91% | 2.1 | 0 | 10 |  |  |  |  | R-410A | 3.7917 | Residential & Commercial | USHP | Ducted CEE Tier 1
212979826 | Central HP <5.4 tons | COMFORTMAKER | HRCU-A-CB (Split System: Heat Pump with Remote Outdoor Unit-Air-Source) | DLCURAH24ABK |  |  | EA*4X25L17A* | *80MS(N,L)0901714A* | 24200 | 17 | 8.5 | 25200 | 21800 | 86.51% | 1.82 | 0 | 10 |  |  |  |  | R-410A | 2.0167 | Residential & Commercial | USHP | Ducted CEE Tier 1
212614989 | Central HP <5.4 tons | AMANA | HRCU-A-CB (Split System: Heat Pump with Remote Outdoor Unit-Air-Source) | ASZS60361EA* |  |  | CA*EA6030*4A*+MBVC2000**-1A* | 0 | 34200 | 17.5 | 8.6 | 34200 | 30000 | 87.72% | 2 | 0 | 10 |  |  |  |  | R-410A | 2.85 | Residential & Commercial | USHP | Ducted CEE Tier 1
212615008 | Central HP <5.4 tons | AMANA | HRCU-A-CB (Split System: Heat Pump with Remote Outdoor Unit-Air-Source) | ASZS60481EA* |  |  | CA*EA6030*4A*+MBVC2000**-1A* | 0 | 44000 | 17 | 8.6 | 44000 | 31000 | 70.45% | 2 | 0 | 10 |  |  |  |  | R-410A | 3.6667 | Residential & Commercial | USHP | Ducted CEE Tier 1
212615009 | Central HP <5.4 tons | AMANA | HRCU-A-CB (Split System: Heat Pump with Remote Outdoor Unit-Air-Source) | ASZS60481EA* |  |  | CA*EA6030*4A* | A*VM971205DNB* | 44000 | 17 | 8.5 | 44000 | 31000 | 70.45% | 2 | 0 | 10 |  |  |  |  | R-410A | 3.6667 | Residential & Commercial | USHP | Ducted CEE Tier 1
212614972 | Central HP <5.4 tons | AMANA | HRCU-A-CB (Split System: Heat Pump with Remote Outdoor Unit-Air-Source) | ASZS60241EA* |  |  | CA*EA3026*4A* | A*VC800805C*A* | 23000 | 17 | 8.6 | 23000 | 16100 | 70% | 2 | 0 | 10 |  |  |  |  | R-410A | 1.9167 | Residential & Commercial | USHP | Ducted CEE Tier 1
206133393 | Central HP <5.4 tons | TEMPSTAR | HRCU-A-CB (Split System: Heat Pump with Remote Outdoor Unit-Air-Source) | TVH825GKA2* |  |  | EA*4X36L21A*+WALLCON | *80CSU0601716A* | 23600 | 16.5 | 8.1 | 21400 | 16600 | 77.57% | 1.94 | 11.5 | 10.5 |  |  |  |  | R-410A | 1.9667 | Residential & Commercial | USHP | Ducted CEE Tier 1
206133413 | Central HP <5.4 tons | TEMPSTAR | HRCU-A-CB (Split System: Heat Pump with Remote Outdoor Unit-Air-Source) | TVH825GKA2* |  |  | EA*4X36L21A*+WALLCON | *80CSU1002120A* | 23600 | 16.5 | 8.1 | 21400 | 16700 | 78.04% | 1.94 | 11.5 | 10.5 |  |  |  |  | R-410A | 1.9667 | Residential & Commercial | USHP | Ducted CEE Tier 1
212614990 | Central HP <5.4 tons | AMANA | HRCU-A-CB (Split System: Heat Pump with Remote Outdoor Unit-Air-Source) | ASZS60361EA* |  |  | CA*EA4830*4A*+MBVC1600**-1A* | 0 | 34200 | 17.5 | 8.6 | 34200 | 29000 | 84.8% | 2 | 0 | 10 |  |  |  |  | R-410A | 2.85 | Residential & Commercial | USHP | Ducted CEE Tier 1
215434051 | Central HP <5.4 tons | AMANA | HRCU-A-CB (Split System: Heat Pump with Remote Outdoor Unit-Air-Source) | AZV7SA2410A* |  |  | CA*EA3626*3A* | A*VT800803B*A* | 23200 | 19 | 8.6 | 23200 | 17000 | 73.28% | 2 | 0 | 11 |  |  |  |  | R-32 | 1.9333 | Residential & Commercial | USHP | Ducted CEE Tier 1
212986710 | Central HP <5.4 tons | HEIL | HRCU-A-CB (Split System: Heat Pump with Remote Outdoor Unit-Air-Source) | DLCURAH18ABK |  |  | EN(A,D)4X24L17** | *96MSN0401712A* | 17500 | 15.2 | 8.5 | 18700 | 19200 | 102.7% | 2.3 | 0 | 10.5 |  |  |  |  | R-410A | 1.4583 | Residential & Commercial | USHP | Ducted CEE Tier 1
212987044 | Central HP <5.4 tons | HEIL | HRCU-A-CB (Split System: Heat Pump with Remote Outdoor Unit-Air-Source) | DLCURAH18ABK |  |  | EN(A,D)4X18L14** | *96MSN0601412A* | 17400 | 16 | 8.5 | 18600 | 19800 | 106.5% | 2.38 | 0 | 10.5 |  |  |  |  | R-410A | 1.45 | Residential & Commercial | USHP | Ducted CEE Tier 1
212987562 | Central HP <5.4 tons | HEIL | HRCU-A-CB (Split System: Heat Pump with Remote Outdoor Unit-Air-Source) | DLCURAH18ABK |  |  | EN(A,D)4X30L17** | *96MSN0801716A* | 17400 | 16 | 8.1 | 17900 | 18600 | 103.9% | 2.24 | 0 | 11 |  |  |  |  | R-410A | 1.45 | Residential & Commercial | USHP | Ducted CEE Tier 1
215434300 | Central HP <5.4 tons | AMANA | HRCU-A-CB (Split System: Heat Pump with Remote Outdoor Unit-Air-Source) | AZV7SA4210A* |  |  | CHPEA6030*3A* | A*VS960805CUA* | 40500 | 16.5 | 8.6 | 41000 | 31000 | 75.61% | 2 | 0 | 10 |  |  |  |  | R-32 | 3.375 | Residential & Commercial | USHP | Ducted CEE Tier 1
215434412 | Central HP <5.4 tons | AMANA | HRCU-A-CB (Split System: Heat Pump with Remote Outdoor Unit-Air-Source) | AZV7SA4810A* |  |  | CHPEA4830*3A* | A*VM971205DNA* | 45500 | 16.5 | 8.5 | 46000 | 33600 | 73.04% | 2 | 0 | 10 |  |  |  |  | R-32 | 3.7917 | Residential & Commercial | USHP | Ducted CEE Tier 1
206773053 | Central HP <5.4 tons | TEMPSTAR | HRCU-A-CB (Split System: Heat Pump with Remote Outdoor Unit-Air-Source) | TVH837GKA2* |  |  | EA*4X37L21A*+WALLCON | *80CSU0601716A* | 32800 | 17 | 8.5 | 33000 | 25200 | 76.36% | 1.96 | 12 | 11 |  |  |  |  | R-410A | 2.7333 | Residential & Commercial | USHP | Ducted CEE Tier 1
206773287 | Central HP <5.4 tons | TEMPSTAR | HRCU-A-CB (Split System: Heat Pump with Remote Outdoor Unit-Air-Source) | TVH837GKA2* |  |  | EN(A,D,W)4X48L21**+WALLCON | *80CSU1002120A* | 32400 | 17 | 8.1 | 33000 | 24800 | 75.15% | 1.94 | 12.2 | 11.5 |  |  |  |  | R-410A | 2.7 | Residential & Commercial | USHP | Ducted CEE Tier 1
213079828 | Central HP <5.4 tons | AIRQUEST | HRCU-A-CB (Split System: Heat Pump with Remote Outdoor Unit-Air-Source) | DLCURAH36ABK |  |  | EN(A,D)4X48L24** | *92MSN1002120A* | 36000 | 16.5 | 8.1 | 38500 | 34800 | 90.39% | 2 | 0 | 10.5 |  |  |  |  | R-410A | 3 | Residential & Commercial | USHP | Ducted CEE Tier 1
213080246 | Central HP <5.4 tons | AIRQUEST | HRCU-A-CB (Split System: Heat Pump with Remote Outdoor Unit-Air-Source) | DLCURAH36ABK |  |  | EN(A,D,W)4X48L21** | *96MSN0802120A* | 36200 | 16 | 8.1 | 38500 | 35000 | 90.91% | 2.02 | 0 | 10 |  |  |  |  | R-410A | 3.0167 | Residential & Commercial | USHP | Ducted CEE Tier 1
206772233 | Central HP <5.4 tons | TEMPSTAR | HRCU-A-CB (Split System: Heat Pump with Remote Outdoor Unit-Air-Source) | TVH837GKA2* |  |  | EN(A,D,W)4X48L21**+WALLCON | *80CTL0701716A* | 32400 | 17.5 | 8.1 | 33000 | 25000 | 75.76% | 1.94 | 12 | 11.5 |  |  |  |  | R-410A | 2.7 | Residential & Commercial | USHP | Ducted CEE Tier 1
206772251 | Central HP <5.4 tons | TEMPSTAR | HRCU-A-CB (Split System: Heat Pump with Remote Outdoor Unit-Air-Source) | TVH837GKA2* |  |  | EN(A,D,W)4X48L21**+WALLCON | *80CTL0902120A* | 32400 | 17.5 | 8.1 | 33000 | 24800 | 75.15% | 1.96 | 12 | 11.7 |  |  |  |  | R-410A | 2.7 | Residential & Commercial | USHP | Ducted CEE Tier 1
206772585 | Central HP <5.4 tons | TEMPSTAR | HRCU-A-CB (Split System: Heat Pump with Remote Outdoor Unit-Air-Source) | TVH837GKA2* |  |  | EHD4X36AAL+WALLCON | *96CTN1202422A* | 32200 | 16.5 | 8.1 | 33200 | 24600 | 74.1% | 1.94 | 11 | 11 |  |  |  |  | R-410A | 2.6833 | Residential & Commercial | USHP | Ducted CEE Tier 1
212986910 | Central HP <5.4 tons | AIRQUEST | HRCU-A-CB (Split System: Heat Pump with Remote Outdoor Unit-Air-Source) | DLCURAH24ABK |  |  | EA*4X36L17A* | *96MSN0601412A* | 23600 | 16.5 | 8.5 | 26200 | 23800 | 90.84% | 1.98 | 0 | 10 |  |  |  |  | R-410A | 1.9667 | Residential & Commercial | USHP | Ducted CEE Tier 1
212987378 | Central HP <5.4 tons | AIRQUEST | HRCU-A-CB (Split System: Heat Pump with Remote Outdoor Unit-Air-Source) | DLCURAH24ABK |  |  | EA*4X25L17A* | *96MSN0801716A* | 24400 | 17 | 8.5 | 25200 | 21600 | 85.71% | 1.8 | 0 | 10 |  |  |  |  | R-410A | 2.0333 | Residential & Commercial | USHP | Ducted CEE Tier 1
212982663 | Central HP <5.4 tons | AIRQUEST | HRCU-A-CB (Split System: Heat Pump with Remote Outdoor Unit-Air-Source) | DLCURAH30ABK |  |  | EA*4X43L21A* | *80MSU0601716A* | 30800 | 15.2 | 8.5 | 33000 | 26200 | 79.39% | 1.86 | 0 | 9 |  |  |  |  | R-410A | 2.5667 | Residential & Commercial | USHP
212984436 | Central HP <5.4 tons | AIRQUEST | HRCU-A-CB (Split System: Heat Pump with Remote Outdoor Unit-Air-Source) | DLCURAH30ABK |  |  | EA*4X36L17A* | *92MSN0801716A* | 29400 | 15.2 | 8.1 | 34000 | 28000 | 82.35% | 1.76 | 0 | 9 |  |  |  |  | R-410A | 2.45 | Residential & Commercial | USHP
212987426 | Central HP <5.4 tons | AIRQUEST | HRCU-A-CB (Split System: Heat Pump with Remote Outdoor Unit-Air-Source) | DLCURAH24ABK |  |  | EA*4X37L17A* | *96MSN0801716A* | 24200 | 17 | 8.5 | 25200 | 22000 | 87.3% | 1.84 | 0 | 10 |  |  |  |  | R-410A | 2.0167 | Residential & Commercial | USHP | Ducted CEE Tier 1
212987462 | Central HP <5.4 tons | AIRQUEST | HRCU-A-CB (Split System: Heat Pump with Remote Outdoor Unit-Air-Source) | DLCURAH24ABK |  |  | EN(A,D)4X30L17** | *96MSN0801716A* | 23800 | 17 | 8.5 | 26400 | 24000 | 90.91% | 2 | 0 | 10.5 |  |  |  |  | R-410A | 1.9833 | Residential & Commercial | USHP | Ducted CEE Tier 1
212986610 | Central HP <5.4 tons | AIRQUEST | HRCU-A-CB (Split System: Heat Pump with Remote Outdoor Unit-Air-Source) | DLCURAH24ABK |  |  | EN(A,D)4X24L17** | *96MSN0401712A* | 23200 | 15.2 | 8.5 | 27200 | 24800 | 91.18% | 2.04 | 0 | 10 |  |  |  |  | R-410A | 1.9333 | Residential & Commercial | USHP | Ducted CEE Tier 1
213078482 | Central HP <5.4 tons | HEIL | HRCU-A-CB (Split System: Heat Pump with Remote Outdoor Unit-Air-Source) | DLCURAH36ABK |  |  | EN(A,D)4X48L24** | *80MS(N,L)0902116A* | 35800 | 16.5 | 8.1 | 38500 | 34800 | 90.39% | 2 | 0 | 10 |  |  |  |  | R-410A | 2.9833 | Residential & Commercial | USHP | Ducted CEE Tier 1
212980480 | Central HP <5.4 tons | COMFORTMAKER | HRCU-A-CB (Split System: Heat Pump with Remote Outdoor Unit-Air-Source) | DLCURAH36ABK |  |  | EA*4X48L21A* | *80MS(N,L)0902120A* | 35800 | 16.5 | 8.5 | 37800 | 34600 | 91.53% | 2.02 | 0 | 10 |  |  |  |  | R-410A | 2.9833 | Residential & Commercial | USHP | Ducted CEE Tier 1
212980271 | Central HP <5.4 tons | COMFORTMAKER | HRCU-A-CB (Split System: Heat Pump with Remote Outdoor Unit-Air-Source) | DLCURAH24ABK |  |  | EA*4X37L21A* | *80MS(N,L)0902116A* | 24400 | 17.5 | 8.5 | 25200 | 21200 | 84.13% | 1.8 | 0 | 10.5 |  |  |  |  | R-410A | 2.0333 | Residential & Commercial | USHP | Ducted CEE Tier 1
206135771 | Central HP <5.4 tons | TEMPSTAR | HRCU-A-CB (Split System: Heat Pump with Remote Outdoor Unit-Air-Source) | TVH837GKA** |  |  | EA*4X48L21A*+WALLCON | *80CSU0401712A* | 32400 | 17.5 | 8.1 | 32600 | 25000 | 76.69% | 1.96 | 12 | 11 |  |  |  |  | R-410A | 2.7 | Residential & Commercial | USHP | Ducted CEE Tier 1
206766013 | Central HP <5.4 tons | TEMPSTAR | HRCU-A-CB (Split System: Heat Pump with Remote Outdoor Unit-Air-Source) | TVH825GKA3* |  |  | EA*4X37L21A*+WALLCON | *97CMN1002122A* | 24400 | 16.5 | 8.5 | 21200 | 16600 | 78.3% | 2.04 | 11 | 11 |  |  |  |  | R-410A | 2.0333 | Residential & Commercial | USHP | Ducted CEE Tier 1
206767131 | Central HP <5.4 tons | TEMPSTAR | HRCU-A-CB (Split System: Heat Pump with Remote Outdoor Unit-Air-Source) | TVH825GKA3* |  |  | EA*4X36L17A*+WALLCON | *80CSU0401712A* | 23600 | 16.5 | 8.1 | 21400 | 16600 | 77.57% | 1.94 | 11 | 10.5 |  |  |  |  | R-410A | 1.9667 | Residential & Commercial | USHP | Ducted CEE Tier 1
215570365 | Central HP <5.4 tons | ACIQ | HRCU-A-CB (Split System: Heat Pump with Remote Outdoor Unit-Air-Source) | ACIQ-30-HPB |  |  | ACIQ-30-AHB | 0 | 30000 | 16.2 | 8.9 | 33000 | 24000 | 72.73% | 1.8 | 11 | 10 |  |  |  |  | R-410A | 2.5 | Residential & Commercial | USHP | Ducted CEE Tier 1
216738383 | Central HP <5.4 tons | BRYANT HEATING AND COOLING SYSTEMS | HRCU-A-CB (Split System: Heat Pump with Remote Outdoor Unit-Air-Source) | 37MUHAQ24AA3 |  |  | CSAH*3612AM* | 935CB66100C21*** | 23400 | 15.2 | 8.1 | 21200 | 18800 | 88.68% | 1.9 | 0 | 11 |  |  |  |  | R-454B | 1.95 | Residential & Commercial | USHP | Ducted CEE Tier 1
212988700 | Central HP <5.4 tons | AIRQUEST | HRCU-A-CB (Split System: Heat Pump with Remote Outdoor Unit-Air-Source) | DLCURAH24ABK |  |  | EA*4X37L17A* | *95MSU0401712A* | 24000 | 16.5 | 8.5 | 25200 | 22200 | 88.1% | 1.84 | 0 | 10 |  |  |  |  | R-410A | 2 | Residential & Commercial | USHP | Ducted CEE Tier 1
212985508 | Central HP <5.4 tons | AIRQUEST | HRCU-A-CB (Split System: Heat Pump with Remote Outdoor Unit-Air-Source) | DLCURAH36ABK |  |  | EA*4X48L21A* | *92MSN1002122A* | 35800 | 16.5 | 8.5 | 37800 | 34600 | 91.53% | 2.02 | 0 | 10 |  |  |  |  | R-410A | 2.9833 | Residential & Commercial | USHP | Ducted CEE Tier 1
213079228 | Central HP <5.4 tons | AIRQUEST | HRCU-A-CB (Split System: Heat Pump with Remote Outdoor Unit-Air-Source) | DLCURAH36ABK |  |  | EA*4X42L21A* | *80MSU0802120A* | 35000 | 16.5 | 8.1 | 38500 | 35000 | 90.91% | 1.9 | 0 | 10 |  |  |  |  | R-410A | 2.9167 | Residential & Commercial | USHP | Ducted CEE Tier 1
213079662 | Central HP <5.4 tons | AIRQUEST | HRCU-A-CB (Split System: Heat Pump with Remote Outdoor Unit-Air-Source) | DLCURAH36ABK |  |  | EA*4X42L21A* | *92MSN0802120A* | 35200 | 16.5 | 8.1 | 38500 | 35000 | 90.91% | 1.88 | 0 | 10 |  |  |  |  | R-410A | 2.9333 | Residential & Commercial | USHP | Ducted CEE Tier 1
213080683 | Central HP <5.4 tons | AIRQUEST | HRCU-A-CB (Split System: Heat Pump with Remote Outdoor Unit-Air-Source) | DLCURAH36ABK |  |  | EA*4X37L21A* | *95MSU0601716A* | 36600 | 16 | 8.5 | 38500 | 35000 | 90.91% | 2.06 | 0 | 10 |  |  |  |  | R-410A | 3.05 | Residential & Commercial | USHP | Ducted CEE Tier 1
213080493 | Central HP <5.4 tons | AIRQUEST | HRCU-A-CB (Split System: Heat Pump with Remote Outdoor Unit-Air-Source) | DLCURAH36ABK |  |  | EN(A,D)4X48L24** | *96MSN1402422A* | 35800 | 16.5 | 8.1 | 38500 | 35000 | 90.91% | 2 | 0 | 10 |  |  |  |  | R-410A | 2.9833 | Residential & Commercial | USHP | Ducted CEE Tier 1
215588094 | Central HP <5.4 tons | BRYANT HEATING AND COOLING SYSTEMS | HRCU-A-CB (Split System: Heat Pump with Remote Outdoor Unit-Air-Source) | 291VAN054**AA* |  |  | CAA**6024AM*+UI | 88*TB60090C21*** | 49500 | 19.5 | 10.5 | 52000 | 53000 | 101.9% | 1.96 | 0 | 11.5 |  |  |  |  | R-454B | 4.125 | Residential & Commercial | USHP | Ducted CEE Tier 1
215588128 | Central HP <5.4 tons | BRYANT HEATING AND COOLING SYSTEMS | HRCU-A-CB (Split System: Heat Pump with Remote Outdoor Unit-Air-Source) | 291VAN054**AA* |  |  | CAA**6124AM*+UI | 935CB60080C21*** | 50000 | 19 | 10.5 | 53000 | 52500 | 99.06% | 1.94 | 0 | 11 |  |  |  |  | R-454B | 4.1667 | Residential & Commercial | USHP | Ducted CEE Tier 1
215588142 | Central HP <5.4 tons | BRYANT HEATING AND COOLING SYSTEMS | HRCU-A-CB (Split System: Heat Pump with Remote Outdoor Unit-Air-Source) | 291VAN054**AA* |  |  | CSAH*4812AM*+UI | 935CB60080C21*** | 48500 | 17.5 | 10.5 | 52500 | 52000 | 99.05% | 1.92 | 0 | 10.5 |  |  |  |  | R-454B | 4.0417 | Residential & Commercial | USHP | Ducted CEE Tier 1
215588144 | Central HP <5.4 tons | BRYANT HEATING AND COOLING SYSTEMS | HRCU-A-CB (Split System: Heat Pump with Remote Outdoor Unit-Air-Source) | 291VAN054**AA* |  |  | CSAH*4812AM*+UI | 987MC60060C21*** | 47500 | 17 | 8.5 | 53500 | 53000 | 99.07% | 1.9 | 0 | 10 |  |  |  |  | R-454B | 3.9583 | Residential & Commercial | USHP | Ducted CEE Tier 1
212980194 | Central HP <5.4 tons | COMFORTMAKER | HRCU-A-CB (Split System: Heat Pump with Remote Outdoor Unit-Air-Source) | DLCURAH30ABK |  |  | EA*4X37L21A* | *80MS(N,L)0902116A* | 30600 | 15.2 | 8.1 | 33200 | 26400 | 79.52% | 1.86 | 0 | 9 |  |  |  |  | R-410A | 2.55 | Residential & Commercial | USHP
214075427 | Central HP <5.4 tons | SURE | HRCU-A-CB (Split System: Heat Pump with Remote Outdoor Unit-Air-Source) | RD17AZ24AJ3N |  |  | TCFZ2417MTANM | S802V0503A14UHN | 22600 | 17 | 9.5 | 22600 | 16900 | 74.78% | 2 | 0 | 11.2 |  |  |  |  | R-410A | 1.8833 | Residential & Commercial | USHP | Ducted CEE Tier 1
214239076 | Central HP <5.4 tons | AIRQUEST | HRCU-A-CB (Split System: Heat Pump with Remote Outdoor Unit-Air-Source) | HVH837GKA2* |  |  | EN(A,D,W)4X42L21**+WALLCON | *80CTL0902120B* | 31800 | 17 | 8.1 | 33000 | 24400 | 73.94% | 1.88 | 0 | 11 |  |  |  |  | R-410A | 2.65 | Residential & Commercial | USHP | Ducted CEE Tier 1
213080294 | Central HP <5.4 tons | AIRQUEST | HRCU-A-CB (Split System: Heat Pump with Remote Outdoor Unit-Air-Source) | DLCURAH36ABK |  |  | EA*4X42L21A* | *96MSN1002120A* | 35400 | 16 | 8.1 | 38500 | 35000 | 90.91% | 1.88 | 0 | 10 |  |  |  |  | R-410A | 2.95 | Residential & Commercial | USHP | Ducted CEE Tier 1
213080803 | Central HP <5.4 tons | AIRQUEST | HRCU-A-CB (Split System: Heat Pump with Remote Outdoor Unit-Air-Source) | DLCURAH36ABK |  |  | EA*4X42L21A* | *95MSU0802120A* | 35200 | 16 | 8.1 | 38500 | 35000 | 90.91% | 1.88 | 0 | 9.5 |  |  |  |  | R-410A | 2.9333 | Residential & Commercial | USHP
205751008 | Central HP <5.4 tons | TEMPSTAR | HRCU-A-CB (Split System: Heat Pump with Remote Outdoor Unit-Air-Source) | TVH837GKA** |  |  | EA*4X37L21A*+WALLCON | *80CTL0701716A* | 32800 | 17.5 | 8.5 | 33000 | 25200 | 76.36% | 1.98 | 11 | 11.5 |  |  |  |  | R-410A | 2.7333 | Residential & Commercial | USHP | Ducted CEE Tier 1
205751144 | Central HP <5.4 tons | TEMPSTAR | HRCU-A-CB (Split System: Heat Pump with Remote Outdoor Unit-Air-Source) | TVH837GKA** |  |  | EA*4X43L21A*+WALLCON | *80CTL0902120A* | 32800 | 17.5 | 8.5 | 33000 | 25200 | 76.36% | 2 | 12 | 11.7 |  |  |  |  | R-410A | 2.7333 | Residential & Commercial | USHP | Ducted CEE Tier 1
210106760 | Central HP <5.4 tons | SURE | HRCU-A-CB (Split System: Heat Pump with Remote Outdoor Unit-Air-Source) | SP18AZ36AJVC |  |  | TCFZ6021SEAAM | S97MV1005A21DHS | 34200 | 19 | 8.5 | 34200 | 43000 | 125.7% | 2.2 | 0 | 12.5 |  |  |  |  | R-410A | 2.85 | Residential & Commercial | USHP | Ducted CEE Tier 1
212614871 | Central HP <5.4 tons | AMANA | HRCU-A-CB (Split System: Heat Pump with Remote Outdoor Unit-Air-Source) | ASZS60481EA* |  |  | AHVE60DP1400A* | 0 | 44000 | 17 | 8.6 | 44000 | 31000 | 70.45% | 2 | 0 | 10 |  |  |  |  | R-410A | 3.6667 | Residential & Commercial | USHP | Ducted CEE Tier 1
212614987 | Central HP <5.4 tons | AMANA | HRCU-A-CB (Split System: Heat Pump with Remote Outdoor Unit-Air-Source) | ASZS60361EA* |  |  | AHVE60DP0400A* | 0 | 34200 | 17.5 | 8.6 | 34200 | 30000 | 87.72% | 2 | 0 | 10 |  |  |  |  | R-410A | 2.85 | Residential & Commercial | USHP | Ducted CEE Tier 1
212614946 | Central HP <5.4 tons | AMANA | HRCU-A-CB (Split System: Heat Pump with Remote Outdoor Unit-Air-Source) | ASZS60241EA* |  |  | CA*EA2422*4A* | A*VC800603B*A* | 23000 | 17 | 8.6 | 23000 | 16100 | 70% | 2 | 0 | 10 |  |  |  |  | R-410A | 1.9167 | Residential & Commercial | USHP | Ducted CEE Tier 1
212614969 | Central HP <5.4 tons | AMANA | HRCU-A-CB (Split System: Heat Pump with Remote Outdoor Unit-Air-Source) | ASZS60241EA* |  |  | CA*EA3026*4A* | A*VS800604BUA* | 23000 | 17 | 8.6 | 23000 | 16100 | 70% | 2 | 0 | 10 |  |  |  |  | R-410A | 1.9167 | Residential & Commercial | USHP | Ducted CEE Tier 1
207436424 | Central HP <5.4 tons | LENNOX | HRCU-A-CB (Split System: Heat Pump with Remote Outdoor Unit-Air-Source) | SL25XPV-036-230A** |  |  | CHX35-48C-**-*+TDR | SL280UH100NV60C* | 34000 | 21 | 8.5 | 33600 | 26000 | 77.38% | 1.76 | 14.5 | 13.5 |  |  |  |  | R-410A | 2.8333 | Residential & Commercial | USHP | Ducted CEE Tier 1
207436472 | Central HP <5.4 tons | LENNOX | HRCU-A-CB (Split System: Heat Pump with Remote Outdoor Unit-Air-Source) | SL25XPV-036-230A** |  |  | CX35-48B+TDR | SL280UH090V48B* | 34000 | 21.8 | 8.8 | 35600 | 27400 | 76.97% | 1.82 | 14 | 13.4 |  |  |  |  | R-410A | 2.8333 | Residential & Commercial | USHP | Ducted CEE Tier 1
207436473 | Central HP <5.4 tons | LENNOX | HRCU-A-CB (Split System: Heat Pump with Remote Outdoor Unit-Air-Source) | SL25XPV-036-230A** |  |  | CX35-48B+TDR | SL280UH090XV48B* | 34000 | 21.8 | 8.8 | 35600 | 27400 | 76.97% | 1.82 | 14 | 13.4 |  |  |  |  | R-410A | 2.8333 | Residential & Commercial | USHP | Ducted CEE Tier 1
206773490 | Central HP <5.4 tons | TEMPSTAR | HRCU-A-CB (Split System: Heat Pump with Remote Outdoor Unit-Air-Source) | TVH837GKA2* |  |  | EA*4X43L21A*+WALLCON | *95CSU1002122A* | 33000 | 17.5 | 8.5 | 32800 | 25000 | 76.22% | 2 | 12 | 11.5 |  |  |  |  | R-410A | 2.75 | Residential & Commercial | USHP | Ducted CEE Tier 1
213077231 | Central HP <5.4 tons | HEIL | HRCU-A-CB (Split System: Heat Pump with Remote Outdoor Unit-Air-Source) | DLCURAH36ABK |  |  | EN(A,D)4X48L24** | *96VSN1002120B* | 36000 | 16.5 | 8.1 | 38500 | 35000 | 90.91% | 2 | 0 | 10 |  |  |  |  | R-410A | 3 | Residential & Commercial | USHP | Ducted CEE Tier 1
213077365 | Central HP <5.4 tons | HEIL | HRCU-A-CB (Split System: Heat Pump with Remote Outdoor Unit-Air-Source) | DLCURAH36ABK |  |  | EA*4X37L17A* | *96VTN0801716B* | 36000 | 15.5 | 8.5 | 38500 | 35200 | 91.43% | 2 | 0 | 10 |  |  |  |  | R-410A | 3 | Residential & Commercial | USHP | Ducted CEE Tier 1
206773607 | Central HP <5.4 tons | TEMPSTAR | HRCU-A-CB (Split System: Heat Pump with Remote Outdoor Unit-Air-Source) | TVH837GKA2* |  |  | EN(A,D,W)4X48L21**+WALLCON | *95CSU0802120A* | 32400 | 17.5 | 8.1 | 32800 | 24800 | 75.61% | 1.96 | 12 | 11.7 |  |  |  |  | R-410A | 2.7 | Residential & Commercial | USHP | Ducted CEE Tier 1
206773659 | Central HP <5.4 tons | TEMPSTAR | HRCU-A-CB (Split System: Heat Pump with Remote Outdoor Unit-Air-Source) | TVH837GKA2* |  |  | EHD4X42AAL+WALLCON | *95CSU0802120A* | 32600 | 17 | 8.1 | 33000 | 24800 | 75.15% | 1.96 | 11.5 | 11 |  |  |  |  | R-410A | 2.7167 | Residential & Commercial | USHP | Ducted CEE Tier 1
207252260 | Central HP <5.4 tons | TRANE | HRCU-A-CB (Split System: Heat Pump with Remote Outdoor Unit-Air-Source) | 4TWA7048A3 |  |  | 4PX*CU60BS3 | L8V1C100U5VSA | 48000 | 17 | 8.1 | 48500 | 48000 | 98.97% | 3.6 | 12.5 | 12 |  |  |  |  | R-410A | 4 | Residential & Commercial | USHP | Ducted CEE Tier 1
206767701 | Central HP <5.4 tons | TEMPSTAR | HRCU-A-CB (Split System: Heat Pump with Remote Outdoor Unit-Air-Source) | TVH825GKA3* |  |  | EHD4X36AAL+WALLCON | *95CSU0802120A* | 24000 | 16 | 8.1 | 21400 | 16600 | 77.57% | 1.98 | 11 | 10.5 |  |  |  |  | R-410A | 2 | Residential & Commercial | USHP | Ducted CEE Tier 1
207436526 | Central HP <5.4 tons | LENNOX | HRCU-A-CB (Split System: Heat Pump with Remote Outdoor Unit-Air-Source) | SL25XPV-048-230A** |  |  | C35-60C+TDR+TXV | EL296UH090XV48C* | 45500 | 20 | 9.5 | 44000 | 36400 | 82.73% | 1.9 | 12.5 | 12 |  |  |  |  | R-410A | 3.7917 | Residential & Commercial | USHP | Ducted CEE Tier 1
207436556 | Central HP <5.4 tons | LENNOX | HRCU-A-CB (Split System: Heat Pump with Remote Outdoor Unit-Air-Source) | SL25XPV-048-230A** |  |  | CH35-51C+TDR+TXV | SLP99UH110XV60C* | 45000 | 20 | 9.2 | 45500 | 37400 | 82.2% | 1.82 | 12 | 12 |  |  |  |  | R-410A | 3.75 | Residential & Commercial | USHP | Ducted CEE Tier 1
207436576 | Central HP <5.4 tons | LENNOX | HRCU-A-CB (Split System: Heat Pump with Remote Outdoor Unit-Air-Source) | SL25XPV-048-230A** |  |  | CHX35-60D-**-*+TDR | SL280UH135V60D* | 45500 | 21 | 9.1 | 43500 | 35600 | 81.84% | 1.86 | 12.5 | 12.5 |  |  |  |  | R-410A | 3.7917 | Residential & Commercial | USHP | Ducted CEE Tier 1
207436589 | Central HP <5.4 tons | LENNOX | HRCU-A-CB (Split System: Heat Pump with Remote Outdoor Unit-Air-Source) | SL25XPV-048-230A** |  |  | CX35-49C+TDR | EL296UH110XV60C* | 45500 | 20 | 8.9 | 44000 | 35800 | 81.36% | 1.78 | 12 | 12 |  |  |  |  | R-410A | 3.7917 | Residential & Commercial | USHP | Ducted CEE Tier 1
207436608 | Central HP <5.4 tons | LENNOX | HRCU-A-CB (Split System: Heat Pump with Remote Outdoor Unit-Air-Source) | SL25XPV-048-230A** |  |  | CX35-60C+TDR | SL280UH100NV60C* | 46000 | 20.6 | 9.5 | 43500 | 36200 | 83.22% | 1.92 | 13 | 12.5 |  |  |  |  | R-410A | 3.8333 | Residential & Commercial | USHP | Ducted CEE Tier 1
213076929 | Central HP <5.4 tons | COMFORTMAKER | HRCU-A-CB (Split System: Heat Pump with Remote Outdoor Unit-Air-Source) | DLCURAH36ABK |  |  | EA*4X36L17A* | *96VSN0801716B* | 35200 | 15.2 | 8.1 | 39000 | 35400 | 90.77% | 1.82 | 0 | 9.5 |  |  |  |  | R-410A | 2.9333 | Residential & Commercial | USHP
213076959 | Central HP <5.4 tons | COMFORTMAKER | HRCU-A-CB (Split System: Heat Pump with Remote Outdoor Unit-Air-Source) | DLCURAH36ABK |  |  | EA*4X37L21A* | *96VSN0801716B* | 36400 | 15.5 | 8.5 | 38500 | 35000 | 90.91% | 2.06 | 0 | 10 |  |  |  |  | R-410A | 3.0333 | Residential & Commercial | USHP | Ducted CEE Tier 1
213077009 | Central HP <5.4 tons | COMFORTMAKER | HRCU-A-CB (Split System: Heat Pump with Remote Outdoor Unit-Air-Source) | DLCURAH36ABK |  |  | END4X42L17** | *96VSN0801716B* | 35800 | 15.5 | 8.1 | 39000 | 35200 | 90.26% | 1.96 | 0 | 10 |  |  |  |  | R-410A | 2.9833 | Residential & Commercial | USHP | Ducted CEE Tier 1
213077129 | Central HP <5.4 tons | COMFORTMAKER | HRCU-A-CB (Split System: Heat Pump with Remote Outdoor Unit-Air-Source) | DLCURAH36ABK |  |  | EN(A,D)4X48L24** | *96VSN0802120B* | 35600 | 16.5 | 8.1 | 38500 | 34800 | 90.39% | 1.98 | 0 | 10 |  |  |  |  | R-410A | 2.9667 | Residential & Commercial | USHP | Ducted CEE Tier 1
213077363 | Central HP <5.4 tons | COMFORTMAKER | HRCU-A-CB (Split System: Heat Pump with Remote Outdoor Unit-Air-Source) | DLCURAH36ABK |  |  | EA*4X37L17A* | *96VTN0801716B* | 36000 | 15.5 | 8.5 | 38500 | 35200 | 91.43% | 2 | 0 | 10 |  |  |  |  | R-410A | 3 | Residential & Commercial | USHP | Ducted CEE Tier 1
213078513 | Central HP <5.4 tons | COMFORTMAKER | HRCU-A-CB (Split System: Heat Pump with Remote Outdoor Unit-Air-Source) | DLCURAH36ABK |  |  | EA*4X42L21A* | *80MS(N,L)0902120A* | 35400 | 16.5 | 8.1 | 38500 | 35000 | 90.91% | 1.88 | 0 | 10 |  |  |  |  | R-410A | 2.95 | Residential & Commercial | USHP | Ducted CEE Tier 1
211240300 | Central HP <5.4 tons | AIRQUEST | HRCU-A-CB (Split System: Heat Pump with Remote Outdoor Unit-Air-Source) | DLCURAH24ABK |  |  | EA*4X24L14A* | *96VTN0601412A* | 23200 | 16 | 8.5 | 26400 | 25600 | 96.97% | 2.14 | 0 | 10 |  |  |  |  | R-410A | 1.9333 | Residential & Commercial | USHP | Ducted CEE Tier 1
211240698 | Central HP <5.4 tons | AIRQUEST | HRCU-A-CB (Split System: Heat Pump with Remote Outdoor Unit-Air-Source) | DLCURAH24ABK |  |  | EA*4X24L17A* | *92ESN0801716A* | 24000 | 17 | 8.5 | 26800 | 23800 | 88.81% | 1.96 | 0 | 10 |  |  |  |  | R-410A | 2 | Residential & Commercial | USHP | Ducted CEE Tier 1
211241001 | Central HP <5.4 tons | AIRQUEST | HRCU-A-CB (Split System: Heat Pump with Remote Outdoor Unit-Air-Source) | DLCURAH24ABK |  |  | EA*4X25L17A* | *95ESN0401712A* | 24600 | 15.2 | 8.5 | 25800 | 21200 | 82.17% | 1.76 | 0 | 10 |  |  |  |  | R-410A | 2.05 | Residential & Commercial | USHP | Ducted CEE Tier 1
211241201 | Central HP <5.4 tons | AIRQUEST | HRCU-A-CB (Split System: Heat Pump with Remote Outdoor Unit-Air-Source) | DLCURAH24ABK |  |  | EA*4X25L17A* | *80ESU0601716A | 25600 | 17 | 8.5 | 26000 | 20600 | 79.23% | 1.76 | 0 | 10.5 |  |  |  |  | R-410A | 2.1333 | Residential & Commercial | USHP | Ducted CEE Tier 1
213078656 | Central HP <5.4 tons | COMFORTMAKER | HRCU-A-CB (Split System: Heat Pump with Remote Outdoor Unit-Air-Source) | DLCURAH36ABK |  |  | EA*4X43L21A* | *80MS(N,L)1102120A* | 36600 | 16.5 | 8.5 | 38000 | 34800 | 91.58% | 2.06 | 0 | 10 |  |  |  |  | R-410A | 3.05 | Residential & Commercial | USHP | Ducted CEE Tier 1
213078781 | Central HP <5.4 tons | COMFORTMAKER | HRCU-A-CB (Split System: Heat Pump with Remote Outdoor Unit-Air-Source) | DLCURAH36ABK |  |  | EN(A,D)4X48L24** | *80MS(N,L)1352420A* | 36000 | 16.5 | 8.1 | 38500 | 35000 | 90.91% | 2 | 0 | 10.5 |  |  |  |  | R-410A | 3 | Residential & Commercial | USHP | Ducted CEE Tier 1
213078858 | Central HP <5.4 tons | COMFORTMAKER | HRCU-A-CB (Split System: Heat Pump with Remote Outdoor Unit-Air-Source) | DLCURAH36ABK |  |  | EA*4X37L21A* | *80MSU1002120A* | 36400 | 16 | 8.5 | 38000 | 34800 | 91.58% | 2.1 | 0 | 10 |  |  |  |  | R-410A | 3.0333 | Residential & Commercial | USHP | Ducted CEE Tier 1
213078906 | Central HP <5.4 tons | COMFORTMAKER | HRCU-A-CB (Split System: Heat Pump with Remote Outdoor Unit-Air-Source) | DLCURAH36ABK |  |  | EN(A,D)4X36L21** | *80MSU1002120A* | 35000 | 15.5 | 8.1 | 38500 | 35400 | 91.95% | 1.76 | 0 | 10 |  |  |  |  | R-410A | 2.9167 | Residential & Commercial | USHP | Ducted CEE Tier 1
213079110 | Central HP <5.4 tons | COMFORTMAKER | HRCU-A-CB (Split System: Heat Pump with Remote Outdoor Unit-Air-Source) | DLCURAH36ABK |  |  | EA*4X42L21A* | *80MSU0601716A* | 35200 | 16.5 | 8.1 | 38500 | 35000 | 90.91% | 1.86 | 0 | 10 |  |  |  |  | R-410A | 2.9333 | Residential & Commercial | USHP | Ducted CEE Tier 1
213492139 | Central HP <5.4 tons | ACIQ | HRCU-A-C (Split System: Heat Pump with Remote Outdoor Unit with No Indoor Fan --Air Source) | ACIQ-36-HPB |  |  | ACIQ-36-ACL-17 | 0 | 35000 | 15.5 | 8.6 | 38000 | 31600 | 83.16% | 1.85 | 0 | 10 |  |  |  |  | R-410A | 2.9167 | Residential & Commercial | USHP | Ducted CEE Tier 1
212614980 | Central HP <5.4 tons | AMANA | HRCU-A-CB (Split System: Heat Pump with Remote Outdoor Unit-Air-Source) | ASZS60241EA* |  |  | CA*EA3026*4A* | A*VS960805CUA* | 23000 | 17 | 8.6 | 23000 | 16100 | 70% | 2 | 0 | 10 |  |  |  |  | R-410A | 1.9167 | Residential & Commercial | USHP | Ducted CEE Tier 1
216032253 | Central HP <5.4 tons | ACIQ | HRCU-A-CB (Split System: Heat Pump with Remote Outdoor Unit-Air-Source) | ACIQ-18-HPD |  |  | ACIQ-18-PAH | 0 | 18000 | 19 | 10.1 | 18000 | 18600 | 103.3% | 2.12 | 0 | 12.5 |  |  |  |  | R-454B | 1.5 | Residential & Commercial | USHP | Ducted CEE Tier 1
213080030 | Central HP <5.4 tons | AIRQUEST | HRCU-A-CB (Split System: Heat Pump with Remote Outdoor Unit-Air-Source) | DLCURAH36ABK |  |  | EA*4X37L21A* | *96MSN0801716A* | 36400 | 15.5 | 8.5 | 38000 | 35000 | 92.11% | 2.06 | 0 | 10 |  |  |  |  | R-410A | 3.0333 | Residential & Commercial | USHP | Ducted CEE Tier 1
213080449 | Central HP <5.4 tons | AIRQUEST | HRCU-A-CB (Split System: Heat Pump with Remote Outdoor Unit-Air-Source) | DLCURAH36ABK |  |  | EN(A,D)4X48L24** | *96MSN1002122A* | 36000 | 16.5 | 8.1 | 38500 | 34800 | 90.39% | 2.02 | 0 | 10 |  |  |  |  | R-410A | 3 | Residential & Commercial | USHP | Ducted CEE Tier 1
213075903 | Central HP <5.4 tons | COMFORTMAKER | HRCU-A-CB (Split System: Heat Pump with Remote Outdoor Unit-Air-Source) | DLCURAH36ABK |  |  | EA*4X42L21A* | *95MSU1002120A* | 35600 | 16 | 8.1 | 38500 | 35200 | 91.43% | 1.9 | 0 | 10 |  |  |  |  | R-410A | 2.9667 | Residential & Commercial | USHP | Ducted CEE Tier 1
213075939 | Central HP <5.4 tons | COMFORTMAKER | HRCU-A-CB (Split System: Heat Pump with Remote Outdoor Unit-Air-Source) | DLCURAH36ABK |  |  | EA*4X48L21A* | *95MSU1002120A* | 36000 | 16 | 8.5 | 38000 | 34800 | 91.58% | 2.04 | 0 | 10 |  |  |  |  | R-410A | 3 | Residential & Commercial | USHP | Ducted CEE Tier 1
213076256 | Central HP <5.4 tons | COMFORTMAKER | HRCU-A-CB (Split System: Heat Pump with Remote Outdoor Unit-Air-Source) | DLCURAH36ABK |  |  | EA*4X37L21A* | *95MSU1002122A* | 36400 | 16.5 | 8.5 | 38000 | 34800 | 91.58% | 2.06 | 0 | 10 |  |  |  |  | R-410A | 3.0333 | Residential & Commercial | USHP | Ducted CEE Tier 1
213076490 | Central HP <5.4 tons | COMFORTMAKER | HRCU-A-CB (Split System: Heat Pump with Remote Outdoor Unit-Air-Source) | DLCURAH36ABK |  |  | EA*4X37L17A* | *80VTL0701716B* | 36000 | 15.5 | 8.5 | 38500 | 35000 | 90.91% | 2 | 0 | 10 |  |  |  |  | R-410A | 3 | Residential & Commercial | USHP | Ducted CEE Tier 1
207805758 | Central HP <5.4 tons | TRANE | HRCU-A-CB (Split System: Heat Pump with Remote Outdoor Unit-Air-Source) | 4TWA7048A4 |  |  | 4PX*DU60BS3+P0V0C000M50SC | 0 | 46500 | 17 | 8.1 | 46500 | 47000 | 101.1% | 3.6 | 13 | 12.5 |  |  |  |  | R-410A | 3.875 | Residential & Commercial | USHP | Ducted CEE Tier 1
207436474 | Central HP <5.4 tons | LENNOX | HRCU-A-CB (Split System: Heat Pump with Remote Outdoor Unit-Air-Source) | SL25XPV-036-230A** |  |  | CX35-48B+TDR | SL297UH040NV36B* | 33800 | 21.6 | 8.8 | 35800 | 27800 | 77.65% | 1.8 | 13.5 | 13 |  |  |  |  | R-410A | 2.8167 | Residential & Commercial | USHP | Ducted CEE Tier 1
215434167 | Central HP <5.4 tons | AMANA | HRCU-A-CB (Split System: Heat Pump with Remote Outdoor Unit-Air-Source) | AZV7SA3610A* |  |  | CA*EA4830*3A* | A*VT961205DNA* | 34800 | 18.5 | 8.5 | 35000 | 28400 | 81.14% | 2 | 0 | 10.5 |  |  |  |  | R-32 | 2.9 | Residential & Commercial | USHP | Ducted CEE Tier 1
215434182 | Central HP <5.4 tons | AMANA | HRCU-A-CB (Split System: Heat Pump with Remote Outdoor Unit-Air-Source) | AZV7SA3610A* |  |  | CA*EA6030*3A* | A*VT800805C*A* | 35000 | 18.5 | 8.5 | 35000 | 28400 | 81.14% | 2 | 0 | 10.5 |  |  |  |  | R-32 | 2.9167 | Residential & Commercial | USHP | Ducted CEE Tier 1
215434183 | Central HP <5.4 tons | AMANA | HRCU-A-CB (Split System: Heat Pump with Remote Outdoor Unit-Air-Source) | AZV7SA3610A* |  |  | CA*EA6030*3A* | A*VT800804C*A* | 35000 | 18.5 | 8.5 | 35000 | 28400 | 81.14% | 2 | 0 | 10.5 |  |  |  |  | R-32 | 2.9167 | Residential & Commercial | USHP | Ducted CEE Tier 1
215434402 | Central HP <5.4 tons | AMANA | HRCU-A-CB (Split System: Heat Pump with Remote Outdoor Unit-Air-Source) | AZV7SA4810A* |  |  | CHPEA4830*3A* | A*VT800805C*A* | 45500 | 16.5 | 8.5 | 46000 | 33600 | 73.04% | 2 | 0 | 10 |  |  |  |  | R-32 | 3.7917 | Residential & Commercial | USHP | Ducted CEE Tier 1
213433251 | Central HP <5.4 tons | ACIQ | HRCU-A-CB (Split System: Heat Pump with Remote Outdoor Unit-Air-Source) | ACIQ-36-HPB |  |  | ACIQ-36W-WM | 0 | 36000 | 17.6 | 9.2 | 38000 | 33400 | 87.89% | 1.81 | 0 | 10.2 |  |  |  |  | R-410A | 3 | Residential & Commercial | USHP | Ducted CEE Tier 1
215434277 | Central HP <5.4 tons | AMANA | HRCU-A-CB (Split System: Heat Pump with Remote Outdoor Unit-Air-Source) | AZV7SA4210A* |  |  | CA*EA6030*3A* | A*VT800805D*A* | 40500 | 17 | 8.8 | 41000 | 31000 | 75.61% | 2 | 0 | 10 |  |  |  |  | R-32 | 3.375 | Residential & Commercial | USHP | Ducted CEE Tier 1
214239884 | Central HP <5.4 tons | BRYANT HEATING AND COOLING SYSTEMS | HRCU-A-CB (Split System: Heat Pump with Remote Outdoor Unit-Air-Source) | 288BNV037*0**A* |  |  | CNPV*4821AL*+UI | 88*TB60110C21*** | 32400 | 17 | 8.1 | 32600 | 24600 | 75.46% | 1.96 | 0 | 11.5 |  |  |  |  | R-410A | 2.7 | Residential & Commercial | USHP | Ducted CEE Tier 1
212982271 | Central HP <5.4 tons | HEIL | HRCU-A-CB (Split System: Heat Pump with Remote Outdoor Unit-Air-Source) | DLCURAH24ABK |  |  | EA*4X30L17A* | *80MSU0401712A* | 23800 | 16.5 | 8.5 | 25800 | 24000 | 93.02% | 2 | 0 | 10 |  |  |  |  | R-410A | 1.9833 | Residential & Commercial | USHP | Ducted CEE Tier 1
212975754 | Central HP <5.4 tons | COMFORTMAKER | HRCU-A-CB (Split System: Heat Pump with Remote Outdoor Unit-Air-Source) | DLCURAH24ABK |  |  | EN(A,D,W)4X36L17** | *96VTN0601412B* | 23400 | 16.5 | 8.1 | 26200 | 24600 | 93.89% | 2.04 | 0 | 10 |  |  |  |  | R-410A | 1.95 | Residential & Commercial | USHP | Ducted CEE Tier 1
212981323 | Central HP <5.4 tons | COMFORTMAKER | HRCU-A-CB (Split System: Heat Pump with Remote Outdoor Unit-Air-Source) | DLCURAH30ABK |  |  | EA*4X42L24A* | *80MS(N,L)1552420A* | 29800 | 15.2 | 8.1 | 34200 | 27600 | 80.7% | 1.8 | 0 | 9 |  |  |  |  | R-410A | 2.4833 | Residential & Commercial | USHP
212982293 | Central HP <5.4 tons | COMFORTMAKER | HRCU-A-CB (Split System: Heat Pump with Remote Outdoor Unit-Air-Source) | DLCURAH24ABK |  |  | EA*4X36L21A* | *80MSU0401712A* | 23600 | 17 | 8.5 | 25800 | 23200 | 89.92% | 1.94 | 0 | 10 |  |  |  |  | R-410A | 1.9667 | Residential & Commercial | USHP | Ducted CEE Tier 1
212983531 | Central HP <5.4 tons | COMFORTMAKER | HRCU-A-CB (Split System: Heat Pump with Remote Outdoor Unit-Air-Source) | DLCURAH24ABK |  |  | EA*4X25L17A* | *92MSN0601412A* | 24400 | 17 | 8.5 | 25400 | 21600 | 85.04% | 1.8 | 0 | 10 |  |  |  |  | R-410A | 2.0333 | Residential & Commercial | USHP | Ducted CEE Tier 1
212394322 | Central HP <5.4 tons | ACIQ | HRCU-A-C (Split System: Heat Pump with Remote Outdoor Unit with No Indoor Fan --Air Source) | ACIQ-18-HPB |  |  | ACIQ-18-ACL | 0 | 18000 | 16.1 | 9.5 | 19000 | 15000 | 78.95% | 2.2 | 11.6 | 11.7 |  |  |  |  | R-410A | 1.5 | Residential & Commercial | USHP | Ducted CEE Tier 1
216032244 | Central HP <5.4 tons | ACIQ | HRCU-A-CB (Split System: Heat Pump with Remote Outdoor Unit-Air-Source) | ACIQ-48-EHPD |  |  | ACIQ-48-AHD | 0 | 48000 | 16 | 8.5 | 48000 | 38000 | 79.17% | 1.85 | 0 | 10 |  |  |  |  | R-454B | 4 | Residential & Commercial | USHP | Ducted CEE Tier 1
212982161 | Central HP <5.4 tons | COMFORTMAKER | HRCU-A-CB (Split System: Heat Pump with Remote Outdoor Unit-Air-Source) | DLCURAH30ABK |  |  | EA*4X42L21A* | *80MSU0401712A* | 30000 | 15.2 | 8.5 | 33800 | 27400 | 81.07% | 1.78 | 0 | 9 |  |  |  |  | R-410A | 2.5 | Residential & Commercial | USHP
213770928 | Central HP <5.4 tons | AIRQUEST | HRCU-A-CB (Split System: Heat Pump with Remote Outdoor Unit-Air-Source) | HVH825GKA2* |  |  | EA*4X36L21A*+WALLCON | *80CTL0901716B* | 23600 | 16.5 | 8.1 | 21400 | 16600 | 77.57% | 1.94 | 0 | 10.5 |  |  |  |  | R-410A | 1.9667 | Residential & Commercial | USHP | Ducted CEE Tier 1
213771048 | Central HP <5.4 tons | AIRQUEST | HRCU-A-CB (Split System: Heat Pump with Remote Outdoor Unit-Air-Source) | HVH825GKA2* |  |  | EA*4X37L17A*+WALLCON | *80CTL0701716B* | 24200 | 16.5 | 8.1 | 21400 | 16700 | 78.04% | 2 | 0 | 11 |  |  |  |  | R-410A | 2.0167 | Residential & Commercial | USHP | Ducted CEE Tier 1
213080795 | Central HP <5.4 tons | HEIL | HRCU-A-CB (Split System: Heat Pump with Remote Outdoor Unit-Air-Source) | DLCURAH36ABK |  |  | EA*4X37L21A* | *95MSU0802120A* | 36600 | 16 | 8.5 | 38500 | 35000 | 90.91% | 2.06 | 0 | 10 |  |  |  |  | R-410A | 3.05 | Residential & Commercial | USHP | Ducted CEE Tier 1
214239126 | Central HP <5.4 tons | AIRQUEST | HRCU-A-CB (Split System: Heat Pump with Remote Outdoor Unit-Air-Source) | HVH837GKA2* |  |  | EN(A,D,W)4X42L21**+WALLCON | *97CMN1002122B* | 31800 | 16.5 | 8.1 | 33000 | 24400 | 73.94% | 1.88 | 0 | 11 |  |  |  |  | R-410A | 2.65 | Residential & Commercial | USHP | Ducted CEE Tier 1
214239276 | Central HP <5.4 tons | AIRQUEST | HRCU-A-CB (Split System: Heat Pump with Remote Outdoor Unit-Air-Source) | HVH837GKA2* |  |  | EN(A,D,W)4X48L21**+WALLCON | *96CTN1002122B* | 32400 | 17 | 8.1 | 32600 | 24600 | 75.46% | 1.96 | 0 | 11.7 |  |  |  |  | R-410A | 2.7 | Residential & Commercial | USHP | Ducted CEE Tier 1
214242918 | Central HP <5.4 tons | AIRQUEST | HRCU-A-CB (Split System: Heat Pump with Remote Outdoor Unit-Air-Source) | HVH825GKA2* |  |  | END4X42L17**+WALLCON | *97CMN0801714B* | 23800 | 16.5 | 8.1 | 21400 | 16700 | 78.04% | 1.98 | 0 | 11 |  |  |  |  | R-410A | 1.9833 | Residential & Commercial | USHP | Ducted CEE Tier 1
207805746 | Central HP <5.4 tons | TRANE | HRCU-A-CB (Split System: Heat Pump with Remote Outdoor Unit-Air-Source) | 4TWA7048A3 |  |  | 4TXCC009DS3+P0V0C000M50SC | 0 | 48000 | 17 | 8.1 | 48000 | 48500 | 101% | 3.6 | 13 | 12.5 |  |  |  |  | R-410A | 4 | Residential & Commercial | USHP | Ducted CEE Tier 1
207436266 | Central HP <5.4 tons | LENNOX | HRCU-A-CB (Split System: Heat Pump with Remote Outdoor Unit-Air-Source) | SL25XPV-036-230A** |  |  | C35-48B+TDR+TXV | SL280UH090XV48B* | 34000 | 21.8 | 8.8 | 35600 | 27400 | 76.97% | 1.82 | 14 | 13.4 |  |  |  |  | R-410A | 2.8333 | Residential & Commercial | USHP | Ducted CEE Tier 1
212615005 | Central HP <5.4 tons | AMANA | HRCU-A-CB (Split System: Heat Pump with Remote Outdoor Unit-Air-Source) | ASZS60421EA* |  |  | CA*EA6030*4A* | A*VM971205DNB* | 40000 | 17 | 8.6 | 40000 | 30600 | 76.5% | 2 | 0 | 10 |  |  |  |  | R-410A | 3.3333 | Residential & Commercial | USHP | Ducted CEE Tier 1
213433252 | Central HP <5.4 tons | ACIQ | HRCU-A-CB (Split System: Heat Pump with Remote Outdoor Unit-Air-Source) | ACIQ-18-HPB |  |  | ACIQ-18W-P | 0 | 18000 | 17 | 9.5 | 19000 | 18000 | 94.74% | 2 | 0 | 12.4 |  |  |  |  | R-410A | 1.5 | Residential & Commercial | USHP | Ducted CEE Tier 1
212404677 | Central HP <5.4 tons | NAPOLEON | HRCU-A-CB (Split System: Heat Pump with Remote Outdoor Unit-Air-Source) | WSEHV4860RA1-N |  |  | H,DE50960 | WPV090T5BA | 54000 | 16 | 8.5 | 58000 | 41000 | 70.69% | 1.8 | 0 | 10 |  |  |  |  | R-410A | 4.5 | Residential & Commercial | USHP | Ducted CEE Tier 1
213433254 | Central HP <5.4 tons | ACIQ | HRCU-A-CB (Split System: Heat Pump with Remote Outdoor Unit-Air-Source) | ACIQ-30-HPB |  |  | ACIQ-30W-P | 0 | 28000 | 18.2 | 8.8 | 30000 | 26000 | 86.67% | 1.8 | 0 | 11.7 |  |  |  |  | R-410A | 2.3333 | Residential & Commercial | USHP | Ducted CEE Tier 1
207436300 | Central HP <5.4 tons | LENNOX | HRCU-A-CB (Split System: Heat Pump with Remote Outdoor Unit-Air-Source) | SL25XPV-036-230A** |  |  | C35-50/60C+TDR+TXV | SL280UH110XV60C* | 33800 | 21.2 | 8.6 | 34200 | 26600 | 77.78% | 1.82 | 14 | 13.5 |  |  |  |  | R-410A | 2.8167 | Residential & Commercial | USHP | Ducted CEE Tier 1
207436415 | Central HP <5.4 tons | LENNOX | HRCU-A-CB (Split System: Heat Pump with Remote Outdoor Unit-Air-Source) | SL25XPV-036-230A** |  |  | CHX35-48B-**-*+TDR | SLP99UH070XV36B* | 33800 | 21.8 | 8.8 | 34600 | 26200 | 75.72% | 1.82 | 13.5 | 13.3 |  |  |  |  | R-410A | 2.8167 | Residential & Commercial | USHP | Ducted CEE Tier 1
215588344 | Central HP <5.4 tons | BRYANT HEATING AND COOLING SYSTEMS | HRCU-A-CB (Split System: Heat Pump with Remote Outdoor Unit-Air-Source) | 291VAN054**AA* |  |  | CVAVA6021XMA*+UI | 987MC60060C21*** | 51000 | 18.5 | 8.1 | 54000 | 46500 | 86.11% | 1.86 | 0 | 10.5 |  |  |  |  | R-454B | 4.25 | Residential & Commercial | USHP | Ducted CEE Tier 1
215588410 | Central HP <5.4 tons | BRYANT HEATING AND COOLING SYSTEMS | HRCU-A-CB (Split System: Heat Pump with Remote Outdoor Unit-Air-Source) | 291VAN054**AA* |  |  | CVAVA6124XMA*+UI | 987MC66100C21*** | 53000 | 19.5 | 8.5 | 53500 | 46500 | 86.92% | 1.95 | 0 | 12 |  |  |  |  | R-454B | 4.4167 | Residential & Commercial | USHP | Ducted CEE Tier 1
215588412 | Central HP <5.4 tons | BRYANT HEATING AND COOLING SYSTEMS | HRCU-A-CB (Split System: Heat Pump with Remote Outdoor Unit-Air-Source) | 291VAN054**AA* |  |  | CVAVA6124XMA*+UI | 987MC66120C24*** | 52500 | 19.5 | 8.5 | 53500 | 46500 | 86.92% | 1.95 | 0 | 12 |  |  |  |  | R-454B | 4.375 | Residential & Commercial | USHP | Ducted CEE Tier 1
207436295 | Central HP <5.4 tons | LENNOX | HRCU-A-CB (Split System: Heat Pump with Remote Outdoor Unit-Air-Source) | SL25XPV-036-230A** |  |  | C35-50/60C+TDR+TXV | SL280UH100NV60C* | 33800 | 21.2 | 8.6 | 34000 | 26600 | 78.24% | 1.8 | 14.5 | 13.5 |  |  |  |  | R-410A | 2.8167 | Residential & Commercial | USHP | Ducted CEE Tier 1
207436327 | Central HP <5.4 tons | LENNOX | HRCU-A-CB (Split System: Heat Pump with Remote Outdoor Unit-Air-Source) | SL25XPV-036-230A** |  |  | C35-50/60C+TDR+TXV | SLP99UH110XV60C* | 33800 | 21.6 | 8.7 | 34400 | 26600 | 77.33% | 1.82 | 14 | 13.5 |  |  |  |  | R-410A | 2.8167 | Residential & Commercial | USHP | Ducted CEE Tier 1
207436361 | Central HP <5.4 tons | LENNOX | HRCU-A-CB (Split System: Heat Pump with Remote Outdoor Unit-Air-Source) | SL25XPV-036-230A** |  |  | CH35-48B+TDR+TXV | SL297UH040NV36B* | 33800 | 21.8 | 8.8 | 34600 | 26200 | 75.72% | 1.84 | 14 | 13.4 |  |  |  |  | R-410A | 2.8167 | Residential & Commercial | USHP | Ducted CEE Tier 1
216738735 | Central HP <5.4 tons | BRYANT HEATING AND COOLING SYSTEMS | HRCU-A-CB (Split System: Heat Pump with Remote Outdoor Unit-Air-Source) | 37MUHAQ24AA3 |  |  | CSAH*3612AM* | 935SB66100M21*** | 23400 | 16 | 8.5 | 21200 | 18800 | 88.68% | 1.94 | 0 | 11 |  |  |  |  | R-454B | 1.95 | Residential & Commercial | USHP | Ducted CEE Tier 1
216738682 | Central HP <5.4 tons | BRYANT HEATING AND COOLING SYSTEMS | HRCU-A-CB (Split System: Heat Pump with Remote Outdoor Unit-Air-Source) | 37MUHAQ24AA3 |  |  | CSAH*3612AM* | 926SB66120V24*** | 22600 | 15.5 | 8.1 | 20800 | 18400 | 88.46% | 1.85 | 0 | 10.5 |  |  |  |  | R-454B | 1.8833 | Residential & Commercial | USHP | Ducted CEE Tier 1
214239334 | Central HP <5.4 tons | BRYANT HEATING AND COOLING SYSTEMS | HRCU-A-CB (Split System: Heat Pump with Remote Outdoor Unit-Air-Source) | 288BNV037*0**B* |  |  | CNPV*4824AL*+UI | 986TD66100C21*** | 32400 | 17 | 8.1 | 32600 | 24600 | 75.46% | 1.96 | 0 | 11.7 |  |  |  |  | R-410A | 2.7 | Residential & Commercial | USHP | Ducted CEE Tier 1
213771646 | Central HP <5.4 tons | BRYANT HEATING AND COOLING SYSTEMS | HRCU-A-CB (Split System: Heat Pump with Remote Outdoor Unit-Air-Source) | 288BNV025*0**B* |  |  | CAP**4821AL*+UI | 986TD42060C17*** | 24000 | 16.5 | 8.1 | 21000 | 16600 | 79.05% | 2 | 0 | 10.5 |  |  |  |  | R-410A | 2 | Residential & Commercial | USHP | Ducted CEE Tier 1
213771696 | Central HP <5.4 tons | BRYANT HEATING AND COOLING SYSTEMS | HRCU-A-CB (Split System: Heat Pump with Remote Outdoor Unit-Air-Source) | 288BNV025*0**B* |  |  | CAP**4824AL*+UI | 88*TB66135C24*** | 24200 | 17 | 8.1 | 21000 | 16500 | 78.57% | 2.02 | 0 | 11 |  |  |  |  | R-410A | 2.0167 | Residential & Commercial | USHP | Ducted CEE Tier 1
212986614 | Central HP <5.4 tons | HEIL | HRCU-A-CB (Split System: Heat Pump with Remote Outdoor Unit-Air-Source) | DLCURAH24ABK |  |  | EN(A,D)4X24L17** | *96MSN0401712A* | 23200 | 15.2 | 8.5 | 27200 | 24800 | 91.18% | 2.04 | 0 | 10 |  |  |  |  | R-410A | 1.9333 | Residential & Commercial | USHP | Ducted CEE Tier 1
212989172 | Central HP <5.4 tons | HEIL | HRCU-A-CB (Split System: Heat Pump with Remote Outdoor Unit-Air-Source) | DLCURAH24ABK |  |  | EA*4X36L17A* | *95MSU0601716A* | 23600 | 17 | 8.5 | 26200 | 24000 | 91.6% | 1.98 | 0 | 10 |  |  |  |  | R-410A | 1.9667 | Residential & Commercial | USHP | Ducted CEE Tier 1
211228169 | Central HP <5.4 tons | COMFORTMAKER | HRCU-A-CB (Split System: Heat Pump with Remote Outdoor Unit-Air-Source) | DLCURAH36ABK |  |  | EA*4X42L24A* | OMV154L20A | 36200 | 16 | 8.1 | 39500 | 35200 | 89.11% | 1.92 | 0 | 10 |  |  |  |  | R-410A | 3.0167 | Residential & Commercial | USHP | Ducted CEE Tier 1
215318945 | Central HP <5.4 tons | DAY & NIGHT | HRCU-A-CB (Split System: Heat Pump with Remote Outdoor Unit-Air-Source) | D5CUHAH24AAK |  |  | D5FUHAH24XAK | 0 | 24000 | 18.7 | 10 | 24000 | 20600 | 85.83% | 2.14 | 0 | 12 |  |  |  |  | R-454B | 2 | Residential & Commercial | USHP | Ducted CEE Tier 1
211228346 | Central HP <5.4 tons | COMFORTMAKER | HRCU-A-CB (Split System: Heat Pump with Remote Outdoor Unit-Air-Source) | DLCURAH36ABK |  |  | EA*4X43L21A* | *80ESU0601716A | 37200 | 16 | 8.5 | 38500 | 34800 | 90.39% | 2.12 | 0 | 10 |  |  |  |  | R-410A | 3.1 | Residential & Commercial | USHP | Ducted CEE Tier 1
211228753 | Central HP <5.4 tons | COMFORTMAKER | HRCU-A-CB (Split System: Heat Pump with Remote Outdoor Unit-Air-Source) | DLCURAH36ABK |  |  | EA*4X48L21A* | *80ES(N,L)0701712A* | 36000 | 15.5 | 8.5 | 38500 | 34800 | 90.39% | 2.06 | 0 | 10 |  |  |  |  | R-410A | 3 | Residential & Commercial | USHP | Ducted CEE Tier 1
211229028 | Central HP <5.4 tons | COMFORTMAKER | HRCU-A-CB (Split System: Heat Pump with Remote Outdoor Unit-Air-Source) | DLCURAH36ABK |  |  | EA*4X48L21A* | *95ESN0801716A* | 35400 | 15.5 | 8.1 | 37800 | 34800 | 92.06% | 2.02 | 0 | 9.5 |  |  |  |  | R-410A | 2.95 | Residential & Commercial | USHP
212614993 | Central HP <5.4 tons | AMANA | HRCU-A-CB (Split System: Heat Pump with Remote Outdoor Unit-Air-Source) | ASZS60361EA* |  |  | CA*EA4830*4A* | A*VM970804CNB* | 34200 | 17.5 | 8.6 | 34200 | 29000 | 84.8% | 2 | 0 | 10 |  |  |  |  | R-410A | 2.85 | Residential & Commercial | USHP | Ducted CEE Tier 1
215434064 | Central HP <5.4 tons | AMANA | HRCU-A-CB (Split System: Heat Pump with Remote Outdoor Unit-Air-Source) | AZV7SA2410A* |  |  | CHPEA3026*3A* | A*VS800604BUA* | 23200 | 19 | 8.6 | 23200 | 17000 | 73.28% | 2 | 0 | 11 |  |  |  |  | R-32 | 1.9333 | Residential & Commercial | USHP | Ducted CEE Tier 1
215434416 | Central HP <5.4 tons | AMANA | HRCU-A-CB (Split System: Heat Pump with Remote Outdoor Unit-Air-Source) | AZV7SA4810A* |  |  | CHPEA6030*3A* | A*VT801005C*A* | 45500 | 16.5 | 8.5 | 46500 | 33600 | 72.26% | 2 | 0 | 10 |  |  |  |  | R-32 | 3.7917 | Residential & Commercial | USHP | Ducted CEE Tier 1
215434184 | Central HP <5.4 tons | AMANA | HRCU-A-CB (Split System: Heat Pump with Remote Outdoor Unit-Air-Source) | AZV7SA3610A* |  |  | CA*EA6030*3A* | A*VS960805CUA* | 35000 | 18 | 8.5 | 35000 | 28400 | 81.14% | 2 | 0 | 10.5 |  |  |  |  | R-32 | 2.9167 | Residential & Commercial | USHP | Ducted CEE Tier 1
210857358 | Central HP <5.4 tons | ACIQ | HRCU-A-CB (Split System: Heat Pump with Remote Outdoor Unit-Air-Source) | ACIQ-24ZPL-HP230B |  |  | ACIQ-24AHB-HH-M | 0 | 23000 | 18.4 | 9.3 | 26000 | 21200 | 81.54% | 1.9 | 12.5 | 11.7 |  |  |  |  | R-410A | 1.9167 | Residential & Commercial | USHP | Ducted CEE Tier 1
212394317 | Central HP <5.4 tons | ACIQ | HRCU-A-C (Split System: Heat Pump with Remote Outdoor Unit with No Indoor Fan --Air Source) | ACIQ-24-EHPB |  |  | ACIQ-24-ACL | 0 | 24000 | 15.7 | 9.8 | 25600 | 18500 | 72.27% | 2.2 | 10.3 | 10 |  |  |  |  | R-410A | 2 | Residential & Commercial | USHP | Ducted CEE Tier 1
214491788 | Central HP <5.4 tons | AMANA | HRCU-A-CB (Split System: Heat Pump with Remote Outdoor Unit-Air-Source) | ASZS601810A* |  |  | CA*EA2422*4B* | A*VS960603BUA* | 16600 | 17.5 | 8.5 | 17400 | 13000 | 74.71% | 2.1 | 0 | 10.9 |  |  |  |  | R-410A | 1.3833 | Residential & Commercial | USHP | Ducted CEE Tier 1
214491790 | Central HP <5.4 tons | AMANA | HRCU-A-CB (Split System: Heat Pump with Remote Outdoor Unit-Air-Source) | ASZS601810A* |  |  | CA*EA2422*4B* | A*VC960603BNB* | 16600 | 17.5 | 8.5 | 17400 | 13000 | 74.71% | 2.1 | 0 | 10.9 |  |  |  |  | R-410A | 1.3833 | Residential & Commercial | USHP | Ducted CEE Tier 1
214491895 | Central HP <5.4 tons | AMANA | HRCU-A-CB (Split System: Heat Pump with Remote Outdoor Unit-Air-Source) | ASZS601810A* |  |  | CA*EA2422*4B*+MBVC1600**-1A* | 0 | 16600 | 17.5 | 8.5 | 17400 | 13000 | 74.71% | 2.1 | 0 | 10.9 |  |  |  |  | R-410A | 1.3833 | Residential & Commercial | USHP | Ducted CEE Tier 1
216032252 | Central HP <5.4 tons | ACIQ | HRCU-A-CB (Split System: Heat Pump with Remote Outdoor Unit-Air-Source) | ACIQ-60-HPD |  |  | ACIQ-60-AHD | 0 | 54000 | 16 | 9 | 56000 | 52000 | 92.86% | 1.8 | 0 | 10 |  |  |  |  | R-454B | 4.5 | Residential & Commercial | USHP | Ducted CEE Tier 1
213075927 | Central HP <5.4 tons | COMFORTMAKER | HRCU-A-CB (Split System: Heat Pump with Remote Outdoor Unit-Air-Source) | DLCURAH36ABK |  |  | EA*4X43L21A* | *95MSU1002120A* | 36400 | 16 | 8.5 | 38000 | 34800 | 91.58% | 2.06 | 0 | 10 |  |  |  |  | R-410A | 3.0333 | Residential & Commercial | USHP | Ducted CEE Tier 1
213076265 | Central HP <5.4 tons | COMFORTMAKER | HRCU-A-CB (Split System: Heat Pump with Remote Outdoor Unit-Air-Source) | DLCURAH36ABK |  |  | EA*4X42L21A* | *95MSU1002122A* | 35600 | 16.5 | 8.1 | 38500 | 35000 | 90.91% | 1.9 | 0 | 10 |  |  |  |  | R-410A | 2.9667 | Residential & Commercial | USHP | Ducted CEE Tier 1
213076364 | Central HP <5.4 tons | COMFORTMAKER | HRCU-A-CB (Split System: Heat Pump with Remote Outdoor Unit-Air-Source) | DLCURAH24ABK |  |  | EN(A,D)4X36L21** | *95MSU1002122A* | 23400 | 17 | 8.5 | 26200 | 24600 | 93.89% | 2.06 | 0 | 10.5 |  |  |  |  | R-410A | 1.95 | Residential & Commercial | USHP | Ducted CEE Tier 1
207436433 | Central HP <5.4 tons | LENNOX | HRCU-A-CB (Split System: Heat Pump with Remote Outdoor Unit-Air-Source) | SL25XPV-036-230A** |  |  | CR33-48B*+TDR+TXV | EL296DF045XV36B* | 33200 | 21.2 | 8.7 | 36000 | 30000 | 83.33% | 1.76 | 13 | 12.5 |  |  |  |  | R-410A | 2.7667 | Residential & Commercial | USHP | Ducted CEE Tier 1
214239876 | Central HP <5.4 tons | AIRQUEST | HRCU-A-CB (Split System: Heat Pump with Remote Outdoor Unit-Air-Source) | HVH837GKA** |  |  | EN(A,D,W)4X48L21**+WALLCON | *80CTL0902120B* | 32400 | 17 | 8.1 | 32600 | 24600 | 75.46% | 1.96 | 0 | 11.7 |  |  |  |  | R-410A | 2.7 | Residential & Commercial | USHP | Ducted CEE Tier 1
214239926 | Central HP <5.4 tons | AIRQUEST | HRCU-A-CB (Split System: Heat Pump with Remote Outdoor Unit-Air-Source) | HVH837GKA** |  |  | EN(A,D,W)4X48L21**+WALLCON | *97CMN1002122B* | 32400 | 17 | 8.1 | 32600 | 24600 | 75.46% | 1.96 | 0 | 11.7 |  |  |  |  | R-410A | 2.7 | Residential & Commercial | USHP | Ducted CEE Tier 1
214240096 | Central HP <5.4 tons | AIRQUEST | HRCU-A-CB (Split System: Heat Pump with Remote Outdoor Unit-Air-Source) | HVH837GKA** |  |  | EN(A,D,W)4X60L24**+WALLCON | *96CTN1202422B* | 32800 | 17.5 | 8.1 | 32200 | 24600 | 76.4% | 1.96 | 0 | 11.7 |  |  |  |  | R-410A | 2.7333 | Residential & Commercial | USHP | Ducted CEE Tier 1
214241848 | Central HP <5.4 tons | AIRQUEST | HRCU-A-CB (Split System: Heat Pump with Remote Outdoor Unit-Air-Source) | HVH825GKA3* |  |  | EN(A,D,W)4X36L17**+WALLCON | *96CTN0601714B* | 23400 | 16 | 8.1 | 21600 | 16800 | 77.78% | 1.9 | 0 | 10.5 |  |  |  |  | R-410A | 1.95 | Residential & Commercial | USHP | Ducted CEE Tier 1
212974618 | Central HP <5.4 tons | COMFORTMAKER | HRCU-A-CB (Split System: Heat Pump with Remote Outdoor Unit-Air-Source) | DLCURAH18ABK |  |  | EA*4X19L17A* | *96VTN0401410B* | 17600 | 16 | 8.1 | 17700 | 17900 | 101.1% | 2.16 | 0 | 10.5 |  |  |  |  | R-410A | 1.4667 | Residential & Commercial | USHP | Ducted CEE Tier 1
212975402 | Central HP <5.4 tons | COMFORTMAKER | HRCU-A-CB (Split System: Heat Pump with Remote Outdoor Unit-Air-Source) | DLCURAH18ABK |  |  | EA*4X24L17A* | *96VTN0601412B* | 17300 | 16 | 8.5 | 18200 | 19400 | 106.6% | 2.34 | 0 | 10.5 |  |  |  |  | R-410A | 1.4417 | Residential & Commercial | USHP | Ducted CEE Tier 1
210857356 | Central HP <5.4 tons | ACIQ | HRCU-A-CB (Split System: Heat Pump with Remote Outdoor Unit-Air-Source) | ACIQ-60HPB |  |  | ACIQ-60AHB | 0 | 55000 | 15.3 | 9.4 | 59000 | 48500 | 82.2% | 1.91 | 9 | 8.8 |  |  |  |  | R-410A | 4.5833 | Residential & Commercial | USHP
213778728 | Central HP <5.4 tons | AIRQUEST | HRCU-A-CB (Split System: Heat Pump with Remote Outdoor Unit-Air-Source) | HVH837GKA** |  |  | EA*4X36L17A*+WALLCON | *80CTL0451712B* | 31200 | 16.5 | 8.1 | 33400 | 24600 | 73.65% | 1.8 | 0 | 10.5 |  |  |  |  | R-410A | 2.6 | Residential & Commercial | USHP | Ducted CEE Tier 1
213778798 | Central HP <5.4 tons | AIRQUEST | HRCU-A-CB (Split System: Heat Pump with Remote Outdoor Unit-Air-Source) | HVH837GKA** |  |  | EA*4X36L17A*+WALLCON | *96CTN0601714B* | 31200 | 16.5 | 8.1 | 33400 | 24600 | 73.65% | 1.82 | 0 | 10.5 |  |  |  |  | R-410A | 2.6 | Residential & Commercial | USHP | Ducted CEE Tier 1
212974670 | Central HP <5.4 tons | COMFORTMAKER | HRCU-A-CB (Split System: Heat Pump with Remote Outdoor Unit-Air-Source) | DLCURAH18ABK |  |  | EA*4X30L14A* | *96VTN0401410B* | 17300 | 16 | 8.1 | 17900 | 18700 | 104.5% | 2.24 | 0 | 10.5 |  |  |  |  | R-410A | 1.4417 | Residential & Commercial | USHP | Ducted CEE Tier 1
214241606 | Central HP <5.4 tons | BRYANT HEATING AND COOLING SYSTEMS | HRCU-A-CB (Split System: Heat Pump with Remote Outdoor Unit-Air-Source) | 288BNV025*0**C* |  |  | CNPV*2417AL*+UI | 987MC42080C17*** | 23200 | 16 | 8.1 | 22000 | 16900 | 76.82% | 1.92 | 0 | 10.5 |  |  |  |  | R-410A | 1.9333 | Residential & Commercial | USHP | Ducted CEE Tier 1
214242376 | Central HP <5.4 tons | BRYANT HEATING AND COOLING SYSTEMS | HRCU-A-CB (Split System: Heat Pump with Remote Outdoor Unit-Air-Source) | 288BNV025*0**C* |  |  | CNPV*4824AL*+UI | 986TD66100C21*** | 24200 | 17 | 8.1 | 21200 | 16500 | 77.83% | 2 | 0 | 11.5 |  |  |  |  | R-410A | 2.0167 | Residential & Commercial | USHP | Ducted CEE Tier 1
212979946 | Central HP <5.4 tons | COMFORTMAKER | HRCU-A-CB (Split System: Heat Pump with Remote Outdoor Unit-Air-Source) | DLCURAH18ABK |  |  | EA*4X19L17A* | *80MS(N,L)0901714A* | 18000 | 16.5 | 8.5 | 18000 | 17800 | 98.89% | 2.14 | 0 | 10.5 |  |  |  |  | R-410A | 1.5 | Residential & Commercial | USHP | Ducted CEE Tier 1
216980794 | Central HP <5.4 tons | ACIQ | HRCU-A-CB (Split System: Heat Pump with Remote Outdoor Unit-Air-Source) | ACIQ-24-HPD |  |  | ACIQ-24W-PB | 0 | 24000 | 17.5 | 9.2 | 26000 | 20000 | 76.92% | 1.9 | 0 | 10.8 |  |  |  |  | R-454B | 2 | Residential & Commercial | USHP | Ducted CEE Tier 1
207436368 | Central HP <5.4 tons | LENNOX | HRCU-A-CB (Split System: Heat Pump with Remote Outdoor Unit-Air-Source) | SL25XPV-036-230A** |  |  | CH35-48C+TDR+TXV | EL296UH110XV60C* | 34000 | 21.2 | 8.5 | 33800 | 26000 | 76.92% | 1.76 | 14 | 13.5 |  |  |  |  | R-410A | 2.8333 | Residential & Commercial | USHP | Ducted CEE Tier 1
207436527 | Central HP <5.4 tons | LENNOX | HRCU-A-CB (Split System: Heat Pump with Remote Outdoor Unit-Air-Source) | SL25XPV-048-230A** |  |  | C35-60C+TDR+TXV | EL296UH090XV60C* | 45500 | 20 | 9.5 | 44000 | 36200 | 82.27% | 1.9 | 12.5 | 12.2 |  |  |  |  | R-410A | 3.7917 | Residential & Commercial | USHP | Ducted CEE Tier 1
207436529 | Central HP <5.4 tons | LENNOX | HRCU-A-CB (Split System: Heat Pump with Remote Outdoor Unit-Air-Source) | SL25XPV-048-230A** |  |  | C35-60C+TDR+TXV | EL296UH110XV60C* | 46000 | 20 | 9.5 | 44000 | 36200 | 82.27% | 1.92 | 12.5 | 12.5 |  |  |  |  | R-410A | 3.8333 | Residential & Commercial | USHP | Ducted CEE Tier 1
207436536 | Central HP <5.4 tons | LENNOX | HRCU-A-CB (Split System: Heat Pump with Remote Outdoor Unit-Air-Source) | SL25XPV-048-230A** |  |  | C35-60C+TDR+TXV | SL297UH080NV48C* | 45500 | 20 | 9.5 | 44000 | 36400 | 82.73% | 1.92 | 12.5 | 12.2 |  |  |  |  | R-410A | 3.7917 | Residential & Commercial | USHP | Ducted CEE Tier 1
207436543 | Central HP <5.4 tons | LENNOX | HRCU-A-CB (Split System: Heat Pump with Remote Outdoor Unit-Air-Source) | SL25XPV-048-230A** |  |  | CH35-51C+TDR+TXV | EL296UH090XV60C* | 44500 | 20 | 9.2 | 45500 | 37600 | 82.64% | 1.82 | 12 | 12 |  |  |  |  | R-410A | 3.7083 | Residential & Commercial | USHP | Ducted CEE Tier 1
207436545 | Central HP <5.4 tons | LENNOX | HRCU-A-CB (Split System: Heat Pump with Remote Outdoor Unit-Air-Source) | SL25XPV-048-230A** |  |  | CH35-51C+TDR+TXV | EL296UH110XV60C* | 45000 | 20 | 9.2 | 45500 | 37400 | 82.2% | 1.82 | 12 | 12 |  |  |  |  | R-410A | 3.75 | Residential & Commercial | USHP | Ducted CEE Tier 1
213778948 | Central HP <5.4 tons | AIRQUEST | HRCU-A-CB (Split System: Heat Pump with Remote Outdoor Unit-Air-Source) | HVH837GKA** |  |  | EA*4X37L21A*+WALLCON | *80CTL0701716B* | 32800 | 17 | 8.5 | 33000 | 25200 | 76.36% | 1.96 | 0 | 11 |  |  |  |  | R-410A | 2.7333 | Residential & Commercial | USHP | Ducted CEE Tier 1
213778998 | Central HP <5.4 tons | AIRQUEST | HRCU-A-CB (Split System: Heat Pump with Remote Outdoor Unit-Air-Source) | HVH837GKA** |  |  | EA*4X37L21A*+WALLCON | *97CMN0601714B* | 32600 | 16.5 | 8.1 | 33200 | 25400 | 76.51% | 1.94 | 0 | 11 |  |  |  |  | R-410A | 2.7167 | Residential & Commercial | USHP | Ducted CEE Tier 1
213779048 | Central HP <5.4 tons | AIRQUEST | HRCU-A-CB (Split System: Heat Pump with Remote Outdoor Unit-Air-Source) | HVH837GKA** |  |  | EA*4X37L21A*+WALLCON | *96CTN1002122B* | 33000 | 17 | 8.5 | 32600 | 25000 | 76.69% | 1.98 | 0 | 11.5 |  |  |  |  | R-410A | 2.75 | Residential & Commercial | USHP | Ducted CEE Tier 1
213778748 | Central HP <5.4 tons | AIRQUEST | HRCU-A-CB (Split System: Heat Pump with Remote Outdoor Unit-Air-Source) | HVH837GKA** |  |  | EA*4X36L17A*+WALLCON | *80CTL0701716B* | 31400 | 16.5 | 8.1 | 33400 | 24400 | 73.05% | 1.82 | 0 | 10.5 |  |  |  |  | R-410A | 2.6167 | Residential & Commercial | USHP | Ducted CEE Tier 1
213779798 | Central HP <5.4 tons | AIRQUEST | HRCU-A-CB (Split System: Heat Pump with Remote Outdoor Unit-Air-Source) | HVH837GKA** |  |  | EA*4X61L24A*+WALLCON | *96CTN1002122B* | 33200 | 17.5 | 8.5 | 32000 | 24800 | 77.5% | 2 | 0 | 11.7 |  |  |  |  | R-410A | 2.7667 | Residential & Commercial | USHP | Ducted CEE Tier 1
213780118 | Central HP <5.4 tons | AIRQUEST | HRCU-A-CB (Split System: Heat Pump with Remote Outdoor Unit-Air-Source) | HVH837GKA** |  |  | EHD4X42AAL+WALLCON | *96CTN1002122B* | 32600 | 16.5 | 8.1 | 33000 | 24600 | 74.55% | 1.94 | 0 | 11 |  |  |  |  | R-410A | 2.7167 | Residential & Commercial | USHP | Ducted CEE Tier 1
213780168 | Central HP <5.4 tons | AIRQUEST | HRCU-A-CB (Split System: Heat Pump with Remote Outdoor Unit-Air-Source) | HVH837GKA** |  |  | EHD4X48AAL+WALLCON | *80CTL0901716B* | 32400 | 16.5 | 8.1 | 33000 | 24800 | 75.15% | 1.96 | 0 | 11 |  |  |  |  | R-410A | 2.7 | Residential & Commercial | USHP | Ducted CEE Tier 1
212978647 | Central HP <5.4 tons | COMFORTMAKER | HRCU-A-CB (Split System: Heat Pump with Remote Outdoor Unit-Air-Source) | DLCURAH24ABK |  |  | EA*4X30L17A* | *80MS(N,L)0701712A* | 23400 | 17.5 | 8.5 | 26200 | 25000 | 95.42% | 2.1 | 0 | 10 |  |  |  |  | R-410A | 1.95 | Residential & Commercial | USHP | Ducted CEE Tier 1
212979496 | Central HP <5.4 tons | COMFORTMAKER | HRCU-A-CB (Split System: Heat Pump with Remote Outdoor Unit-Air-Source) | DLCURAH24ABK |  |  | EA*4X36L21A* | *80MS(N,L)0702116A* | 24000 | 17.5 | 8.5 | 26400 | 23400 | 88.64% | 1.94 | 0 | 10 |  |  |  |  | R-410A | 2 | Residential & Commercial | USHP | Ducted CEE Tier 1
206771720 | Central HP <5.4 tons | TEMPSTAR | HRCU-A-CB (Split System: Heat Pump with Remote Outdoor Unit-Air-Source) | TVH837GKA2* |  |  | EA*4X43L21A*+WALLCON | *96CTN1002122A* | 33000 | 17.5 | 8.5 | 33000 | 25200 | 76.36% | 2 | 12 | 11.7 |  |  |  |  | R-410A | 2.75 | Residential & Commercial | USHP | Ducted CEE Tier 1
206771801 | Central HP <5.4 tons | TEMPSTAR | HRCU-A-CB (Split System: Heat Pump with Remote Outdoor Unit-Air-Source) | TVH837GKA2* |  |  | EA*4X48L21A*+WALLCON | *96CTN0801714A* | 32200 | 17 | 8.1 | 32800 | 25200 | 76.83% | 1.96 | 11.5 | 11 |  |  |  |  | R-410A | 2.6833 | Residential & Commercial | USHP | Ducted CEE Tier 1
212979466 | Central HP <5.4 tons | COMFORTMAKER | HRCU-A-CB (Split System: Heat Pump with Remote Outdoor Unit-Air-Source) | DLCURAH30ABK |  |  | EA*4X43L21A* | *80MS(N,L)0702116A* | 30400 | 15.2 | 8.1 | 33400 | 26400 | 79.04% | 1.84 | 0 | 9 |  |  |  |  | R-410A | 2.5333 | Residential & Commercial | USHP
212980183 | Central HP <5.4 tons | COMFORTMAKER | HRCU-A-CB (Split System: Heat Pump with Remote Outdoor Unit-Air-Source) | DLCURAH30ABK |  |  | EA*4X36L21A* | *80MS(N,L)0902116A* | 29400 | 15.2 | 8.1 | 34000 | 28000 | 82.35% | 1.76 | 0 | 9 |  |  |  |  | R-410A | 2.45 | Residential & Commercial | USHP
207805749 | Central HP <5.4 tons | TRANE | HRCU-A-CB (Split System: Heat Pump with Remote Outdoor Unit-Air-Source) | 4TWA7048A3 |  |  | 4TXCD010DS3+P0V0C000M50SC | 0 | 46500 | 17 | 8.1 | 46500 | 47000 | 101.1% | 3.6 | 13 | 12.5 |  |  |  |  | R-410A | 3.875 | Residential & Commercial | USHP | Ducted CEE Tier 1
215434071 | Central HP <5.4 tons | AMANA | HRCU-A-CB (Split System: Heat Pump with Remote Outdoor Unit-Air-Source) | AZV7SA2410A* |  |  | CHPEA3026*3A* | A*VT800804C*A* | 23200 | 19 | 8.6 | 23200 | 17000 | 73.28% | 2 | 0 | 11 |  |  |  |  | R-32 | 1.9333 | Residential & Commercial | USHP | Ducted CEE Tier 1
215588082 | Central HP <5.4 tons | BRYANT HEATING AND COOLING SYSTEMS | HRCU-A-CB (Split System: Heat Pump with Remote Outdoor Unit-Air-Source) | 291VAN054**AA* |  |  | CAA**4821AM*+UI | 987MC42080C17*** | 47000 | 17.5 | 10.5 | 51500 | 51000 | 99.03% | 2.04 | 0 | 11 |  |  |  |  | R-454B | 3.9167 | Residential & Commercial | USHP | Ducted CEE Tier 1
215588146 | Central HP <5.4 tons | BRYANT HEATING AND COOLING SYSTEMS | HRCU-A-CB (Split System: Heat Pump with Remote Outdoor Unit-Air-Source) | 291VAN054**AA* |  |  | CSAH*4812AM*+UI | 987MC42080C17*** | 47500 | 17 | 12.5 | 51500 | 51000 | 99.03% | 1.98 | 0 | 11 |  |  |  |  | R-454B | 3.9583 | Residential & Commercial | USHP | Ducted CEE Tier 1
215588182 | Central HP <5.4 tons | BRYANT HEATING AND COOLING SYSTEMS | HRCU-A-CB (Split System: Heat Pump with Remote Outdoor Unit-Air-Source) | 291VAN054**AA* |  |  | CSAH*6012AM*+UI | 987MC66100C21*** | 49500 | 18.5 | 10.5 | 52500 | 53500 | 101.9% | 1.92 | 0 | 11 |  |  |  |  | R-454B | 4.125 | Residential & Commercial | USHP | Ducted CEE Tier 1
215588230 | Central HP <5.4 tons | BRYANT HEATING AND COOLING SYSTEMS | HRCU-A-CB (Split System: Heat Pump with Remote Outdoor Unit-Air-Source) | 291VAN054**AA* |  |  | CVAMA6021XMA*+UI | 935CB60080C21*** | 52000 | 19 | 8.1 | 53500 | 45500 | 85.05% | 1.9 | 0 | 11.5 |  |  |  |  | R-454B | 4.3333 | Residential & Commercial | USHP | Ducted CEE Tier 1
215588232 | Central HP <5.4 tons | BRYANT HEATING AND COOLING SYSTEMS | HRCU-A-CB (Split System: Heat Pump with Remote Outdoor Unit-Air-Source) | 291VAN054**AA* |  |  | CVAMA6021XMA*+UI | 987MC60060C21*** | 51000 | 18.5 | 8.1 | 54000 | 46500 | 86.11% | 1.86 | 0 | 10.5 |  |  |  |  | R-454B | 4.25 | Residential & Commercial | USHP | Ducted CEE Tier 1
215588246 | Central HP <5.4 tons | BRYANT HEATING AND COOLING SYSTEMS | HRCU-A-CB (Split System: Heat Pump with Remote Outdoor Unit-Air-Source) | 291VAN054**AA* |  |  | CVAMA6024XMA*+UI | 88*TB60090C21*** | 52000 | 19.5 | 8.5 | 52500 | 46000 | 87.62% | 1.95 | 0 | 12 |  |  |  |  | R-454B | 4.3333 | Residential & Commercial | USHP | Ducted CEE Tier 1
215588316 | Central HP <5.4 tons | BRYANT HEATING AND COOLING SYSTEMS | HRCU-A-CB (Split System: Heat Pump with Remote Outdoor Unit-Air-Source) | 291VAN054**AA* |  |  | CVAVA4924XMA*+UI | 88*TB60090C21*** | 52000 | 19.5 | 8.5 | 52500 | 46000 | 87.62% | 1.95 | 0 | 12 |  |  |  |  | R-454B | 4.3333 | Residential & Commercial | USHP | Ducted CEE Tier 1
215434049 | Central HP <5.4 tons | AMANA | HRCU-A-CB (Split System: Heat Pump with Remote Outdoor Unit-Air-Source) | AZV7SA2410A* |  |  | CA*EA3626*3A* | A*VT800603B*A* | 23200 | 19 | 8.6 | 23200 | 17000 | 73.28% | 2 | 0 | 11 |  |  |  |  | R-32 | 1.9333 | Residential & Commercial | USHP | Ducted CEE Tier 1
212983649 | Central HP <5.4 tons | AIRQUEST | HRCU-A-CB (Split System: Heat Pump with Remote Outdoor Unit-Air-Source) | DLCURAH18ABK |  |  | EA*4X24L17A* | *92MSN0601412A* | 17600 | 16 | 8.5 | 18500 | 19400 | 104.9% | 2.34 | 0 | 10.5 |  |  |  |  | R-410A | 1.4667 | Residential & Commercial | USHP | Ducted CEE Tier 1
212985906 | Central HP <5.4 tons | AIRQUEST | HRCU-A-CB (Split System: Heat Pump with Remote Outdoor Unit-Air-Source) | DLCURAH18ABK |  |  | EA*4X25L17A* | *96MSN0261410A* | 17800 | 16.5 | 8.1 | 17700 | 17700 | 100% | 2.14 | 0 | 10.5 |  |  |  |  | R-410A | 1.4833 | Residential & Commercial | USHP | Ducted CEE Tier 1
212985976 | Central HP <5.4 tons | AIRQUEST | HRCU-A-CB (Split System: Heat Pump with Remote Outdoor Unit-Air-Source) | DLCURAH18ABK |  |  | EN(A,D)4X30L17** | *96MSN0261410A* | 17500 | 16 | 8.1 | 18200 | 18800 | 103.3% | 2.26 | 0 | 11 |  |  |  |  | R-410A | 1.4583 | Residential & Commercial | USHP | Ducted CEE Tier 1
212986274 | Central HP <5.4 tons | AIRQUEST | HRCU-A-CB (Split System: Heat Pump with Remote Outdoor Unit-Air-Source) | DLCURAH18ABK |  |  | EA*4X19L17A* | *96MSN0401410A* | 17900 | 16 | 8.5 | 18000 | 17800 | 98.89% | 2.14 | 0 | 10.5 |  |  |  |  | R-410A | 1.4917 | Residential & Commercial | USHP | Ducted CEE Tier 1
212986358 | Central HP <5.4 tons | AIRQUEST | HRCU-A-CB (Split System: Heat Pump with Remote Outdoor Unit-Air-Source) | DLCURAH18ABK |  |  | EN(A,D)4X24L17** | *96MSN0401410A* | 17400 | 15.5 | 8.5 | 18500 | 19200 | 103.8% | 2.3 | 0 | 10.5 |  |  |  |  | R-410A | 1.45 | Residential & Commercial | USHP | Ducted CEE Tier 1
213433248 | Central HP <5.4 tons | ACIQ | HRCU-A-CB (Split System: Heat Pump with Remote Outdoor Unit-Air-Source) | ACIQ-18-HPB |  |  | ACIQ-18W-WM | 0 | 18000 | 19.3 | 10.8 | 19000 | 18800 | 98.95% | 2.3 | 0 | 12.1 |  |  |  |  | R-410A | 1.5 | Residential & Commercial | USHP | Ducted CEE Tier 1
214242148 | Central HP <5.4 tons | AIRQUEST | HRCU-A-CB (Split System: Heat Pump with Remote Outdoor Unit-Air-Source) | HVH825GKA3* |  |  | EN(A,D,W)4X42L21**+WALLCON | *97CMN0601714B* | 23600 | 16 | 8.1 | 21600 | 16700 | 77.31% | 1.94 | 0 | 10.5 |  |  |  |  | R-410A | 1.9667 | Residential & Commercial | USHP | Ducted CEE Tier 1
207436438 | Central HP <5.4 tons | LENNOX | HRCU-A-CB (Split System: Heat Pump with Remote Outdoor Unit-Air-Source) | SL25XPV-036-230A** |  |  | CR33-48C*+TDR+TXV | EL296DF090XV60C* | 33400 | 20.2 | 8.7 | 36000 | 29800 | 82.78% | 1.76 | 13.5 | 13 |  |  |  |  | R-410A | 2.7833 | Residential & Commercial | USHP | Ducted CEE Tier 1
207436470 | Central HP <5.4 tons | LENNOX | HRCU-A-CB (Split System: Heat Pump with Remote Outdoor Unit-Air-Source) | SL25XPV-036-230A** |  |  | CX35-48B+TDR | SL280UH080NV48B* | 34000 | 21.4 | 8.8 | 35400 | 27600 | 77.97% | 1.8 | 14 | 13 |  |  |  |  | R-410A | 2.8333 | Residential & Commercial | USHP | Ducted CEE Tier 1
212982377 | Central HP <5.4 tons | COMFORTMAKER | HRCU-A-CB (Split System: Heat Pump with Remote Outdoor Unit-Air-Source) | DLCURAH18ABK |  |  | EA*4X19L17A* | *80MSU0401712A* | 17800 | 16 | 8.1 | 17900 | 17700 | 98.88% | 2.14 | 0 | 10.5 |  |  |  |  | R-410A | 1.4833 | Residential & Commercial | USHP | Ducted CEE Tier 1
212983288 | Central HP <5.4 tons | COMFORTMAKER | HRCU-A-CB (Split System: Heat Pump with Remote Outdoor Unit-Air-Source) | DLCURAH18ABK |  |  | EA*4X30L17A* | *92MSN0401712A* | 17300 | 15.5 | 8.5 | 18100 | 18800 | 103.9% | 2.24 | 0 | 10.5 |  |  |  |  | R-410A | 1.4417 | Residential & Commercial | USHP | Ducted CEE Tier 1
207436488 | Central HP <5.4 tons | LENNOX | HRCU-A-CB (Split System: Heat Pump with Remote Outdoor Unit-Air-Source) | SL25XPV-036-230A** |  |  | CX35-48C+TDR | SL297UH080NV48C* | 34000 | 22 | 8.8 | 35400 | 27400 | 77.4% | 1.82 | 14 | 13.4 |  |  |  |  | R-410A | 2.8333 | Residential & Commercial | USHP | Ducted CEE Tier 1
207436502 | Central HP <5.4 tons | LENNOX | HRCU-A-CB (Split System: Heat Pump with Remote Outdoor Unit-Air-Source) | SL25XPV-036-230A** |  |  | CX35-50/60C+TDR | SL280UH100NV60C* | 33800 | 21.2 | 8.6 | 34000 | 26600 | 78.24% | 1.8 | 14.5 | 13.5 |  |  |  |  | R-410A | 2.8167 | Residential & Commercial | USHP | Ducted CEE Tier 1
213076655 | Central HP <5.4 tons | COMFORTMAKER | HRCU-A-CB (Split System: Heat Pump with Remote Outdoor Unit-Air-Source) | DLCURAH36ABK |  |  | EA*4X42L21A* | *80VTL0902120B* | 35200 | 16 | 8.1 | 38500 | 35000 | 90.91% | 1.88 | 0 | 10 |  |  |  |  | R-410A | 2.9333 | Residential & Commercial | USHP | Ducted CEE Tier 1
213077089 | Central HP <5.4 tons | COMFORTMAKER | HRCU-A-CB (Split System: Heat Pump with Remote Outdoor Unit-Air-Source) | DLCURAH36ABK |  |  | EA*4X48L21A* | *96VSN0802120B* | 36200 | 16 | 8.5 | 38000 | 34800 | 91.58% | 2.04 | 0 | 10 |  |  |  |  | R-410A | 3.0167 | Residential & Commercial | USHP | Ducted CEE Tier 1
216980788 | Central HP <5.4 tons | ACIQ | HRCU-A-CB (Split System: Heat Pump with Remote Outdoor Unit-Air-Source) | ACIQ-36-HPD |  |  | ACIQ-36W-WMB | 0 | 36000 | 16.8 | 9.6 | 37000 | 34600 | 93.51% | 1.8 | 0 | 11.2 |  |  |  |  | R-454B | 3 | Residential & Commercial | USHP | Ducted CEE Tier 1
216032257 | Central HP <5.4 tons | ACIQ | HRCU-A-CB (Split System: Heat Pump with Remote Outdoor Unit-Air-Source) | ACIQ-48-HPD |  |  | ACIQ-48-PAH | 0 | 48000 | 17.5 | 9.5 | 48000 | 48000 | 100% | 2 | 0 | 12 |  |  |  |  | R-454B | 4 | Residential & Commercial | USHP | Ducted CEE Tier 1
213771726 | Central HP <5.4 tons | BRYANT HEATING AND COOLING SYSTEMS | HRCU-A-CB (Split System: Heat Pump with Remote Outdoor Unit-Air-Source) | 288BNV025*0**B* |  |  | CAP**4824AL*+UI | 986TD66100C21*** | 24200 | 16.5 | 8.1 | 21000 | 16500 | 78.57% | 2.02 | 0 | 11 |  |  |  |  | R-410A | 2.0167 | Residential & Commercial | USHP | Ducted CEE Tier 1
214241976 | Central HP <5.4 tons | BRYANT HEATING AND COOLING SYSTEMS | HRCU-A-CB (Split System: Heat Pump with Remote Outdoor Unit-Air-Source) | 288BNV025*0**C* |  |  | CNPV*3621AL*+UI | 986TD66100C21*** | 23600 | 16.5 | 8.1 | 21400 | 16700 | 78.04% | 1.92 | 0 | 11 |  |  |  |  | R-410A | 1.9667 | Residential & Commercial | USHP | Ducted CEE Tier 1
214242076 | Central HP <5.4 tons | BRYANT HEATING AND COOLING SYSTEMS | HRCU-A-CB (Split System: Heat Pump with Remote Outdoor Unit-Air-Source) | 288BNV025*0**C* |  |  | CNPV*4217AL*+UI | 986TD42080C17*** | 24000 | 16.5 | 8.1 | 21400 | 16600 | 77.57% | 1.98 | 0 | 11 |  |  |  |  | R-410A | 2 | Residential & Commercial | USHP | Ducted CEE Tier 1
214242576 | Central HP <5.4 tons | BRYANT HEATING AND COOLING SYSTEMS | HRCU-A-CB (Split System: Heat Pump with Remote Outdoor Unit-Air-Source) | 288BNV025*0**B* |  |  | CNPV*3017AL*+UI | 935CB48060C17*** | 23400 | 16.5 | 8.1 | 21600 | 16700 | 77.31% | 1.92 | 0 | 10.5 |  |  |  |  | R-410A | 1.95 | Residential & Commercial | USHP | Ducted CEE Tier 1
214242676 | Central HP <5.4 tons | BRYANT HEATING AND COOLING SYSTEMS | HRCU-A-CB (Split System: Heat Pump with Remote Outdoor Unit-Air-Source) | 288BNV025*0**B* |  |  | CNPV*3617AL*+UI | 935CB48060C17*** | 23400 | 16.5 | 8.1 | 21600 | 16700 | 77.31% | 1.92 | 0 | 10.5 |  |  |  |  | R-410A | 1.95 | Residential & Commercial | USHP | Ducted CEE Tier 1
206135741 | Central HP <5.4 tons | TEMPSTAR | HRCU-A-CB (Split System: Heat Pump with Remote Outdoor Unit-Air-Source) | TVH837GKA** |  |  | EA*4X43L21A*+WALLCON | *80CSU0601716A* | 32800 | 17 | 8.5 | 33000 | 25200 | 76.36% | 1.96 | 12 | 11 |  |  |  |  | R-410A | 2.7333 | Residential & Commercial | USHP | Ducted CEE Tier 1
206136093 | Central HP <5.4 tons | TEMPSTAR | HRCU-A-CB (Split System: Heat Pump with Remote Outdoor Unit-Air-Source) | TVH837GKA** |  |  | EA*4X37L21A*+WALLCON | *95CSU1002122A* | 33000 | 17.5 | 8.5 | 32800 | 25000 | 76.22% | 2 | 12 | 11.5 |  |  |  |  | R-410A | 2.75 | Residential & Commercial | USHP | Ducted CEE Tier 1
206136193 | Central HP <5.4 tons | TEMPSTAR | HRCU-A-CB (Split System: Heat Pump with Remote Outdoor Unit-Air-Source) | TVH837GKA** |  |  | EA*4X48L24A*+WALLCON | *95CSU0802120A* | 32400 | 17.5 | 8.5 | 32400 | 24800 | 76.54% | 2 | 12 | 11.5 |  |  |  |  | R-410A | 2.7 | Residential & Commercial | USHP | Ducted CEE Tier 1
216732756 | Central HP <5.4 tons | AIRQUEST | HRCU-A-CB (Split System: Heat Pump with Remote Outdoor Unit-Air-Source) | D5CUHAH24AAK |  |  | EA*5X24M17A* | *80MSU0401712A* | 22000 | 16.5 | 8.5 | 21000 | 19100 | 90.95% | 1.94 | 0 | 10.5 |  |  |  |  | R-454B | 1.8333 | Residential & Commercial | USHP | Ducted CEE Tier 1
216733597 | Central HP <5.4 tons | AIRQUEST | HRCU-A-CB (Split System: Heat Pump with Remote Outdoor Unit-Air-Source) | D5CUHAH24AAK |  |  | EA*5X25M17A* | *96VTN0801716B* | 23200 | 16.5 | 8.5 | 20800 | 18500 | 88.94% | 1.96 | 0 | 11 |  |  |  |  | R-454B | 1.9333 | Residential & Commercial | USHP | Ducted CEE Tier 1
216733608 | Central HP <5.4 tons | AIRQUEST | HRCU-A-CB (Split System: Heat Pump with Remote Outdoor Unit-Air-Source) | D5CUHAH24AAK |  |  | EA*5X25M17A* | *97VTN0601716A* | 23000 | 16.5 | 8.5 | 20600 | 18400 | 89.32% | 1.98 | 0 | 11 |  |  |  |  | R-454B | 1.9167 | Residential & Commercial | USHP | Ducted CEE Tier 1
216733538 | Central HP <5.4 tons | AIRQUEST | HRCU-A-CB (Split System: Heat Pump with Remote Outdoor Unit-Air-Source) | D5CUHAH24AAK |  |  | EA*5X25M17A* | *96CTN0401410B* | 22800 | 15.5 | 8.5 | 20800 | 18600 | 89.42% | 1.96 | 0 | 10.5 |  |  |  |  | R-454B | 1.9 | Residential & Commercial | USHP | Ducted CEE Tier 1
216733556 | Central HP <5.4 tons | AIRQUEST | HRCU-A-CB (Split System: Heat Pump with Remote Outdoor Unit-Air-Source) | D5CUHAH24AAK |  |  | EA*5X25M17A* | *96CTN0801714B* | 23000 | 16.5 | 8.5 | 20600 | 18400 | 89.32% | 1.96 | 0 | 11 |  |  |  |  | R-454B | 1.9167 | Residential & Commercial | USHP | Ducted CEE Tier 1
212978191 | Central HP <5.4 tons | COMFORTMAKER | HRCU-A-CB (Split System: Heat Pump with Remote Outdoor Unit-Air-Source) | DLCURAH24ABK |  |  | EN(A,D)4X30L14** | *80MS(N,L)0701412A* | 23600 | 17 | 8.5 | 26200 | 24600 | 93.89% | 2.04 | 0 | 10.5 |  |  |  |  | R-410A | 1.9667 | Residential & Commercial | USHP | Ducted CEE Tier 1
215937267 | Central HP <5.4 tons | AIRQUEST | HRCU-A-CB (Split System: Heat Pump with Remote Outdoor Unit-Air-Source) | H5H3V48*K*AAA* |  |  | EVM5X49M21A*+WALLCON | *96CTN0801714B* | 44000 | 20 | 8.1 | 53500 | 37600 | 70.28% | 2 | 0 | 11.5 |  |  |  |  | R-454B | 3.6667 | Residential & Commercial | USHP | Ducted CEE Tier 1
207436464 | Central HP <5.4 tons | LENNOX | HRCU-A-CB (Split System: Heat Pump with Remote Outdoor Unit-Air-Source) | SL25XPV-036-230A** |  |  | CX35-36B+TDR | SL280UH090XV48B* | 33400 | 21.8 | 8.6 | 35600 | 26600 | 74.72% | 1.76 | 13.5 | 13.4 |  |  |  |  | R-410A | 2.7833 | Residential & Commercial | USHP | Ducted CEE Tier 1
216032256 | Central HP <5.4 tons | ACIQ | HRCU-A-CB (Split System: Heat Pump with Remote Outdoor Unit-Air-Source) | ACIQ-36-HPD |  |  | ACIQ-36-PAH | 0 | 36000 | 18 | 10 | 37000 | 37400 | 101.1% | 1.9 | 0 | 12 |  |  |  |  | R-454B | 3 | Residential & Commercial | USHP | Ducted CEE Tier 1
207436514 | Central HP <5.4 tons | LENNOX | HRCU-A-CB (Split System: Heat Pump with Remote Outdoor Unit-Air-Source) | SL25XPV-048-230A** |  |  | C35-49C+TDR+TXV | EL296UH110XV60C* | 45500 | 20 | 8.9 | 44000 | 35800 | 81.36% | 1.78 | 12 | 12 |  |  |  |  | R-410A | 3.7917 | Residential & Commercial | USHP | Ducted CEE Tier 1
207436534 | Central HP <5.4 tons | LENNOX | HRCU-A-CB (Split System: Heat Pump with Remote Outdoor Unit-Air-Source) | SL25XPV-048-230A** |  |  | C35-60C+TDR+TXV | SL280UH110V60C* | 46000 | 20 | 9.5 | 44000 | 36200 | 82.27% | 1.92 | 12.5 | 12.5 |  |  |  |  | R-410A | 3.8333 | Residential & Commercial | USHP | Ducted CEE Tier 1
207436581 | Central HP <5.4 tons | LENNOX | HRCU-A-CB (Split System: Heat Pump with Remote Outdoor Unit-Air-Source) | SL25XPV-048-230A** |  |  | CR33-50/60+TDR+TXV | SL280DF090V60C* | 45500 | 20.8 | 9.1 | 43500 | 35200 | 80.92% | 1.86 | 12.5 | 12.3 |  |  |  |  | R-410A | 3.7917 | Residential & Commercial | USHP | Ducted CEE Tier 1
213492135 | Central HP <5.4 tons | ACIQ | HRCU-A-C (Split System: Heat Pump with Remote Outdoor Unit with No Indoor Fan --Air Source) | ACIQ-24-HPB |  |  | ACIQ-24-ACL-14 | 0 | 24000 | 16.1 | 9.8 | 25000 | 20000 | 80% | 2 | 0 | 10.7 |  |  |  |  | R-410A | 2 | Residential & Commercial | USHP | Ducted CEE Tier 1
213815738 | Central HP <5.4 tons | AMANA | HRCU-A-CB (Split System: Heat Pump with Remote Outdoor Unit-Air-Source) | ASZS60361EA* |  |  | CA*EA6030*4A*+MBVK20DP1X00A* | 0 | 34200 | 17.5 | 8.6 | 34200 | 30000 | 87.72% | 2 | 0 | 10 |  |  |  |  | R-410A | 2.85 | Residential & Commercial | USHP | Ducted CEE Tier 1
213492138 | Central HP <5.4 tons | ACIQ | HRCU-A-C (Split System: Heat Pump with Remote Outdoor Unit with No Indoor Fan --Air Source) | ACIQ-30-HPB |  |  | ACIQ-36-ACL-17 | 0 | 29000 | 15.2 | 8.5 | 31000 | 22600 | 72.9% | 1.8 | 0 | 10 |  |  |  |  | R-410A | 2.4167 | Residential & Commercial | USHP | Ducted CEE Tier 1
216032249 | Central HP <5.4 tons | ACIQ | HRCU-A-CB (Split System: Heat Pump with Remote Outdoor Unit-Air-Source) | ACIQ-36-HPD |  |  | ACIQ-36-AHD | 0 | 36000 | 17.4 | 10.3 | 37000 | 39000 | 105.4% | 1.9 | 0 | 11.7 |  |  |  |  | R-454B | 3 | Residential & Commercial | USHP | Ducted CEE Tier 1
215588080 | Central HP <5.4 tons | BRYANT HEATING AND COOLING SYSTEMS | HRCU-A-CB (Split System: Heat Pump with Remote Outdoor Unit-Air-Source) | 291VAN054**AA* |  |  | CAA**4821AM*+UI | 935CB48060C17*** | 47000 | 17.5 | 10.5 | 51500 | 50500 | 98.06% | 2.04 | 0 | 11 |  |  |  |  | R-454B | 3.9167 | Residential & Commercial | USHP | Ducted CEE Tier 1
215588096 | Central HP <5.4 tons | BRYANT HEATING AND COOLING SYSTEMS | HRCU-A-CB (Split System: Heat Pump with Remote Outdoor Unit-Air-Source) | 291VAN054**AA* |  |  | CAA**6024AM*+UI | 88*TB60110C21*** | 49500 | 19.5 | 10.5 | 52500 | 53000 | 101% | 1.96 | 0 | 11.5 |  |  |  |  | R-454B | 4.125 | Residential & Commercial | USHP | Ducted CEE Tier 1
207436156 | Central HP <5.4 tons | LENNOX | HRCU-A-CB (Split System: Heat Pump with Remote Outdoor Unit-Air-Source) | SL25XPV-024-230A** |  |  | C35-36B+TDR+TXV | SLP99UH070XV36B* | 22200 | 23 | 9.2 | 21600 | 20400 | 94.44% | 1.84 | 15 | 14.3 |  |  |  |  | R-410A | 1.85 | Residential & Commercial | USHP | Ducted CEE Tier 1
207436157 | Central HP <5.4 tons | LENNOX | HRCU-A-CB (Split System: Heat Pump with Remote Outdoor Unit-Air-Source) | SL25XPV-024-230A** |  |  | C35-48B+TDR+TXV | EL296UH045XV36B* | 22000 | 21.2 | 9.3 | 21600 | 20600 | 95.37% | 1.86 | 14.5 | 13.5 |  |  |  |  | R-410A | 1.8333 | Residential & Commercial | USHP | Ducted CEE Tier 1
212969800 | Central HP <5.4 tons | COMFORTMAKER | HRCU-A-CB (Split System: Heat Pump with Remote Outdoor Unit-Air-Source) | DLCURAH24ABK |  |  | EN(A,D)4X24L14** | *80VSL0451412B* | 23400 | 17 | 8.5 | 27000 | 25000 | 92.59% | 2.08 | 0 | 10 |  |  |  |  | R-410A | 1.95 | Residential & Commercial | USHP | Ducted CEE Tier 1
207436554 | Central HP <5.4 tons | LENNOX | HRCU-A-CB (Split System: Heat Pump with Remote Outdoor Unit-Air-Source) | SL25XPV-048-230A** |  |  | CH35-51C+TDR+TXV | SLP99UH090XV48C* | 44500 | 20.6 | 9.2 | 45500 | 37600 | 82.64% | 1.8 | 12 | 12 |  |  |  |  | R-410A | 3.7083 | Residential & Commercial | USHP | Ducted CEE Tier 1
207436579 | Central HP <5.4 tons | LENNOX | HRCU-A-CB (Split System: Heat Pump with Remote Outdoor Unit-Air-Source) | SL25XPV-048-230A** |  |  | CR33-50/60+TDR+TXV | EL296DF110XV60C* | 45500 | 20.6 | 9 | 44000 | 35400 | 80.45% | 1.84 | 12 | 12 |  |  |  |  | R-410A | 3.7917 | Residential & Commercial | USHP | Ducted CEE Tier 1
207436582 | Central HP <5.4 tons | LENNOX | HRCU-A-CB (Split System: Heat Pump with Remote Outdoor Unit-Air-Source) | SL25XPV-048-230A** |  |  | CR33-50/60+TDR+TXV | SL280DF110V60C* | 45500 | 21 | 9.1 | 43500 | 35200 | 80.92% | 1.86 | 12.5 | 12.3 |  |  |  |  | R-410A | 3.7917 | Residential & Commercial | USHP | Ducted CEE Tier 1
207436584 | Central HP <5.4 tons | LENNOX | HRCU-A-CB (Split System: Heat Pump with Remote Outdoor Unit-Air-Source) | SL25XPV-048-230A** |  |  | CR33-50/60+TDR+TXV | SLP99DF090XV60C* | 45500 | 20.6 | 9.1 | 44000 | 35400 | 80.45% | 1.84 | 12 | 12 |  |  |  |  | R-410A | 3.7917 | Residential & Commercial | USHP | Ducted CEE Tier 1
207436497 | Central HP <5.4 tons | LENNOX | HRCU-A-CB (Split System: Heat Pump with Remote Outdoor Unit-Air-Source) | SL25XPV-036-230A** |  |  | CX35-50/60C+TDR | EL296UH110XV48C* | 33600 | 22 | 8.7 | 34400 | 26800 | 77.91% | 1.82 | 14 | 13.3 |  |  |  |  | R-410A | 2.8 | Residential & Commercial | USHP | Ducted CEE Tier 1
216980771 | Central HP <5.4 tons | ACIQ | HRCU-A-C (Split System: Heat Pump with Remote Outdoor Unit with No Indoor Fan --Air Source) | ACIQ-24-HPD |  |  | ACIQ-24-ACL-14-B | 0 | 24000 | 16 | 9.5 | 25000 | 21000 | 84% | 1.8 | 0 | 10 |  |  |  |  | R-454B | 2 | Residential & Commercial | USHP | Ducted CEE Tier 1
216699851 | Central HP <5.4 tons | AMANA | HRCU-A-CB (Split System: Heat Pump with Remote Outdoor Unit-Air-Source) | AZV9SA241CA* |  |  | CHPEA4830*3A* | A*VT801005C*A* | 23000 | 18.2 | 9 | 21000 | 21000 | 100% | 2 | 0 | 11.7 |  |  |  |  | R-32 | 1.9167 | Residential & Commercial | USHP | Ducted CEE Tier 1
216679915 | Central HP <5.4 tons | BRYANT HEATING AND COOLING SYSTEMS | HRCU-A-CB (Split System: Heat Pump with Remote Outdoor Unit-Air-Source) | 38MURAQ36AB3* |  |  | CSPH*4812AL* | 927TA48080V17*** | 35800 | 15.2 | 8.5 | 38500 | 34400 | 89.35% | 1.82 | 0 | 9.8 |  |  |  |  | R-410A | 2.9833 | Residential & Commercial | USHP
213077642 | Central HP <5.4 tons | COMFORTMAKER | HRCU-A-CB (Split System: Heat Pump with Remote Outdoor Unit-Air-Source) | DLCURAH36ABK |  |  | EA*4X43L21A* | *96VTN1002120B* | 36200 | 16.5 | 8.5 | 38000 | 34800 | 91.58% | 2.04 | 0 | 10 |  |  |  |  | R-410A | 3.0167 | Residential & Commercial | USHP | Ducted CEE Tier 1
213077725 | Central HP <5.4 tons | COMFORTMAKER | HRCU-A-CB (Split System: Heat Pump with Remote Outdoor Unit-Air-Source) | DLCURAH36ABK |  |  | EA*4X42L21A* | *96VTN1002122B* | 35400 | 16.5 | 8.1 | 38500 | 35000 | 90.91% | 1.88 | 0 | 10 |  |  |  |  | R-410A | 2.95 | Residential & Commercial | USHP | Ducted CEE Tier 1
213077809 | Central HP <5.4 tons | COMFORTMAKER | HRCU-A-CB (Split System: Heat Pump with Remote Outdoor Unit-Air-Source) | DLCURAH36ABK |  |  | EN(A,D)4X48L24** | *96VTN1202422B* | 35800 | 16.5 | 8.1 | 38500 | 35000 | 90.91% | 2 | 0 | 10 |  |  |  |  | R-410A | 2.9833 | Residential & Commercial | USHP | Ducted CEE Tier 1
213077928 | Central HP <5.4 tons | COMFORTMAKER | HRCU-A-CB (Split System: Heat Pump with Remote Outdoor Unit-Air-Source) | DLCURAH36ABK |  |  | EA*4X36L21A* | *80MS(N,L)0701712A* | 34800 | 16 | 8.1 | 38500 | 35200 | 91.43% | 1.82 | 0 | 9.5 |  |  |  |  | R-410A | 2.9 | Residential & Commercial | USHP
214280307 | Central HP <5.4 tons | BRYANT HEATING AND COOLING SYSTEMS | HRCU-A-CB (Split System: Heat Pump with Remote Outdoor Unit-Air-Source) | 38MURAQ36AB3* |  |  | CAP**4821AL* | 916SA48060M17*** | 35600 | 15.5 | 8.5 | 38000 | 34800 | 91.58% | 2.04 | 0 | 9.5 |  |  |  |  | R-410A | 2.9667 | Residential & Commercial | USHP
216679951 | Central HP <5.4 tons | BRYANT HEATING AND COOLING SYSTEMS | HRCU-A-CB (Split System: Heat Pump with Remote Outdoor Unit-Air-Source) | 38MURAQ36AB3* |  |  | CNPV*4217AL* | 927TA48080V17*** | 35600 | 15.2 | 8.5 | 39000 | 34600 | 88.72% | 1.8 | 0 | 10 |  |  |  |  | R-410A | 2.9667 | Residential & Commercial | USHP | Ducted CEE Tier 1
213500937 | Central HP <5.4 tons | ACIQ | HRCU-A-CB (Split System: Heat Pump with Remote Outdoor Unit-Air-Source) | ACIQ-36-HPC |  |  | ACIQ-36-AHB* | 0 | 35000 | 16.3 | 9.5 | 39000 | 38000 | 97.44% | 1.8 | 0 | 11.7 |  |  |  |  | R-410A | 2.9167 | Residential & Commercial | USHP | Ducted CEE Tier 1
207436173 | Central HP <5.4 tons | LENNOX | HRCU-A-CB (Split System: Heat Pump with Remote Outdoor Unit-Air-Source) | SL25XPV-024-230A** |  |  | CH35-42B+TDR+TXV | SL280UH090XV48B* | 22800 | 22.4 | 9.6 | 21400 | 19900 | 92.99% | 1.98 | 15.5 | 15 |  |  |  |  | R-410A | 1.9 | Residential & Commercial | USHP | Ducted CEE Tier 1
207436175 | Central HP <5.4 tons | LENNOX | HRCU-A-CB (Split System: Heat Pump with Remote Outdoor Unit-Air-Source) | SL25XPV-024-230A** |  |  | CH35-42B+TDR+TXV | SL297UH060NV36B* | 22800 | 22.6 | 9.5 | 21200 | 20000 | 94.34% | 1.96 | 15.5 | 14.5 |  |  |  |  | R-410A | 1.9 | Residential & Commercial | USHP | Ducted CEE Tier 1
207436190 | Central HP <5.4 tons | LENNOX | HRCU-A-CB (Split System: Heat Pump with Remote Outdoor Unit-Air-Source) | SL25XPV-024-230A** |  |  | CH35-42C+TDR+TXV | SLP99UH090XV36C* | 22200 | 22.4 | 9.3 | 21400 | 20200 | 94.39% | 1.9 | 15.5 | 14.5 |  |  |  |  | R-410A | 1.85 | Residential & Commercial | USHP | Ducted CEE Tier 1
215588130 | Central HP <5.4 tons | BRYANT HEATING AND COOLING SYSTEMS | HRCU-A-CB (Split System: Heat Pump with Remote Outdoor Unit-Air-Source) | 291VAN054**AA* |  |  | CAA**6124AM*+UI | 987MC60060C21*** | 49000 | 18.5 | 11 | 53500 | 53500 | 100% | 1.9 | 0 | 10.5 |  |  |  |  | R-454B | 4.0833 | Residential & Commercial | USHP | Ducted CEE Tier 1
215588264 | Central HP <5.4 tons | BRYANT HEATING AND COOLING SYSTEMS | HRCU-A-CB (Split System: Heat Pump with Remote Outdoor Unit-Air-Source) | 291VAN054**AA* |  |  | CVAMA6024XMA*+UI | 986TD66100C21*** | 52000 | 19 | 8.1 | 53000 | 46500 | 87.74% | 1.85 | 0 | 11.5 |  |  |  |  | R-454B | 4.3333 | Residential & Commercial | USHP | Ducted CEE Tier 1
207436239 | Central HP <5.4 tons | LENNOX | HRCU-A-CB (Split System: Heat Pump with Remote Outdoor Unit-Air-Source) | SL25XPV-024-230A** |  |  | CX35-36B+TDR | SLP99UH070XV36B* | 22200 | 23 | 9.2 | 21600 | 20400 | 94.44% | 1.84 | 15 | 14.3 |  |  |  |  | R-410A | 1.85 | Residential & Commercial | USHP | Ducted CEE Tier 1
216738788 | Central HP <5.4 tons | BRYANT HEATING AND COOLING SYSTEMS | HRCU-A-CB (Split System: Heat Pump with Remote Outdoor Unit-Air-Source) | 37MUHAQ24AA3 |  |  | CSAH*3612AM* | 986TD66120C24*** | 23200 | 15.2 | 8.1 | 21000 | 18700 | 89.05% | 1.85 | 0 | 10.5 |  |  |  |  | R-454B | 1.9333 | Residential & Commercial | USHP | Ducted CEE Tier 1
212972986 | Central HP <5.4 tons | COMFORTMAKER | HRCU-A-CB (Split System: Heat Pump with Remote Outdoor Unit-Air-Source) | DLCURAH24ABK |  |  | EN(A,D)4X30L14** | *96VSN0401410B* | 23400 | 16 | 8.1 | 26400 | 24800 | 93.94% | 2.04 | 0 | 10 |  |  |  |  | R-410A | 1.95 | Residential & Commercial | USHP | Ducted CEE Tier 1
212973636 | Central HP <5.4 tons | COMFORTMAKER | HRCU-A-CB (Split System: Heat Pump with Remote Outdoor Unit-Air-Source) | DLCURAH24ABK |  |  | EN(A,D,W)4X36L17** | *96VSN0601412B* | 23400 | 16.5 | 8.1 | 26200 | 24600 | 93.89% | 2.04 | 0 | 10 |  |  |  |  | R-410A | 1.95 | Residential & Commercial | USHP | Ducted CEE Tier 1
215434279 | Central HP <5.4 tons | AMANA | HRCU-A-CB (Split System: Heat Pump with Remote Outdoor Unit-Air-Source) | AZV7SA4210A* |  |  | CA*EA6030*3A* | A*VT960804CNA* | 40500 | 16.5 | 8.8 | 41000 | 31000 | 75.61% | 2 | 0 | 10 |  |  |  |  | R-32 | 3.375 | Residential & Commercial | USHP | Ducted CEE Tier 1
211263524 | Central HP <5.4 tons | TEMPSTAR | HRCU-A-CB (Split System: Heat Pump with Remote Outdoor Unit-Air-Source) | DLCURAH18ABK |  |  | EN(A,D)4X24L17** | *80ESU0601716A | 18500 | 16 | 8.5 | 19400 | 18500 | 95.36% | 2.24 | 0 | 11 |  |  |  |  | R-410A | 1.5417 | Residential & Commercial | USHP | Ducted CEE Tier 1
216032254 | Central HP <5.4 tons | ACIQ | HRCU-A-CB (Split System: Heat Pump with Remote Outdoor Unit-Air-Source) | ACIQ-24-HPD |  |  | ACIQ-24-PAH | 0 | 24000 | 18.6 | 10 | 24000 | 20600 | 85.83% | 2.14 | 0 | 12 |  |  |  |  | R-454B | 2 | Residential & Commercial | USHP | Ducted CEE Tier 1
207436163 | Central HP <5.4 tons | LENNOX | HRCU-A-CB (Split System: Heat Pump with Remote Outdoor Unit-Air-Source) | SL25XPV-024-230A** |  |  | C35-48B+TDR+TXV | SL297UH040NV36B* | 22200 | 21.6 | 9.3 | 21600 | 20600 | 95.37% | 1.86 | 14.5 | 14 |  |  |  |  | R-410A | 1.85 | Residential & Commercial | USHP | Ducted CEE Tier 1
207436164 | Central HP <5.4 tons | LENNOX | HRCU-A-CB (Split System: Heat Pump with Remote Outdoor Unit-Air-Source) | SL25XPV-024-230A** |  |  | C35-48B+TDR+TXV | SL297UH060NV36B* | 22000 | 21.2 | 9.3 | 21600 | 20600 | 95.37% | 1.86 | 14.5 | 13.5 |  |  |  |  | R-410A | 1.8333 | Residential & Commercial | USHP | Ducted CEE Tier 1
207436197 | Central HP <5.4 tons | LENNOX | HRCU-A-CB (Split System: Heat Pump with Remote Outdoor Unit-Air-Source) | SL25XPV-024-230A** |  |  | CHX35-42B-**-*+TDR | SL280UH090V36B* | 22800 | 23.2 | 9.7 | 21400 | 19900 | 92.99% | 1.98 | 15.5 | 15 |  |  |  |  | R-410A | 1.9 | Residential & Commercial | USHP | Ducted CEE Tier 1
207436198 | Central HP <5.4 tons | LENNOX | HRCU-A-CB (Split System: Heat Pump with Remote Outdoor Unit-Air-Source) | SL25XPV-024-230A** |  |  | CHX35-42B-**-*+TDR | SL280UH090V48B* | 22800 | 22.4 | 9.6 | 21400 | 19900 | 92.99% | 1.98 | 15.5 | 15 |  |  |  |  | R-410A | 1.9 | Residential & Commercial | USHP | Ducted CEE Tier 1
215433900 | Central HP <5.4 tons | AMANA | HRCU-A-CB (Split System: Heat Pump with Remote Outdoor Unit-Air-Source) | AZV7SA2410A* |  |  | CA*EA3022*3A*+MBVK16CP1X00A* | 0 | 23200 | 19 | 8.6 | 23200 | 17000 | 73.28% | 2 | 0 | 11 |  |  |  |  | R-32 | 1.9333 | Residential & Commercial | USHP | Ducted CEE Tier 1
215434066 | Central HP <5.4 tons | AMANA | HRCU-A-CB (Split System: Heat Pump with Remote Outdoor Unit-Air-Source) | AZV7SA2410A* |  |  | CHPEA3026*3A* | A*VS960603BUA* | 23200 | 19 | 8.6 | 23200 | 17000 | 73.28% | 2 | 0 | 11 |  |  |  |  | R-32 | 1.9333 | Residential & Commercial | USHP | Ducted CEE Tier 1
215434067 | Central HP <5.4 tons | AMANA | HRCU-A-CB (Split System: Heat Pump with Remote Outdoor Unit-Air-Source) | AZV7SA2410A* |  |  | CHPEA3026*3A* | A*VS960805CUA* | 23200 | 19 | 8.6 | 23200 | 17000 | 73.28% | 2 | 0 | 11 |  |  |  |  | R-32 | 1.9333 | Residential & Commercial | USHP | Ducted CEE Tier 1
215434068 | Central HP <5.4 tons | AMANA | HRCU-A-CB (Split System: Heat Pump with Remote Outdoor Unit-Air-Source) | AZV7SA2410A* |  |  | CHPEA3026*3A* | A*VT800603B*A* | 23200 | 19 | 8.6 | 23200 | 17000 | 73.28% | 2 | 0 | 11 |  |  |  |  | R-32 | 1.9333 | Residential & Commercial | USHP | Ducted CEE Tier 1
211241191 | Central HP <5.4 tons | COMFORTMAKER | HRCU-A-CB (Split System: Heat Pump with Remote Outdoor Unit-Air-Source) | DLCURAH24ABK |  |  | EA*4X25L17A* | *80ES(N,L)0701412A* | 25000 | 17 | 8.5 | 25600 | 21000 | 82.03% | 1.78 | 0 | 10.5 |  |  |  |  | R-410A | 2.0833 | Residential & Commercial | USHP | Ducted CEE Tier 1
211241291 | Central HP <5.4 tons | COMFORTMAKER | HRCU-A-CB (Split System: Heat Pump with Remote Outdoor Unit-Air-Source) | DLCURAH24ABK |  |  | EA*4X30L14A* | *95ESN0601412A* | 24200 | 15.5 | 8.5 | 26600 | 22800 | 85.71% | 1.86 | 0 | 10 |  |  |  |  | R-410A | 2.0167 | Residential & Commercial | USHP | Ducted CEE Tier 1
211241378 | Central HP <5.4 tons | COMFORTMAKER | HRCU-A-CB (Split System: Heat Pump with Remote Outdoor Unit-Air-Source) | DLCURAH24ABK |  |  | EA*4X30L17A* | *80VSL0451412A* | 23400 | 16.5 | 8.5 | 25800 | 24400 | 94.57% | 2.02 | 0 | 10 |  |  |  |  | R-410A | 1.95 | Residential & Commercial | USHP | Ducted CEE Tier 1
211241511 | Central HP <5.4 tons | COMFORTMAKER | HRCU-A-CB (Split System: Heat Pump with Remote Outdoor Unit-Air-Source) | DLCURAH24ABK |  |  | EA*4X30L17A* | *80ESU0401712A* | 24000 | 17 | 8.5 | 26000 | 23200 | 89.23% | 1.94 | 0 | 10 |  |  |  |  | R-410A | 2 | Residential & Commercial | USHP | Ducted CEE Tier 1
206136329 | Central HP <5.4 tons | TEMPSTAR | HRCU-A-CB (Split System: Heat Pump with Remote Outdoor Unit-Air-Source) | TVH837GKA** |  |  | EHD4X36AAL+WALLCON | *95CSU1002122A* | 32200 | 16.5 | 8.1 | 33200 | 24600 | 74.1% | 1.94 | 11.5 | 11 |  |  |  |  | R-410A | 2.6833 | Residential & Commercial | USHP | Ducted CEE Tier 1
213492136 | Central HP <5.4 tons | ACIQ | HRCU-A-C (Split System: Heat Pump with Remote Outdoor Unit with No Indoor Fan --Air Source) | ACIQ-30-HPB |  |  | ACIQ-36-ACL | 0 | 30000 | 15.5 | 9.7 | 33000 | 27000 | 81.82% | 1.85 | 10.7 | 10.5 |  |  |  |  | R-410A | 2.5 | Residential & Commercial | USHP | Ducted CEE Tier 1
213079242 | Central HP <5.4 tons | COMFORTMAKER | HRCU-A-CB (Split System: Heat Pump with Remote Outdoor Unit-Air-Source) | DLCURAH36ABK |  |  | EA*4X42L24A* | *80MSU0802120A* | 35200 | 16.5 | 8.1 | 38500 | 35000 | 90.91% | 1.9 | 0 | 10 |  |  |  |  | R-410A | 2.9333 | Residential & Commercial | USHP | Ducted CEE Tier 1
213079644 | Central HP <5.4 tons | COMFORTMAKER | HRCU-A-CB (Split System: Heat Pump with Remote Outdoor Unit-Air-Source) | DLCURAH36ABK |  |  | EA*4X36L21A* | *92MSN0802120A* | 35000 | 16.5 | 8.1 | 38500 | 35200 | 91.43% | 1.82 | 0 | 9.5 |  |  |  |  | R-410A | 2.9167 | Residential & Commercial | USHP
212394323 | Central HP <5.4 tons | ACIQ | HRCU-A-C (Split System: Heat Pump with Remote Outdoor Unit with No Indoor Fan --Air Source) | ACIQ-24-HPB |  |  | ACIQ-24-ACL | 0 | 24000 | 16.5 | 9.5 | 25000 | 20000 | 80% | 1.95 | 11 | 10.7 |  |  |  |  | R-410A | 2 | Residential & Commercial | USHP | Ducted CEE Tier 1
213433253 | Central HP <5.4 tons | ACIQ | HRCU-A-CB (Split System: Heat Pump with Remote Outdoor Unit-Air-Source) | ACIQ-24-HPB |  |  | ACIQ-24W-P | 0 | 24000 | 19 | 9.3 | 27400 | 24000 | 87.59% | 1.91 | 0 | 12 |  |  |  |  | R-410A | 2 | Residential & Commercial | USHP | Ducted CEE Tier 1
216032245 | Central HP <5.4 tons | ACIQ | HRCU-A-CB (Split System: Heat Pump with Remote Outdoor Unit-Air-Source) | ACIQ-60-EHPD |  |  | ACIQ-60-AHD | 0 | 54000 | 15.2 | 8.4 | 54000 | 38000 | 70.37% | 1.8 | 0 | 8.6 |  |  |  |  | R-454B | 4.5 | Residential & Commercial | USHP
213079744 | Central HP <5.4 tons | AIRQUEST | HRCU-A-CB (Split System: Heat Pump with Remote Outdoor Unit-Air-Source) | DLCURAH36ABK |  |  | EA*4X37L21A* | *92MSN1002120A* | 36600 | 16.5 | 8.5 | 38000 | 34800 | 91.58% | 2.06 | 0 | 10 |  |  |  |  | R-410A | 3.05 | Residential & Commercial | USHP | Ducted CEE Tier 1
216032241 | Central HP <5.4 tons | ACIQ | HRCU-A-CB (Split System: Heat Pump with Remote Outdoor Unit-Air-Source) | ACIQ-24-EHPD |  |  | ACIQ-24-AHD | 0 | 24000 | 18.1 | 9.7 | 26000 | 21600 | 83.08% | 1.87 | 0 | 11 |  |  |  |  | R-454B | 2 | Residential & Commercial | USHP | Ducted CEE Tier 1
212394325 | Central HP <5.4 tons | ACIQ | HRCU-A-C (Split System: Heat Pump with Remote Outdoor Unit with No Indoor Fan --Air Source) | ACIQ-36-HPB |  |  | ACIQ-36-ACL | 0 | 35000 | 15.2 | 10 | 39000 | 32000 | 82.05% | 2 | 10.2 | 10 |  |  |  |  | R-410A | 2.9167 | Residential & Commercial | USHP | Ducted CEE Tier 1
207436154 | Central HP <5.4 tons | LENNOX | HRCU-A-CB (Split System: Heat Pump with Remote Outdoor Unit-Air-Source) | SL25XPV-024-230A** |  |  | C35-36B+TDR+TXV | SL297UH040NV36B* | 22200 | 22.6 | 9.2 | 21400 | 20400 | 95.33% | 1.84 | 15 | 14.3 |  |  |  |  | R-410A | 1.85 | Residential & Commercial | USHP | Ducted CEE Tier 1
207436161 | Central HP <5.4 tons | LENNOX | HRCU-A-CB (Split System: Heat Pump with Remote Outdoor Unit-Air-Source) | SL25XPV-024-230A** |  |  | C35-48B+TDR+TXV | SL280UH090V48B* | 22200 | 21 | 9.4 | 21600 | 20400 | 94.44% | 1.86 | 14.5 | 14.3 |  |  |  |  | R-410A | 1.85 | Residential & Commercial | USHP | Ducted CEE Tier 1
207436177 | Central HP <5.4 tons | LENNOX | HRCU-A-CB (Split System: Heat Pump with Remote Outdoor Unit-Air-Source) | SL25XPV-024-230A** |  |  | CH35-42C+TDR+TXV | EL296UH090XV36C* | 22200 | 22.4 | 9.3 | 21400 | 20200 | 94.39% | 1.9 | 15.5 | 14.5 |  |  |  |  | R-410A | 1.85 | Residential & Commercial | USHP | Ducted CEE Tier 1
212982425 | Central HP <5.4 tons | COMFORTMAKER | HRCU-A-CB (Split System: Heat Pump with Remote Outdoor Unit-Air-Source) | DLCURAH18ABK |  |  | EN(A,D)4X24L17** | *80MSU0401712A* | 17500 | 16 | 8.5 | 18400 | 18900 | 102.7% | 2.28 | 0 | 10.5 |  |  |  |  | R-410A | 1.4583 | Residential & Commercial | USHP | Ducted CEE Tier 1
212394324 | Central HP <5.4 tons | ACIQ | HRCU-A-C (Split System: Heat Pump with Remote Outdoor Unit with No Indoor Fan --Air Source) | ACIQ-30-HPB |  |  | ACIQ-30-ACL | 0 | 30000 | 15.5 | 9.7 | 33000 | 27000 | 81.82% | 1.85 | 10.7 | 10.5 |  |  |  |  | R-410A | 2.5 | Residential & Commercial | USHP | Ducted CEE Tier 1
216980776 | Central HP <5.4 tons | ACIQ | HRCU-A-C (Split System: Heat Pump with Remote Outdoor Unit with No Indoor Fan --Air Source) | ACIQ-36-HPD |  |  | ACIQ-36-ACL-17-B | 0 | 36000 | 15.8 | 9.4 | 38000 | 36000 | 94.74% | 1.9 | 0 | 10.7 |  |  |  |  | R-454B | 3 | Residential & Commercial | USHP | Ducted CEE Tier 1
214279722 | Central HP <5.4 tons | BRYANT HEATING AND COOLING SYSTEMS | HRCU-A-CB (Split System: Heat Pump with Remote Outdoor Unit-Air-Source) | 38MURAQ18AB3* |  |  | CAP**1917AL* | 916SA48060M17*** | 17700 | 16.5 | 8.5 | 17700 | 17900 | 101.1% | 2.16 | 0 | 10.5 |  |  |  |  | R-410A | 1.475 | Residential & Commercial | USHP | Ducted CEE Tier 1
216980769 | Central HP <5.4 tons | ACIQ | HRCU-A-C (Split System: Heat Pump with Remote Outdoor Unit with No Indoor Fan --Air Source) | ACIQ-18-HPD |  |  | ACIQ-24-ACL-14-B | 0 | 18000 | 16.1 | 9.5 | 19000 | 18000 | 94.74% | 2.06 | 0 | 11.7 |  |  |  |  | R-454B | 1.5 | Residential & Commercial | USHP | Ducted CEE Tier 1
210473408 | Central HP <5.4 tons | COMFORTMAKER | HRCU-A-CB (Split System: Heat Pump with Remote Outdoor Unit-Air-Source) | CVH825GKA3* |  |  | EA*4X48L21A*+WALLCON | *96CTN1002122A* | 24000 | 16.5 | 8.1 | 21000 | 16500 | 78.57% | 2.02 | 0 | 11 |  |  |  |  | R-410A | 2 | Residential & Commercial | USHP | Ducted CEE Tier 1
210474344 | Central HP <5.4 tons | COMFORTMAKER | HRCU-A-CB (Split System: Heat Pump with Remote Outdoor Unit-Air-Source) | CVH825GKA3* |  |  | EHD4X42AAL+WALLCON | *96CTN1202422A* | 24200 | 16 | 8.1 | 21400 | 16600 | 77.57% | 2 | 0 | 10.5 |  |  |  |  | R-410A | 2.0167 | Residential & Commercial | USHP | Ducted CEE Tier 1
210474421 | Central HP <5.4 tons | COMFORTMAKER | HRCU-A-CB (Split System: Heat Pump with Remote Outdoor Unit-Air-Source) | CVH825GKA3* |  |  | EHD4X42AAL+WALLCON | *80CTL0901716A* | 24200 | 16.5 | 8.1 | 21200 | 16500 | 77.83% | 2.02 | 0 | 11 |  |  |  |  | R-410A | 2.0167 | Residential & Commercial | USHP | Ducted CEE Tier 1
216980782 | Central HP <5.4 tons | ACIQ | HRCU-A-CB (Split System: Heat Pump with Remote Outdoor Unit-Air-Source) | ACIQ-24-EHPD |  |  | ACIQ-24W-WMB | 0 | 24000 | 17.4 | 10.4 | 25000 | 19600 | 78.4% | 1.96 | 0 | 10.8 |  |  |  |  | R-454B | 2 | Residential & Commercial | USHP | Ducted CEE Tier 1
216980764 | Central HP <5.4 tons | ACIQ | HRCU-A-C (Split System: Heat Pump with Remote Outdoor Unit with No Indoor Fan --Air Source) | ACIQ-24-EHPD |  |  | ACIQ-24-ACL-B | 0 | 24000 | 16 | 9 | 25000 | 19000 | 76% | 1.8 | 0 | 10 |  |  |  |  | R-454B | 2 | Residential & Commercial | USHP | Ducted CEE Tier 1
216620216 | Central HP <5.4 tons | DAY & NIGHT | HRCU-A-CB (Split System: Heat Pump with Remote Outdoor Unit-Air-Source) | DLCURAH48ABK |  |  | 40MUAAQ48XA3 | 0 | 47000 | 15.6 | 9.4 | 50000 | 46000 | 92% | 1.9 | 8.5 | 8.2 |  |  |  |  | R-410A | 3.9167 | Residential & Commercial | USHP
208106637 | Central HP <5.4 tons | ACIQ | HRCU-A-CB (Split System: Heat Pump with Remote Outdoor Unit-Air-Source) | ACIQ-48-HPB |  |  | ACIQ-48-AHB | 0 | 47000 | 15.6 | 9.4 | 50000 | 46000 | 92% | 1.9 | 8.5 | 8.2 |  |  |  |  | R-410A | 3.9167 | Residential & Commercial | USHP
213076756 | Central HP <5.4 tons | COMFORTMAKER | HRCU-A-CB (Split System: Heat Pump with Remote Outdoor Unit-Air-Source) | DLCURAH36ABK |  |  | EA*4X42L21A* | *80VTL1102122B* | 35600 | 16 | 8.1 | 38500 | 35200 | 91.43% | 1.9 | 0 | 10 |  |  |  |  | R-410A | 2.9667 | Residential & Commercial | USHP | Ducted CEE Tier 1
213077039 | Central HP <5.4 tons | COMFORTMAKER | HRCU-A-CB (Split System: Heat Pump with Remote Outdoor Unit-Air-Source) | DLCURAH36ABK |  |  | EA*4X36L21A* | *96VSN0802120B* | 34800 | 16 | 8.1 | 38500 | 35200 | 91.43% | 1.82 | 0 | 9.5 |  |  |  |  | R-410A | 2.9 | Residential & Commercial | USHP
213077189 | Central HP <5.4 tons | COMFORTMAKER | HRCU-A-CB (Split System: Heat Pump with Remote Outdoor Unit-Air-Source) | DLCURAH36ABK |  |  | EA*4X48L24A* | *96VSN1002120B* | 35800 | 16 | 8.5 | 38000 | 34800 | 91.58% | 2.02 | 0 | 10 |  |  |  |  | R-410A | 2.9833 | Residential & Commercial | USHP | Ducted CEE Tier 1
213077523 | Central HP <5.4 tons | COMFORTMAKER | HRCU-A-CB (Split System: Heat Pump with Remote Outdoor Unit-Air-Source) | DLCURAH36ABK |  |  | EA*4X43L21A* | *96VTN0802120B* | 36600 | 16 | 8.5 | 38500 | 35000 | 90.91% | 2.06 | 0 | 10 |  |  |  |  | R-410A | 3.05 | Residential & Commercial | USHP | Ducted CEE Tier 1
213077961 | Central HP <5.4 tons | COMFORTMAKER | HRCU-A-CB (Split System: Heat Pump with Remote Outdoor Unit-Air-Source) | DLCURAH36ABK |  |  | EA*4X42L21A* | *80MS(N,L)0701712A* | 35000 | 16 | 8.1 | 38500 | 35000 | 90.91% | 1.88 | 0 | 9.5 |  |  |  |  | R-410A | 2.9167 | Residential & Commercial | USHP
213078027 | Central HP <5.4 tons | COMFORTMAKER | HRCU-A-CB (Split System: Heat Pump with Remote Outdoor Unit-Air-Source) | DLCURAH36ABK |  |  | EN(A,D,W)4X48L21** | *80MS(N,L)0701712A* | 35600 | 16.5 | 8.1 | 38500 | 34800 | 90.39% | 1.98 | 0 | 10 |  |  |  |  | R-410A | 2.9667 | Residential & Commercial | USHP | Ducted CEE Tier 1
215487648 | Central HP <5.4 tons | AMANA | HRCU-A-CB (Split System: Heat Pump with Remote Outdoor Unit-Air-Source) | AZV7SA2410A* |  |  | CA*EA3022*3A* | A*VM971005CNB* | 23200 | 19 | 8.6 | 23200 | 17000 | 73.28% | 2 | 0 | 11 |  |  |  |  | R-32 | 1.9333 | Residential & Commercial | USHP | Ducted CEE Tier 1
215487664 | Central HP <5.4 tons | AMANA | HRCU-A-CB (Split System: Heat Pump with Remote Outdoor Unit-Air-Source) | AZV7SA2410A* |  |  | CA*EA3626*3A* | A*VC800604B*A* | 23200 | 19 | 8.6 | 23200 | 17000 | 73.28% | 2 | 0 | 11 |  |  |  |  | R-32 | 1.9333 | Residential & Commercial | USHP | Ducted CEE Tier 1
215588396 | Central HP <5.4 tons | BRYANT HEATING AND COOLING SYSTEMS | HRCU-A-CB (Split System: Heat Pump with Remote Outdoor Unit-Air-Source) | 291VAN054**AA* |  |  | CVAVA6124XMA*+UI | 88*TB60090C21*** | 53000 | 20 | 8.5 | 53000 | 46000 | 86.79% | 1.95 | 0 | 12.5 |  |  |  |  | R-454B | 4.4167 | Residential & Commercial | USHP | Ducted CEE Tier 1
215588432 | Central HP <5.4 tons | BRYANT HEATING AND COOLING SYSTEMS | HRCU-A-CB (Split System: Heat Pump with Remote Outdoor Unit-Air-Source) | 291VAN054**AA* |  |  | CAA**6024AM*+UI | 987TA66100C21*** | 49000 | 19 | 10.5 | 52500 | 53500 | 101.9% | 1.96 | 0 | 11 |  |  |  |  | R-454B | 4.0833 | Residential & Commercial | USHP | Ducted CEE Tier 1
215588532 | Central HP <5.4 tons | BRYANT HEATING AND COOLING SYSTEMS | HRCU-A-CB (Split System: Heat Pump with Remote Outdoor Unit-Air-Source) | 291VAN054**AA* |  |  | CVAVA6024XMA*+UI | 986TD60080C21*** | 51500 | 19 | 8.1 | 53000 | 46500 | 87.74% | 1.85 | 0 | 11.5 |  |  |  |  | R-454B | 4.2917 | Residential & Commercial | USHP | Ducted CEE Tier 1
207436256 | Central HP <5.4 tons | LENNOX | HRCU-A-CB (Split System: Heat Pump with Remote Outdoor Unit-Air-Source) | SL25XPV-036-230A** |  |  | C35-36B+TDR+TXV | SL280UH090V48B* | 33400 | 21.8 | 8.6 | 35600 | 26600 | 74.72% | 1.76 | 13.5 | 13.4 |  |  |  |  | R-410A | 2.7833 | Residential & Commercial | USHP | Ducted CEE Tier 1
210474619 | Central HP <5.4 tons | COMFORTMAKER | HRCU-A-CB (Split System: Heat Pump with Remote Outdoor Unit-Air-Source) | CVH825GKA3* |  |  | EHD4X48AAL+WALLCON | *96CTN1002122A* | 24200 | 16 | 8.1 | 21200 | 16700 | 78.77% | 2.04 | 0 | 11 |  |  |  |  | R-410A | 2.0167 | Residential & Commercial | USHP | Ducted CEE Tier 1
212983874 | Central HP <5.4 tons | COMFORTMAKER | HRCU-A-CB (Split System: Heat Pump with Remote Outdoor Unit-Air-Source) | DLCURAH36ABK |  |  | EA*4X48L21A* | *92MSN0601714A* | 35600 | 16 | 8.5 | 37800 | 34800 | 92.06% | 2.02 | 0 | 10 |  |  |  |  | R-410A | 2.9667 | Residential & Commercial | USHP | Ducted CEE Tier 1
207436199 | Central HP <5.4 tons | LENNOX | HRCU-A-CB (Split System: Heat Pump with Remote Outdoor Unit-Air-Source) | SL25XPV-024-230A** |  |  | CHX35-42B-**-*+TDR | SL280UH090XV48B* | 22800 | 22.4 | 9.6 | 21400 | 19900 | 92.99% | 1.98 | 15.5 | 15 |  |  |  |  | R-410A | 1.9 | Residential & Commercial | USHP | Ducted CEE Tier 1
207436200 | Central HP <5.4 tons | LENNOX | HRCU-A-CB (Split System: Heat Pump with Remote Outdoor Unit-Air-Source) | SL25XPV-024-230A** |  |  | CHX35-42B-**-*+TDR | SL297UH040NV36B* | 22800 | 23 | 9.5 | 21200 | 20000 | 94.34% | 1.96 | 15.5 | 14.5 |  |  |  |  | R-410A | 1.9 | Residential & Commercial | USHP | Ducted CEE Tier 1
215439676 | Central HP <5.4 tons | AMANA | HRCU-A-CB (Split System: Heat Pump with Remote Outdoor Unit-Air-Source) | AZV6SA1810A* |  |  | CA*EA3022*3A* | A*VT960804CNA* | 17000 | 19 | 8.8 | 16800 | 13000 | 77.38% | 2.1 | 0 | 12 |  |  |  |  | R-32 | 1.4167 | Residential & Commercial | USHP | Ducted CEE Tier 1
213076107 | Central HP <5.4 tons | COMFORTMAKER | HRCU-A-CB (Split System: Heat Pump with Remote Outdoor Unit-Air-Source) | DLCURAH24ABK |  |  | EA*4X37L21A* | *95MSU1002120A* | 24400 | 17 | 8.5 | 25200 | 21200 | 84.13% | 1.8 | 0 | 10.5 |  |  |  |  | R-410A | 2.0333 | Residential & Commercial | USHP | Ducted CEE Tier 1
215439712 | Central HP <5.4 tons | AMANA | HRCU-A-CB (Split System: Heat Pump with Remote Outdoor Unit-Air-Source) | AZV6SA1810A* |  |  | CHPEA2422*3A* | A*VM970803BNA* | 17000 | 19 | 8.8 | 16800 | 13000 | 77.38% | 2.1 | 0 | 12 |  |  |  |  | R-32 | 1.4167 | Residential & Commercial | USHP | Ducted CEE Tier 1
213492131 | Central HP <5.4 tons | ACIQ | HRCU-A-C (Split System: Heat Pump with Remote Outdoor Unit with No Indoor Fan --Air Source) | ACIQ-36-HPC |  |  | ACIQ-36-ACL-17 | 0 | 35000 | 15.2 | 8.5 | 36000 | 30000 | 83.33% | 1.8 | 0 | 10 |  |  |  |  | R-410A | 2.9167 | Residential & Commercial | USHP | Ducted CEE Tier 1
206136123 | Central HP <5.4 tons | TEMPSTAR | HRCU-A-CB (Split System: Heat Pump with Remote Outdoor Unit-Air-Source) | TVH837GKA** |  |  | EA*4X42L24A*+WALLCON | *95CSU0802120A* | 31800 | 17.5 | 8.1 | 33000 | 24400 | 73.94% | 1.9 | 11.5 | 11 |  |  |  |  | R-410A | 2.65 | Residential & Commercial | USHP | Ducted CEE Tier 1
210474454 | Central HP <5.4 tons | COMFORTMAKER | HRCU-A-CB (Split System: Heat Pump with Remote Outdoor Unit-Air-Source) | CVH825GKA3* |  |  | EHD4X48AAL+WALLCON | *95CSU0802120A* | 24200 | 16.5 | 8.1 | 21200 | 16600 | 78.3% | 2.02 | 0 | 11 |  |  |  |  | R-410A | 2.0167 | Residential & Commercial | USHP | Ducted CEE Tier 1
215487749 | Central HP <5.4 tons | AMANA | HRCU-A-CB (Split System: Heat Pump with Remote Outdoor Unit-Air-Source) | AZV7SA4810A* |  |  | CA*EA6030*3A* | A*VM971005CNB* | 45500 | 16.2 | 8.8 | 47000 | 33600 | 71.49% | 2 | 0 | 10 |  |  |  |  | R-32 | 3.7917 | Residential & Commercial | USHP | Ducted CEE Tier 1
211245184 | Central HP <5.4 tons | HEIL | HRCU-A-CB (Split System: Heat Pump with Remote Outdoor Unit-Air-Source) | DLCURAH24ABK |  |  | EN(A,D,W)4X36L17** | *92ESN0801716A* | 24200 | 17 | 8.1 | 26200 | 22800 | 87.02% | 1.88 | 0 | 10.5 |  |  |  |  | R-410A | 2.0167 | Residential & Commercial | USHP | Ducted CEE Tier 1
211245382 | Central HP <5.4 tons | HEIL | HRCU-A-CB (Split System: Heat Pump with Remote Outdoor Unit-Air-Source) | DLCURAH24ABK |  |  | EN(A,D)4X36L21** | *96VTN1002122A* | 23600 | 17 | 8.1 | 25800 | 23800 | 92.25% | 1.98 | 0 | 10.5 |  |  |  |  | R-410A | 1.9667 | Residential & Commercial | USHP | Ducted CEE Tier 1
211245475 | Central HP <5.4 tons | HEIL | HRCU-A-CB (Split System: Heat Pump with Remote Outdoor Unit-Air-Source) | DLCURAH24ABK |  |  | EN(A,D)4X36L21** | *80ESU0401712A* | 24000 | 17 | 8.1 | 26000 | 23200 | 89.23% | 1.92 | 0 | 10.5 |  |  |  |  | R-410A | 2 | Residential & Commercial | USHP | Ducted CEE Tier 1
215487719 | Central HP <5.4 tons | AMANA | HRCU-A-CB (Split System: Heat Pump with Remote Outdoor Unit-Air-Source) | AZV7SA4210A* |  |  | CA*EA6030*3A* | A*VC801005C*A* | 40500 | 17 | 8.8 | 41000 | 31000 | 75.61% | 2 | 0 | 10 |  |  |  |  | R-32 | 3.375 | Residential & Commercial | USHP | Ducted CEE Tier 1
215487733 | Central HP <5.4 tons | AMANA | HRCU-A-CB (Split System: Heat Pump with Remote Outdoor Unit-Air-Source) | AZV7SA4210A* |  |  | CHPEA6030*3A* | A*VM970804CNB* | 40500 | 16.5 | 8.6 | 41000 | 31000 | 75.61% | 2 | 0 | 10 |  |  |  |  | R-32 | 3.375 | Residential & Commercial | USHP | Ducted CEE Tier 1
213078968 | Central HP <5.4 tons | HEIL | HRCU-A-CB (Split System: Heat Pump with Remote Outdoor Unit-Air-Source) | DLCURAH36ABK |  |  | EA*4X36L21A* | *80MSU0401712A* | 35000 | 16 | 8.1 | 38500 | 35200 | 91.43% | 1.8 | 0 | 9.5 |  |  |  |  | R-410A | 2.9167 | Residential & Commercial | USHP
207436611 | Central HP <5.4 tons | LENNOX | HRCU-A-CB (Split System: Heat Pump with Remote Outdoor Unit-Air-Source) | SL25XPV-048-230A** |  |  | CX35-60C+TDR | SL297UH080NV48C* | 45500 | 20 | 9.5 | 44000 | 36400 | 82.73% | 1.92 | 12.5 | 12.2 |  |  |  |  | R-410A | 3.7917 | Residential & Commercial | USHP | Ducted CEE Tier 1
207436613 | Central HP <5.4 tons | LENNOX | HRCU-A-CB (Split System: Heat Pump with Remote Outdoor Unit-Air-Source) | SL25XPV-048-230A** |  |  | CX35-60C+TDR | SLP99UH090XV48C* | 45500 | 20 | 9.5 | 44000 | 36400 | 82.73% | 1.9 | 12.5 | 12 |  |  |  |  | R-410A | 3.7917 | Residential & Commercial | USHP | Ducted CEE Tier 1
216051213 | Central HP <5.4 tons | SURE | HRCU-A-CB (Split System: Heat Pump with Remote Outdoor Unit-Air-Source) | SP19AY24AJVC |  |  | TCFY2421HEAAM | S801V0504A17UHS | 22800 | 20 | 8.5 | 22800 | 18500 | 81.14% | 1.8 | 0 | 12 |  |  |  |  | R-454B | 1.9 | Residential & Commercial | USHP | Ducted CEE Tier 1
216051218 | Central HP <5.4 tons | SURE | HRCU-A-CB (Split System: Heat Pump with Remote Outdoor Unit-Air-Source) | SP19AY24AJVC |  |  | TCFY2421HEAAM | S801V0754A17UH | 22800 | 21 | 8.5 | 22800 | 18400 | 80.7% | 1.8 | 0 | 13 |  |  |  |  | R-454B | 1.9 | Residential & Commercial | USHP | Ducted CEE Tier 1
206135821 | Central HP <5.4 tons | TEMPSTAR | HRCU-A-CB (Split System: Heat Pump with Remote Outdoor Unit-Air-Source) | TVH837GKA** |  |  | EA*4X48L24A*+WALLCON | *80CSU1002120A* | 32200 | 17 | 8.1 | 32600 | 25000 | 76.69% | 1.96 | 12 | 11 |  |  |  |  | R-410A | 2.6833 | Residential & Commercial | USHP | Ducted CEE Tier 1
212615001 | Central HP <5.4 tons | AMANA | HRCU-A-CB (Split System: Heat Pump with Remote Outdoor Unit-Air-Source) | ASZS60361EA* |  |  | CA*EA4830*4A* | A*VS800805CUA* | 34200 | 17.5 | 8.6 | 34200 | 29000 | 84.8% | 2 | 0 | 10 |  |  |  |  | R-410A | 2.85 | Residential & Commercial | USHP | Ducted CEE Tier 1
216032246 | Central HP <5.4 tons | ACIQ | HRCU-A-CB (Split System: Heat Pump with Remote Outdoor Unit-Air-Source) | ACIQ-18-HPD |  |  | ACIQ-18-AHD | 0 | 18000 | 19 | 9.7 | 19000 | 18000 | 94.74% | 2 | 0 | 12.5 |  |  |  |  | R-454B | 1.5 | Residential & Commercial | USHP | Ducted CEE Tier 1
216980796 | Central HP <5.4 tons | ACIQ | HRCU-A-CB (Split System: Heat Pump with Remote Outdoor Unit-Air-Source) | ACIQ-36-HPD |  |  | ACIQ-36W-PB | 0 | 36000 | 15.4 | 9.8 | 37000 | 36000 | 97.3% | 1.9 | 0 | 10.2 |  |  |  |  | R-454B | 3 | Residential & Commercial | USHP | Ducted CEE Tier 1
216980770 | Central HP <5.4 tons | ACIQ | HRCU-A-C (Split System: Heat Pump with Remote Outdoor Unit with No Indoor Fan --Air Source) | ACIQ-18-HPD |  |  | ACIQ-24-ACL-B | 0 | 18000 | 16.1 | 9.5 | 19000 | 18000 | 94.74% | 2.06 | 0 | 11.7 |  |  |  |  | R-454B | 1.5 | Residential & Commercial | USHP | Ducted CEE Tier 1
206133745 | Central HP <5.4 tons | TEMPSTAR | HRCU-A-CB (Split System: Heat Pump with Remote Outdoor Unit-Air-Source) | TVH825GKA2* |  |  | EA*4X25L17A*+WALLCON | *95CSU0601716A* | 24200 | 16.5 | 8.1 | 21400 | 16700 | 78.04% | 2 | 11 | 10.5 |  |  |  |  | R-410A | 2.0167 | Residential & Commercial | USHP | Ducted CEE Tier 1
207436273 | Central HP <5.4 tons | LENNOX | HRCU-A-CB (Split System: Heat Pump with Remote Outdoor Unit-Air-Source) | SL25XPV-036-230A** |  |  | C35-48C+TDR+TXV | EL296UH110XV48C* | 34000 | 21.8 | 8.8 | 35400 | 27600 | 77.97% | 1.82 | 14 | 13.4 |  |  |  |  | R-410A | 2.8333 | Residential & Commercial | USHP | Ducted CEE Tier 1
216980780 | Central HP <5.4 tons | ACIQ | HRCU-A-C (Split System: Heat Pump with Remote Outdoor Unit with No Indoor Fan --Air Source) | ACIQ-60-HPD |  |  | ACIQ-60-ACL-B | 0 | 47000 | 15.2 | 8.1 | 58000 | 43000 | 74.14% | 1.83 | 0 | 10 |  |  |  |  | R-454B | 3.9167 | Residential & Commercial | USHP | Ducted CEE Tier 1
207436305 | Central HP <5.4 tons | LENNOX | HRCU-A-CB (Split System: Heat Pump with Remote Outdoor Unit-Air-Source) | SL25XPV-036-230A** |  |  | C35-50/60C+TDR+TXV | SL297UH080NV60C* | 33600 | 21 | 8.6 | 34400 | 26600 | 77.33% | 1.8 | 14 | 13.3 |  |  |  |  | R-410A | 2.8 | Residential & Commercial | USHP | Ducted CEE Tier 1
216032251 | Central HP <5.4 tons | ACIQ | HRCU-A-CB (Split System: Heat Pump with Remote Outdoor Unit-Air-Source) | ACIQ-48-HPD |  |  | ACIQ-48-AHD | 0 | 48000 | 16.5 | 9.5 | 50000 | 46000 | 92% | 1.9 | 0 | 10.5 |  |  |  |  | R-454B | 4 | Residential & Commercial | USHP | Ducted CEE Tier 1
213076047 | Central HP <5.4 tons | COMFORTMAKER | HRCU-A-CB (Split System: Heat Pump with Remote Outdoor Unit-Air-Source) | DLCURAH30ABK |  |  | EA*4X42L24A* | *95MSU1002120A* | 29800 | 15.2 | 8.1 | 38000 | 27600 | 72.63% | 1.78 | 0 | 9 |  |  |  |  | R-410A | 2.4833 | Residential & Commercial | USHP
216051199 | Central HP <5.4 tons | SURE | HRCU-A-CB (Split System: Heat Pump with Remote Outdoor Unit-Air-Source) | SP19AY24AJVC |  |  | TCFY2421HEAAM | S98MV0603A17UP | 22800 | 21 | 8.5 | 22800 | 18500 | 81.14% | 1.8 | 0 | 13 |  |  |  |  | R-454B | 1.9 | Residential & Commercial | USHP | Ducted CEE Tier 1
216051214 | Central HP <5.4 tons | SURE | HRCU-A-CB (Split System: Heat Pump with Remote Outdoor Unit-Air-Source) | SP19AY24AJVC |  |  | TCFY2421HEAAM | S801V0504A17UHU | 22800 | 20 | 8.5 | 22800 | 18600 | 81.58% | 1.8 | 0 | 12 |  |  |  |  | R-454B | 1.9 | Residential & Commercial | USHP | Ducted CEE Tier 1
208842390 | Central HP <5.4 tons | AURUS | HRCU-A-CB (Split System: Heat Pump with Remote Outdoor Unit-Air-Source) | ARU-H24CD/INVS-US |  |  | ARU-H24AH/INVS-US | 0 | 22000 | 16.5 | 9 | 23000 | 16900 | 73.48% | 2.05 | 10.9 | 10.1 |  |  |  |  | R-410A | 1.8333 | Residential & Commercial | USHP | Ducted CEE Tier 1
214505274 | Central HP <5.4 tons | AMANA | HRCU-A-CB (Split System: Heat Pump with Remote Outdoor Unit-Air-Source) | ASZS60241EA* |  |  | CA*EA2422*4B*+MBVC1200**-1A* | 0 | 23000 | 17 | 8.6 | 23000 | 16100 | 70% | 2 | 0 | 10 |  |  |  |  | R-410A | 1.9167 | Residential & Commercial | USHP | Ducted CEE Tier 1
214505276 | Central HP <5.4 tons | AMANA | HRCU-A-CB (Split System: Heat Pump with Remote Outdoor Unit-Air-Source) | ASZS60241EA* |  |  | CA*EA2422*4B*+MBVC1600**-1A* | 0 | 23000 | 17 | 8.6 | 23000 | 16100 | 70% | 2 | 0 | 10 |  |  |  |  | R-410A | 1.9167 | Residential & Commercial | USHP | Ducted CEE Tier 1
216738850 | Central HP <5.4 tons | BRYANT HEATING AND COOLING SYSTEMS | HRCU-A-CB (Split System: Heat Pump with Remote Outdoor Unit-Air-Source) | 37MUHAQ24AA3 |  |  | CSAH*3612AM* | 926TC60080V21*** | 22800 | 16 | 8.1 | 21000 | 18600 | 88.57% | 1.85 | 0 | 11 |  |  |  |  | R-454B | 1.9 | Residential & Commercial | USHP | Ducted CEE Tier 1
216051283 | Central HP <5.4 tons | SURE | HRCU-A-CB (Split System: Heat Pump with Remote Outdoor Unit-Air-Source) | SP19AY60AJVC |  |  | TCFY6021SEAAM | S802V0755A21UH | 53500 | 17 | 10 | 53500 | 48500 | 90.65% | 2 | 0 | 10 |  |  |  |  | R-454B | 4.4583 | Residential & Commercial | USHP | Ducted CEE Tier 1
206136083 | Central HP <5.4 tons | TEMPSTAR | HRCU-A-CB (Split System: Heat Pump with Remote Outdoor Unit-Air-Source) | TVH837GKA** |  |  | EA*4X37L21A*+WALLCON | *95CSU0802120A* | 33000 | 17.5 | 8.5 | 32800 | 25000 | 76.22% | 2 | 12 | 11.5 |  |  |  |  | R-410A | 2.75 | Residential & Commercial | USHP | Ducted CEE Tier 1
215487743 | Central HP <5.4 tons | AMANA | HRCU-A-CB (Split System: Heat Pump with Remote Outdoor Unit-Air-Source) | AZV7SA4810A* |  |  | CA*EA6030*3A* | A*VC800804C*A* | 45500 | 16.5 | 8.8 | 47000 | 33600 | 71.49% | 2 | 0 | 10 |  |  |  |  | R-32 | 3.7917 | Residential & Commercial | USHP | Ducted CEE Tier 1
215487727 | Central HP <5.4 tons | AMANA | HRCU-A-CB (Split System: Heat Pump with Remote Outdoor Unit-Air-Source) | AZV7SA4210A* |  |  | CHPEA4830*3A* | A*VC800805C*A* | 40500 | 17 | 8.6 | 41000 | 31000 | 75.61% | 2 | 0 | 10 |  |  |  |  | R-32 | 3.375 | Residential & Commercial | USHP | Ducted CEE Tier 1
206767478 | Central HP <5.4 tons | TEMPSTAR | HRCU-A-CB (Split System: Heat Pump with Remote Outdoor Unit-Air-Source) | TVH825GKA3* |  |  | EA*4X25L17A*+WALLCON | *95CSU0601716A* | 24200 | 16.5 | 8.1 | 21400 | 16700 | 78.04% | 2 | 11 | 10.5 |  |  |  |  | R-410A | 2.0167 | Residential & Commercial | USHP | Ducted CEE Tier 1
215487701 | Central HP <5.4 tons | AMANA | HRCU-A-CB (Split System: Heat Pump with Remote Outdoor Unit-Air-Source) | AZV7SA3610A* |  |  | CA*EA6030*3A* | A*VC800805C*A* | 35000 | 18.5 | 8.5 | 35000 | 28400 | 81.14% | 2 | 0 | 10.5 |  |  |  |  | R-32 | 2.9167 | Residential & Commercial | USHP | Ducted CEE Tier 1
213492132 | Central HP <5.4 tons | ACIQ | HRCU-A-C (Split System: Heat Pump with Remote Outdoor Unit with No Indoor Fan --Air Source) | ACIQ-36-HPC |  |  | ACIQ-36-ACL | 0 | 35000 | 15.2 | 8.5 | 36000 | 30000 | 83.33% | 1.8 | 0 | 10 |  |  |  |  | R-410A | 2.9167 | Residential & Commercial | USHP | Ducted CEE Tier 1
215434404 | Central HP <5.4 tons | AMANA | HRCU-A-CB (Split System: Heat Pump with Remote Outdoor Unit-Air-Source) | AZV7SA4810A* |  |  | CHPEA4830*3A* | A*VS960805CUA* | 45500 | 16.2 | 8.5 | 46000 | 33600 | 73.04% | 2 | 0 | 10 |  |  |  |  | R-32 | 3.7917 | Residential & Commercial | USHP | Ducted CEE Tier 1
212614964 | Central HP <5.4 tons | AMANA | HRCU-A-CB (Split System: Heat Pump with Remote Outdoor Unit-Air-Source) | ASZS60241EA* |  |  | CA*EA2422*4A* | A*VM971005CNB* | 23000 | 17 | 8.6 | 23000 | 16100 | 70% | 2 | 0 | 10 |  |  |  |  | R-410A | 1.9167 | Residential & Commercial | USHP | Ducted CEE Tier 1
210854809 | Central HP <5.4 tons | AMANA | HRCU-A-CB (Split System: Heat Pump with Remote Outdoor Unit-Air-Source) | ASZS601810A* |  |  | CA*EA2422*4A*+MBVC1200**-1A* | 0 | 16600 | 17.5 | 8.5 | 17400 | 13000 | 74.71% | 2.1 | 0 | 10.9 |  |  |  |  | R-410A | 1.3833 | Residential & Commercial | USHP | Ducted CEE Tier 1
211241451 | Central HP <5.4 tons | AIRQUEST | HRCU-A-CB (Split System: Heat Pump with Remote Outdoor Unit-Air-Source) | DLCURAH24ABK |  |  | EA*4X30L17A* | *80ES(N,L)0701716A* | 24800 | 16 | 8.5 | 26800 | 22200 | 82.84% | 1.82 | 0 | 10 |  |  |  |  | R-410A | 2.0667 | Residential & Commercial | USHP | Ducted CEE Tier 1
211241586 | Central HP <5.4 tons | AIRQUEST | HRCU-A-CB (Split System: Heat Pump with Remote Outdoor Unit-Air-Source) | DLCURAH24ABK |  |  | EA*4X30L17A* | *95ESN0601412A* | 24400 | 15.5 | 8.5 | 26600 | 22800 | 85.71% | 1.86 | 0 | 10 |  |  |  |  | R-410A | 2.0333 | Residential & Commercial | USHP | Ducted CEE Tier 1
211241617 | Central HP <5.4 tons | AIRQUEST | HRCU-A-CB (Split System: Heat Pump with Remote Outdoor Unit-Air-Source) | DLCURAH24ABK |  |  | EA*4X30L17A* | *95ESN0261410A* | 23200 | 16.5 | 8.5 | 25800 | 24400 | 94.57% | 2.02 | 0 | 10 |  |  |  |  | R-410A | 1.9333 | Residential & Commercial | USHP | Ducted CEE Tier 1
211241752 | Central HP <5.4 tons | AIRQUEST | HRCU-A-CB (Split System: Heat Pump with Remote Outdoor Unit-Air-Source) | DLCURAH24ABK |  |  | EA*4X30L17A* | *92ESN0401712A* | 23600 | 15.5 | 8.5 | 26200 | 23600 | 90.08% | 1.94 | 0 | 10 |  |  |  |  | R-410A | 1.9667 | Residential & Commercial | USHP | Ducted CEE Tier 1
216051299 | Central HP <5.4 tons | SURE | HRCU-A-CB (Split System: Heat Pump with Remote Outdoor Unit-Air-Source) | SP19AY60AJVC |  |  | TCFY6021SEAAM | S98MV1005A21UP | 53500 | 17 | 10 | 53500 | 49000 | 91.59% | 2 | 0 | 10 |  |  |  |  | R-454B | 4.4583 | Residential & Commercial | USHP | Ducted CEE Tier 1
214505279 | Central HP <5.4 tons | AMANA | HRCU-A-CB (Split System: Heat Pump with Remote Outdoor Unit-Air-Source) | ASZS60241EA* |  |  | CA*EA2422*4B* | A*VC800603B*A* | 23000 | 17 | 8.6 | 23000 | 16100 | 70% | 2 | 0 | 10 |  |  |  |  | R-410A | 1.9167 | Residential & Commercial | USHP | Ducted CEE Tier 1
216051264 | Central HP <5.4 tons | SURE | HRCU-A-CB (Split System: Heat Pump with Remote Outdoor Unit-Air-Source) | SP19AY48AJVC |  |  | TCFY4821SEAAM | S802V0755A21UH | 45500 | 19 | 10 | 45500 | 42000 | 92.31% | 2.1 | 0 | 12 |  |  |  |  | R-454B | 3.7917 | Residential & Commercial | USHP | Ducted CEE Tier 1
216051265 | Central HP <5.4 tons | SURE | HRCU-A-CB (Split System: Heat Pump with Remote Outdoor Unit-Air-Source) | SP19AY48AJVC |  |  | TCFY4821SEAAM | S802V0755A21DZ | 45500 | 19 | 10 | 45500 | 41500 | 91.21% | 2.1 | 0 | 12 |  |  |  |  | R-454B | 3.7917 | Residential & Commercial | USHP | Ducted CEE Tier 1
205751201 | Central HP <5.4 tons | TEMPSTAR | HRCU-A-CB (Split System: Heat Pump with Remote Outdoor Unit-Air-Source) | TVH837GKA** |  |  | EA*4X43L21A*+WALLCON | *97CMN1002122A* | 33000 | 17.5 | 8.5 | 33000 | 25200 | 76.36% | 2 | 12 | 11.7 |  |  |  |  | R-410A | 2.75 | Residential & Commercial | USHP | Ducted CEE Tier 1
216051297 | Central HP <5.4 tons | SURE | HRCU-A-CB (Split System: Heat Pump with Remote Outdoor Unit-Air-Source) | SP19AY60AJVC |  |  | TCFY6021SEAAM | S802V1005A21UH | 54000 | 17 | 10 | 54000 | 48500 | 89.81% | 2 | 0 | 10 |  |  |  |  | R-454B | 4.5 | Residential & Commercial | USHP | Ducted CEE Tier 1
214097541 | Central HP <5.4 tons | SURE | HRCU-A-CB (Split System: Heat Pump with Remote Outdoor Unit-Air-Source) | RD17AZ48AJ3N |  |  | TCFZ6024SEANM | S98MV1005A21UPS | 45500 | 16 | 8.1 | 45500 | 40500 | 89.01% | 2 | 0 | 10 |  |  |  |  | R-410A | 3.7917 | Residential & Commercial | USHP | Ducted CEE Tier 1
214097584 | Central HP <5.4 tons | SURE | HRCU-A-CB (Split System: Heat Pump with Remote Outdoor Unit-Air-Source) | RD17AZ48AJ3N |  |  | TCFZ6024SEANM | S802VA075421M | 45500 | 16 | 8.1 | 45500 | 40500 | 89.01% | 2.1 | 0 | 10 |  |  |  |  | R-410A | 3.7917 | Residential & Commercial | USHP | Ducted CEE Tier 1
216051175 | Central HP <5.4 tons | SURE | HRCU-A-CB (Split System: Heat Pump with Remote Outdoor Unit-Air-Source) | SP19AY24AJVC |  |  | TCFY2421HEAAM | S921V0603A17M4 | 22800 | 21 | 8.5 | 22800 | 18600 | 81.58% | 1.8 | 0 | 13 |  |  |  |  | R-454B | 1.9 | Residential & Commercial | USHP | Ducted CEE Tier 1
216051225 | Central HP <5.4 tons | SURE | HRCU-A-CB (Split System: Heat Pump with Remote Outdoor Unit-Air-Source) | SP19AY24AJVC |  |  | TCFY2421HEAAM | S802V0504A17UH | 22800 | 20 | 8.5 | 22800 | 18500 | 81.14% | 1.8 | 0 | 12 |  |  |  |  | R-454B | 1.9 | Residential & Commercial | USHP | Ducted CEE Tier 1
216051258 | Central HP <5.4 tons | SURE | HRCU-A-CB (Split System: Heat Pump with Remote Outdoor Unit-Air-Source) | SP19AY48AJVC |  |  | TCFY4821SEAAM | S802V1005A21UH | 45500 | 19 | 10 | 45500 | 41500 | 91.21% | 2.1 | 0 | 12 |  |  |  |  | R-454B | 3.7917 | Residential & Commercial | USHP | Ducted CEE Tier 1
213076355 | Central HP <5.4 tons | COMFORTMAKER | HRCU-A-CB (Split System: Heat Pump with Remote Outdoor Unit-Air-Source) | DLCURAH24ABK |  |  | EA*4X37L21A* | *95MSU1002122A* | 25000 | 17.5 | 8.5 | 25400 | 21000 | 82.68% | 1.78 | 0 | 10.5 |  |  |  |  | R-410A | 2.0833 | Residential & Commercial | USHP | Ducted CEE Tier 1
214097591 | Central HP <5.4 tons | SURE | HRCU-A-CB (Split System: Heat Pump with Remote Outdoor Unit-Air-Source) | RD17AZ48AJ3N |  |  | TCFZ6024SEANM | S802V1255A24UHS | 45500 | 17 | 8.1 | 45500 | 40000 | 87.91% | 2.1 | 0 | 10 |  |  |  |  | R-410A | 3.7917 | Residential & Commercial | USHP | Ducted CEE Tier 1
213771537 | Central HP <5.4 tons | HEIL | HRCU-A-CB (Split System: Heat Pump with Remote Outdoor Unit-Air-Source) | HVH825GKA2* |  |  | EA*4X43L21A*+WALLCON | *96CTN0801714B* | 24400 | 16.5 | 8.1 | 21200 | 16600 | 78.3% | 2.02 | 0 | 11 |  |  |  |  | R-410A | 2.0333 | Residential & Commercial | USHP | Ducted CEE Tier 1
216032258 | Central HP <5.4 tons | ACIQ | HRCU-A-CB (Split System: Heat Pump with Remote Outdoor Unit-Air-Source) | ACIQ-60-HPD |  |  | ACIQ-60-PAH | 0 | 54000 | 17.5 | 9.5 | 55000 | 54000 | 98.18% | 1.9 | 0 | 12 |  |  |  |  | R-454B | 4.5 | Residential & Commercial | USHP | Ducted CEE Tier 1
215487724 | Central HP <5.4 tons | AMANA | HRCU-A-CB (Split System: Heat Pump with Remote Outdoor Unit-Air-Source) | AZV7SA4210A* |  |  | CHPEA4830*3A* | A*VM971005CNB* | 40500 | 16.5 | 8.6 | 41000 | 31000 | 75.61% | 2 | 0 | 10 |  |  |  |  | R-32 | 3.375 | Residential & Commercial | USHP | Ducted CEE Tier 1
212978066 | Central HP <5.4 tons | CARRIER | HRCU-A-CB (Split System: Heat Pump with Remote Outdoor Unit-Air-Source) | 38MURAQ30AB3* |  |  | CNPV*4217AL* | 58S(B,C)*B070M14**12 | 29800 | 15.2 | 8.1 | 34000 | 27200 | 80% | 1.82 | 0 | 9 |  |  |  |  | R-410A | 2.4833 | Residential & Commercial | USHP
212978532 | Central HP <5.4 tons | CARRIER | HRCU-A-CB (Split System: Heat Pump with Remote Outdoor Unit-Air-Source) | 38MURAQ30AB3* |  |  | CAP**3721AL* | 58S(B,C)*B070M17**12 | 30400 | 15.2 | 8.1 | 33000 | 26400 | 80% | 1.84 | 0 | 9 |  |  |  |  | R-410A | 2.5333 | Residential & Commercial | USHP
212980697 | Central HP <5.4 tons | CARRIER | HRCU-A-CB (Split System: Heat Pump with Remote Outdoor Unit-Air-Source) | 38MURAQ30AB3* |  |  | CAP**4224AL* | 58S(B,C)*B090M24**20 | 30200 | 15.2 | 8.1 | 34400 | 27400 | 79.65% | 1.8 | 0 | 9 |  |  |  |  | R-410A | 2.5167 | Residential & Commercial | USHP
212978332 | Central HP <5.4 tons | CARRIER | HRCU-A-CB (Split System: Heat Pump with Remote Outdoor Unit-Air-Source) | 38MURAQ18AB3* |  |  | CNPV*3014AL* | 58S(B,C)*B070M14**12 | 17400 | 16.5 | 8.1 | 18000 | 18700 | 103.9% | 2.26 | 0 | 11 |  |  |  |  | R-410A | 1.45 | Residential & Commercial | USHP | Ducted CEE Tier 1
215433920 | Central HP <5.4 tons | AMANA | HRCU-A-CB (Split System: Heat Pump with Remote Outdoor Unit-Air-Source) | AZV7SA3610A* |  |  | CA*EA6030*3A*+MBVK16CP1X00A* | 0 | 35000 | 19 | 8.5 | 35000 | 28400 | 81.14% | 2 | 0 | 10.5 |  |  |  |  | R-32 | 2.9167 | Residential & Commercial | USHP | Ducted CEE Tier 1
213771617 | Central HP <5.4 tons | HEIL | HRCU-A-CB (Split System: Heat Pump with Remote Outdoor Unit-Air-Source) | HVH825GKA2* |  |  | EA*4X48L21A*+WALLCON | *97CMN0601714B* | 24000 | 16.5 | 8.1 | 21000 | 16600 | 79.05% | 2 | 0 | 10.5 |  |  |  |  | R-410A | 2 | Residential & Commercial | USHP | Ducted CEE Tier 1
215935836 | Central HP <5.4 tons | HEIL | HRCU-A-CB (Split System: Heat Pump with Remote Outdoor Unit-Air-Source) | H5H3V36*K*AAA* |  |  | EVD5X38M17A*+WALLCON | *80CTL0701412B* | 35200 | 21.5 | 8.5 | 38500 | 29000 | 75.32% | 2.02 | 0 | 11.7 |  |  |  |  | R-454B | 2.9333 | Residential & Commercial | USHP | Ducted CEE Tier 1
215936356 | Central HP <5.4 tons | HEIL | HRCU-A-CB (Split System: Heat Pump with Remote Outdoor Unit-Air-Source) | H5H3V36*K*AAA* |  |  | EVD5X48M24A*+WALLCON | *95CSU1002122B* | 35200 | 21.5 | 8.5 | 38000 | 28200 | 74.21% | 2.04 | 0 | 12 |  |  |  |  | R-454B | 2.9333 | Residential & Commercial | USHP | Ducted CEE Tier 1
216620212 | Central HP <5.4 tons | DAY & NIGHT | HRCU-A-CB (Split System: Heat Pump with Remote Outdoor Unit-Air-Source) | DLCURAH30ABK |  |  | 40MUAAQ30XA3 | 0 | 30000 | 16.2 | 8.9 | 33000 | 24000 | 72.73% | 1.8 | 11 | 10 |  |  |  |  | R-410A | 2.5 | Residential & Commercial | USHP | Ducted CEE Tier 1
213433249 | Central HP <5.4 tons | ACIQ | HRCU-A-CB (Split System: Heat Pump with Remote Outdoor Unit-Air-Source) | ACIQ-24-HPB |  |  | ACIQ-24W-WM | 0 | 24000 | 17.5 | 10.5 | 26000 | 24000 | 92.31% | 2 | 0 | 11.7 |  |  |  |  | R-410A | 2 | Residential & Commercial | USHP | Ducted CEE Tier 1
214810557 | Central HP <5.4 tons | ACIQ | HRCU-A-CB (Split System: Heat Pump with Remote Outdoor Unit-Air-Source) | ACIQ-18-HPB |  |  | ACIQ-18-AHB | 0 | 18000 | 18 | 9.3 | 19000 | 16500 | 86.84% | 2.04 | 12.5 | 12.4 |  |  |  |  | R-410A | 1.5 | Residential & Commercial | USHP | Ducted CEE Tier 1
208106636 | Central HP <5.4 tons | ACIQ | HRCU-A-CB (Split System: Heat Pump with Remote Outdoor Unit-Air-Source) | ACIQ-36-HPB |  |  | ACIQ-36-AHB | 0 | 36000 | 16 | 9.5 | 40000 | 34400 | 86% | 1.97 | 10.5 | 10 |  |  |  |  | R-410A | 3 | Residential & Commercial | USHP | Ducted CEE Tier 1
213075989 | Central HP <5.4 tons | HEIL | HRCU-A-CB (Split System: Heat Pump with Remote Outdoor Unit-Air-Source) | DLCURAH36ABK |  |  | EN(A,D,W)4X48L21** | *95MSU1002120A* | 36200 | 16.5 | 8.1 | 38500 | 35000 | 90.91% | 2.02 | 0 | 10.5 |  |  |  |  | R-410A | 3.0167 | Residential & Commercial | USHP | Ducted CEE Tier 1
211229105 | Central HP <5.4 tons | COMFORTMAKER | HRCU-A-CB (Split System: Heat Pump with Remote Outdoor Unit-Air-Source) | DLCURAH36ABK |  |  | EA*4X48L21A* | *96VSN1002120A* | 36000 | 16 | 8.5 | 38500 | 34600 | 89.87% | 2.06 | 0 | 10 |  |  |  |  | R-410A | 3 | Residential & Commercial | USHP | Ducted CEE Tier 1
211229298 | Central HP <5.4 tons | COMFORTMAKER | HRCU-A-CB (Split System: Heat Pump with Remote Outdoor Unit-Air-Source) | DLCURAH36ABK |  |  | EA*4X48L24A* | *80ES(N,L)1102120A* | 36000 | 16.5 | 8.5 | 38500 | 34600 | 89.87% | 2.06 | 0 | 10 |  |  |  |  | R-410A | 3 | Residential & Commercial | USHP | Ducted CEE Tier 1
211229505 | Central HP <5.4 tons | COMFORTMAKER | HRCU-A-CB (Split System: Heat Pump with Remote Outdoor Unit-Air-Source) | DLCURAH36ABK |  |  | EA*4X48L24A* | *95ESN1002122A* | 37400 | 15.5 | 8.5 | 38500 | 35000 | 90.91% | 2.14 | 0 | 10 |  |  |  |  | R-410A | 3.1167 | Residential & Commercial | USHP | Ducted CEE Tier 1
216679843 | Central HP <5.4 tons | BRYANT HEATING AND COOLING SYSTEMS | HRCU-A-CB (Split System: Heat Pump with Remote Outdoor Unit-Air-Source) | 38MURAQ36AB3* |  |  | CAP**3721AL* | 927TA48080V17*** | 36400 | 15.5 | 9 | 38500 | 34400 | 89.35% | 1.98 | 0 | 10 |  |  |  |  | R-410A | 3.0333 | Residential & Commercial | USHP | Ducted CEE Tier 1
216681086 | Central HP <5.4 tons | BRYANT HEATING AND COOLING SYSTEMS | HRCU-A-CB (Split System: Heat Pump with Remote Outdoor Unit-Air-Source) | 38MURAQ36AB3* |  |  | CSPH*3612AL* | 927TA60080V21*** | 36000 | 15.2 | 8.5 | 38500 | 34600 | 89.87% | 1.78 | 0 | 9.8 |  |  |  |  | R-410A | 3 | Residential & Commercial | USHP
211230064 | Central HP <5.4 tons | COMFORTMAKER | HRCU-A-CB (Split System: Heat Pump with Remote Outdoor Unit-Air-Source) | DLCURAH36ABK |  |  | EN(A,D,W)4X48L21** | *80VTL0701716A* | 36000 | 16 | 8.1 | 38500 | 34800 | 90.39% | 2.02 | 0 | 10 |  |  |  |  | R-410A | 3 | Residential & Commercial | USHP | Ducted CEE Tier 1
211230611 | Central HP <5.4 tons | COMFORTMAKER | HRCU-A-CB (Split System: Heat Pump with Remote Outdoor Unit-Air-Source) | DLCURAH36ABK |  |  | EN(A,D)4X48L24** | *92ESN1002120A* | 35800 | 16.5 | 8.1 | 38500 | 34800 | 90.39% | 2 | 0 | 10 |  |  |  |  | R-410A | 2.9833 | Residential & Commercial | USHP | Ducted CEE Tier 1
206773481 | Central HP <5.4 tons | TEMPSTAR | HRCU-A-CB (Split System: Heat Pump with Remote Outdoor Unit-Air-Source) | TVH837GKA2* |  |  | EA*4X43L21A*+WALLCON | *95CSU0802120A* | 33000 | 17.5 | 8.5 | 32800 | 25000 | 76.22% | 2 | 12 | 11.5 |  |  |  |  | R-410A | 2.75 | Residential & Commercial | USHP | Ducted CEE Tier 1
216980790 | Central HP <5.4 tons | ACIQ | HRCU-A-CB (Split System: Heat Pump with Remote Outdoor Unit-Air-Source) | ACIQ-24-EHPD |  |  | ACIQ-24W-PB | 0 | 24000 | 16 | 9 | 25000 | 19000 | 76% | 1.8 | 0 | 10 |  |  |  |  | R-454B | 2 | Residential & Commercial | USHP | Ducted CEE Tier 1
214097550 | Central HP <5.4 tons | SURE | HRCU-A-CB (Split System: Heat Pump with Remote Outdoor Unit-Air-Source) | RD17AZ48AJ3N |  |  | TCFZ6024SEANM | S962V1155A24M4S | 45500 | 17 | 8.1 | 45500 | 40000 | 87.91% | 2.1 | 0 | 10 |  |  |  |  | R-410A | 3.7917 | Residential & Commercial | USHP | Ducted CEE Tier 1
214097557 | Central HP <5.4 tons | SURE | HRCU-A-CB (Split System: Heat Pump with Remote Outdoor Unit-Air-Source) | RD17AZ48AJ3N |  |  | TCFZ6024SEANM | S962V0705A21M4S | 45500 | 16 | 8.1 | 45500 | 40500 | 89.01% | 2.1 | 0 | 10 |  |  |  |  | R-410A | 3.7917 | Residential & Commercial | USHP | Ducted CEE Tier 1
213433255 | Central HP <5.4 tons | ACIQ | HRCU-A-CB (Split System: Heat Pump with Remote Outdoor Unit-Air-Source) | ACIQ-36-HPB |  |  | ACIQ-36W-P | 0 | 36000 | 17 | 9.9 | 36000 | 36000 | 100% | 1.9 | 0 | 10 |  |  |  |  | R-410A | 3 | Residential & Commercial | USHP | Ducted CEE Tier 1
211227225 | Central HP <5.4 tons | HEIL | HRCU-A-CB (Split System: Heat Pump with Remote Outdoor Unit-Air-Source) | DLCURAH36ABK |  |  | EA*4X37L21A* | OLV112A16A | 36600 | 15.2 | 8.5 | 38500 | 35000 | 90.91% | 2.08 | 0 | 10 |  |  |  |  | R-410A | 3.05 | Residential & Commercial | USHP | Ducted CEE Tier 1
211227234 | Central HP <5.4 tons | HEIL | HRCU-A-CB (Split System: Heat Pump with Remote Outdoor Unit-Air-Source) | DLCURAH36ABK |  |  | EA*4X37L21A* | OMV098J12* | 36200 | 15.2 | 8.5 | 38500 | 35000 | 90.91% | 2.06 | 0 | 10 |  |  |  |  | R-410A | 3.0167 | Residential & Commercial | USHP | Ducted CEE Tier 1
211227634 | Central HP <5.4 tons | HEIL | HRCU-A-CB (Split System: Heat Pump with Remote Outdoor Unit-Air-Source) | DLCURAH36ABK |  |  | EA*4X42L21A* | *95ESU0601716A* | 35200 | 16 | 8.1 | 38500 | 35000 | 90.91% | 1.88 | 0 | 9.5 |  |  |  |  | R-410A | 2.9333 | Residential & Commercial | USHP
211227686 | Central HP <5.4 tons | HEIL | HRCU-A-CB (Split System: Heat Pump with Remote Outdoor Unit-Air-Source) | DLCURAH36ABK |  |  | EA*4X42L21A* | *96VTN0801716A* | 35200 | 15.5 | 8.1 | 38500 | 35000 | 90.91% | 1.86 | 0 | 9.5 |  |  |  |  | R-410A | 2.9333 | Residential & Commercial | USHP
211227993 | Central HP <5.4 tons | HEIL | HRCU-A-CB (Split System: Heat Pump with Remote Outdoor Unit-Air-Source) | DLCURAH36ABK |  |  | EA*4X42L24A* | *92ESN1202420A* | 35800 | 16 | 8.1 | 38500 | 35000 | 90.91% | 1.9 | 0 | 10 |  |  |  |  | R-410A | 2.9833 | Residential & Commercial | USHP | Ducted CEE Tier 1
216051200 | Central HP <5.4 tons | SURE | HRCU-A-CB (Split System: Heat Pump with Remote Outdoor Unit-Air-Source) | SP19AY24AJVC |  |  | TCFY2421HEAAM | S97MV0855A21DH | 22800 | 21 | 8.5 | 22800 | 18400 | 80.7% | 1.8 | 0 | 13 |  |  |  |  | R-454B | 1.9 | Residential & Commercial | USHP | Ducted CEE Tier 1
213079772 | Central HP <5.4 tons | HEIL | HRCU-A-CB (Split System: Heat Pump with Remote Outdoor Unit-Air-Source) | DLCURAH36ABK |  |  | EA*4X42L24A* | *92MSN1002120A* | 35400 | 16.5 | 8.1 | 38500 | 35000 | 90.91% | 1.88 | 0 | 10 |  |  |  |  | R-410A | 2.95 | Residential & Commercial | USHP | Ducted CEE Tier 1
213080058 | Central HP <5.4 tons | HEIL | HRCU-A-CB (Split System: Heat Pump with Remote Outdoor Unit-Air-Source) | DLCURAH36ABK |  |  | EA*4X43L21A* | *96MSN0801716A* | 36400 | 15.5 | 8.5 | 38500 | 35000 | 90.91% | 2.06 | 0 | 10 |  |  |  |  | R-410A | 3.0333 | Residential & Commercial | USHP | Ducted CEE Tier 1
213080190 | Central HP <5.4 tons | HEIL | HRCU-A-CB (Split System: Heat Pump with Remote Outdoor Unit-Air-Source) | DLCURAH36ABK |  |  | EA*4X43L21A* | *96MSN0802120A* | 36400 | 16 | 8.5 | 38000 | 34800 | 91.58% | 2.06 | 0 | 10 |  |  |  |  | R-410A | 3.0333 | Residential & Commercial | USHP | Ducted CEE Tier 1
213079906 | Central HP <5.4 tons | HEIL | HRCU-A-CB (Split System: Heat Pump with Remote Outdoor Unit-Air-Source) | DLCURAH36ABK |  |  | EN(A,D,W)4X48L21** | *92MSN1002122A* | 36000 | 16.5 | 8.1 | 38500 | 35000 | 90.91% | 2 | 0 | 10.5 |  |  |  |  | R-410A | 3 | Residential & Commercial | USHP | Ducted CEE Tier 1
213080022 | Central HP <5.4 tons | HEIL | HRCU-A-CB (Split System: Heat Pump with Remote Outdoor Unit-Air-Source) | DLCURAH36ABK |  |  | EA*4X37L17A* | *96MSN0801716A* | 35800 | 15.5 | 8.1 | 38500 | 35000 | 90.91% | 2 | 0 | 10 |  |  |  |  | R-410A | 2.9833 | Residential & Commercial | USHP | Ducted CEE Tier 1
215588314 | Central HP <5.4 tons | BRYANT HEATING AND COOLING SYSTEMS | HRCU-A-CB (Split System: Heat Pump with Remote Outdoor Unit-Air-Source) | 291VAN054**AA* |  |  | CVAVA4924XMA*+UI | 88*TB60070C21*** | 51500 | 19 | 8.1 | 53000 | 47000 | 88.68% | 1.82 | 0 | 11.5 |  |  |  |  | R-454B | 4.2917 | Residential & Commercial | USHP | Ducted CEE Tier 1
213078836 | Central HP <5.4 tons | HEIL | HRCU-A-CB (Split System: Heat Pump with Remote Outdoor Unit-Air-Source) | DLCURAH36ABK |  |  | EA*4X36L21A* | *80MSU1002120A* | 35000 | 16 | 8.5 | 38500 | 35200 | 91.43% | 1.8 | 0 | 9.5 |  |  |  |  | R-410A | 2.9167 | Residential & Commercial | USHP
212978779 | Central HP <5.4 tons | COMFORTMAKER | HRCU-A-CB (Split System: Heat Pump with Remote Outdoor Unit-Air-Source) | DLCURAH18ABK |  |  | EA*4X30L17A* | *80MS(N,L)0701712A* | 17600 | 16.5 | 8.5 | 18200 | 18800 | 103.3% | 2.26 | 0 | 10.5 |  |  |  |  | R-410A | 1.4667 | Residential & Commercial | USHP | Ducted CEE Tier 1
215588364 | Central HP <5.4 tons | BRYANT HEATING AND COOLING SYSTEMS | HRCU-A-CB (Split System: Heat Pump with Remote Outdoor Unit-Air-Source) | 291VAN054**AA* |  |  | CVAVA6024XMA*+UI | 987MC60060C21*** | 51000 | 18.5 | 8.1 | 53500 | 46500 | 86.92% | 1.86 | 0 | 10.5 |  |  |  |  | R-454B | 4.25 | Residential & Commercial | USHP | Ducted CEE Tier 1
206773508 | Central HP <5.4 tons | TEMPSTAR | HRCU-A-CB (Split System: Heat Pump with Remote Outdoor Unit-Air-Source) | TVH837GKA2* |  |  | EA*4X48L21A*+WALLCON | *95CSU0802120A* | 32400 | 17.5 | 8.5 | 32600 | 25000 | 76.69% | 1.98 | 12 | 11.5 |  |  |  |  | R-410A | 2.7 | Residential & Commercial | USHP | Ducted CEE Tier 1
212978741 | Central HP <5.4 tons | CARRIER | HRCU-A-CB (Split System: Heat Pump with Remote Outdoor Unit-Air-Source) | 38MURAQ18AB3* |  |  | CAP**1917AL* | 58S(B,C)*B070M17**12 | 18000 | 17 | 8.5 | 17900 | 17800 | 99.44% | 2.16 | 0 | 11 |  |  |  |  | R-410A | 1.5 | Residential & Commercial | USHP | Ducted CEE Tier 1
212980688 | Central HP <5.4 tons | CARRIER | HRCU-A-CB (Split System: Heat Pump with Remote Outdoor Unit-Air-Source) | 38MURAQ36AB3* |  |  | CAP**4824AL* | 58S(B,C)*B090M24**20 | 36000 | 16.5 | 8.5 | 37800 | 34600 | 91.53% | 2.04 | 0 | 10 |  |  |  |  | R-410A | 3 | Residential & Commercial | USHP | Ducted CEE Tier 1
213080260 | Central HP <5.4 tons | COMFORTMAKER | HRCU-A-CB (Split System: Heat Pump with Remote Outdoor Unit-Air-Source) | DLCURAH36ABK |  |  | EN(A,D)4X48L24** | *96MSN0802120A* | 36200 | 16 | 8.1 | 38500 | 35000 | 90.91% | 2.02 | 0 | 10 |  |  |  |  | R-410A | 3.0167 | Residential & Commercial | USHP | Ducted CEE Tier 1
216051288 | Central HP <5.4 tons | SURE | HRCU-A-CB (Split System: Heat Pump with Remote Outdoor Unit-Air-Source) | SP19AY60AJVC |  |  | TCFY6021SEAAM | S97MV0855A21DH | 53500 | 17 | 10 | 53500 | 48500 | 90.65% | 2 | 0 | 10 |  |  |  |  | R-454B | 4.4583 | Residential & Commercial | USHP | Ducted CEE Tier 1
216051220 | Central HP <5.4 tons | SURE | HRCU-A-CB (Split System: Heat Pump with Remote Outdoor Unit-Air-Source) | SP19AY24AJVC |  |  | TCFY2421HEAAM | S801V0504A17UHN | 22800 | 20 | 8.5 | 22800 | 18500 | 81.14% | 1.8 | 0 | 12 |  |  |  |  | R-454B | 1.9 | Residential & Commercial | USHP | Ducted CEE Tier 1
216051277 | Central HP <5.4 tons | SURE | HRCU-A-CB (Split System: Heat Pump with Remote Outdoor Unit-Air-Source) | SP19AY48AJVC |  |  | TCFY4821SEAAM | S97MV1005A21DH | 45500 | 19 | 10 | 45500 | 42000 | 92.31% | 2.1 | 0 | 12 |  |  |  |  | R-454B | 3.7917 | Residential & Commercial | USHP | Ducted CEE Tier 1
212973336 | Central HP <5.4 tons | COMFORTMAKER | HRCU-A-CB (Split System: Heat Pump with Remote Outdoor Unit-Air-Source) | DLCURAH18ABK |  |  | EA*4X30L14A* | *96VSN0601412B* | 17400 | 16.5 | 8.5 | 18000 | 18900 | 105% | 2.28 | 0 | 10.5 |  |  |  |  | R-410A | 1.45 | Residential & Commercial | USHP | Ducted CEE Tier 1
212974722 | Central HP <5.4 tons | COMFORTMAKER | HRCU-A-CB (Split System: Heat Pump with Remote Outdoor Unit-Air-Source) | DLCURAH18ABK |  |  | EN(A,D)4X24L17** | *96VTN0401410B* | 17300 | 15.5 | 8.5 | 18400 | 19200 | 104.3% | 2.3 | 0 | 10.5 |  |  |  |  | R-410A | 1.4417 | Residential & Commercial | USHP | Ducted CEE Tier 1
213079232 | Central HP <5.4 tons | HEIL | HRCU-A-CB (Split System: Heat Pump with Remote Outdoor Unit-Air-Source) | DLCURAH36ABK |  |  | EA*4X42L21A* | *80MSU0802120A* | 35000 | 16.5 | 8.1 | 38500 | 35000 | 90.91% | 1.9 | 0 | 10 |  |  |  |  | R-410A | 2.9167 | Residential & Commercial | USHP | Ducted CEE Tier 1
213079861 | Central HP <5.4 tons | HEIL | HRCU-A-CB (Split System: Heat Pump with Remote Outdoor Unit-Air-Source) | DLCURAH36ABK |  |  | EA*4X42L21A* | *92MSN1002122A* | 35400 | 16.5 | 8.1 | 38500 | 35000 | 90.91% | 1.88 | 0 | 10 |  |  |  |  | R-410A | 2.95 | Residential & Commercial | USHP | Ducted CEE Tier 1
213079879 | Central HP <5.4 tons | HEIL | HRCU-A-CB (Split System: Heat Pump with Remote Outdoor Unit-Air-Source) | DLCURAH36ABK |  |  | EA*4X43L21A* | *92MSN1002122A* | 36200 | 16.5 | 8.5 | 38000 | 34800 | 91.58% | 2.04 | 0 | 10 |  |  |  |  | R-410A | 3.0167 | Residential & Commercial | USHP | Ducted CEE Tier 1
212982929 | Central HP <5.4 tons | COMFORTMAKER | HRCU-A-CB (Split System: Heat Pump with Remote Outdoor Unit-Air-Source) | DLCURAH30ABK |  |  | EA*4X36L21A* | *80MSU0802120A* | 29400 | 15.2 | 8.5 | 33800 | 28000 | 82.84% | 1.76 | 0 | 9 |  |  |  |  | R-410A | 2.45 | Residential & Commercial | USHP
213078076 | Central HP <5.4 tons | HEIL | HRCU-A-CB (Split System: Heat Pump with Remote Outdoor Unit-Air-Source) | DLCURAH36ABK |  |  | EA*4X37L21A* | *80MS(N,L)0701716A* | 36600 | 16 | 8.5 | 38500 | 35000 | 90.91% | 2.06 | 0 | 10 |  |  |  |  | R-410A | 3.05 | Residential & Commercial | USHP | Ducted CEE Tier 1
216980773 | Central HP <5.4 tons | ACIQ | HRCU-A-C (Split System: Heat Pump with Remote Outdoor Unit with No Indoor Fan --Air Source) | ACIQ-30-HPD |  |  | ACIQ-36-ACL-14-B | 0 | 30000 | 15.3 | 9.3 | 32000 | 30400 | 95% | 1.78 | 0 | 10 |  |  |  |  | R-454B | 2.5 | Residential & Commercial | USHP | Ducted CEE Tier 1
207436601 | Central HP <5.4 tons | LENNOX | HRCU-A-CB (Split System: Heat Pump with Remote Outdoor Unit-Air-Source) | SL25XPV-048-230A** |  |  | CX35-60C+TDR | EL296UH090XV48C* | 45500 | 20 | 9.5 | 44000 | 36400 | 82.73% | 1.9 | 12.5 | 12 |  |  |  |  | R-410A | 3.7917 | Residential & Commercial | USHP | Ducted CEE Tier 1
216980795 | Central HP <5.4 tons | ACIQ | HRCU-A-CB (Split System: Heat Pump with Remote Outdoor Unit-Air-Source) | ACIQ-30-HPD |  |  | ACIQ-30W-PB | 0 | 30000 | 16.3 | 9.5 | 31000 | 31000 | 100% | 1.86 | 0 | 11 |  |  |  |  | R-454B | 2.5 | Residential & Commercial | USHP | Ducted CEE Tier 1
213079256 | Central HP <5.4 tons | HEIL | HRCU-A-CB (Split System: Heat Pump with Remote Outdoor Unit-Air-Source) | DLCURAH36ABK |  |  | EA*4X43L21A* | *80MSU0802120A* | 36600 | 16.5 | 8.5 | 38000 | 34600 | 91.05% | 2.08 | 0 | 10 |  |  |  |  | R-410A | 3.05 | Residential & Commercial | USHP | Ducted CEE Tier 1
213079004 | Central HP <5.4 tons | HEIL | HRCU-A-CB (Split System: Heat Pump with Remote Outdoor Unit-Air-Source) | DLCURAH36ABK |  |  | EA*4X42L21A* | *80MSU0401712A* | 35200 | 16 | 8.1 | 38500 | 35000 | 90.91% | 1.88 | 0 | 9.5 |  |  |  |  | R-410A | 2.9333 | Residential & Commercial | USHP
215429740 | Central HP <5.4 tons | AMANA | HRCU-A-CB (Split System: Heat Pump with Remote Outdoor Unit-Air-Source) | AZV7SA3610A* |  |  | AHVE60DP1300A* | 0 | 35000 | 19 | 8.5 | 35000 | 28400 | 81.14% | 2 | 0 | 10.5 |  |  |  |  | R-32 | 2.9167 | Residential & Commercial | USHP | Ducted CEE Tier 1
212978968 | Central HP <5.4 tons | COMFORTMAKER | HRCU-A-CB (Split System: Heat Pump with Remote Outdoor Unit-Air-Source) | DLCURAH36ABK |  |  | EA*4X48L21A* | *80MS(N,L)0701716A* | 35600 | 16 | 8.1 | 37800 | 34600 | 91.53% | 2 | 0 | 10 |  |  |  |  | R-410A | 2.9667 | Residential & Commercial | USHP | Ducted CEE Tier 1
212978691 | Central HP <5.4 tons | COMFORTMAKER | HRCU-A-CB (Split System: Heat Pump with Remote Outdoor Unit-Air-Source) | DLCURAH24ABK |  |  | EA*4X37L21A* | *80MS(N,L)0701712A* | 24400 | 17.5 | 8.5 | 25200 | 21200 | 84.13% | 1.8 | 0 | 10.5 |  |  |  |  | R-410A | 2.0333 | Residential & Commercial | USHP | Ducted CEE Tier 1
212979220 | Central HP <5.4 tons | COMFORTMAKER | HRCU-A-CB (Split System: Heat Pump with Remote Outdoor Unit-Air-Source) | DLCURAH24ABK |  |  | EN(A,D)4X30L17** | *80MS(N,L)0701716A* | 23600 | 17 | 8.5 | 26400 | 24400 | 92.42% | 2.02 | 0 | 10.5 |  |  |  |  | R-410A | 1.9667 | Residential & Commercial | USHP | Ducted CEE Tier 1
216980786 | Central HP <5.4 tons | ACIQ | HRCU-A-CB (Split System: Heat Pump with Remote Outdoor Unit-Air-Source) | ACIQ-24-HPD |  |  | ACIQ-24W-WMB | 0 | 24000 | 17.5 | 10.5 | 25000 | 19600 | 78.4% | 1.96 | 0 | 10.8 |  |  |  |  | R-454B | 2 | Residential & Commercial | USHP | Ducted CEE Tier 1
208842391 | Central HP <5.4 tons | AURUS | HRCU-A-CB (Split System: Heat Pump with Remote Outdoor Unit-Air-Source) | ARU-H36CD/INVS-US |  |  | ARU-H36AH/INVS-US | 0 | 34000 | 18 | 9.5 | 35000 | 26000 | 74.29% | 2.05 | 9.55 | 10.1 |  |  |  |  | R-410A | 2.8333 | Residential & Commercial | USHP | Ducted CEE Tier 1
215318955 | Central HP <5.4 tons | DAY & NIGHT | HRCU-A-CB (Split System: Heat Pump with Remote Outdoor Unit-Air-Source) | D5CURAH48AAK |  |  | D5FUAAH48XAK | 0 | 48000 | 16 | 8.5 | 48000 | 38000 | 79.17% | 1.85 | 0 | 10 |  |  |  |  | R-454B | 4 | Residential & Commercial | USHP | Ducted CEE Tier 1
215434046 | Central HP <5.4 tons | AMANA | HRCU-A-CB (Split System: Heat Pump with Remote Outdoor Unit-Air-Source) | AZV7SA2410A* |  |  | CA*EA3626*3A* | A*VS800805CUA* | 23200 | 19 | 8.6 | 23200 | 17000 | 73.28% | 2 | 0 | 11 |  |  |  |  | R-32 | 1.9333 | Residential & Commercial | USHP | Ducted CEE Tier 1
216980775 | Central HP <5.4 tons | ACIQ | HRCU-A-C (Split System: Heat Pump with Remote Outdoor Unit with No Indoor Fan --Air Source) | ACIQ-30-HPD |  |  | ACIQ-36-ACL-B | 0 | 29000 | 16 | 9.5 | 32000 | 32000 | 100% | 1.85 | 0 | 10 |  |  |  |  | R-454B | 2.4167 | Residential & Commercial | USHP | Ducted CEE Tier 1
213433245 | Central HP <5.4 tons | ACIQ | HRCU-A-CB (Split System: Heat Pump with Remote Outdoor Unit-Air-Source) | ACIQ-24-EHPB |  |  | ACIQ-24W-WM | 0 | 24000 | 17 | 10.2 | 26000 | 19400 | 74.62% | 2.33 | 0 | 10.5 |  |  |  |  | R-410A | 2 | Residential & Commercial | USHP | Ducted CEE Tier 1
214505290 | Central HP <5.4 tons | AMANA | HRCU-A-CB (Split System: Heat Pump with Remote Outdoor Unit-Air-Source) | ASZS60241EA* |  |  | CA*EA2422*4B* | A*VC800804C*A* | 23000 | 17 | 8.6 | 23000 | 16100 | 70% | 2 | 0 | 10 |  |  |  |  | R-410A | 1.9167 | Residential & Commercial | USHP | Ducted CEE Tier 1
213815124 | Central HP <5.4 tons | AMANA | HRCU-A-CB (Split System: Heat Pump with Remote Outdoor Unit-Air-Source) | ASZV903610A* |  |  | CA*F3743*6D*+MBVB16CP1X00A*+TX | 0 | 34200 | 19 | 8.2 | 34200 | 24400 | 71.35% | 1.85 | 0 | 12 |  |  |  |  | R-410A | 2.85 | Residential & Commercial | USHP | Ducted CEE Tier 1
212981217 | Central HP <5.4 tons | CARRIER | HRCU-A-CB (Split System: Heat Pump with Remote Outdoor Unit-Air-Source) | 38MURAQ30AB3* |  |  | CAP**4224AL* | 58S(B,C)*B135M24**20 | 30200 | 15.2 | 8.1 | 34400 | 27400 | 79.65% | 1.8 | 0 | 9 |  |  |  |  | R-410A | 2.5167 | Residential & Commercial | USHP
212978752 | Central HP <5.4 tons | CARRIER | HRCU-A-CB (Split System: Heat Pump with Remote Outdoor Unit-Air-Source) | 38MURAQ18AB3* |  |  | CAP**2417AL* | 58S(B,C)*B070M17**12 | 17500 | 16.5 | 8.5 | 18400 | 19500 | 106% | 2.34 | 0 | 10.5 |  |  |  |  | R-410A | 1.4583 | Residential & Commercial | USHP | Ducted CEE Tier 1
216980784 | Central HP <5.4 tons | ACIQ | HRCU-A-CB (Split System: Heat Pump with Remote Outdoor Unit-Air-Source) | ACIQ-36-EHPD |  |  | ACIQ-36W-WMB | 0 | 36000 | 16.7 | 9.3 | 37000 | 29200 | 78.92% | 1.99 | 0 | 10.2 |  |  |  |  | R-454B | 3 | Residential & Commercial | USHP | Ducted CEE Tier 1
216051247 | Central HP <5.4 tons | SURE | HRCU-A-CB (Split System: Heat Pump with Remote Outdoor Unit-Air-Source) | SP19AY36AJVC |  |  | TCFY3621MEAAM | S962V0403A17M4 | 34200 | 20 | 10 | 34200 | 29600 | 86.55% | 2 | 0 | 12 |  |  |  |  | R-454B | 2.85 | Residential & Commercial | USHP | Ducted CEE Tier 1
215487776 | Central HP <5.4 tons | AMANA | HRCU-A-CB (Split System: Heat Pump with Remote Outdoor Unit-Air-Source) | AZV6SA1810A* |  |  | CA*EA3022*3A* | A*VC960803BNB* | 17000 | 19 | 8.8 | 16800 | 13000 | 77.38% | 2.1 | 0 | 12 |  |  |  |  | R-32 | 1.4167 | Residential & Commercial | USHP | Ducted CEE Tier 1
212975803 | Central HP <5.4 tons | COMFORTMAKER | HRCU-A-CB (Split System: Heat Pump with Remote Outdoor Unit-Air-Source) | DLCURAH18ABK |  |  | EA*4X25L17A* | *96VTN0801716B* | 17800 | 16.5 | 8.1 | 17600 | 17800 | 101.1% | 2.14 | 0 | 10.5 |  |  |  |  | R-410A | 1.4833 | Residential & Commercial | USHP | Ducted CEE Tier 1
212982391 | Central HP <5.4 tons | HEIL | HRCU-A-CB (Split System: Heat Pump with Remote Outdoor Unit-Air-Source) | DLCURAH18ABK |  |  | EA*4X24L17A* | *80MSU0401712A* | 17200 | 16 | 8.5 | 18300 | 19100 | 104.4% | 2.3 | 0 | 10 |  |  |  |  | R-410A | 1.4333 | Residential & Commercial | USHP | Ducted CEE Tier 1
212980207 | Central HP <5.4 tons | HEIL | HRCU-A-CB (Split System: Heat Pump with Remote Outdoor Unit-Air-Source) | DLCURAH30ABK |  |  | EA*4X42L21A* | *80MS(N,L)0902116A* | 29600 | 15.2 | 8.1 | 33800 | 27600 | 81.66% | 1.78 | 0 | 9 |  |  |  |  | R-410A | 2.4667 | Residential & Commercial | USHP
212980526 | Central HP <5.4 tons | HEIL | HRCU-A-CB (Split System: Heat Pump with Remote Outdoor Unit-Air-Source) | DLCURAH30ABK |  |  | EA*4X42L21A* | *80MS(N,L)0902120A* | 30200 | 15.2 | 8.1 | 34400 | 27400 | 79.65% | 1.8 | 0 | 9 |  |  |  |  | R-410A | 2.5167 | Residential & Commercial | USHP
215487793 | Central HP <5.4 tons | AMANA | HRCU-A-CB (Split System: Heat Pump with Remote Outdoor Unit-Air-Source) | AZV6SA1810A* |  |  | CA*EA2418*3A* | A*VC800604B*A* | 17000 | 19 | 8.8 | 16800 | 13000 | 77.38% | 2.1 | 0 | 12 |  |  |  |  | R-32 | 1.4167 | Residential & Commercial | USHP | Ducted CEE Tier 1
215487800 | Central HP <5.4 tons | AMANA | HRCU-A-CB (Split System: Heat Pump with Remote Outdoor Unit-Air-Source) | AZV6SA1810A* |  |  | CA*EA3022*3A* | A*VM970803BNB* | 17000 | 19 | 8.8 | 16800 | 13000 | 77.38% | 2.1 | 0 | 12 |  |  |  |  | R-32 | 1.4167 | Residential & Commercial | USHP | Ducted CEE Tier 1
215487750 | Central HP <5.4 tons | AMANA | HRCU-A-CB (Split System: Heat Pump with Remote Outdoor Unit-Air-Source) | AZV7SA4810A* |  |  | CA*EA6030*3A* | A*VC800805D*A* | 45500 | 17 | 8.8 | 47000 | 33600 | 71.49% | 2 | 0 | 10 |  |  |  |  | R-32 | 3.7917 | Residential & Commercial | USHP | Ducted CEE Tier 1
216679411 | Central HP <5.4 tons | BRYANT HEATING AND COOLING SYSTEMS | HRCU-A-CB (Split System: Heat Pump with Remote Outdoor Unit-Air-Source) | 38MURAQ24AB3* |  |  | CAP**3617AL* | 927TA48060V17*** | 23600 | 17 | 9 | 25800 | 23200 | 89.92% | 1.82 | 0 | 10 |  |  |  |  | R-410A | 1.9667 | Residential & Commercial | USHP | Ducted CEE Tier 1
216679495 | Central HP <5.4 tons | BRYANT HEATING AND COOLING SYSTEMS | HRCU-A-CB (Split System: Heat Pump with Remote Outdoor Unit-Air-Source) | 38MURAQ24AB3* |  |  | CNPV*2417AL* | 927TA48060V17*** | 23200 | 16.5 | 9 | 26400 | 24400 | 92.42% | 1.86 | 0 | 10 |  |  |  |  | R-410A | 1.9333 | Residential & Commercial | USHP | Ducted CEE Tier 1
216051274 | Central HP <5.4 tons | SURE | HRCU-A-CB (Split System: Heat Pump with Remote Outdoor Unit-Air-Source) | SP19AY48AJVC |  |  | TCFY4821SEAAM | S98MV1005A21UP | 45500 | 19 | 10 | 45500 | 42000 | 92.31% | 2.1 | 0 | 11.7 |  |  |  |  | R-454B | 3.7917 | Residential & Commercial | USHP | Ducted CEE Tier 1
213076758 | Central HP <5.4 tons | HEIL | HRCU-A-CB (Split System: Heat Pump with Remote Outdoor Unit-Air-Source) | DLCURAH36ABK |  |  | EA*4X42L21A* | *80VTL1102122B* | 35600 | 16 | 8.1 | 38500 | 35200 | 91.43% | 1.9 | 0 | 10 |  |  |  |  | R-410A | 2.9667 | Residential & Commercial | USHP | Ducted CEE Tier 1
213077091 | Central HP <5.4 tons | HEIL | HRCU-A-CB (Split System: Heat Pump with Remote Outdoor Unit-Air-Source) | DLCURAH36ABK |  |  | EA*4X48L21A* | *96VSN0802120B* | 36200 | 16 | 8.5 | 38000 | 34800 | 91.58% | 2.04 | 0 | 10 |  |  |  |  | R-410A | 3.0167 | Residential & Commercial | USHP | Ducted CEE Tier 1
213077241 | Central HP <5.4 tons | HEIL | HRCU-A-CB (Split System: Heat Pump with Remote Outdoor Unit-Air-Source) | DLCURAH36ABK |  |  | EA*4X42L24A* | *96VSN1202422B* | 35400 | 16 | 8.1 | 38500 | 35000 | 90.91% | 1.9 | 0 | 10 |  |  |  |  | R-410A | 2.95 | Residential & Commercial | USHP | Ducted CEE Tier 1
211229393 | Central HP <5.4 tons | HEIL | HRCU-A-CB (Split System: Heat Pump with Remote Outdoor Unit-Air-Source) | DLCURAH36ABK |  |  | EA*4X48L24A* | *80ESU1002120A* | 36000 | 16 | 8.5 | 38500 | 34600 | 89.87% | 2.06 | 0 | 10 |  |  |  |  | R-410A | 3 | Residential & Commercial | USHP | Ducted CEE Tier 1
211228277 | Central HP <5.4 tons | HEIL | HRCU-A-CB (Split System: Heat Pump with Remote Outdoor Unit-Air-Source) | DLCURAH36ABK |  |  | EA*4X43L21A* | *80ES(N,L)0902120A* | 36800 | 16 | 8.5 | 38500 | 34800 | 90.39% | 2.1 | 0 | 10 |  |  |  |  | R-410A | 3.0667 | Residential & Commercial | USHP | Ducted CEE Tier 1
211228561 | Central HP <5.4 tons | HEIL | HRCU-A-CB (Split System: Heat Pump with Remote Outdoor Unit-Air-Source) | DLCURAH36ABK |  |  | EA*4X43L21A* | *96VSN0802120A* | 36400 | 16 | 8.5 | 38500 | 34800 | 90.39% | 2.08 | 0 | 10 |  |  |  |  | R-410A | 3.0333 | Residential & Commercial | USHP | Ducted CEE Tier 1
211228661 | Central HP <5.4 tons | HEIL | HRCU-A-CB (Split System: Heat Pump with Remote Outdoor Unit-Air-Source) | DLCURAH36ABK |  |  | EA*4X43L21A* | *96VTN1002122A* | 36800 | 16.5 | 8.5 | 38500 | 34800 | 90.39% | 2.1 | 0 | 10 |  |  |  |  | R-410A | 3.0667 | Residential & Commercial | USHP | Ducted CEE Tier 1
213078783 | Central HP <5.4 tons | HEIL | HRCU-A-CB (Split System: Heat Pump with Remote Outdoor Unit-Air-Source) | DLCURAH36ABK |  |  | EN(A,D)4X48L24** | *80MS(N,L)1352420A* | 36000 | 16.5 | 8.1 | 38500 | 35000 | 90.91% | 2 | 0 | 10.5 |  |  |  |  | R-410A | 3 | Residential & Commercial | USHP | Ducted CEE Tier 1
213078992 | Central HP <5.4 tons | HEIL | HRCU-A-CB (Split System: Heat Pump with Remote Outdoor Unit-Air-Source) | DLCURAH36ABK |  |  | EA*4X37L21A* | *80MSU0401712A* | 36600 | 16 | 8.5 | 38500 | 34800 | 90.39% | 2.08 | 0 | 10 |  |  |  |  | R-410A | 3.05 | Residential & Commercial | USHP | Ducted CEE Tier 1
213079124 | Central HP <5.4 tons | HEIL | HRCU-A-CB (Split System: Heat Pump with Remote Outdoor Unit-Air-Source) | DLCURAH36ABK |  |  | EA*4X42L24A* | *80MSU0601716A* | 35200 | 16.5 | 8.1 | 38500 | 35000 | 90.91% | 1.88 | 0 | 10 |  |  |  |  | R-410A | 2.9333 | Residential & Commercial | USHP | Ducted CEE Tier 1
212614992 | Central HP <5.4 tons | AMANA | HRCU-A-CB (Split System: Heat Pump with Remote Outdoor Unit-Air-Source) | ASZS60361EA* |  |  | CA*EA4830*4A* | A*VM971005CNB* | 34200 | 17.5 | 8.6 | 34200 | 29000 | 84.8% | 2 | 0 | 10 |  |  |  |  | R-410A | 2.85 | Residential & Commercial | USHP | Ducted CEE Tier 1
213433250 | Central HP <5.4 tons | ACIQ | HRCU-A-CB (Split System: Heat Pump with Remote Outdoor Unit-Air-Source) | ACIQ-30-HPB |  |  | ACIQ-30W-WM | 0 | 30000 | 16.9 | 9 | 31000 | 25000 | 80.65% | 1.8 | 0 | 10 |  |  |  |  | R-410A | 2.5 | Residential & Commercial | USHP | Ducted CEE Tier 1
211377331 | Central HP <5.4 tons | YORK | HRCU-A-CB (Split System: Heat Pump with Remote Outdoor Unit-Air-Source) | HMH72B341 |  |  | XAHC36DXXN1+TXV | TM9Y100C20MP11 | 34000 | 15.5 | 8.1 | 34000 | 24400 | 71.76% | 2.06 | 0 | 9.5 |  |  |  |  | R-410A | 2.8333 | Residential & Commercial | USHP
211377399 | Central HP <5.4 tons | YORK | HRCU-A-CB (Split System: Heat Pump with Remote Outdoor Unit-Air-Source) | HMH72B341 |  |  | XAFB30CXXN1+TXV | TM9Y080B12MP11 | 32800 | 17.5 | 8.1 | 34000 | 23800 | 70% | 2.02 | 0 | 9.5 |  |  |  |  | R-410A | 2.7333 | Residential & Commercial | USHP
211377801 | Central HP <5.4 tons | YORK | HRCU-A-CB (Split System: Heat Pump with Remote Outdoor Unit-Air-Source) | HMH72B341 |  |  | XAFB30CXXN1+TXV | YP9C060B12MP13 | 32600 | 17 | 8.1 | 33600 | 23600 | 70.24% | 2.02 | 0 | 9.5 |  |  |  |  | R-410A | 2.7167 | Residential & Commercial | USHP
211377834 | Central HP <5.4 tons | YORK | HRCU-A-CB (Split System: Heat Pump with Remote Outdoor Unit-Air-Source) | HMH72B341 |  |  | XAUB30CXXN1+TXV | TM9V040A10MP12 | 32000 | 16.5 | 8.1 | 33400 | 23400 | 70.06% | 2 | 0 | 9.5 |  |  |  |  | R-410A | 2.6667 | Residential & Commercial | USHP
211377984 | Central HP <5.4 tons | YORK | HRCU-A-CB (Split System: Heat Pump with Remote Outdoor Unit-Air-Source) | HMH72B341 |  |  | XAHC36DBCN1 | TM8Y120C20MP11 | 34000 | 17 | 8.1 | 33800 | 24200 | 71.6% | 2.08 | 0 | 9.5 |  |  |  |  | R-410A | 2.8333 | Residential & Commercial | USHP
213076401 | Central HP <5.4 tons | COMFORTMAKER | HRCU-A-CB (Split System: Heat Pump with Remote Outdoor Unit-Air-Source) | DLCURAH24ABK |  |  | EN(A,D)4X24L17** | *96VTN0601716B* | 23200 | 16.5 | 8.5 | 26800 | 25400 | 94.78% | 2.12 | 0 | 10 |  |  |  |  | R-410A | 1.9333 | Residential & Commercial | USHP | Ducted CEE Tier 1
216980792 | Central HP <5.4 tons | ACIQ | HRCU-A-CB (Split System: Heat Pump with Remote Outdoor Unit-Air-Source) | ACIQ-36-EHPD |  |  | ACIQ-36W-PB | 0 | 36000 | 15.4 | 8.7 | 37000 | 28400 | 76.76% | 1.86 | 0 | 9.2 |  |  |  |  | R-454B | 3 | Residential & Commercial | USHP
211378052 | Central HP <5.4 tons | YORK | HRCU-A-CB (Split System: Heat Pump with Remote Outdoor Unit-Air-Source) | HMH72B341 |  |  | XAHC36DBCN1 | TM8Y080B12MP11 | 33200 | 17.5 | 8.1 | 32800 | 23200 | 70.73% | 2.02 | 0 | 9.5 |  |  |  |  | R-410A | 2.7667 | Residential & Commercial | USHP
211378233 | Central HP <5.4 tons | YORK | HRCU-A-CB (Split System: Heat Pump with Remote Outdoor Unit-Air-Source) | HMH72B341 |  |  | XAHC36DXXN1+TXV | TM8V080B12MP12 | 32800 | 16.5 | 8.1 | 32800 | 23200 | 70.73% | 1.98 | 0 | 9.5 |  |  |  |  | R-410A | 2.7333 | Residential & Commercial | USHP
211378816 | Central HP <5.4 tons | YORK | HRCU-A-CB (Split System: Heat Pump with Remote Outdoor Unit-Air-Source) | HMH72B341 |  |  | XAHC36DBCN1 | TL9E100C20UH11 | 34000 | 16.5 | 8.1 | 34000 | 24600 | 72.35% | 2.08 | 0 | 9.5 |  |  |  |  | R-410A | 2.8333 | Residential & Commercial | USHP
211378923 | Central HP <5.4 tons | YORK | HRCU-A-CB (Split System: Heat Pump with Remote Outdoor Unit-Air-Source) | HMH72B341 |  |  | XAFB36DBCN1 | TL8E060A12UH11 | 34000 | 18 | 8.1 | 33800 | 23800 | 70.41% | 2.06 | 0 | 10 |  |  |  |  | R-410A | 2.8333 | Residential & Commercial | USHP | Ducted CEE Tier 1
211379000 | Central HP <5.4 tons | YORK | HRCU-A-CB (Split System: Heat Pump with Remote Outdoor Unit-Air-Source) | HMH72B341 |  |  | XAFD48FBCN1 | TM9Y100C16MP11 | 33400 | 17 | 8.5 | 32400 | 23600 | 72.84% | 2.06 | 0 | 9.5 |  |  |  |  | R-410A | 2.7833 | Residential & Commercial | USHP
211379157 | Central HP <5.4 tons | YORK | HRCU-A-CB (Split System: Heat Pump with Remote Outdoor Unit-Air-Source) | HMH72B341 |  |  | XAFC48FBCN1 | TM9V100C20MP12 | 34000 | 16.5 | 8.5 | 33000 | 24200 | 73.33% | 2.1 | 0 | 9 |  |  |  |  | R-410A | 2.8333 | Residential & Commercial | USHP
211379484 | Central HP <5.4 tons | YORK | HRCU-A-CB (Split System: Heat Pump with Remote Outdoor Unit-Air-Source) | HMH72B341 |  |  | XAHC48FXXN1+TXV | TM9E060B12MP12 | 32400 | 16 | 8.1 | 32000 | 23600 | 73.75% | 2 | 0 | 9 |  |  |  |  | R-410A | 2.7 | Residential & Commercial | USHP
211379534 | Central HP <5.4 tons | YORK | HRCU-A-CB (Split System: Heat Pump with Remote Outdoor Unit-Air-Source) | HMH72B341 |  |  | XAFC48FXXN1+TXV | TM8Y120C20MP11 | 34000 | 16.5 | 8.5 | 33000 | 24200 | 73.33% | 2.1 | 0 | 9.5 |  |  |  |  | R-410A | 2.8333 | Residential & Commercial | USHP
211379652 | Central HP <5.4 tons | YORK | HRCU-A-CB (Split System: Heat Pump with Remote Outdoor Unit-Air-Source) | HMH72B341 |  |  | XAHC48FBCN1 | YPLC100C20MP13 | 33800 | 16.5 | 8.5 | 32400 | 23800 | 73.46% | 2.06 | 0 | 9 |  |  |  |  | R-410A | 2.8167 | Residential & Commercial | USHP
211379661 | Central HP <5.4 tons | YORK | HRCU-A-CB (Split System: Heat Pump with Remote Outdoor Unit-Air-Source) | HMH72B341 |  |  | XAHD48FXXN1+TXV | TM8V080C16MP12 | 33600 | 16 | 8.5 | 32400 | 23800 | 73.46% | 2.06 | 0 | 9 |  |  |  |  | R-410A | 2.8 | Residential & Commercial | USHP
211379675 | Central HP <5.4 tons | YORK | HRCU-A-CB (Split System: Heat Pump with Remote Outdoor Unit-Air-Source) | HMH72B341 |  |  | XAHD48FXXN1+TXV | YPLC100C16MP13 | 33600 | 16 | 8.5 | 32400 | 23800 | 73.46% | 2.06 | 0 | 9 |  |  |  |  | R-410A | 2.8 | Residential & Commercial | USHP
211379686 | Central HP <5.4 tons | YORK | HRCU-A-CB (Split System: Heat Pump with Remote Outdoor Unit-Air-Source) | HMH72B341 |  |  | XAHD48FBCN1 | TPLC080C16MP13 | 33600 | 16 | 8.5 | 32400 | 23800 | 73.46% | 2.06 | 0 | 9 |  |  |  |  | R-410A | 2.8 | Residential & Commercial | USHP
211379736 | Central HP <5.4 tons | YORK | HRCU-A-CB (Split System: Heat Pump with Remote Outdoor Unit-Air-Source) | HMH72B341 |  |  | XAHC48FBCN1 | YPLC100C16MP13 | 33600 | 16.5 | 8.5 | 32400 | 23800 | 73.46% | 2.06 | 0 | 9 |  |  |  |  | R-410A | 2.8 | Residential & Commercial | USHP
215429738 | Central HP <5.4 tons | AMANA | HRCU-A-CB (Split System: Heat Pump with Remote Outdoor Unit-Air-Source) | AZV7SA3610A* |  |  | AHVE48CP1300A* | 0 | 34800 | 18.5 | 8.5 | 35000 | 28400 | 81.14% | 2 | 0 | 10.5 |  |  |  |  | R-32 | 2.9 | Residential & Commercial | USHP | Ducted CEE Tier 1
211378317 | Central HP <5.4 tons | YORK | HRCU-A-CB (Split System: Heat Pump with Remote Outdoor Unit-Air-Source) | HMH72B341 |  |  | XAFB36DXXN1+TXV | TPLC080B12MP13 | 33600 | 17 | 8.1 | 33600 | 23600 | 70.24% | 2.02 | 0 | 9.5 |  |  |  |  | R-410A | 2.8 | Residential & Commercial | USHP
211378335 | Central HP <5.4 tons | YORK | HRCU-A-CB (Split System: Heat Pump with Remote Outdoor Unit-Air-Source) | HMH72B341 |  |  | XAFB36DBCN1 | YPLC080B12MP13 | 33600 | 17 | 8.1 | 33600 | 23600 | 70.24% | 2.02 | 0 | 9.5 |  |  |  |  | R-410A | 2.8 | Residential & Commercial | USHP
211378368 | Central HP <5.4 tons | YORK | HRCU-A-CB (Split System: Heat Pump with Remote Outdoor Unit-Air-Source) | HMH72B341 |  |  | XAHB36DXXN1+TXV | YPLC060A12MP13 | 33400 | 16.5 | 8.1 | 33600 | 23800 | 70.83% | 2.02 | 0 | 9.5 |  |  |  |  | R-410A | 2.7833 | Residential & Commercial | USHP
211378685 | Central HP <5.4 tons | YORK | HRCU-A-CB (Split System: Heat Pump with Remote Outdoor Unit-Air-Source) | HMH72B341 |  |  | XAFC36DBCN1 | TMLE080B12MP11 | 34000 | 18 | 8.1 | 34000 | 24400 | 71.76% | 2.06 | 0 | 9.5 |  |  |  |  | R-410A | 2.8333 | Residential & Commercial | USHP
216032255 | Central HP <5.4 tons | ACIQ | HRCU-A-CB (Split System: Heat Pump with Remote Outdoor Unit-Air-Source) | ACIQ-30-HPD |  |  | ACIQ-30-PAH | 0 | 30000 | 17.2 | 10.8 | 33000 | 33200 | 100.6% | 1.97 | 0 | 12 |  |  |  |  | R-454B | 2.5 | Residential & Commercial | USHP | Ducted CEE Tier 1
216980787 | Central HP <5.4 tons | ACIQ | HRCU-A-CB (Split System: Heat Pump with Remote Outdoor Unit-Air-Source) | ACIQ-30-HPD |  |  | ACIQ-30W-WMB | 0 | 30000 | 17.5 | 10.2 | 32000 | 32000 | 100% | 2 | 0 | 11.7 |  |  |  |  | R-454B | 2.5 | Residential & Commercial | USHP | Ducted CEE Tier 1
213078760 | Central HP <5.4 tons | COMFORTMAKER | HRCU-A-CB (Split System: Heat Pump with Remote Outdoor Unit-Air-Source) | DLCURAH36ABK |  |  | EN(A,D)4X48L24** | *80MS(N,L)1102420A* | 36200 | 17 | 8.1 | 38500 | 34800 | 90.39% | 2.02 | 0 | 10.5 |  |  |  |  | R-410A | 3.0167 | Residential & Commercial | USHP | Ducted CEE Tier 1
211378721 | Central HP <5.4 tons | YORK | HRCU-A-CB (Split System: Heat Pump with Remote Outdoor Unit-Air-Source) | HMH72B341 |  |  | XAUB30CXXN1+TXV | TMLE080B12MP11 | 32800 | 17.5 | 8.1 | 34000 | 23800 | 70% | 2.02 | 0 | 9.5 |  |  |  |  | R-410A | 2.7333 | Residential & Commercial | USHP
211378852 | Central HP <5.4 tons | YORK | HRCU-A-CB (Split System: Heat Pump with Remote Outdoor Unit-Air-Source) | HMH72B341 |  |  | XAHC30CXXN1+TXV | TL9E060B12UH11 | 31800 | 17 | 8.1 | 32800 | 23200 | 70.73% | 1.96 | 0 | 9 |  |  |  |  | R-410A | 2.65 | Residential & Commercial | USHP
211378905 | Central HP <5.4 tons | YORK | HRCU-A-CB (Split System: Heat Pump with Remote Outdoor Unit-Air-Source) | HMH72B341 |  |  | XAFC36DXXN1+TXV | TL8E080C16UH11 | 34000 | 17.5 | 8.1 | 34000 | 24200 | 71.18% | 2.1 | 0 | 10 |  |  |  |  | R-410A | 2.8333 | Residential & Commercial | USHP | Ducted CEE Tier 1
211378969 | Central HP <5.4 tons | YORK | HRCU-A-CB (Split System: Heat Pump with Remote Outdoor Unit-Air-Source) | HMH72B341 |  |  | XAFA30DXXN1+TXV | TMLE040A12MP11 | 33800 | 18 | 8.1 | 33600 | 23600 | 70.24% | 2.04 | 0 | 10 |  |  |  |  | R-410A | 2.8167 | Residential & Commercial | USHP | Ducted CEE Tier 1
211378987 | Central HP <5.4 tons | YORK | HRCU-A-CB (Split System: Heat Pump with Remote Outdoor Unit-Air-Source) | HMH72B341 |  |  | XAHD48FXXN1+TXV | TM9Y100C16MP11 | 33200 | 15.5 | 8.1 | 32400 | 23600 | 72.84% | 2.02 | 0 | 9 |  |  |  |  | R-410A | 2.7667 | Residential & Commercial | USHP
211379119 | Central HP <5.4 tons | YORK | HRCU-A-CB (Split System: Heat Pump with Remote Outdoor Unit-Air-Source) | HMH72B341 |  |  | XAHC48FXXN1+TXV | TP9C100C20MP13 | 33200 | 17 | 8.5 | 32000 | 23400 | 73.12% | 2.04 | 0 | 9 |  |  |  |  | R-410A | 2.7667 | Residential & Commercial | USHP
211379236 | Central HP <5.4 tons | YORK | HRCU-A-CB (Split System: Heat Pump with Remote Outdoor Unit-Air-Source) | HMH72B341 |  |  | XAUC48FXXN1+TXV | TM9V100C16MP12 | 33800 | 16.5 | 8.5 | 32400 | 23800 | 73.46% | 2.08 | 0 | 9.5 |  |  |  |  | R-410A | 2.8167 | Residential & Commercial | USHP
211379270 | Central HP <5.4 tons | YORK | HRCU-A-CB (Split System: Heat Pump with Remote Outdoor Unit-Air-Source) | HMH72B341 |  |  | XAHC48FXXN1+TXV | TP9C080C16MP13 | 32800 | 16.5 | 8.5 | 31800 | 23200 | 72.96% | 2.02 | 0 | 9 |  |  |  |  | R-410A | 2.7333 | Residential & Commercial | USHP
211379321 | Central HP <5.4 tons | YORK | HRCU-A-CB (Split System: Heat Pump with Remote Outdoor Unit-Air-Source) | HMH72B341 |  |  | XAUC48FXXN1+TXV | TP9C080C16MP13 | 33400 | 16.5 | 8.5 | 32400 | 23600 | 72.84% | 2.06 | 0 | 9.5 |  |  |  |  | R-410A | 2.7833 | Residential & Commercial | USHP
211379505 | Central HP <5.4 tons | YORK | HRCU-A-CB (Split System: Heat Pump with Remote Outdoor Unit-Air-Source) | HMH72B341 |  |  | XAHD48FBCN1 | TM8Y120C20MP11 | 33800 | 16.5 | 8.5 | 32400 | 23800 | 73.46% | 2.06 | 0 | 9 |  |  |  |  | R-410A | 2.8167 | Residential & Commercial | USHP
211379537 | Central HP <5.4 tons | YORK | HRCU-A-CB (Split System: Heat Pump with Remote Outdoor Unit-Air-Source) | HMH72B341 |  |  | XAFC48FXXN1+TXV | TM8Y100C20MP11 | 34000 | 16.5 | 8.5 | 33000 | 24200 | 73.33% | 2.1 | 0 | 9.5 |  |  |  |  | R-410A | 2.8333 | Residential & Commercial | USHP
211377384 | Central HP <5.4 tons | YORK | HRCU-A-CB (Split System: Heat Pump with Remote Outdoor Unit-Air-Source) | HMH72B341 |  |  | XAHB36DBCN1 | TM9Y080B12MP11 | 33000 | 17 | 8.1 | 32800 | 23200 | 70.73% | 2 | 0 | 9.5 |  |  |  |  | R-410A | 2.75 | Residential & Commercial | USHP
211377768 | Central HP <5.4 tons | YORK | HRCU-A-CB (Split System: Heat Pump with Remote Outdoor Unit-Air-Source) | HMH72B341 |  |  | XAFB36DXXN1+TXV | TM9V060B12MP12 | 33800 | 17 | 8.5 | 33400 | 23800 | 71.26% | 2.04 | 0 | 9.5 |  |  |  |  | R-410A | 2.8167 | Residential & Commercial | USHP
211378269 | Central HP <5.4 tons | YORK | HRCU-A-CB (Split System: Heat Pump with Remote Outdoor Unit-Air-Source) | HMH72B341 |  |  | XAHB36DBCN1 | TM8V080B12MP12 | 32800 | 16.5 | 8.1 | 33000 | 23400 | 70.91% | 1.98 | 0 | 9.5 |  |  |  |  | R-410A | 2.7333 | Residential & Commercial | USHP
207436158 | Central HP <5.4 tons | LENNOX | HRCU-A-CB (Split System: Heat Pump with Remote Outdoor Unit-Air-Source) | SL25XPV-024-230A** |  |  | C35-48B+TDR+TXV | EL296UH070XV36B* | 22000 | 21.6 | 9.3 | 21600 | 20600 | 95.37% | 1.86 | 14.5 | 13.5 |  |  |  |  | R-410A | 1.8333 | Residential & Commercial | USHP | Ducted CEE Tier 1
207436174 | Central HP <5.4 tons | LENNOX | HRCU-A-CB (Split System: Heat Pump with Remote Outdoor Unit-Air-Source) | SL25XPV-024-230A** |  |  | CH35-42B+TDR+TXV | SL297UH040NV36B* | 22800 | 23 | 9.5 | 21200 | 20000 | 94.34% | 1.96 | 15.5 | 14.5 |  |  |  |  | R-410A | 1.9 | Residential & Commercial | USHP | Ducted CEE Tier 1
208429478 | Central HP <5.4 tons | LENNOX | HRCU-A-CB (Split System: Heat Pump with Remote Outdoor Unit-Air-Source) | SL25XPV-024-230A** |  |  | CHX35-42B-**-*+TDR | SL280UH070V36A* | 22800 | 22.2 | 9.6 | 21400 | 20000 | 93.46% | 1.98 | 15.5 | 14.5 |  |  |  |  | R-410A | 1.9 | Residential & Commercial | USHP | Ducted CEE Tier 1
211378935 | Central HP <5.4 tons | YORK | HRCU-A-CB (Split System: Heat Pump with Remote Outdoor Unit-Air-Source) | HMH72B341 |  |  | JHVTB36DBCC2N1 | 0 | 34000 | 18.5 | 8.5 | 33800 | 23800 | 70.41% | 2.1 | 0 | 10 |  |  |  |  | R-410A | 2.8333 | Residential & Commercial | USHP | Ducted CEE Tier 1
211378988 | Central HP <5.4 tons | YORK | HRCU-A-CB (Split System: Heat Pump with Remote Outdoor Unit-Air-Source) | HMH72B341 |  |  | XAHD48FBCN1 | TM9Y100C16MP11 | 33200 | 15.5 | 8.1 | 32400 | 23600 | 72.84% | 2.02 | 0 | 9 |  |  |  |  | R-410A | 2.7667 | Residential & Commercial | USHP
211379003 | Central HP <5.4 tons | YORK | HRCU-A-CB (Split System: Heat Pump with Remote Outdoor Unit-Air-Source) | HMH72B341 |  |  | XAFC48FXXN1+TXV | TM9Y100C16MP11 | 33800 | 17.5 | 8.5 | 32800 | 24200 | 73.78% | 2.06 | 0 | 9 |  |  |  |  | R-410A | 2.8167 | Residential & Commercial | USHP
211379539 | Central HP <5.4 tons | YORK | HRCU-A-CB (Split System: Heat Pump with Remote Outdoor Unit-Air-Source) | HMH72B341 |  |  | XAFC48FBCN1 | TM8Y120C20MP11 | 34000 | 16.5 | 8.5 | 33000 | 24200 | 73.33% | 2.1 | 0 | 9.5 |  |  |  |  | R-410A | 2.8333 | Residential & Commercial | USHP
211379054 | Central HP <5.4 tons | YORK | HRCU-A-CB (Split System: Heat Pump with Remote Outdoor Unit-Air-Source) | HMH72B341 |  |  | XAFC48FXXN1+TXV | TM9Y060B12MP11 | 33200 | 16.5 | 8.1 | 32600 | 24000 | 73.62% | 2.02 | 0 | 9 |  |  |  |  | R-410A | 2.7667 | Residential & Commercial | USHP
211379139 | Central HP <5.4 tons | YORK | HRCU-A-CB (Split System: Heat Pump with Remote Outdoor Unit-Air-Source) | HMH72B341 |  |  | XAFD48FBCN1 | TM9V100C20MP12 | 34000 | 16.5 | 8.5 | 33000 | 24200 | 73.33% | 2.1 | 0 | 9 |  |  |  |  | R-410A | 2.8333 | Residential & Commercial | USHP
211379745 | Central HP <5.4 tons | YORK | HRCU-A-CB (Split System: Heat Pump with Remote Outdoor Unit-Air-Source) | HMH72B341 |  |  | XAFD48FXXN1+TXV | TMLV100C16MP12 | 34000 | 16.5 | 8.5 | 33000 | 24400 | 73.94% | 2.1 | 0 | 9 |  |  |  |  | R-410A | 2.8333 | Residential & Commercial | USHP
211379811 | Central HP <5.4 tons | YORK | HRCU-A-CB (Split System: Heat Pump with Remote Outdoor Unit-Air-Source) | HMH72B341 |  |  | XAUC48FXXN1+TXV | TMLV100C16MP12 | 34000 | 16.5 | 8.5 | 33200 | 24400 | 73.49% | 2.1 | 0 | 9 |  |  |  |  | R-410A | 2.8333 | Residential & Commercial | USHP
211379850 | Central HP <5.4 tons | YORK | HRCU-A-CB (Split System: Heat Pump with Remote Outdoor Unit-Air-Source) | HMH72B341 |  |  | XAHC48FBCN1 | YPLC080B12MP13 | 32400 | 16 | 8.1 | 32000 | 23600 | 73.75% | 1.98 | 0 | 8.5 |  |  |  |  | R-410A | 2.7 | Residential & Commercial | USHP
211229597 | Central HP <5.4 tons | HEIL | HRCU-A-CB (Split System: Heat Pump with Remote Outdoor Unit-Air-Source) | DLCURAH36ABK |  |  | EA*4X48L24A* | *96VTN0802120A* | 35600 | 16 | 8.1 | 37800 | 34600 | 91.53% | 2.02 | 0 | 10 |  |  |  |  | R-410A | 2.9667 | Residential & Commercial | USHP | Ducted CEE Tier 1
211229974 | Central HP <5.4 tons | HEIL | HRCU-A-CB (Split System: Heat Pump with Remote Outdoor Unit-Air-Source) | DLCURAH36ABK |  |  | EN(A,D,W)4X48L21** | *80ES(N,L)1102120A* | 36200 | 16.5 | 8.1 | 38500 | 34800 | 90.39% | 2.02 | 0 | 10.5 |  |  |  |  | R-410A | 3.0167 | Residential & Commercial | USHP | Ducted CEE Tier 1
213372379 | Central HP <5.4 tons | SURE | HRCU-A-CB (Split System: Heat Pump with Remote Outdoor Unit-Air-Source) | SP18AZ36AJVC |  |  | TCFZ6021SEAAM | S951V0403A17UHU | 34200 | 19 | 8.5 | 34200 | 43000 | 125.7% | 2.2 | 0 | 12.5 |  |  |  |  | R-410A | 2.85 | Residential & Commercial | USHP | Ducted CEE Tier 1
204456363 | Central HP <5.4 tons | TEMPSTAR | HRCU-A-CB (Split System: Heat Pump with Remote Outdoor Unit-Air-Source) | TVH825GKA2* |  |  | EA*4X24L14A*+WALLCON | *80CTL0701412A* | 23400 | 17 | 8.1 | 22000 | 16800 | 76.36% | 1.9 | 11 | 10.5 |  |  |  |  | R-410A | 1.95 | Residential & Commercial | USHP | Ducted CEE Tier 1
204456745 | Central HP <5.4 tons | TEMPSTAR | HRCU-A-CB (Split System: Heat Pump with Remote Outdoor Unit-Air-Source) | TVH825GKA2* |  |  | EA*4X36L21A*+WALLCON | *97CMN0801714A* | 23600 | 16.5 | 8.1 | 21600 | 16700 | 77.31% | 1.92 | 11.5 | 11 |  |  |  |  | R-410A | 1.9667 | Residential & Commercial | USHP | Ducted CEE Tier 1
212980535 | Central HP <5.4 tons | COMFORTMAKER | HRCU-A-CB (Split System: Heat Pump with Remote Outdoor Unit-Air-Source) | DLCURAH30ABK |  |  | EA*4X42L24A* | *80MS(N,L)0902120A* | 29600 | 15.2 | 8.1 | 33800 | 27600 | 81.66% | 1.78 | 0 | 9 |  |  |  |  | R-410A | 2.4667 | Residential & Commercial | USHP
212981789 | Central HP <5.4 tons | COMFORTMAKER | HRCU-A-CB (Split System: Heat Pump with Remote Outdoor Unit-Air-Source) | DLCURAH24ABK |  |  | EN(A,D)4X30L17** | *80MSU1002120A* | 23800 | 16.5 | 8.5 | 26400 | 24000 | 90.91% | 1.98 | 0 | 10.5 |  |  |  |  | R-410A | 1.9833 | Residential & Commercial | USHP | Ducted CEE Tier 1
206136153 | Central HP <5.4 tons | TEMPSTAR | HRCU-A-CB (Split System: Heat Pump with Remote Outdoor Unit-Air-Source) | TVH837GKA** |  |  | EA*4X43L21A*+WALLCON | *95CSU1002122A* | 33000 | 17.5 | 8.5 | 32800 | 25000 | 76.22% | 2 | 12 | 11.5 |  |  |  |  | R-410A | 2.75 | Residential & Commercial | USHP | Ducted CEE Tier 1
206135801 | Central HP <5.4 tons | TEMPSTAR | HRCU-A-CB (Split System: Heat Pump with Remote Outdoor Unit-Air-Source) | TVH837GKA** |  |  | EA*4X48L21A*+WALLCON | *80CSU1002120A* | 32200 | 17 | 8.1 | 32600 | 25000 | 76.69% | 1.96 | 11.5 | 11 |  |  |  |  | R-410A | 2.6833 | Residential & Commercial | USHP | Ducted CEE Tier 1
211229528 | Central HP <5.4 tons | HEIL | HRCU-A-CB (Split System: Heat Pump with Remote Outdoor Unit-Air-Source) | DLCURAH36ABK |  |  | EA*4X48L24A* | *95ESN1402422A* | 37400 | 15.2 | 8.5 | 39500 | 35000 | 88.61% | 2.12 | 0 | 10 |  |  |  |  | R-410A | 3.1167 | Residential & Commercial | USHP | Ducted CEE Tier 1
211229994 | Central HP <5.4 tons | HEIL | HRCU-A-CB (Split System: Heat Pump with Remote Outdoor Unit-Air-Source) | DLCURAH36ABK |  |  | EN(A,D,W)4X48L21** | *80VSL0701716A* | 35800 | 16 | 8.1 | 38500 | 34800 | 90.39% | 2 | 0 | 10 |  |  |  |  | R-410A | 2.9833 | Residential & Commercial | USHP | Ducted CEE Tier 1
211230012 | Central HP <5.4 tons | HEIL | HRCU-A-CB (Split System: Heat Pump with Remote Outdoor Unit-Air-Source) | DLCURAH36ABK |  |  | EN(A,D,W)4X48L21** | *80VSL0902120A* | 35800 | 16.5 | 8.1 | 38500 | 34800 | 90.39% | 2 | 0 | 10 |  |  |  |  | R-410A | 2.9833 | Residential & Commercial | USHP | Ducted CEE Tier 1
211230246 | Central HP <5.4 tons | HEIL | HRCU-A-CB (Split System: Heat Pump with Remote Outdoor Unit-Air-Source) | DLCURAH36ABK |  |  | EN(A,D,W)4X48L21** | *96VSN0802120A* | 36200 | 16 | 8.1 | 38500 | 34800 | 90.39% | 2.02 | 0 | 10 |  |  |  |  | R-410A | 3.0167 | Residential & Commercial | USHP | Ducted CEE Tier 1
207526363 | Central HP <5.4 tons | TRANE | HRCU-A-CB (Split System: Heat Pump with Remote Outdoor Unit-Air-Source) | 4TWV8X60A1 |  |  | TEM8A0D60V51+TDR | 0 | 51500 | 18 | 8.5 | 50500 | 38500 | 76.24% | 1.85 | 11.8 | 11.5 |  |  |  |  | R-410A | 4.2917 | Residential & Commercial | USHP | Ducted CEE Tier 1
210474597 | Central HP <5.4 tons | COMFORTMAKER | HRCU-A-CB (Split System: Heat Pump with Remote Outdoor Unit-Air-Source) | CVH825GKA3* |  |  | EHD4X48AAL+WALLCON | *97CMN1002122A* | 24200 | 16 | 8.1 | 21200 | 16700 | 78.77% | 2.04 | 0 | 11 |  |  |  |  | R-410A | 2.0167 | Residential & Commercial | USHP | Ducted CEE Tier 1
213079526 | Central HP <5.4 tons | HEIL | HRCU-A-CB (Split System: Heat Pump with Remote Outdoor Unit-Air-Source) | DLCURAH36ABK |  |  | EA*4X36L21A* | *92MSN0801716A* | 35200 | 16 | 8.1 | 38500 | 35200 | 91.43% | 1.82 | 0 | 9.5 |  |  |  |  | R-410A | 2.9333 | Residential & Commercial | USHP
213079760 | Central HP <5.4 tons | HEIL | HRCU-A-CB (Split System: Heat Pump with Remote Outdoor Unit-Air-Source) | DLCURAH36ABK |  |  | EA*4X42L21A* | *92MSN1002120A* | 35200 | 16.5 | 8.1 | 38500 | 35000 | 90.91% | 1.88 | 0 | 10 |  |  |  |  | R-410A | 2.9333 | Residential & Commercial | USHP | Ducted CEE Tier 1
213080178 | Central HP <5.4 tons | HEIL | HRCU-A-CB (Split System: Heat Pump with Remote Outdoor Unit-Air-Source) | DLCURAH36ABK |  |  | EA*4X42L24A* | *96MSN0802120A* | 35600 | 16 | 8.1 | 38500 | 35200 | 91.43% | 1.9 | 0 | 10 |  |  |  |  | R-410A | 2.9667 | Residential & Commercial | USHP | Ducted CEE Tier 1
213080262 | Central HP <5.4 tons | HEIL | HRCU-A-CB (Split System: Heat Pump with Remote Outdoor Unit-Air-Source) | DLCURAH36ABK |  |  | EN(A,D)4X48L24** | *96MSN0802120A* | 36200 | 16 | 8.1 | 38500 | 35000 | 90.91% | 2.02 | 0 | 10 |  |  |  |  | R-410A | 3.0167 | Residential & Commercial | USHP | Ducted CEE Tier 1
206135761 | Central HP <5.4 tons | TEMPSTAR | HRCU-A-CB (Split System: Heat Pump with Remote Outdoor Unit-Air-Source) | TVH837GKA** |  |  | EA*4X43L21A*+WALLCON | *80CSU1002120A* | 32800 | 17 | 8.5 | 33000 | 25200 | 76.36% | 1.98 | 12 | 11 |  |  |  |  | R-410A | 2.7333 | Residential & Commercial | USHP | Ducted CEE Tier 1
206136293 | Central HP <5.4 tons | TEMPSTAR | HRCU-A-CB (Split System: Heat Pump with Remote Outdoor Unit-Air-Source) | TVH837GKA** |  |  | EN(A,D,W)4X48L21**+WALLCON | *95CSU1002122A* | 32400 | 17.5 | 8.1 | 32800 | 24600 | 75% | 1.98 | 12 | 11.7 |  |  |  |  | R-410A | 2.7 | Residential & Commercial | USHP | Ducted CEE Tier 1
215936186 | Central HP <5.4 tons | HEIL | HRCU-A-CB (Split System: Heat Pump with Remote Outdoor Unit-Air-Source) | H5H3V36*K*AAA* |  |  | EVD5X42M24A*+WALLCON | *80CTL1352422B* | 35600 | 22 | 8.5 | 38000 | 28400 | 74.74% | 2.04 | 0 | 12.5 |  |  |  |  | R-454B | 2.9667 | Residential & Commercial | USHP | Ducted CEE Tier 1
215936216 | Central HP <5.4 tons | HEIL | HRCU-A-CB (Split System: Heat Pump with Remote Outdoor Unit-Air-Source) | H5H3V36*K*AAA* |  |  | EVD5X42M24A*+WALLCON | *97CMN0602120B* | 35200 | 21 | 8.5 | 38500 | 28800 | 74.81% | 2.02 | 0 | 12 |  |  |  |  | R-454B | 2.9333 | Residential & Commercial | USHP | Ducted CEE Tier 1
213492134 | Central HP <5.4 tons | ACIQ | HRCU-A-C (Split System: Heat Pump with Remote Outdoor Unit with No Indoor Fan --Air Source) | ACIQ-18-HPB |  |  | ACIQ-24-ACL | 0 | 18000 | 16.1 | 9.5 | 19000 | 15000 | 78.95% | 2.2 | 11.6 | 11.7 |  |  |  |  | R-410A | 1.5 | Residential & Commercial | USHP | Ducted CEE Tier 1
212983593 | Central HP <5.4 tons | HEIL | HRCU-A-CB (Split System: Heat Pump with Remote Outdoor Unit-Air-Source) | DLCURAH24ABK |  |  | EN(A,D)4X24L17** | *92MSN0601412A* | 23400 | 16.5 | 8.5 | 27000 | 24600 | 91.11% | 2.04 | 0 | 10 |  |  |  |  | R-410A | 1.95 | Residential & Commercial | USHP | Ducted CEE Tier 1
212982715 | Central HP <5.4 tons | HEIL | HRCU-A-CB (Split System: Heat Pump with Remote Outdoor Unit-Air-Source) | DLCURAH24ABK |  |  | EA*4X37L21A* | *80MSU0601716A* | 24200 | 17.5 | 8.5 | 24800 | 21400 | 86.29% | 1.8 | 0 | 10.5 |  |  |  |  | R-410A | 2.0167 | Residential & Commercial | USHP | Ducted CEE Tier 1
216738655 | Central HP <5.4 tons | BRYANT HEATING AND COOLING SYSTEMS | HRCU-A-CB (Split System: Heat Pump with Remote Outdoor Unit-Air-Source) | 37MUHAQ24AA3 |  |  | CSAH*3612AM* | 926SB48080V17*** | 22600 | 16 | 8.1 | 20800 | 18400 | 88.46% | 1.85 | 0 | 11 |  |  |  |  | R-454B | 1.8833 | Residential & Commercial | USHP | Ducted CEE Tier 1
216738871 | Central HP <5.4 tons | BRYANT HEATING AND COOLING SYSTEMS | HRCU-A-CB (Split System: Heat Pump with Remote Outdoor Unit-Air-Source) | 37MUHAQ24AA3 |  |  | CSAH*3612AM* | 926TC66100V21*** | 23000 | 15.5 | 8.1 | 21000 | 18600 | 88.57% | 1.85 | 0 | 11 |  |  |  |  | R-454B | 1.9167 | Residential & Commercial | USHP | Ducted CEE Tier 1
215487785 | Central HP <5.4 tons | AMANA | HRCU-A-CB (Split System: Heat Pump with Remote Outdoor Unit-Air-Source) | AZV6SA1810A* |  |  | CA*EA2418*3A* | A*VC800805C*A* | 17000 | 19 | 8.8 | 16800 | 13000 | 77.38% | 2.1 | 0 | 12 |  |  |  |  | R-32 | 1.4167 | Residential & Commercial | USHP | Ducted CEE Tier 1
216032247 | Central HP <5.4 tons | ACIQ | HRCU-A-CB (Split System: Heat Pump with Remote Outdoor Unit-Air-Source) | ACIQ-24-HPD |  |  | ACIQ-24-AHD | 0 | 23000 | 18.3 | 10 | 24000 | 21600 | 90% | 1.87 | 0 | 11.7 |  |  |  |  | R-454B | 1.9167 | Residential & Commercial | USHP | Ducted CEE Tier 1
206136043 | Central HP <5.4 tons | TEMPSTAR | HRCU-A-CB (Split System: Heat Pump with Remote Outdoor Unit-Air-Source) | TVH837GKA** |  |  | EHD4X48AAL+WALLCON | *80CSU1002120A* | 32600 | 16.5 | 8.1 | 33000 | 25000 | 75.76% | 1.96 | 11.5 | 11 |  |  |  |  | R-410A | 2.7167 | Residential & Commercial | USHP | Ducted CEE Tier 1
206136359 | Central HP <5.4 tons | TEMPSTAR | HRCU-A-CB (Split System: Heat Pump with Remote Outdoor Unit-Air-Source) | TVH837GKA** |  |  | EHD4X48AAL+WALLCON | *95CSU0802120A* | 32600 | 17 | 8.1 | 33000 | 24800 | 75.15% | 1.98 | 11.5 | 11 |  |  |  |  | R-410A | 2.7167 | Residential & Commercial | USHP | Ducted CEE Tier 1
215429749 | Central HP <5.4 tons | AMANA | HRCU-A-CB (Split System: Heat Pump with Remote Outdoor Unit-Air-Source) | AZV7SA4210A* |  |  | AHVE60DP0300A* | 0 | 41000 | 17.5 | 8.8 | 41000 | 31000 | 75.61% | 2 | 0 | 10 |  |  |  |  | R-32 | 3.4167 | Residential & Commercial | USHP | Ducted CEE Tier 1
211230033 | Central HP <5.4 tons | HEIL | HRCU-A-CB (Split System: Heat Pump with Remote Outdoor Unit-Air-Source) | DLCURAH36ABK |  |  | EN(A,D,W)4X48L21** | *80ESU0601716A | 35600 | 16.5 | 8.1 | 38500 | 34800 | 90.39% | 2 | 0 | 10 |  |  |  |  | R-410A | 2.9667 | Residential & Commercial | USHP | Ducted CEE Tier 1
211230265 | Central HP <5.4 tons | HEIL | HRCU-A-CB (Split System: Heat Pump with Remote Outdoor Unit-Air-Source) | DLCURAH36ABK |  |  | EN(A,D,W)4X48L21** | *95ESU0601716A* | 35800 | 16 | 8.1 | 38500 | 34800 | 90.39% | 2 | 0 | 10 |  |  |  |  | R-410A | 2.9833 | Residential & Commercial | USHP | Ducted CEE Tier 1
211230458 | Central HP <5.4 tons | HEIL | HRCU-A-CB (Split System: Heat Pump with Remote Outdoor Unit-Air-Source) | DLCURAH36ABK |  |  | EN(A,D)4X48L24** | *80ES(N,L)1102120A* | 36200 | 16.5 | 8.1 | 38500 | 34800 | 90.39% | 2.02 | 0 | 10.5 |  |  |  |  | R-410A | 3.0167 | Residential & Commercial | USHP | Ducted CEE Tier 1
206773328 | Central HP <5.4 tons | TEMPSTAR | HRCU-A-CB (Split System: Heat Pump with Remote Outdoor Unit-Air-Source) | TVH837GKA2* |  |  | EHD4X42AAL+WALLCON | *80CSU0401712A* | 32400 | 16.5 | 8.1 | 33200 | 24800 | 74.7% | 1.94 | 11.5 | 11 |  |  |  |  | R-410A | 2.7 | Residential & Commercial | USHP | Ducted CEE Tier 1
213771456 | Central HP <5.4 tons | BRYANT HEATING AND COOLING SYSTEMS | HRCU-A-CB (Split System: Heat Pump with Remote Outdoor Unit-Air-Source) | 288BNV025*0**B* |  |  | CAP**4321AL*+UI | 88*TB48090C17*** | 24600 | 17 | 8.5 | 21000 | 16600 | 79.05% | 2.02 | 0 | 11 |  |  |  |  | R-410A | 2.05 | Residential & Commercial | USHP | Ducted CEE Tier 1
211230494 | Central HP <5.4 tons | HEIL | HRCU-A-CB (Split System: Heat Pump with Remote Outdoor Unit-Air-Source) | DLCURAH36ABK |  |  | EN(A,D)4X48L24** | *80ES(N,L)1552420A* | 37200 | 16 | 8.1 | 39500 | 35000 | 88.61% | 2.08 | 0 | 10.5 |  |  |  |  | R-410A | 3.1 | Residential & Commercial | USHP | Ducted CEE Tier 1
211230633 | Central HP <5.4 tons | HEIL | HRCU-A-CB (Split System: Heat Pump with Remote Outdoor Unit-Air-Source) | DLCURAH36ABK |  |  | EN(A,D)4X48L24** | *92ESN1202420A* | 36400 | 16 | 8.1 | 38500 | 34800 | 90.39% | 2.04 | 0 | 10.5 |  |  |  |  | R-410A | 3.0333 | Residential & Commercial | USHP | Ducted CEE Tier 1
213078310 | Central HP <5.4 tons | HEIL | HRCU-A-CB (Split System: Heat Pump with Remote Outdoor Unit-Air-Source) | DLCURAH36ABK |  |  | EA*4X42L21A* | *80MS(N,L)0901714A* | 35400 | 16.5 | 8.1 | 38500 | 35000 | 90.91% | 1.88 | 0 | 10 |  |  |  |  | R-410A | 2.95 | Residential & Commercial | USHP | Ducted CEE Tier 1
212982631 | Central HP <5.4 tons | HEIL | HRCU-A-CB (Split System: Heat Pump with Remote Outdoor Unit-Air-Source) | DLCURAH30ABK |  |  | EA*4X37L21A* | *80MSU0601716A* | 30800 | 15.2 | 8.5 | 33000 | 26200 | 79.39% | 1.84 | 0 | 9 |  |  |  |  | R-410A | 2.5667 | Residential & Commercial | USHP
215588108 | Central HP <5.4 tons | BRYANT HEATING AND COOLING SYSTEMS | HRCU-A-CB (Split System: Heat Pump with Remote Outdoor Unit-Air-Source) | 291VAN054**AA* |  |  | CAA**6024AM*+UI | 987MC66120C24*** | 49000 | 19 | 10.5 | 52500 | 53500 | 101.9% | 1.96 | 0 | 11 |  |  |  |  | R-454B | 4.0833 | Residential & Commercial | USHP | Ducted CEE Tier 1
206771630 | Central HP <5.4 tons | TEMPSTAR | HRCU-A-CB (Split System: Heat Pump with Remote Outdoor Unit-Air-Source) | TVH837GKA2* |  |  | EA*4X43L21A*+WALLCON | *80CTL0701716A* | 32800 | 17.5 | 8.5 | 33000 | 25200 | 76.36% | 1.98 | 11 | 11.7 |  |  |  |  | R-410A | 2.7333 | Residential & Commercial | USHP | Ducted CEE Tier 1
206771864 | Central HP <5.4 tons | TEMPSTAR | HRCU-A-CB (Split System: Heat Pump with Remote Outdoor Unit-Air-Source) | TVH837GKA2* |  |  | EA*4X48L21A*+WALLCON | *80CTL0901716A* | 32400 | 18 | 8.5 | 32600 | 24800 | 76.07% | 2 | 12 | 11.7 |  |  |  |  | R-410A | 2.7 | Residential & Commercial | USHP | Ducted CEE Tier 1
206772323 | Central HP <5.4 tons | TEMPSTAR | HRCU-A-CB (Split System: Heat Pump with Remote Outdoor Unit-Air-Source) | TVH837GKA2* |  |  | EN(A,D,W)4X48L21**+WALLCON | *96CTN1002122A* | 32400 | 17.5 | 8.1 | 33000 | 24800 | 75.15% | 1.96 | 11.5 | 11.7 |  |  |  |  | R-410A | 2.7 | Residential & Commercial | USHP | Ducted CEE Tier 1
206765430 | Central HP <5.4 tons | TEMPSTAR | HRCU-A-CB (Split System: Heat Pump with Remote Outdoor Unit-Air-Source) | TVH825GKA3* |  |  | EA*4X24L17A*+WALLCON | *80CTL0701716A* | 23200 | 16.5 | 8.1 | 22000 | 16800 | 76.36% | 1.9 | 11 | 10.5 |  |  |  |  | R-410A | 1.9333 | Residential & Commercial | USHP | Ducted CEE Tier 1
213770467 | Central HP <5.4 tons | HEIL | HRCU-A-CB (Split System: Heat Pump with Remote Outdoor Unit-Air-Source) | HVH825GKA2* |  |  | EA*4X24L14A*+WALLCON | *80CTL0701412B* | 23400 | 16.5 | 8.1 | 22000 | 16800 | 76.36% | 1.9 | 0 | 10.5 |  |  |  |  | R-410A | 1.95 | Residential & Commercial | USHP | Ducted CEE Tier 1
213770817 | Central HP <5.4 tons | HEIL | HRCU-A-CB (Split System: Heat Pump with Remote Outdoor Unit-Air-Source) | HVH825GKA2* |  |  | EA*4X36L17A*+WALLCON | *80CTL0701412B* | 23600 | 16.5 | 8.1 | 21400 | 16700 | 78.04% | 1.94 | 0 | 10.5 |  |  |  |  | R-410A | 1.9667 | Residential & Commercial | USHP | Ducted CEE Tier 1
213771167 | Central HP <5.4 tons | HEIL | HRCU-A-CB (Split System: Heat Pump with Remote Outdoor Unit-Air-Source) | HVH825GKA2* |  |  | EA*4X37L21A*+WALLCON | *80CTL1102120B* | 24400 | 17 | 8.5 | 21200 | 16600 | 78.3% | 2.04 | 0 | 11 |  |  |  |  | R-410A | 2.0333 | Residential & Commercial | USHP | Ducted CEE Tier 1
213771317 | Central HP <5.4 tons | HEIL | HRCU-A-CB (Split System: Heat Pump with Remote Outdoor Unit-Air-Source) | HVH825GKA2* |  |  | EA*4X42L21A*+WALLCON | *97CMN0801714B* | 23600 | 16.5 | 8.1 | 21400 | 16700 | 78.04% | 1.96 | 0 | 10.5 |  |  |  |  | R-410A | 1.9667 | Residential & Commercial | USHP | Ducted CEE Tier 1
213079838 | Central HP <5.4 tons | BRYANT HEATING AND COOLING SYSTEMS | HRCU-A-CB (Split System: Heat Pump with Remote Outdoor Unit-Air-Source) | 38MURAQ36AB3* |  |  | CAP**3621AL* | 912SE66100M21*** | 35200 | 16 | 8.1 | 38500 | 35200 | 91.43% | 1.84 | 0 | 9.5 |  |  |  |  | R-410A | 2.9333 | Residential & Commercial | USHP
215588110 | Central HP <5.4 tons | BRYANT HEATING AND COOLING SYSTEMS | HRCU-A-CB (Split System: Heat Pump with Remote Outdoor Unit-Air-Source) | 291VAN054**AA* |  |  | CAA**6024AM*+UI | 986TD66100C21*** | 49000 | 19 | 10.5 | 52500 | 53500 | 101.9% | 1.96 | 0 | 11 |  |  |  |  | R-454B | 4.0833 | Residential & Commercial | USHP | Ducted CEE Tier 1
215588124 | Central HP <5.4 tons | BRYANT HEATING AND COOLING SYSTEMS | HRCU-A-CB (Split System: Heat Pump with Remote Outdoor Unit-Air-Source) | 291VAN054**AA* |  |  | CAA**6121AM*+UI | 987MC60080C21*** | 50000 | 19 | 10.5 | 53000 | 53000 | 100% | 1.92 | 0 | 11 |  |  |  |  | R-454B | 4.1667 | Residential & Commercial | USHP | Ducted CEE Tier 1
215588278 | Central HP <5.4 tons | BRYANT HEATING AND COOLING SYSTEMS | HRCU-A-CB (Split System: Heat Pump with Remote Outdoor Unit-Air-Source) | 291VAN054**AA* |  |  | CVAMA6124XMA*+UI | 935CB66100C21*** | 53000 | 19.5 | 8.1 | 53000 | 46000 | 86.79% | 1.85 | 0 | 12.5 |  |  |  |  | R-454B | 4.4167 | Residential & Commercial | USHP | Ducted CEE Tier 1
204456372 | Central HP <5.4 tons | TEMPSTAR | HRCU-A-CB (Split System: Heat Pump with Remote Outdoor Unit-Air-Source) | TVH825GKA2* |  |  | EA*4X24L17A*+WALLCON | *80CTL0451712A* | 23200 | 16 | 8.1 | 22000 | 16900 | 76.82% | 1.88 | 11 | 10.5 |  |  |  |  | R-410A | 1.9333 | Residential & Commercial | USHP | Ducted CEE Tier 1
204456390 | Central HP <5.4 tons | TEMPSTAR | HRCU-A-CB (Split System: Heat Pump with Remote Outdoor Unit-Air-Source) | TVH825GKA2* |  |  | EA*4X24L17A*+WALLCON | *96CTN0601714A* | 23200 | 16 | 8.1 | 22000 | 16900 | 76.82% | 1.88 | 11 | 10.5 |  |  |  |  | R-410A | 1.9333 | Residential & Commercial | USHP | Ducted CEE Tier 1
204456642 | Central HP <5.4 tons | TEMPSTAR | HRCU-A-CB (Split System: Heat Pump with Remote Outdoor Unit-Air-Source) | TVH825GKA2* |  |  | EA*4X36L17A*+WALLCON | *97CMN0801714A* | 23400 | 16.5 | 8.1 | 21600 | 16700 | 77.31% | 1.92 | 11 | 10.5 |  |  |  |  | R-410A | 1.95 | Residential & Commercial | USHP | Ducted CEE Tier 1
204456860 | Central HP <5.4 tons | TEMPSTAR | HRCU-A-CB (Split System: Heat Pump with Remote Outdoor Unit-Air-Source) | TVH825GKA2* |  |  | EA*4X37L17A*+WALLCON | *97CMN0601714A* | 24000 | 16 | 8.1 | 21600 | 16900 | 78.24% | 1.98 | 11 | 10.5 |  |  |  |  | R-410A | 2 | Residential & Commercial | USHP | Ducted CEE Tier 1
213080208 | Central HP <5.4 tons | BRYANT HEATING AND COOLING SYSTEMS | HRCU-A-CB (Split System: Heat Pump with Remote Outdoor Unit-Air-Source) | 38MURAQ36AB3* |  |  | CAP**4824AL* | 916SA60080M21*** | 36000 | 16 | 8.5 | 38000 | 34800 | 91.58% | 2.04 | 0 | 10 |  |  |  |  | R-410A | 3 | Residential & Commercial | USHP | Ducted CEE Tier 1
213080172 | Central HP <5.4 tons | BRYANT HEATING AND COOLING SYSTEMS | HRCU-A-CB (Split System: Heat Pump with Remote Outdoor Unit-Air-Source) | 38MURAQ36AB3* |  |  | CAP**4224AL* | 916SA60080M21*** | 35600 | 16 | 8.1 | 38500 | 35200 | 91.43% | 1.9 | 0 | 10 |  |  |  |  | R-410A | 2.9667 | Residential & Commercial | USHP | Ducted CEE Tier 1
213080256 | Central HP <5.4 tons | BRYANT HEATING AND COOLING SYSTEMS | HRCU-A-CB (Split System: Heat Pump with Remote Outdoor Unit-Air-Source) | 38MURAQ36AB3* |  |  | CNPV*4824AL* | 916SA60080M21*** | 36200 | 16 | 8.1 | 38500 | 35000 | 90.91% | 2.02 | 0 | 10 |  |  |  |  | R-410A | 3.0167 | Residential & Commercial | USHP | Ducted CEE Tier 1
214491775 | Central HP <5.4 tons | AMANA | HRCU-A-CB (Split System: Heat Pump with Remote Outdoor Unit-Air-Source) | ASZS601810A* |  |  | CA*EA1818*4B* | A*VC960803BNB* | 16600 | 17.5 | 8.5 | 17400 | 13000 | 74.71% | 2.1 | 0 | 10.9 |  |  |  |  | R-410A | 1.3833 | Residential & Commercial | USHP | Ducted CEE Tier 1
215588308 | Central HP <5.4 tons | BRYANT HEATING AND COOLING SYSTEMS | HRCU-A-CB (Split System: Heat Pump with Remote Outdoor Unit-Air-Source) | 291VAN054**AA* |  |  | CVAVA4824XMA*+UI | 987MC60080C21*** | 51000 | 18.5 | 8.1 | 52500 | 45500 | 86.67% | 1.88 | 0 | 11 |  |  |  |  | R-454B | 4.25 | Residential & Commercial | USHP | Ducted CEE Tier 1
215588326 | Central HP <5.4 tons | BRYANT HEATING AND COOLING SYSTEMS | HRCU-A-CB (Split System: Heat Pump with Remote Outdoor Unit-Air-Source) | 291VAN054**AA* |  |  | CVAVA4924XMA*+UI | 987MC60080C21*** | 51500 | 19 | 8.1 | 53000 | 45500 | 85.85% | 1.88 | 0 | 11.5 |  |  |  |  | R-454B | 4.2917 | Residential & Commercial | USHP | Ducted CEE Tier 1
215588328 | Central HP <5.4 tons | BRYANT HEATING AND COOLING SYSTEMS | HRCU-A-CB (Split System: Heat Pump with Remote Outdoor Unit-Air-Source) | 291VAN054**AA* |  |  | CVAVA4924XMA*+UI | 987MC66100C21*** | 52000 | 19 | 8.1 | 52500 | 46500 | 88.57% | 1.85 | 0 | 11.5 |  |  |  |  | R-454B | 4.3333 | Residential & Commercial | USHP | Ducted CEE Tier 1
215588392 | Central HP <5.4 tons | BRYANT HEATING AND COOLING SYSTEMS | HRCU-A-CB (Split System: Heat Pump with Remote Outdoor Unit-Air-Source) | 291VAN054**AA* |  |  | CVAVA6124XMA*+UI | 83*CA60080C21*** | 53000 | 20 | 10.5 | 53000 | 46000 | 86.79% | 2 | 0 | 12.5 |  |  |  |  | R-454B | 4.4167 | Residential & Commercial | USHP | Ducted CEE Tier 1
215588358 | Central HP <5.4 tons | BRYANT HEATING AND COOLING SYSTEMS | HRCU-A-CB (Split System: Heat Pump with Remote Outdoor Unit-Air-Source) | 291VAN054**AA* |  |  | CVAVA6024XMA*+UI | 88*TB60110C21*** | 52000 | 19.5 | 8.5 | 52500 | 46500 | 88.57% | 1.95 | 0 | 12 |  |  |  |  | R-454B | 4.3333 | Residential & Commercial | USHP | Ducted CEE Tier 1
215588442 | Central HP <5.4 tons | BRYANT HEATING AND COOLING SYSTEMS | HRCU-A-CB (Split System: Heat Pump with Remote Outdoor Unit-Air-Source) | 291VAN054**AA* |  |  | CSAH*4812AM*+UI | 83*CB36040C17*** | 48500 | 18 | 11.5 | 51500 | 51000 | 99.03% | 1.98 | 0 | 11.5 |  |  |  |  | R-454B | 4.0417 | Residential & Commercial | USHP | Ducted CEE Tier 1
215588444 | Central HP <5.4 tons | BRYANT HEATING AND COOLING SYSTEMS | HRCU-A-CB (Split System: Heat Pump with Remote Outdoor Unit-Air-Source) | 291VAN054**AA* |  |  | CSAH*4812AM*+UI | 83*CB48060C17*** | 48500 | 18 | 11.5 | 51500 | 50500 | 98.06% | 1.96 | 0 | 11.5 |  |  |  |  | R-454B | 4.0417 | Residential & Commercial | USHP | Ducted CEE Tier 1
206765914 | Central HP <5.4 tons | TEMPSTAR | HRCU-A-CB (Split System: Heat Pump with Remote Outdoor Unit-Air-Source) | TVH825GKA3* |  |  | EA*4X37L17A*+WALLCON | *80CTL0701412A* | 24200 | 17 | 8.1 | 21400 | 16600 | 77.57% | 2 | 11 | 11 |  |  |  |  | R-410A | 2.0167 | Residential & Commercial | USHP | Ducted CEE Tier 1
206772702 | Central HP <5.4 tons | TEMPSTAR | HRCU-A-CB (Split System: Heat Pump with Remote Outdoor Unit-Air-Source) | TVH837GKA2* |  |  | EHD4X42AAL+WALLCON | *80CTL0701716A* | 32400 | 16.5 | 8.1 | 33200 | 25000 | 75.3% | 1.94 | 11.5 | 11 |  |  |  |  | R-410A | 2.7 | Residential & Commercial | USHP | Ducted CEE Tier 1
206772891 | Central HP <5.4 tons | TEMPSTAR | HRCU-A-CB (Split System: Heat Pump with Remote Outdoor Unit-Air-Source) | TVH837GKA2* |  |  | EHD4X48AAL+WALLCON | *80CTL0902120A* | 32600 | 17 | 8.1 | 33000 | 25000 | 75.76% | 1.98 | 12 | 11 |  |  |  |  | R-410A | 2.7167 | Residential & Commercial | USHP | Ducted CEE Tier 1
210929573 | Central HP <5.4 tons | TRANE | HRCU-A-CB (Split System: Heat Pump with Remote Outdoor Unit-Air-Source) | 4TWV8X60A1 |  |  | TAMXB0C60V51 | 0 | 53000 | 18 | 8.2 | 50000 | 39500 | 79% | 1.76 | 12 | 12 |  |  |  |  | R-410A | 4.4167 | Residential & Commercial | USHP | Ducted CEE Tier 1
214066737 | Central HP <5.4 tons | SURE | HRCU-A-CB (Split System: Heat Pump with Remote Outdoor Unit-Air-Source) | RD17AZ36AJ3N |  |  | TCFZ3621MTANM | S802VA075317Z | 34200 | 18 | 8.1 | 34200 | 29600 | 86.55% | 1.9 | 0 | 10 |  |  |  |  | R-410A | 2.85 | Residential & Commercial | USHP | Ducted CEE Tier 1
214229367 | Central HP <5.4 tons | HEIL | HRCU-A-CB (Split System: Heat Pump with Remote Outdoor Unit-Air-Source) | DLCURAH24ABK |  |  | EA*4X36L21A* | *80MSU0802120A* | 23600 | 17.5 | 8.5 | 25600 | 23400 | 91.41% | 1.94 | 0 | 10 |  |  |  |  | R-410A | 1.9667 | Residential & Commercial | USHP | Ducted CEE Tier 1
210692516 | Central HP <5.4 tons | AMANA | HRCU-A-CB (Split System: Heat Pump with Remote Outdoor Unit-Air-Source) | ASZV903610A* |  |  | CA*F3743*6D*+TXV | A*VC960804CNB* | 33600 | 19 | 8.2 | 34000 | 24400 | 71.76% | 1.8 | 0 | 12 |  |  |  |  | R-410A | 2.8 | Residential & Commercial | USHP | Ducted CEE Tier 1
210692536 | Central HP <5.4 tons | AMANA | HRCU-A-CB (Split System: Heat Pump with Remote Outdoor Unit-Air-Source) | ASZV903610A* |  |  | CHPF3642C6C*+TXV | A*VC960803BNB* | 33400 | 18 | 8.2 | 34000 | 24400 | 71.76% | 1.8 | 0 | 11 |  |  |  |  | R-410A | 2.7833 | Residential & Commercial | USHP | Ducted CEE Tier 1
210692543 | Central HP <5.4 tons | AMANA | HRCU-A-CB (Split System: Heat Pump with Remote Outdoor Unit-Air-Source) | ASZV903610A* |  |  | CHPF3642C6C*+TXV | A*VM971005CNB* | 33400 | 18 | 8.2 | 34000 | 24400 | 71.76% | 1.8 | 0 | 11 |  |  |  |  | R-410A | 2.7833 | Residential & Commercial | USHP | Ducted CEE Tier 1
210692561 | Central HP <5.4 tons | AMANA | HRCU-A-CB (Split System: Heat Pump with Remote Outdoor Unit-Air-Source) | ASZV903610A* |  |  | CHPF3743C6B*+TXV | A*VM970804CNB* | 33400 | 18 | 8.2 | 34000 | 24400 | 71.76% | 1.8 | 0 | 11 |  |  |  |  | R-410A | 2.7833 | Residential & Commercial | USHP | Ducted CEE Tier 1
216980772 | Central HP <5.4 tons | ACIQ | HRCU-A-C (Split System: Heat Pump with Remote Outdoor Unit with No Indoor Fan --Air Source) | ACIQ-24-HPD |  |  | ACIQ-24-ACL-B | 0 | 24000 | 16 | 9.5 | 25000 | 21000 | 84% | 1.8 | 0 | 10 |  |  |  |  | R-454B | 2 | Residential & Commercial | USHP | Ducted CEE Tier 1
212614956 | Central HP <5.4 tons | AMANA | HRCU-A-CB (Split System: Heat Pump with Remote Outdoor Unit-Air-Source) | ASZS60241EA* |  |  | CA*EA2422*4A* | A*VS960603BUA* | 23000 | 17 | 8.6 | 23000 | 16100 | 70% | 2 | 0 | 10 |  |  |  |  | R-410A | 1.9167 | Residential & Commercial | USHP | Ducted CEE Tier 1
212614958 | Central HP <5.4 tons | AMANA | HRCU-A-CB (Split System: Heat Pump with Remote Outdoor Unit-Air-Source) | ASZS60241EA* |  |  | CA*EA2422*4A* | A*VC960804CNB* | 23000 | 17 | 8.6 | 23000 | 16100 | 70% | 2 | 0 | 10 |  |  |  |  | R-410A | 1.9167 | Residential & Commercial | USHP | Ducted CEE Tier 1
215429735 | Central HP <5.4 tons | AMANA | HRCU-A-CB (Split System: Heat Pump with Remote Outdoor Unit-Air-Source) | AZV7SA3610A* |  |  | AHVE48DP0300A* | 0 | 35000 | 19 | 8.8 | 35000 | 29000 | 82.86% | 2 | 0 | 10.5 |  |  |  |  | R-32 | 2.9167 | Residential & Commercial | USHP | Ducted CEE Tier 1
213815250 | Central HP <5.4 tons | AMANA | HRCU-A-CB (Split System: Heat Pump with Remote Outdoor Unit-Air-Source) | ASZS601810A* |  |  | CA*EA2422*4A*+MBVK16CP1X00A* | 0 | 16600 | 17.5 | 8.5 | 17400 | 13000 | 74.71% | 2.1 | 0 | 10.9 |  |  |  |  | R-410A | 1.3833 | Residential & Commercial | USHP | Ducted CEE Tier 1
214279865 | Central HP <5.4 tons | BRYANT HEATING AND COOLING SYSTEMS | HRCU-A-CB (Split System: Heat Pump with Remote Outdoor Unit-Air-Source) | 38MURAQ24AB3* |  |  | CAP**2417AL* | 916SA48060M17*** | 23600 | 16.5 | 9.5 | 26600 | 24800 | 93.23% | 2.04 | 0 | 10 |  |  |  |  | R-410A | 1.9667 | Residential & Commercial | USHP | Ducted CEE Tier 1
212978150 | Central HP <5.4 tons | CARRIER | HRCU-A-CB (Split System: Heat Pump with Remote Outdoor Unit-Air-Source) | 38MURAQ24AB3* |  |  | CAP**3717AL* | 58S(B,C)*B070M14**12 | 24000 | 17.5 | 8.5 | 25200 | 22200 | 88.1% | 1.86 | 0 | 10 |  |  |  |  | R-410A | 2 | Residential & Commercial | USHP | Ducted CEE Tier 1
215487658 | Central HP <5.4 tons | AMANA | HRCU-A-CB (Split System: Heat Pump with Remote Outdoor Unit-Air-Source) | AZV7SA2410A* |  |  | CA*EA3022*3A* | A*VC961005CNB* | 23200 | 19 | 8.6 | 23200 | 17000 | 73.28% | 2 | 0 | 11 |  |  |  |  | R-32 | 1.9333 | Residential & Commercial | USHP | Ducted CEE Tier 1
215487660 | Central HP <5.4 tons | AMANA | HRCU-A-CB (Split System: Heat Pump with Remote Outdoor Unit-Air-Source) | AZV7SA2410A* |  |  | CA*EA3626*3A* | A*VM970803BNB* | 23200 | 19 | 8.6 | 23200 | 17000 | 73.28% | 2 | 0 | 11 |  |  |  |  | R-32 | 1.9333 | Residential & Commercial | USHP | Ducted CEE Tier 1
215487674 | Central HP <5.4 tons | AMANA | HRCU-A-CB (Split System: Heat Pump with Remote Outdoor Unit-Air-Source) | AZV7SA2410A* |  |  | CHPEA3026*3A* | A*VM970603BNB* | 23200 | 19 | 8.6 | 23200 | 17000 | 73.28% | 2 | 0 | 11 |  |  |  |  | R-32 | 1.9333 | Residential & Commercial | USHP | Ducted CEE Tier 1
212970000 | Central HP <5.4 tons | COMFORTMAKER | HRCU-A-CB (Split System: Heat Pump with Remote Outdoor Unit-Air-Source) | DLCURAH18ABK |  |  | EA*4X30L17A* | *80VSL0701716B* | 17500 | 16.5 | 8.5 | 18000 | 18700 | 103.9% | 2.26 | 0 | 10.5 |  |  |  |  | R-410A | 1.4583 | Residential & Commercial | USHP | Ducted CEE Tier 1
214505358 | Central HP <5.4 tons | AMANA | HRCU-A-CB (Split System: Heat Pump with Remote Outdoor Unit-Air-Source) | ASZS60241EA* |  |  | CA*EA3026*4B* | A*VC801005C*A* | 23000 | 17 | 8.6 | 23000 | 16100 | 70% | 2 | 0 | 10 |  |  |  |  | R-410A | 1.9167 | Residential & Commercial | USHP | Ducted CEE Tier 1
211222531 | Central HP <5.4 tons | AIRQUEST | HRCU-A-CB (Split System: Heat Pump with Remote Outdoor Unit-Air-Source) | DLCURAH30ABK |  |  | EA*4X37L21A* | *80ESU0601716A | 31200 | 15.2 | 8.5 | 33400 | 26000 | 77.84% | 1.86 | 0 | 9 |  |  |  |  | R-410A | 2.6 | Residential & Commercial | USHP
215865057 | Central HP <5.4 tons | TRANE | HRCU-A-CB (Split System: Heat Pump with Remote Outdoor Unit-Air-Source) | 5TWV8X36A1 |  |  | 5PX*C007AS3+P0V0C000M50SD+LRP | 0 | 33200 | 18.1 | 8.5 | 33200 | 25400 | 76.51% | 2.1 | 0 | 11 |  |  |  |  | R-454B | 2.7667 | Residential & Commercial | USHP | Ducted CEE Tier 1
204298944 | Central HP <5.4 tons | TEMPSTAR | HRCU-A-CB (Split System: Heat Pump with Remote Outdoor Unit-Air-Source) | TVH837GKA** |  |  | EA*4X42L21A*+WALLCON | *80CTL0902120A* | 31800 | 17.5 | 8.1 | 33200 | 24400 | 73.49% | 1.9 | 11 | 11.5 |  |  |  |  | R-410A | 2.65 | Residential & Commercial | USHP | Ducted CEE Tier 1
211262893 | Central HP <5.4 tons | TEMPSTAR | HRCU-A-CB (Split System: Heat Pump with Remote Outdoor Unit-Air-Source) | DLCURAH18ABK |  |  | EN(A,D)4X24L17** | *96VSN0601412A* | 17900 | 15.5 | 8.5 | 18800 | 18700 | 99.47% | 2.26 | 0 | 11 |  |  |  |  | R-410A | 1.4917 | Residential & Commercial | USHP | Ducted CEE Tier 1
212975047 | Central HP <5.4 tons | COMFORTMAKER | HRCU-A-CB (Split System: Heat Pump with Remote Outdoor Unit-Air-Source) | DLCURAH24ABK |  |  | EN(A,D)4X30L17** | *96VTN0401410B* | 23400 | 16 | 8.1 | 26400 | 24600 | 93.18% | 2.04 | 0 | 10 |  |  |  |  | R-410A | 1.95 | Residential & Commercial | USHP | Ducted CEE Tier 1
212975072 | Central HP <5.4 tons | COMFORTMAKER | HRCU-A-CB (Split System: Heat Pump with Remote Outdoor Unit-Air-Source) | DLCURAH18ABK |  |  | EA*4X19L17A* | *96VTN0401712B* | 17700 | 16 | 8.1 | 17800 | 17900 | 100.6% | 2.16 | 0 | 10.5 |  |  |  |  | R-410A | 1.475 | Residential & Commercial | USHP | Ducted CEE Tier 1
215487742 | Central HP <5.4 tons | AMANA | HRCU-A-CB (Split System: Heat Pump with Remote Outdoor Unit-Air-Source) | AZV7SA4210A* |  |  | CHPEA6030*3A* | A*VC961205DNB* | 40500 | 17 | 8.6 | 41000 | 31000 | 75.61% | 2 | 0 | 10 |  |  |  |  | R-32 | 3.375 | Residential & Commercial | USHP | Ducted CEE Tier 1
210473272 | Central HP <5.4 tons | HEIL | HRCU-A-CB (Split System: Heat Pump with Remote Outdoor Unit-Air-Source) | HVH825GKA3* |  |  | EA*4X48L21A*+WALLCON | *95CSU0802120A* | 24200 | 17 | 8.1 | 21000 | 16500 | 78.57% | 2.02 | 0 | 11 |  |  |  |  | R-410A | 2.0167 | Residential & Commercial | USHP | Ducted CEE Tier 1
210474038 | Central HP <5.4 tons | HEIL | HRCU-A-CB (Split System: Heat Pump with Remote Outdoor Unit-Air-Source) | HVH825GKA3* |  |  | EN(A,D,W)4X48L21**+WALLCON | *80CTL0901716A* | 24200 | 17.5 | 8.1 | 21200 | 16500 | 77.83% | 2.02 | 0 | 11.7 |  |  |  |  | R-410A | 2.0167 | Residential & Commercial | USHP | Ducted CEE Tier 1
210474340 | Central HP <5.4 tons | HEIL | HRCU-A-CB (Split System: Heat Pump with Remote Outdoor Unit-Air-Source) | HVH825GKA3* |  |  | EHD4X42AAL+WALLCON | *96CTN1202422A* | 24200 | 16 | 8.1 | 21400 | 16600 | 77.57% | 2 | 0 | 10.5 |  |  |  |  | R-410A | 2.0167 | Residential & Commercial | USHP | Ducted CEE Tier 1
216680827 | Central HP <5.4 tons | BRYANT HEATING AND COOLING SYSTEMS | HRCU-A-CB (Split System: Heat Pump with Remote Outdoor Unit-Air-Source) | 38MURAQ18AB3* |  |  | CAP**1917AL* | 927TA48080V17*** | 17700 | 16.5 | 8.5 | 17700 | 17700 | 100% | 1.96 | 0 | 10.5 |  |  |  |  | R-410A | 1.475 | Residential & Commercial | USHP | Ducted CEE Tier 1
216679423 | Central HP <5.4 tons | BRYANT HEATING AND COOLING SYSTEMS | HRCU-A-CB (Split System: Heat Pump with Remote Outdoor Unit-Air-Source) | 38MURAQ24AB3* |  |  | CAP**3621AL* | 927TA48060V17*** | 23800 | 17 | 9 | 25800 | 23000 | 89.15% | 1.82 | 0 | 10 |  |  |  |  | R-410A | 1.9833 | Residential & Commercial | USHP | Ducted CEE Tier 1
211239651 | Central HP <5.4 tons | CARRIER | HRCU-A-CB (Split System: Heat Pump with Remote Outdoor Unit-Air-Source) | 38MURAQ24AB3* |  |  | CAP**2414AL* | 58TP*A070V14**12 | 24000 | 16.5 | 8.5 | 26800 | 23800 | 88.81% | 1.96 | 0 | 10 |  |  |  |  | R-410A | 2 | Residential & Commercial | USHP | Ducted CEE Tier 1
211239660 | Central HP <5.4 tons | CARRIER | HRCU-A-CB (Split System: Heat Pump with Remote Outdoor Unit-Air-Source) | 38MURAQ24AB3* |  |  | CAP**2414AL* | 58S(B,C)*A070E14**12 | 24000 | 16.5 | 8.5 | 26800 | 24000 | 89.55% | 1.98 | 0 | 10 |  |  |  |  | R-410A | 2 | Residential & Commercial | USHP | Ducted CEE Tier 1
211239733 | Central HP <5.4 tons | CARRIER | HRCU-A-CB (Split System: Heat Pump with Remote Outdoor Unit-Air-Source) | 38MURAQ24AB3* |  |  | CAP**2517AL* | 58S(B,C)*A045E14**12 | 25400 | 16.5 | 8.5 | 26000 | 20800 | 80% | 1.76 | 0 | 10.5 |  |  |  |  | R-410A | 2.1167 | Residential & Commercial | USHP | Ducted CEE Tier 1
211239735 | Central HP <5.4 tons | CARRIER | HRCU-A-CB (Split System: Heat Pump with Remote Outdoor Unit-Air-Source) | 38MURAQ24AB3* |  |  | CAP**2517AL* | 58S(B,C)*A070E17**12 | 25000 | 16.5 | 8.5 | 25800 | 21000 | 81.4% | 1.76 | 0 | 10.5 |  |  |  |  | R-410A | 2.0833 | Residential & Commercial | USHP | Ducted CEE Tier 1
211239751 | Central HP <5.4 tons | CARRIER | HRCU-A-CB (Split System: Heat Pump with Remote Outdoor Unit-Air-Source) | 38MURAQ24AB3* |  |  | CAP**3014AL* | 59SP6A060V14**12 | 23400 | 16.5 | 8.5 | 25800 | 24200 | 93.8% | 2 | 0 | 10 |  |  |  |  | R-410A | 1.95 | Residential & Commercial | USHP | Ducted CEE Tier 1
211239753 | Central HP <5.4 tons | CARRIER | HRCU-A-CB (Split System: Heat Pump with Remote Outdoor Unit-Air-Source) | 38MURAQ24AB3* |  |  | CAP**3014AL* | 58TP*A070V14**12 | 24200 | 16.5 | 8.5 | 26400 | 23000 | 87.12% | 1.9 | 0 | 10 |  |  |  |  | R-410A | 2.0167 | Residential & Commercial | USHP | Ducted CEE Tier 1
211239776 | Central HP <5.4 tons | CARRIER | HRCU-A-CB (Split System: Heat Pump with Remote Outdoor Unit-Air-Source) | 38MURAQ24AB3* |  |  | CAP**3017AL* | 59SU5A060E17**16 | 24200 | 16.5 | 8.5 | 26400 | 23000 | 87.12% | 1.9 | 0 | 10 |  |  |  |  | R-410A | 2.0167 | Residential & Commercial | USHP | Ducted CEE Tier 1
211239647 | Central HP <5.4 tons | CARRIER | HRCU-A-CB (Split System: Heat Pump with Remote Outdoor Unit-Air-Source) | 38MURAQ24AB3* |  |  | CAP**2414AL* | 58SP*A045V14**12 | 24000 | 16 | 8.5 | 27000 | 23800 | 88.15% | 1.96 | 0 | 10 |  |  |  |  | R-410A | 2 | Residential & Commercial | USHP | Ducted CEE Tier 1
211239664 | Central HP <5.4 tons | CARRIER | HRCU-A-CB (Split System: Heat Pump with Remote Outdoor Unit-Air-Source) | 38MURAQ24AB3* |  |  | CAP**2417AL* | 59SP6A040V14**10 | 23400 | 15.5 | 8.5 | 26800 | 24800 | 92.54% | 2.04 | 0 | 9.5 |  |  |  |  | R-410A | 1.95 | Residential & Commercial | USHP
211239681 | Central HP <5.4 tons | CARRIER | HRCU-A-CB (Split System: Heat Pump with Remote Outdoor Unit-Air-Source) | 38MURAQ24AB3* |  |  | CAP**2417AL* | 58TP*A070V17**16 | 23800 | 16.5 | 8.5 | 26800 | 24000 | 89.55% | 2 | 0 | 10 |  |  |  |  | R-410A | 1.9833 | Residential & Commercial | USHP | Ducted CEE Tier 1
211239695 | Central HP <5.4 tons | CARRIER | HRCU-A-CB (Split System: Heat Pump with Remote Outdoor Unit-Air-Source) | 38MURAQ24AB3* |  |  | CAP**2417AL* | 59SC2D080E17**16 | 24000 | 17 | 8.5 | 26800 | 23800 | 88.81% | 1.96 | 0 | 10 |  |  |  |  | R-410A | 2 | Residential & Commercial | USHP | Ducted CEE Tier 1
211239745 | Central HP <5.4 tons | CARRIER | HRCU-A-CB (Split System: Heat Pump with Remote Outdoor Unit-Air-Source) | 38MURAQ24AB3* |  |  | CAP**2517AL* | 58SU*A060E17**16 | 25600 | 17 | 8.5 | 26000 | 20600 | 79.23% | 1.76 | 0 | 10.5 |  |  |  |  | R-410A | 2.1333 | Residential & Commercial | USHP | Ducted CEE Tier 1
211239795 | Central HP <5.4 tons | CARRIER | HRCU-A-CB (Split System: Heat Pump with Remote Outdoor Unit-Air-Source) | 38MURAQ24AB3* |  |  | CAP**3017AL* | 59SC2D060E14**12 | 23400 | 17 | 8.5 | 25800 | 24200 | 93.8% | 2.02 | 0 | 10 |  |  |  |  | R-410A | 1.95 | Residential & Commercial | USHP | Ducted CEE Tier 1
216980774 | Central HP <5.4 tons | ACIQ | HRCU-A-C (Split System: Heat Pump with Remote Outdoor Unit with No Indoor Fan --Air Source) | ACIQ-30-HPD |  |  | ACIQ-36-ACL-17-B | 0 | 29000 | 16 | 9.5 | 32000 | 32000 | 100% | 1.85 | 0 | 10 |  |  |  |  | R-454B | 2.4167 | Residential & Commercial | USHP | Ducted CEE Tier 1
216681020 | Central HP <5.4 tons | BRYANT HEATING AND COOLING SYSTEMS | HRCU-A-CB (Split System: Heat Pump with Remote Outdoor Unit-Air-Source) | 38MURAQ36AB3* |  |  | CAP**3721AL* | 927TA60080V21*** | 36600 | 16 | 9 | 38500 | 34400 | 89.35% | 1.96 | 0 | 10 |  |  |  |  | R-410A | 3.05 | Residential & Commercial | USHP | Ducted CEE Tier 1
216681031 | Central HP <5.4 tons | BRYANT HEATING AND COOLING SYSTEMS | HRCU-A-CB (Split System: Heat Pump with Remote Outdoor Unit-Air-Source) | 38MURAQ36AB3* |  |  | CAP**4221AL* | 927TA60080V21*** | 35600 | 16 | 8.5 | 38500 | 34600 | 89.87% | 1.75 | 0 | 10 |  |  |  |  | R-410A | 2.9667 | Residential & Commercial | USHP | Ducted CEE Tier 1
216980793 | Central HP <5.4 tons | ACIQ | HRCU-A-CB (Split System: Heat Pump with Remote Outdoor Unit-Air-Source) | ACIQ-18-HPD |  |  | ACIQ-18W-PB | 0 | 18000 | 16.8 | 10.5 | 19000 | 19000 | 100% | 1.8 | 0 | 12 |  |  |  |  | R-454B | 1.5 | Residential & Commercial | USHP | Ducted CEE Tier 1
213770487 | Central HP <5.4 tons | HEIL | HRCU-A-CB (Split System: Heat Pump with Remote Outdoor Unit-Air-Source) | HVH825GKA2* |  |  | EA*4X24L17A*+WALLCON | *80CTL0451712B* | 23200 | 16 | 8.1 | 22000 | 16900 | 76.82% | 1.88 | 0 | 10.5 |  |  |  |  | R-410A | 1.9333 | Residential & Commercial | USHP | Ducted CEE Tier 1
213771037 | Central HP <5.4 tons | HEIL | HRCU-A-CB (Split System: Heat Pump with Remote Outdoor Unit-Air-Source) | HVH825GKA2* |  |  | EA*4X37L17A*+WALLCON | *80CTL0701412B* | 24200 | 16.5 | 8.1 | 21400 | 16700 | 78.04% | 2 | 0 | 11 |  |  |  |  | R-410A | 2.0167 | Residential & Commercial | USHP | Ducted CEE Tier 1
213780318 | Central HP <5.4 tons | AIRQUEST | HRCU-A-CB (Split System: Heat Pump with Remote Outdoor Unit-Air-Source) | HVH837GKA** |  |  | EHD4X60AAL+WALLCON | *80CTL0701716B* | 32800 | 16.5 | 8.1 | 32400 | 25000 | 77.16% | 1.98 | 0 | 11 |  |  |  |  | R-410A | 2.7333 | Residential & Commercial | USHP | Ducted CEE Tier 1
213771237 | Central HP <5.4 tons | HEIL | HRCU-A-CB (Split System: Heat Pump with Remote Outdoor Unit-Air-Source) | HVH825GKA2* |  |  | EA*4X37L21A*+WALLCON | *96CTN1002122B* | 24400 | 16.5 | 8.5 | 21200 | 16600 | 78.3% | 2.04 | 0 | 11 |  |  |  |  | R-410A | 2.0333 | Residential & Commercial | USHP | Ducted CEE Tier 1
213771257 | Central HP <5.4 tons | HEIL | HRCU-A-CB (Split System: Heat Pump with Remote Outdoor Unit-Air-Source) | HVH825GKA2* |  |  | EA*4X42L21A*+WALLCON | *80CTL0701716B* | 23800 | 16.5 | 8.1 | 21400 | 16700 | 78.04% | 1.96 | 0 | 10.5 |  |  |  |  | R-410A | 1.9833 | Residential & Commercial | USHP | Ducted CEE Tier 1
213433238 | Central HP <5.4 tons | ACIQ | HRCU-A-CB (Split System: Heat Pump with Remote Outdoor Unit-Air-Source) | ACIQ-24-EHPB |  |  | ACIQ-24-AHB | 0 | 24000 | 17 | 9.2 | 26000 | 19400 | 74.62% | 2.1 | 11.3 | 10.5 |  |  |  |  | R-410A | 2 | Residential & Commercial | USHP | Ducted CEE Tier 1
206135781 | Central HP <5.4 tons | TEMPSTAR | HRCU-A-CB (Split System: Heat Pump with Remote Outdoor Unit-Air-Source) | TVH837GKA** |  |  | EA*4X48L21A*+WALLCON | *80CSU0601716A* | 32200 | 17 | 8.1 | 32600 | 25000 | 76.69% | 1.96 | 12 | 11 |  |  |  |  | R-410A | 2.6833 | Residential & Commercial | USHP | Ducted CEE Tier 1
211263094 | Central HP <5.4 tons | TEMPSTAR | HRCU-A-CB (Split System: Heat Pump with Remote Outdoor Unit-Air-Source) | DLCURAH18ABK |  |  | EN(A,D)4X24L17** | *96VTN0401712A* | 17700 | 15.5 | 8.5 | 18700 | 18800 | 100.5% | 2.26 | 0 | 10.5 |  |  |  |  | R-410A | 1.475 | Residential & Commercial | USHP | Ducted CEE Tier 1
211263263 | Central HP <5.4 tons | TEMPSTAR | HRCU-A-CB (Split System: Heat Pump with Remote Outdoor Unit-Air-Source) | DLCURAH18ABK |  |  | EN(A,D)4X24L17** | *95ESN0261410A* | 18000 | 15.5 | 8.5 | 19000 | 18700 | 98.42% | 2.24 | 0 | 10.5 |  |  |  |  | R-410A | 1.5 | Residential & Commercial | USHP | Ducted CEE Tier 1
211263978 | Central HP <5.4 tons | TEMPSTAR | HRCU-A-CB (Split System: Heat Pump with Remote Outdoor Unit-Air-Source) | DLCURAH18ABK |  |  | EN(A,D)4X30L17** | *96VSN0601412A* | 18000 | 16 | 8.5 | 18600 | 18400 | 98.92% | 2.22 | 0 | 11 |  |  |  |  | R-410A | 1.5 | Residential & Commercial | USHP | Ducted CEE Tier 1
211264531 | Central HP <5.4 tons | TEMPSTAR | HRCU-A-CB (Split System: Heat Pump with Remote Outdoor Unit-Air-Source) | DLCURAH18ABK |  |  | EN(A,D)4X30L17** | *80ES(N,L)0701712A* | 18200 | 16.5 | 8.5 | 18700 | 18300 | 97.86% | 2.22 | 0 | 11 |  |  |  |  | R-410A | 1.5167 | Residential & Commercial | USHP | Ducted CEE Tier 1
211264982 | Central HP <5.4 tons | TEMPSTAR | HRCU-A-CB (Split System: Heat Pump with Remote Outdoor Unit-Air-Source) | DLCURAH18ABK |  |  | FM(C,U)4Z18**AL* | 0 | 17800 | 17 | 9 | 18700 | 19800 | 105.9% | 2.4 | 0 | 11 |  |  |  |  | R-410A | 1.4833 | Residential & Commercial | USHP | Ducted CEE Tier 1
211241970 | Central HP <5.4 tons | AIRQUEST | HRCU-A-CB (Split System: Heat Pump with Remote Outdoor Unit-Air-Source) | DLCURAH24ABK |  |  | EA*4X36L17A* | *96VTN0401712A* | 23400 | 16 | 8.5 | 25800 | 23600 | 91.47% | 1.96 | 0 | 10 |  |  |  |  | R-410A | 1.95 | Residential & Commercial | USHP | Ducted CEE Tier 1
206136183 | Central HP <5.4 tons | TEMPSTAR | HRCU-A-CB (Split System: Heat Pump with Remote Outdoor Unit-Air-Source) | TVH837GKA** |  |  | EA*4X48L21A*+WALLCON | *95CSU1002122A* | 32400 | 17.5 | 8.5 | 32600 | 24800 | 76.07% | 2 | 12 | 11.5 |  |  |  |  | R-410A | 2.7 | Residential & Commercial | USHP | Ducted CEE Tier 1
216980785 | Central HP <5.4 tons | ACIQ | HRCU-A-CB (Split System: Heat Pump with Remote Outdoor Unit-Air-Source) | ACIQ-18-HPD |  |  | ACIQ-18W-WMB | 0 | 18000 | 19.3 | 10.8 | 19000 | 19600 | 103.2% | 2.1 | 0 | 12.1 |  |  |  |  | R-454B | 1.5 | Residential & Commercial | USHP | Ducted CEE Tier 1
213249341 | Central HP <5.4 tons | HEIL | HRCU-A-CB (Split System: Heat Pump with Remote Outdoor Unit-Air-Source) | DLCURAH36ABK |  |  | FEVA0036**+NAVA43601CK | 0 | 35400 | 16 | 8.5 | 38500 | 35000 | 90.91% | 1.9 | 0 | 10 |  |  |  |  | R-410A | 2.95 | Residential & Commercial | USHP | Ducted CEE Tier 1
211230800 | Central HP <5.4 tons | COMFORTMAKER | HRCU-A-CB (Split System: Heat Pump with Remote Outdoor Unit-Air-Source) | DLCURAH36ABK |  |  | EN(A,D)4X48L24** | OLV154F20A | 37400 | 15.2 | 8.5 | 39500 | 35200 | 89.11% | 2.1 | 0 | 10.5 |  |  |  |  | R-410A | 3.1167 | Residential & Commercial | USHP | Ducted CEE Tier 1
216051229 | Central HP <5.4 tons | SURE | HRCU-A-CB (Split System: Heat Pump with Remote Outdoor Unit-Air-Source) | SP19AY36AJVC |  |  | TCFY3621MEAAM | S802V0504A17UH | 34200 | 20 | 10 | 34200 | 29600 | 86.55% | 2 | 0 | 12 |  |  |  |  | R-454B | 2.85 | Residential & Commercial | USHP | Ducted CEE Tier 1
216032248 | Central HP <5.4 tons | ACIQ | HRCU-A-CB (Split System: Heat Pump with Remote Outdoor Unit-Air-Source) | ACIQ-30-HPD |  |  | ACIQ-30-AHD | 0 | 30000 | 16.8 | 10 | 34000 | 32600 | 95.88% | 1.96 | 0 | 11.7 |  |  |  |  | R-454B | 2.5 | Residential & Commercial | USHP | Ducted CEE Tier 1
211260004 | Central HP <5.4 tons | HEIL | HRCU-A-CB (Split System: Heat Pump with Remote Outdoor Unit-Air-Source) | DLCURAH18ABK |  |  | EA*4X19L17A* | *80ES(N,L)0701412A* | 18100 | 16.5 | 8.5 | 18000 | 17700 | 98.33% | 2.14 | 0 | 11 |  |  |  |  | R-410A | 1.5083 | Residential & Commercial | USHP | Ducted CEE Tier 1
211260269 | Central HP <5.4 tons | HEIL | HRCU-A-CB (Split System: Heat Pump with Remote Outdoor Unit-Air-Source) | DLCURAH18ABK |  |  | EA*4X24L17A* | *96VSN0601714A* | 17700 | 16 | 8.5 | 18600 | 19100 | 102.7% | 2.3 | 0 | 10.5 |  |  |  |  | R-410A | 1.475 | Residential & Commercial | USHP | Ducted CEE Tier 1
211260688 | Central HP <5.4 tons | HEIL | HRCU-A-CB (Split System: Heat Pump with Remote Outdoor Unit-Air-Source) | DLCURAH18ABK |  |  | EA*4X25L17A* | *80VSL0451412A* | 18300 | 16.5 | 8.5 | 18100 | 17500 | 96.69% | 2.12 | 0 | 11 |  |  |  |  | R-410A | 1.525 | Residential & Commercial | USHP | Ducted CEE Tier 1
211239783 | Central HP <5.4 tons | CARRIER | HRCU-A-CB (Split System: Heat Pump with Remote Outdoor Unit-Air-Source) | 38MURAQ24AB3* |  |  | CAP**3017AL* | 58TP*A070V17**16 | 24200 | 17 | 8.5 | 26200 | 23000 | 87.79% | 1.92 | 0 | 10 |  |  |  |  | R-410A | 2.0167 | Residential & Commercial | USHP | Ducted CEE Tier 1
211239842 | Central HP <5.4 tons | CARRIER | HRCU-A-CB (Split System: Heat Pump with Remote Outdoor Unit-Air-Source) | 38MURAQ24AB3* |  |  | CAP**3617AL* | 59SC5B060E17**14 | 24600 | 16 | 8.5 | 26600 | 22200 | 83.46% | 1.82 | 0 | 10 |  |  |  |  | R-410A | 2.05 | Residential & Commercial | USHP | Ducted CEE Tier 1
211239883 | Central HP <5.4 tons | CARRIER | HRCU-A-CB (Split System: Heat Pump with Remote Outdoor Unit-Air-Source) | 38MURAQ24AB3* |  |  | CAP**3621AL* | 58S(B,C)*A045E17**12 | 24200 | 17 | 8.5 | 26200 | 22600 | 86.26% | 1.86 | 0 | 10 |  |  |  |  | R-410A | 2.0167 | Residential & Commercial | USHP | Ducted CEE Tier 1
211239967 | Central HP <5.4 tons | CARRIER | HRCU-A-CB (Split System: Heat Pump with Remote Outdoor Unit-Air-Source) | 38MURAQ24AB3* |  |  | CAP**3721AL* | 58TP*A090V17**16 | 24400 | 17 | 8.5 | 25200 | 21200 | 84.13% | 1.78 | 0 | 10.5 |  |  |  |  | R-410A | 2.0333 | Residential & Commercial | USHP | Ducted CEE Tier 1
211239976 | Central HP <5.4 tons | CARRIER | HRCU-A-CB (Split System: Heat Pump with Remote Outdoor Unit-Air-Source) | 38MURAQ24AB3* |  |  | CAP**3721AL* | 59TP6B100V21**20 | 24400 | 17 | 8.5 | 25200 | 21200 | 84.13% | 1.78 | 0 | 10.5 |  |  |  |  | R-410A | 2.0333 | Residential & Commercial | USHP | Ducted CEE Tier 1
211239978 | Central HP <5.4 tons | CARRIER | HRCU-A-CB (Split System: Heat Pump with Remote Outdoor Unit-Air-Source) | 38MURAQ24AB3* |  |  | CAP**3721AL* | 58S(B,C)*A045E17**12 | 24800 | 17 | 8.5 | 25400 | 21000 | 82.68% | 1.76 | 0 | 10.5 |  |  |  |  | R-410A | 2.0667 | Residential & Commercial | USHP | Ducted CEE Tier 1
211239985 | Central HP <5.4 tons | CARRIER | HRCU-A-CB (Split System: Heat Pump with Remote Outdoor Unit-Air-Source) | 38MURAQ24AB3* |  |  | CAP**3721AL* | 59SC2D080E17**16 | 25000 | 17.5 | 8.5 | 25600 | 20800 | 81.25% | 1.76 | 0 | 10.5 |  |  |  |  | R-410A | 2.0833 | Residential & Commercial | USHP | Ducted CEE Tier 1
211240001 | Central HP <5.4 tons | CARRIER | HRCU-A-CB (Split System: Heat Pump with Remote Outdoor Unit-Air-Source) | 38MURAQ24AB3* |  |  | CNPV*2414AL* | 58TP*A070V14**12 | 23800 | 16.5 | 8.5 | 26800 | 23200 | 86.57% | 1.92 | 0 | 10 |  |  |  |  | R-410A | 1.9833 | Residential & Commercial | USHP | Ducted CEE Tier 1
211240003 | Central HP <5.4 tons | CARRIER | HRCU-A-CB (Split System: Heat Pump with Remote Outdoor Unit-Air-Source) | 38MURAQ24AB3* |  |  | CNPV*2414AL* | 59SC5B060E14**12 | 24000 | 15.2 | 8.5 | 27200 | 23000 | 84.56% | 1.88 | 0 | 10 |  |  |  |  | R-410A | 2 | Residential & Commercial | USHP | Ducted CEE Tier 1
211240017 | Central HP <5.4 tons | CARRIER | HRCU-A-CB (Split System: Heat Pump with Remote Outdoor Unit-Air-Source) | 38MURAQ24AB3* |  |  | CNPV*2417AL* | 59SP6A080V17**16 | 23800 | 16 | 8.5 | 26800 | 23400 | 87.31% | 1.92 | 0 | 10 |  |  |  |  | R-410A | 1.9833 | Residential & Commercial | USHP | Ducted CEE Tier 1
211240028 | Central HP <5.4 tons | CARRIER | HRCU-A-CB (Split System: Heat Pump with Remote Outdoor Unit-Air-Source) | 38MURAQ24AB3* |  |  | CNPV*2417AL* | 58TP*A090V17**16 | 23200 | 16.5 | 8.5 | 26400 | 24200 | 91.67% | 2.02 | 0 | 10 |  |  |  |  | R-410A | 1.9333 | Residential & Commercial | USHP | Ducted CEE Tier 1
211240042 | Central HP <5.4 tons | CARRIER | HRCU-A-CB (Split System: Heat Pump with Remote Outdoor Unit-Air-Source) | 38MURAQ24AB3* |  |  | CNPV*2417AL* | 58S(B,C)*A090E17**14 | 24000 | 16 | 8.5 | 27000 | 23000 | 85.19% | 1.9 | 0 | 10 |  |  |  |  | R-410A | 2 | Residential & Commercial | USHP | Ducted CEE Tier 1
211240053 | Central HP <5.4 tons | CARRIER | HRCU-A-CB (Split System: Heat Pump with Remote Outdoor Unit-Air-Source) | 38MURAQ24AB3* |  |  | CNPV*2417AL* | OVLAAB036098 | 23000 | 16 | 8.5 | 26400 | 24600 | 93.18% | 2.04 | 0 | 10 |  |  |  |  | R-410A | 1.9167 | Residential & Commercial | USHP | Ducted CEE Tier 1
211240094 | Central HP <5.4 tons | CARRIER | HRCU-A-CB (Split System: Heat Pump with Remote Outdoor Unit-Air-Source) | 38MURAQ24AB3* |  |  | CNPV*3017AL* | 59TP6B060V14**12 | 23600 | 16.5 | 8.1 | 25800 | 23800 | 92.25% | 1.98 | 0 | 10 |  |  |  |  | R-410A | 1.9667 | Residential & Commercial | USHP | Ducted CEE Tier 1
214731018 | Central HP <5.4 tons | ARMSTRONG AIR | HRCU-A-CB (Split System: Heat Pump with Remote Outdoor Unit-Air-Source) | 4SHP18LX136P |  |  | 7ED24BX-0*+TDR | A97DF2E070B16 | 23600 | 18 | 8.5 | 24000 | 17300 | 72.08% | 2.22 | 0 | 12.3 |  |  |  |  | R-410A | 1.9667 | Residential & Commercial | USHP | Ducted CEE Tier 1
216051186 | Central HP <5.4 tons | SURE | HRCU-A-CB (Split System: Heat Pump with Remote Outdoor Unit-Air-Source) | SP19AY24AJVC |  |  | TCFY2421HEAAM | S951V0403A17UH | 22800 | 21 | 8.5 | 22800 | 18700 | 82.02% | 1.8 | 0 | 13 |  |  |  |  | R-454B | 1.9 | Residential & Commercial | USHP | Ducted CEE Tier 1
212982089 | Central HP <5.4 tons | COMFORTMAKER | HRCU-A-CB (Split System: Heat Pump with Remote Outdoor Unit-Air-Source) | DLCURAH36ABK |  |  | EA*4X48L21A* | *80MSU0401712A* | 35600 | 16 | 8.5 | 37800 | 34600 | 91.53% | 2.04 | 0 | 10 |  |  |  |  | R-410A | 2.9667 | Residential & Commercial | USHP | Ducted CEE Tier 1
212982257 | Central HP <5.4 tons | COMFORTMAKER | HRCU-A-CB (Split System: Heat Pump with Remote Outdoor Unit-Air-Source) | DLCURAH24ABK |  |  | EA*4X25L17A* | *80MSU0401712A* | 24400 | 17 | 8.5 | 25200 | 21600 | 85.71% | 1.82 | 0 | 10 |  |  |  |  | R-410A | 2.0333 | Residential & Commercial | USHP | Ducted CEE Tier 1
215434292 | Central HP <5.4 tons | AMANA | HRCU-A-CB (Split System: Heat Pump with Remote Outdoor Unit-Air-Source) | AZV7SA4210A* |  |  | CHPEA4830*3A* | A*VT960804CNA* | 40500 | 16.5 | 8.6 | 41000 | 31000 | 75.61% | 2 | 0 | 10 |  |  |  |  | R-32 | 3.375 | Residential & Commercial | USHP | Ducted CEE Tier 1
215487683 | Central HP <5.4 tons | AMANA | HRCU-A-CB (Split System: Heat Pump with Remote Outdoor Unit-Air-Source) | AZV7SA2410A* |  |  | CHPEA3026*3A* | A*VC801005C*A* | 23200 | 19 | 8.6 | 23200 | 17000 | 73.28% | 2 | 0 | 11 |  |  |  |  | R-32 | 1.9333 | Residential & Commercial | USHP | Ducted CEE Tier 1
212979143 | Central HP <5.4 tons | CARRIER | HRCU-A-CB (Split System: Heat Pump with Remote Outdoor Unit-Air-Source) | 38MURAQ24AB3* |  |  | CAP**3017AL* | 58S(B,C)*B070M17**16 | 23600 | 17 | 8.5 | 26400 | 24600 | 93.18% | 2.04 | 0 | 10 |  |  |  |  | R-410A | 1.9667 | Residential & Commercial | USHP | Ducted CEE Tier 1
212979191 | Central HP <5.4 tons | CARRIER | HRCU-A-CB (Split System: Heat Pump with Remote Outdoor Unit-Air-Source) | 38MURAQ24AB3* |  |  | CAP**3721AL* | 58S(B,C)*B070M17**16 | 24200 | 17.5 | 8.5 | 25200 | 21600 | 85.71% | 1.82 | 0 | 10.5 |  |  |  |  | R-410A | 2.0167 | Residential & Commercial | USHP | Ducted CEE Tier 1
212981006 | Central HP <5.4 tons | CARRIER | HRCU-A-CB (Split System: Heat Pump with Remote Outdoor Unit-Air-Source) | 38MURAQ24AB3* |  |  | CNPV*3621AL* | 58S(B,C)*B110M21**20 | 23400 | 17 | 8.5 | 26200 | 24600 | 93.89% | 2.06 | 0 | 10.5 |  |  |  |  | R-410A | 1.95 | Residential & Commercial | USHP | Ducted CEE Tier 1
212974620 | Central HP <5.4 tons | HEIL | HRCU-A-CB (Split System: Heat Pump with Remote Outdoor Unit-Air-Source) | DLCURAH18ABK |  |  | EA*4X19L17A* | *96VTN0401410B* | 17600 | 16 | 8.1 | 17700 | 17900 | 101.1% | 2.16 | 0 | 10.5 |  |  |  |  | R-410A | 1.4667 | Residential & Commercial | USHP | Ducted CEE Tier 1
211241859 | Central HP <5.4 tons | COMFORTMAKER | HRCU-A-CB (Split System: Heat Pump with Remote Outdoor Unit-Air-Source) | DLCURAH24ABK |  |  | EA*4X36L17A* | *96VSN0601412A* | 23600 | 16.5 | 8.5 | 25800 | 23400 | 90.7% | 1.94 | 0 | 10 |  |  |  |  | R-410A | 1.9667 | Residential & Commercial | USHP | Ducted CEE Tier 1
211241878 | Central HP <5.4 tons | COMFORTMAKER | HRCU-A-CB (Split System: Heat Pump with Remote Outdoor Unit-Air-Source) | DLCURAH24ABK |  |  | EA*4X36L17A* | *95ESU0401712A* | 23800 | 16.5 | 8.5 | 25800 | 23200 | 89.92% | 1.92 | 0 | 10 |  |  |  |  | R-410A | 1.9833 | Residential & Commercial | USHP | Ducted CEE Tier 1
211242045 | Central HP <5.4 tons | COMFORTMAKER | HRCU-A-CB (Split System: Heat Pump with Remote Outdoor Unit-Air-Source) | DLCURAH24ABK |  |  | EA*4X36L17A* | *96VTN0601412A* | 23600 | 16.5 | 8.5 | 25800 | 23400 | 90.7% | 1.94 | 0 | 10 |  |  |  |  | R-410A | 1.9667 | Residential & Commercial | USHP | Ducted CEE Tier 1
211242112 | Central HP <5.4 tons | COMFORTMAKER | HRCU-A-CB (Split System: Heat Pump with Remote Outdoor Unit-Air-Source) | DLCURAH24ABK |  |  | EA*4X36L17A* | *80ES(N,L)0901714A* | 24600 | 17 | 8.5 | 26400 | 22200 | 84.09% | 1.84 | 0 | 10 |  |  |  |  | R-410A | 2.05 | Residential & Commercial | USHP | Ducted CEE Tier 1
211242564 | Central HP <5.4 tons | COMFORTMAKER | HRCU-A-CB (Split System: Heat Pump with Remote Outdoor Unit-Air-Source) | DLCURAH24ABK |  |  | EA*4X36L21A* | *80ES(N,L)0701712A* | 23400 | 17 | 8.5 | 25600 | 23600 | 92.19% | 1.98 | 0 | 10 |  |  |  |  | R-410A | 1.95 | Residential & Commercial | USHP | Ducted CEE Tier 1
211243079 | Central HP <5.4 tons | COMFORTMAKER | HRCU-A-CB (Split System: Heat Pump with Remote Outdoor Unit-Air-Source) | DLCURAH24ABK |  |  | EA*4X37L17A* | *92ESN0601714A* | 24800 | 17 | 8.5 | 25600 | 21400 | 83.59% | 1.8 | 0 | 10.5 |  |  |  |  | R-410A | 2.0667 | Residential & Commercial | USHP | Ducted CEE Tier 1
215936486 | Central HP <5.4 tons | HEIL | HRCU-A-CB (Split System: Heat Pump with Remote Outdoor Unit-Air-Source) | H5H3V36*K*AAA* |  |  | EVD5X49M24A*+WALLCON | *95CSU1002122B* | 35600 | 22 | 8.5 | 38000 | 28400 | 74.74% | 2.06 | 0 | 12.5 |  |  |  |  | R-454B | 2.9667 | Residential & Commercial | USHP | Ducted CEE Tier 1
216980779 | Central HP <5.4 tons | ACIQ | HRCU-A-C (Split System: Heat Pump with Remote Outdoor Unit with No Indoor Fan --Air Source) | ACIQ-60-HPD |  |  | ACIQ-48-ACL-B | 0 | 52000 | 16 | 8.5 | 56000 | 45000 | 80.36% | 1.8 | 0 | 10 |  |  |  |  | R-454B | 4.3333 | Residential & Commercial | USHP | Ducted CEE Tier 1
210692509 | Central HP <5.4 tons | AMANA | HRCU-A-CB (Split System: Heat Pump with Remote Outdoor Unit-Air-Source) | ASZV903610A* |  |  | CA*F3743*6D*+TXV | A*VS800805CUA* | 33600 | 19 | 8.2 | 34000 | 24400 | 71.76% | 1.8 | 0 | 12 |  |  |  |  | R-410A | 2.8 | Residential & Commercial | USHP | Ducted CEE Tier 1
210692568 | Central HP <5.4 tons | AMANA | HRCU-A-CB (Split System: Heat Pump with Remote Outdoor Unit-Air-Source) | ASZV903610A* |  |  | CSCF3642N6D*+TXV | A*VS800805CUA* | 33800 | 18.5 | 8.2 | 34000 | 24400 | 71.76% | 1.8 | 0 | 11.5 |  |  |  |  | R-410A | 2.8167 | Residential & Commercial | USHP | Ducted CEE Tier 1
216980777 | Central HP <5.4 tons | ACIQ | HRCU-A-C (Split System: Heat Pump with Remote Outdoor Unit with No Indoor Fan --Air Source) | ACIQ-36-HPD |  |  | ACIQ-36-ACL-B | 0 | 36000 | 15.8 | 9.4 | 38000 | 36000 | 94.74% | 1.9 | 0 | 10.7 |  |  |  |  | R-454B | 3 | Residential & Commercial | USHP | Ducted CEE Tier 1
216032243 | Central HP <5.4 tons | ACIQ | HRCU-A-CB (Split System: Heat Pump with Remote Outdoor Unit-Air-Source) | ACIQ-36-EHPD |  |  | ACIQ-36-AHD | 0 | 36000 | 16.1 | 8.7 | 36000 | 27000 | 75% | 2 | 0 | 10 |  |  |  |  | R-454B | 3 | Residential & Commercial | USHP | Ducted CEE Tier 1
216734067 | Central HP <5.4 tons | AIRQUEST | HRCU-A-CB (Split System: Heat Pump with Remote Outdoor Unit-Air-Source) | D5CUHAH24AAK |  |  | EA*5X30M17A* | *92MSN0601714A* | 22200 | 16 | 8.1 | 20800 | 18800 | 90.38% | 1.85 | 0 | 10.5 |  |  |  |  | R-454B | 1.85 | Residential & Commercial | USHP | Ducted CEE Tier 1
211243248 | Central HP <5.4 tons | COMFORTMAKER | HRCU-A-CB (Split System: Heat Pump with Remote Outdoor Unit-Air-Source) | DLCURAH24ABK |  |  | EA*4X37L21A* | *96VSN0401712A* | 24000 | 16 | 8.1 | 25000 | 21600 | 86.4% | 1.8 | 0 | 10 |  |  |  |  | R-410A | 2 | Residential & Commercial | USHP | Ducted CEE Tier 1
211243381 | Central HP <5.4 tons | COMFORTMAKER | HRCU-A-CB (Split System: Heat Pump with Remote Outdoor Unit-Air-Source) | DLCURAH24ABK |  |  | EA*4X37L21A* | *80ESU0401712A* | 24600 | 17.5 | 8.5 | 25200 | 21000 | 83.33% | 1.78 | 0 | 10.5 |  |  |  |  | R-410A | 2.05 | Residential & Commercial | USHP | Ducted CEE Tier 1
211243867 | Central HP <5.4 tons | COMFORTMAKER | HRCU-A-CB (Split System: Heat Pump with Remote Outdoor Unit-Air-Source) | DLCURAH24ABK |  |  | EN(A,D)4X24L17** | *96VSN0401410A* | 23400 | 15.5 | 8.5 | 26600 | 24000 | 90.23% | 1.96 | 0 | 10 |  |  |  |  | R-410A | 1.95 | Residential & Commercial | USHP | Ducted CEE Tier 1
211243984 | Central HP <5.4 tons | COMFORTMAKER | HRCU-A-CB (Split System: Heat Pump with Remote Outdoor Unit-Air-Source) | DLCURAH24ABK |  |  | EN(A,D)4X24L17** | *80VTL0451412A* | 23800 | 16 | 8.5 | 26800 | 23200 | 86.57% | 1.92 | 0 | 10 |  |  |  |  | R-410A | 1.9833 | Residential & Commercial | USHP | Ducted CEE Tier 1
211244018 | Central HP <5.4 tons | COMFORTMAKER | HRCU-A-CB (Split System: Heat Pump with Remote Outdoor Unit-Air-Source) | DLCURAH24ABK |  |  | EN(A,D)4X24L17** | *80VTL0701716A* | 23600 | 16.5 | 8.5 | 26600 | 23400 | 87.97% | 1.94 | 0 | 10 |  |  |  |  | R-410A | 1.9667 | Residential & Commercial | USHP | Ducted CEE Tier 1
211244102 | Central HP <5.4 tons | COMFORTMAKER | HRCU-A-CB (Split System: Heat Pump with Remote Outdoor Unit-Air-Source) | DLCURAH24ABK |  |  | EN(A,D)4X24L17** | *80ES(N,L)0451412A* | 24200 | 15.5 | 8.5 | 27200 | 22600 | 83.09% | 1.86 | 0 | 10 |  |  |  |  | R-410A | 2.0167 | Residential & Commercial | USHP | Ducted CEE Tier 1
211242086 | Central HP <5.4 tons | AIRQUEST | HRCU-A-CB (Split System: Heat Pump with Remote Outdoor Unit-Air-Source) | DLCURAH24ABK |  |  | EA*4X36L17A* | *80ES(N,L)0451712A* | 24200 | 16.5 | 8.5 | 26200 | 22600 | 86.26% | 1.88 | 0 | 10 |  |  |  |  | R-410A | 2.0167 | Residential & Commercial | USHP | Ducted CEE Tier 1
211242188 | Central HP <5.4 tons | AIRQUEST | HRCU-A-CB (Split System: Heat Pump with Remote Outdoor Unit-Air-Source) | DLCURAH24ABK |  |  | EA*4X36L17A* | *92ESN0401712A* | 23800 | 16 | 8.5 | 26000 | 23200 | 89.23% | 1.9 | 0 | 10 |  |  |  |  | R-410A | 1.9833 | Residential & Commercial | USHP | Ducted CEE Tier 1
211242405 | Central HP <5.4 tons | AIRQUEST | HRCU-A-CB (Split System: Heat Pump with Remote Outdoor Unit-Air-Source) | DLCURAH24ABK |  |  | EA*4X36L21A* | *80VSL0702120A* | 24800 | 16.5 | 8.5 | 26600 | 22000 | 82.71% | 1.82 | 0 | 10 |  |  |  |  | R-410A | 2.0667 | Residential & Commercial | USHP | Ducted CEE Tier 1
211243054 | Central HP <5.4 tons | AIRQUEST | HRCU-A-CB (Split System: Heat Pump with Remote Outdoor Unit-Air-Source) | DLCURAH24ABK |  |  | EA*4X37L17A* | *80ES(N,L)0901714A* | 25000 | 16.5 | 8.5 | 25800 | 21200 | 82.17% | 1.78 | 0 | 10.5 |  |  |  |  | R-410A | 2.0833 | Residential & Commercial | USHP | Ducted CEE Tier 1
211243174 | Central HP <5.4 tons | AIRQUEST | HRCU-A-CB (Split System: Heat Pump with Remote Outdoor Unit-Air-Source) | DLCURAH24ABK |  |  | EA*4X37L17A* | OLV098A12* | 23800 | 16.5 | 8.1 | 25200 | 22200 | 88.1% | 1.84 | 0 | 10 |  |  |  |  | R-410A | 1.9833 | Residential & Commercial | USHP | Ducted CEE Tier 1
211243423 | Central HP <5.4 tons | AIRQUEST | HRCU-A-CB (Split System: Heat Pump with Remote Outdoor Unit-Air-Source) | DLCURAH24ABK |  |  | EA*4X37L21A* | *96VTN0801716A* | 24800 | 17 | 8.5 | 25600 | 21000 | 82.03% | 1.76 | 0 | 10.5 |  |  |  |  | R-410A | 2.0667 | Residential & Commercial | USHP | Ducted CEE Tier 1
211243506 | Central HP <5.4 tons | AIRQUEST | HRCU-A-CB (Split System: Heat Pump with Remote Outdoor Unit-Air-Source) | DLCURAH24ABK |  |  | EA*4X37L21A* | *80ES(N,L)0701712A* | 25000 | 16.5 | 8.5 | 25600 | 20800 | 81.25% | 1.76 | 0 | 10.5 |  |  |  |  | R-410A | 2.0833 | Residential & Commercial | USHP | Ducted CEE Tier 1
215588544 | Central HP <5.4 tons | BRYANT HEATING AND COOLING SYSTEMS | HRCU-A-CB (Split System: Heat Pump with Remote Outdoor Unit-Air-Source) | 291VAN054**AA* |  |  | CVAVA6121XMA*+UI | 83*CB36040C17*** | 52000 | 19.5 | 8.1 | 52000 | 44500 | 85.58% | 1.9 | 0 | 12.5 |  |  |  |  | R-454B | 4.3333 | Residential & Commercial | USHP | Ducted CEE Tier 1
215588448 | Central HP <5.4 tons | BRYANT HEATING AND COOLING SYSTEMS | HRCU-A-CB (Split System: Heat Pump with Remote Outdoor Unit-Air-Source) | 291VAN054**AA* |  |  | CSAH*6012AM*+UI | 986TD60080C21*** | 49500 | 18.5 | 10.5 | 52500 | 53500 | 101.9% | 1.9 | 0 | 11 |  |  |  |  | R-454B | 4.125 | Residential & Commercial | USHP | Ducted CEE Tier 1
211259672 | Central HP <5.4 tons | HEIL | HRCU-A-CB (Split System: Heat Pump with Remote Outdoor Unit-Air-Source) | DLCURAH18ABK |  |  | EA*4X19L17A* | *95ESU0401712A* | 18200 | 16.5 | 8.5 | 18100 | 17600 | 97.24% | 2.14 | 0 | 11 |  |  |  |  | R-410A | 1.5167 | Residential & Commercial | USHP | Ducted CEE Tier 1
211259863 | Central HP <5.4 tons | HEIL | HRCU-A-CB (Split System: Heat Pump with Remote Outdoor Unit-Air-Source) | DLCURAH18ABK |  |  | EA*4X19L17A* | *95ESN0261410A* | 18600 | 16 | 8.5 | 18600 | 17500 | 94.09% | 2.12 | 0 | 11 |  |  |  |  | R-410A | 1.55 | Residential & Commercial | USHP | Ducted CEE Tier 1
211259988 | Central HP <5.4 tons | HEIL | HRCU-A-CB (Split System: Heat Pump with Remote Outdoor Unit-Air-Source) | DLCURAH18ABK |  |  | EA*4X19L17A* | *92ESN0401712A* | 18300 | 15.5 | 8.5 | 18400 | 17600 | 95.65% | 2.12 | 0 | 10.5 |  |  |  |  | R-410A | 1.525 | Residential & Commercial | USHP | Ducted CEE Tier 1
211260381 | Central HP <5.4 tons | HEIL | HRCU-A-CB (Split System: Heat Pump with Remote Outdoor Unit-Air-Source) | DLCURAH18ABK |  |  | EA*4X24L17A* | *80ESU0401712A* | 18400 | 16.5 | 9 | 19200 | 18700 | 97.4% | 2.26 | 0 | 11 |  |  |  |  | R-410A | 1.5333 | Residential & Commercial | USHP | Ducted CEE Tier 1
212976024 | Central HP <5.4 tons | COMFORTMAKER | HRCU-A-CB (Split System: Heat Pump with Remote Outdoor Unit-Air-Source) | DLCURAH24ABK |  |  | EA*4X30L17A* | *96VTN0801716B* | 23400 | 17 | 8.5 | 26200 | 25000 | 95.42% | 2.08 | 0 | 10 |  |  |  |  | R-410A | 1.95 | Residential & Commercial | USHP | Ducted CEE Tier 1
212972147 | Central HP <5.4 tons | COMFORTMAKER | HRCU-A-CB (Split System: Heat Pump with Remote Outdoor Unit-Air-Source) | DLCURAH24ABK |  |  | EN(A,D)4X36L21** | *80VTL0902120B* | 23400 | 17 | 8.5 | 26200 | 24600 | 93.89% | 2.06 | 0 | 10 |  |  |  |  | R-410A | 1.95 | Residential & Commercial | USHP | Ducted CEE Tier 1
213770468 | Central HP <5.4 tons | AIRQUEST | HRCU-A-CB (Split System: Heat Pump with Remote Outdoor Unit-Air-Source) | HVH825GKA2* |  |  | EA*4X24L14A*+WALLCON | *80CTL0701412B* | 23400 | 16.5 | 8.1 | 22000 | 16800 | 76.36% | 1.9 | 0 | 10.5 |  |  |  |  | R-410A | 1.95 | Residential & Commercial | USHP | Ducted CEE Tier 1
211240103 | Central HP <5.4 tons | CARRIER | HRCU-A-CB (Split System: Heat Pump with Remote Outdoor Unit-Air-Source) | 38MURAQ24AB3* |  |  | CNPV*3017AL* | 59SC2D080E17**16 | 24200 | 17 | 8.1 | 26200 | 22800 | 87.02% | 1.88 | 0 | 10.5 |  |  |  |  | R-410A | 2.0167 | Residential & Commercial | USHP | Ducted CEE Tier 1
211240112 | Central HP <5.4 tons | CARRIER | HRCU-A-CB (Split System: Heat Pump with Remote Outdoor Unit-Air-Source) | 38MURAQ24AB3* |  |  | CNPV*3017AL* | OVMAAB042112 | 24000 | 16 | 8.1 | 26400 | 23000 | 87.12% | 1.88 | 0 | 10 |  |  |  |  | R-410A | 2 | Residential & Commercial | USHP | Ducted CEE Tier 1
211240119 | Central HP <5.4 tons | CARRIER | HRCU-A-CB (Split System: Heat Pump with Remote Outdoor Unit-Air-Source) | 38MURAQ24AB3* |  |  | CNPV*3617AL* | 59SP6A080V17**16 | 24200 | 16.5 | 8.1 | 26200 | 23000 | 87.79% | 1.9 | 0 | 10.5 |  |  |  |  | R-410A | 2.0167 | Residential & Commercial | USHP | Ducted CEE Tier 1
211240167 | Central HP <5.4 tons | CARRIER | HRCU-A-CB (Split System: Heat Pump with Remote Outdoor Unit-Air-Source) | 38MURAQ24AB3* |  |  | CNPV*3621AL* | 59TP6B100V21**22 | 23600 | 17 | 8.1 | 25800 | 23800 | 92.25% | 1.98 | 0 | 10.5 |  |  |  |  | R-410A | 1.9667 | Residential & Commercial | USHP | Ducted CEE Tier 1
211240185 | Central HP <5.4 tons | CARRIER | HRCU-A-CB (Split System: Heat Pump with Remote Outdoor Unit-Air-Source) | 38MURAQ24AB3* |  |  | CNPV*3621AL* | 59TP6B060V17**14 | 24000 | 16.5 | 8.1 | 26200 | 23200 | 88.55% | 1.92 | 0 | 10 |  |  |  |  | R-410A | 2 | Residential & Commercial | USHP | Ducted CEE Tier 1
213771198 | Central HP <5.4 tons | AIRQUEST | HRCU-A-CB (Split System: Heat Pump with Remote Outdoor Unit-Air-Source) | HVH825GKA2* |  |  | EA*4X37L21A*+WALLCON | *97CMN0801714B* | 24400 | 16.5 | 8.1 | 21200 | 16700 | 78.77% | 2.02 | 0 | 11 |  |  |  |  | R-410A | 2.0333 | Residential & Commercial | USHP | Ducted CEE Tier 1
213770568 | Central HP <5.4 tons | AIRQUEST | HRCU-A-CB (Split System: Heat Pump with Remote Outdoor Unit-Air-Source) | HVH825GKA2* |  |  | EA*4X24L17A*+WALLCON | *96CTN0601714B* | 23200 | 16 | 8.1 | 22000 | 16900 | 76.82% | 1.88 | 0 | 10.5 |  |  |  |  | R-410A | 1.9333 | Residential & Commercial | USHP | Ducted CEE Tier 1
213770588 | Central HP <5.4 tons | AIRQUEST | HRCU-A-CB (Split System: Heat Pump with Remote Outdoor Unit-Air-Source) | HVH825GKA2* |  |  | EA*4X25L17A*+WALLCON | *80CTL0451712B* | 24200 | 16.5 | 8.1 | 21400 | 16800 | 78.5% | 2 | 0 | 11 |  |  |  |  | R-410A | 2.0167 | Residential & Commercial | USHP | Ducted CEE Tier 1
211244150 | Central HP <5.4 tons | COMFORTMAKER | HRCU-A-CB (Split System: Heat Pump with Remote Outdoor Unit-Air-Source) | DLCURAH24ABK |  |  | EN(A,D)4X24L17** | *92ESN0601412A* | 24200 | 15.5 | 8.5 | 27200 | 22600 | 83.09% | 1.86 | 0 | 10 |  |  |  |  | R-410A | 2.0167 | Residential & Commercial | USHP | Ducted CEE Tier 1
211244216 | Central HP <5.4 tons | COMFORTMAKER | HRCU-A-CB (Split System: Heat Pump with Remote Outdoor Unit-Air-Source) | DLCURAH24ABK |  |  | EN(A,D)4X24L17** | *92ESN0401712A* | 23200 | 15.5 | 8.5 | 26600 | 24200 | 90.98% | 1.98 | 0 | 10 |  |  |  |  | R-410A | 1.9333 | Residential & Commercial | USHP | Ducted CEE Tier 1
212982221 | Central HP <5.4 tons | COMFORTMAKER | HRCU-A-CB (Split System: Heat Pump with Remote Outdoor Unit-Air-Source) | DLCURAH30ABK |  |  | END4X42L17** | *80MSU0401712A* | 29800 | 15.2 | 8.5 | 33600 | 27000 | 80.36% | 1.82 | 0 | 9 |  |  |  |  | R-410A | 2.4833 | Residential & Commercial | USHP
212982941 | Central HP <5.4 tons | COMFORTMAKER | HRCU-A-CB (Split System: Heat Pump with Remote Outdoor Unit-Air-Source) | DLCURAH30ABK |  |  | EA*4X37L21A* | *80MSU0802120A* | 30600 | 15.2 | 8.1 | 33400 | 26200 | 78.44% | 1.86 | 0 | 9 |  |  |  |  | R-410A | 2.55 | Residential & Commercial | USHP
213770518 | Central HP <5.4 tons | AIRQUEST | HRCU-A-CB (Split System: Heat Pump with Remote Outdoor Unit-Air-Source) | HVH825GKA2* |  |  | EA*4X24L17A*+WALLCON | *80CTL0901716B* | 23400 | 16.5 | 8.1 | 21800 | 16800 | 77.06% | 1.9 | 0 | 10.5 |  |  |  |  | R-410A | 1.95 | Residential & Commercial | USHP | Ducted CEE Tier 1
215429739 | Central HP <5.4 tons | AMANA | HRCU-A-CB (Split System: Heat Pump with Remote Outdoor Unit-Air-Source) | AZV7SA3610A* |  |  | AHVE48CP0300A* | 0 | 34800 | 18.5 | 8.5 | 35000 | 28400 | 81.14% | 2 | 0 | 10.5 |  |  |  |  | R-32 | 2.9 | Residential & Commercial | USHP | Ducted CEE Tier 1
215429186 | Central HP <5.4 tons | AMANA | HRCU-A-CB (Split System: Heat Pump with Remote Outdoor Unit-Air-Source) | AZV7SA2410A* |  |  | AHVE36CP1300A* | 0 | 23200 | 19 | 8.8 | 23200 | 17000 | 73.28% | 2 | 0 | 11 |  |  |  |  | R-32 | 1.9333 | Residential & Commercial | USHP | Ducted CEE Tier 1
212989316 | Central HP <5.4 tons | HEIL | HRCU-A-CB (Split System: Heat Pump with Remote Outdoor Unit-Air-Source) | DLCURAH18ABK |  |  | EN(A,D)4X24L17** | *95MSU0601716A* | 17300 | 16 | 8.1 | 18300 | 19200 | 104.9% | 2.32 | 0 | 10.5 |  |  |  |  | R-410A | 1.4417 | Residential & Commercial | USHP | Ducted CEE Tier 1
215588266 | Central HP <5.4 tons | BRYANT HEATING AND COOLING SYSTEMS | HRCU-A-CB (Split System: Heat Pump with Remote Outdoor Unit-Air-Source) | 291VAN054**AA* |  |  | CVAMA6124XMA*+UI | 83*CA60080C21*** | 53000 | 20 | 8.5 | 53000 | 46000 | 86.79% | 2 | 0 | 12.5 |  |  |  |  | R-454B | 4.4167 | Residential & Commercial | USHP | Ducted CEE Tier 1
215434189 | Central HP <5.4 tons | AMANA | HRCU-A-CB (Split System: Heat Pump with Remote Outdoor Unit-Air-Source) | AZV7SA3610A* |  |  | CHPEA4830*3A* | A*VT960804CNA* | 35000 | 18.5 | 8.1 | 35000 | 28400 | 81.14% | 2 | 0 | 10.5 |  |  |  |  | R-32 | 2.9167 | Residential & Commercial | USHP | Ducted CEE Tier 1
212972926 | Central HP <5.4 tons | COMFORTMAKER | HRCU-A-CB (Split System: Heat Pump with Remote Outdoor Unit-Air-Source) | DLCURAH24ABK |  |  | EA*4X30L14A* | *96VSN0401410B* | 23400 | 16 | 8.5 | 26400 | 24800 | 93.94% | 2.06 | 0 | 10 |  |  |  |  | R-410A | 1.95 | Residential & Commercial | USHP | Ducted CEE Tier 1
210692533 | Central HP <5.4 tons | AMANA | HRCU-A-CB (Split System: Heat Pump with Remote Outdoor Unit-Air-Source) | ASZV903610A* |  |  | CHPF3642C6C*+TXV | A*VC960403BNB* | 33400 | 18 | 8.2 | 34000 | 24400 | 71.76% | 1.8 | 0 | 11 |  |  |  |  | R-410A | 2.7833 | Residential & Commercial | USHP | Ducted CEE Tier 1
210692542 | Central HP <5.4 tons | AMANA | HRCU-A-CB (Split System: Heat Pump with Remote Outdoor Unit-Air-Source) | ASZV903610A* |  |  | CHPF3642C6C*+TXV | A*VM970804CNB* | 33400 | 18 | 8.2 | 34000 | 24400 | 71.76% | 1.8 | 0 | 11 |  |  |  |  | R-410A | 2.7833 | Residential & Commercial | USHP | Ducted CEE Tier 1
213771298 | Central HP <5.4 tons | AIRQUEST | HRCU-A-CB (Split System: Heat Pump with Remote Outdoor Unit-Air-Source) | HVH825GKA2* |  |  | EA*4X42L21A*+WALLCON | *95CSU0601716B* | 23600 | 16.5 | 8.1 | 21400 | 16700 | 78.04% | 1.96 | 0 | 10.5 |  |  |  |  | R-410A | 1.9667 | Residential & Commercial | USHP | Ducted CEE Tier 1
207436499 | Central HP <5.4 tons | LENNOX | HRCU-A-CB (Split System: Heat Pump with Remote Outdoor Unit-Air-Source) | SL25XPV-036-230A** |  |  | CX35-50/60C+TDR | SL280UH080NV60C* | 33800 | 21.6 | 8.7 | 34200 | 26600 | 77.78% | 1.82 | 14.5 | 13.5 |  |  |  |  | R-410A | 2.8167 | Residential & Commercial | USHP | Ducted CEE Tier 1
213927728 | Central HP <5.4 tons | ARMSTRONG AIR | HRCU-A-CB (Split System: Heat Pump with Remote Outdoor Unit-Air-Source) | 4SHP18LX136P |  |  | EAD4X-24B+TDR | A97DF2E045B12 | 23800 | 18 | 8.5 | 24000 | 17300 | 72.08% | 2.22 | 0 | 12.3 |  |  |  |  | R-410A | 1.9833 | Residential & Commercial | USHP | Ducted CEE Tier 1
207436609 | Central HP <5.4 tons | LENNOX | HRCU-A-CB (Split System: Heat Pump with Remote Outdoor Unit-Air-Source) | SL25XPV-048-230A** |  |  | CX35-60C+TDR | SL280UH110V60C* | 46000 | 20 | 9.5 | 44000 | 36200 | 82.27% | 1.92 | 12.5 | 12.5 |  |  |  |  | R-410A | 3.8333 | Residential & Commercial | USHP | Ducted CEE Tier 1
216835319 | Central HP <5.4 tons | GOODMAN | HRCU-A-CB (Split System: Heat Pump with Remote Outdoor Unit-Air-Source) | GZV7SA6010A* |  |  | CA*EA6030*3A*+MBVK16CP1X00A* | 0 | 52000 | 17 | 8.8 | 53500 | 46000 | 85.98% | 2 | 0 | 9.8 |  |  |  |  | R-32 | 4.3333 | Residential & Commercial | USHP
216835335 | Central HP <5.4 tons | GOODMAN | HRCU-A-CB (Split System: Heat Pump with Remote Outdoor Unit-Air-Source) | GZV7SA6010A* |  |  | CHPEA6030*3A* | G*VT960804CNA* | 52000 | 15.2 | 8.5 | 52500 | 45000 | 85.71% | 1.8 | 0 | 9.8 |  |  |  |  | R-32 | 4.3333 | Residential & Commercial | USHP
206136143 | Central HP <5.4 tons | TEMPSTAR | HRCU-A-CB (Split System: Heat Pump with Remote Outdoor Unit-Air-Source) | TVH837GKA** |  |  | EA*4X43L21A*+WALLCON | *95CSU0802120A* | 33000 | 17.5 | 8.5 | 32800 | 25000 | 76.22% | 2 | 12 | 11.5 |  |  |  |  | R-410A | 2.75 | Residential & Commercial | USHP | Ducted CEE Tier 1
207805727 | Central HP <5.4 tons | AMERICAN STANDARD | HRCU-A-CB (Split System: Heat Pump with Remote Outdoor Unit-Air-Source) | 4A6V8X60A1 |  |  | 4TXCD010DS3+P0V0D000M50SC+RP | 0 | 54000 | 18 | 8.2 | 51500 | 39000 | 75.73% | 1.75 | 12.5 | 12 |  |  |  |  | R-410A | 4.5 | Residential & Commercial | USHP | Ducted CEE Tier 1
214570759 | Central HP <5.4 tons | BRYANT HEATING AND COOLING SYSTEMS | HRCU-A-CB (Split System: Heat Pump with Remote Outdoor Unit-Air-Source) | 288BNV025*0**C* |  |  | CAP**4824AL*+UI | 987MC60060C21*** | 24000 | 16.5 | 8.5 | 21000 | 16600 | 79.05% | 2 | 0 | 10.5 |  |  |  |  | R-410A | 2 | Residential & Commercial | USHP | Ducted CEE Tier 1
214572579 | Central HP <5.4 tons | BRYANT HEATING AND COOLING SYSTEMS | HRCU-A-CB (Split System: Heat Pump with Remote Outdoor Unit-Air-Source) | 288BNV037*0**A* |  |  | CAP**3721AL*+UI | 986TD60080C21*** | 33000 | 17.5 | 8.5 | 32600 | 25000 | 76.69% | 2 | 0 | 11.5 |  |  |  |  | R-410A | 2.75 | Residential & Commercial | USHP | Ducted CEE Tier 1
214572599 | Central HP <5.4 tons | BRYANT HEATING AND COOLING SYSTEMS | HRCU-A-CB (Split System: Heat Pump with Remote Outdoor Unit-Air-Source) | 288BNV037*0**A* |  |  | CAP**4221AL*+UI | 935CB60080C21*** | 31800 | 17 | 8.5 | 33000 | 24400 | 73.94% | 1.9 | 0 | 11 |  |  |  |  | R-410A | 2.65 | Residential & Commercial | USHP | Ducted CEE Tier 1
214572949 | Central HP <5.4 tons | BRYANT HEATING AND COOLING SYSTEMS | HRCU-A-CB (Split System: Heat Pump with Remote Outdoor Unit-Air-Source) | 288BNV037*0**A* |  |  | CAP**6121AL*+UI | 88*TB60070C21*** | 33200 | 17.5 | 8.5 | 32000 | 25000 | 78.12% | 2 | 0 | 11.5 |  |  |  |  | R-410A | 2.7667 | Residential & Commercial | USHP | Ducted CEE Tier 1
206133785 | Central HP <5.4 tons | TEMPSTAR | HRCU-A-CB (Split System: Heat Pump with Remote Outdoor Unit-Air-Source) | TVH825GKA2* |  |  | EA*4X36L21A*+WALLCON | *95CSU0802120A* | 23600 | 16.5 | 8.1 | 21400 | 16600 | 77.57% | 1.94 | 11 | 11 |  |  |  |  | R-410A | 1.9667 | Residential & Commercial | USHP | Ducted CEE Tier 1
214572999 | Central HP <5.4 tons | BRYANT HEATING AND COOLING SYSTEMS | HRCU-A-CB (Split System: Heat Pump with Remote Outdoor Unit-Air-Source) | 288BNV037*0**A* |  |  | CAP**6121AL*+UI | 986TD60080C21*** | 33200 | 18.5 | 8.5 | 31800 | 24800 | 77.99% | 2 | 0 | 11.5 |  |  |  |  | R-410A | 2.7667 | Residential & Commercial | USHP | Ducted CEE Tier 1
214573049 | Central HP <5.4 tons | BRYANT HEATING AND COOLING SYSTEMS | HRCU-A-CB (Split System: Heat Pump with Remote Outdoor Unit-Air-Source) | 288BNV037*0**A* |  |  | CAP**6124AL*+UI | 987MC60080C21*** | 33200 | 17.5 | 8.5 | 31800 | 24800 | 77.99% | 2 | 0 | 11.5 |  |  |  |  | R-410A | 2.7667 | Residential & Commercial | USHP | Ducted CEE Tier 1
214573149 | Central HP <5.4 tons | BRYANT HEATING AND COOLING SYSTEMS | HRCU-A-CB (Split System: Heat Pump with Remote Outdoor Unit-Air-Source) | 288BNV037*0**A* |  |  | CSPH*4212AL*+UI | 935CB66100C21*** | 32600 | 17 | 8.5 | 32800 | 24800 | 75.61% | 1.96 | 0 | 11 |  |  |  |  | R-410A | 2.7167 | Residential & Commercial | USHP | Ducted CEE Tier 1
213078872 | Central HP <5.4 tons | HEIL | HRCU-A-CB (Split System: Heat Pump with Remote Outdoor Unit-Air-Source) | DLCURAH36ABK |  |  | EA*4X42L21A* | *80MSU1002120A* | 35200 | 16 | 8.5 | 38500 | 35000 | 90.91% | 1.88 | 0 | 9.5 |  |  |  |  | R-410A | 2.9333 | Residential & Commercial | USHP
211230844 | Central HP <5.4 tons | HEIL | HRCU-A-CB (Split System: Heat Pump with Remote Outdoor Unit-Air-Source) | DLCURAH36ABK |  |  | FEM4X42**BL | 0 | 37000 | 16 | 8.1 | 38500 | 34800 | 90.39% | 2 | 0 | 10 |  |  |  |  | R-410A | 3.0833 | Residential & Commercial | USHP | Ducted CEE Tier 1
206771936 | Central HP <5.4 tons | TEMPSTAR | HRCU-A-CB (Split System: Heat Pump with Remote Outdoor Unit-Air-Source) | TVH837GKA2* |  |  | EA*4X48L24A*+WALLCON | *97CMN1002122A* | 32400 | 17.5 | 8.5 | 32600 | 24800 | 76.07% | 2 | 12 | 11.7 |  |  |  |  | R-410A | 2.7 | Residential & Commercial | USHP | Ducted CEE Tier 1
207252285 | Central HP <5.4 tons | AMERICAN STANDARD | HRCU-A-CB (Split System: Heat Pump with Remote Outdoor Unit-Air-Source) | 4A6C7048A3 |  |  | 4PX*DU48BS3 | L8V1C100U5VSA | 45500 | 17 | 8.1 | 47500 | 45500 | 95.79% | 3.4 | 12.5 | 12 |  |  |  |  | R-410A | 3.7917 | Residential & Commercial | USHP | Ducted CEE Tier 1
214066521 | Central HP <5.4 tons | SURE | HRCU-A-CB (Split System: Heat Pump with Remote Outdoor Unit-Air-Source) | RD17AZ36AJ3N |  |  | TCFZ3621MTANM | S951V0603A17UHU | 34200 | 18 | 8.1 | 34200 | 29800 | 87.13% | 1.9 | 0 | 10 |  |  |  |  | R-410A | 2.85 | Residential & Commercial | USHP | Ducted CEE Tier 1
215429737 | Central HP <5.4 tons | AMANA | HRCU-A-CB (Split System: Heat Pump with Remote Outdoor Unit-Air-Source) | AZV7SA3610A* |  |  | AHVE42CP0300A* | 0 | 34800 | 18.5 | 8.5 | 35000 | 28400 | 81.14% | 2 | 0 | 10.5 |  |  |  |  | R-32 | 2.9 | Residential & Commercial | USHP | Ducted CEE Tier 1
215434303 | Central HP <5.4 tons | AMANA | HRCU-A-CB (Split System: Heat Pump with Remote Outdoor Unit-Air-Source) | AZV7SA4210A* |  |  | CHPEA6030*3A* | A*VT800805D*A* | 40500 | 17 | 8.6 | 41000 | 31000 | 75.61% | 2 | 0 | 10 |  |  |  |  | R-32 | 3.375 | Residential & Commercial | USHP | Ducted CEE Tier 1
210692567 | Central HP <5.4 tons | AMANA | HRCU-A-CB (Split System: Heat Pump with Remote Outdoor Unit-Air-Source) | ASZV903610A* |  |  | CSCF3642N6D*+TXV | A*VC800804C*A* | 33800 | 18.5 | 8.2 | 34000 | 24400 | 71.76% | 1.8 | 0 | 11.5 |  |  |  |  | R-410A | 2.8167 | Residential & Commercial | USHP | Ducted CEE Tier 1
210929567 | Central HP <5.4 tons | TRANE | HRCU-A-CB (Split System: Heat Pump with Remote Outdoor Unit-Air-Source) | 4TWV0X60A1 |  |  | TAMXB0C60V51 | 0 | 53000 | 19 | 8.2 | 50000 | 39500 | 79% | 1.76 | 12 | 12 |  |  |  |  | R-410A | 4.4167 | Residential & Commercial | USHP | Ducted CEE Tier 1
211240192 | Central HP <5.4 tons | CARRIER | HRCU-A-CB (Split System: Heat Pump with Remote Outdoor Unit-Air-Source) | 38MURAQ24AB3* |  |  | CNPV*3621AL* | 58S(B,C)*A090E17**14 | 24600 | 16.5 | 8.5 | 26400 | 22400 | 84.85% | 1.86 | 0 | 10.5 |  |  |  |  | R-410A | 2.05 | Residential & Commercial | USHP | Ducted CEE Tier 1
213080453 | Central HP <5.4 tons | HEIL | HRCU-A-CB (Split System: Heat Pump with Remote Outdoor Unit-Air-Source) | DLCURAH36ABK |  |  | EN(A,D)4X48L24** | *96MSN1002122A* | 36000 | 16.5 | 8.1 | 38500 | 34800 | 90.39% | 2.02 | 0 | 10 |  |  |  |  | R-410A | 3 | Residential & Commercial | USHP | Ducted CEE Tier 1
210692502 | Central HP <5.4 tons | AMANA | HRCU-A-CB (Split System: Heat Pump with Remote Outdoor Unit-Air-Source) | ASZV903610A* |  |  | CA*F3137*6A*+TXV | A*VC960803BNB* | 33600 | 18.5 | 8.2 | 34000 | 24400 | 71.76% | 1.8 | 0 | 11.5 |  |  |  |  | R-410A | 2.8 | Residential & Commercial | USHP | Ducted CEE Tier 1
210692518 | Central HP <5.4 tons | AMANA | HRCU-A-CB (Split System: Heat Pump with Remote Outdoor Unit-Air-Source) | ASZV903610A* |  |  | CA*F3743*6D*+TXV | A*VC961005CNB* | 33600 | 19 | 8.2 | 34000 | 24400 | 71.76% | 1.8 | 0 | 12 |  |  |  |  | R-410A | 2.8 | Residential & Commercial | USHP | Ducted CEE Tier 1
211260822 | Central HP <5.4 tons | HEIL | HRCU-A-CB (Split System: Heat Pump with Remote Outdoor Unit-Air-Source) | DLCURAH18ABK |  |  | EA*4X25L17A* | *80ESU0401712A* | 19000 | 16.5 | 8.5 | 18600 | 17200 | 92.47% | 2.12 | 0 | 11 |  |  |  |  | R-410A | 1.5833 | Residential & Commercial | USHP | Ducted CEE Tier 1
211239815 | Central HP <5.4 tons | CARRIER | HRCU-A-CB (Split System: Heat Pump with Remote Outdoor Unit-Air-Source) | 38MURAQ24AB3* |  |  | CAP**3617AL* | 58S(B,C)*A070E17**16 | 25000 | 16 | 8.5 | 26800 | 21800 | 81.34% | 1.8 | 0 | 10 |  |  |  |  | R-410A | 2.0833 | Residential & Commercial | USHP | Ducted CEE Tier 1
211239832 | Central HP <5.4 tons | CARRIER | HRCU-A-CB (Split System: Heat Pump with Remote Outdoor Unit-Air-Source) | 38MURAQ24AB3* |  |  | CAP**3617AL* | 59TP6B060V14**12 | 23600 | 16.5 | 8.5 | 25800 | 23400 | 90.7% | 1.94 | 0 | 10 |  |  |  |  | R-410A | 1.9667 | Residential & Commercial | USHP | Ducted CEE Tier 1
211239848 | Central HP <5.4 tons | CARRIER | HRCU-A-CB (Split System: Heat Pump with Remote Outdoor Unit-Air-Source) | 38MURAQ24AB3* |  |  | CAP**3617AL* | OVMAAB036098 | 23600 | 16.5 | 8.5 | 25800 | 23400 | 90.7% | 1.94 | 0 | 10 |  |  |  |  | R-410A | 1.9667 | Residential & Commercial | USHP | Ducted CEE Tier 1
211239879 | Central HP <5.4 tons | CARRIER | HRCU-A-CB (Split System: Heat Pump with Remote Outdoor Unit-Air-Source) | 38MURAQ24AB3* |  |  | CAP**3621AL* | 59TP6B060V17**14 | 24000 | 16.5 | 8.5 | 26000 | 22800 | 87.69% | 1.88 | 0 | 10 |  |  |  |  | R-410A | 2 | Residential & Commercial | USHP | Ducted CEE Tier 1
211239929 | Central HP <5.4 tons | CARRIER | HRCU-A-CB (Split System: Heat Pump with Remote Outdoor Unit-Air-Source) | 38MURAQ24AB3* |  |  | CAP**3717AL* | 59TP6B060V17**14 | 24400 | 16.5 | 8.5 | 25600 | 21600 | 84.38% | 1.8 | 0 | 10 |  |  |  |  | R-410A | 2.0333 | Residential & Commercial | USHP | Ducted CEE Tier 1
211239949 | Central HP <5.4 tons | CARRIER | HRCU-A-CB (Split System: Heat Pump with Remote Outdoor Unit-Air-Source) | 38MURAQ24AB3* |  |  | CAP**3721AL* | 59SP6A060V17**14 | 24800 | 16.5 | 8.5 | 25600 | 21000 | 82.03% | 1.76 | 0 | 10 |  |  |  |  | R-410A | 2.0667 | Residential & Commercial | USHP | Ducted CEE Tier 1
211239979 | Central HP <5.4 tons | CARRIER | HRCU-A-CB (Split System: Heat Pump with Remote Outdoor Unit-Air-Source) | 38MURAQ24AB3* |  |  | CAP**3721AL* | 58S(B,C)*A070E17**12 | 25000 | 16.5 | 8.5 | 25600 | 20800 | 81.25% | 1.76 | 0 | 10.5 |  |  |  |  | R-410A | 2.0833 | Residential & Commercial | USHP | Ducted CEE Tier 1
211239981 | Central HP <5.4 tons | CARRIER | HRCU-A-CB (Split System: Heat Pump with Remote Outdoor Unit-Air-Source) | 38MURAQ24AB3* |  |  | CAP**3721AL* | 58S(B,C)*A090E17**14 | 25400 | 17 | 8.5 | 25800 | 20600 | 79.84% | 1.76 | 0 | 10.5 |  |  |  |  | R-410A | 2.1167 | Residential & Commercial | USHP | Ducted CEE Tier 1
211239997 | Central HP <5.4 tons | CARRIER | HRCU-A-CB (Split System: Heat Pump with Remote Outdoor Unit-Air-Source) | 38MURAQ24AB3* |  |  | CNPV*2414AL* | 58SP*A045V14**12 | 23800 | 16 | 8.5 | 26800 | 23200 | 86.57% | 1.9 | 0 | 10 |  |  |  |  | R-410A | 1.9833 | Residential & Commercial | USHP | Ducted CEE Tier 1
211239998 | Central HP <5.4 tons | CARRIER | HRCU-A-CB (Split System: Heat Pump with Remote Outdoor Unit-Air-Source) | 38MURAQ24AB3* |  |  | CNPV*2414AL* | 59SP6A040V14**10 | 23400 | 15.5 | 8.5 | 26600 | 24000 | 90.23% | 1.96 | 0 | 10 |  |  |  |  | R-410A | 1.95 | Residential & Commercial | USHP | Ducted CEE Tier 1
211240013 | Central HP <5.4 tons | CARRIER | HRCU-A-CB (Split System: Heat Pump with Remote Outdoor Unit-Air-Source) | 38MURAQ24AB3* |  |  | CNPV*2417AL* | 59SP6A060V17**14 | 23600 | 16 | 8.5 | 26800 | 23400 | 87.31% | 1.92 | 0 | 10 |  |  |  |  | R-410A | 1.9667 | Residential & Commercial | USHP | Ducted CEE Tier 1
211240016 | Central HP <5.4 tons | CARRIER | HRCU-A-CB (Split System: Heat Pump with Remote Outdoor Unit-Air-Source) | 38MURAQ24AB3* |  |  | CNPV*2417AL* | 59SP6A060V14**12 | 23200 | 16 | 8.5 | 26400 | 24600 | 93.18% | 2.04 | 0 | 10 |  |  |  |  | R-410A | 1.9333 | Residential & Commercial | USHP | Ducted CEE Tier 1
211240149 | Central HP <5.4 tons | CARRIER | HRCU-A-CB (Split System: Heat Pump with Remote Outdoor Unit-Air-Source) | 38MURAQ24AB3* |  |  | CNPV*3617AL* | 59SC5B080E17**16 | 24600 | 15.5 | 8.1 | 26800 | 22200 | 82.84% | 1.82 | 0 | 10 |  |  |  |  | R-410A | 2.05 | Residential & Commercial | USHP | Ducted CEE Tier 1
211260352 | Central HP <5.4 tons | BRYANT HEATING AND COOLING SYSTEMS | HRCU-A-CB (Split System: Heat Pump with Remote Outdoor Unit-Air-Source) | 38MURAQ18AB3* |  |  | CAP**2417AL* | 82*SA48045V17*** | 17600 | 16 | 8.5 | 18500 | 19100 | 103.2% | 2.3 | 0 | 10.5 |  |  |  |  | R-410A | 1.4667 | Residential & Commercial | USHP | Ducted CEE Tier 1
214573699 | Central HP <5.4 tons | BRYANT HEATING AND COOLING SYSTEMS | HRCU-A-CB (Split System: Heat Pump with Remote Outdoor Unit-Air-Source) | 288BNV037*0**B* |  |  | CAP**3721AL*+UI | 987MC60060C21*** | 32800 | 17 | 8.5 | 33000 | 25400 | 76.97% | 1.98 | 0 | 11 |  |  |  |  | R-410A | 2.7333 | Residential & Commercial | USHP | Ducted CEE Tier 1
211260505 | Central HP <5.4 tons | BRYANT HEATING AND COOLING SYSTEMS | HRCU-A-CB (Split System: Heat Pump with Remote Outdoor Unit-Air-Source) | 38MURAQ18AB3* |  |  | CAP**2417AL* | 915SB30026E14*** | 18000 | 15.5 | 8.5 | 19000 | 18900 | 99.47% | 2.26 | 0 | 10.5 |  |  |  |  | R-410A | 1.5 | Residential & Commercial | USHP | Ducted CEE Tier 1
211260703 | Central HP <5.4 tons | BRYANT HEATING AND COOLING SYSTEMS | HRCU-A-CB (Split System: Heat Pump with Remote Outdoor Unit-Air-Source) | 38MURAQ18AB3* |  |  | CAP**2517AL* | 926SA42060V17*** | 18200 | 16 | 8.5 | 18100 | 17600 | 97.24% | 2.12 | 0 | 11 |  |  |  |  | R-410A | 1.5167 | Residential & Commercial | USHP | Ducted CEE Tier 1
212983257 | Central HP <5.4 tons | HEIL | HRCU-A-CB (Split System: Heat Pump with Remote Outdoor Unit-Air-Source) | DLCURAH18ABK |  |  | EA*4X19L17A* | *92MSN0401712A* | 17700 | 16 | 8.1 | 17900 | 18000 | 100.6% | 2.16 | 0 | 10.5 |  |  |  |  | R-410A | 1.475 | Residential & Commercial | USHP | Ducted CEE Tier 1
214229026 | Central HP <5.4 tons | HEIL | HRCU-A-CB (Split System: Heat Pump with Remote Outdoor Unit-Air-Source) | DLCURAH18ABK |  |  | EN(A,D)4X30L17** | *80MSU0601716A* | 17800 | 16.5 | 8.1 | 18300 | 18500 | 101.1% | 2.22 | 0 | 11 |  |  |  |  | R-410A | 1.4833 | Residential & Commercial | USHP | Ducted CEE Tier 1
211239734 | Central HP <5.4 tons | CARRIER | HRCU-A-CB (Split System: Heat Pump with Remote Outdoor Unit-Air-Source) | 38MURAQ24AB3* |  |  | CAP**2517AL* | 58S(B,C)*A045E17**12 | 24800 | 17 | 8.5 | 25600 | 21200 | 82.81% | 1.78 | 0 | 10.5 |  |  |  |  | R-410A | 2.0667 | Residential & Commercial | USHP | Ducted CEE Tier 1
211239736 | Central HP <5.4 tons | CARRIER | HRCU-A-CB (Split System: Heat Pump with Remote Outdoor Unit-Air-Source) | 38MURAQ24AB3* |  |  | CAP**2517AL* | 58S(B,C)*A090E17**14 | 25200 | 17 | 8.5 | 25800 | 20800 | 80.62% | 1.76 | 0 | 10.5 |  |  |  |  | R-410A | 2.1 | Residential & Commercial | USHP | Ducted CEE Tier 1
211239743 | Central HP <5.4 tons | CARRIER | HRCU-A-CB (Split System: Heat Pump with Remote Outdoor Unit-Air-Source) | 38MURAQ24AB3* |  |  | CAP**2517AL* | 59SC2D040E17**12 | 24200 | 16 | 8.1 | 25400 | 21600 | 85.04% | 1.78 | 0 | 10 |  |  |  |  | R-410A | 2.0167 | Residential & Commercial | USHP | Ducted CEE Tier 1
216679711 | Central HP <5.4 tons | BRYANT HEATING AND COOLING SYSTEMS | HRCU-A-CB (Split System: Heat Pump with Remote Outdoor Unit-Air-Source) | 38MURAQ18AB3* |  |  | CAP**2417AL* | 927TA48060V17*** | 17400 | 16 | 8.5 | 18300 | 19100 | 104.4% | 2.18 | 0 | 10.5 |  |  |  |  | R-410A | 1.45 | Residential & Commercial | USHP | Ducted CEE Tier 1
216680863 | Central HP <5.4 tons | BRYANT HEATING AND COOLING SYSTEMS | HRCU-A-CB (Split System: Heat Pump with Remote Outdoor Unit-Air-Source) | 38MURAQ18AB3* |  |  | CAP**3017AL* | 927TA48080V17*** | 17400 | 16 | 8.5 | 17900 | 18300 | 102.2% | 2.14 | 0 | 10.5 |  |  |  |  | R-410A | 1.45 | Residential & Commercial | USHP | Ducted CEE Tier 1
211239750 | Central HP <5.4 tons | CARRIER | HRCU-A-CB (Split System: Heat Pump with Remote Outdoor Unit-Air-Source) | 38MURAQ24AB3* |  |  | CAP**3014AL* | 59SP6A040V14**10 | 23600 | 15.5 | 8.5 | 26200 | 23600 | 90.08% | 1.94 | 0 | 10 |  |  |  |  | R-410A | 1.9667 | Residential & Commercial | USHP | Ducted CEE Tier 1
211239791 | Central HP <5.4 tons | CARRIER | HRCU-A-CB (Split System: Heat Pump with Remote Outdoor Unit-Air-Source) | 38MURAQ24AB3* |  |  | CAP**3017AL* | 58S(B,C)*A045E14**12 | 24600 | 16 | 8.5 | 26600 | 22600 | 84.96% | 1.84 | 0 | 10 |  |  |  |  | R-410A | 2.05 | Residential & Commercial | USHP | Ducted CEE Tier 1
211239834 | Central HP <5.4 tons | CARRIER | HRCU-A-CB (Split System: Heat Pump with Remote Outdoor Unit-Air-Source) | 38MURAQ24AB3* |  |  | CAP**3617AL* | 59TP6B060V17**14 | 24000 | 16.5 | 8.5 | 26000 | 22800 | 87.69% | 1.88 | 0 | 10 |  |  |  |  | R-410A | 2 | Residential & Commercial | USHP | Ducted CEE Tier 1
211239836 | Central HP <5.4 tons | CARRIER | HRCU-A-CB (Split System: Heat Pump with Remote Outdoor Unit-Air-Source) | 38MURAQ24AB3* |  |  | CAP**3617AL* | 58S(B,C)*A045E17**12 | 24200 | 16.5 | 8.5 | 26200 | 22600 | 86.26% | 1.88 | 0 | 10 |  |  |  |  | R-410A | 2.0167 | Residential & Commercial | USHP | Ducted CEE Tier 1
211239843 | Central HP <5.4 tons | CARRIER | HRCU-A-CB (Split System: Heat Pump with Remote Outdoor Unit-Air-Source) | 38MURAQ24AB3* |  |  | CAP**3617AL* | 59SC5B080E17**16 | 24800 | 15.5 | 8.5 | 26800 | 22000 | 82.09% | 1.8 | 0 | 10 |  |  |  |  | R-410A | 2.0667 | Residential & Commercial | USHP | Ducted CEE Tier 1
211239868 | Central HP <5.4 tons | CARRIER | HRCU-A-CB (Split System: Heat Pump with Remote Outdoor Unit-Air-Source) | 38MURAQ24AB3* |  |  | CAP**3621AL* | 58SP*A070V21**20 | 24800 | 16.5 | 8.5 | 26600 | 22000 | 82.71% | 1.82 | 0 | 10 |  |  |  |  | R-410A | 2.0667 | Residential & Commercial | USHP | Ducted CEE Tier 1
211239875 | Central HP <5.4 tons | CARRIER | HRCU-A-CB (Split System: Heat Pump with Remote Outdoor Unit-Air-Source) | 38MURAQ24AB3* |  |  | CAP**3621AL* | 59SC5B080E21**20 | 24800 | 16.5 | 8.5 | 26600 | 22000 | 82.71% | 1.82 | 0 | 10 |  |  |  |  | R-410A | 2.0667 | Residential & Commercial | USHP | Ducted CEE Tier 1
211240210 | Central HP <5.4 tons | CARRIER | HRCU-A-CB (Split System: Heat Pump with Remote Outdoor Unit-Air-Source) | 38MURAQ24AB3* |  |  | FB4CNP025L | 0 | 23800 | 17.5 | 8.5 | 26000 | 23800 | 91.54% | 2 | 0 | 10 |  |  |  |  | R-410A | 1.9833 | Residential & Commercial | USHP | Ducted CEE Tier 1
211240217 | Central HP <5.4 tons | CARRIER | HRCU-A-CB (Split System: Heat Pump with Remote Outdoor Unit-Air-Source) | 38MURAQ24AB3* |  |  | FMA4X24**AL* | 0 | 23600 | 17 | 9 | 27200 | 25600 | 94.12% | 2.14 | 0 | 10 |  |  |  |  | R-410A | 1.9667 | Residential & Commercial | USHP | Ducted CEE Tier 1
211239909 | Central HP <5.4 tons | CARRIER | HRCU-A-CB (Split System: Heat Pump with Remote Outdoor Unit-Air-Source) | 38MURAQ24AB3* |  |  | CAP**3717AL* | 59SU5A040E17**12 | 24000 | 17 | 8.5 | 25200 | 22000 | 87.3% | 1.84 | 0 | 10 |  |  |  |  | R-410A | 2 | Residential & Commercial | USHP | Ducted CEE Tier 1
211239950 | Central HP <5.4 tons | CARRIER | HRCU-A-CB (Split System: Heat Pump with Remote Outdoor Unit-Air-Source) | 38MURAQ24AB3* |  |  | CAP**3721AL* | 59SP6A080V21**20 | 24600 | 17 | 8.5 | 25200 | 21000 | 83.33% | 1.78 | 0 | 10.5 |  |  |  |  | R-410A | 2.05 | Residential & Commercial | USHP | Ducted CEE Tier 1
211239984 | Central HP <5.4 tons | CARRIER | HRCU-A-CB (Split System: Heat Pump with Remote Outdoor Unit-Air-Source) | 38MURAQ24AB3* |  |  | CAP**3721AL* | 59SC2D060E17**14 | 25000 | 17 | 8.5 | 25600 | 20800 | 81.25% | 1.76 | 0 | 10.5 |  |  |  |  | R-410A | 2.0833 | Residential & Commercial | USHP | Ducted CEE Tier 1
211239993 | Central HP <5.4 tons | CARRIER | HRCU-A-CB (Split System: Heat Pump with Remote Outdoor Unit-Air-Source) | 38MURAQ24AB3* |  |  | CAP**3721AL* | OVMAAB036098 | 24400 | 17 | 8.5 | 25200 | 21200 | 84.13% | 1.78 | 0 | 10 |  |  |  |  | R-410A | 2.0333 | Residential & Commercial | USHP | Ducted CEE Tier 1
211239995 | Central HP <5.4 tons | CARRIER | HRCU-A-CB (Split System: Heat Pump with Remote Outdoor Unit-Air-Source) | 38MURAQ24AB3* |  |  | CAP**3721AL* | OVMAAB042112 | 25000 | 16 | 8.5 | 25600 | 21000 | 82.03% | 1.76 | 0 | 10 |  |  |  |  | R-410A | 2.0833 | Residential & Commercial | USHP | Ducted CEE Tier 1
211240052 | Central HP <5.4 tons | CARRIER | HRCU-A-CB (Split System: Heat Pump with Remote Outdoor Unit-Air-Source) | 38MURAQ24AB3* |  |  | CNPV*2417AL* | OVMAAB036098 | 23400 | 16 | 8.5 | 26600 | 24000 | 90.23% | 1.98 | 0 | 10 |  |  |  |  | R-410A | 1.95 | Residential & Commercial | USHP | Ducted CEE Tier 1
211240093 | Central HP <5.4 tons | CARRIER | HRCU-A-CB (Split System: Heat Pump with Remote Outdoor Unit-Air-Source) | 38MURAQ24AB3* |  |  | CNPV*3017AL* | 59TP6B040V14**10 | 23400 | 16 | 8.1 | 25800 | 24000 | 93.02% | 2 | 0 | 10 |  |  |  |  | R-410A | 1.95 | Residential & Commercial | USHP | Ducted CEE Tier 1
210532880 | Central HP <5.4 tons | CARRIER | HRCU-A-CB (Split System: Heat Pump with Remote Outdoor Unit-Air-Source) | 25VNA448A*031* |  |  | CAP**6124AL*+UI | 58TN*A090C21**20 | 45500 | 21.5 | 9.5 | 46000 | 36200 | 78.7% | 2.36 | 0 | 12 |  |  |  |  | R-410A | 3.7917 | Residential & Commercial | USHP | Ducted CEE Tier 1
210532964 | Central HP <5.4 tons | CARRIER | HRCU-A-CB (Split System: Heat Pump with Remote Outdoor Unit-Air-Source) | 25VNA424A*031* |  |  | CAP**2517AL*+UI | 58TN*A070C14**12 | 24200 | 21.5 | 10.5 | 26400 | 19700 | 74.62% | 2.54 | 0 | 13.5 |  |  |  |  | R-410A | 2.0167 | Residential & Commercial | USHP | Ducted CEE Tier 1
210532966 | Central HP <5.4 tons | CARRIER | HRCU-A-CB (Split System: Heat Pump with Remote Outdoor Unit-Air-Source) | 25VNA424A*031* |  |  | CAP**2517AL*+UI | 58TN*A090C17**16 | 24200 | 21.5 | 10.5 | 26400 | 19600 | 74.24% | 2.56 | 0 | 13.5 |  |  |  |  | R-410A | 2.0167 | Residential & Commercial | USHP | Ducted CEE Tier 1
211243764 | Central HP <5.4 tons | COMFORTMAKER | HRCU-A-CB (Split System: Heat Pump with Remote Outdoor Unit-Air-Source) | DLCURAH24ABK |  |  | EN(A,D)4X24L14** | *96VTN0401410A* | 23400 | 15.5 | 8.5 | 26600 | 24000 | 90.23% | 1.96 | 0 | 10 |  |  |  |  | R-410A | 1.95 | Residential & Commercial | USHP | Ducted CEE Tier 1
207252292 | Central HP <5.4 tons | AMERICAN STANDARD | HRCU-A-CB (Split System: Heat Pump with Remote Outdoor Unit-Air-Source) | 4A6C7048A4 |  |  | 4PX*CU60BS3 | L8V1C100U5VSA | 48000 | 17 | 8.1 | 48500 | 48000 | 98.97% | 3.6 | 12.5 | 12 |  |  |  |  | R-410A | 4 | Residential & Commercial | USHP | Ducted CEE Tier 1
210532982 | Central HP <5.4 tons | CARRIER | HRCU-A-CB (Split System: Heat Pump with Remote Outdoor Unit-Air-Source) | 25VNA424A*031* |  |  | CAP**3017AL*+UI | 59TN6B080C17**14 | 23200 | 20 | 10 | 26800 | 20000 | 74.63% | 2.36 | 0 | 13 |  |  |  |  | R-410A | 1.9333 | Residential & Commercial | USHP | Ducted CEE Tier 1
210532996 | Central HP <5.4 tons | CARRIER | HRCU-A-CB (Split System: Heat Pump with Remote Outdoor Unit-Air-Source) | 25VNA424A*031* |  |  | CAP**3721AL*+UI | 58CU*A040C17**12 | 24200 | 20.5 | 10.5 | 26400 | 19700 | 74.62% | 2.54 | 0 | 13 |  |  |  |  | R-410A | 2.0167 | Residential & Commercial | USHP | Ducted CEE Tier 1
210533046 | Central HP <5.4 tons | CARRIER | HRCU-A-CB (Split System: Heat Pump with Remote Outdoor Unit-Air-Source) | 25VNA424A*031* |  |  | CAP**4321AL*+UI | 59MN7B060C21**20 | 24000 | 20 | 10.5 | 26400 | 19800 | 75% | 2.52 | 0 | 13.5 |  |  |  |  | R-410A | 2 | Residential & Commercial | USHP | Ducted CEE Tier 1
210533048 | Central HP <5.4 tons | CARRIER | HRCU-A-CB (Split System: Heat Pump with Remote Outdoor Unit-Air-Source) | 25VNA424A*031* |  |  | CNPV*3017AL*+UI | 59CU5A060C17**16 | 23200 | 20 | 9.5 | 26800 | 20000 | 74.63% | 2.36 | 0 | 13 |  |  |  |  | R-410A | 1.9333 | Residential & Commercial | USHP | Ducted CEE Tier 1
215429733 | Central HP <5.4 tons | AMANA | HRCU-A-CB (Split System: Heat Pump with Remote Outdoor Unit-Air-Source) | AZV7SA2410A* |  |  | AHVE36CP0300A* | 0 | 23200 | 19 | 8.8 | 23200 | 17000 | 73.28% | 2 | 0 | 11 |  |  |  |  | R-32 | 1.9333 | Residential & Commercial | USHP | Ducted CEE Tier 1
216679459 | Central HP <5.4 tons | BRYANT HEATING AND COOLING SYSTEMS | HRCU-A-CB (Split System: Heat Pump with Remote Outdoor Unit-Air-Source) | 38MURAQ24AB3* |  |  | CSPH*2412AL* | 927TA48060V17*** | 23800 | 16 | 9 | 26400 | 23400 | 88.64% | 1.8 | 0 | 10 |  |  |  |  | R-410A | 1.9833 | Residential & Commercial | USHP | Ducted CEE Tier 1
216679507 | Central HP <5.4 tons | BRYANT HEATING AND COOLING SYSTEMS | HRCU-A-CB (Split System: Heat Pump with Remote Outdoor Unit-Air-Source) | 38MURAQ24AB3* |  |  | CNPV*3017AL* | 927TA48060V17*** | 23600 | 16.5 | 9 | 25800 | 23600 | 91.47% | 1.76 | 0 | 10 |  |  |  |  | R-410A | 1.9667 | Residential & Commercial | USHP | Ducted CEE Tier 1
216680611 | Central HP <5.4 tons | BRYANT HEATING AND COOLING SYSTEMS | HRCU-A-CB (Split System: Heat Pump with Remote Outdoor Unit-Air-Source) | 38MURAQ24AB3* |  |  | CNPV*2417AL* | 927TA48080V17*** | 23400 | 16.5 | 9 | 26600 | 23800 | 89.47% | 1.82 | 0 | 10 |  |  |  |  | R-410A | 1.95 | Residential & Commercial | USHP | Ducted CEE Tier 1
213079994 | Central HP <5.4 tons | AIRQUEST | HRCU-A-CB (Split System: Heat Pump with Remote Outdoor Unit-Air-Source) | DLCURAH36ABK |  |  | EA*4X36L17A* | *96MSN0801716A* | 35000 | 15.2 | 8.1 | 39000 | 35400 | 90.77% | 1.82 | 0 | 9.5 |  |  |  |  | R-410A | 2.9167 | Residential & Commercial | USHP
210532882 | Central HP <5.4 tons | CARRIER | HRCU-A-CB (Split System: Heat Pump with Remote Outdoor Unit-Air-Source) | 25VNA448A*031* |  |  | CAP**6124AL*+UI | 59MN7B100C21**22 | 45500 | 21.5 | 9.5 | 46000 | 36200 | 78.7% | 2.36 | 0 | 12 |  |  |  |  | R-410A | 3.7917 | Residential & Commercial | USHP | Ducted CEE Tier 1
212982379 | Central HP <5.4 tons | HEIL | HRCU-A-CB (Split System: Heat Pump with Remote Outdoor Unit-Air-Source) | DLCURAH18ABK |  |  | EA*4X19L17A* | *80MSU0401712A* | 17800 | 16 | 8.1 | 17900 | 17700 | 98.88% | 2.14 | 0 | 10.5 |  |  |  |  | R-410A | 1.4833 | Residential & Commercial | USHP | Ducted CEE Tier 1
211239220 | Central HP <5.4 tons | CARRIER | HRCU-A-CB (Split System: Heat Pump with Remote Outdoor Unit-Air-Source) | 38MURAQ24AB3* |  |  | FJ4DN*B24L* | 0 | 24000 | 16 | 9 | 26400 | 23400 | 88.64% | 1.92 | 0 | 10 |  |  |  |  | R-410A | 2 | Residential & Commercial | USHP | Ducted CEE Tier 1
211239690 | Central HP <5.4 tons | CARRIER | HRCU-A-CB (Split System: Heat Pump with Remote Outdoor Unit-Air-Source) | 38MURAQ24AB3* |  |  | CAP**2417AL* | 58S(B,C)*A045E17**12 | 23800 | 16.5 | 8.5 | 26800 | 24200 | 90.3% | 2 | 0 | 10 |  |  |  |  | R-410A | 1.9833 | Residential & Commercial | USHP | Ducted CEE Tier 1
211239704 | Central HP <5.4 tons | CARRIER | HRCU-A-CB (Split System: Heat Pump with Remote Outdoor Unit-Air-Source) | 38MURAQ24AB3* |  |  | CAP**2417AL* | OVMAAB042112 | 23800 | 15.5 | 8.5 | 27000 | 24000 | 88.89% | 1.96 | 0 | 10 |  |  |  |  | R-410A | 1.9833 | Residential & Commercial | USHP | Ducted CEE Tier 1
211239721 | Central HP <5.4 tons | CARRIER | HRCU-A-CB (Split System: Heat Pump with Remote Outdoor Unit-Air-Source) | 38MURAQ24AB3* |  |  | CAP**2517AL* | 58TP*A070V14**12 | 25000 | 17 | 8.5 | 25600 | 21000 | 82.03% | 1.78 | 0 | 10.5 |  |  |  |  | R-410A | 2.0833 | Residential & Commercial | USHP | Ducted CEE Tier 1
213080539 | Central HP <5.4 tons | AIRQUEST | HRCU-A-CB (Split System: Heat Pump with Remote Outdoor Unit-Air-Source) | DLCURAH36ABK |  |  | EA*4X37L21A* | *95MSU0401712A* | 36200 | 15.2 | 8.5 | 38000 | 35000 | 92.11% | 2.04 | 0 | 10 |  |  |  |  | R-410A | 3.0167 | Residential & Commercial | USHP | Ducted CEE Tier 1
211239771 | Central HP <5.4 tons | CARRIER | HRCU-A-CB (Split System: Heat Pump with Remote Outdoor Unit-Air-Source) | 38MURAQ24AB3* |  |  | CAP**3017AL* | 58S(B,C)*A070E17**16 | 24800 | 16 | 8.5 | 26800 | 22200 | 82.84% | 1.82 | 0 | 10 |  |  |  |  | R-410A | 2.0667 | Residential & Commercial | USHP | Ducted CEE Tier 1
211239787 | Central HP <5.4 tons | CARRIER | HRCU-A-CB (Split System: Heat Pump with Remote Outdoor Unit-Air-Source) | 38MURAQ24AB3* |  |  | CAP**3017AL* | 59TP6B040V14**10 | 23200 | 16 | 8.5 | 25800 | 24200 | 93.8% | 2.02 | 0 | 10 |  |  |  |  | R-410A | 1.9333 | Residential & Commercial | USHP | Ducted CEE Tier 1
211239788 | Central HP <5.4 tons | CARRIER | HRCU-A-CB (Split System: Heat Pump with Remote Outdoor Unit-Air-Source) | 38MURAQ24AB3* |  |  | CAP**3017AL* | 59TP6B060V14**12 | 23400 | 16.5 | 8.5 | 26000 | 24000 | 92.31% | 1.98 | 0 | 10 |  |  |  |  | R-410A | 1.95 | Residential & Commercial | USHP | Ducted CEE Tier 1
211239806 | Central HP <5.4 tons | CARRIER | HRCU-A-CB (Split System: Heat Pump with Remote Outdoor Unit-Air-Source) | 38MURAQ24AB3* |  |  | CAP**3017AL* | OVMAAB042112 | 24000 | 16 | 8.5 | 26400 | 23000 | 87.12% | 1.9 | 0 | 10 |  |  |  |  | R-410A | 2 | Residential & Commercial | USHP | Ducted CEE Tier 1
211239807 | Central HP <5.4 tons | CARRIER | HRCU-A-CB (Split System: Heat Pump with Remote Outdoor Unit-Air-Source) | 38MURAQ24AB3* |  |  | CAP**3617AL* | 58SP*A045V14**12 | 23400 | 16.5 | 8.5 | 25600 | 23600 | 92.19% | 1.96 | 0 | 10 |  |  |  |  | R-410A | 1.95 | Residential & Commercial | USHP | Ducted CEE Tier 1
211239840 | Central HP <5.4 tons | CARRIER | HRCU-A-CB (Split System: Heat Pump with Remote Outdoor Unit-Air-Source) | 38MURAQ24AB3* |  |  | CAP**3617AL* | 59SC2D060E17**14 | 24400 | 17 | 8.5 | 26200 | 22400 | 85.5% | 1.86 | 0 | 10 |  |  |  |  | R-410A | 2.0333 | Residential & Commercial | USHP | Ducted CEE Tier 1
211239905 | Central HP <5.4 tons | CARRIER | HRCU-A-CB (Split System: Heat Pump with Remote Outdoor Unit-Air-Source) | 38MURAQ24AB3* |  |  | CAP**3717AL* | 59SP6A040V14**10 | 24200 | 16 | 8.5 | 25600 | 21800 | 85.16% | 1.8 | 0 | 10 |  |  |  |  | R-410A | 2.0167 | Residential & Commercial | USHP | Ducted CEE Tier 1
210692500 | Central HP <5.4 tons | AMANA | HRCU-A-CB (Split System: Heat Pump with Remote Outdoor Unit-Air-Source) | ASZV903610A* |  |  | CA*F3137*6A*+TXV | A*VS960603BUA* | 33600 | 18.5 | 8.2 | 34000 | 24400 | 71.76% | 1.8 | 0 | 11.5 |  |  |  |  | R-410A | 2.8 | Residential & Commercial | USHP | Ducted CEE Tier 1
210692520 | Central HP <5.4 tons | AMANA | HRCU-A-CB (Split System: Heat Pump with Remote Outdoor Unit-Air-Source) | ASZV903610A* |  |  | CA*F3743*6D*+TXV | A*VM970603BNB* | 33600 | 18.5 | 8.2 | 34000 | 24400 | 71.76% | 1.8 | 0 | 12 |  |  |  |  | R-410A | 2.8 | Residential & Commercial | USHP | Ducted CEE Tier 1
210692577 | Central HP <5.4 tons | AMANA | HRCU-A-CB (Split System: Heat Pump with Remote Outdoor Unit-Air-Source) | ASZV903610A* |  |  | CSCF3642N6D*+TXV | A*VC961005CNB* | 33800 | 18.5 | 8.2 | 34000 | 24400 | 71.76% | 1.8 | 0 | 11.5 |  |  |  |  | R-410A | 2.8167 | Residential & Commercial | USHP | Ducted CEE Tier 1
211244124 | Central HP <5.4 tons | AIRQUEST | HRCU-A-CB (Split System: Heat Pump with Remote Outdoor Unit-Air-Source) | DLCURAH24ABK |  |  | EN(A,D)4X24L17** | *80ES(N,L)0701712A* | 23800 | 16 | 8.5 | 27000 | 23200 | 85.93% | 1.9 | 0 | 10 |  |  |  |  | R-410A | 1.9833 | Residential & Commercial | USHP | Ducted CEE Tier 1
216835351 | Central HP <5.4 tons | GOODMAN | HRCU-A-CB (Split System: Heat Pump with Remote Outdoor Unit-Air-Source) | GZV7SA6010A* |  |  | CA*EA6030*3A* | G*VT800805C*A* | 52000 | 17 | 8.8 | 53500 | 46000 | 85.98% | 2 | 0 | 9.8 |  |  |  |  | R-32 | 4.3333 | Residential & Commercial | USHP
216835360 | Central HP <5.4 tons | GOODMAN | HRCU-A-CB (Split System: Heat Pump with Remote Outdoor Unit-Air-Source) | GZV7SA6010A* |  |  | CA*EA6030*3A* | G*VS800805CUA* | 52000 | 17 | 8.8 | 53500 | 46000 | 85.98% | 2 | 0 | 9.8 |  |  |  |  | R-32 | 4.3333 | Residential & Commercial | USHP
210692551 | Central HP <5.4 tons | AMANA | HRCU-A-CB (Split System: Heat Pump with Remote Outdoor Unit-Air-Source) | ASZV903610A* |  |  | CHPF3743C6B*+TXV | A*VC801005C*A* | 33400 | 18 | 8.2 | 34000 | 24400 | 71.76% | 1.8 | 0 | 11 |  |  |  |  | R-410A | 2.7833 | Residential & Commercial | USHP | Ducted CEE Tier 1
210692501 | Central HP <5.4 tons | AMANA | HRCU-A-CB (Split System: Heat Pump with Remote Outdoor Unit-Air-Source) | ASZV903610A* |  |  | CA*F3137*6A*+TXV | A*VC960603BNB* | 33600 | 18 | 8.2 | 34000 | 24400 | 71.76% | 1.8 | 0 | 11.5 |  |  |  |  | R-410A | 2.8 | Residential & Commercial | USHP | Ducted CEE Tier 1
210692526 | Central HP <5.4 tons | AMANA | HRCU-A-CB (Split System: Heat Pump with Remote Outdoor Unit-Air-Source) | ASZV903610A* |  |  | CHPF3642C6C*+MBVC1601**-1A*+TXV | 0 | 33400 | 18 | 8.2 | 34000 | 24400 | 71.76% | 1.8 | 0 | 11 |  |  |  |  | R-410A | 2.7833 | Residential & Commercial | USHP | Ducted CEE Tier 1
210692544 | Central HP <5.4 tons | AMANA | HRCU-A-CB (Split System: Heat Pump with Remote Outdoor Unit-Air-Source) | ASZV903610A* |  |  | CHPF3743C6B*+MBVC1201**-1A*+TXV | 0 | 33400 | 18 | 8.2 | 34000 | 24400 | 71.76% | 1.8 | 0 | 11 |  |  |  |  | R-410A | 2.7833 | Residential & Commercial | USHP | Ducted CEE Tier 1
214573919 | Central HP <5.4 tons | BRYANT HEATING AND COOLING SYSTEMS | HRCU-A-CB (Split System: Heat Pump with Remote Outdoor Unit-Air-Source) | 288BNV037*0**B* |  |  | CAP**4821AL*+UI | 935CB60080C21*** | 32200 | 17.5 | 8.5 | 32400 | 25000 | 77.16% | 1.98 | 0 | 11 |  |  |  |  | R-410A | 2.6833 | Residential & Commercial | USHP | Ducted CEE Tier 1
211261806 | Central HP <5.4 tons | BRYANT HEATING AND COOLING SYSTEMS | HRCU-A-CB (Split System: Heat Pump with Remote Outdoor Unit-Air-Source) | 38MURAQ18AB3* |  |  | CAP**3017AL* | 926TB48080V17*** | 17600 | 16 | 8.5 | 18100 | 18600 | 102.8% | 2.24 | 0 | 10.5 |  |  |  |  | R-410A | 1.4667 | Residential & Commercial | USHP | Ducted CEE Tier 1
214499787 | Central HP <5.4 tons | GOODMAN | HRCU-A-CB (Split System: Heat Pump with Remote Outdoor Unit-Air-Source) | GSZS601810A* |  |  | CA*EA1818*4B* | G*VS960603BUA* | 16600 | 17.5 | 8.5 | 17400 | 13000 | 74.71% | 2.1 | 0 | 10.9 |  |  |  |  | R-410A | 1.3833 | Residential & Commercial | USHP | Ducted CEE Tier 1
214499785 | Central HP <5.4 tons | GOODMAN | HRCU-A-CB (Split System: Heat Pump with Remote Outdoor Unit-Air-Source) | GSZS601810A* |  |  | CA*EA1818*4B* | G*VC800604B*A* | 16600 | 17.5 | 8.5 | 17400 | 13000 | 74.71% | 2.1 | 0 | 10.9 |  |  |  |  | R-410A | 1.3833 | Residential & Commercial | USHP | Ducted CEE Tier 1
210692539 | Central HP <5.4 tons | AMANA | HRCU-A-CB (Split System: Heat Pump with Remote Outdoor Unit-Air-Source) | ASZV903610A* |  |  | CHPF3642C6C*+TXV | A*VC961005CNB* | 33400 | 18 | 8.2 | 34000 | 24400 | 71.76% | 1.8 | 0 | 11 |  |  |  |  | R-410A | 2.7833 | Residential & Commercial | USHP | Ducted CEE Tier 1
210692572 | Central HP <5.4 tons | AMANA | HRCU-A-CB (Split System: Heat Pump with Remote Outdoor Unit-Air-Source) | ASZV903610A* |  |  | CSCF3642N6D*+TXV | A*VS960603BUA* | 33800 | 18.5 | 8.2 | 34000 | 24400 | 71.76% | 1.8 | 0 | 11.5 |  |  |  |  | R-410A | 2.8167 | Residential & Commercial | USHP | Ducted CEE Tier 1
210692525 | Central HP <5.4 tons | AMANA | HRCU-A-CB (Split System: Heat Pump with Remote Outdoor Unit-Air-Source) | ASZV903610A* |  |  | CHPF3642C6C*+MBVC1201**-1A*+TXV | 0 | 33400 | 18 | 8.2 | 34000 | 24400 | 71.76% | 1.8 | 0 | 11 |  |  |  |  | R-410A | 2.7833 | Residential & Commercial | USHP | Ducted CEE Tier 1
210692534 | Central HP <5.4 tons | AMANA | HRCU-A-CB (Split System: Heat Pump with Remote Outdoor Unit-Air-Source) | ASZV903610A* |  |  | CHPF3642C6C*+TXV | A*VS960603BUA* | 33400 | 18 | 8.2 | 34000 | 24400 | 71.76% | 1.8 | 0 | 11 |  |  |  |  | R-410A | 2.7833 | Residential & Commercial | USHP | Ducted CEE Tier 1
210692541 | Central HP <5.4 tons | AMANA | HRCU-A-CB (Split System: Heat Pump with Remote Outdoor Unit-Air-Source) | ASZV903610A* |  |  | CHPF3642C6C*+TXV | A*VM970803BNB* | 33400 | 18 | 8.2 | 34000 | 24400 | 71.76% | 1.8 | 0 | 11 |  |  |  |  | R-410A | 2.7833 | Residential & Commercial | USHP | Ducted CEE Tier 1
210692552 | Central HP <5.4 tons | AMANA | HRCU-A-CB (Split System: Heat Pump with Remote Outdoor Unit-Air-Source) | ASZV903610A* |  |  | CHPF3743C6B*+TXV | A*VC960403BNB* | 33400 | 18 | 8.2 | 34000 | 24400 | 71.76% | 1.8 | 0 | 11 |  |  |  |  | R-410A | 2.7833 | Residential & Commercial | USHP | Ducted CEE Tier 1
210692559 | Central HP <5.4 tons | AMANA | HRCU-A-CB (Split System: Heat Pump with Remote Outdoor Unit-Air-Source) | ASZV903610A* |  |  | CHPF3743C6B*+TXV | A*VM970603BNB* | 33400 | 18 | 8.2 | 34000 | 24400 | 71.76% | 1.8 | 0 | 11 |  |  |  |  | R-410A | 2.7833 | Residential & Commercial | USHP | Ducted CEE Tier 1
212983573 | Central HP <5.4 tons | HEIL | HRCU-A-CB (Split System: Heat Pump with Remote Outdoor Unit-Air-Source) | DLCURAH24ABK |  |  | EA*4X37L17A* | *92MSN0601412A* | 24200 | 17 | 8.5 | 25800 | 22200 | 86.05% | 1.84 | 0 | 10 |  |  |  |  | R-410A | 2.0167 | Residential & Commercial | USHP | Ducted CEE Tier 1
212983623 | Central HP <5.4 tons | HEIL | HRCU-A-CB (Split System: Heat Pump with Remote Outdoor Unit-Air-Source) | DLCURAH24ABK |  |  | EN(A,D,W)4X36L17** | *92MSN0601412A* | 23800 | 17 | 8.5 | 26400 | 23800 | 90.15% | 1.98 | 0 | 10.5 |  |  |  |  | R-410A | 1.9833 | Residential & Commercial | USHP | Ducted CEE Tier 1
210692575 | Central HP <5.4 tons | AMANA | HRCU-A-CB (Split System: Heat Pump with Remote Outdoor Unit-Air-Source) | ASZV903610A* |  |  | CSCF3642N6D*+TXV | A*VC960804CNB* | 33800 | 18.5 | 8.2 | 34000 | 24400 | 71.76% | 1.8 | 0 | 11.5 |  |  |  |  | R-410A | 2.8167 | Residential & Commercial | USHP | Ducted CEE Tier 1
211240163 | Central HP <5.4 tons | CARRIER | HRCU-A-CB (Split System: Heat Pump with Remote Outdoor Unit-Air-Source) | 38MURAQ24AB3* |  |  | CNPV*3621AL* | 59SP6A040V17**12 | 23400 | 16 | 8.1 | 25800 | 24000 | 93.02% | 1.98 | 0 | 10 |  |  |  |  | R-410A | 1.95 | Residential & Commercial | USHP | Ducted CEE Tier 1
211240198 | Central HP <5.4 tons | CARRIER | HRCU-A-CB (Split System: Heat Pump with Remote Outdoor Unit-Air-Source) | 38MURAQ24AB3* |  |  | CNPV*3621AL* | 59SC2D100E21**20 | 24800 | 16.5 | 8.5 | 26800 | 22200 | 82.84% | 1.84 | 0 | 10.5 |  |  |  |  | R-410A | 2.0667 | Residential & Commercial | USHP | Ducted CEE Tier 1
211240199 | Central HP <5.4 tons | CARRIER | HRCU-A-CB (Split System: Heat Pump with Remote Outdoor Unit-Air-Source) | 38MURAQ24AB3* |  |  | CNPV*3621AL* | 59SC5B060E17**14 | 24600 | 16 | 8.1 | 26600 | 22400 | 84.21% | 1.84 | 0 | 10.5 |  |  |  |  | R-410A | 2.05 | Residential & Commercial | USHP | Ducted CEE Tier 1
216051234 | Central HP <5.4 tons | SURE | HRCU-A-CB (Split System: Heat Pump with Remote Outdoor Unit-Air-Source) | SP19AY36AJVC |  |  | TCFY3621MEAAM | S97MV1005A21DH | 34200 | 21 | 10 | 34200 | 29400 | 85.96% | 2 | 0 | 12 |  |  |  |  | R-454B | 2.85 | Residential & Commercial | USHP | Ducted CEE Tier 1
211240200 | Central HP <5.4 tons | CARRIER | HRCU-A-CB (Split System: Heat Pump with Remote Outdoor Unit-Air-Source) | 38MURAQ24AB3* |  |  | CNPV*3621AL* | 59SC5B080E17**16 | 24600 | 15.5 | 8.1 | 26800 | 22200 | 82.84% | 1.82 | 0 | 10 |  |  |  |  | R-410A | 2.05 | Residential & Commercial | USHP | Ducted CEE Tier 1
211262090 | Central HP <5.4 tons | BRYANT HEATING AND COOLING SYSTEMS | HRCU-A-CB (Split System: Heat Pump with Remote Outdoor Unit-Air-Source) | 38MURAQ18AB3* |  |  | CAP**3017AL* | 912SD42060E17*** | 17900 | 16.5 | 8.5 | 18300 | 18500 | 101.1% | 2.22 | 0 | 10.5 |  |  |  |  | R-410A | 1.4917 | Residential & Commercial | USHP | Ducted CEE Tier 1
213080457 | Central HP <5.4 tons | BRYANT HEATING AND COOLING SYSTEMS | HRCU-A-CB (Split System: Heat Pump with Remote Outdoor Unit-Air-Source) | 38MURAQ36AB3* |  |  | CAP**4224AL* | 916SA66120M24*** | 35200 | 16 | 8.1 | 38500 | 35000 | 90.91% | 1.88 | 0 | 10 |  |  |  |  | R-410A | 2.9333 | Residential & Commercial | USHP | Ducted CEE Tier 1
213607738 | Central HP <5.4 tons | BRYANT HEATING AND COOLING SYSTEMS | HRCU-A-CB (Split System: Heat Pump with Remote Outdoor Unit-Air-Source) | 38MURAQ36AB3* |  |  | PF4TNXC48L* | 0 | 36400 | 17 | 9 | 37200 | 34600 | 93.01% | 2.08 | 0 | 10 |  |  |  |  | R-410A | 3.0333 | Residential & Commercial | USHP | Ducted CEE Tier 1
215939625 | Central HP <5.4 tons | BRYANT HEATING AND COOLING SYSTEMS | HRCU-A-CB (Split System: Heat Pump with Remote Outdoor Unit-Air-Source) | 293VAN036**AA* |  |  | CAA**3617AM*+UI | 987TA42060C17*** | 32000 | 18.5 | 9 | 35800 | 27600 | 77.09% | 1.88 | 0 | 10.5 |  |  |  |  | R-454B | 2.6667 | Residential & Commercial | USHP | Ducted CEE Tier 1
215939645 | Central HP <5.4 tons | BRYANT HEATING AND COOLING SYSTEMS | HRCU-A-CB (Split System: Heat Pump with Remote Outdoor Unit-Air-Source) | 293VAN036**AA* |  |  | CAA**4221AM*+UI | 986TD60080C21*** | 32600 | 19.5 | 9.5 | 34800 | 26800 | 77.01% | 2.02 | 0 | 11.7 |  |  |  |  | R-454B | 2.7167 | Residential & Commercial | USHP | Ducted CEE Tier 1
215488075 | Central HP <5.4 tons | GOODMAN | HRCU-A-CB (Split System: Heat Pump with Remote Outdoor Unit-Air-Source) | GZV7SA3610A* |  |  | CHPEA4830*3A* | G*VM971005CNB* | 35000 | 18.5 | 8.1 | 35000 | 28400 | 81.14% | 2 | 0 | 10.5 |  |  |  |  | R-32 | 2.9167 | Residential & Commercial | USHP | Ducted CEE Tier 1
215488154 | Central HP <5.4 tons | GOODMAN | HRCU-A-CB (Split System: Heat Pump with Remote Outdoor Unit-Air-Source) | GZV6SA1810A* |  |  | CA*EA2418*3A* | G*VC800803B*A* | 17000 | 19 | 8.8 | 16800 | 13000 | 77.38% | 2.1 | 0 | 12 |  |  |  |  | R-32 | 1.4167 | Residential & Commercial | USHP | Ducted CEE Tier 1
215488159 | Central HP <5.4 tons | GOODMAN | HRCU-A-CB (Split System: Heat Pump with Remote Outdoor Unit-Air-Source) | GZV6SA1810A* |  |  | CA*EA3022*3A* | G*VC800603B*A* | 17000 | 19 | 8.8 | 16800 | 13000 | 77.38% | 2.1 | 0 | 12 |  |  |  |  | R-32 | 1.4167 | Residential & Commercial | USHP | Ducted CEE Tier 1
215939675 | Central HP <5.4 tons | BRYANT HEATING AND COOLING SYSTEMS | HRCU-A-CB (Split System: Heat Pump with Remote Outdoor Unit-Air-Source) | 293VAN036**AA* |  |  | CAA**4221AM*+UI | 987TA42060C17*** | 32400 | 19 | 9 | 35600 | 27400 | 76.97% | 1.88 | 0 | 10.5 |  |  |  |  | R-454B | 2.7 | Residential & Commercial | USHP | Ducted CEE Tier 1
215939725 | Central HP <5.4 tons | BRYANT HEATING AND COOLING SYSTEMS | HRCU-A-CB (Split System: Heat Pump with Remote Outdoor Unit-Air-Source) | 293VAN036**AA* |  |  | CAA**4821AM*+UI | 83*CB36040C17*** | 33400 | 20.5 | 9.5 | 34400 | 26200 | 76.16% | 2.04 | 0 | 11.7 |  |  |  |  | R-454B | 2.7833 | Residential & Commercial | USHP | Ducted CEE Tier 1
210692530 | Central HP <5.4 tons | AMANA | HRCU-A-CB (Split System: Heat Pump with Remote Outdoor Unit-Air-Source) | ASZV903610A* |  |  | CHPF3642C6C*+TXV | A*VS800805CUA* | 33400 | 18 | 8.2 | 34000 | 24400 | 71.76% | 1.8 | 0 | 11 |  |  |  |  | R-410A | 2.7833 | Residential & Commercial | USHP | Ducted CEE Tier 1
210692515 | Central HP <5.4 tons | AMANA | HRCU-A-CB (Split System: Heat Pump with Remote Outdoor Unit-Air-Source) | ASZV903610A* |  |  | CA*F3743*6D*+TXV | A*VC960803BNB* | 33600 | 18.5 | 8.2 | 34000 | 24400 | 71.76% | 1.8 | 0 | 11.5 |  |  |  |  | R-410A | 2.8 | Residential & Commercial | USHP | Ducted CEE Tier 1
215939745 | Central HP <5.4 tons | BRYANT HEATING AND COOLING SYSTEMS | HRCU-A-CB (Split System: Heat Pump with Remote Outdoor Unit-Air-Source) | 293VAN036**AA* |  |  | CAA**4821AM*+UI | 987TA42060C17*** | 33000 | 19 | 9 | 35400 | 27000 | 76.27% | 1.9 | 0 | 11 |  |  |  |  | R-454B | 2.75 | Residential & Commercial | USHP | Ducted CEE Tier 1
215940395 | Central HP <5.4 tons | BRYANT HEATING AND COOLING SYSTEMS | HRCU-A-CB (Split System: Heat Pump with Remote Outdoor Unit-Air-Source) | 293VAN036**AA* |  |  | CVAMA6021XMA*+UI | 986TD60080C21*** | 35600 | 21.5 | 8.5 | 38000 | 28600 | 75.26% | 2.04 | 0 | 12 |  |  |  |  | R-454B | 2.9667 | Residential & Commercial | USHP | Ducted CEE Tier 1
210692563 | Central HP <5.4 tons | AMANA | HRCU-A-CB (Split System: Heat Pump with Remote Outdoor Unit-Air-Source) | ASZV903610A* |  |  | CSCF3642N6D*+MBVC1201**-1A*+TXV | 0 | 33800 | 18.5 | 8.2 | 34000 | 24400 | 71.76% | 1.8 | 0 | 11.5 |  |  |  |  | R-410A | 2.8167 | Residential & Commercial | USHP | Ducted CEE Tier 1
210691927 | Central HP <5.4 tons | TRANE | HRCU-A-CB (Split System: Heat Pump with Remote Outdoor Unit-Air-Source) | 4TWV8X60A1 |  |  | 4TXCD010DS3 | S8V2D120M5PCA | 54000 | 18 | 8.2 | 52000 | 39500 | 75.96% | 1.83 | 12 | 11.7 |  |  |  |  | R-410A | 4.5 | Residential & Commercial | USHP | Ducted CEE Tier 1
215439722 | Central HP <5.4 tons | GOODMAN | HRCU-A-CB (Split System: Heat Pump with Remote Outdoor Unit-Air-Source) | GZV6SA1810A* |  |  | CA*EA2418*3A* | G*VT960803BNA* | 17000 | 19 | 8.8 | 16800 | 13000 | 77.38% | 2.1 | 0 | 12 |  |  |  |  | R-32 | 1.4167 | Residential & Commercial | USHP | Ducted CEE Tier 1
215439723 | Central HP <5.4 tons | GOODMAN | HRCU-A-CB (Split System: Heat Pump with Remote Outdoor Unit-Air-Source) | GZV6SA1810A* |  |  | CHPEA2422*3A* | G*VT960603BNA* | 17000 | 19 | 8.8 | 16800 | 13000 | 77.38% | 2.1 | 0 | 12 |  |  |  |  | R-32 | 1.4167 | Residential & Commercial | USHP | Ducted CEE Tier 1
206773134 | Central HP <5.4 tons | TEMPSTAR | HRCU-A-CB (Split System: Heat Pump with Remote Outdoor Unit-Air-Source) | TVH837GKA2* |  |  | EA*4X43L21A*+WALLCON | *80CSU1002120A* | 32800 | 17 | 8.5 | 33000 | 25200 | 76.36% | 1.98 | 12 | 11 |  |  |  |  | R-410A | 2.7333 | Residential & Commercial | USHP | Ducted CEE Tier 1
215488109 | Central HP <5.4 tons | GOODMAN | HRCU-A-CB (Split System: Heat Pump with Remote Outdoor Unit-Air-Source) | GZV7SA4810A* |  |  | CA*EA6030*3A* | G*VC801005C*A* | 45500 | 16.5 | 8.8 | 47000 | 33600 | 71.49% | 2 | 0 | 10 |  |  |  |  | R-32 | 3.7917 | Residential & Commercial | USHP | Ducted CEE Tier 1
210692522 | Central HP <5.4 tons | AMANA | HRCU-A-CB (Split System: Heat Pump with Remote Outdoor Unit-Air-Source) | ASZV903610A* |  |  | CA*F3743*6D*+TXV | A*VM970804CNB* | 33200 | 19 | 8.2 | 33600 | 24400 | 72.62% | 1.8 | 0 | 12 |  |  |  |  | R-410A | 2.7667 | Residential & Commercial | USHP | Ducted CEE Tier 1
210692540 | Central HP <5.4 tons | AMANA | HRCU-A-CB (Split System: Heat Pump with Remote Outdoor Unit-Air-Source) | ASZV903610A* |  |  | CHPF3642C6C*+TXV | A*VM970603BNB* | 33400 | 18 | 8.2 | 34000 | 24400 | 71.76% | 1.8 | 0 | 11 |  |  |  |  | R-410A | 2.7833 | Residential & Commercial | USHP | Ducted CEE Tier 1
210692557 | Central HP <5.4 tons | AMANA | HRCU-A-CB (Split System: Heat Pump with Remote Outdoor Unit-Air-Source) | ASZV903610A* |  |  | CHPF3743C6B*+TXV | A*VS960805CUA* | 33400 | 18 | 8.2 | 34000 | 24400 | 71.76% | 1.8 | 0 | 11 |  |  |  |  | R-410A | 2.7833 | Residential & Commercial | USHP | Ducted CEE Tier 1
210692507 | Central HP <5.4 tons | AMANA | HRCU-A-CB (Split System: Heat Pump with Remote Outdoor Unit-Air-Source) | ASZV903610A* |  |  | CA*F3743*6D*+TXV | A*VC800604B*A* | 33600 | 19 | 8.2 | 34000 | 24400 | 71.76% | 1.8 | 0 | 12 |  |  |  |  | R-410A | 2.8 | Residential & Commercial | USHP | Ducted CEE Tier 1
211230932 | Central HP <5.4 tons | HEIL | HRCU-A-CB (Split System: Heat Pump with Remote Outdoor Unit-Air-Source) | DLCURAH36ABK |  |  | FXM4X48**AL | 0 | 36800 | 16 | 8.5 | 38500 | 34600 | 89.87% | 2.08 | 0 | 10 |  |  |  |  | R-410A | 3.0667 | Residential & Commercial | USHP | Ducted CEE Tier 1
210692537 | Central HP <5.4 tons | AMANA | HRCU-A-CB (Split System: Heat Pump with Remote Outdoor Unit-Air-Source) | ASZV903610A* |  |  | CHPF3642C6C*+TXV | A*VC960804CNB* | 33400 | 18 | 8.2 | 34000 | 24400 | 71.76% | 1.8 | 0 | 11 |  |  |  |  | R-410A | 2.7833 | Residential & Commercial | USHP | Ducted CEE Tier 1
210692538 | Central HP <5.4 tons | AMANA | HRCU-A-CB (Split System: Heat Pump with Remote Outdoor Unit-Air-Source) | ASZV903610A* |  |  | CHPF3642C6C*+TXV | A*VS960805CUA* | 33400 | 18 | 8.2 | 34000 | 24400 | 71.76% | 1.8 | 0 | 11 |  |  |  |  | R-410A | 2.7833 | Residential & Commercial | USHP | Ducted CEE Tier 1
210692554 | Central HP <5.4 tons | AMANA | HRCU-A-CB (Split System: Heat Pump with Remote Outdoor Unit-Air-Source) | ASZV903610A* |  |  | CHPF3743C6B*+TXV | A*VC960603BNB* | 33400 | 18 | 8.2 | 34000 | 24400 | 71.76% | 1.8 | 0 | 11 |  |  |  |  | R-410A | 2.7833 | Residential & Commercial | USHP | Ducted CEE Tier 1
212978119 | Central HP <5.4 tons | COMFORTMAKER | HRCU-A-CB (Split System: Heat Pump with Remote Outdoor Unit-Air-Source) | DLCURAH24ABK |  |  | EA*4X30L14A* | *80MS(N,L)0701412A* | 23400 | 17 | 8.5 | 26200 | 24800 | 94.66% | 2.08 | 0 | 10 |  |  |  |  | R-410A | 1.95 | Residential & Commercial | USHP | Ducted CEE Tier 1
214228985 | Central HP <5.4 tons | COMFORTMAKER | HRCU-A-CB (Split System: Heat Pump with Remote Outdoor Unit-Air-Source) | DLCURAH18ABK |  |  | EA*4X24L17A* | *80MSU0601716A* | 17600 | 16.5 | 8.5 | 18600 | 19100 | 102.7% | 2.3 | 0 | 10.5 |  |  |  |  | R-410A | 1.4667 | Residential & Commercial | USHP | Ducted CEE Tier 1
215487794 | Central HP <5.4 tons | AMANA | HRCU-A-CB (Split System: Heat Pump with Remote Outdoor Unit-Air-Source) | AZV6SA1810A* |  |  | CHPEA2422*3A* | A*VC800603B*A* | 17000 | 19 | 8.8 | 16800 | 13000 | 77.38% | 2.1 | 0 | 12 |  |  |  |  | R-32 | 1.4167 | Residential & Commercial | USHP | Ducted CEE Tier 1
212973218 | Central HP <5.4 tons | HEIL | HRCU-A-CB (Split System: Heat Pump with Remote Outdoor Unit-Air-Source) | DLCURAH24ABK |  |  | EA*4X36L17A* | *96VSN0401712B* | 23400 | 16.5 | 8.5 | 26200 | 24400 | 93.13% | 2.02 | 0 | 10 |  |  |  |  | R-410A | 1.95 | Residential & Commercial | USHP | Ducted CEE Tier 1
210692508 | Central HP <5.4 tons | AMANA | HRCU-A-CB (Split System: Heat Pump with Remote Outdoor Unit-Air-Source) | ASZV903610A* |  |  | CA*F3743*6D*+TXV | A*VC800804C*A* | 33600 | 19 | 8.2 | 34000 | 24400 | 71.76% | 1.8 | 0 | 12 |  |  |  |  | R-410A | 2.8 | Residential & Commercial | USHP | Ducted CEE Tier 1
210692510 | Central HP <5.4 tons | AMANA | HRCU-A-CB (Split System: Heat Pump with Remote Outdoor Unit-Air-Source) | ASZV903610A* |  |  | CA*F3743*6D*+TXV | A*VC800805C*A* | 33600 | 19 | 8.2 | 34000 | 24400 | 71.76% | 1.8 | 0 | 12 |  |  |  |  | R-410A | 2.8 | Residential & Commercial | USHP | Ducted CEE Tier 1
210692528 | Central HP <5.4 tons | AMANA | HRCU-A-CB (Split System: Heat Pump with Remote Outdoor Unit-Air-Source) | ASZV903610A* |  |  | CHPF3642C6C*+TXV | A*VC800604B*A* | 33400 | 18 | 8.2 | 34000 | 24400 | 71.76% | 1.8 | 0 | 11 |  |  |  |  | R-410A | 2.7833 | Residential & Commercial | USHP | Ducted CEE Tier 1
210692535 | Central HP <5.4 tons | AMANA | HRCU-A-CB (Split System: Heat Pump with Remote Outdoor Unit-Air-Source) | ASZV903610A* |  |  | CHPF3642C6C*+TXV | A*VC960603BNB* | 33400 | 18 | 8.2 | 34000 | 24400 | 71.76% | 1.8 | 0 | 11 |  |  |  |  | R-410A | 2.7833 | Residential & Commercial | USHP | Ducted CEE Tier 1
207590050 | Central HP <5.4 tons | AMERICAN STANDARD | HRCU-A-CB (Split System: Heat Pump with Remote Outdoor Unit-Air-Source) | 4A6V8X60A1 |  |  | TAM9A0C60V51 | 0 | 53000 | 18 | 8.2 | 50000 | 39500 | 79% | 1.76 | 12.5 | 12 |  |  |  |  | R-410A | 4.4167 | Residential & Commercial | USHP | Ducted CEE Tier 1
210692581 | Central HP <5.4 tons | AMANA | HRCU-A-CB (Split System: Heat Pump with Remote Outdoor Unit-Air-Source) | ASZV903610A* |  |  | CSCF3642N6D*+TXV | A*VM970804CNB* | 33800 | 18.5 | 8.2 | 34000 | 24400 | 71.76% | 1.8 | 0 | 11.5 |  |  |  |  | R-410A | 2.8167 | Residential & Commercial | USHP | Ducted CEE Tier 1
210692582 | Central HP <5.4 tons | AMANA | HRCU-A-CB (Split System: Heat Pump with Remote Outdoor Unit-Air-Source) | ASZV903610A* |  |  | CSCF3642N6D*+TXV | A*VM971005CNB* | 33800 | 18.5 | 8.2 | 34000 | 24400 | 71.76% | 1.8 | 0 | 11.5 |  |  |  |  | R-410A | 2.8167 | Residential & Commercial | USHP | Ducted CEE Tier 1
210692548 | Central HP <5.4 tons | AMANA | HRCU-A-CB (Split System: Heat Pump with Remote Outdoor Unit-Air-Source) | ASZV903610A* |  |  | CHPF3743C6B*+TXV | A*VC800804C*A* | 33400 | 18 | 8.2 | 34000 | 24400 | 71.76% | 1.8 | 0 | 11 |  |  |  |  | R-410A | 2.7833 | Residential & Commercial | USHP | Ducted CEE Tier 1
210692503 | Central HP <5.4 tons | AMANA | HRCU-A-CB (Split System: Heat Pump with Remote Outdoor Unit-Air-Source) | ASZV903610A* |  |  | CA*F3137*6A*+TXV | A*VM970603BNB* | 33600 | 18.5 | 8.2 | 34000 | 24400 | 71.76% | 1.8 | 0 | 11.5 |  |  |  |  | R-410A | 2.8 | Residential & Commercial | USHP | Ducted CEE Tier 1
210692517 | Central HP <5.4 tons | AMANA | HRCU-A-CB (Split System: Heat Pump with Remote Outdoor Unit-Air-Source) | ASZV903610A* |  |  | CA*F3743*6D*+TXV | A*VS960805CUA* | 33600 | 18.5 | 8.2 | 34000 | 24400 | 71.76% | 1.8 | 0 | 12 |  |  |  |  | R-410A | 2.8 | Residential & Commercial | USHP | Ducted CEE Tier 1
213770508 | Central HP <5.4 tons | AIRQUEST | HRCU-A-CB (Split System: Heat Pump with Remote Outdoor Unit-Air-Source) | HVH825GKA2* |  |  | EA*4X24L17A*+WALLCON | *80CTL0701716B* | 23200 | 16.5 | 8.1 | 22000 | 16800 | 76.36% | 1.9 | 0 | 10.5 |  |  |  |  | R-410A | 1.9333 | Residential & Commercial | USHP | Ducted CEE Tier 1
213078930 | Central HP <5.4 tons | COMFORTMAKER | HRCU-A-CB (Split System: Heat Pump with Remote Outdoor Unit-Air-Source) | DLCURAH36ABK |  |  | EN(A,D,W)4X42L21** | *80MSU1002120A* | 35400 | 15.5 | 8.5 | 38500 | 35200 | 91.43% | 1.88 | 0 | 10 |  |  |  |  | R-410A | 2.95 | Residential & Commercial | USHP | Ducted CEE Tier 1
213079632 | Central HP <5.4 tons | COMFORTMAKER | HRCU-A-CB (Split System: Heat Pump with Remote Outdoor Unit-Air-Source) | DLCURAH36ABK |  |  | EN(A,D,W)4X48L21** | *92MSN0801716A* | 36000 | 16.5 | 8.1 | 38500 | 35000 | 90.91% | 2 | 0 | 10 |  |  |  |  | R-410A | 3 | Residential & Commercial | USHP | Ducted CEE Tier 1
206136369 | Central HP <5.4 tons | TEMPSTAR | HRCU-A-CB (Split System: Heat Pump with Remote Outdoor Unit-Air-Source) | TVH837GKA** |  |  | EHD4X48AAL+WALLCON | *95CSU1002122A* | 32600 | 17 | 8.1 | 32800 | 24800 | 75.61% | 1.98 | 11.5 | 11 |  |  |  |  | R-410A | 2.7167 | Residential & Commercial | USHP | Ducted CEE Tier 1
210692505 | Central HP <5.4 tons | AMANA | HRCU-A-CB (Split System: Heat Pump with Remote Outdoor Unit-Air-Source) | ASZV903610A* |  |  | CA*F3743*6D*+MBVC1201**-1A*+TXV | 0 | 34000 | 19 | 8.2 | 34000 | 24400 | 71.76% | 1.8 | 0 | 12 |  |  |  |  | R-410A | 2.8333 | Residential & Commercial | USHP | Ducted CEE Tier 1
210692523 | Central HP <5.4 tons | AMANA | HRCU-A-CB (Split System: Heat Pump with Remote Outdoor Unit-Air-Source) | ASZV903610A* |  |  | CA*F3743*6D*+TXV | A*VM971005CNB* | 33200 | 19 | 8.2 | 33600 | 24400 | 72.62% | 1.8 | 0 | 12 |  |  |  |  | R-410A | 2.7667 | Residential & Commercial | USHP | Ducted CEE Tier 1
210692571 | Central HP <5.4 tons | AMANA | HRCU-A-CB (Split System: Heat Pump with Remote Outdoor Unit-Air-Source) | ASZV903610A* |  |  | CSCF3642N6D*+TXV | A*VC960403BNB* | 33800 | 18.5 | 8.2 | 34000 | 24400 | 71.76% | 1.8 | 0 | 11.5 |  |  |  |  | R-410A | 2.8167 | Residential & Commercial | USHP | Ducted CEE Tier 1
210692573 | Central HP <5.4 tons | AMANA | HRCU-A-CB (Split System: Heat Pump with Remote Outdoor Unit-Air-Source) | ASZV903610A* |  |  | CSCF3642N6D*+TXV | A*VC960603BNB* | 33800 | 18.5 | 8.2 | 34000 | 24400 | 71.76% | 1.8 | 0 | 11.5 |  |  |  |  | R-410A | 2.8167 | Residential & Commercial | USHP | Ducted CEE Tier 1
210692558 | Central HP <5.4 tons | AMANA | HRCU-A-CB (Split System: Heat Pump with Remote Outdoor Unit-Air-Source) | ASZV903610A* |  |  | CHPF3743C6B*+TXV | A*VC961005CNB* | 33400 | 18 | 8.2 | 34000 | 24400 | 71.76% | 1.8 | 0 | 11 |  |  |  |  | R-410A | 2.7833 | Residential & Commercial | USHP | Ducted CEE Tier 1
210692560 | Central HP <5.4 tons | AMANA | HRCU-A-CB (Split System: Heat Pump with Remote Outdoor Unit-Air-Source) | ASZV903610A* |  |  | CHPF3743C6B*+TXV | A*VM970803BNB* | 33400 | 18 | 8.2 | 34000 | 24400 | 71.76% | 1.8 | 0 | 11 |  |  |  |  | R-410A | 2.7833 | Residential & Commercial | USHP | Ducted CEE Tier 1
210692566 | Central HP <5.4 tons | AMANA | HRCU-A-CB (Split System: Heat Pump with Remote Outdoor Unit-Air-Source) | ASZV903610A* |  |  | CSCF3642N6D*+TXV | A*VC800604B*A* | 33800 | 18.5 | 8.2 | 34000 | 24400 | 71.76% | 1.8 | 0 | 11.5 |  |  |  |  | R-410A | 2.8167 | Residential & Commercial | USHP | Ducted CEE Tier 1
210798407 | Central HP <5.4 tons | AMANA | HRCU-A-CB (Split System: Heat Pump with Remote Outdoor Unit-Air-Source) | ASZS601810A* |  |  | CA*EA2422*4A* | A*VS800604BUA* | 16600 | 17.5 | 8.5 | 17400 | 13000 | 74.71% | 2.1 | 0 | 10.9 |  |  |  |  | R-410A | 1.3833 | Residential & Commercial | USHP | Ducted CEE Tier 1
216980763 | Central HP <5.4 tons | ACIQ | HRCU-A-C (Split System: Heat Pump with Remote Outdoor Unit with No Indoor Fan --Air Source) | ACIQ-24-EHPD |  |  | ACIQ-24-ACL-14-B | 0 | 24000 | 16 | 9 | 25000 | 19000 | 76% | 1.8 | 0 | 10 |  |  |  |  | R-454B | 2 | Residential & Commercial | USHP | Ducted CEE Tier 1
215488022 | Central HP <5.4 tons | GOODMAN | HRCU-A-CB (Split System: Heat Pump with Remote Outdoor Unit-Air-Source) | GZV7SA2410A* |  |  | CA*EA3022*3A* | G*VC961005CNB* | 23200 | 19 | 8.6 | 23200 | 17000 | 73.28% | 2 | 0 | 11 |  |  |  |  | R-32 | 1.9333 | Residential & Commercial | USHP | Ducted CEE Tier 1
212976076 | Central HP <5.4 tons | COMFORTMAKER | HRCU-A-CB (Split System: Heat Pump with Remote Outdoor Unit-Air-Source) | DLCURAH24ABK |  |  | EA*4X37L21A* | *96VTN0801716B* | 24600 | 17 | 8.5 | 25200 | 21200 | 84.13% | 1.78 | 0 | 10.5 |  |  |  |  | R-410A | 2.05 | Residential & Commercial | USHP | Ducted CEE Tier 1
211242090 | Central HP <5.4 tons | HEIL | HRCU-A-CB (Split System: Heat Pump with Remote Outdoor Unit-Air-Source) | DLCURAH24ABK |  |  | EA*4X36L17A* | *80ES(N,L)0451712A* | 24200 | 16.5 | 8.5 | 26200 | 22600 | 86.26% | 1.88 | 0 | 10 |  |  |  |  | R-410A | 2.0167 | Residential & Commercial | USHP | Ducted CEE Tier 1
210798391 | Central HP <5.4 tons | AMANA | HRCU-A-CB (Split System: Heat Pump with Remote Outdoor Unit-Air-Source) | ASZS601810A* |  |  | CA*EA1818*4A* | A*VC800604B*A* | 16600 | 17.5 | 8.5 | 17400 | 13000 | 74.71% | 2.1 | 0 | 10.9 |  |  |  |  | R-410A | 1.3833 | Residential & Commercial | USHP | Ducted CEE Tier 1
210798400 | Central HP <5.4 tons | AMANA | HRCU-A-CB (Split System: Heat Pump with Remote Outdoor Unit-Air-Source) | ASZS601810A* |  |  | CA*EA1818*4A* | A*VS800805CUA* | 16600 | 17.5 | 8.5 | 17400 | 13000 | 74.71% | 2.1 | 0 | 10.9 |  |  |  |  | R-410A | 1.3833 | Residential & Commercial | USHP | Ducted CEE Tier 1
215940765 | Central HP <5.4 tons | BRYANT HEATING AND COOLING SYSTEMS | HRCU-A-CB (Split System: Heat Pump with Remote Outdoor Unit-Air-Source) | 293VAN036**AA* |  |  | CVAVA4924XMA*+UI | 986TD60080C21*** | 35400 | 21.5 | 8.5 | 38000 | 28600 | 75.26% | 2.04 | 0 | 12 |  |  |  |  | R-454B | 2.95 | Residential & Commercial | USHP | Ducted CEE Tier 1
215940845 | Central HP <5.4 tons | BRYANT HEATING AND COOLING SYSTEMS | HRCU-A-CB (Split System: Heat Pump with Remote Outdoor Unit-Air-Source) | 293VAN036**AA* |  |  | CVAVA6021XMA*+UI | 987TA42080C17*** | 35400 | 21 | 8.5 | 38500 | 29000 | 75.32% | 2 | 0 | 12 |  |  |  |  | R-454B | 2.95 | Residential & Commercial | USHP | Ducted CEE Tier 1
211242181 | Central HP <5.4 tons | HEIL | HRCU-A-CB (Split System: Heat Pump with Remote Outdoor Unit-Air-Source) | DLCURAH24ABK |  |  | EA*4X36L17A* | *92ESN0401410A* | 24200 | 15.2 | 8.5 | 26400 | 22600 | 85.61% | 1.84 | 0 | 10 |  |  |  |  | R-410A | 2.0167 | Residential & Commercial | USHP | Ducted CEE Tier 1
211242590 | Central HP <5.4 tons | HEIL | HRCU-A-CB (Split System: Heat Pump with Remote Outdoor Unit-Air-Source) | DLCURAH24ABK |  |  | EA*4X36L21A* | *80ES(N,L)0901714A* | 24800 | 17 | 8.5 | 26400 | 22000 | 83.33% | 1.84 | 0 | 10 |  |  |  |  | R-410A | 2.0667 | Residential & Commercial | USHP | Ducted CEE Tier 1
211243058 | Central HP <5.4 tons | HEIL | HRCU-A-CB (Split System: Heat Pump with Remote Outdoor Unit-Air-Source) | DLCURAH24ABK |  |  | EA*4X37L17A* | *80ES(N,L)0901714A* | 25000 | 16.5 | 8.5 | 25800 | 21200 | 82.17% | 1.78 | 0 | 10.5 |  |  |  |  | R-410A | 2.0833 | Residential & Commercial | USHP | Ducted CEE Tier 1
211242835 | Central HP <5.4 tons | HEIL | HRCU-A-CB (Split System: Heat Pump with Remote Outdoor Unit-Air-Source) | DLCURAH24ABK |  |  | EA*4X37L17A* | *80ES(N,L)0701716A* | 25400 | 16 | 8.5 | 26400 | 21000 | 79.55% | 1.76 | 0 | 10 |  |  |  |  | R-410A | 2.1167 | Residential & Commercial | USHP | Ducted CEE Tier 1
211243092 | Central HP <5.4 tons | HEIL | HRCU-A-CB (Split System: Heat Pump with Remote Outdoor Unit-Air-Source) | DLCURAH24ABK |  |  | EA*4X37L17A* | *92ESN0801716A* | 24800 | 17 | 8.5 | 25600 | 21400 | 83.59% | 1.8 | 0 | 10.5 |  |  |  |  | R-410A | 2.0667 | Residential & Commercial | USHP | Ducted CEE Tier 1
211243187 | Central HP <5.4 tons | HEIL | HRCU-A-CB (Split System: Heat Pump with Remote Outdoor Unit-Air-Source) | DLCURAH24ABK |  |  | EA*4X37L17A* | OMV112K14A | 24800 | 16 | 8.5 | 25800 | 21400 | 82.95% | 1.78 | 0 | 10 |  |  |  |  | R-410A | 2.0667 | Residential & Commercial | USHP | Ducted CEE Tier 1
211243344 | Central HP <5.4 tons | HEIL | HRCU-A-CB (Split System: Heat Pump with Remote Outdoor Unit-Air-Source) | DLCURAH24ABK |  |  | EA*4X37L21A* | *80VSL0701716A* | 24600 | 17 | 8.5 | 25400 | 21200 | 83.46% | 1.78 | 0 | 10.5 |  |  |  |  | R-410A | 2.05 | Residential & Commercial | USHP | Ducted CEE Tier 1
210692546 | Central HP <5.4 tons | AMANA | HRCU-A-CB (Split System: Heat Pump with Remote Outdoor Unit-Air-Source) | ASZV903610A* |  |  | CHPF3743C6B*+TXV | A*VS800604BUA* | 33400 | 18 | 8.2 | 34000 | 24400 | 71.76% | 1.8 | 0 | 11 |  |  |  |  | R-410A | 2.7833 | Residential & Commercial | USHP | Ducted CEE Tier 1
212970462 | Central HP <5.4 tons | HEIL | HRCU-A-CB (Split System: Heat Pump with Remote Outdoor Unit-Air-Source) | DLCURAH36ABK |  |  | END4X42L17** | *80VSL0701716B* | 35600 | 15.5 | 8.1 | 38500 | 35000 | 90.91% | 1.94 | 0 | 10 |  |  |  |  | R-410A | 2.9667 | Residential & Commercial | USHP | Ducted CEE Tier 1
212973268 | Central HP <5.4 tons | HEIL | HRCU-A-CB (Split System: Heat Pump with Remote Outdoor Unit-Air-Source) | DLCURAH24ABK |  |  | EN(A,D)4X30L17** | *96VSN0401712B* | 23200 | 16 | 8.1 | 26200 | 24800 | 94.66% | 2.06 | 0 | 10 |  |  |  |  | R-410A | 1.9333 | Residential & Commercial | USHP | Ducted CEE Tier 1
212974958 | Central HP <5.4 tons | HEIL | HRCU-A-CB (Split System: Heat Pump with Remote Outdoor Unit-Air-Source) | DLCURAH24ABK |  |  | EA*4X30L14A* | *96VTN0401410B* | 23200 | 16 | 8.5 | 26400 | 25000 | 94.7% | 2.08 | 0 | 10 |  |  |  |  | R-410A | 1.9333 | Residential & Commercial | USHP | Ducted CEE Tier 1
215487760 | Central HP <5.4 tons | AMANA | HRCU-A-CB (Split System: Heat Pump with Remote Outdoor Unit-Air-Source) | AZV7SA4810A* |  |  | CHPEA4830*3A* | A*VC800805D*A* | 45500 | 17 | 8.5 | 46000 | 33600 | 73.04% | 2 | 0 | 10 |  |  |  |  | R-32 | 3.7917 | Residential & Commercial | USHP | Ducted CEE Tier 1
215488055 | Central HP <5.4 tons | GOODMAN | HRCU-A-CB (Split System: Heat Pump with Remote Outdoor Unit-Air-Source) | GZV7SA3610A* |  |  | CA*EA4830*3A* | G*VC960804CNB* | 34800 | 18.5 | 8.5 | 35000 | 28400 | 81.14% | 2 | 0 | 10.5 |  |  |  |  | R-32 | 2.9 | Residential & Commercial | USHP | Ducted CEE Tier 1
215488074 | Central HP <5.4 tons | GOODMAN | HRCU-A-CB (Split System: Heat Pump with Remote Outdoor Unit-Air-Source) | GZV7SA3610A* |  |  | CHPEA4830*3A* | G*VM971205DNB* | 35000 | 18.5 | 8.1 | 35000 | 28400 | 81.14% | 2 | 0 | 10.5 |  |  |  |  | R-32 | 2.9167 | Residential & Commercial | USHP | Ducted CEE Tier 1
215488107 | Central HP <5.4 tons | GOODMAN | HRCU-A-CB (Split System: Heat Pump with Remote Outdoor Unit-Air-Source) | GZV7SA4810A* |  |  | CA*EA6030*3A* | G*VC800804C*A* | 45500 | 16.5 | 8.8 | 47000 | 33600 | 71.49% | 2 | 0 | 10 |  |  |  |  | R-32 | 3.7917 | Residential & Commercial | USHP | Ducted CEE Tier 1
215488123 | Central HP <5.4 tons | GOODMAN | HRCU-A-CB (Split System: Heat Pump with Remote Outdoor Unit-Air-Source) | GZV7SA4810A* |  |  | CHPEA4830*3A* | G*VM971005CNB* | 45500 | 16.2 | 8.5 | 46000 | 33600 | 73.04% | 2 | 0 | 10 |  |  |  |  | R-32 | 3.7917 | Residential & Commercial | USHP | Ducted CEE Tier 1
214499784 | Central HP <5.4 tons | GOODMAN | HRCU-A-CB (Split System: Heat Pump with Remote Outdoor Unit-Air-Source) | GSZS601810A* |  |  | CA*EA1818*4B* | G*VC800603B*A* | 16600 | 17.5 | 8.5 | 17400 | 13000 | 74.71% | 2.1 | 0 | 10.9 |  |  |  |  | R-410A | 1.3833 | Residential & Commercial | USHP | Ducted CEE Tier 1
213770838 | Central HP <5.4 tons | AIRQUEST | HRCU-A-CB (Split System: Heat Pump with Remote Outdoor Unit-Air-Source) | HVH825GKA2* |  |  | EA*4X36L17A*+WALLCON | *80CTL0901716B* | 23600 | 16.5 | 8.1 | 21400 | 16700 | 78.04% | 1.94 | 0 | 11 |  |  |  |  | R-410A | 1.9667 | Residential & Commercial | USHP | Ducted CEE Tier 1
213770988 | Central HP <5.4 tons | AIRQUEST | HRCU-A-CB (Split System: Heat Pump with Remote Outdoor Unit-Air-Source) | HVH825GKA2* |  |  | EA*4X36L21A*+WALLCON | *97CMN1002122B* | 23600 | 16.5 | 8.1 | 21400 | 16600 | 77.57% | 1.94 | 0 | 11 |  |  |  |  | R-410A | 1.9667 | Residential & Commercial | USHP | Ducted CEE Tier 1
214499795 | Central HP <5.4 tons | GOODMAN | HRCU-A-CB (Split System: Heat Pump with Remote Outdoor Unit-Air-Source) | GSZS601810A* |  |  | CA*EA1818*4B* | G*VC800805C*A* | 16600 | 17.5 | 8.5 | 17400 | 13000 | 74.71% | 2.1 | 0 | 10.9 |  |  |  |  | R-410A | 1.3833 | Residential & Commercial | USHP | Ducted CEE Tier 1
211239940 | Central HP <5.4 tons | CARRIER | HRCU-A-CB (Split System: Heat Pump with Remote Outdoor Unit-Air-Source) | 38MURAQ24AB3* |  |  | CAP**3717AL* | 59SC2D040E17**12 | 24200 | 16 | 8.1 | 25400 | 22000 | 86.61% | 1.82 | 0 | 10 |  |  |  |  | R-410A | 2.0167 | Residential & Commercial | USHP | Ducted CEE Tier 1
211239956 | Central HP <5.4 tons | CARRIER | HRCU-A-CB (Split System: Heat Pump with Remote Outdoor Unit-Air-Source) | 38MURAQ24AB3* |  |  | CAP**3721AL* | 59TP6B100V21**22 | 24200 | 17 | 8.1 | 25000 | 21400 | 85.6% | 1.8 | 0 | 10 |  |  |  |  | R-410A | 2.0167 | Residential & Commercial | USHP | Ducted CEE Tier 1
211239990 | Central HP <5.4 tons | CARRIER | HRCU-A-CB (Split System: Heat Pump with Remote Outdoor Unit-Air-Source) | 38MURAQ24AB3* |  |  | CAP**3721AL* | 59SC2D040E17**12 | 24400 | 16 | 8.1 | 25400 | 21200 | 83.46% | 1.78 | 0 | 10 |  |  |  |  | R-410A | 2.0333 | Residential & Commercial | USHP | Ducted CEE Tier 1
214499790 | Central HP <5.4 tons | GOODMAN | HRCU-A-CB (Split System: Heat Pump with Remote Outdoor Unit-Air-Source) | GSZS601810A* |  |  | CA*EA1818*4B* | G*VC960803BNB* | 16600 | 17.5 | 8.5 | 17400 | 13000 | 74.71% | 2.1 | 0 | 10.9 |  |  |  |  | R-410A | 1.3833 | Residential & Commercial | USHP | Ducted CEE Tier 1
214499807 | Central HP <5.4 tons | GOODMAN | HRCU-A-CB (Split System: Heat Pump with Remote Outdoor Unit-Air-Source) | GSZS601810A* |  |  | CA*EA2422*4B* | G*VM970603BNB* | 16600 | 17.5 | 8.5 | 17400 | 13000 | 74.71% | 2.1 | 0 | 10.9 |  |  |  |  | R-410A | 1.3833 | Residential & Commercial | USHP | Ducted CEE Tier 1
213771338 | Central HP <5.4 tons | AIRQUEST | HRCU-A-CB (Split System: Heat Pump with Remote Outdoor Unit-Air-Source) | HVH825GKA2* |  |  | EA*4X42L21A*+WALLCON | *96CTN0601714B* | 23600 | 16.5 | 8.1 | 21400 | 16700 | 78.04% | 1.96 | 0 | 10.5 |  |  |  |  | R-410A | 1.9667 | Residential & Commercial | USHP | Ducted CEE Tier 1
213771438 | Central HP <5.4 tons | AIRQUEST | HRCU-A-CB (Split System: Heat Pump with Remote Outdoor Unit-Air-Source) | HVH825GKA2* |  |  | EA*4X43L21A*+WALLCON | *80CTL0451712B* | 24200 | 16.5 | 8.1 | 21200 | 16700 | 78.77% | 2.02 | 0 | 10.5 |  |  |  |  | R-410A | 2.0167 | Residential & Commercial | USHP | Ducted CEE Tier 1
213771538 | Central HP <5.4 tons | AIRQUEST | HRCU-A-CB (Split System: Heat Pump with Remote Outdoor Unit-Air-Source) | HVH825GKA2* |  |  | EA*4X43L21A*+WALLCON | *96CTN0801714B* | 24400 | 16.5 | 8.1 | 21200 | 16600 | 78.3% | 2.02 | 0 | 11 |  |  |  |  | R-410A | 2.0333 | Residential & Commercial | USHP | Ducted CEE Tier 1
215940945 | Central HP <5.4 tons | BRYANT HEATING AND COOLING SYSTEMS | HRCU-A-CB (Split System: Heat Pump with Remote Outdoor Unit-Air-Source) | 293VAN048**AA* |  |  | CAA**4821AM*+UI | 83*CB36040C17*** | 43500 | 21 | 9.5 | 48000 | 36400 | 75.83% | 1.92 | 0 | 11 |  |  |  |  | R-454B | 3.625 | Residential & Commercial | USHP | Ducted CEE Tier 1
210692565 | Central HP <5.4 tons | AMANA | HRCU-A-CB (Split System: Heat Pump with Remote Outdoor Unit-Air-Source) | ASZV903610A* |  |  | CSCF3642N6D*+TXV | A*VS800604BUA* | 33800 | 18.5 | 8.2 | 34000 | 24400 | 71.76% | 1.8 | 0 | 11.5 |  |  |  |  | R-410A | 2.8167 | Residential & Commercial | USHP | Ducted CEE Tier 1
210609969 | Central HP <5.4 tons | AMANA | HRCU-A-CB (Split System: Heat Pump with Remote Outdoor Unit-Air-Source) | ASZV903610A* |  |  | AMVE48DP1400A* | 0 | 33600 | 19 | 8.2 | 33600 | 24400 | 72.62% | 1.8 | 0 | 12 |  |  |  |  | R-410A | 2.8 | Residential & Commercial | USHP | Ducted CEE Tier 1
214499907 | Central HP <5.4 tons | GOODMAN | HRCU-A-CB (Split System: Heat Pump with Remote Outdoor Unit-Air-Source) | GSZS601810A* |  |  | CA*EA1818*4B*+MBVC1200**-1A* | 0 | 16600 | 17.5 | 8.5 | 17400 | 13000 | 74.71% | 2.1 | 0 | 10.9 |  |  |  |  | R-410A | 1.3833 | Residential & Commercial | USHP | Ducted CEE Tier 1
214500843 | Central HP <5.4 tons | GOODMAN | HRCU-A-CB (Split System: Heat Pump with Remote Outdoor Unit-Air-Source) | GSZS601810A* |  |  | CA*EA2422*4B*+MBVK16CP1X00A* | 0 | 16600 | 17.5 | 8.5 | 17400 | 13000 | 74.71% | 2.1 | 0 | 10.9 |  |  |  |  | R-410A | 1.3833 | Residential & Commercial | USHP | Ducted CEE Tier 1
211243755 | Central HP <5.4 tons | HEIL | HRCU-A-CB (Split System: Heat Pump with Remote Outdoor Unit-Air-Source) | DLCURAH24ABK |  |  | EN(A,D)4X24L14** | *95ESN0601412A* | 24000 | 15.2 | 8.5 | 27200 | 23000 | 84.56% | 1.88 | 0 | 10 |  |  |  |  | R-410A | 2 | Residential & Commercial | USHP | Ducted CEE Tier 1
211243896 | Central HP <5.4 tons | HEIL | HRCU-A-CB (Split System: Heat Pump with Remote Outdoor Unit-Air-Source) | DLCURAH24ABK |  |  | EN(A,D)4X24L17** | *96VSN0801716A* | 23800 | 16 | 8.5 | 26800 | 23400 | 87.31% | 1.92 | 0 | 10 |  |  |  |  | R-410A | 1.9833 | Residential & Commercial | USHP | Ducted CEE Tier 1
211244196 | Central HP <5.4 tons | HEIL | HRCU-A-CB (Split System: Heat Pump with Remote Outdoor Unit-Air-Source) | DLCURAH24ABK |  |  | EN(A,D)4X24L17** | *95ESN0801716A* | 24200 | 15.2 | 8.5 | 27400 | 22600 | 82.48% | 1.84 | 0 | 10 |  |  |  |  | R-410A | 2.0167 | Residential & Commercial | USHP | Ducted CEE Tier 1
211244287 | Central HP <5.4 tons | HEIL | HRCU-A-CB (Split System: Heat Pump with Remote Outdoor Unit-Air-Source) | DLCURAH24ABK |  |  | EN(A,D)4X30L14** | *96VSN0401410A* | 23600 | 15.5 | 8.1 | 26200 | 23600 | 90.08% | 1.92 | 0 | 10 |  |  |  |  | R-410A | 1.9667 | Residential & Commercial | USHP | Ducted CEE Tier 1
211244480 | Central HP <5.4 tons | HEIL | HRCU-A-CB (Split System: Heat Pump with Remote Outdoor Unit-Air-Source) | DLCURAH24ABK |  |  | EN(A,D)4X30L17** | *95ESU0401712A* | 23600 | 16.5 | 8.1 | 25800 | 23600 | 91.47% | 1.96 | 0 | 10 |  |  |  |  | R-410A | 1.9667 | Residential & Commercial | USHP | Ducted CEE Tier 1
211244491 | Central HP <5.4 tons | HEIL | HRCU-A-CB (Split System: Heat Pump with Remote Outdoor Unit-Air-Source) | DLCURAH24ABK |  |  | EN(A,D)4X30L17** | *80ES(N,L)0701716A* | 24800 | 16 | 8.1 | 26800 | 22200 | 82.84% | 1.82 | 0 | 10.5 |  |  |  |  | R-410A | 2.0667 | Residential & Commercial | USHP | Ducted CEE Tier 1
211240120 | Central HP <5.4 tons | CARRIER | HRCU-A-CB (Split System: Heat Pump with Remote Outdoor Unit-Air-Source) | 38MURAQ24AB3* |  |  | CNPV*3617AL* | 59SU5A040E17**12 | 23600 | 16.5 | 8.1 | 25800 | 23600 | 91.47% | 1.96 | 0 | 10 |  |  |  |  | R-410A | 1.9667 | Residential & Commercial | USHP | Ducted CEE Tier 1
211240154 | Central HP <5.4 tons | CARRIER | HRCU-A-CB (Split System: Heat Pump with Remote Outdoor Unit-Air-Source) | 38MURAQ24AB3* |  |  | CNPV*3617AL* | OVMAAB036098 | 23600 | 16.5 | 8.1 | 26000 | 23600 | 90.77% | 1.96 | 0 | 10 |  |  |  |  | R-410A | 1.9667 | Residential & Commercial | USHP | Ducted CEE Tier 1
210798409 | Central HP <5.4 tons | AMANA | HRCU-A-CB (Split System: Heat Pump with Remote Outdoor Unit-Air-Source) | ASZS601810A* |  |  | CA*EA2422*4A* | A*VC800604B*A* | 16600 | 17.5 | 8.5 | 17400 | 13000 | 74.71% | 2.1 | 0 | 10.9 |  |  |  |  | R-410A | 1.3833 | Residential & Commercial | USHP | Ducted CEE Tier 1
210798418 | Central HP <5.4 tons | AMANA | HRCU-A-CB (Split System: Heat Pump with Remote Outdoor Unit-Air-Source) | ASZS601810A* |  |  | CA*EA2422*4A* | A*VS800805CUA* | 16600 | 17.5 | 8.5 | 17400 | 13000 | 74.71% | 2.1 | 0 | 10.9 |  |  |  |  | R-410A | 1.3833 | Residential & Commercial | USHP | Ducted CEE Tier 1
215488027 | Central HP <5.4 tons | GOODMAN | HRCU-A-CB (Split System: Heat Pump with Remote Outdoor Unit-Air-Source) | GZV7SA2410A* |  |  | CA*EA3626*3A* | G*VC800603B*A* | 23200 | 19 | 8.6 | 23200 | 17000 | 73.28% | 2 | 0 | 11 |  |  |  |  | R-32 | 1.9333 | Residential & Commercial | USHP | Ducted CEE Tier 1
210692519 | Central HP <5.4 tons | AMANA | HRCU-A-CB (Split System: Heat Pump with Remote Outdoor Unit-Air-Source) | ASZV903610A* |  |  | CA*F3743*6D*+TXV | A*VC961205DNB* | 33600 | 19 | 8.2 | 34000 | 24400 | 71.76% | 1.8 | 0 | 12 |  |  |  |  | R-410A | 2.8 | Residential & Commercial | USHP | Ducted CEE Tier 1
215439729 | Central HP <5.4 tons | GOODMAN | HRCU-A-CB (Split System: Heat Pump with Remote Outdoor Unit-Air-Source) | GZV6SA1810A* |  |  | CA*EA3022*3A* | G*VT800805C*A* | 17000 | 19 | 8.8 | 16800 | 13000 | 77.38% | 2.1 | 0 | 12 |  |  |  |  | R-32 | 1.4167 | Residential & Commercial | USHP | Ducted CEE Tier 1
215439743 | Central HP <5.4 tons | GOODMAN | HRCU-A-CB (Split System: Heat Pump with Remote Outdoor Unit-Air-Source) | GZV6SA1810A* |  |  | CA*EA2418*3A* | G*VS960805CUA* | 17000 | 19 | 8.8 | 16800 | 13000 | 77.38% | 2.1 | 0 | 12 |  |  |  |  | R-32 | 1.4167 | Residential & Commercial | USHP | Ducted CEE Tier 1
212981592 | Central HP <5.4 tons | CARRIER | HRCU-A-CB (Split System: Heat Pump with Remote Outdoor Unit-Air-Source) | 38MURAQ30AB3* |  |  | CAP**3721AL* | 58SU*B040M17**12 | 30400 | 15.2 | 8.1 | 33400 | 26200 | 78.44% | 1.86 | 0 | 9 |  |  |  |  | R-410A | 2.5333 | Residential & Commercial | USHP
213771038 | Central HP <5.4 tons | AIRQUEST | HRCU-A-CB (Split System: Heat Pump with Remote Outdoor Unit-Air-Source) | HVH825GKA2* |  |  | EA*4X37L17A*+WALLCON | *80CTL0701412B* | 24200 | 16.5 | 8.1 | 21400 | 16700 | 78.04% | 2 | 0 | 11 |  |  |  |  | R-410A | 2.0167 | Residential & Commercial | USHP | Ducted CEE Tier 1
213771238 | Central HP <5.4 tons | AIRQUEST | HRCU-A-CB (Split System: Heat Pump with Remote Outdoor Unit-Air-Source) | HVH825GKA2* |  |  | EA*4X37L21A*+WALLCON | *96CTN1002122B* | 24400 | 16.5 | 8.5 | 21200 | 16600 | 78.3% | 2.04 | 0 | 11 |  |  |  |  | R-410A | 2.0333 | Residential & Commercial | USHP | Ducted CEE Tier 1
213771658 | Central HP <5.4 tons | AIRQUEST | HRCU-A-CB (Split System: Heat Pump with Remote Outdoor Unit-Air-Source) | HVH825GKA2* |  |  | EA*4X48L21A*+WALLCON | *96CTN0801714B* | 24000 | 16.5 | 8.1 | 21000 | 16500 | 78.57% | 2.02 | 0 | 11 |  |  |  |  | R-410A | 2 | Residential & Commercial | USHP | Ducted CEE Tier 1
212979970 | Central HP <5.4 tons | COMFORTMAKER | HRCU-A-CB (Split System: Heat Pump with Remote Outdoor Unit-Air-Source) | DLCURAH18ABK |  |  | EA*4X25L17A* | *80MS(N,L)0901714A* | 18100 | 16.5 | 8.5 | 17900 | 17700 | 98.88% | 2.14 | 0 | 11 |  |  |  |  | R-410A | 1.5083 | Residential & Commercial | USHP | Ducted CEE Tier 1
210692527 | Central HP <5.4 tons | AMANA | HRCU-A-CB (Split System: Heat Pump with Remote Outdoor Unit-Air-Source) | ASZV903610A* |  |  | CHPF3642C6C*+TXV | A*VS800604BUA* | 33400 | 18 | 8.2 | 34000 | 24400 | 71.76% | 1.8 | 0 | 11 |  |  |  |  | R-410A | 2.7833 | Residential & Commercial | USHP | Ducted CEE Tier 1
210692570 | Central HP <5.4 tons | AMANA | HRCU-A-CB (Split System: Heat Pump with Remote Outdoor Unit-Air-Source) | ASZV903610A* |  |  | CSCF3642N6D*+TXV | A*VC801005C*A* | 33800 | 18.5 | 8.2 | 34000 | 24400 | 71.76% | 1.8 | 0 | 11.5 |  |  |  |  | R-410A | 2.8167 | Residential & Commercial | USHP | Ducted CEE Tier 1
211244114 | Central HP <5.4 tons | COMFORTMAKER | HRCU-A-CB (Split System: Heat Pump with Remote Outdoor Unit-Air-Source) | DLCURAH24ABK |  |  | EN(A,D)4X24L17** | *80ES(N,L)0451712A* | 23600 | 16 | 8.5 | 26800 | 23600 | 88.06% | 1.94 | 0 | 10 |  |  |  |  | R-410A | 1.9667 | Residential & Commercial | USHP | Ducted CEE Tier 1
215488038 | Central HP <5.4 tons | GOODMAN | HRCU-A-CB (Split System: Heat Pump with Remote Outdoor Unit-Air-Source) | GZV7SA2410A* |  |  | CHPEA3026*3A* | G*VM970603BNB* | 23200 | 19 | 8.6 | 23200 | 17000 | 73.28% | 2 | 0 | 11 |  |  |  |  | R-32 | 1.9333 | Residential & Commercial | USHP | Ducted CEE Tier 1
215488040 | Central HP <5.4 tons | GOODMAN | HRCU-A-CB (Split System: Heat Pump with Remote Outdoor Unit-Air-Source) | GZV7SA2410A* |  |  | CHPEA3026*3A* | G*VM970804CNB* | 23200 | 19 | 8.6 | 23200 | 17000 | 73.28% | 2 | 0 | 11 |  |  |  |  | R-32 | 1.9333 | Residential & Commercial | USHP | Ducted CEE Tier 1
206136173 | Central HP <5.4 tons | TEMPSTAR | HRCU-A-CB (Split System: Heat Pump with Remote Outdoor Unit-Air-Source) | TVH837GKA** |  |  | EA*4X48L21A*+WALLCON | *95CSU0802120A* | 32400 | 17.5 | 8.5 | 32600 | 25000 | 76.69% | 1.98 | 12 | 11.5 |  |  |  |  | R-410A | 2.7 | Residential & Commercial | USHP | Ducted CEE Tier 1
211713357 | Central HP <5.4 tons | CARRIER | HRCU-A-CB (Split System: Heat Pump with Remote Outdoor Unit-Air-Source) | 38MURAQ30AB3* |  |  | CAP**4321AL* | 59SC2D100E21**20 | 31200 | 15.2 | 8.5 | 33600 | 26000 | 77.38% | 1.86 | 0 | 9 |  |  |  |  | R-410A | 2.6 | Residential & Commercial | USHP
210773171 | Central HP <5.4 tons | AMANA | HRCU-A-CB (Split System: Heat Pump with Remote Outdoor Unit-Air-Source) | ASZS601810A* |  |  | AHVE24BP1400A* | 0 | 16600 | 17.5 | 8.5 | 17400 | 13000 | 74.71% | 2.1 | 0 | 10.9 |  |  |  |  | R-410A | 1.3833 | Residential & Commercial | USHP | Ducted CEE Tier 1
210798393 | Central HP <5.4 tons | AMANA | HRCU-A-CB (Split System: Heat Pump with Remote Outdoor Unit-Air-Source) | ASZS601810A* |  |  | CA*EA1818*4A* | A*VS960603BUA* | 16600 | 17.5 | 8.5 | 17400 | 13000 | 74.71% | 2.1 | 0 | 10.9 |  |  |  |  | R-410A | 1.3833 | Residential & Commercial | USHP | Ducted CEE Tier 1
210798423 | Central HP <5.4 tons | AMANA | HRCU-A-CB (Split System: Heat Pump with Remote Outdoor Unit-Air-Source) | ASZS601810A* |  |  | CA*EA2422*4A* | A*VM970804CNB* | 16600 | 17.5 | 8.5 | 17400 | 13000 | 74.71% | 2.1 | 0 | 10.9 |  |  |  |  | R-410A | 1.3833 | Residential & Commercial | USHP | Ducted CEE Tier 1
210798408 | Central HP <5.4 tons | AMANA | HRCU-A-CB (Split System: Heat Pump with Remote Outdoor Unit-Air-Source) | ASZS601810A* |  |  | CA*EA2422*4A* | A*VC800603B*A* | 16600 | 17.5 | 8.5 | 17400 | 13000 | 74.71% | 2.1 | 0 | 10.9 |  |  |  |  | R-410A | 1.3833 | Residential & Commercial | USHP | Ducted CEE Tier 1
214500840 | Central HP <5.4 tons | GOODMAN | HRCU-A-CB (Split System: Heat Pump with Remote Outdoor Unit-Air-Source) | GSZS601810A* |  |  | CA*EA1818*4B*+MBVK12BP1X00A* | 0 | 16600 | 17.5 | 8.5 | 17400 | 13000 | 74.71% | 2.1 | 0 | 10.9 |  |  |  |  | R-410A | 1.3833 | Residential & Commercial | USHP | Ducted CEE Tier 1
214499909 | Central HP <5.4 tons | GOODMAN | HRCU-A-CB (Split System: Heat Pump with Remote Outdoor Unit-Air-Source) | GSZS601810A* |  |  | CA*EA2422*4B*+MBVC1200**-1A* | 0 | 16600 | 17.5 | 8.5 | 17400 | 13000 | 74.71% | 2.1 | 0 | 10.9 |  |  |  |  | R-410A | 1.3833 | Residential & Commercial | USHP | Ducted CEE Tier 1
215439736 | Central HP <5.4 tons | GOODMAN | HRCU-A-CB (Split System: Heat Pump with Remote Outdoor Unit-Air-Source) | GZV6SA1810A* |  |  | CHPEA2422*3A* | G*VT800604B*A* | 17000 | 19 | 8.8 | 16800 | 13000 | 77.38% | 2.1 | 0 | 12 |  |  |  |  | R-32 | 1.4167 | Residential & Commercial | USHP | Ducted CEE Tier 1
215439752 | Central HP <5.4 tons | GOODMAN | HRCU-A-CB (Split System: Heat Pump with Remote Outdoor Unit-Air-Source) | GZV6SA1810A* |  |  | CA*EA3022*3A* | G*VM970804CNA* | 17000 | 19 | 8.8 | 16800 | 13000 | 77.38% | 2.1 | 0 | 12 |  |  |  |  | R-32 | 1.4167 | Residential & Commercial | USHP | Ducted CEE Tier 1
215439745 | Central HP <5.4 tons | GOODMAN | HRCU-A-CB (Split System: Heat Pump with Remote Outdoor Unit-Air-Source) | GZV6SA1810A* |  |  | CA*EA3022*3A* | G*VS960603BUA* | 17000 | 19 | 8.8 | 16800 | 13000 | 77.38% | 2.1 | 0 | 12 |  |  |  |  | R-32 | 1.4167 | Residential & Commercial | USHP | Ducted CEE Tier 1
215439754 | Central HP <5.4 tons | GOODMAN | HRCU-A-CB (Split System: Heat Pump with Remote Outdoor Unit-Air-Source) | GZV6SA1810A* |  |  | CHPEA2422*3A* | G*VM970803BNA* | 17000 | 19 | 8.8 | 16800 | 13000 | 77.38% | 2.1 | 0 | 12 |  |  |  |  | R-32 | 1.4167 | Residential & Commercial | USHP | Ducted CEE Tier 1
212974672 | Central HP <5.4 tons | HEIL | HRCU-A-CB (Split System: Heat Pump with Remote Outdoor Unit-Air-Source) | DLCURAH18ABK |  |  | EA*4X30L14A* | *96VTN0401410B* | 17300 | 16 | 8.1 | 17900 | 18700 | 104.5% | 2.24 | 0 | 10.5 |  |  |  |  | R-410A | 1.4417 | Residential & Commercial | USHP | Ducted CEE Tier 1
212970853 | Central HP <5.4 tons | HEIL | HRCU-A-CB (Split System: Heat Pump with Remote Outdoor Unit-Air-Source) | DLCURAH18ABK |  |  | EA*4X19L17A* | *80VTL0451412B* | 18200 | 16.5 | 8.5 | 18100 | 17700 | 97.79% | 2.14 | 0 | 11 |  |  |  |  | R-410A | 1.5167 | Residential & Commercial | USHP | Ducted CEE Tier 1
212971496 | Central HP <5.4 tons | HEIL | HRCU-A-CB (Split System: Heat Pump with Remote Outdoor Unit-Air-Source) | DLCURAH18ABK |  |  | EN(A,D)4X30L17** | *80VTL0701716B* | 17700 | 16 | 8.1 | 18200 | 18600 | 102.2% | 2.24 | 0 | 11 |  |  |  |  | R-410A | 1.475 | Residential & Commercial | USHP | Ducted CEE Tier 1
210473327 | Central HP <5.4 tons | HEIL | HRCU-A-CB (Split System: Heat Pump with Remote Outdoor Unit-Air-Source) | HVH825GKA3* |  |  | EA*4X48L21A*+WALLCON | *80CTL0451712A* | 24000 | 16.5 | 8.1 | 21000 | 16700 | 79.52% | 2 | 0 | 11 |  |  |  |  | R-410A | 2 | Residential & Commercial | USHP | Ducted CEE Tier 1
215940865 | Central HP <5.4 tons | BRYANT HEATING AND COOLING SYSTEMS | HRCU-A-CB (Split System: Heat Pump with Remote Outdoor Unit-Air-Source) | 293VAN036**AA* |  |  | CVAVA6021XMA*+UI | 987TA66100C21*** | 35600 | 22 | 8.5 | 38000 | 28600 | 75.26% | 2.02 | 0 | 12.5 |  |  |  |  | R-454B | 2.9667 | Residential & Commercial | USHP | Ducted CEE Tier 1
215439725 | Central HP <5.4 tons | GOODMAN | HRCU-A-CB (Split System: Heat Pump with Remote Outdoor Unit-Air-Source) | GZV6SA1810A* |  |  | CA*EA2418*3A* | G*VT960603BNA* | 17000 | 19 | 8.8 | 16800 | 13000 | 77.38% | 2.1 | 0 | 12 |  |  |  |  | R-32 | 1.4167 | Residential & Commercial | USHP | Ducted CEE Tier 1
215439739 | Central HP <5.4 tons | GOODMAN | HRCU-A-CB (Split System: Heat Pump with Remote Outdoor Unit-Air-Source) | GZV6SA1810A* |  |  | CHPEA2422*3A* | G*VT800603B*A* | 17000 | 19 | 8.8 | 16800 | 13000 | 77.38% | 2.1 | 0 | 12 |  |  |  |  | R-32 | 1.4167 | Residential & Commercial | USHP | Ducted CEE Tier 1
215439756 | Central HP <5.4 tons | GOODMAN | HRCU-A-CB (Split System: Heat Pump with Remote Outdoor Unit-Air-Source) | GZV6SA1810A* |  |  | CA*EA2418*3A* | G*VM970803BNA* | 17000 | 19 | 8.8 | 16800 | 13000 | 77.38% | 2.1 | 0 | 12 |  |  |  |  | R-32 | 1.4167 | Residential & Commercial | USHP | Ducted CEE Tier 1
213607586 | Central HP <5.4 tons | BRYANT HEATING AND COOLING SYSTEMS | HRCU-A-CB (Split System: Heat Pump with Remote Outdoor Unit-Air-Source) | 38MURAQ18AB3* |  |  | FT4BNXB24L* | 0 | 18100 | 16.5 | 8.5 | 18200 | 18200 | 100% | 2.2 | 0 | 11 |  |  |  |  | R-410A | 1.5083 | Residential & Commercial | USHP | Ducted CEE Tier 1
210692569 | Central HP <5.4 tons | AMANA | HRCU-A-CB (Split System: Heat Pump with Remote Outdoor Unit-Air-Source) | ASZV903610A* |  |  | CSCF3642N6D*+TXV | A*VC800805C*A* | 33800 | 18.5 | 8.2 | 34000 | 24400 | 71.76% | 1.8 | 0 | 11.5 |  |  |  |  | R-410A | 2.8167 | Residential & Commercial | USHP | Ducted CEE Tier 1
212384319 | Central HP <5.4 tons | HEIL | HRCU-A-CB (Split System: Heat Pump with Remote Outdoor Unit-Air-Source) | DLCURAH36ABK |  |  | END4X42L17** | *92ESN0601714A* | 35800 | 16 | 8.1 | 39000 | 35000 | 89.74% | 1.96 | 0 | 10 |  |  |  |  | R-410A | 2.9833 | Residential & Commercial | USHP | Ducted CEE Tier 1
215487667 | Central HP <5.4 tons | AMANA | HRCU-A-CB (Split System: Heat Pump with Remote Outdoor Unit-Air-Source) | AZV7SA2410A* |  |  | CA*EA3626*3A* | A*VC800805C*A* | 23200 | 19 | 8.6 | 23200 | 17000 | 73.28% | 2 | 0 | 11 |  |  |  |  | R-32 | 1.9333 | Residential & Commercial | USHP | Ducted CEE Tier 1
212983673 | Central HP <5.4 tons | HEIL | HRCU-A-CB (Split System: Heat Pump with Remote Outdoor Unit-Air-Source) | DLCURAH18ABK |  |  | EA*4X30L14A* | *92MSN0601412A* | 17700 | 16 | 8.5 | 18300 | 18700 | 102.2% | 2.24 | 0 | 10.5 |  |  |  |  | R-410A | 1.475 | Residential & Commercial | USHP | Ducted CEE Tier 1
216032250 | Central HP <5.4 tons | ACIQ | HRCU-A-CB (Split System: Heat Pump with Remote Outdoor Unit-Air-Source) | ACIQ-42-HPD |  |  | ACIQ-42-AHD | 0 | 42000 | 16.7 | 9.5 | 50000 | 46000 | 92% | 1.9 | 0 | 11.7 |  |  |  |  | R-454B | 3.5 | Residential & Commercial | USHP | Ducted CEE Tier 1
215439753 | Central HP <5.4 tons | GOODMAN | HRCU-A-CB (Split System: Heat Pump with Remote Outdoor Unit-Air-Source) | GZV6SA1810A* |  |  | CA*EA2418*3A* | G*VM970804CNA* | 17000 | 19 | 8.8 | 16800 | 13000 | 77.38% | 2.1 | 0 | 12 |  |  |  |  | R-32 | 1.4167 | Residential & Commercial | USHP | Ducted CEE Tier 1
215439759 | Central HP <5.4 tons | GOODMAN | HRCU-A-CB (Split System: Heat Pump with Remote Outdoor Unit-Air-Source) | GZV6SA1810A* |  |  | CA*EA2418*3A* | G*VM970603BNA* | 17000 | 19 | 8.8 | 16800 | 13000 | 77.38% | 2.1 | 0 | 12 |  |  |  |  | R-32 | 1.4167 | Residential & Commercial | USHP | Ducted CEE Tier 1
215941015 | Central HP <5.4 tons | BRYANT HEATING AND COOLING SYSTEMS | HRCU-A-CB (Split System: Heat Pump with Remote Outdoor Unit-Air-Source) | 293VAN048**AA* |  |  | CAA**6024AM*+UI | 987TA66100C21*** | 44500 | 21 | 9.5 | 48000 | 36400 | 75.83% | 2 | 0 | 11 |  |  |  |  | R-454B | 3.7083 | Residential & Commercial | USHP | Ducted CEE Tier 1
211240023 | Central HP <5.4 tons | CARRIER | HRCU-A-CB (Split System: Heat Pump with Remote Outdoor Unit-Air-Source) | 38MURAQ24AB3* |  |  | CNPV*2417AL* | 58SP*A070V17**16 | 23400 | 16 | 8.5 | 26600 | 24000 | 90.23% | 1.98 | 0 | 10 |  |  |  |  | R-410A | 1.95 | Residential & Commercial | USHP | Ducted CEE Tier 1
213353733 | Central HP <5.4 tons | HEIL | HRCU-A-CB (Split System: Heat Pump with Remote Outdoor Unit-Air-Source) | DLCURAH18ABK |  |  | F5MA4*18L*A* | 0 | 18200 | 16 | 9 | 19200 | 19100 | 99.48% | 2.3 | 0 | 10.5 |  |  |  |  | R-410A | 1.5167 | Residential & Commercial | USHP | Ducted CEE Tier 1
216734448 | Central HP <5.4 tons | AIRQUEST | HRCU-A-CB (Split System: Heat Pump with Remote Outdoor Unit-Air-Source) | D5CUHAH24AAK |  |  | EA*5X36M17A* | *80VSL0901716B* | 22200 | 16.5 | 8.1 | 20800 | 18700 | 89.9% | 1.85 | 0 | 10.5 |  |  |  |  | R-454B | 1.85 | Residential & Commercial | USHP | Ducted CEE Tier 1
215488124 | Central HP <5.4 tons | GOODMAN | HRCU-A-CB (Split System: Heat Pump with Remote Outdoor Unit-Air-Source) | GZV7SA4810A* |  |  | CHPEA4830*3A* | G*VC800805D*A* | 45500 | 17 | 8.5 | 46000 | 33600 | 73.04% | 2 | 0 | 10 |  |  |  |  | R-32 | 3.7917 | Residential & Commercial | USHP | Ducted CEE Tier 1
215434441 | Central HP <5.4 tons | GOODMAN | HRCU-A-CB (Split System: Heat Pump with Remote Outdoor Unit-Air-Source) | GZV7SA4810A* |  |  | CHPEA4830*3A* | G*VT800805C*A* | 45500 | 16.5 | 8.5 | 46000 | 33600 | 73.04% | 2 | 0 | 10 |  |  |  |  | R-32 | 3.7917 | Residential & Commercial | USHP | Ducted CEE Tier 1
204299344 | Central HP <5.4 tons | TEMPSTAR | HRCU-A-CB (Split System: Heat Pump with Remote Outdoor Unit-Air-Source) | TVH837GKA** |  |  | EA*4X48L21A*+WALLCON | *97CMN0602120A* | 32200 | 17 | 8.1 | 32800 | 25200 | 76.83% | 1.96 | 11.5 | 11 |  |  |  |  | R-410A | 2.6833 | Residential & Commercial | USHP | Ducted CEE Tier 1
213349061 | Central HP <5.4 tons | GOODMAN | HRCU-A-CB (Split System: Heat Pump with Remote Outdoor Unit-Air-Source) | GSZS601810A* |  |  | CA*EA2422*4A* | G*VC800805C*A* | 16600 | 17.5 | 8.5 | 17400 | 13000 | 74.71% | 2.1 | 0 | 10.9 |  |  |  |  | R-410A | 1.3833 | Residential & Commercial | USHP | Ducted CEE Tier 1
215434458 | Central HP <5.4 tons | GOODMAN | HRCU-A-CB (Split System: Heat Pump with Remote Outdoor Unit-Air-Source) | GZV7SA4810A* |  |  | CHPEA6030*3A* | G*VT961005CNA* | 45500 | 16.2 | 8.5 | 46500 | 33600 | 72.26% | 2 | 0 | 10 |  |  |  |  | R-32 | 3.7917 | Residential & Commercial | USHP | Ducted CEE Tier 1
216699844 | Central HP <5.4 tons | AMANA | HRCU-A-CB (Split System: Heat Pump with Remote Outdoor Unit-Air-Source) | AZV9SA241CA* |  |  | AHVE48CP0300A* | 0 | 23800 | 19.2 | 9.2 | 23200 | 22400 | 96.55% | 2.1 | 0 | 11.7 |  |  |  |  | R-32 | 1.9833 | Residential & Commercial | USHP | Ducted CEE Tier 1
215439773 | Central HP <5.4 tons | GOODMAN | HRCU-A-CB (Split System: Heat Pump with Remote Outdoor Unit-Air-Source) | GZV6SA1810A* |  |  | CA*EA3022*3A*+MBVK12BP1X00A* | 0 | 17000 | 19 | 8.8 | 16800 | 13000 | 77.38% | 2.1 | 0 | 12 |  |  |  |  | R-32 | 1.4167 | Residential & Commercial | USHP | Ducted CEE Tier 1
214396307 | Central HP <5.4 tons | FRASER-JOHNSTON | HRCU-A-CB (Split System: Heat Pump with Remote Outdoor Unit-Air-Source) | HH860E2S11 |  |  | CTF60C5CHS1 | TP9C100C20MP13 | 53000 | 19 | 8.5 | 53500 | 38500 | 71.96% | 2 | 0 | 11 |  |  |  |  | R-454B | 4.4167 | Residential & Commercial | USHP | Ducted CEE Tier 1
214396356 | Central HP <5.4 tons | FRASER-JOHNSTON | HRCU-A-CB (Split System: Heat Pump with Remote Outdoor Unit-Air-Source) | HH860E2S11 |  |  | CTM60D5CJS1+JMC20D2SN1 | 0 | 54000 | 19 | 9 | 55500 | 39500 | 71.17% | 2 | 0 | 11 |  |  |  |  | R-454B | 4.5 | Residential & Commercial | USHP | Ducted CEE Tier 1
212615006 | Central HP <5.4 tons | AMANA | HRCU-A-CB (Split System: Heat Pump with Remote Outdoor Unit-Air-Source) | ASZS60421EA* |  |  | CA*EA6030*4A* | A*VC961205DNB* | 40000 | 17 | 8.6 | 40000 | 30600 | 76.5% | 2 | 0 | 10 |  |  |  |  | R-410A | 3.3333 | Residential & Commercial | USHP | Ducted CEE Tier 1
214396807 | Central HP <5.4 tons | FRASER-JOHNSTON | HRCU-A-CB (Split System: Heat Pump with Remote Outdoor Unit-Air-Source) | HH836E2S11 |  |  | CTF36B5CDS1 | TM9E060B12MP12 | 33200 | 17 | 8.5 | 31600 | 25400 | 80.38% | 2 | 0 | 11 |  |  |  |  | R-454B | 2.7667 | Residential & Commercial | USHP | Ducted CEE Tier 1
214396574 | Central HP <5.4 tons | FRASER-JOHNSTON | HRCU-A-CB (Split System: Heat Pump with Remote Outdoor Unit-Air-Source) | HH860E2S11 |  |  | CTF60C5CGS1 | TP9C100C16MP13 | 43500 | 18 | 9 | 44000 | 33200 | 75.45% | 2 | 0 | 11.7 |  |  |  |  | R-454B | 3.625 | Residential & Commercial | USHP | Ducted CEE Tier 1
213353783 | Central HP <5.4 tons | HEIL | HRCU-A-CB (Split System: Heat Pump with Remote Outdoor Unit-Air-Source) | DLCURAH24ABK |  |  | F5MA4*30L*B* | 0 | 24800 | 17 | 9 | 26000 | 21800 | 83.85% | 1.82 | 0 | 10.5 |  |  |  |  | R-410A | 2.0667 | Residential & Commercial | USHP | Ducted CEE Tier 1
210798394 | Central HP <5.4 tons | AMANA | HRCU-A-CB (Split System: Heat Pump with Remote Outdoor Unit-Air-Source) | ASZS601810A* |  |  | CA*EA1818*4A* | A*VC960403BNB* | 16600 | 17.5 | 8.5 | 17400 | 13000 | 74.71% | 2.1 | 0 | 10.9 |  |  |  |  | R-410A | 1.3833 | Residential & Commercial | USHP | Ducted CEE Tier 1
210798395 | Central HP <5.4 tons | AMANA | HRCU-A-CB (Split System: Heat Pump with Remote Outdoor Unit-Air-Source) | ASZS601810A* |  |  | CA*EA1818*4A* | A*VC960603BNB* | 16600 | 17.5 | 8.5 | 17400 | 13000 | 74.71% | 2.1 | 0 | 10.9 |  |  |  |  | R-410A | 1.3833 | Residential & Commercial | USHP | Ducted CEE Tier 1
210798412 | Central HP <5.4 tons | AMANA | HRCU-A-CB (Split System: Heat Pump with Remote Outdoor Unit-Air-Source) | ASZS601810A* |  |  | CA*EA2422*4A* | A*VC960403BNB* | 16600 | 17.5 | 8.5 | 17400 | 13000 | 74.71% | 2.1 | 0 | 10.9 |  |  |  |  | R-410A | 1.3833 | Residential & Commercial | USHP | Ducted CEE Tier 1
213770608 | Central HP <5.4 tons | AIRQUEST | HRCU-A-CB (Split System: Heat Pump with Remote Outdoor Unit-Air-Source) | HVH825GKA2* |  |  | EA*4X25L17A*+WALLCON | *80CTL0701716B* | 24400 | 16.5 | 8.1 | 21200 | 16700 | 78.77% | 2.02 | 0 | 11 |  |  |  |  | R-410A | 2.0333 | Residential & Commercial | USHP | Ducted CEE Tier 1
213770808 | Central HP <5.4 tons | AIRQUEST | HRCU-A-CB (Split System: Heat Pump with Remote Outdoor Unit-Air-Source) | HVH825GKA2* |  |  | EA*4X36L17A*+WALLCON | *80CTL0451712B* | 23400 | 16 | 8.1 | 21600 | 16800 | 77.78% | 1.92 | 0 | 10.5 |  |  |  |  | R-410A | 1.95 | Residential & Commercial | USHP | Ducted CEE Tier 1
213771108 | Central HP <5.4 tons | AIRQUEST | HRCU-A-CB (Split System: Heat Pump with Remote Outdoor Unit-Air-Source) | HVH825GKA2* |  |  | EA*4X37L17A*+WALLCON | *96CTN0601714B* | 24000 | 16 | 8.1 | 21400 | 16800 | 78.5% | 1.98 | 0 | 11 |  |  |  |  | R-410A | 2 | Residential & Commercial | USHP | Ducted CEE Tier 1
213771158 | Central HP <5.4 tons | AIRQUEST | HRCU-A-CB (Split System: Heat Pump with Remote Outdoor Unit-Air-Source) | HVH825GKA2* |  |  | EA*4X37L21A*+WALLCON | *80CTL0902120B* | 24400 | 16.5 | 8.5 | 21200 | 16600 | 78.3% | 2.04 | 0 | 11 |  |  |  |  | R-410A | 2.0333 | Residential & Commercial | USHP | Ducted CEE Tier 1
213771258 | Central HP <5.4 tons | AIRQUEST | HRCU-A-CB (Split System: Heat Pump with Remote Outdoor Unit-Air-Source) | HVH825GKA2* |  |  | EA*4X42L21A*+WALLCON | *80CTL0701716B* | 23800 | 16.5 | 8.1 | 21400 | 16700 | 78.04% | 1.96 | 0 | 10.5 |  |  |  |  | R-410A | 1.9833 | Residential & Commercial | USHP | Ducted CEE Tier 1
213771328 | Central HP <5.4 tons | AIRQUEST | HRCU-A-CB (Split System: Heat Pump with Remote Outdoor Unit-Air-Source) | HVH825GKA2* |  |  | EA*4X42L21A*+WALLCON | *97CMN1002122B* | 23800 | 16.5 | 8.1 | 21400 | 16600 | 77.57% | 1.96 | 0 | 11 |  |  |  |  | R-410A | 1.9833 | Residential & Commercial | USHP | Ducted CEE Tier 1
215439730 | Central HP <5.4 tons | GOODMAN | HRCU-A-CB (Split System: Heat Pump with Remote Outdoor Unit-Air-Source) | GZV6SA1810A* |  |  | CA*EA2418*3A* | G*VT800805C*A* | 17000 | 19 | 8.8 | 16800 | 13000 | 77.38% | 2.1 | 0 | 12 |  |  |  |  | R-32 | 1.4167 | Residential & Commercial | USHP | Ducted CEE Tier 1
215439732 | Central HP <5.4 tons | GOODMAN | HRCU-A-CB (Split System: Heat Pump with Remote Outdoor Unit-Air-Source) | GZV6SA1810A* |  |  | CA*EA2418*3A* | G*VT800804C*A* | 17000 | 19 | 8.8 | 16800 | 13000 | 77.38% | 2.1 | 0 | 12 |  |  |  |  | R-32 | 1.4167 | Residential & Commercial | USHP | Ducted CEE Tier 1
215439733 | Central HP <5.4 tons | GOODMAN | HRCU-A-CB (Split System: Heat Pump with Remote Outdoor Unit-Air-Source) | GZV6SA1810A* |  |  | CHPEA2422*3A* | G*VT800803B*A* | 17000 | 19 | 8.8 | 16800 | 13000 | 77.38% | 2.1 | 0 | 12 |  |  |  |  | R-32 | 1.4167 | Residential & Commercial | USHP | Ducted CEE Tier 1
215439749 | Central HP <5.4 tons | GOODMAN | HRCU-A-CB (Split System: Heat Pump with Remote Outdoor Unit-Air-Source) | GZV6SA1810A* |  |  | CHPEA2422*3A* | G*VS800604BUA* | 17000 | 19 | 8.8 | 16800 | 13000 | 77.38% | 2.1 | 0 | 12 |  |  |  |  | R-32 | 1.4167 | Residential & Commercial | USHP | Ducted CEE Tier 1
216678823 | Central HP <5.4 tons | BRYANT HEATING AND COOLING SYSTEMS | HRCU-A-CB (Split System: Heat Pump with Remote Outdoor Unit-Air-Source) | 38MURAQ36AB3* |  |  | CNPV*4821AL* | 927TA48060V17*** | 35800 | 15.5 | 8.5 | 38500 | 34600 | 89.87% | 1.8 | 0 | 10 |  |  |  |  | R-410A | 2.9833 | Residential & Commercial | USHP | Ducted CEE Tier 1
215941215 | Central HP <5.4 tons | BRYANT HEATING AND COOLING SYSTEMS | HRCU-A-CB (Split System: Heat Pump with Remote Outdoor Unit-Air-Source) | 293VAN048**AA* |  |  | CSAH*6012AM*+UI | 83*CB48060C17*** | 45000 | 20.5 | 9 | 48500 | 36600 | 75.46% | 1.82 | 0 | 11.5 |  |  |  |  | R-454B | 3.75 | Residential & Commercial | USHP | Ducted CEE Tier 1
215940145 | Central HP <5.4 tons | BRYANT HEATING AND COOLING SYSTEMS | HRCU-A-CB (Split System: Heat Pump with Remote Outdoor Unit-Air-Source) | 293VAN036**AA* |  |  | CSAH*4812AM*+UI | 987TA60080C21*** | 33800 | 19.5 | 9 | 34800 | 26600 | 76.44% | 1.94 | 0 | 11.5 |  |  |  |  | R-454B | 2.8167 | Residential & Commercial | USHP | Ducted CEE Tier 1
215942601 | Central HP <5.4 tons | BRYANT HEATING AND COOLING SYSTEMS | HRCU-A-CB (Split System: Heat Pump with Remote Outdoor Unit-Air-Source) | 293VAN036**AA* |  |  | CVAMA6124XMA*+UI | 986TD60080C21*** | 36000 | 22 | 8.5 | 37400 | 28200 | 75.4% | 2.04 | 0 | 12.5 |  |  |  |  | R-454B | 3 | Residential & Commercial | USHP | Ducted CEE Tier 1
210798402 | Central HP <5.4 tons | AMANA | HRCU-A-CB (Split System: Heat Pump with Remote Outdoor Unit-Air-Source) | ASZS601810A* |  |  | CA*EA1818*4A* | A*VC800805C*A* | 16600 | 17.5 | 8.5 | 17400 | 13000 | 74.71% | 2.1 | 0 | 10.9 |  |  |  |  | R-410A | 1.3833 | Residential & Commercial | USHP | Ducted CEE Tier 1
210798404 | Central HP <5.4 tons | AMANA | HRCU-A-CB (Split System: Heat Pump with Remote Outdoor Unit-Air-Source) | ASZS601810A* |  |  | CA*EA1818*4A* | A*VC960804CNB* | 16600 | 17.5 | 8.5 | 17400 | 13000 | 74.71% | 2.1 | 0 | 10.9 |  |  |  |  | R-410A | 1.3833 | Residential & Commercial | USHP | Ducted CEE Tier 1
210798419 | Central HP <5.4 tons | AMANA | HRCU-A-CB (Split System: Heat Pump with Remote Outdoor Unit-Air-Source) | ASZS601810A* |  |  | CA*EA2422*4A* | A*VC800804C*A* | 16600 | 17.5 | 8.5 | 17400 | 13000 | 74.71% | 2.1 | 0 | 10.9 |  |  |  |  | R-410A | 1.3833 | Residential & Commercial | USHP | Ducted CEE Tier 1
210798421 | Central HP <5.4 tons | AMANA | HRCU-A-CB (Split System: Heat Pump with Remote Outdoor Unit-Air-Source) | ASZS601810A* |  |  | CA*EA2422*4A* | A*VS960805CUA* | 16600 | 17.5 | 8.5 | 17400 | 13000 | 74.71% | 2.1 | 0 | 10.9 |  |  |  |  | R-410A | 1.3833 | Residential & Commercial | USHP | Ducted CEE Tier 1
208106635 | Central HP <5.4 tons | ACIQ | HRCU-A-CB (Split System: Heat Pump with Remote Outdoor Unit-Air-Source) | ACIQ-24-HPB |  |  | ACIQ-24-AHB | 0 | 24000 | 17.4 | 10 | 24000 | 22600 | 94.17% | 1.91 | 12.5 | 11.7 |  |  |  |  | R-410A | 2 | Residential & Commercial | USHP | Ducted CEE Tier 1
213386472 | Central HP <5.4 tons | SENVILLE | HRCU-A-CB (Split System: Heat Pump with Remote Outdoor Unit-Air-Source) | SENDC-24HF-OM |  |  | SENDC-24HF-IM | 0 | 24000 | 17.4 | 10 | 24000 | 22600 | 94.17% | 1.91 | 12.5 | 11.7 |  |  |  |  | R-410A | 2 | Residential & Commercial | USHP | Ducted CEE Tier 1
215488088 | Central HP <5.4 tons | GOODMAN | HRCU-A-CB (Split System: Heat Pump with Remote Outdoor Unit-Air-Source) | GZV7SA4210A* |  |  | CHPEA4830*3A* | G*VM971005CNB* | 40500 | 16.5 | 8.6 | 41000 | 31000 | 75.61% | 2 | 0 | 10 |  |  |  |  | R-32 | 3.375 | Residential & Commercial | USHP | Ducted CEE Tier 1
215434310 | Central HP <5.4 tons | GOODMAN | HRCU-A-CB (Split System: Heat Pump with Remote Outdoor Unit-Air-Source) | GZV7SA4210A* |  |  | CA*EA6030*3A* | G*VM971005CNA* | 40500 | 16.5 | 8.8 | 41000 | 31000 | 75.61% | 2 | 0 | 10 |  |  |  |  | R-32 | 3.375 | Residential & Commercial | USHP | Ducted CEE Tier 1
215434326 | Central HP <5.4 tons | GOODMAN | HRCU-A-CB (Split System: Heat Pump with Remote Outdoor Unit-Air-Source) | GZV7SA4210A* |  |  | CHPEA4830*3A* | G*VS960805CUA* | 40500 | 16.5 | 8.6 | 41000 | 31000 | 75.61% | 2 | 0 | 10 |  |  |  |  | R-32 | 3.375 | Residential & Commercial | USHP | Ducted CEE Tier 1
215439750 | Central HP <5.4 tons | GOODMAN | HRCU-A-CB (Split System: Heat Pump with Remote Outdoor Unit-Air-Source) | GZV6SA1810A* |  |  | CA*EA3022*3A* | G*VS800604BUA* | 17000 | 19 | 8.8 | 16800 | 13000 | 77.38% | 2.1 | 0 | 12 |  |  |  |  | R-32 | 1.4167 | Residential & Commercial | USHP | Ducted CEE Tier 1
213771478 | Central HP <5.4 tons | AIRQUEST | HRCU-A-CB (Split System: Heat Pump with Remote Outdoor Unit-Air-Source) | HVH825GKA2* |  |  | EA*4X43L21A*+WALLCON | *80CTL1102120B* | 24400 | 17 | 8.5 | 21200 | 16600 | 78.3% | 2.04 | 0 | 11 |  |  |  |  | R-410A | 2.0333 | Residential & Commercial | USHP | Ducted CEE Tier 1
215434327 | Central HP <5.4 tons | GOODMAN | HRCU-A-CB (Split System: Heat Pump with Remote Outdoor Unit-Air-Source) | GZV7SA4210A* |  |  | CHPEA4830*3A* | G*VT800804C*A* | 40500 | 17 | 8.6 | 41000 | 31000 | 75.61% | 2 | 0 | 10 |  |  |  |  | R-32 | 3.375 | Residential & Commercial | USHP | Ducted CEE Tier 1
215434341 | Central HP <5.4 tons | GOODMAN | HRCU-A-CB (Split System: Heat Pump with Remote Outdoor Unit-Air-Source) | GZV7SA4210A* |  |  | CHPEA6030*3A* | G*VT800805C*A* | 40500 | 17 | 8.6 | 41000 | 31000 | 75.61% | 2 | 0 | 10 |  |  |  |  | R-32 | 3.375 | Residential & Commercial | USHP | Ducted CEE Tier 1
215667262 | Central HP <5.4 tons | DAY & NIGHT | HRCU-A-CB (Split System: Heat Pump with Remote Outdoor Unit-Air-Source) | C5H0V24*K*AAA* |  |  | EA*5X25M17A*+WALLCON | *97CMN0801714B* | 23800 | 17 | 9 | 23400 | 16400 | 70.09% | 2 | 0 | 10.5 |  |  |  |  | R-454B | 1.9833 | Residential & Commercial | USHP | Ducted CEE Tier 1
215667800 | Central HP <5.4 tons | DAY & NIGHT | HRCU-A-CB (Split System: Heat Pump with Remote Outdoor Unit-Air-Source) | C5H0V24*K*AAA* |  |  | EA*5X37M17A*+WALLCON | *96CTN0601714B* | 23800 | 17 | 9 | 23600 | 16600 | 70.34% | 2 | 0 | 10 |  |  |  |  | R-454B | 1.9833 | Residential & Commercial | USHP | Ducted CEE Tier 1
215667848 | Central HP <5.4 tons | DAY & NIGHT | HRCU-A-CB (Split System: Heat Pump with Remote Outdoor Unit-Air-Source) | C5H0V24*K*AAA* |  |  | EA*5X37M21A*+WALLCON | *80CTL0702120B* | 24000 | 17.5 | 9 | 23200 | 16300 | 70.26% | 2.02 | 0 | 10.5 |  |  |  |  | R-454B | 2 | Residential & Commercial | USHP | Ducted CEE Tier 1
210636944 | Central HP <5.4 tons | AMERICAN STANDARD | HRCU-A-CB (Split System: Heat Pump with Remote Outdoor Unit-Air-Source) | 4A6V8X60A1 |  |  | TEM8A0D48V41+TDR | 0 | 52000 | 18 | 8.5 | 50500 | 38000 | 75.25% | 1.86 | 0 | 11.7 |  |  |  |  | R-410A | 4.3333 | Residential & Commercial | USHP | Ducted CEE Tier 1
214066603 | Central HP <5.4 tons | RUSSELL | HRCU-A-CB (Split System: Heat Pump with Remote Outdoor Unit-Air-Source) | RD17AZ36AJ3N |  |  | TCFZ3621MTANM | S921V0855A21M4S | 34200 | 18 | 8.1 | 34200 | 29600 | 86.55% | 1.9 | 0 | 10 |  |  |  |  | R-410A | 2.85 | Residential & Commercial | USHP | Ducted CEE Tier 1
214066769 | Central HP <5.4 tons | RUSSELL | HRCU-A-CB (Split System: Heat Pump with Remote Outdoor Unit-Air-Source) | RD17AZ36AJ3N |  |  | TCFZ3621MTANM | S802V0504A17UHS | 34200 | 18 | 8.1 | 34200 | 29800 | 87.13% | 1.9 | 0 | 10 |  |  |  |  | R-410A | 2.85 | Residential & Commercial | USHP | Ducted CEE Tier 1
210692553 | Central HP <5.4 tons | AMANA | HRCU-A-CB (Split System: Heat Pump with Remote Outdoor Unit-Air-Source) | ASZV903610A* |  |  | CHPF3743C6B*+TXV | A*VS960603BUA* | 33400 | 18 | 8.2 | 34000 | 24400 | 71.76% | 1.8 | 0 | 11 |  |  |  |  | R-410A | 2.7833 | Residential & Commercial | USHP | Ducted CEE Tier 1
214810251 | Central HP <5.4 tons | FRASER-JOHNSTON | HRCU-A-CB (Split System: Heat Pump with Remote Outdoor Unit-Air-Source) | HH824E2S11 |  |  | CTM36B5ADS1 | TM9V060B12MP12 | 23000 | 17 | 9 | 23000 | 17600 | 76.52% | 2 | 0 | 12 |  |  |  |  | R-454B | 1.9167 | Residential & Commercial | USHP | Ducted CEE Tier 1
215669448 | Central HP <5.4 tons | DAY & NIGHT | HRCU-A-CB (Split System: Heat Pump with Remote Outdoor Unit-Air-Source) | C5H0V36*K*AAA* |  |  | EA*5X61M21A*+WALLCON | *80CSU1002120A* | 34800 | 18 | 9 | 34400 | 24800 | 72.09% | 1.9 | 0 | 10 |  |  |  |  | R-454B | 2.9 | Residential & Commercial | USHP | Ducted CEE Tier 1
215669080 | Central HP <5.4 tons | DAY & NIGHT | HRCU-A-CB (Split System: Heat Pump with Remote Outdoor Unit-Air-Source) | C5H0V36*K*AAA* |  |  | EA*5X43M21A*+WALLCON | *96CTN0801714B* | 34400 | 18 | 8.1 | 35400 | 25200 | 71.19% | 1.9 | 0 | 10 |  |  |  |  | R-454B | 2.8667 | Residential & Commercial | USHP | Ducted CEE Tier 1
215669548 | Central HP <5.4 tons | DAY & NIGHT | HRCU-A-CB (Split System: Heat Pump with Remote Outdoor Unit-Air-Source) | C5H0V36*K*AAA* |  |  | EA*5X61M21A*+WALLCON | *97CMN0602120B* | 34600 | 18 | 9 | 34600 | 25000 | 72.25% | 1.9 | 0 | 10 |  |  |  |  | R-454B | 2.8833 | Residential & Commercial | USHP | Ducted CEE Tier 1
215669898 | Central HP <5.4 tons | DAY & NIGHT | HRCU-A-CB (Split System: Heat Pump with Remote Outdoor Unit-Air-Source) | C5H0V36*K*AAA* |  |  | ESH5X36M12A*+WALLCON | *97CMN1202422B* | 33800 | 16.5 | 8.5 | 35800 | 25400 | 70.95% | 1.76 | 0 | 9.5 |  |  |  |  | R-454B | 2.8167 | Residential & Commercial | USHP
215670002 | Central HP <5.4 tons | DAY & NIGHT | HRCU-A-CB (Split System: Heat Pump with Remote Outdoor Unit-Air-Source) | C5H0V36*K*AAA* |  |  | ESH5X42M12A*+WALLCON | *80CTL0902120B* | 34000 | 16.5 | 8.5 | 35600 | 25200 | 70.79% | 1.78 | 0 | 9.5 |  |  |  |  | R-454B | 2.8333 | Residential & Commercial | USHP
216755401 | Central HP <5.4 tons | BRYANT HEATING AND COOLING SYSTEMS | HRCU-A-CB (Split System: Heat Pump with Remote Outdoor Unit-Air-Source) | 37MUHAQ30AA3 |  |  | CAA**4321AM* | 82*SB66110V21*** | 31000 | 15.2 | 9 | 34200 | 30200 | 88.3% | 1.8 | 0 | 9.5 |  |  |  |  | R-454B | 2.5833 | Residential & Commercial | USHP
216636175 | Central HP <5.4 tons | ACIQ | HRCU-A-CB (Split System: Heat Pump with Remote Outdoor Unit-Air-Source) | H5H3V48*K*AAA* |  |  | EA*5X48M21A*+WALLCON | *96CTN0802120B* | 43500 | 20.5 | 9.5 | 48000 | 36600 | 76.25% | 2 | 0 | 10.5 |  |  |  |  | R-454B | 3.625 | Residential & Commercial | USHP | Ducted CEE Tier 1
213080996 | Central HP <5.4 tons | ACIQ | HRCU-A-CB (Split System: Heat Pump with Remote Outdoor Unit-Air-Source) | HVH837GKA2* |  |  | EN(A,D,W)4X60L24**+WALLCON | *95CSU0802120A* | 32800 | 18 | 8.1 | 32200 | 24600 | 76.4% | 1.98 | 0 | 12 |  |  |  |  | R-410A | 2.7333 | Residential & Commercial | USHP | Ducted CEE Tier 1
213080998 | Central HP <5.4 tons | ACIQ | HRCU-A-CB (Split System: Heat Pump with Remote Outdoor Unit-Air-Source) | HVH837GKA2* |  |  | EN(A,D,W)4X60L24**+WALLCON | *80CSU1002120A* | 32800 | 17.5 | 8.1 | 32200 | 24600 | 76.4% | 1.96 | 0 | 11.7 |  |  |  |  | R-410A | 2.7333 | Residential & Commercial | USHP | Ducted CEE Tier 1
214066539 | Central HP <5.4 tons | RUSSELL | HRCU-A-CB (Split System: Heat Pump with Remote Outdoor Unit-Air-Source) | RD17AZ36AJ3N |  |  | TCFZ3621MTANM | S801V0754A17UHS | 34200 | 18 | 8.1 | 34200 | 29400 | 85.96% | 2 | 0 | 10 |  |  |  |  | R-410A | 2.85 | Residential & Commercial | USHP | Ducted CEE Tier 1
214066830 | Central HP <5.4 tons | RUSSELL | HRCU-A-CB (Split System: Heat Pump with Remote Outdoor Unit-Air-Source) | RD17AZ36AJ3N |  |  | TCFZ3621MTANM | S98MV0703A17UPS | 34200 | 18 | 8.1 | 34200 | 29800 | 87.13% | 1.9 | 0 | 10 |  |  |  |  | R-410A | 2.85 | Residential & Commercial | USHP | Ducted CEE Tier 1
214066880 | Central HP <5.4 tons | RUSSELL | HRCU-A-CB (Split System: Heat Pump with Remote Outdoor Unit-Air-Source) | RD17AZ36AJ3N |  |  | TCFZ3621MTANM | S951V1005A21M4S | 34200 | 17 | 8.1 | 34200 | 29600 | 86.55% | 1.9 | 0 | 10 |  |  |  |  | R-410A | 2.85 | Residential & Commercial | USHP | Ducted CEE Tier 1
214066546 | Central HP <5.4 tons | RUSSELL | HRCU-A-CB (Split System: Heat Pump with Remote Outdoor Unit-Air-Source) | RD17AZ36AJ3N |  |  | TCFZ3621MTANM | S951V0603A17M4S | 34200 | 18 | 8.1 | 34200 | 29800 | 87.13% | 1.9 | 0 | 10 |  |  |  |  | R-410A | 2.85 | Residential & Commercial | USHP | Ducted CEE Tier 1
216636182 | Central HP <5.4 tons | ACIQ | HRCU-A-CB (Split System: Heat Pump with Remote Outdoor Unit-Air-Source) | H5H3V48*K*AAA* |  |  | EA*5X60M24A*+WALLCON | *97CTN0802120A* | 44500 | 21 | 9.5 | 48500 | 36600 | 75.46% | 2 | 0 | 11 |  |  |  |  | R-454B | 3.7083 | Residential & Commercial | USHP | Ducted CEE Tier 1
216636146 | Central HP <5.4 tons | ACIQ | HRCU-A-CB (Split System: Heat Pump with Remote Outdoor Unit-Air-Source) | H5H3V36*K*AAA* |  |  | EVD5X42M21A*+WALLCON | *97CTN0601716A* | 34000 | 20 | 8.5 | 39500 | 28800 | 72.91% | 2.02 | 0 | 11 |  |  |  |  | R-454B | 2.8333 | Residential & Commercial | USHP | Ducted CEE Tier 1
216636164 | Central HP <5.4 tons | ACIQ | HRCU-A-CB (Split System: Heat Pump with Remote Outdoor Unit-Air-Source) | H5H3V36*K*AAA* |  |  | EVD5X60M21A*+WALLCON | *80CSU0601716B* | 35600 | 22 | 8.5 | 38000 | 28600 | 75.26% | 2.02 | 0 | 12.5 |  |  |  |  | R-454B | 2.9667 | Residential & Commercial | USHP | Ducted CEE Tier 1
211240780 | Central HP <5.4 tons | KEEPRITE | HRCU-A-CB (Split System: Heat Pump with Remote Outdoor Unit-Air-Source) | DLCURAH24ABK |  |  | EA*4X24L17A* | OMV098J12* | 23400 | 16.5 | 8.5 | 26600 | 25000 | 93.98% | 2.08 | 0 | 10 |  |  |  |  | R-410A | 1.95 | Residential & Commercial | USHP | Ducted CEE Tier 1
215429199 | Central HP <5.4 tons | GOODMAN | HRCU-A-CB (Split System: Heat Pump with Remote Outdoor Unit-Air-Source) | GZV7SA4810A* |  |  | AHVE60DP1300A* | 0 | 46500 | 17.5 | 8.8 | 47500 | 33600 | 70.74% | 2 | 0 | 10 |  |  |  |  | R-32 | 3.875 | Residential & Commercial | USHP | Ducted CEE Tier 1
214809174 | Central HP <5.4 tons | FRASER-JOHNSTON | HRCU-A-CB (Split System: Heat Pump with Remote Outdoor Unit-Air-Source) | HH860E2S11 |  |  | CTU60C5XGS1+TXV | TM8V080C16MP12 | 43500 | 18 | 9 | 44000 | 33400 | 75.91% | 2 | 0 | 11.7 |  |  |  |  | R-454B | 3.625 | Residential & Commercial | USHP | Ducted CEE Tier 1
214397206 | Central HP <5.4 tons | FRASER-JOHNSTON | HRCU-A-CB (Split System: Heat Pump with Remote Outdoor Unit-Air-Source) | HH860E2S11 |  |  | CTF60D5CJS1+JMET18DS2N1 | 0 | 53000 | 19 | 9 | 54000 | 39000 | 72.22% | 2 | 0 | 11 |  |  |  |  | R-454B | 4.4167 | Residential & Commercial | USHP | Ducted CEE Tier 1
214396859 | Central HP <5.4 tons | FRASER-JOHNSTON | HRCU-A-CB (Split System: Heat Pump with Remote Outdoor Unit-Air-Source) | HH836E2S11 |  |  | CTM36C5CDS1 | TM8V100C16MP12 | 34000 | 18 | 8.5 | 32000 | 26200 | 81.88% | 2 | 0 | 11 |  |  |  |  | R-454B | 2.8333 | Residential & Commercial | USHP | Ducted CEE Tier 1
214397007 | Central HP <5.4 tons | FRASER-JOHNSTON | HRCU-A-CB (Split System: Heat Pump with Remote Outdoor Unit-Air-Source) | HH836E2S11 |  |  | CTM48C5CFS1 | TL8E100C20UH11 | 34000 | 19 | 9 | 31800 | 25400 | 79.87% | 2 | 0 | 11 |  |  |  |  | R-454B | 2.8333 | Residential & Commercial | USHP | Ducted CEE Tier 1
214397308 | Central HP <5.4 tons | FRASER-JOHNSTON | HRCU-A-CB (Split System: Heat Pump with Remote Outdoor Unit-Air-Source) | HH836E2S11 |  |  | CTF36B5CDS1 | TM8V080B12MP12 | 33000 | 17 | 8.5 | 31000 | 25200 | 81.29% | 2 | 0 | 11 |  |  |  |  | R-454B | 2.75 | Residential & Commercial | USHP | Ducted CEE Tier 1
216782077 | Central HP <5.4 tons | FRASER-JOHNSTON | HRCU-A-CB (Split System: Heat Pump with Remote Outdoor Unit-Air-Source) | HH836E2S11 |  |  | CTM36C5CDS1 | Z8ES120C16LMPS1 | 34400 | 18 | 8.5 | 31600 | 25800 | 81.65% | 2 | 0 | 11.7 |  |  |  |  | R-454B | 2.8667 | Residential & Commercial | USHP | Ducted CEE Tier 1
214396455 | Central HP <5.4 tons | FRASER-JOHNSTON | HRCU-A-CB (Split System: Heat Pump with Remote Outdoor Unit-Air-Source) | HH836E2S11 |  |  | CTF36C5CDS1 | TMLE120C16MP11 | 33200 | 18 | 8.5 | 30600 | 25000 | 81.7% | 2 | 0 | 11.7 |  |  |  |  | R-454B | 2.7667 | Residential & Commercial | USHP | Ducted CEE Tier 1
214397226 | Central HP <5.4 tons | FRASER-JOHNSTON | HRCU-A-CB (Split System: Heat Pump with Remote Outdoor Unit-Air-Source) | HH836E2S11 |  |  | CTM36C5CDS1 | TM8Y120C20MP11 | 33400 | 17 | 8.5 | 30800 | 25200 | 81.82% | 2 | 0 | 11.7 |  |  |  |  | R-454B | 2.7833 | Residential & Commercial | USHP | Ducted CEE Tier 1
210692506 | Central HP <5.4 tons | AMANA | HRCU-A-CB (Split System: Heat Pump with Remote Outdoor Unit-Air-Source) | ASZV903610A* |  |  | CA*F3743*6D*+TXV | A*VS800604BUA* | 33600 | 18.5 | 8.2 | 34000 | 24400 | 71.76% | 1.8 | 0 | 12 |  |  |  |  | R-410A | 2.8 | Residential & Commercial | USHP | Ducted CEE Tier 1
214075422 | Central HP <5.4 tons | RUSSELL | HRCU-A-CB (Split System: Heat Pump with Remote Outdoor Unit-Air-Source) | RD17AZ24AJ3N |  |  | TCFZ2417MTANM | S802V0503A14UHN | 22600 | 17 | 9.5 | 22600 | 16900 | 74.78% | 2 | 0 | 11.2 |  |  |  |  | R-410A | 1.8833 | Residential & Commercial | USHP | Ducted CEE Tier 1
214075588 | Central HP <5.4 tons | RUSSELL | HRCU-A-CB (Split System: Heat Pump with Remote Outdoor Unit-Air-Source) | RD17AZ24AJ3N |  |  | TCFZ2417MTANM | S98MV0703A17UPS | 22600 | 17 | 9.5 | 22600 | 16900 | 74.78% | 2 | 0 | 11.2 |  |  |  |  | R-410A | 1.8833 | Residential & Commercial | USHP | Ducted CEE Tier 1
216508770 | Central HP <5.4 tons | COLEMAN | HRCU-A-CB (Split System: Heat Pump with Remote Outdoor Unit-Air-Source) | HH836E2S11 |  |  | CTF30A5ADS1 | TM8V060A12MP12 | 32800 | 17 | 8.5 | 30600 | 25200 | 82.35% | 2 | 0 | 11 |  |  |  |  | R-454B | 2.7333 | Residential & Commercial | USHP | Ducted CEE Tier 1
214075341 | Central HP <5.4 tons | RUSSELL | HRCU-A-CB (Split System: Heat Pump with Remote Outdoor Unit-Air-Source) | RD17AZ60AJ3N |  |  | TCFZ6024STANM | S951V0855A21M4S | 55000 | 17 | 8.1 | 54000 | 49500 | 91.67% | 1.75 | 0 | 10 |  |  |  |  | R-410A | 4.5833 | Residential & Commercial | USHP | Ducted CEE Tier 1
214075576 | Central HP <5.4 tons | RUSSELL | HRCU-A-CB (Split System: Heat Pump with Remote Outdoor Unit-Air-Source) | RD17AZ24AJ3N |  |  | TCFZ2417MTANM | S801V0754A17UHN | 22600 | 18 | 9.5 | 22600 | 16800 | 74.34% | 2.1 | 0 | 11.2 |  |  |  |  | R-410A | 1.8833 | Residential & Commercial | USHP | Ducted CEE Tier 1
214595069 | Central HP <5.4 tons | COLEMAN | HRCU-A-CB (Split System: Heat Pump with Remote Outdoor Unit-Air-Source) | HH836E2S11 |  |  | CTM48C5CFS1 | Z8ES120C20SMPS1 | 34200 | 19 | 9 | 32000 | 25400 | 79.38% | 2 | 0 | 11 |  |  |  |  | R-454B | 2.85 | Residential & Commercial | USHP | Ducted CEE Tier 1
215667880 | Central HP <5.4 tons | DAY & NIGHT | HRCU-A-CB (Split System: Heat Pump with Remote Outdoor Unit-Air-Source) | C5H0V24*K*AAA* |  |  | EA*5X37M21A*+WALLCON | *95CSU1002122B* | 24000 | 17 | 9 | 23200 | 16300 | 70.26% | 2.02 | 0 | 10.5 |  |  |  |  | R-454B | 2 | Residential & Commercial | USHP | Ducted CEE Tier 1
208842392 | Central HP <5.4 tons | AURUS | HRCU-A-CB (Split System: Heat Pump with Remote Outdoor Unit-Air-Source) | ARU-H48CD/INVS-US |  |  | ARU-H48AH/INVS-US | 0 | 48000 | 17.5 | 8.5 | 47000 | 33000 | 70.21% | 1.9 | 10.2 | 10.1 |  |  |  |  | R-410A | 4 | Residential & Commercial | USHP | Ducted CEE Tier 1
215669906 | Central HP <5.4 tons | DAY & NIGHT | HRCU-A-CB (Split System: Heat Pump with Remote Outdoor Unit-Air-Source) | C5H0V36*K*AAA* |  |  | ESH5X36M12A*+WALLCON | *96CTN0401410B* | 32200 | 15.2 | 8.5 | 36200 | 25800 | 71.27% | 1.76 | 0 | 9 |  |  |  |  | R-454B | 2.6833 | Residential & Commercial | USHP
215670222 | Central HP <5.4 tons | DAY & NIGHT | HRCU-A-CB (Split System: Heat Pump with Remote Outdoor Unit-Air-Source) | C5H0V36*K*AAA* |  |  | ESH5X48M12A*+WALLCON | *80CTL1102120B* | 34200 | 17 | 8.5 | 35400 | 25200 | 71.19% | 1.9 | 0 | 9.5 |  |  |  |  | R-454B | 2.85 | Residential & Commercial | USHP
211240242 | Central HP <5.4 tons | KEEPRITE | HRCU-A-CB (Split System: Heat Pump with Remote Outdoor Unit-Air-Source) | DLCURAH24ABK |  |  | EA*4X24L14A* | *96VSN0401410A* | 23400 | 15.5 | 8.5 | 26800 | 24800 | 92.54% | 2.04 | 0 | 9.5 |  |  |  |  | R-410A | 1.95 | Residential & Commercial | USHP
211240360 | Central HP <5.4 tons | KEEPRITE | HRCU-A-CB (Split System: Heat Pump with Remote Outdoor Unit-Air-Source) | DLCURAH24ABK |  |  | EA*4X24L14A* | *80ES(N,L)0701412A* | 24000 | 16.5 | 8.5 | 26800 | 24000 | 89.55% | 1.98 | 0 | 10 |  |  |  |  | R-410A | 2 | Residential & Commercial | USHP | Ducted CEE Tier 1
215670422 | Central HP <5.4 tons | DAY & NIGHT | HRCU-A-CB (Split System: Heat Pump with Remote Outdoor Unit-Air-Source) | C5H0V36*K*AAA* |  |  | ESH5X60M12A*+WALLCON | *80CTL0701716B* | 34400 | 17 | 8.5 | 34800 | 25000 | 71.84% | 1.8 | 0 | 9.5 |  |  |  |  | R-454B | 2.8667 | Residential & Commercial | USHP
215670622 | Central HP <5.4 tons | DAY & NIGHT | HRCU-A-CB (Split System: Heat Pump with Remote Outdoor Unit-Air-Source) | C5H0V36*K*AAA* |  |  | FCMA5B60L0D*+WALLCON | 0 | 35400 | 19.5 | 9.5 | 34000 | 24400 | 71.76% | 2.04 | 0 | 11.5 |  |  |  |  | R-454B | 2.95 | Residential & Commercial | USHP | Ducted CEE Tier 1
215735328 | Central HP <5.4 tons | SENVILLE | HRCU-A-CB (Split System: Heat Pump with Remote Outdoor Unit-Air-Source) | SENDC-36HF-OG |  |  | SENDC-36HF-IG | 0 | 36000 | 17.4 | 10.3 | 37000 | 39000 | 105.4% | 1.9 | 0 | 11.7 |  |  |  |  | R-454B | 3 | Residential & Commercial | USHP | Ducted CEE Tier 1
214075345 | Central HP <5.4 tons | RUSSELL | HRCU-A-CB (Split System: Heat Pump with Remote Outdoor Unit-Air-Source) | RD17AZ60AJ3N |  |  | TCFZ6024STANM | S921V1155A24M4S | 55500 | 18 | 8.1 | 54000 | 49000 | 90.74% | 1.75 | 0 | 10 |  |  |  |  | R-410A | 4.625 | Residential & Commercial | USHP | Ducted CEE Tier 1
214229394 | Central HP <5.4 tons | KEEPRITE | HRCU-A-CB (Split System: Heat Pump with Remote Outdoor Unit-Air-Source) | DLCURAH24ABK |  |  | EN(A,D)4X36L21** | *80MSU0802120A* | 23400 | 17 | 8.5 | 25800 | 23800 | 92.25% | 2 | 0 | 10.5 |  |  |  |  | R-410A | 1.95 | Residential & Commercial | USHP | Ducted CEE Tier 1
210692583 | Central HP <5.4 tons | AMANA | HRCU-A-CB (Split System: Heat Pump with Remote Outdoor Unit-Air-Source) | ASZV903610A* |  |  | CSCF3642N6D*+TXV | A*VM971205DNB* | 33800 | 18.5 | 8.2 | 34000 | 24400 | 71.76% | 1.8 | 0 | 11.5 |  |  |  |  | R-410A | 2.8167 | Residential & Commercial | USHP | Ducted CEE Tier 1
214238880 | Central HP <5.4 tons | KEEPRITE | HRCU-A-CB (Split System: Heat Pump with Remote Outdoor Unit-Air-Source) | CVH837GKA2* |  |  | EN(A,D)4X36L21**+WALLCON | *80CTL1102120B* | 31400 | 16.5 | 8.1 | 33000 | 24000 | 72.73% | 1.82 | 0 | 11 |  |  |  |  | R-410A | 2.6167 | Residential & Commercial | USHP | Ducted CEE Tier 1
216636198 | Central HP <5.4 tons | ACIQ | HRCU-A-CB (Split System: Heat Pump with Remote Outdoor Unit-Air-Source) | H5H3V48*K*AAA* |  |  | ESH5X48M12A*+WALLCON | *97CTN0801716A* | 43500 | 19 | 9 | 49000 | 37400 | 76.33% | 1.8 | 0 | 10.5 |  |  |  |  | R-454B | 3.625 | Residential & Commercial | USHP | Ducted CEE Tier 1
216636205 | Central HP <5.4 tons | ACIQ | HRCU-A-CB (Split System: Heat Pump with Remote Outdoor Unit-Air-Source) | H5H3V48*K*AAA* |  |  | ESH5X60M12A*+WALLCON | *97CTN0802120A* | 45000 | 20 | 9 | 48500 | 36600 | 75.46% | 1.82 | 0 | 11 |  |  |  |  | R-454B | 3.75 | Residential & Commercial | USHP | Ducted CEE Tier 1
216636214 | Central HP <5.4 tons | ACIQ | HRCU-A-CB (Split System: Heat Pump with Remote Outdoor Unit-Air-Source) | H5H3V48*K*AAA* |  |  | EVM5X49M21A*+WALLCON | *96CTN0802120B* | 45500 | 20.5 | 8.1 | 53000 | 38500 | 72.64% | 1.95 | 0 | 11 |  |  |  |  | R-454B | 3.7917 | Residential & Commercial | USHP | Ducted CEE Tier 1
211081218 | Central HP <5.4 tons | TRANE | HRCU-A-CB (Split System: Heat Pump with Remote Outdoor Unit-Air-Source) | 4TWV0X60A1 |  |  | 4PX*CU60BS3 | S8V2C100M5PDA | 54000 | 19 | 8.2 | 52000 | 40000 | 76.92% | 1.78 | 11.7 | 11.7 |  |  |  |  | R-410A | 4.5 | Residential & Commercial | USHP | Ducted CEE Tier 1
212940796 | Central HP <5.4 tons | CENTURY | HRCU-A-CB (Split System: Heat Pump with Remote Outdoor Unit-Air-Source) | A-VCD36SA-1 |  |  | B-VCD36SA-1 | 0 | 36000 | 16 | 9.5 | 40000 | 34400 | 86% | 1.97 | 10.5 | 10 |  |  |  |  | R-410A | 3 | Residential & Commercial | USHP | Ducted CEE Tier 1
215439758 | Central HP <5.4 tons | GOODMAN | HRCU-A-CB (Split System: Heat Pump with Remote Outdoor Unit-Air-Source) | GZV6SA1810A* |  |  | CA*EA3022*3A* | G*VM970603BNA* | 17000 | 19 | 8.8 | 16800 | 13000 | 77.38% | 2.1 | 0 | 12 |  |  |  |  | R-32 | 1.4167 | Residential & Commercial | USHP | Ducted CEE Tier 1
212940802 | Central HP <5.4 tons | CENTURY | HRCU-A-CB (Split System: Heat Pump with Remote Outdoor Unit-Air-Source) | A-VCD24SA-1 |  |  | B-VCD24SA-1 | 0 | 24000 | 17.4 | 10 | 24000 | 22600 | 94.17% | 1.91 | 12.5 | 11.7 |  |  |  |  | R-410A | 2 | Residential & Commercial | USHP | Ducted CEE Tier 1
213771348 | Central HP <5.4 tons | AIRQUEST | HRCU-A-CB (Split System: Heat Pump with Remote Outdoor Unit-Air-Source) | HVH825GKA2* |  |  | EA*4X42L21A*+WALLCON | *96CTN0801714B* | 23600 | 16.5 | 8.1 | 21400 | 16700 | 78.04% | 1.96 | 0 | 10.5 |  |  |  |  | R-410A | 1.9667 | Residential & Commercial | USHP | Ducted CEE Tier 1
212940795 | Central HP <5.4 tons | CENTURY | HRCU-A-CB (Split System: Heat Pump with Remote Outdoor Unit-Air-Source) | A-VCD30SA-1 |  |  | B-VCD30SA-1 | 0 | 30000 | 16.2 | 8.9 | 33000 | 24000 | 72.73% | 1.8 | 11 | 10 |  |  |  |  | R-410A | 2.5 | Residential & Commercial | USHP | Ducted CEE Tier 1
216635632 | Central HP <5.4 tons | ACIQ | HRCU-A-CB (Split System: Heat Pump with Remote Outdoor Unit-Air-Source) | H5H3V36*K*AAA* |  |  | EVD5X25M17A*+WALLCON | *97CMN0601714B* | 34000 | 20 | 8.1 | 38000 | 27200 | 71.58% | 2 | 0 | 11 |  |  |  |  | R-454B | 2.8333 | Residential & Commercial | USHP | Ducted CEE Tier 1
216635639 | Central HP <5.4 tons | ACIQ | HRCU-A-CB (Split System: Heat Pump with Remote Outdoor Unit-Air-Source) | H5H3V36*K*AAA* |  |  | EVD5X36M17A*+WALLCON | *96CTN0601714B* | 34000 | 20 | 8.1 | 38000 | 27200 | 71.58% | 2 | 0 | 11 |  |  |  |  | R-454B | 2.8333 | Residential & Commercial | USHP | Ducted CEE Tier 1
216635648 | Central HP <5.4 tons | ACIQ | HRCU-A-CB (Split System: Heat Pump with Remote Outdoor Unit-Air-Source) | H5H3V36*K*AAA* |  |  | EVD5X36M21A*+WALLCON | *80CTL1102120B* | 34400 | 21 | 8.5 | 38500 | 28000 | 72.73% | 2.04 | 0 | 12 |  |  |  |  | R-454B | 2.8667 | Residential & Commercial | USHP | Ducted CEE Tier 1
216635655 | Central HP <5.4 tons | ACIQ | HRCU-A-CB (Split System: Heat Pump with Remote Outdoor Unit-Air-Source) | H5H3V36*K*AAA* |  |  | EVD5X36M21A*+WALLCON | *97CMN0802120B* | 34400 | 20.5 | 8.5 | 38500 | 28200 | 73.25% | 2.04 | 0 | 11.7 |  |  |  |  | R-454B | 2.8667 | Residential & Commercial | USHP | Ducted CEE Tier 1
216635671 | Central HP <5.4 tons | ACIQ | HRCU-A-CB (Split System: Heat Pump with Remote Outdoor Unit-Air-Source) | H5H3V36*K*AAA* |  |  | EVD5X38M17A*+WALLCON | *96CTN0601714B* | 35200 | 21 | 8.5 | 38000 | 28000 | 73.68% | 2 | 0 | 11.7 |  |  |  |  | R-454B | 2.9333 | Residential & Commercial | USHP | Ducted CEE Tier 1
216635680 | Central HP <5.4 tons | ACIQ | HRCU-A-CB (Split System: Heat Pump with Remote Outdoor Unit-Air-Source) | H5H3V36*K*AAA* |  |  | EVD5X42M21A*+WALLCON | *80CTL0701716B* | 34200 | 20.5 | 8.5 | 39000 | 28400 | 72.82% | 2.02 | 0 | 11.5 |  |  |  |  | R-454B | 2.85 | Residential & Commercial | USHP | Ducted CEE Tier 1
216678763 | Central HP <5.4 tons | BRYANT HEATING AND COOLING SYSTEMS | HRCU-A-CB (Split System: Heat Pump with Remote Outdoor Unit-Air-Source) | 38MURAQ36AB3* |  |  | CSPH*4212AL* | 927TA48060V17*** | 35800 | 15.2 | 8.5 | 38500 | 34600 | 89.87% | 1.82 | 0 | 9.8 |  |  |  |  | R-410A | 2.9833 | Residential & Commercial | USHP
214807702 | Central HP <5.4 tons | FRASER-JOHNSTON | HRCU-A-CB (Split System: Heat Pump with Remote Outdoor Unit-Air-Source) | HH824E2S11 |  |  | CTU36B5XDS1+JMC12B2SN1+TXV | 0 | 23000 | 19 | 9.5 | 23000 | 18500 | 80.43% | 2 | 0 | 12 |  |  |  |  | R-454B | 1.9167 | Residential & Commercial | USHP | Ducted CEE Tier 1
216635689 | Central HP <5.4 tons | ACIQ | HRCU-A-CB (Split System: Heat Pump with Remote Outdoor Unit-Air-Source) | H5H3V36*K*AAA* |  |  | EVD5X42M21A*+WALLCON | *97CMN0602120B* | 34200 | 20.5 | 8.5 | 39000 | 28600 | 73.33% | 2.04 | 0 | 11.5 |  |  |  |  | R-454B | 2.85 | Residential & Commercial | USHP | Ducted CEE Tier 1
216635705 | Central HP <5.4 tons | ACIQ | HRCU-A-CB (Split System: Heat Pump with Remote Outdoor Unit-Air-Source) | H5H3V36*K*AAA* |  |  | EVD5X42M24A*+WALLCON | *97CMN1002122B* | 35600 | 22 | 8.5 | 38000 | 28400 | 74.74% | 2.04 | 0 | 12.5 |  |  |  |  | R-454B | 2.9667 | Residential & Commercial | USHP | Ducted CEE Tier 1
216635723 | Central HP <5.4 tons | ACIQ | HRCU-A-CB (Split System: Heat Pump with Remote Outdoor Unit-Air-Source) | H5H3V36*K*AAA* |  |  | EVD5X48M24A*+WALLCON | *96CTN1202422B* | 35000 | 21.5 | 8.5 | 38000 | 28200 | 74.21% | 2.02 | 0 | 12 |  |  |  |  | R-454B | 2.9167 | Residential & Commercial | USHP | Ducted CEE Tier 1
216635748 | Central HP <5.4 tons | ACIQ | HRCU-A-CB (Split System: Heat Pump with Remote Outdoor Unit-Air-Source) | H5H3V36*K*AAA* |  |  | EVD5X60M21A*+WALLCON | *95CSU1002122B* | 35600 | 22 | 9 | 38000 | 28400 | 74.74% | 2.14 | 0 | 12.5 |  |  |  |  | R-454B | 2.9667 | Residential & Commercial | USHP | Ducted CEE Tier 1
216739139 | Central HP <5.4 tons | BRYANT HEATING AND COOLING SYSTEMS | HRCU-A-CB (Split System: Heat Pump with Remote Outdoor Unit-Air-Source) | 37MUHAQ24AA3 |  |  | FT5AN(B,X)C36L* | 0 | 23200 | 17 | 8.5 | 21200 | 18900 | 89.15% | 1.96 | 0 | 11 |  |  |  |  | R-454B | 1.9333 | Residential & Commercial | USHP | Ducted CEE Tier 1
216635798 | Central HP <5.4 tons | ACIQ | HRCU-A-CB (Split System: Heat Pump with Remote Outdoor Unit-Air-Source) | H5H3V48*K*AAA* |  |  | EVM5X49M21A*+WALLCON | *80CTL0901716B* | 44500 | 20.5 | 8.1 | 53500 | 37600 | 70.28% | 1.95 | 0 | 11.5 |  |  |  |  | R-454B | 3.7083 | Residential & Commercial | USHP | Ducted CEE Tier 1
216782530 | Central HP <5.4 tons | FRASER-JOHNSTON | HRCU-A-CB (Split System: Heat Pump with Remote Outdoor Unit-Air-Source) | HH860E2S11 |  |  | CTU60C5XGS1+TXV | Z8ES080C16LMPS1 | 44500 | 18 | 9 | 44500 | 33400 | 75.06% | 2 | 0 | 12 |  |  |  |  | R-454B | 3.7083 | Residential & Commercial | USHP | Ducted CEE Tier 1
216783549 | Central HP <5.4 tons | FRASER-JOHNSTON | HRCU-A-CB (Split System: Heat Pump with Remote Outdoor Unit-Air-Source) | HH860E2S11 |  |  | CTU60C5XGS1+TXV | Z8ES100C20LMPS1 | 44500 | 18 | 9 | 44500 | 33400 | 75.06% | 2 | 0 | 12 |  |  |  |  | R-454B | 3.7083 | Residential & Commercial | USHP | Ducted CEE Tier 1
212940801 | Central HP <5.4 tons | CENTURY | HRCU-A-CB (Split System: Heat Pump with Remote Outdoor Unit-Air-Source) | A-VCD48SA-1 |  |  | B-VCD48SA-1 | 0 | 47000 | 15.6 | 9.4 | 50000 | 46000 | 92% | 1.9 | 8.5 | 8.2 |  |  |  |  | R-410A | 3.9167 | Residential & Commercial | USHP
214499786 | Central HP <5.4 tons | GOODMAN | HRCU-A-CB (Split System: Heat Pump with Remote Outdoor Unit-Air-Source) | GSZS601810A* |  |  | CA*EA1818*4B* | G*VC800803B*A* | 16600 | 17.5 | 8.5 | 17400 | 13000 | 74.71% | 2.1 | 0 | 10.9 |  |  |  |  | R-410A | 1.3833 | Residential & Commercial | USHP | Ducted CEE Tier 1
214499793 | Central HP <5.4 tons | GOODMAN | HRCU-A-CB (Split System: Heat Pump with Remote Outdoor Unit-Air-Source) | GSZS601810A* |  |  | CA*EA1818*4B* | G*VS800805CUA* | 16600 | 17.5 | 8.5 | 17400 | 13000 | 74.71% | 2.1 | 0 | 10.9 |  |  |  |  | R-410A | 1.3833 | Residential & Commercial | USHP | Ducted CEE Tier 1
215439735 | Central HP <5.4 tons | GOODMAN | HRCU-A-CB (Split System: Heat Pump with Remote Outdoor Unit-Air-Source) | GZV6SA1810A* |  |  | CA*EA2418*3A* | G*VT800803B*A* | 17000 | 19 | 8.8 | 16800 | 13000 | 77.38% | 2.1 | 0 | 12 |  |  |  |  | R-32 | 1.4167 | Residential & Commercial | USHP | Ducted CEE Tier 1
215439771 | Central HP <5.4 tons | GOODMAN | HRCU-A-CB (Split System: Heat Pump with Remote Outdoor Unit-Air-Source) | GZV6SA1810A* |  |  | CA*EA2418*3A*+MBVK16CP1X00A* | 0 | 17000 | 19 | 8.8 | 16800 | 13000 | 77.38% | 2.1 | 0 | 12 |  |  |  |  | R-32 | 1.4167 | Residential & Commercial | USHP | Ducted CEE Tier 1
214395007 | Central HP <5.4 tons | BRYANT HEATING AND COOLING SYSTEMS | HRCU-A-CB (Split System: Heat Pump with Remote Outdoor Unit-Air-Source) | 38MURAQ24AB3* |  |  | CNPV*2417AL* | 916SA48060M17*** | 23400 | 16 | 9 | 26600 | 24200 | 90.98% | 2 | 0 | 10 |  |  |  |  | R-410A | 1.95 | Residential & Commercial | USHP | Ducted CEE Tier 1
210426579 | Central HP <5.4 tons | SENVILLE | HRCU-A-CB (Split System: Heat Pump with Remote Outdoor Unit-Air-Source) | SENDC-36HF-OM |  |  | SENDC-36HF-IM | 0 | 36000 | 16 | 9.5 | 40000 | 34400 | 86% | 1.97 | 10.5 | 10 |  |  |  |  | R-410A | 3 | Residential & Commercial | USHP | Ducted CEE Tier 1
214229317 | Central HP <5.4 tons | KEEPRITE | HRCU-A-CB (Split System: Heat Pump with Remote Outdoor Unit-Air-Source) | DLCURAH36ABK |  |  | END4X42L17** | *80MSU0601716A* | 35400 | 16 | 8.1 | 38500 | 35000 | 90.91% | 1.96 | 0 | 10 |  |  |  |  | R-410A | 2.95 | Residential & Commercial | USHP | Ducted CEE Tier 1
216682801 | Central HP <5.4 tons | DAY & NIGHT | HRCU-A-CB (Split System: Heat Pump with Remote Outdoor Unit-Air-Source) | DLCURAH30ABK |  |  | EA*4X42L21A* | *97VTN1002122A* | 30000 | 15.2 | 8.5 | 34000 | 27200 | 80% | 1.75 | 0 | 9 |  |  |  |  | R-410A | 2.5 | Residential & Commercial | USHP
216620772 | Central HP <5.4 tons | KENMORE | HRCU-A-CB (Split System: Heat Pump with Remote Outdoor Unit-Air-Source) | HH824E2S11 |  |  | CTU36B5XDS1+TXV | Z9ES060B12SMPS1 | 23000 | 17 | 9.5 | 23000 | 18700 | 81.3% | 2 | 0 | 12 |  |  |  |  | R-454B | 1.9167 | Residential & Commercial | USHP | Ducted CEE Tier 1
216835331 | Central HP <5.4 tons | GOODMAN | HRCU-A-CB (Split System: Heat Pump with Remote Outdoor Unit-Air-Source) | GZV7SA6010A* |  |  | CHPEA6030*3A* | G*VT961005CNA* | 52000 | 15.5 | 8.5 | 52500 | 45000 | 85.71% | 1.8 | 0 | 9.8 |  |  |  |  | R-32 | 4.3333 | Residential & Commercial | USHP
211081282 | Central HP <5.4 tons | TRANE | HRCU-A-CB (Split System: Heat Pump with Remote Outdoor Unit-Air-Source) | 4TWV8X60A1 |  |  | 4PX*CU60BS3 | S8V2C100M5PDA | 54000 | 18 | 8.2 | 52000 | 40000 | 76.92% | 1.78 | 11.7 | 11.7 |  |  |  |  | R-410A | 4.5 | Residential & Commercial | USHP | Ducted CEE Tier 1
212989185 | Central HP <5.4 tons | KEEPRITE | HRCU-A-CB (Split System: Heat Pump with Remote Outdoor Unit-Air-Source) | DLCURAH24ABK |  |  | EA*4X36L21A* | *95MSU0601716A* | 23800 | 17.5 | 8.5 | 26200 | 23800 | 90.84% | 1.98 | 0 | 10 |  |  |  |  | R-410A | 1.9833 | Residential & Commercial | USHP | Ducted CEE Tier 1
215735329 | Central HP <5.4 tons | SENVILLE | HRCU-A-CB (Split System: Heat Pump with Remote Outdoor Unit-Air-Source) | SENDC-48HF-OG |  |  | SENDC-48HF-IG | 0 | 48000 | 16.5 | 9.5 | 50000 | 46000 | 92% | 1.9 | 0 | 10.5 |  |  |  |  | R-454B | 4 | Residential & Commercial | USHP | Ducted CEE Tier 1
211712902 | Central HP <5.4 tons | KEEPRITE | HRCU-A-CB (Split System: Heat Pump with Remote Outdoor Unit-Air-Source) | DLCURAH30ABK |  |  | EA*4X42L24A* | *92ESN0802120A* | 30600 | 15.2 | 8.1 | 34200 | 26800 | 78.36% | 1.82 | 0 | 9 |  |  |  |  | R-410A | 2.55 | Residential & Commercial | USHP
214229229 | Central HP <5.4 tons | KEEPRITE | HRCU-A-CB (Split System: Heat Pump with Remote Outdoor Unit-Air-Source) | DLCURAH30ABK |  |  | EA*4X36L17A* | *80MSU0601716A* | 29400 | 15.2 | 8.1 | 34000 | 27800 | 81.76% | 1.76 | 0 | 9 |  |  |  |  | R-410A | 2.45 | Residential & Commercial | USHP
216835324 | Central HP <5.4 tons | GOODMAN | HRCU-A-CB (Split System: Heat Pump with Remote Outdoor Unit-Air-Source) | GZV7SA6010A* |  |  | CA*EA6030*3A* | G*VT961205DNA* | 52000 | 16 | 8.5 | 53500 | 46000 | 85.98% | 2 | 0 | 9.8 |  |  |  |  | R-32 | 4.3333 | Residential & Commercial | USHP
216835338 | Central HP <5.4 tons | GOODMAN | HRCU-A-CB (Split System: Heat Pump with Remote Outdoor Unit-Air-Source) | GZV7SA6010A* |  |  | CA*EA6030*3A* | G*VT960804CNA* | 52000 | 16.5 | 8.8 | 53500 | 46000 | 85.98% | 2 | 0 | 9.8 |  |  |  |  | R-32 | 4.3333 | Residential & Commercial | USHP
216835356 | Central HP <5.4 tons | GOODMAN | HRCU-A-CB (Split System: Heat Pump with Remote Outdoor Unit-Air-Source) | GZV7SA6010A* |  |  | CA*EA6030*3A* | G*VT800804C*A* | 52000 | 17 | 8.8 | 53500 | 46000 | 85.98% | 2 | 0 | 9.8 |  |  |  |  | R-32 | 4.3333 | Residential & Commercial | USHP
216835358 | Central HP <5.4 tons | GOODMAN | HRCU-A-CB (Split System: Heat Pump with Remote Outdoor Unit-Air-Source) | GZV7SA6010A* |  |  | CHPEA6030*3A* | G*VS800805CUA* | 52000 | 16 | 8.5 | 52500 | 45000 | 85.71% | 1.8 | 0 | 9.8 |  |  |  |  | R-32 | 4.3333 | Residential & Commercial | USHP
212982389 | Central HP <5.4 tons | COMFORTMAKER | HRCU-A-CB (Split System: Heat Pump with Remote Outdoor Unit-Air-Source) | DLCURAH18ABK |  |  | EA*4X24L17A* | *80MSU0401712A* | 17200 | 16 | 8.5 | 18300 | 19100 | 104.4% | 2.3 | 0 | 10 |  |  |  |  | R-410A | 1.4333 | Residential & Commercial | USHP | Ducted CEE Tier 1
216835314 | Central HP <5.4 tons | GOODMAN | HRCU-A-CB (Split System: Heat Pump with Remote Outdoor Unit-Air-Source) | GZV7SA6010A* |  |  | CA*EA6030*3A*+MBVK20DP1X00A* | 0 | 52000 | 17 | 8.8 | 53500 | 46000 | 85.98% | 2 | 0 | 9.8 |  |  |  |  | R-32 | 4.3333 | Residential & Commercial | USHP
216835344 | Central HP <5.4 tons | GOODMAN | HRCU-A-CB (Split System: Heat Pump with Remote Outdoor Unit-Air-Source) | GZV7SA6010A* |  |  | CHPEA6030*3A* | G*VT800805D*A* | 52000 | 16 | 8.5 | 52500 | 45000 | 85.71% | 1.8 | 0 | 9.8 |  |  |  |  | R-32 | 4.3333 | Residential & Commercial | USHP
216835367 | Central HP <5.4 tons | GOODMAN | HRCU-A-CB (Split System: Heat Pump with Remote Outdoor Unit-Air-Source) | GZV7SA6010A* |  |  | CHPEA6030*3A* | G*VM971005CNA* | 52000 | 15.5 | 8.5 | 52500 | 45000 | 85.71% | 1.8 | 0 | 9.8 |  |  |  |  | R-32 | 4.3333 | Residential & Commercial | USHP
215439718 | Central HP <5.4 tons | GOODMAN | HRCU-A-CB (Split System: Heat Pump with Remote Outdoor Unit-Air-Source) | GZV6SA1810A* |  |  | CA*EA3022*3A* | G*VT960804CNA* | 17000 | 19 | 8.8 | 16800 | 13000 | 77.38% | 2.1 | 0 | 12 |  |  |  |  | R-32 | 1.4167 | Residential & Commercial | USHP | Ducted CEE Tier 1
215439727 | Central HP <5.4 tons | GOODMAN | HRCU-A-CB (Split System: Heat Pump with Remote Outdoor Unit-Air-Source) | GZV6SA1810A* |  |  | CA*EA3022*3A* | G*VT960403BNA* | 17000 | 19 | 8.8 | 16800 | 13000 | 77.38% | 2.1 | 0 | 12 |  |  |  |  | R-32 | 1.4167 | Residential & Commercial | USHP | Ducted CEE Tier 1
216835327 | Central HP <5.4 tons | GOODMAN | HRCU-A-CB (Split System: Heat Pump with Remote Outdoor Unit-Air-Source) | GZV7SA6010A* |  |  | CHPEA6030*3A* | G*VT961005DNA* | 52000 | 16 | 8.5 | 52500 | 45000 | 85.71% | 1.8 | 0 | 9.8 |  |  |  |  | R-32 | 4.3333 | Residential & Commercial | USHP
216620704 | Central HP <5.4 tons | KENMORE | HRCU-A-CB (Split System: Heat Pump with Remote Outdoor Unit-Air-Source) | HH860E2S11 |  |  | CTM60C5CHS1 | Z9ES100C20SMPS1 | 53000 | 19 | 8.5 | 54000 | 38500 | 71.3% | 2 | 0 | 11 |  |  |  |  | R-454B | 4.4167 | Residential & Commercial | USHP | Ducted CEE Tier 1
216620724 | Central HP <5.4 tons | KENMORE | HRCU-A-CB (Split System: Heat Pump with Remote Outdoor Unit-Air-Source) | HH860E2S11 |  |  | CTF60C5CHS1 | Z9ES100C20SMPS1 | 53000 | 19 | 8.5 | 54000 | 38500 | 71.3% | 2 | 0 | 11 |  |  |  |  | R-454B | 4.4167 | Residential & Commercial | USHP | Ducted CEE Tier 1
216620731 | Central HP <5.4 tons | KENMORE | HRCU-A-CB (Split System: Heat Pump with Remote Outdoor Unit-Air-Source) | HH860E2S11 |  |  | CTF60C5CGS1 | Z9ES080C16SMPS1 | 44500 | 18 | 9 | 46000 | 33800 | 73.48% | 2 | 0 | 11.7 |  |  |  |  | R-454B | 3.7083 | Residential & Commercial | USHP | Ducted CEE Tier 1
216682601 | Central HP <5.4 tons | DAY & NIGHT | HRCU-A-CB (Split System: Heat Pump with Remote Outdoor Unit-Air-Source) | DLCURAH36ABK |  |  | EA*4X48L24A* | *97VTN1002122A* | 35800 | 16.5 | 9 | 37400 | 34200 | 91.44% | 1.94 | 0 | 10 |  |  |  |  | R-410A | 2.9833 | Residential & Commercial | USHP | Ducted CEE Tier 1
213778742 | Central HP <5.4 tons | KEEPRITE | HRCU-A-CB (Split System: Heat Pump with Remote Outdoor Unit-Air-Source) | CVH837GKA** |  |  | EA*4X36L17A*+WALLCON | *80CTL0701412B* | 31400 | 16.5 | 8.1 | 33400 | 24400 | 73.05% | 1.82 | 0 | 10.5 |  |  |  |  | R-410A | 2.6167 | Residential & Commercial | USHP | Ducted CEE Tier 1
212989556 | Central HP <5.4 tons | HEIL | HRCU-A-CB (Split System: Heat Pump with Remote Outdoor Unit-Air-Source) | DLCURAH30ABK |  |  | EA*4X42L24A* | *95MSU0802120A* | 30000 | 15.2 | 8.1 | 34200 | 27600 | 80.7% | 1.8 | 0 | 9 |  |  |  |  | R-410A | 2.5 | Residential & Commercial | USHP
214075423 | Central HP <5.4 tons | RUSSELL | HRCU-A-CB (Split System: Heat Pump with Remote Outdoor Unit-Air-Source) | RD17AZ24AJ3N |  |  | TCFZ2417MTANM | S921V0603A17M4S | 22600 | 17 | 9.5 | 22600 | 17000 | 75.22% | 2 | 0 | 10 |  |  |  |  | R-410A | 1.8833 | Residential & Commercial | USHP | Ducted CEE Tier 1
214075455 | Central HP <5.4 tons | RUSSELL | HRCU-A-CB (Split System: Heat Pump with Remote Outdoor Unit-Air-Source) | RD17AZ24AJ3N |  |  | TCFZ2417MTANM | S98MV0603A17UPS | 22600 | 18 | 9.5 | 22600 | 16900 | 74.78% | 2 | 0 | 11.2 |  |  |  |  | R-410A | 1.8833 | Residential & Commercial | USHP | Ducted CEE Tier 1
214075187 | Central HP <5.4 tons | RUSSELL | HRCU-A-CB (Split System: Heat Pump with Remote Outdoor Unit-Air-Source) | RD17AZ60AJ3N |  |  | TCFZ6024STANM | S801V1005A21UHU | 55500 | 18 | 8.1 | 54000 | 49000 | 90.74% | 1.75 | 0 | 10 |  |  |  |  | R-410A | 4.625 | Residential & Commercial | USHP | Ducted CEE Tier 1
214609058 | Central HP <5.4 tons | COLEMAN | HRCU-A-CB (Split System: Heat Pump with Remote Outdoor Unit-Air-Source) | HH860E2S11 |  |  | CTM60C5CGS1 | Z9ES080C16SMPS1 | 45000 | 18 | 9 | 46000 | 33800 | 73.48% | 2 | 0 | 11.7 |  |  |  |  | R-454B | 3.75 | Residential & Commercial | USHP | Ducted CEE Tier 1
214720189 | Central HP <5.4 tons | COLEMAN | HRCU-A-CB (Split System: Heat Pump with Remote Outdoor Unit-Air-Source) | HH860E2S11 |  |  | CTU60C5XGS1+TXV | TMLE080C16MP11 | 44500 | 18 | 9 | 45500 | 34200 | 75.16% | 2 | 0 | 11 |  |  |  |  | R-454B | 3.7083 | Residential & Commercial | USHP | Ducted CEE Tier 1
214720221 | Central HP <5.4 tons | COLEMAN | HRCU-A-CB (Split System: Heat Pump with Remote Outdoor Unit-Air-Source) | HH836E2S11 |  |  | CTU48C5XFS1+TXV | TM9E080C20MP12 | 34000 | 17 | 9 | 32000 | 25400 | 79.38% | 2 | 0 | 11 |  |  |  |  | R-454B | 2.8333 | Residential & Commercial | USHP | Ducted CEE Tier 1
216635814 | Central HP <5.4 tons | ACIQ | HRCU-A-CB (Split System: Heat Pump with Remote Outdoor Unit-Air-Source) | H5H3V48*K*AAA* |  |  | EVM5X60M21A*+WALLCON | *80CTL0901716B* | 44500 | 20.5 | 8.1 | 53500 | 37600 | 70.28% | 1.95 | 0 | 11.5 |  |  |  |  | R-454B | 3.7083 | Residential & Commercial | USHP | Ducted CEE Tier 1
216636098 | Central HP <5.4 tons | ACIQ | HRCU-A-CB (Split System: Heat Pump with Remote Outdoor Unit-Air-Source) | H5H3V36*K*AAA* |  |  | ESH5X48M12A*+WALLCON | *97CTN1202422A* | 33800 | 19.5 | 9 | 34600 | 26400 | 76.3% | 1.92 | 0 | 11.7 |  |  |  |  | R-454B | 2.8167 | Residential & Commercial | USHP | Ducted CEE Tier 1
216636139 | Central HP <5.4 tons | ACIQ | HRCU-A-CB (Split System: Heat Pump with Remote Outdoor Unit-Air-Source) | H5H3V36*K*AAA* |  |  | EVD5X38M17A*+WALLCON | *80CSU0401712B* | 35600 | 22 | 8.5 | 38000 | 28600 | 75.26% | 2.04 | 0 | 12.5 |  |  |  |  | R-454B | 2.9667 | Residential & Commercial | USHP | Ducted CEE Tier 1
216635362 | Central HP <5.4 tons | ACIQ | HRCU-A-CB (Split System: Heat Pump with Remote Outdoor Unit-Air-Source) | H5H3V36*K*AAA* |  |  | EA*5X61M21A*+WALLCON | *97CMN1002122B* | 34400 | 20.5 | 9.5 | 34200 | 26000 | 76.02% | 2.06 | 0 | 12 |  |  |  |  | R-454B | 2.8667 | Residential & Commercial | USHP | Ducted CEE Tier 1
216635387 | Central HP <5.4 tons | ACIQ | HRCU-A-CB (Split System: Heat Pump with Remote Outdoor Unit-Air-Source) | H5H3V36*K*AAA* |  |  | ESH5X36M12A*+WALLCON | *80CTL0451712B* | 32800 | 18.5 | 9 | 35800 | 27600 | 77.09% | 1.88 | 0 | 10.5 |  |  |  |  | R-454B | 2.7333 | Residential & Commercial | USHP | Ducted CEE Tier 1
214499801 | Central HP <5.4 tons | GOODMAN | HRCU-A-CB (Split System: Heat Pump with Remote Outdoor Unit-Air-Source) | GSZS601810A* |  |  | CA*EA2422*4B* | G*VC800604B*A* | 16600 | 17.5 | 8.5 | 17400 | 13000 | 74.71% | 2.1 | 0 | 10.9 |  |  |  |  | R-410A | 1.3833 | Residential & Commercial | USHP | Ducted CEE Tier 1
206133323 | Central HP <5.4 tons | TEMPSTAR | HRCU-A-CB (Split System: Heat Pump with Remote Outdoor Unit-Air-Source) | TVH825GKA2* |  |  | EA*4X25L17A*+WALLCON | *80CSU0401712A* | 24400 | 17 | 8.1 | 21200 | 16600 | 78.3% | 2.02 | 11.5 | 11 |  |  |  |  | R-410A | 2.0333 | Residential & Commercial | USHP | Ducted CEE Tier 1
215935260 | Central HP <5.4 tons | DAY & NIGHT | HRCU-A-CB (Split System: Heat Pump with Remote Outdoor Unit-Air-Source) | C5H3V36*K*AAA* |  |  | EVM5X60M21A*+WALLCON | *95CSU1002122B* | 35600 | 22 | 8.5 | 38000 | 28400 | 74.74% | 2.02 | 0 | 12.5 |  |  |  |  | R-454B | 2.9667 | Residential & Commercial | USHP | Ducted CEE Tier 1
216591326 | Central HP <5.4 tons | KENMORE | HRCU-A-CB (Split System: Heat Pump with Remote Outdoor Unit-Air-Source) | HH824E2S11 |  |  | CTF36B5ADS1+JME08B2SN1 | 0 | 23000 | 19 | 9.5 | 23000 | 18000 | 78.26% | 2 | 0 | 12 |  |  |  |  | R-454B | 1.9167 | Residential & Commercial | USHP | Ducted CEE Tier 1
214075214 | Central HP <5.4 tons | RUSSELL | HRCU-A-CB (Split System: Heat Pump with Remote Outdoor Unit-Air-Source) | RD17AZ60AJ3N |  |  | TCFZ6024STANM | S802V1005A21DZ | 55500 | 18 | 8.1 | 53500 | 49000 | 91.59% | 1.75 | 0 | 10 |  |  |  |  | R-410A | 4.625 | Residential & Commercial | USHP | Ducted CEE Tier 1
216835310 | Central HP <5.4 tons | GOODMAN | HRCU-A-CB (Split System: Heat Pump with Remote Outdoor Unit-Air-Source) | GZV7SA6010A* |  |  | AHVE60DP0300A* | 0 | 52000 | 17 | 8.8 | 54000 | 46000 | 85.19% | 2 | 0 | 9.8 |  |  |  |  | R-32 | 4.3333 | Residential & Commercial | USHP
216835342 | Central HP <5.4 tons | GOODMAN | HRCU-A-CB (Split System: Heat Pump with Remote Outdoor Unit-Air-Source) | GZV7SA6010A* |  |  | CA*EA6030*3A* | G*VT801005C*A* | 52000 | 17 | 8.8 | 53500 | 46000 | 85.98% | 2 | 0 | 9.8 |  |  |  |  | R-32 | 4.3333 | Residential & Commercial | USHP
215935761 | Central HP <5.4 tons | KEEPRITE | HRCU-A-CB (Split System: Heat Pump with Remote Outdoor Unit-Air-Source) | C5H3V36*K*AAA* |  |  | EVD5X36M21A*+WALLCON | *96CTN0601714B* | 34000 | 20.5 | 8.1 | 38000 | 27000 | 71.05% | 1.95 | 0 | 11 |  |  |  |  | R-454B | 2.8333 | Residential & Commercial | USHP | Ducted CEE Tier 1
204459249 | Central HP <5.4 tons | TEMPSTAR | HRCU-A-CB (Split System: Heat Pump with Remote Outdoor Unit-Air-Source) | TVH825GKA2* |  |  | EHD4X30AAL+WALLCON | *80CTL0901716A* | 23800 | 16 | 8.1 | 21800 | 16700 | 76.61% | 1.98 | 11 | 10.5 |  |  |  |  | R-410A | 1.9833 | Residential & Commercial | USHP | Ducted CEE Tier 1
215935030 | Central HP <5.4 tons | DAY & NIGHT | HRCU-A-CB (Split System: Heat Pump with Remote Outdoor Unit-Air-Source) | C5H3V36*K*AAA* |  |  | EVM5X49M21A*+WALLCON | *80CTL0901716B* | 35600 | 22 | 8.5 | 38000 | 28600 | 75.26% | 2.02 | 0 | 12 |  |  |  |  | R-454B | 2.9667 | Residential & Commercial | USHP | Ducted CEE Tier 1
215935180 | Central HP <5.4 tons | DAY & NIGHT | HRCU-A-CB (Split System: Heat Pump with Remote Outdoor Unit-Air-Source) | C5H3V36*K*AAA* |  |  | EVM5X60M21A*+WALLCON | *80CTL0451712B* | 35200 | 21 | 8.5 | 39000 | 29400 | 75.38% | 2 | 0 | 11.7 |  |  |  |  | R-454B | 2.9333 | Residential & Commercial | USHP | Ducted CEE Tier 1
215935250 | Central HP <5.4 tons | DAY & NIGHT | HRCU-A-CB (Split System: Heat Pump with Remote Outdoor Unit-Air-Source) | C5H3V36*K*AAA* |  |  | EVM5X60M21A*+WALLCON | *95CSU0802120B* | 35600 | 21.5 | 8.5 | 38000 | 28600 | 75.26% | 2.04 | 0 | 12 |  |  |  |  | R-454B | 2.9667 | Residential & Commercial | USHP | Ducted CEE Tier 1
215935280 | Central HP <5.4 tons | DAY & NIGHT | HRCU-A-CB (Split System: Heat Pump with Remote Outdoor Unit-Air-Source) | C5H3V36*K*AAA* |  |  | EVM5X60M21A*+WALLCON | *97CMN0801714B* | 35400 | 21.5 | 8.5 | 38500 | 29000 | 75.32% | 2.02 | 0 | 12 |  |  |  |  | R-454B | 2.95 | Residential & Commercial | USHP | Ducted CEE Tier 1
216591544 | Central HP <5.4 tons | KENMORE | HRCU-A-CB (Split System: Heat Pump with Remote Outdoor Unit-Air-Source) | HH824E2S11 |  |  | CTM36B5ADS1 | Z9ET080B12SMPS1 | 23000 | 18 | 9 | 23000 | 17400 | 75.65% | 2 | 0 | 12 |  |  |  |  | R-454B | 1.9167 | Residential & Commercial | USHP | Ducted CEE Tier 1
216591678 | Central HP <5.4 tons | KENMORE | HRCU-A-CB (Split System: Heat Pump with Remote Outdoor Unit-Air-Source) | HH824E2S11 |  |  | CTM36B5ADS1 | Z8ES100B12SMPS1 | 23000 | 18 | 9.5 | 23000 | 18800 | 81.74% | 2 | 0 | 12 |  |  |  |  | R-454B | 1.9167 | Residential & Commercial | USHP | Ducted CEE Tier 1
216591710 | Central HP <5.4 tons | KENMORE | HRCU-A-CB (Split System: Heat Pump with Remote Outdoor Unit-Air-Source) | HH824E2S11 |  |  | CTF30B5ACS1 | Z9ET080B12SMPS1 | 23000 | 18 | 9.5 | 23000 | 18100 | 78.7% | 2 | 0 | 12 |  |  |  |  | R-454B | 1.9167 | Residential & Commercial | USHP | Ducted CEE Tier 1
214807763 | Central HP <5.4 tons | FRASER-JOHNSTON | HRCU-A-CB (Split System: Heat Pump with Remote Outdoor Unit-Air-Source) | HH836E2S11 |  |  | CTU36B5XDS1+TXV | Z8ES080B12SMPS1 | 33200 | 18 | 8.5 | 30400 | 24800 | 81.58% | 2 | 0 | 11.7 |  |  |  |  | R-454B | 2.7667 | Residential & Commercial | USHP | Ducted CEE Tier 1
216591626 | Central HP <5.4 tons | KENMORE | HRCU-A-CB (Split System: Heat Pump with Remote Outdoor Unit-Air-Source) | HH836E2S11 |  |  | JHC36C5CD2SS1 | 0 | 34000 | 19 | 9 | 32400 | 25200 | 77.78% | 2.1 | 0 | 11.7 |  |  |  |  | R-454B | 2.8333 | Residential & Commercial | USHP | Ducted CEE Tier 1
216591733 | Central HP <5.4 tons | KENMORE | HRCU-A-CB (Split System: Heat Pump with Remote Outdoor Unit-Air-Source) | HH836E2S11 |  |  | CTF48C5CFS1 | Z8ES080C16SMPS1 | 34400 | 19 | 9 | 32200 | 25400 | 78.88% | 2 | 0 | 11 |  |  |  |  | R-454B | 2.8667 | Residential & Commercial | USHP | Ducted CEE Tier 1
216591837 | Central HP <5.4 tons | KENMORE | HRCU-A-CB (Split System: Heat Pump with Remote Outdoor Unit-Air-Source) | HH836E2S11 |  |  | CTM48C5CFS1 | Z9ET080C16SMPS1 | 33800 | 19 | 9.5 | 32400 | 24200 | 74.69% | 2 | 0 | 11 |  |  |  |  | R-454B | 2.8167 | Residential & Commercial | USHP | Ducted CEE Tier 1
216835353 | Central HP <5.4 tons | GOODMAN | HRCU-A-CB (Split System: Heat Pump with Remote Outdoor Unit-Air-Source) | GZV7SA6010A* |  |  | CHPEA6030*3A* | G*VT800804C*A* | 52000 | 16 | 8.5 | 52500 | 45000 | 85.71% | 1.8 | 0 | 9.8 |  |  |  |  | R-32 | 4.3333 | Residential & Commercial | USHP
213386474 | Central HP <5.4 tons | SENVILLE | HRCU-A-CB (Split System: Heat Pump with Remote Outdoor Unit-Air-Source) | SENDC-60HF-OM |  |  | SENDC-60HF-IM | 0 | 55000 | 15.3 | 9.4 | 59000 | 48500 | 82.2% | 1.91 | 9 | 8.8 |  |  |  |  | R-410A | 4.5833 | Residential & Commercial | USHP
212940797 | Central HP <5.4 tons | CENTURY | HRCU-A-CB (Split System: Heat Pump with Remote Outdoor Unit-Air-Source) | A-VCD60SA-1 |  |  | B-VCD60SA-1 | 0 | 55000 | 15.3 | 9.4 | 59000 | 48500 | 82.2% | 1.91 | 9 | 8.8 |  |  |  |  | R-410A | 4.5833 | Residential & Commercial | USHP
215669173 | Central HP <5.4 tons | BRYANT HEATING AND COOLING SYSTEMS | HRCU-A-CB (Split System: Heat Pump with Remote Outdoor Unit-Air-Source) | 290VAN036**AA* |  |  | CAA**4821AM*+UI | 88*TB60110C21*** | 33800 | 18 | 9 | 35000 | 25000 | 71.43% | 1.9 | 0 | 10 |  |  |  |  | R-454B | 2.8167 | Residential & Commercial | USHP | Ducted CEE Tier 1
215669323 | Central HP <5.4 tons | BRYANT HEATING AND COOLING SYSTEMS | HRCU-A-CB (Split System: Heat Pump with Remote Outdoor Unit-Air-Source) | 290VAN036**AA* |  |  | CAA**6024AM*+UI | 88*TB60110C21*** | 34400 | 18.5 | 9 | 34200 | 24600 | 71.93% | 1.92 | 0 | 10.5 |  |  |  |  | R-454B | 2.8667 | Residential & Commercial | USHP | Ducted CEE Tier 1
215669373 | Central HP <5.4 tons | BRYANT HEATING AND COOLING SYSTEMS | HRCU-A-CB (Split System: Heat Pump with Remote Outdoor Unit-Air-Source) | 290VAN036**AA* |  |  | CAA**6024AM*+UI | 987MC60080C21*** | 34400 | 18 | 9 | 34200 | 24800 | 72.51% | 1.9 | 0 | 10 |  |  |  |  | R-454B | 2.8667 | Residential & Commercial | USHP | Ducted CEE Tier 1
215669473 | Central HP <5.4 tons | BRYANT HEATING AND COOLING SYSTEMS | HRCU-A-CB (Split System: Heat Pump with Remote Outdoor Unit-Air-Source) | 290VAN036**AA* |  |  | CAA**6121AM*+UI | 88*TB60070C21*** | 34800 | 18.5 | 9 | 34400 | 24800 | 72.09% | 1.92 | 0 | 10 |  |  |  |  | R-454B | 2.9 | Residential & Commercial | USHP | Ducted CEE Tier 1
216635396 | Central HP <5.4 tons | ACIQ | HRCU-A-CB (Split System: Heat Pump with Remote Outdoor Unit-Air-Source) | H5H3V36*K*AAA* |  |  | ESH5X36M12A*+WALLCON | *95CSU0802120B* | 33200 | 18.5 | 9 | 35000 | 26800 | 76.57% | 1.92 | 0 | 11 |  |  |  |  | R-454B | 2.7667 | Residential & Commercial | USHP | Ducted CEE Tier 1
216635398 | Central HP <5.4 tons | ACIQ | HRCU-A-CB (Split System: Heat Pump with Remote Outdoor Unit-Air-Source) | H5H3V36*K*AAA* |  |  | ESH5X36M12A*+WALLCON | *97CMN0601714B* | 33000 | 18.5 | 9 | 34400 | 26200 | 76.16% | 1.92 | 0 | 10.5 |  |  |  |  | R-454B | 2.75 | Residential & Commercial | USHP | Ducted CEE Tier 1
216635405 | Central HP <5.4 tons | ACIQ | HRCU-A-CB (Split System: Heat Pump with Remote Outdoor Unit-Air-Source) | H5H3V36*K*AAA* |  |  | ESH5X36M12A*+WALLCON | *96CTN0601714B* | 33000 | 18.5 | 9 | 34400 | 26200 | 76.16% | 1.92 | 0 | 10.5 |  |  |  |  | R-454B | 2.75 | Residential & Commercial | USHP | Ducted CEE Tier 1
216635414 | Central HP <5.4 tons | ACIQ | HRCU-A-CB (Split System: Heat Pump with Remote Outdoor Unit-Air-Source) | H5H3V36*K*AAA* |  |  | ESH5X42M12A*+WALLCON | *80CTL0702120B* | 33600 | 19 | 9 | 34800 | 26600 | 76.44% | 1.92 | 0 | 11 |  |  |  |  | R-454B | 2.8 | Residential & Commercial | USHP | Ducted CEE Tier 1
216635446 | Central HP <5.4 tons | ACIQ | HRCU-A-CB (Split System: Heat Pump with Remote Outdoor Unit-Air-Source) | H5H3V36*K*AAA* |  |  | ESH5X48M12A*+WALLCON | *97CMN0602120B* | 33600 | 19 | 9 | 35200 | 27000 | 76.7% | 1.92 | 0 | 11 |  |  |  |  | R-454B | 2.8 | Residential & Commercial | USHP | Ducted CEE Tier 1
216635448 | Central HP <5.4 tons | ACIQ | HRCU-A-CB (Split System: Heat Pump with Remote Outdoor Unit-Air-Source) | H5H3V36*K*AAA* |  |  | ESH5X48M12A*+WALLCON | *97CMN0802120B* | 33800 | 19.5 | 9 | 34800 | 26600 | 76.44% | 1.94 | 0 | 11.5 |  |  |  |  | R-454B | 2.8167 | Residential & Commercial | USHP | Ducted CEE Tier 1
216635462 | Central HP <5.4 tons | ACIQ | HRCU-A-CB (Split System: Heat Pump with Remote Outdoor Unit-Air-Source) | H5H3V36*K*AAA* |  |  | ESH5X60M12A*+WALLCON | *80CTL1102120B* | 34200 | 19.5 | 9 | 34400 | 26000 | 75.58% | 1.96 | 0 | 11.7 |  |  |  |  | R-454B | 2.85 | Residential & Commercial | USHP | Ducted CEE Tier 1
215935300 | Central HP <5.4 tons | DAY & NIGHT | HRCU-A-CB (Split System: Heat Pump with Remote Outdoor Unit-Air-Source) | C5H3V36*K*AAA* |  |  | EVM5X60M21A*+WALLCON | *97CMN1002122B* | 35600 | 22 | 8.5 | 38000 | 28600 | 75.26% | 2.02 | 0 | 12.5 |  |  |  |  | R-454B | 2.9667 | Residential & Commercial | USHP | Ducted CEE Tier 1
216679753 | Central HP <5.4 tons | DAY & NIGHT | HRCU-A-CB (Split System: Heat Pump with Remote Outdoor Unit-Air-Source) | DLCURAH18ABK |  |  | EHD4X30AAL | *97VTN0601716A* | 17600 | 15.5 | 8.5 | 18100 | 18000 | 99.45% | 1.96 | 0 | 10.5 |  |  |  |  | R-410A | 1.4667 | Residential & Commercial | USHP | Ducted CEE Tier 1
215669573 | Central HP <5.4 tons | BRYANT HEATING AND COOLING SYSTEMS | HRCU-A-CB (Split System: Heat Pump with Remote Outdoor Unit-Air-Source) | 290VAN036**AA* |  |  | CAA**6121AM*+UI | 987MC66100C21*** | 34800 | 18.5 | 9 | 34400 | 24800 | 72.09% | 1.92 | 0 | 10.5 |  |  |  |  | R-454B | 2.9 | Residential & Commercial | USHP | Ducted CEE Tier 1
215669623 | Central HP <5.4 tons | BRYANT HEATING AND COOLING SYSTEMS | HRCU-A-CB (Split System: Heat Pump with Remote Outdoor Unit-Air-Source) | 290VAN036**AA* |  |  | CAA**6124AM*+UI | 88*TB60070C21*** | 34800 | 18.5 | 9 | 34400 | 24800 | 72.09% | 1.92 | 0 | 10 |  |  |  |  | R-454B | 2.9 | Residential & Commercial | USHP | Ducted CEE Tier 1
215683974 | Central HP <5.4 tons | BRYANT HEATING AND COOLING SYSTEMS | HRCU-A-CB (Split System: Heat Pump with Remote Outdoor Unit-Air-Source) | 290VAN036**AA* |  |  | CAA**4321AM*+UI | 83*CA48060C17*** | 34400 | 18 | 9 | 35400 | 25200 | 71.19% | 1.9 | 0 | 9.5 |  |  |  |  | R-454B | 2.8667 | Residential & Commercial | USHP
215670157 | Central HP <5.4 tons | BRYANT HEATING AND COOLING SYSTEMS | HRCU-A-CB (Split System: Heat Pump with Remote Outdoor Unit-Air-Source) | 290VAN036**AA* |  |  | CSAH*4812AM*+UI | 88*TB36045C17*** | 33800 | 16.5 | 8.5 | 35600 | 25600 | 71.91% | 1.78 | 0 | 9 |  |  |  |  | R-454B | 2.8167 | Residential & Commercial | USHP
215670427 | Central HP <5.4 tons | BRYANT HEATING AND COOLING SYSTEMS | HRCU-A-CB (Split System: Heat Pump with Remote Outdoor Unit-Air-Source) | 290VAN036**AA* |  |  | CSAH*6012AM*+UI | 88*TB60070C21*** | 34600 | 17 | 8.5 | 34600 | 24800 | 71.68% | 1.8 | 0 | 9.5 |  |  |  |  | R-454B | 2.8833 | Residential & Commercial | USHP
216635471 | Central HP <5.4 tons | ACIQ | HRCU-A-CB (Split System: Heat Pump with Remote Outdoor Unit-Air-Source) | H5H3V36*K*AAA* |  |  | ESH5X60M12A*+WALLCON | *97CMN1002122B* | 34200 | 19.5 | 9 | 34200 | 26000 | 76.02% | 1.94 | 0 | 11.7 |  |  |  |  | R-454B | 2.85 | Residential & Commercial | USHP | Ducted CEE Tier 1
216635866 | Central HP <5.4 tons | ACIQ | HRCU-A-CB (Split System: Heat Pump with Remote Outdoor Unit-Air-Source) | H5H3V48*K*AAA* |  |  | EVD5X48M21A*+WALLCON | *96CTN0801714B* | 43000 | 19 | 8.1 | 53000 | 37600 | 70.94% | 2 | 0 | 11 |  |  |  |  | R-454B | 3.5833 | Residential & Commercial | USHP | Ducted CEE Tier 1
216635480 | Central HP <5.4 tons | ACIQ | HRCU-A-CB (Split System: Heat Pump with Remote Outdoor Unit-Air-Source) | H5H3V48*K*AAA* |  |  | EA*5X48M21A*+WALLCON | *80CTL0701716B* | 43000 | 20 | 9 | 48500 | 37200 | 76.7% | 2 | 0 | 10.5 |  |  |  |  | R-454B | 3.5833 | Residential & Commercial | USHP | Ducted CEE Tier 1
216635473 | Central HP <5.4 tons | ACIQ | HRCU-A-CB (Split System: Heat Pump with Remote Outdoor Unit-Air-Source) | H5H3V36*K*AAA* |  |  | ESH5X60M12A*+WALLCON | *96CTN0601714B* | 33800 | 19 | 9 | 33800 | 25600 | 75.74% | 1.94 | 0 | 11 |  |  |  |  | R-454B | 2.8167 | Residential & Commercial | USHP | Ducted CEE Tier 1
216635553 | Central HP <5.4 tons | ACIQ | HRCU-A-CB (Split System: Heat Pump with Remote Outdoor Unit-Air-Source) | H5H3V36*K*AAA* |  |  | EVM5X36M17A*+WALLCON | *97CMN0601714B* | 34000 | 20 | 8.1 | 38000 | 27200 | 71.58% | 2 | 0 | 11 |  |  |  |  | R-454B | 2.8333 | Residential & Commercial | USHP | Ducted CEE Tier 1
214240080 | Central HP <5.4 tons | KEEPRITE | HRCU-A-CB (Split System: Heat Pump with Remote Outdoor Unit-Air-Source) | CVH837GKA** |  |  | EN(A,D,W)4X60L24**+WALLCON | *97CMN1202422B* | 32800 | 17.5 | 8.1 | 32200 | 24600 | 76.4% | 1.96 | 0 | 11.7 |  |  |  |  | R-410A | 2.7333 | Residential & Commercial | USHP | Ducted CEE Tier 1
214240100 | Central HP <5.4 tons | KEEPRITE | HRCU-A-CB (Split System: Heat Pump with Remote Outdoor Unit-Air-Source) | CVH837GKA** |  |  | EN(A,D,W)4X60L24**+WALLCON | *96CTN1202422B* | 32800 | 17.5 | 8.1 | 32200 | 24600 | 76.4% | 1.96 | 0 | 11.7 |  |  |  |  | R-410A | 2.7333 | Residential & Commercial | USHP | Ducted CEE Tier 1
210474228 | Central HP <5.4 tons | CARRIER | HRCU-A-CB (Split System: Heat Pump with Remote Outdoor Unit-Air-Source) | 25VNA825A*032* |  |  | CSPH*4212AL*+UI | 59CU5A080C21**20 | 24200 | 16 | 8.1 | 21400 | 16600 | 77.57% | 2 | 0 | 11 |  |  |  |  | R-410A | 2.0167 | Residential & Commercial | USHP | Ducted CEE Tier 1
210474371 | Central HP <5.4 tons | CARRIER | HRCU-A-CB (Split System: Heat Pump with Remote Outdoor Unit-Air-Source) | 25VNA825A*032* |  |  | CSPH*4212AL*+UI | 59MN7B100C21**22 | 24200 | 16 | 8.1 | 21400 | 16600 | 77.57% | 2 | 0 | 10.5 |  |  |  |  | R-410A | 2.0167 | Residential & Commercial | USHP | Ducted CEE Tier 1
216591592 | Central HP <5.4 tons | KENMORE | HRCU-A-CB (Split System: Heat Pump with Remote Outdoor Unit-Air-Source) | HH860E2S11 |  |  | CTU60C5XGS1+TXV | Z8ES120C16SMPS1 | 44000 | 18 | 9 | 43500 | 33000 | 75.86% | 2 | 0 | 12 |  |  |  |  | R-454B | 3.6667 | Residential & Commercial | USHP | Ducted CEE Tier 1
216591719 | Central HP <5.4 tons | KENMORE | HRCU-A-CB (Split System: Heat Pump with Remote Outdoor Unit-Air-Source) | HH860E2S11 |  |  | CTF60D5CJS1 | Z8ES130D20SMPS1 | 53500 | 19 | 9 | 54500 | 39000 | 71.56% | 2 | 0 | 11 |  |  |  |  | R-454B | 4.4583 | Residential & Commercial | USHP | Ducted CEE Tier 1
215936734 | Central HP <5.4 tons | CARRIER | HRCU-A-CB (Split System: Heat Pump with Remote Outdoor Unit-Air-Source) | 27VNA336A*030* |  |  | CVAVA6024XMA*+UI | 58CU*A100C21**20 | 35400 | 21.5 | 8.5 | 38000 | 28600 | 75.26% | 2.04 | 0 | 12 |  |  |  |  | R-454B | 2.95 | Residential & Commercial | USHP | Ducted CEE Tier 1
215936821 | Central HP <5.4 tons | KEEPRITE | HRCU-A-CB (Split System: Heat Pump with Remote Outdoor Unit-Air-Source) | C5H3V36*K*AAA* |  |  | EVD5X60M24A*+WALLCON | *97CMN0802120B* | 35400 | 21.5 | 8.5 | 38000 | 28400 | 74.74% | 2.04 | 0 | 12.5 |  |  |  |  | R-454B | 2.95 | Residential & Commercial | USHP | Ducted CEE Tier 1
216681092 | Central HP <5.4 tons | DAY & NIGHT | HRCU-A-CB (Split System: Heat Pump with Remote Outdoor Unit-Air-Source) | DLCURAH36ABK |  |  | EHD4X36AAL | *97VTN0802120A* | 36000 | 15.2 | 8.5 | 38500 | 34600 | 89.87% | 1.78 | 0 | 9.8 |  |  |  |  | R-410A | 3 | Residential & Commercial | USHP
216591726 | Central HP <5.4 tons | KENMORE | HRCU-A-CB (Split System: Heat Pump with Remote Outdoor Unit-Air-Source) | HH860E2S11 |  |  | CTU60C5XGS1+TXV | Z9ET100C16SMPS1 | 44500 | 19 | 9 | 45500 | 33200 | 72.97% | 2 | 0 | 11 |  |  |  |  | R-454B | 3.7083 | Residential & Commercial | USHP | Ducted CEE Tier 1
215670237 | Central HP <5.4 tons | BRYANT HEATING AND COOLING SYSTEMS | HRCU-A-CB (Split System: Heat Pump with Remote Outdoor Unit-Air-Source) | 290VAN036**AA* |  |  | CSAH*4812AM*+UI | 935CB48060C17*** | 34000 | 16.5 | 8.5 | 35600 | 25400 | 71.35% | 1.76 | 0 | 9.5 |  |  |  |  | R-454B | 2.8333 | Residential & Commercial | USHP
215669568 | Central HP <5.4 tons | DAY & NIGHT | HRCU-A-CB (Split System: Heat Pump with Remote Outdoor Unit-Air-Source) | C5H0V36*K*AAA* |  |  | EA*5X61M21A*+WALLCON | *97CMN0802120B* | 34800 | 18 | 9 | 34400 | 24800 | 72.09% | 1.92 | 0 | 10 |  |  |  |  | R-454B | 2.9 | Residential & Commercial | USHP | Ducted CEE Tier 1
215669638 | Central HP <5.4 tons | DAY & NIGHT | HRCU-A-CB (Split System: Heat Pump with Remote Outdoor Unit-Air-Source) | C5H0V36*K*AAA* |  |  | EA*5X61M24A*+WALLCON | *80CTL0902120B* | 35000 | 18.5 | 9 | 34400 | 24600 | 71.51% | 1.92 | 0 | 10.5 |  |  |  |  | R-454B | 2.9167 | Residential & Commercial | USHP | Ducted CEE Tier 1
216835317 | Central HP <5.4 tons | GOODMAN | HRCU-A-CB (Split System: Heat Pump with Remote Outdoor Unit-Air-Source) | GZV7SA6010A* |  |  | CHPEA6030*3A*+MBVK16CP1X00A* | 0 | 52000 | 16 | 8.5 | 52500 | 45000 | 85.71% | 1.8 | 0 | 9.8 |  |  |  |  | R-32 | 4.3333 | Residential & Commercial | USHP
214602072 | Central HP <5.4 tons | ACIQ | HRCU-A-CB (Split System: Heat Pump with Remote Outdoor Unit-Air-Source) | ACIQ-12-EHPB |  |  | ACIQ-12-AHB | 0 | 12000 | 17.5 | 9 | 13000 | 11000 | 84.62% | 2.6 | 0 | 11.7 |  |  |  |  | R-410A | 1 | Residential & Commercial | USHP | Ducted CEE Tier 1
215674335 | Central HP <5.4 tons | BRYANT HEATING AND COOLING SYSTEMS | HRCU-A-CB (Split System: Heat Pump with Remote Outdoor Unit-Air-Source) | 290VAN048**AA* |  |  | CAA**6121AM*+UI | 88*TB48070C17*** | 45500 | 17.5 | 9 | 48000 | 34000 | 70.83% | 2.06 | 0 | 9.5 |  |  |  |  | R-454B | 3.7917 | Residential & Commercial | USHP
215682889 | Central HP <5.4 tons | DAY & NIGHT | HRCU-A-CB (Split System: Heat Pump with Remote Outdoor Unit-Air-Source) | C5H0V60*K*AAA* |  |  | EVM5X60M24A*+WALLCON | *80CSU1002120B* | 57000 | 18 | 9 | 63000 | 44500 | 70.63% | 2.08 | 0 | 9 |  |  |  |  | R-454B | 4.75 | Residential & Commercial | USHP
215683089 | Central HP <5.4 tons | DAY & NIGHT | HRCU-A-CB (Split System: Heat Pump with Remote Outdoor Unit-Air-Source) | C5H0V60*K*AAA* |  |  | EVD5X60M24A*+WALLCON | *97CTN0802120A* | 56500 | 18 | 9 | 63500 | 44500 | 70.08% | 2.08 | 0 | 9 |  |  |  |  | R-454B | 4.7083 | Residential & Commercial | USHP
215683139 | Central HP <5.4 tons | DAY & NIGHT | HRCU-A-CB (Split System: Heat Pump with Remote Outdoor Unit-Air-Source) | C5H0V60*K*AAA* |  |  | EVD5X61M21A*+WALLCON | *80CSU0601716B* | 56500 | 18 | 9 | 61000 | 43500 | 71.31% | 2.1 | 0 | 9.5 |  |  |  |  | R-454B | 4.7083 | Residential & Commercial | USHP
215935350 | Central HP <5.4 tons | DAY & NIGHT | HRCU-A-CB (Split System: Heat Pump with Remote Outdoor Unit-Air-Source) | C5H3V36*K*AAA* |  |  | EVM5X60M24A*+WALLCON | *80CTL0902120B* | 35600 | 22 | 8.5 | 38000 | 28400 | 74.74% | 2.04 | 0 | 12.5 |  |  |  |  | R-454B | 2.9667 | Residential & Commercial | USHP | Ducted CEE Tier 1
215935444 | Central HP <5.4 tons | CARRIER | HRCU-A-CB (Split System: Heat Pump with Remote Outdoor Unit-Air-Source) | 27VNA336A*030* |  |  | CVAMA6024XMA*+UI | 59TN6C120C24**22 | 35600 | 22 | 8.5 | 38000 | 28400 | 74.74% | 2.04 | 0 | 12.5 |  |  |  |  | R-454B | 2.9667 | Residential & Commercial | USHP | Ducted CEE Tier 1
215935644 | Central HP <5.4 tons | CARRIER | HRCU-A-CB (Split System: Heat Pump with Remote Outdoor Unit-Air-Source) | 27VNA336A*030* |  |  | CVAVA3621XMA*+UI | 58TN*B090C17**16 | 34400 | 21 | 8.5 | 38500 | 28200 | 73.25% | 2.04 | 0 | 11.7 |  |  |  |  | R-454B | 2.8667 | Residential & Commercial | USHP | Ducted CEE Tier 1
215936044 | Central HP <5.4 tons | CARRIER | HRCU-A-CB (Split System: Heat Pump with Remote Outdoor Unit-Air-Source) | 27VNA336A*030* |  |  | CVAVA4221XMA*+UI | 59CU5B080C21**20 | 34400 | 20.5 | 8.5 | 38500 | 28200 | 73.25% | 2.04 | 0 | 11.7 |  |  |  |  | R-454B | 2.8667 | Residential & Commercial | USHP | Ducted CEE Tier 1
215936364 | Central HP <5.4 tons | CARRIER | HRCU-A-CB (Split System: Heat Pump with Remote Outdoor Unit-Air-Source) | 27VNA336A*030* |  |  | CVAVA4824XMA*+UI | 59MN7C060C21**20 | 34800 | 21 | 8.5 | 38500 | 28800 | 74.81% | 2.02 | 0 | 11.7 |  |  |  |  | R-454B | 2.9 | Residential & Commercial | USHP | Ducted CEE Tier 1
215936814 | Central HP <5.4 tons | CARRIER | HRCU-A-CB (Split System: Heat Pump with Remote Outdoor Unit-Air-Source) | 27VNA336A*030* |  |  | CVAVA6024XMA*+UI | 59MN7C080C21**20 | 35400 | 21.5 | 8.5 | 38000 | 28400 | 74.74% | 2.04 | 0 | 12.5 |  |  |  |  | R-454B | 2.95 | Residential & Commercial | USHP | Ducted CEE Tier 1
213779312 | Central HP <5.4 tons | KEEPRITE | HRCU-A-CB (Split System: Heat Pump with Remote Outdoor Unit-Air-Source) | CVH837GKA** |  |  | EA*4X43L21A*+WALLCON | *97CMN0601714B* | 32600 | 16.5 | 8.1 | 33000 | 25400 | 76.97% | 1.94 | 0 | 11 |  |  |  |  | R-410A | 2.7167 | Residential & Commercial | USHP | Ducted CEE Tier 1
213779362 | Central HP <5.4 tons | KEEPRITE | HRCU-A-CB (Split System: Heat Pump with Remote Outdoor Unit-Air-Source) | CVH837GKA** |  |  | EA*4X43L21A*+WALLCON | *96CTN1002122B* | 33000 | 17 | 8.5 | 32600 | 25000 | 76.69% | 1.98 | 0 | 11.5 |  |  |  |  | R-410A | 2.75 | Residential & Commercial | USHP | Ducted CEE Tier 1
213779142 | Central HP <5.4 tons | KEEPRITE | HRCU-A-CB (Split System: Heat Pump with Remote Outdoor Unit-Air-Source) | CVH837GKA** |  |  | EA*4X42L21A*+WALLCON | *97CMN1002122B* | 31800 | 17 | 8.1 | 33000 | 24400 | 73.94% | 1.88 | 0 | 11 |  |  |  |  | R-410A | 2.65 | Residential & Commercial | USHP | Ducted CEE Tier 1
213779192 | Central HP <5.4 tons | KEEPRITE | HRCU-A-CB (Split System: Heat Pump with Remote Outdoor Unit-Air-Source) | CVH837GKA** |  |  | EA*4X42L24A*+WALLCON | *80CTL1102120B* | 31800 | 17 | 8.1 | 32800 | 24200 | 73.78% | 1.88 | 0 | 11 |  |  |  |  | R-410A | 2.65 | Residential & Commercial | USHP | Ducted CEE Tier 1
216591862 | Central HP <5.4 tons | KENMORE | HRCU-A-CB (Split System: Heat Pump with Remote Outdoor Unit-Air-Source) | HH836E2S11 |  |  | CTF36B5CDS1 | Z8ES100B12SMPS1 | 33400 | 18 | 8.5 | 30800 | 25000 | 81.17% | 2 | 0 | 11.7 |  |  |  |  | R-454B | 2.7833 | Residential & Commercial | USHP | Ducted CEE Tier 1
216591919 | Central HP <5.4 tons | KENMORE | HRCU-A-CB (Split System: Heat Pump with Remote Outdoor Unit-Air-Source) | HH836E2S11 |  |  | CTF36C5CDS1 | Z8ES080C16SMPS1 | 34000 | 18 | 8.5 | 31200 | 25400 | 81.41% | 2 | 0 | 11.7 |  |  |  |  | R-454B | 2.8333 | Residential & Commercial | USHP | Ducted CEE Tier 1
216635503 | Central HP <5.4 tons | ACIQ | HRCU-A-CB (Split System: Heat Pump with Remote Outdoor Unit-Air-Source) | H5H3V48*K*AAA* |  |  | EA*5X61M21A*+WALLCON | *95CSU0802120B* | 45000 | 21 | 9.5 | 48500 | 37000 | 76.29% | 2 | 0 | 11 |  |  |  |  | R-454B | 3.75 | Residential & Commercial | USHP | Ducted CEE Tier 1
216635539 | Central HP <5.4 tons | ACIQ | HRCU-A-CB (Split System: Heat Pump with Remote Outdoor Unit-Air-Source) | H5H3V48*K*AAA* |  |  | ESH5X60M12A*+WALLCON | *95CSU0601716B* | 44000 | 19.5 | 9 | 49000 | 36400 | 74.29% | 1.84 | 0 | 11 |  |  |  |  | R-454B | 3.6667 | Residential & Commercial | USHP | Ducted CEE Tier 1
216635562 | Central HP <5.4 tons | ACIQ | HRCU-A-CB (Split System: Heat Pump with Remote Outdoor Unit-Air-Source) | H5H3V36*K*AAA* |  |  | EVM5X44M21A*+WALLCON | *80CTL0451712B* | 35200 | 21 | 8.5 | 39000 | 29400 | 75.38% | 2 | 0 | 11.7 |  |  |  |  | R-454B | 2.9333 | Residential & Commercial | USHP | Ducted CEE Tier 1
214075414 | Central HP <5.4 tons | RUSSELL | HRCU-A-CB (Split System: Heat Pump with Remote Outdoor Unit-Air-Source) | RD17AZ24AJ3N |  |  | TCFZ2417MTANM | S801V0503A14DZ | 22600 | 17 | 9.5 | 22600 | 16800 | 74.34% | 2 | 0 | 11.2 |  |  |  |  | R-410A | 1.8833 | Residential & Commercial | USHP | Ducted CEE Tier 1
214075307 | Central HP <5.4 tons | RUSSELL | HRCU-A-CB (Split System: Heat Pump with Remote Outdoor Unit-Air-Source) | RD17AZ60AJ3N |  |  | TCFZ6024STANM | S801V1005A21UHS | 55500 | 18 | 8.1 | 53500 | 49000 | 91.59% | 1.75 | 0 | 10 |  |  |  |  | R-410A | 4.625 | Residential & Commercial | USHP | Ducted CEE Tier 1
214075203 | Central HP <5.4 tons | RUSSELL | HRCU-A-CB (Split System: Heat Pump with Remote Outdoor Unit-Air-Source) | RD17AZ60AJ3N |  |  | TCFZ6024STANM | S802V1505A24UHS | 55500 | 18 | 8.1 | 53500 | 49000 | 91.59% | 1.75 | 0 | 10 |  |  |  |  | R-410A | 4.625 | Residential & Commercial | USHP | Ducted CEE Tier 1
215674365 | Central HP <5.4 tons | BRYANT HEATING AND COOLING SYSTEMS | HRCU-A-CB (Split System: Heat Pump with Remote Outdoor Unit-Air-Source) | 290VAN048**AA* |  |  | CAA**6121AM*+UI | 88*TB60090C21*** | 46000 | 18.5 | 9 | 47500 | 33600 | 70.74% | 2.06 | 0 | 10 |  |  |  |  | R-454B | 3.8333 | Residential & Commercial | USHP | Ducted CEE Tier 1
216620725 | Central HP <5.4 tons | KENMORE | HRCU-A-CB (Split System: Heat Pump with Remote Outdoor Unit-Air-Source) | HH836E2S11 |  |  | CTF36B5CDS1 | Z9ES080B12SMPS1 | 33600 | 18 | 8.5 | 31400 | 25600 | 81.53% | 2 | 0 | 11 |  |  |  |  | R-454B | 2.8 | Residential & Commercial | USHP | Ducted CEE Tier 1
214584646 | Central HP <5.4 tons | COLEMAN | HRCU-A-CB (Split System: Heat Pump with Remote Outdoor Unit-Air-Source) | HH860E2S11 |  |  | CTM60C5CGS1 | Z8ES100C20SMPS1 | 44500 | 18 | 9 | 44500 | 33400 | 75.06% | 2 | 0 | 12 |  |  |  |  | R-454B | 3.7083 | Residential & Commercial | USHP | Ducted CEE Tier 1
216620794 | Central HP <5.4 tons | KENMORE | HRCU-A-CB (Split System: Heat Pump with Remote Outdoor Unit-Air-Source) | HH860E2S11 |  |  | CTM60D5CJS1 | Z9ES120D20SMPS1 | 53000 | 18 | 9 | 55000 | 40000 | 72.73% | 2 | 0 | 10 |  |  |  |  | R-454B | 4.4167 | Residential & Commercial | USHP | Ducted CEE Tier 1
216733201 | Central HP <5.4 tons | KEEPRITE | HRCU-A-CB (Split System: Heat Pump with Remote Outdoor Unit-Air-Source) | D5CUHAH24AAK |  |  | EA*5X25M17A* | *80MS(N,L)0701716A* | 23000 | 16.5 | 8.5 | 20600 | 18400 | 89.32% | 1.98 | 0 | 11 |  |  |  |  | R-454B | 1.9167 | Residential & Commercial | USHP | Ducted CEE Tier 1
216620795 | Central HP <5.4 tons | KENMORE | HRCU-A-CB (Split System: Heat Pump with Remote Outdoor Unit-Air-Source) | HH860E2S11 |  |  | CTF60D5CHS1 | Z9ES120D20SMPS1 | 53500 | 19 | 8.5 | 53500 | 38500 | 71.96% | 2 | 0 | 11.7 |  |  |  |  | R-454B | 4.4583 | Residential & Commercial | USHP | Ducted CEE Tier 1
216591046 | Central HP <5.4 tons | KENMORE | HRCU-A-CB (Split System: Heat Pump with Remote Outdoor Unit-Air-Source) | HH860E2S11 |  |  | CTM60D5CJS1 | Z9ET120D20SMPS1 | 53000 | 19 | 9 | 55500 | 40000 | 72.07% | 2 | 0 | 10 |  |  |  |  | R-454B | 4.4167 | Residential & Commercial | USHP | Ducted CEE Tier 1
216591079 | Central HP <5.4 tons | KENMORE | HRCU-A-CB (Split System: Heat Pump with Remote Outdoor Unit-Air-Source) | HH860E2S11 |  |  | CTF60C5CHS1 | Z8ES120C20SMPS1 | 53500 | 19 | 9 | 53500 | 38000 | 71.03% | 2 | 0 | 11.7 |  |  |  |  | R-454B | 4.4583 | Residential & Commercial | USHP | Ducted CEE Tier 1
216591197 | Central HP <5.4 tons | KENMORE | HRCU-A-CB (Split System: Heat Pump with Remote Outdoor Unit-Air-Source) | HH860E2S11 |  |  | CTM60C5CGS1 | Z8ES100C20SMPS1 | 44500 | 18 | 9 | 44500 | 33400 | 75.06% | 2 | 0 | 12 |  |  |  |  | R-454B | 3.7083 | Residential & Commercial | USHP | Ducted CEE Tier 1
216591428 | Central HP <5.4 tons | KENMORE | HRCU-A-CB (Split System: Heat Pump with Remote Outdoor Unit-Air-Source) | HH860E2S11 |  |  | JHE48C5CG2SS1 | 0 | 44500 | 19 | 8.5 | 44500 | 33400 | 75.06% | 2 | 0 | 12 |  |  |  |  | R-454B | 3.7083 | Residential & Commercial | USHP | Ducted CEE Tier 1
216591546 | Central HP <5.4 tons | KENMORE | HRCU-A-CB (Split System: Heat Pump with Remote Outdoor Unit-Air-Source) | HH860E2S11 |  |  | CTF60C5CGS1 | Z9ET100C20SMPS1 | 44500 | 18 | 9 | 45500 | 33000 | 72.53% | 2 | 0 | 11 |  |  |  |  | R-454B | 3.7083 | Residential & Commercial | USHP | Ducted CEE Tier 1
215670152 | Central HP <5.4 tons | DAY & NIGHT | HRCU-A-CB (Split System: Heat Pump with Remote Outdoor Unit-Air-Source) | C5H0V36*K*AAA* |  |  | ESH5X48M12A*+WALLCON | *80CSU1002120A* | 34200 | 16.5 | 8.5 | 35400 | 25200 | 71.19% | 1.88 | 0 | 9.5 |  |  |  |  | R-454B | 2.85 | Residential & Commercial | USHP
216591015 | Central HP <5.4 tons | KENMORE | HRCU-A-CB (Split System: Heat Pump with Remote Outdoor Unit-Air-Source) | HH860E2S11 |  |  | CTM60D5CGS1 | Z8ES130D20SMPS1 | 45000 | 18 | 9 | 45000 | 33600 | 74.67% | 2 | 0 | 12 |  |  |  |  | R-454B | 3.75 | Residential & Commercial | USHP | Ducted CEE Tier 1
216591042 | Central HP <5.4 tons | KENMORE | HRCU-A-CB (Split System: Heat Pump with Remote Outdoor Unit-Air-Source) | HH860E2S11 |  |  | CTF60D5CGS1+JME18D2SN1 | 0 | 46000 | 19 | 9.5 | 45500 | 33800 | 74.29% | 2 | 0 | 12 |  |  |  |  | R-454B | 3.8333 | Residential & Commercial | USHP | Ducted CEE Tier 1
216738544 | Central HP <5.4 tons | BRYANT HEATING AND COOLING SYSTEMS | HRCU-A-CB (Split System: Heat Pump with Remote Outdoor Unit-Air-Source) | 37MUHAQ24AA3 |  |  | CSAH*3612AM* | 916SA48060M17*** | 22400 | 15.2 | 8.1 | 20800 | 18400 | 88.46% | 1.85 | 0 | 10.5 |  |  |  |  | R-454B | 1.8667 | Residential & Commercial | USHP | Ducted CEE Tier 1
216738828 | Central HP <5.4 tons | BRYANT HEATING AND COOLING SYSTEMS | HRCU-A-CB (Split System: Heat Pump with Remote Outdoor Unit-Air-Source) | 37MUHAQ24AA3 |  |  | CSAH*3612AM* | 926TC48060V17*** | 22600 | 16 | 8.1 | 20800 | 18500 | 88.94% | 1.85 | 0 | 11 |  |  |  |  | R-454B | 1.8833 | Residential & Commercial | USHP | Ducted CEE Tier 1
214719976 | Central HP <5.4 tons | COLEMAN | HRCU-A-CB (Split System: Heat Pump with Remote Outdoor Unit-Air-Source) | HH860E2S11 |  |  | CTU60C5XGS1+TXV | TM9E100C16MP12 | 44500 | 18 | 9 | 46000 | 34400 | 74.78% | 2 | 0 | 11 |  |  |  |  | R-454B | 3.7083 | Residential & Commercial | USHP | Ducted CEE Tier 1
214243973 | Central HP <5.4 tons | CARRIER | HRCU-A-CB (Split System: Heat Pump with Remote Outdoor Unit-Air-Source) | 25VNA448A*031* |  |  | CNPV*6024AL*+UI | 58TN*B090C21**20 | 44500 | 21.5 | 9 | 46000 | 36000 | 78.26% | 2.26 | 0 | 12 |  |  |  |  | R-410A | 3.7083 | Residential & Commercial | USHP | Ducted CEE Tier 1
214243987 | Central HP <5.4 tons | CARRIER | HRCU-A-CB (Split System: Heat Pump with Remote Outdoor Unit-Air-Source) | 25VNA424A*031* |  |  | CNPV*3017AL*+UI | 58TN*B045C17**12 | 23000 | 19 | 9.5 | 26800 | 20200 | 75.37% | 2.34 | 0 | 12.5 |  |  |  |  | R-410A | 1.9167 | Residential & Commercial | USHP | Ducted CEE Tier 1
214244003 | Central HP <5.4 tons | CARRIER | HRCU-A-CB (Split System: Heat Pump with Remote Outdoor Unit-Air-Source) | 25VNA424A*031* |  |  | CNPV*3017AL*+UI | 59TN6C080C17**14 | 23200 | 19.5 | 9.5 | 26800 | 20000 | 74.63% | 2.36 | 0 | 13 |  |  |  |  | R-410A | 1.9333 | Residential & Commercial | USHP | Ducted CEE Tier 1
214244023 | Central HP <5.4 tons | CARRIER | HRCU-A-CB (Split System: Heat Pump with Remote Outdoor Unit-Air-Source) | 25VNA424A*031* |  |  | CNPV*3621AL*+UI | 58TN*B045C17**12 | 23000 | 19 | 9.5 | 26800 | 20200 | 75.37% | 2.34 | 0 | 12.5 |  |  |  |  | R-410A | 1.9167 | Residential & Commercial | USHP | Ducted CEE Tier 1
214244073 | Central HP <5.4 tons | CARRIER | HRCU-A-CB (Split System: Heat Pump with Remote Outdoor Unit-Air-Source) | 25VNA424A*031* |  |  | CNPV*4221AL*+UI | 59MN7C060C17**14 | 23400 | 19.5 | 10 | 26800 | 20000 | 74.63% | 2.4 | 0 | 13 |  |  |  |  | R-410A | 1.95 | Residential & Commercial | USHP | Ducted CEE Tier 1
210798422 | Central HP <5.4 tons | AMANA | HRCU-A-CB (Split System: Heat Pump with Remote Outdoor Unit-Air-Source) | ASZS601810A* |  |  | CA*EA2422*4A* | A*VC960804CNB* | 16600 | 17.5 | 8.5 | 17400 | 13000 | 74.71% | 2.1 | 0 | 10.9 |  |  |  |  | R-410A | 1.3833 | Residential & Commercial | USHP | Ducted CEE Tier 1
215937971 | Central HP <5.4 tons | KEEPRITE | HRCU-A-CB (Split System: Heat Pump with Remote Outdoor Unit-Air-Source) | C5H3V48*K*AAA* |  |  | EVD5X48M24A*+WALLCON | *97CMN1202422B* | 44500 | 20 | 8.1 | 52000 | 38000 | 73.08% | 1.9 | 0 | 11 |  |  |  |  | R-454B | 3.7083 | Residential & Commercial | USHP | Ducted CEE Tier 1
216732832 | Central HP <5.4 tons | KEEPRITE | HRCU-A-CB (Split System: Heat Pump with Remote Outdoor Unit-Air-Source) | D5CUHAH24AAK |  |  | EA*5X24M17A* | *80VTL0701716B* | 22000 | 16 | 8.5 | 21000 | 19200 | 91.43% | 1.96 | 0 | 10.5 |  |  |  |  | R-454B | 1.8333 | Residential & Commercial | USHP | Ducted CEE Tier 1
216732882 | Central HP <5.4 tons | KEEPRITE | HRCU-A-CB (Split System: Heat Pump with Remote Outdoor Unit-Air-Source) | D5CUHAH24AAK |  |  | EA*5X24M17A* | *92MSN0601412A* | 22200 | 15.5 | 8.5 | 21200 | 19200 | 90.57% | 1.96 | 0 | 10.5 |  |  |  |  | R-454B | 1.85 | Residential & Commercial | USHP | Ducted CEE Tier 1
216835221 | Central HP <5.4 tons | GOODMAN | HRCU-A-CB (Split System: Heat Pump with Remote Outdoor Unit-Air-Source) | GZV7SA6010A* |  |  | AHVE60DP1300A* | 0 | 52000 | 17 | 8.8 | 54000 | 46000 | 85.19% | 2 | 0 | 9.8 |  |  |  |  | R-32 | 4.3333 | Residential & Commercial | USHP
216835321 | Central HP <5.4 tons | GOODMAN | HRCU-A-CB (Split System: Heat Pump with Remote Outdoor Unit-Air-Source) | GZV7SA6010A* |  |  | CHPEA6030*3A* | G*VT961205DNA* | 52000 | 16 | 8.5 | 52500 | 45000 | 85.71% | 1.8 | 0 | 9.8 |  |  |  |  | R-32 | 4.3333 | Residential & Commercial | USHP
215936561 | Central HP <5.4 tons | KEEPRITE | HRCU-A-CB (Split System: Heat Pump with Remote Outdoor Unit-Air-Source) | C5H3V36*K*AAA* |  |  | EVD5X60M21A*+WALLCON | *80CSU0401712A* | 35600 | 22 | 8.5 | 38000 | 28800 | 75.79% | 2.02 | 0 | 12 |  |  |  |  | R-454B | 2.9667 | Residential & Commercial | USHP | Ducted CEE Tier 1
214229383 | Central HP <5.4 tons | KEEPRITE | HRCU-A-CB (Split System: Heat Pump with Remote Outdoor Unit-Air-Source) | DLCURAH24ABK |  |  | EA*4X37L21A* | *80MSU0802120A* | 24200 | 17.5 | 8.5 | 25000 | 21400 | 85.6% | 1.8 | 0 | 10 |  |  |  |  | R-410A | 2.0167 | Residential & Commercial | USHP | Ducted CEE Tier 1
214229130 | Central HP <5.4 tons | KEEPRITE | HRCU-A-CB (Split System: Heat Pump with Remote Outdoor Unit-Air-Source) | DLCURAH24ABK |  |  | EA*4X24L17A* | *80MSU0601716A* | 23400 | 17 | 9 | 26200 | 26000 | 99.24% | 2.2 | 0 | 10 |  |  |  |  | R-410A | 1.95 | Residential & Commercial | USHP | Ducted CEE Tier 1
216733011 | Central HP <5.4 tons | KEEPRITE | HRCU-A-CB (Split System: Heat Pump with Remote Outdoor Unit-Air-Source) | D5CUHAH24AAK |  |  | EA*5X24M17A* | *95MSU0601716A* | 22000 | 16 | 8.5 | 21000 | 19100 | 90.95% | 1.96 | 0 | 10.5 |  |  |  |  | R-454B | 1.8333 | Residential & Commercial | USHP | Ducted CEE Tier 1
216732760 | Central HP <5.4 tons | KEEPRITE | HRCU-A-CB (Split System: Heat Pump with Remote Outdoor Unit-Air-Source) | D5CUHAH24AAK |  |  | EA*5X24M17A* | *80MSU0401712A* | 22000 | 16.5 | 8.5 | 21000 | 19100 | 90.95% | 1.94 | 0 | 10.5 |  |  |  |  | R-454B | 1.8333 | Residential & Commercial | USHP | Ducted CEE Tier 1
213772741 | Central HP <5.4 tons | DAY & NIGHT | HRCU-A-CB (Split System: Heat Pump with Remote Outdoor Unit-Air-Source) | CVH825GKA3* |  |  | EA*4X25L17A*+WALLCON | *80CTL0701716B* | 24400 | 16.5 | 8.1 | 21200 | 16700 | 78.77% | 2 | 0 | 10.5 |  |  |  |  | R-410A | 2.0333 | Residential & Commercial | USHP | Ducted CEE Tier 1
213773111 | Central HP <5.4 tons | DAY & NIGHT | HRCU-A-CB (Split System: Heat Pump with Remote Outdoor Unit-Air-Source) | CVH825GKA3* |  |  | EA*4X36L21A*+WALLCON | *97CMN0801714B* | 23600 | 16.5 | 8.1 | 21600 | 16700 | 77.31% | 1.92 | 0 | 10.5 |  |  |  |  | R-410A | 1.9667 | Residential & Commercial | USHP | Ducted CEE Tier 1
213773311 | Central HP <5.4 tons | DAY & NIGHT | HRCU-A-CB (Split System: Heat Pump with Remote Outdoor Unit-Air-Source) | CVH825GKA3* |  |  | EA*4X37L21A*+WALLCON | *95CSU0601716B* | 24400 | 16.5 | 8.1 | 21400 | 16600 | 77.57% | 2.02 | 0 | 10.5 |  |  |  |  | R-410A | 2.0333 | Residential & Commercial | USHP | Ducted CEE Tier 1
213773611 | Central HP <5.4 tons | DAY & NIGHT | HRCU-A-CB (Split System: Heat Pump with Remote Outdoor Unit-Air-Source) | CVH825GKA3* |  |  | EA*4X43L21A*+WALLCON | *80CTL1102120B* | 24400 | 17 | 8.1 | 21200 | 16600 | 78.3% | 2.02 | 0 | 11 |  |  |  |  | R-410A | 2.0333 | Residential & Commercial | USHP | Ducted CEE Tier 1
216620726 | Central HP <5.4 tons | KENMORE | HRCU-A-CB (Split System: Heat Pump with Remote Outdoor Unit-Air-Source) | HH836E2S11 |  |  | CTU36B5XDS1+TXV | Z9ES080B12SMPS1 | 33600 | 18 | 8.5 | 31400 | 25600 | 81.53% | 2 | 0 | 11 |  |  |  |  | R-454B | 2.8 | Residential & Commercial | USHP | Ducted CEE Tier 1
216620775 | Central HP <5.4 tons | KENMORE | HRCU-A-CB (Split System: Heat Pump with Remote Outdoor Unit-Air-Source) | HH836E2S11 |  |  | CTM36C5CDS1 | Z9ES100C16SMPS1 | 34400 | 17 | 8.5 | 32600 | 26800 | 82.21% | 2 | 0 | 11 |  |  |  |  | R-454B | 2.8667 | Residential & Commercial | USHP | Ducted CEE Tier 1
216591194 | Central HP <5.4 tons | KENMORE | HRCU-A-CB (Split System: Heat Pump with Remote Outdoor Unit-Air-Source) | HH824E2S11 |  |  | CTU30B5XCS1+TXV | Z8ES080B12SMPS1 | 23000 | 18 | 9.5 | 23000 | 19100 | 83.04% | 2 | 0 | 12 |  |  |  |  | R-454B | 1.9167 | Residential & Commercial | USHP | Ducted CEE Tier 1
215936864 | Central HP <5.4 tons | CARRIER | HRCU-A-CB (Split System: Heat Pump with Remote Outdoor Unit-Air-Source) | 27VNA336A*030* |  |  | CVAVA6121XMA*+UI | 58TN*B045C17**12 | 35400 | 21 | 8.5 | 38500 | 29000 | 75.32% | 2.02 | 0 | 11.7 |  |  |  |  | R-454B | 2.95 | Residential & Commercial | USHP | Ducted CEE Tier 1
214242152 | Central HP <5.4 tons | KEEPRITE | HRCU-A-CB (Split System: Heat Pump with Remote Outdoor Unit-Air-Source) | CVH825GKA3* |  |  | EN(A,D,W)4X42L21**+WALLCON | *97CMN0601714B* | 23600 | 16 | 8.1 | 21600 | 16700 | 77.31% | 1.94 | 0 | 10.5 |  |  |  |  | R-410A | 1.9667 | Residential & Commercial | USHP | Ducted CEE Tier 1
210609968 | Central HP <5.4 tons | AMANA | HRCU-A-CB (Split System: Heat Pump with Remote Outdoor Unit-Air-Source) | ASZV903610A* |  |  | AMVE36CP1400A* | 0 | 33600 | 18.5 | 8.2 | 34000 | 24400 | 71.76% | 1.8 | 0 | 11.5 |  |  |  |  | R-410A | 2.8 | Residential & Commercial | USHP | Ducted CEE Tier 1
215938254 | Central HP <5.4 tons | CARRIER | HRCU-A-CB (Split System: Heat Pump with Remote Outdoor Unit-Air-Source) | 27VNA348A*030* |  |  | CVAVA6021XMA*+UI | 59TN6C080C17**14 | 44000 | 20 | 8.1 | 53500 | 37600 | 70.28% | 2 | 0 | 11.5 |  |  |  |  | R-454B | 3.6667 | Residential & Commercial | USHP | Ducted CEE Tier 1
215938304 | Central HP <5.4 tons | CARRIER | HRCU-A-CB (Split System: Heat Pump with Remote Outdoor Unit-Air-Source) | 27VNA348A*030* |  |  | CVAVA6024XMA*+UI | 58TN*B110C21**20 | 45500 | 21 | 8.1 | 52500 | 38000 | 72.38% | 1.95 | 0 | 11.5 |  |  |  |  | R-454B | 3.7917 | Residential & Commercial | USHP | Ducted CEE Tier 1
213773661 | Central HP <5.4 tons | DAY & NIGHT | HRCU-A-CB (Split System: Heat Pump with Remote Outdoor Unit-Air-Source) | CVH825GKA3* |  |  | EA*4X43L21A*+WALLCON | *96CTN0601714B* | 24400 | 16.5 | 8.1 | 21200 | 16700 | 78.77% | 2 | 0 | 10.5 |  |  |  |  | R-410A | 2.0333 | Residential & Commercial | USHP | Ducted CEE Tier 1
213773711 | Central HP <5.4 tons | DAY & NIGHT | HRCU-A-CB (Split System: Heat Pump with Remote Outdoor Unit-Air-Source) | CVH825GKA3* |  |  | EA*4X48L21A*+WALLCON | *80CTL0901716B* | 24200 | 17 | 8.1 | 20800 | 16600 | 79.81% | 2.02 | 0 | 11 |  |  |  |  | R-410A | 2.0167 | Residential & Commercial | USHP | Ducted CEE Tier 1
210474121 | Central HP <5.4 tons | KEEPRITE | HRCU-A-CB (Split System: Heat Pump with Remote Outdoor Unit-Air-Source) | CVH825GKA3* |  |  | EN(A,D)4X48L24**+WALLCON | *97CMN1002122A* | 24200 | 17 | 8.1 | 21400 | 16600 | 77.57% | 2.02 | 0 | 11.5 |  |  |  |  | R-410A | 2.0167 | Residential & Commercial | USHP | Ducted CEE Tier 1
215667728 | Central HP <5.4 tons | DAY & NIGHT | HRCU-A-CB (Split System: Heat Pump with Remote Outdoor Unit-Air-Source) | C5H0V24*K*AAA* |  |  | EA*5X37M17A*+WALLCON | *80CSU0401712A* | 23800 | 17 | 9 | 23400 | 16500 | 70.51% | 2 | 0 | 10.5 |  |  |  |  | R-454B | 1.9833 | Residential & Commercial | USHP | Ducted CEE Tier 1
214241752 | Central HP <5.4 tons | KEEPRITE | HRCU-A-CB (Split System: Heat Pump with Remote Outdoor Unit-Air-Source) | CVH825GKA3* |  |  | EN(A,D)4X30L17**+WALLCON | *96CTN0601714B* | 23400 | 16 | 8.1 | 21600 | 16800 | 77.78% | 1.9 | 0 | 10.5 |  |  |  |  | R-410A | 1.95 | Residential & Commercial | USHP | Ducted CEE Tier 1
214241952 | Central HP <5.4 tons | KEEPRITE | HRCU-A-CB (Split System: Heat Pump with Remote Outdoor Unit-Air-Source) | CVH825GKA3* |  |  | EN(A,D)4X36L21**+WALLCON | *97CMN1002122B* | 23600 | 16.5 | 8.1 | 21400 | 16700 | 78.04% | 1.92 | 0 | 11 |  |  |  |  | R-410A | 1.9667 | Residential & Commercial | USHP | Ducted CEE Tier 1
214075464 | Central HP <5.4 tons | RUSSELL | HRCU-A-CB (Split System: Heat Pump with Remote Outdoor Unit-Air-Source) | RD17AZ24AJ3N |  |  | TCFZ2417MTANM | S801V0704A17UHU | 22600 | 17 | 9.5 | 22600 | 16900 | 74.78% | 2 | 0 | 11.2 |  |  |  |  | R-410A | 1.8833 | Residential & Commercial | USHP | Ducted CEE Tier 1
215935794 | Central HP <5.4 tons | CARRIER | HRCU-A-CB (Split System: Heat Pump with Remote Outdoor Unit-Air-Source) | 27VNA336A*030* |  |  | CVAVA3721XMA*+UI | 59TN6C060C17**14 | 34600 | 20.5 | 8.5 | 38000 | 27600 | 72.63% | 2.06 | 0 | 11.5 |  |  |  |  | R-454B | 2.8833 | Residential & Commercial | USHP | Ducted CEE Tier 1
215935914 | Central HP <5.4 tons | CARRIER | HRCU-A-CB (Split System: Heat Pump with Remote Outdoor Unit-Air-Source) | 27VNA336A*030* |  |  | CVAVA4217XMA*+UI | 59MN7C060C17**14 | 34200 | 20 | 8.5 | 38000 | 27400 | 72.11% | 2.08 | 0 | 11 |  |  |  |  | R-454B | 2.85 | Residential & Commercial | USHP | Ducted CEE Tier 1
215936414 | Central HP <5.4 tons | CARRIER | HRCU-A-CB (Split System: Heat Pump with Remote Outdoor Unit-Air-Source) | 27VNA336A*030* |  |  | CVAVA4824XMA*+UI | 59TN6C120C24**22 | 35000 | 21.5 | 8.5 | 38000 | 28200 | 74.21% | 2.02 | 0 | 12 |  |  |  |  | R-454B | 2.9167 | Residential & Commercial | USHP | Ducted CEE Tier 1
215936514 | Central HP <5.4 tons | CARRIER | HRCU-A-CB (Split System: Heat Pump with Remote Outdoor Unit-Air-Source) | 27VNA336A*030* |  |  | CVAVA4924XMA*+UI | 59MN7C100C21**22 | 35400 | 22 | 8.5 | 38000 | 28400 | 74.74% | 2.04 | 0 | 12.5 |  |  |  |  | R-454B | 2.95 | Residential & Commercial | USHP | Ducted CEE Tier 1
215936614 | Central HP <5.4 tons | CARRIER | HRCU-A-CB (Split System: Heat Pump with Remote Outdoor Unit-Air-Source) | 27VNA336A*030* |  |  | CVAVA6021XMA*+UI | 58TN*B090C17**16 | 35600 | 22 | 8.5 | 38000 | 28600 | 75.26% | 2.02 | 0 | 12 |  |  |  |  | R-454B | 2.9667 | Residential & Commercial | USHP | Ducted CEE Tier 1
215935944 | Central HP <5.4 tons | CARRIER | HRCU-A-CB (Split System: Heat Pump with Remote Outdoor Unit-Air-Source) | 27VNA336A*030* |  |  | CVAVA4221XMA*+UI | 58CU*A040C17**12 | 34400 | 21 | 8.5 | 38500 | 28400 | 73.77% | 2.04 | 0 | 11.7 |  |  |  |  | R-454B | 2.8667 | Residential & Commercial | USHP | Ducted CEE Tier 1
215935964 | Central HP <5.4 tons | CARRIER | HRCU-A-CB (Split System: Heat Pump with Remote Outdoor Unit-Air-Source) | 27VNA336A*030* |  |  | CVAVA4221XMA*+UI | 58CU*A100C21**20 | 34400 | 20.5 | 8.5 | 38500 | 28200 | 73.25% | 2.04 | 0 | 11.7 |  |  |  |  | R-454B | 2.8667 | Residential & Commercial | USHP | Ducted CEE Tier 1
215937164 | Central HP <5.4 tons | CARRIER | HRCU-A-CB (Split System: Heat Pump with Remote Outdoor Unit-Air-Source) | 27VNA348A*030* |  |  | CVAMA4921XMA*+UI | 58TN*B090C17**16 | 44500 | 20.5 | 8.1 | 53500 | 37600 | 70.28% | 1.95 | 0 | 11.5 |  |  |  |  | R-454B | 3.7083 | Residential & Commercial | USHP | Ducted CEE Tier 1
215937264 | Central HP <5.4 tons | CARRIER | HRCU-A-CB (Split System: Heat Pump with Remote Outdoor Unit-Air-Source) | 27VNA348A*030* |  |  | CVAMA4921XMA*+UI | 59TN6C080C17**14 | 44000 | 20 | 8.1 | 53500 | 37600 | 70.28% | 2 | 0 | 11.5 |  |  |  |  | R-454B | 3.6667 | Residential & Commercial | USHP | Ducted CEE Tier 1
215937834 | Central HP <5.4 tons | CARRIER | HRCU-A-CB (Split System: Heat Pump with Remote Outdoor Unit-Air-Source) | 27VNA348A*030* |  |  | CVAVA4821XMA*+UI | 59MN7C100C21**22 | 44500 | 20 | 8.1 | 52000 | 38500 | 74.04% | 2 | 0 | 11 |  |  |  |  | R-454B | 3.7083 | Residential & Commercial | USHP | Ducted CEE Tier 1
215677359 | Central HP <5.4 tons | DAY & NIGHT | HRCU-A-CB (Split System: Heat Pump with Remote Outdoor Unit-Air-Source) | C5H0V60*K*AAA* |  |  | EVD5X60M21A*+WALLCON | *80CTL0902120B* | 57000 | 18.5 | 9 | 63500 | 44500 | 70.08% | 2.08 | 0 | 9.5 |  |  |  |  | R-454B | 4.75 | Residential & Commercial | USHP
213782166 | Central HP <5.4 tons | BRYANT HEATING AND COOLING SYSTEMS | HRCU-A-CB (Split System: Heat Pump with Remote Outdoor Unit-Air-Source) | 288BNV037*0**B* |  |  | CSPH*4812AL*+UI | 986TD42060C17*** | 32400 | 16 | 8.1 | 33000 | 25200 | 76.36% | 1.94 | 0 | 10.5 |  |  |  |  | R-410A | 2.7 | Residential & Commercial | USHP | Ducted CEE Tier 1
215679279 | Central HP <5.4 tons | DAY & NIGHT | HRCU-A-CB (Split System: Heat Pump with Remote Outdoor Unit-Air-Source) | C5H0V36*K*AAA* |  |  | EA*5X37M21A*+WALLCON | *96CTN0802120B* | 34400 | 18 | 9 | 35400 | 25200 | 71.19% | 1.88 | 0 | 10 |  |  |  |  | R-454B | 2.8667 | Residential & Commercial | USHP | Ducted CEE Tier 1
216835365 | Central HP <5.4 tons | GOODMAN | HRCU-A-CB (Split System: Heat Pump with Remote Outdoor Unit-Air-Source) | GZV7SA6010A* |  |  | CA*EA6030*3A* | G*VM971205DNA* | 52000 | 16 | 8.5 | 53500 | 46000 | 85.98% | 2 | 0 | 9.8 |  |  |  |  | R-32 | 4.3333 | Residential & Commercial | USHP
212970942 | Central HP <5.4 tons | CARRIER | HRCU-A-CB (Split System: Heat Pump with Remote Outdoor Unit-Air-Source) | 38MURAQ18AB3* |  |  | CNPV*3014AL* | 58TP*B045V14**12 | 17400 | 16.5 | 8.1 | 17900 | 18600 | 103.9% | 2.24 | 0 | 11 |  |  |  |  | R-410A | 1.45 | Residential & Commercial | USHP | Ducted CEE Tier 1
212971927 | Central HP <5.4 tons | CARRIER | HRCU-A-CB (Split System: Heat Pump with Remote Outdoor Unit-Air-Source) | 38MURAQ18AB3* |  |  | CNPV*3017AL* | 58TP*B090V17**16 | 17700 | 16 | 8.1 | 18300 | 18600 | 101.6% | 2.24 | 0 | 11 |  |  |  |  | R-410A | 1.475 | Residential & Commercial | USHP | Ducted CEE Tier 1
212972662 | Central HP <5.4 tons | CARRIER | HRCU-A-CB (Split System: Heat Pump with Remote Outdoor Unit-Air-Source) | 38MURAQ18AB3* |  |  | CAP**1917AL* | 59SP6B040V14**10 | 17700 | 16 | 8.1 | 17800 | 17900 | 100.6% | 2.16 | 0 | 10.5 |  |  |  |  | R-410A | 1.475 | Residential & Commercial | USHP | Ducted CEE Tier 1
212972712 | Central HP <5.4 tons | CARRIER | HRCU-A-CB (Split System: Heat Pump with Remote Outdoor Unit-Air-Source) | 38MURAQ18AB3* |  |  | CAP**3017AL* | 59SP6B040V14**10 | 17400 | 16 | 8.5 | 18000 | 18800 | 104.4% | 2.24 | 0 | 10.5 |  |  |  |  | R-410A | 1.45 | Residential & Commercial | USHP | Ducted CEE Tier 1
212973012 | Central HP <5.4 tons | CARRIER | HRCU-A-CB (Split System: Heat Pump with Remote Outdoor Unit-Air-Source) | 38MURAQ18AB3* |  |  | CAP**1917AL* | 59SP6B040V17**12 | 17700 | 16 | 8.1 | 17800 | 17900 | 100.6% | 2.16 | 0 | 10.5 |  |  |  |  | R-410A | 1.475 | Residential & Commercial | USHP | Ducted CEE Tier 1
216591697 | Central HP <5.4 tons | KENMORE | HRCU-A-CB (Split System: Heat Pump with Remote Outdoor Unit-Air-Source) | HH836E2S11 |  |  | CTM36C5CDS1 | Z8ES080C20SMPS1 | 34400 | 18 | 8.5 | 32000 | 26200 | 81.88% | 2 | 0 | 11 |  |  |  |  | R-454B | 2.8667 | Residential & Commercial | USHP | Ducted CEE Tier 1
216591731 | Central HP <5.4 tons | KENMORE | HRCU-A-CB (Split System: Heat Pump with Remote Outdoor Unit-Air-Source) | HH836E2S11 |  |  | CTF48C5CFS1+JME16C2SN1 | 0 | 34200 | 19 | 9 | 31600 | 25200 | 79.75% | 2 | 0 | 11.7 |  |  |  |  | R-454B | 2.85 | Residential & Commercial | USHP | Ducted CEE Tier 1
216591762 | Central HP <5.4 tons | KENMORE | HRCU-A-CB (Split System: Heat Pump with Remote Outdoor Unit-Air-Source) | HH836E2S11 |  |  | JHE42C5CF2SS1 | 0 | 34000 | 19 | 9 | 31400 | 25200 | 80.25% | 2 | 0 | 11.7 |  |  |  |  | R-454B | 2.8333 | Residential & Commercial | USHP | Ducted CEE Tier 1
216591881 | Central HP <5.4 tons | KENMORE | HRCU-A-CB (Split System: Heat Pump with Remote Outdoor Unit-Air-Source) | HH836E2S11 |  |  | CTF48C5CFS1 | Z8ES100C16SMPS1 | 34000 | 19 | 9 | 31600 | 25200 | 79.75% | 2 | 0 | 11 |  |  |  |  | R-454B | 2.8333 | Residential & Commercial | USHP | Ducted CEE Tier 1
215679549 | Central HP <5.4 tons | DAY & NIGHT | HRCU-A-CB (Split System: Heat Pump with Remote Outdoor Unit-Air-Source) | C5H0V36*K*AAA* |  |  | EA*5X48M21A*+WALLCON | *97CTN1002122A* | 33800 | 18 | 9 | 35000 | 25000 | 71.43% | 1.9 | 0 | 10 |  |  |  |  | R-454B | 2.8167 | Residential & Commercial | USHP | Ducted CEE Tier 1
215679649 | Central HP <5.4 tons | DAY & NIGHT | HRCU-A-CB (Split System: Heat Pump with Remote Outdoor Unit-Air-Source) | C5H0V36*K*AAA* |  |  | EA*5X61M21A*+WALLCON | *97CTN0802120A* | 34800 | 18 | 9 | 34400 | 24800 | 72.09% | 1.92 | 0 | 10.5 |  |  |  |  | R-454B | 2.9 | Residential & Commercial | USHP | Ducted CEE Tier 1
215935534 | Central HP <5.4 tons | CARRIER | HRCU-A-CB (Split System: Heat Pump with Remote Outdoor Unit-Air-Source) | 27VNA336A*030* |  |  | CVAVA3017XMA*+UI | 59TN6C060C17**14 | 34000 | 20 | 8.1 | 38000 | 27200 | 71.58% | 2 | 0 | 11 |  |  |  |  | R-454B | 2.8333 | Residential & Commercial | USHP | Ducted CEE Tier 1
215935614 | Central HP <5.4 tons | CARRIER | HRCU-A-CB (Split System: Heat Pump with Remote Outdoor Unit-Air-Source) | 27VNA336A*030* |  |  | CVAVA3621XMA*+UI | 58TN*B045C17**12 | 34000 | 20 | 8.5 | 39500 | 29000 | 73.42% | 2.02 | 0 | 11 |  |  |  |  | R-454B | 2.8333 | Residential & Commercial | USHP | Ducted CEE Tier 1
215935934 | Central HP <5.4 tons | CARRIER | HRCU-A-CB (Split System: Heat Pump with Remote Outdoor Unit-Air-Source) | 27VNA336A*030* |  |  | CVAVA4217XMA*+UI | 59TN6C060C17**14 | 34200 | 20.5 | 8.5 | 38000 | 27400 | 72.11% | 2 | 0 | 11 |  |  |  |  | R-454B | 2.85 | Residential & Commercial | USHP | Ducted CEE Tier 1
215935584 | Central HP <5.4 tons | CARRIER | HRCU-A-CB (Split System: Heat Pump with Remote Outdoor Unit-Air-Source) | 27VNA336A*030* |  |  | CVAVA3621XMA*+UI | 58CU*A040C17**12 | 34400 | 21 | 8.5 | 38500 | 28400 | 73.77% | 2.04 | 0 | 11.7 |  |  |  |  | R-454B | 2.8667 | Residential & Commercial | USHP | Ducted CEE Tier 1
214606503 | Central HP <5.4 tons | COLEMAN | HRCU-A-C (Split System: Heat Pump with Remote Outdoor Unit with No Indoor Fan --Air Source) | HH836E2S11 |  |  | CTM48C5CFS1 | 0 | 31600 | 15.2 | 8.5 | 30800 | 22200 | 72.08% | 2 | 0 | 10 |  |  |  |  | R-454B | 2.6333 | Residential & Commercial | USHP | Ducted CEE Tier 1
216726254 | Central HP <5.4 tons | KENMORE | HRCU-A-CB (Split System: Heat Pump with Remote Outdoor Unit-Air-Source) | HH836E2S11 |  |  | CTM48C5CFS1 | Z9ES100C16SMPS1 | 35000 | 18 | 9 | 32600 | 25800 | 79.14% | 2 | 0 | 11 |  |  |  |  | R-454B | 2.9167 | Residential & Commercial | USHP | Ducted CEE Tier 1
216591598 | Central HP <5.4 tons | KENMORE | HRCU-A-CB (Split System: Heat Pump with Remote Outdoor Unit-Air-Source) | HH860E2S11 |  |  | CTF60C5CHS1 | Z9ET100C20SMPS1 | 53500 | 19 | 8.5 | 54000 | 39000 | 72.22% | 2 | 0 | 11 |  |  |  |  | R-454B | 4.4583 | Residential & Commercial | USHP | Ducted CEE Tier 1
216591632 | Central HP <5.4 tons | KENMORE | HRCU-A-CB (Split System: Heat Pump with Remote Outdoor Unit-Air-Source) | HH860E2S11 |  |  | CTU60C5XGS1+TXV | Z8ES100C20SMPS1 | 44500 | 18 | 9 | 44500 | 33400 | 75.06% | 2 | 0 | 12 |  |  |  |  | R-454B | 3.7083 | Residential & Commercial | USHP | Ducted CEE Tier 1
210692576 | Central HP <5.4 tons | AMANA | HRCU-A-CB (Split System: Heat Pump with Remote Outdoor Unit-Air-Source) | ASZV903610A* |  |  | CSCF3642N6D*+TXV | A*VS960805CUA* | 33800 | 18.5 | 8.2 | 34000 | 24400 | 71.76% | 1.8 | 0 | 11.5 |  |  |  |  | R-410A | 2.8167 | Residential & Commercial | USHP | Ducted CEE Tier 1
215674060 | Central HP <5.4 tons | DAY & NIGHT | HRCU-A-CB (Split System: Heat Pump with Remote Outdoor Unit-Air-Source) | C5H0V48*K*AAA* |  |  | EA*5X48M21A*+WALLCON | *80CTL0902120B* | 44500 | 18 | 9 | 48500 | 34000 | 70.1% | 2.06 | 0 | 9.5 |  |  |  |  | R-454B | 3.7083 | Residential & Commercial | USHP
215674080 | Central HP <5.4 tons | DAY & NIGHT | HRCU-A-CB (Split System: Heat Pump with Remote Outdoor Unit-Air-Source) | C5H0V48*K*AAA* |  |  | EA*5X48M21A*+WALLCON | *95CSU0601716B* | 44000 | 17 | 9 | 49000 | 34600 | 70.61% | 2.04 | 0 | 9 |  |  |  |  | R-454B | 3.6667 | Residential & Commercial | USHP
215674130 | Central HP <5.4 tons | DAY & NIGHT | HRCU-A-CB (Split System: Heat Pump with Remote Outdoor Unit-Air-Source) | C5H0V48*K*AAA* |  |  | EA*5X48M21A*+WALLCON | *97CMN1002122B* | 44000 | 17.5 | 9 | 48500 | 34000 | 70.1% | 2.04 | 0 | 9.5 |  |  |  |  | R-454B | 3.6667 | Residential & Commercial | USHP
212973032 | Central HP <5.4 tons | CARRIER | HRCU-A-CB (Split System: Heat Pump with Remote Outdoor Unit-Air-Source) | 38MURAQ18AB3* |  |  | CAP**2517AL* | 59SP6B040V17**12 | 17700 | 16 | 8.1 | 17800 | 17800 | 100% | 2.14 | 0 | 10.5 |  |  |  |  | R-410A | 1.475 | Residential & Commercial | USHP | Ducted CEE Tier 1
212973062 | Central HP <5.4 tons | CARRIER | HRCU-A-CB (Split System: Heat Pump with Remote Outdoor Unit-Air-Source) | 38MURAQ18AB3* |  |  | CNPV*3017AL* | 59SP6B040V17**12 | 17300 | 16 | 8.1 | 17900 | 18600 | 103.9% | 2.22 | 0 | 10.5 |  |  |  |  | R-410A | 1.4417 | Residential & Commercial | USHP | Ducted CEE Tier 1
216733317 | Central HP <5.4 tons | KEEPRITE | HRCU-A-CB (Split System: Heat Pump with Remote Outdoor Unit-Air-Source) | D5CUHAH24AAK |  |  | EA*5X25M17A* | *80VTL0451412B* | 22800 | 16.5 | 8.5 | 20600 | 18400 | 89.32% | 1.98 | 0 | 11 |  |  |  |  | R-454B | 1.9 | Residential & Commercial | USHP | Ducted CEE Tier 1
216732799 | Central HP <5.4 tons | KEEPRITE | HRCU-A-CB (Split System: Heat Pump with Remote Outdoor Unit-Air-Source) | D5CUHAH24AAK |  |  | EA*5X24M17A* | *80CTL0701716B* | 22200 | 16 | 8.5 | 21200 | 19200 | 90.57% | 1.96 | 0 | 10.5 |  |  |  |  | R-454B | 1.85 | Residential & Commercial | USHP | Ducted CEE Tier 1
215935951 | Central HP <5.4 tons | KEEPRITE | HRCU-A-CB (Split System: Heat Pump with Remote Outdoor Unit-Air-Source) | C5H3V36*K*AAA* |  |  | EVD5X42M21A*+WALLCON | *80CSU0401712A* | 34400 | 21 | 8.5 | 38500 | 28400 | 73.77% | 2.04 | 0 | 11.7 |  |  |  |  | R-454B | 2.8667 | Residential & Commercial | USHP | Ducted CEE Tier 1
215936151 | Central HP <5.4 tons | KEEPRITE | HRCU-A-CB (Split System: Heat Pump with Remote Outdoor Unit-Air-Source) | C5H3V36*K*AAA* |  |  | EVD5X42M24A*+WALLCON | *80CSU1002120A* | 35400 | 21.5 | 8.5 | 38000 | 28600 | 75.26% | 2.04 | 0 | 12 |  |  |  |  | R-454B | 2.95 | Residential & Commercial | USHP | Ducted CEE Tier 1
214396239 | Central HP <5.4 tons | FRASER-JOHNSTON | HRCU-A-CB (Split System: Heat Pump with Remote Outdoor Unit-Air-Source) | HH824E2S11 |  |  | CTF36B5ADS1 | TM8E100B12MP11 | 23000 | 18 | 9.5 | 23000 | 18900 | 82.17% | 2 | 0 | 12 |  |  |  |  | R-454B | 1.9167 | Residential & Commercial | USHP | Ducted CEE Tier 1
216591590 | Central HP <5.4 tons | KENMORE | HRCU-A-CB (Split System: Heat Pump with Remote Outdoor Unit-Air-Source) | HH824E2S11 |  |  | CTU36B5XDS1+TXV | Z8ES080B12SMPS1 | 23000 | 19 | 9.5 | 23000 | 18600 | 80.87% | 2 | 0 | 12 |  |  |  |  | R-454B | 1.9167 | Residential & Commercial | USHP | Ducted CEE Tier 1
216591924 | Central HP <5.4 tons | KENMORE | HRCU-A-CB (Split System: Heat Pump with Remote Outdoor Unit-Air-Source) | HH836E2S11 |  |  | CTU48C5XFS1+TXV | Z9ET080C16SMPS1 | 33800 | 19 | 9.5 | 32400 | 24200 | 74.69% | 2 | 0 | 11 |  |  |  |  | R-454B | 2.8167 | Residential & Commercial | USHP | Ducted CEE Tier 1
216591722 | Central HP <5.4 tons | KENMORE | HRCU-A-CB (Split System: Heat Pump with Remote Outdoor Unit-Air-Source) | HH836E2S11 |  |  | CTM36B5CDS1 | Z8ES080B12SMPS1 | 33600 | 18 | 8.5 | 31200 | 25600 | 82.05% | 2 | 0 | 11 |  |  |  |  | R-454B | 2.8 | Residential & Commercial | USHP | Ducted CEE Tier 1
216591723 | Central HP <5.4 tons | KENMORE | HRCU-A-CB (Split System: Heat Pump with Remote Outdoor Unit-Air-Source) | HH836E2S11 |  |  | CTM36C5CDS1+JME16C2SN1 | 0 | 33400 | 19 | 9 | 30400 | 24800 | 81.58% | 2 | 0 | 12 |  |  |  |  | R-454B | 2.7833 | Residential & Commercial | USHP | Ducted CEE Tier 1
215674450 | Central HP <5.4 tons | DAY & NIGHT | HRCU-A-CB (Split System: Heat Pump with Remote Outdoor Unit-Air-Source) | C5H0V48*K*AAA* |  |  | EA*5X61M21A*+WALLCON | *96CTN1002122B* | 46000 | 18 | 9 | 47500 | 33800 | 71.16% | 2.08 | 0 | 10 |  |  |  |  | R-454B | 3.8333 | Residential & Commercial | USHP | Ducted CEE Tier 1
215681419 | Central HP <5.4 tons | DAY & NIGHT | HRCU-A-CB (Split System: Heat Pump with Remote Outdoor Unit-Air-Source) | C5H0V48*K*AAA* |  |  | EA*5X60M24A*+WALLCON | *97CTN1002122A* | 45000 | 18 | 9 | 47500 | 33600 | 70.74% | 2.06 | 0 | 10 |  |  |  |  | R-454B | 3.75 | Residential & Commercial | USHP | Ducted CEE Tier 1
215936301 | Central HP <5.4 tons | KEEPRITE | HRCU-A-CB (Split System: Heat Pump with Remote Outdoor Unit-Air-Source) | C5H3V36*K*AAA* |  |  | EVD5X48M24A*+WALLCON | *80CSU1002120A* | 35000 | 21.5 | 8.5 | 38500 | 28400 | 73.77% | 2.04 | 0 | 12 |  |  |  |  | R-454B | 2.9167 | Residential & Commercial | USHP | Ducted CEE Tier 1
215936051 | Central HP <5.4 tons | KEEPRITE | HRCU-A-CB (Split System: Heat Pump with Remote Outdoor Unit-Air-Source) | C5H3V36*K*AAA* |  |  | EVD5X42M21A*+WALLCON | *95CSU0802120B* | 34400 | 20.5 | 8.5 | 38500 | 28200 | 73.25% | 2.04 | 0 | 11.7 |  |  |  |  | R-454B | 2.8667 | Residential & Commercial | USHP | Ducted CEE Tier 1
215936751 | Central HP <5.4 tons | KEEPRITE | HRCU-A-CB (Split System: Heat Pump with Remote Outdoor Unit-Air-Source) | C5H3V36*K*AAA* |  |  | EVD5X60M24A*+WALLCON | *80CTL0702120B* | 35400 | 21.5 | 8.5 | 38000 | 28600 | 75.26% | 2.04 | 0 | 12 |  |  |  |  | R-454B | 2.95 | Residential & Commercial | USHP | Ducted CEE Tier 1
215936801 | Central HP <5.4 tons | KEEPRITE | HRCU-A-CB (Split System: Heat Pump with Remote Outdoor Unit-Air-Source) | C5H3V36*K*AAA* |  |  | EVD5X60M24A*+WALLCON | *95CSU1002122B* | 35600 | 22 | 8.5 | 38000 | 28400 | 74.74% | 2.06 | 0 | 12.5 |  |  |  |  | R-454B | 2.9667 | Residential & Commercial | USHP | Ducted CEE Tier 1
215936871 | Central HP <5.4 tons | KEEPRITE | HRCU-A-CB (Split System: Heat Pump with Remote Outdoor Unit-Air-Source) | C5H3V36*K*AAA* |  |  | EVD5X61M21A*+WALLCON | *80CTL0451712B* | 35400 | 21 | 8.5 | 38500 | 29000 | 75.32% | 2.02 | 0 | 11.7 |  |  |  |  | R-454B | 2.95 | Residential & Commercial | USHP | Ducted CEE Tier 1
214728376 | Central HP <5.4 tons | COLEMAN | HRCU-A-CB (Split System: Heat Pump with Remote Outdoor Unit-Air-Source) | HH836E2S11 |  |  | CTU36B5XDS1+TXV | TPLC080B12MP13 | 33000 | 17 | 8.5 | 31000 | 25200 | 81.29% | 2 | 0 | 11 |  |  |  |  | R-454B | 2.75 | Residential & Commercial | USHP | Ducted CEE Tier 1
215936501 | Central HP <5.4 tons | KEEPRITE | HRCU-A-CB (Split System: Heat Pump with Remote Outdoor Unit-Air-Source) | C5H3V36*K*AAA* |  |  | EVD5X49M24A*+WALLCON | *97CMN0602120B* | 35200 | 21 | 8.5 | 38500 | 28800 | 74.81% | 2.02 | 0 | 12 |  |  |  |  | R-454B | 2.9333 | Residential & Commercial | USHP | Ducted CEE Tier 1
215936601 | Central HP <5.4 tons | KEEPRITE | HRCU-A-CB (Split System: Heat Pump with Remote Outdoor Unit-Air-Source) | C5H3V36*K*AAA* |  |  | EVD5X60M21A*+WALLCON | *80CTL0701716B* | 35400 | 21.5 | 8.5 | 38000 | 28800 | 75.79% | 2.02 | 0 | 12 |  |  |  |  | R-454B | 2.95 | Residential & Commercial | USHP | Ducted CEE Tier 1
214239400 | Central HP <5.4 tons | KEEPRITE | HRCU-A-CB (Split System: Heat Pump with Remote Outdoor Unit-Air-Source) | CVH837GKA2* |  |  | EN(A,D,W)4X60L24**+WALLCON | *97CMN1202422B* | 32800 | 17.5 | 8.1 | 32200 | 24600 | 76.4% | 1.96 | 0 | 11.7 |  |  |  |  | R-410A | 2.7333 | Residential & Commercial | USHP | Ducted CEE Tier 1
214239300 | Central HP <5.4 tons | KEEPRITE | HRCU-A-CB (Split System: Heat Pump with Remote Outdoor Unit-Air-Source) | CVH837GKA2* |  |  | EN(A,D)4X48L24**+WALLCON | *80CTL1102120B* | 32400 | 17 | 8.1 | 32600 | 24600 | 75.46% | 1.96 | 0 | 11.5 |  |  |  |  | R-410A | 2.7 | Residential & Commercial | USHP | Ducted CEE Tier 1
212982725 | Central HP <5.4 tons | COMFORTMAKER | HRCU-A-CB (Split System: Heat Pump with Remote Outdoor Unit-Air-Source) | DLCURAH24ABK |  |  | EN(A,D)4X36L21** | *80MSU0601716A* | 23600 | 17 | 8.5 | 25600 | 24000 | 93.75% | 2 | 0 | 10.5 |  |  |  |  | R-410A | 1.9667 | Residential & Commercial | USHP | Ducted CEE Tier 1
216591724 | Central HP <5.4 tons | KENMORE | HRCU-A-CB (Split System: Heat Pump with Remote Outdoor Unit-Air-Source) | HH836E2S11 |  |  | CTF36C5CDS1 | Z8ES080C20SMPS1 | 35000 | 19 | 8.5 | 32800 | 27000 | 82.32% | 2 | 0 | 11 |  |  |  |  | R-454B | 2.9167 | Residential & Commercial | USHP | Ducted CEE Tier 1
216591071 | Central HP <5.4 tons | KENMORE | HRCU-A-CB (Split System: Heat Pump with Remote Outdoor Unit-Air-Source) | HH860E2S11 |  |  | CTF60D5CHS1+JME18D2SN1 | 0 | 54000 | 19 | 9 | 53500 | 38500 | 71.96% | 2 | 0 | 12 |  |  |  |  | R-454B | 4.5 | Residential & Commercial | USHP | Ducted CEE Tier 1
216591422 | Central HP <5.4 tons | KENMORE | HRCU-A-CB (Split System: Heat Pump with Remote Outdoor Unit-Air-Source) | HH860E2S11 |  |  | CTM60C5CGS1 | Z9ET100C16SMPS1 | 44500 | 19 | 9 | 45500 | 33200 | 72.97% | 2 | 0 | 11 |  |  |  |  | R-454B | 3.7083 | Residential & Commercial | USHP | Ducted CEE Tier 1
216591570 | Central HP <5.4 tons | KENMORE | HRCU-A-CB (Split System: Heat Pump with Remote Outdoor Unit-Air-Source) | HH860E2S11 |  |  | JSC60D5CJ2SS1 | 0 | 53000 | 19 | 8.5 | 54000 | 39000 | 72.22% | 2 | 0 | 11 |  |  |  |  | R-454B | 4.4167 | Residential & Commercial | USHP | Ducted CEE Tier 1
216591771 | Central HP <5.4 tons | KENMORE | HRCU-A-CB (Split System: Heat Pump with Remote Outdoor Unit-Air-Source) | HH860E2S11 |  |  | CTM60C5CHS1+JME16C2SN1 | 0 | 54000 | 19 | 9 | 53500 | 38500 | 71.96% | 2 | 0 | 12 |  |  |  |  | R-454B | 4.5 | Residential & Commercial | USHP | Ducted CEE Tier 1
216591805 | Central HP <5.4 tons | KENMORE | HRCU-A-CB (Split System: Heat Pump with Remote Outdoor Unit-Air-Source) | HH836E2S11 |  |  | JHE36C5CD2SS1 | 0 | 33800 | 19 | 8.5 | 31000 | 25000 | 80.65% | 2 | 0 | 11.7 |  |  |  |  | R-454B | 2.8167 | Residential & Commercial | USHP | Ducted CEE Tier 1
216591823 | Central HP <5.4 tons | KENMORE | HRCU-A-CB (Split System: Heat Pump with Remote Outdoor Unit-Air-Source) | HH836E2S11 |  |  | CTM36C5CDS1 | Z8ES100C20SMPS1 | 34400 | 18 | 8.5 | 32000 | 26200 | 81.88% | 2 | 0 | 11 |  |  |  |  | R-454B | 2.8667 | Residential & Commercial | USHP | Ducted CEE Tier 1
216591622 | Central HP <5.4 tons | KENMORE | HRCU-A-CB (Split System: Heat Pump with Remote Outdoor Unit-Air-Source) | HH824E2S11 |  |  | CTU36B5XDS1+TXV | Z9ET060B12SMPS1 | 23000 | 18 | 9.5 | 23000 | 18300 | 79.57% | 2 | 0 | 12 |  |  |  |  | R-454B | 1.9167 | Residential & Commercial | USHP | Ducted CEE Tier 1
215674230 | Central HP <5.4 tons | DAY & NIGHT | HRCU-A-CB (Split System: Heat Pump with Remote Outdoor Unit-Air-Source) | C5H0V48*K*AAA* |  |  | EA*5X60M24A*+WALLCON | *95CSU1002122B* | 45000 | 18 | 9 | 47500 | 33400 | 70.32% | 2.08 | 0 | 10 |  |  |  |  | R-454B | 3.75 | Residential & Commercial | USHP | Ducted CEE Tier 1
215674260 | Central HP <5.4 tons | DAY & NIGHT | HRCU-A-CB (Split System: Heat Pump with Remote Outdoor Unit-Air-Source) | C5H0V48*K*AAA* |  |  | EA*5X60M24A*+WALLCON | *97CMN1002122B* | 45000 | 18 | 9 | 47500 | 33600 | 70.74% | 2.06 | 0 | 10 |  |  |  |  | R-454B | 3.75 | Residential & Commercial | USHP | Ducted CEE Tier 1
215674430 | Central HP <5.4 tons | DAY & NIGHT | HRCU-A-CB (Split System: Heat Pump with Remote Outdoor Unit-Air-Source) | C5H0V48*K*AAA* |  |  | EA*5X61M21A*+WALLCON | *97CMN1002122B* | 46000 | 18 | 9 | 47500 | 33800 | 71.16% | 2.08 | 0 | 10 |  |  |  |  | R-454B | 3.8333 | Residential & Commercial | USHP | Ducted CEE Tier 1
210471152 | Central HP <5.4 tons | KEEPRITE | HRCU-A-CB (Split System: Heat Pump with Remote Outdoor Unit-Air-Source) | CVH837GKA2* |  |  | EHD4X60AAL+WALLCON | *80CSU0601716A* | 33000 | 16.5 | 8.1 | 32400 | 24800 | 76.54% | 1.98 | 0 | 11 |  |  |  |  | R-410A | 2.75 | Residential & Commercial | USHP | Ducted CEE Tier 1
210470316 | Central HP <5.4 tons | KEEPRITE | HRCU-A-CB (Split System: Heat Pump with Remote Outdoor Unit-Air-Source) | CVH837GKA2* |  |  | EA*4X60L24A*+WALLCON | *97CMN1002122A* | 32800 | 17.5 | 8.5 | 31800 | 24800 | 77.99% | 2 | 0 | 11.7 |  |  |  |  | R-410A | 2.7333 | Residential & Commercial | USHP | Ducted CEE Tier 1
215678209 | Central HP <5.4 tons | DAY & NIGHT | HRCU-A-CB (Split System: Heat Pump with Remote Outdoor Unit-Air-Source) | C5H0V24*K*AAA* |  |  | EA*5X24M17A*+WALLCON | *97CTN0601716A* | 22800 | 16.5 | 9 | 24000 | 16900 | 70.42% | 1.94 | 0 | 10 |  |  |  |  | R-454B | 1.9 | Residential & Commercial | USHP | Ducted CEE Tier 1
215588078 | Central HP <5.4 tons | BRYANT HEATING AND COOLING SYSTEMS | HRCU-A-CB (Split System: Heat Pump with Remote Outdoor Unit-Air-Source) | 291VAN054**AA* |  |  | CAA**4821AM*+UI | 88*TB48090C17*** | 47000 | 18.5 | 10.5 | 51000 | 50000 | 98.04% | 2.08 | 0 | 11.5 |  |  |  |  | R-454B | 3.9167 | Residential & Commercial | USHP | Ducted CEE Tier 1
215588112 | Central HP <5.4 tons | BRYANT HEATING AND COOLING SYSTEMS | HRCU-A-CB (Split System: Heat Pump with Remote Outdoor Unit-Air-Source) | 291VAN054**AA* |  |  | CAA**6024AM*+UI | 986TD66120C24*** | 49500 | 19 | 10.5 | 52500 | 53500 | 101.9% | 1.96 | 0 | 11.5 |  |  |  |  | R-454B | 4.125 | Residential & Commercial | USHP | Ducted CEE Tier 1
215588164 | Central HP <5.4 tons | BRYANT HEATING AND COOLING SYSTEMS | HRCU-A-CB (Split System: Heat Pump with Remote Outdoor Unit-Air-Source) | 291VAN054**AA* |  |  | CSAH*6012AM*+UI | 88*TB48090C17*** | 48500 | 18.5 | 9.5 | 51000 | 50000 | 98.04% | 1.98 | 0 | 12 |  |  |  |  | R-454B | 4.0417 | Residential & Commercial | USHP | Ducted CEE Tier 1
215588262 | Central HP <5.4 tons | BRYANT HEATING AND COOLING SYSTEMS | HRCU-A-CB (Split System: Heat Pump with Remote Outdoor Unit-Air-Source) | 291VAN054**AA* |  |  | CVAMA6024XMA*+UI | 987MC66120C24*** | 51500 | 19 | 8.1 | 53000 | 46500 | 87.74% | 1.85 | 0 | 11.5 |  |  |  |  | R-454B | 4.2917 | Residential & Commercial | USHP | Ducted CEE Tier 1
215588280 | Central HP <5.4 tons | BRYANT HEATING AND COOLING SYSTEMS | HRCU-A-CB (Split System: Heat Pump with Remote Outdoor Unit-Air-Source) | 291VAN054**AA* |  |  | CVAMA6124XMA*+UI | 987MC60060C21*** | 51500 | 18.5 | 8.1 | 54500 | 46500 | 85.32% | 1.86 | 0 | 11 |  |  |  |  | R-454B | 4.2917 | Residential & Commercial | USHP | Ducted CEE Tier 1
215588330 | Central HP <5.4 tons | BRYANT HEATING AND COOLING SYSTEMS | HRCU-A-CB (Split System: Heat Pump with Remote Outdoor Unit-Air-Source) | 291VAN054**AA* |  |  | CVAVA4924XMA*+UI | 987MC66120C24*** | 51500 | 19 | 8.1 | 53000 | 46500 | 87.74% | 1.85 | 0 | 11.5 |  |  |  |  | R-454B | 4.2917 | Residential & Commercial | USHP | Ducted CEE Tier 1
214239900 | Central HP <5.4 tons | KEEPRITE | HRCU-A-CB (Split System: Heat Pump with Remote Outdoor Unit-Air-Source) | CVH837GKA** |  |  | EN(A,D,W)4X48L21**+WALLCON | *95CSU0601716B* | 32200 | 17 | 8.1 | 33000 | 24800 | 75.15% | 1.92 | 0 | 11.5 |  |  |  |  | R-410A | 2.6833 | Residential & Commercial | USHP | Ducted CEE Tier 1
214239770 | Central HP <5.4 tons | KEEPRITE | HRCU-A-CB (Split System: Heat Pump with Remote Outdoor Unit-Air-Source) | CVH837GKA** |  |  | EN(A,D,W)4X42L21**+WALLCON | *80CTL1102120B* | 31800 | 17 | 8.1 | 33000 | 24400 | 73.94% | 1.88 | 0 | 11 |  |  |  |  | R-410A | 2.65 | Residential & Commercial | USHP | Ducted CEE Tier 1
214239870 | Central HP <5.4 tons | KEEPRITE | HRCU-A-CB (Split System: Heat Pump with Remote Outdoor Unit-Air-Source) | CVH837GKA** |  |  | EN(A,D,W)4X48L21**+WALLCON | *80CTL0901716B* | 32400 | 17 | 8.1 | 32800 | 24800 | 75.61% | 1.94 | 0 | 11.7 |  |  |  |  | R-410A | 2.7 | Residential & Commercial | USHP | Ducted CEE Tier 1
216732651 | Central HP <5.4 tons | KEEPRITE | HRCU-A-CB (Split System: Heat Pump with Remote Outdoor Unit-Air-Source) | D5CUHAH24AAK |  |  | EA*5X24M17A* | *80CSU0401712A* | 22600 | 17 | 8.5 | 21400 | 19300 | 90.19% | 1.96 | 0 | 10.5 |  |  |  |  | R-454B | 1.8833 | Residential & Commercial | USHP | Ducted CEE Tier 1
216734254 | Central HP <5.4 tons | KEEPRITE | HRCU-A-CB (Split System: Heat Pump with Remote Outdoor Unit-Air-Source) | D5CUHAH24AAK |  |  | EA*5X30M17A* | *96VTN0401712B* | 22000 | 15.5 | 8.1 | 20800 | 18800 | 90.38% | 1.9 | 0 | 10.5 |  |  |  |  | R-454B | 1.8333 | Residential & Commercial | USHP | Ducted CEE Tier 1
216733735 | Central HP <5.4 tons | KEEPRITE | HRCU-A-CB (Split System: Heat Pump with Remote Outdoor Unit-Air-Source) | D5CUHAH24AAK |  |  | EA*5X30M14A* | *92MSN0601412A* | 22400 | 15.5 | 8.1 | 21000 | 18900 | 90% | 1.9 | 0 | 10.5 |  |  |  |  | R-454B | 1.8667 | Residential & Commercial | USHP | Ducted CEE Tier 1
216733802 | Central HP <5.4 tons | KEEPRITE | HRCU-A-CB (Split System: Heat Pump with Remote Outdoor Unit-Air-Source) | D5CUHAH24AAK |  |  | EA*5X30M14A* | *96VTN0601412B* | 22000 | 16 | 8.1 | 20800 | 18800 | 90.38% | 1.85 | 0 | 10.5 |  |  |  |  | R-454B | 1.8333 | Residential & Commercial | USHP | Ducted CEE Tier 1
214719981 | Central HP <5.4 tons | COLEMAN | HRCU-A-CB (Split System: Heat Pump with Remote Outdoor Unit-Air-Source) | HH860E2S11 |  |  | CTU60C5XGS1+TXV | TM9E100C20MP12 | 44500 | 17 | 9 | 45000 | 33800 | 75.11% | 2 | 0 | 11.7 |  |  |  |  | R-454B | 3.7083 | Residential & Commercial | USHP | Ducted CEE Tier 1
214720129 | Central HP <5.4 tons | COLEMAN | HRCU-A-CB (Split System: Heat Pump with Remote Outdoor Unit-Air-Source) | HH860E2S11 |  |  | CTU60C5XGS1+TXV | TM9E080C16MP12 | 44500 | 18 | 9 | 45500 | 34400 | 75.6% | 2 | 0 | 11 |  |  |  |  | R-454B | 3.7083 | Residential & Commercial | USHP | Ducted CEE Tier 1
215936434 | Central HP <5.4 tons | CARRIER | HRCU-A-CB (Split System: Heat Pump with Remote Outdoor Unit-Air-Source) | 27VNA336A*030* |  |  | CVAVA4924XMA*+UI | 58TN*B070C21**20 | 35400 | 21.5 | 8.5 | 38000 | 28600 | 75.26% | 2.04 | 0 | 12 |  |  |  |  | R-454B | 2.95 | Residential & Commercial | USHP | Ducted CEE Tier 1
215936584 | Central HP <5.4 tons | CARRIER | HRCU-A-CB (Split System: Heat Pump with Remote Outdoor Unit-Air-Source) | 27VNA336A*030* |  |  | CVAVA6021XMA*+UI | 58TN*B045C17**12 | 35200 | 21 | 8.5 | 39000 | 29400 | 75.38% | 2 | 0 | 11.7 |  |  |  |  | R-454B | 2.9333 | Residential & Commercial | USHP | Ducted CEE Tier 1
215681719 | Central HP <5.4 tons | DAY & NIGHT | HRCU-A-CB (Split System: Heat Pump with Remote Outdoor Unit-Air-Source) | C5H0V48*K*AAA* |  |  | ESH5X60M12A*+WALLCON | *97CTN0801716A* | 45000 | 16 | 8.5 | 48500 | 34200 | 70.52% | 1.94 | 0 | 9 |  |  |  |  | R-454B | 3.75 | Residential & Commercial | USHP
215681769 | Central HP <5.4 tons | DAY & NIGHT | HRCU-A-CB (Split System: Heat Pump with Remote Outdoor Unit-Air-Source) | C5H0V48*K*AAA* |  |  | EVM5X48M21A*+WALLCON | *80CSU0601716B* | 47000 | 18 | 9 | 50000 | 36400 | 72.8% | 2 | 0 | 9.5 |  |  |  |  | R-454B | 3.9167 | Residential & Commercial | USHP
215681939 | Central HP <5.4 tons | DAY & NIGHT | HRCU-A-CB (Split System: Heat Pump with Remote Outdoor Unit-Air-Source) | C5H0V48*K*AAA* |  |  | EVM5X60M21A*+WALLCON | *80CSU1002120B* | 48000 | 18.5 | 9 | 50000 | 36600 | 73.2% | 2 | 0 | 10 |  |  |  |  | R-454B | 4 | Residential & Commercial | USHP | Ducted CEE Tier 1
215681989 | Central HP <5.4 tons | DAY & NIGHT | HRCU-A-CB (Split System: Heat Pump with Remote Outdoor Unit-Air-Source) | C5H0V48*K*AAA* |  |  | EVM5X60M24A*+WALLCON | *80CSU0802120B* | 48000 | 19 | 9 | 50000 | 36200 | 72.4% | 2.12 | 0 | 10 |  |  |  |  | R-454B | 4 | Residential & Commercial | USHP | Ducted CEE Tier 1
216620749 | Central HP <5.4 tons | KENMORE | HRCU-A-CB (Split System: Heat Pump with Remote Outdoor Unit-Air-Source) | HH836E2S11 |  |  | CTF36C5CDS1 | Z9ES080C20SMPS1 | 34200 | 18 | 8.5 | 32000 | 26400 | 82.5% | 2 | 0 | 11 |  |  |  |  | R-454B | 2.85 | Residential & Commercial | USHP | Ducted CEE Tier 1
213772441 | Central HP <5.4 tons | DAY & NIGHT | HRCU-A-CB (Split System: Heat Pump with Remote Outdoor Unit-Air-Source) | CVH825GKA2* |  |  | EHD4X48AAL+WALLCON | *80CTL0701412B* | 24400 | 17 | 8.1 | 21200 | 16600 | 78.3% | 2.02 | 0 | 11 |  |  |  |  | R-410A | 2.0333 | Residential & Commercial | USHP | Ducted CEE Tier 1
214720124 | Central HP <5.4 tons | COLEMAN | HRCU-A-CB (Split System: Heat Pump with Remote Outdoor Unit-Air-Source) | HH860E2S11 |  |  | CTU60C5XGS1+TXV | TMLE120C20MP11 | 44500 | 17 | 9 | 45000 | 33600 | 74.67% | 2 | 0 | 11.7 |  |  |  |  | R-454B | 3.7083 | Residential & Commercial | USHP | Ducted CEE Tier 1
214720179 | Central HP <5.4 tons | COLEMAN | HRCU-A-CB (Split System: Heat Pump with Remote Outdoor Unit-Air-Source) | HH860E2S11 |  |  | CTU60C5XGS1+TXV | TMLE120C16MP11 | 44500 | 18 | 9 | 45500 | 34200 | 75.16% | 2 | 0 | 11 |  |  |  |  | R-454B | 3.7083 | Residential & Commercial | USHP | Ducted CEE Tier 1
214720199 | Central HP <5.4 tons | COLEMAN | HRCU-A-CB (Split System: Heat Pump with Remote Outdoor Unit-Air-Source) | HH860E2S11 |  |  | CTU60C5XGS1+TXV | CP9C100C20MP13 | 44000 | 18 | 9 | 45000 | 33800 | 75.11% | 2 | 0 | 11 |  |  |  |  | R-454B | 3.6667 | Residential & Commercial | USHP | Ducted CEE Tier 1
216835370 | Central HP <5.4 tons | GOODMAN | HRCU-A-CB (Split System: Heat Pump with Remote Outdoor Unit-Air-Source) | GZV7SA6010A* |  |  | CA*EA6030*3A* | G*VM971005CNA* | 52000 | 16.5 | 8.8 | 53500 | 46000 | 85.98% | 2 | 0 | 9.8 |  |  |  |  | R-32 | 4.3333 | Residential & Commercial | USHP
212989305 | Central HP <5.4 tons | KEEPRITE | HRCU-A-CB (Split System: Heat Pump with Remote Outdoor Unit-Air-Source) | DLCURAH18ABK |  |  | EA*4X30L17A* | *95MSU0601716A* | 17500 | 16.5 | 8.5 | 18100 | 18700 | 103.3% | 2.26 | 0 | 10.5 |  |  |  |  | R-410A | 1.4583 | Residential & Commercial | USHP | Ducted CEE Tier 1
215682019 | Central HP <5.4 tons | DAY & NIGHT | HRCU-A-CB (Split System: Heat Pump with Remote Outdoor Unit-Air-Source) | C5H0V48*K*AAA* |  |  | EVM5X60M24A*+WALLCON | *97CTN1002122A* | 48000 | 19 | 9 | 50000 | 36600 | 73.2% | 2 | 0 | 10 |  |  |  |  | R-454B | 4 | Residential & Commercial | USHP | Ducted CEE Tier 1
215682039 | Central HP <5.4 tons | DAY & NIGHT | HRCU-A-CB (Split System: Heat Pump with Remote Outdoor Unit-Air-Source) | C5H0V48*K*AAA* |  |  | EVM5X61M24A*+WALLCON | *96CTN0802120B* | 48500 | 19 | 9.5 | 50000 | 36800 | 73.6% | 2.1 | 0 | 10.5 |  |  |  |  | R-454B | 4.0417 | Residential & Commercial | USHP | Ducted CEE Tier 1
215682439 | Central HP <5.4 tons | DAY & NIGHT | HRCU-A-CB (Split System: Heat Pump with Remote Outdoor Unit-Air-Source) | C5H0V48*K*AAA* |  |  | EVD5X61M21A*+WALLCON | *96CTN0802120B* | 48500 | 19 | 9 | 50000 | 36800 | 73.6% | 2 | 0 | 10.5 |  |  |  |  | R-454B | 4.0417 | Residential & Commercial | USHP | Ducted CEE Tier 1
215682539 | Central HP <5.4 tons | DAY & NIGHT | HRCU-A-CB (Split System: Heat Pump with Remote Outdoor Unit-Air-Source) | C5H0V48*K*AAA* |  |  | EVD5X61M24A*+WALLCON | *80CSU1002120B* | 48500 | 19 | 9 | 50000 | 36600 | 73.2% | 2.12 | 0 | 10 |  |  |  |  | R-454B | 4.0417 | Residential & Commercial | USHP | Ducted CEE Tier 1
213073372 | Central HP <5.4 tons | ACIQ | HRCU-A-CB (Split System: Heat Pump with Remote Outdoor Unit-Air-Source) | DLCURAH30ABK |  |  | EA*4X42L21A* | *80ESU0802120A | 29800 | 15.2 | 8.1 | 33800 | 27200 | 80.47% | 1.78 | 0 | 9 |  |  |  |  | R-410A | 2.4833 | Residential & Commercial | USHP
213073524 | Central HP <5.4 tons | ACIQ | HRCU-A-CB (Split System: Heat Pump with Remote Outdoor Unit-Air-Source) | DLCURAH30ABK |  |  | EN(A,D,W)4X42L21** | *96VTN1002122A* | 30000 | 15.2 | 8.1 | 34000 | 27200 | 80% | 1.8 | 0 | 9 |  |  |  |  | R-410A | 2.5 | Residential & Commercial | USHP
214229390 | Central HP <5.4 tons | AIRQUEST | HRCU-A-CB (Split System: Heat Pump with Remote Outdoor Unit-Air-Source) | DLCURAH24ABK |  |  | EN(A,D)4X36L21** | *80MSU0802120A* | 23400 | 17 | 8.5 | 25800 | 23800 | 92.25% | 2 | 0 | 10.5 |  |  |  |  | R-410A | 1.95 | Residential & Commercial | USHP | Ducted CEE Tier 1
213070180 | Central HP <5.4 tons | ACIQ | HRCU-A-CB (Split System: Heat Pump with Remote Outdoor Unit-Air-Source) | DLCURAH24ABK |  |  | EA*4X36L21A* | *96VSN0401712A* | 23400 | 16 | 8.5 | 25800 | 23600 | 91.47% | 1.94 | 0 | 10 |  |  |  |  | R-410A | 1.95 | Residential & Commercial | USHP | Ducted CEE Tier 1
213070380 | Central HP <5.4 tons | ACIQ | HRCU-A-CB (Split System: Heat Pump with Remote Outdoor Unit-Air-Source) | DLCURAH24ABK |  |  | EA*4X36L21A* | *92ESN0802120A* | 25000 | 17 | 8.5 | 26600 | 21800 | 81.95% | 1.82 | 0 | 10.5 |  |  |  |  | R-410A | 2.0833 | Residential & Commercial | USHP | Ducted CEE Tier 1
213070516 | Central HP <5.4 tons | ACIQ | HRCU-A-CB (Split System: Heat Pump with Remote Outdoor Unit-Air-Source) | DLCURAH24ABK |  |  | EA*4X37L17A* | *80ESU0401712A* | 24400 | 17.5 | 8.5 | 25400 | 21800 | 85.83% | 1.82 | 0 | 10.5 |  |  |  |  | R-410A | 2.0333 | Residential & Commercial | USHP | Ducted CEE Tier 1
213070566 | Central HP <5.4 tons | ACIQ | HRCU-A-CB (Split System: Heat Pump with Remote Outdoor Unit-Air-Source) | DLCURAH24ABK |  |  | EA*4X37L17A* | *96VTN0601412A* | 24000 | 16.5 | 8.5 | 25200 | 22000 | 87.3% | 1.84 | 0 | 10 |  |  |  |  | R-410A | 2 | Residential & Commercial | USHP | Ducted CEE Tier 1
213070681 | Central HP <5.4 tons | ACIQ | HRCU-A-CB (Split System: Heat Pump with Remote Outdoor Unit-Air-Source) | DLCURAH24ABK |  |  | EA*4X37L21A* | *96VSN1002120A* | 24400 | 17 | 8.5 | 25200 | 21200 | 84.13% | 1.78 | 0 | 10.5 |  |  |  |  | R-410A | 2.0333 | Residential & Commercial | USHP | Ducted CEE Tier 1
215935941 | Central HP <5.4 tons | KEEPRITE | HRCU-A-CB (Split System: Heat Pump with Remote Outdoor Unit-Air-Source) | C5H3V36*K*AAA* |  |  | EVD5X42M17A*+WALLCON | *96CTN0601714B* | 34200 | 20.5 | 8.5 | 38000 | 27400 | 72.11% | 2 | 0 | 11 |  |  |  |  | R-454B | 2.85 | Residential & Commercial | USHP | Ducted CEE Tier 1
216738839 | Central HP <5.4 tons | BRYANT HEATING AND COOLING SYSTEMS | HRCU-A-CB (Split System: Heat Pump with Remote Outdoor Unit-Air-Source) | 37MUHAQ24AA3 |  |  | CSAH*3612AM* | 926TC48080V17*** | 22600 | 16 | 8.1 | 20800 | 18400 | 88.46% | 1.85 | 0 | 11 |  |  |  |  | R-454B | 1.8833 | Residential & Commercial | USHP | Ducted CEE Tier 1
216737901 | Central HP <5.4 tons | BRYANT HEATING AND COOLING SYSTEMS | HRCU-A-CB (Split System: Heat Pump with Remote Outdoor Unit-Air-Source) | 37MUHAQ24AA3 |  |  | CSAH*3012AM* | 927TA48080V17*** | 22600 | 16 | 8.1 | 21200 | 18900 | 89.15% | 1.85 | 0 | 10.5 |  |  |  |  | R-454B | 1.8833 | Residential & Commercial | USHP | Ducted CEE Tier 1
215667008 | Central HP <5.4 tons | DAY & NIGHT | HRCU-A-CB (Split System: Heat Pump with Remote Outdoor Unit-Air-Source) | C5H0V24*K*AAA* |  |  | EA*5X24M17A*+WALLCON | *80CTL0451712B* | 22600 | 16.5 | 9 | 24200 | 17000 | 70.25% | 1.94 | 0 | 9.5 |  |  |  |  | R-454B | 1.8833 | Residential & Commercial | USHP
213070950 | Central HP <5.4 tons | ACIQ | HRCU-A-CB (Split System: Heat Pump with Remote Outdoor Unit-Air-Source) | DLCURAH24ABK |  |  | EN(A,D)4X24L14** | *96VTN0401410A* | 23400 | 15.5 | 8.5 | 26600 | 24000 | 90.23% | 1.96 | 0 | 10 |  |  |  |  | R-410A | 1.95 | Residential & Commercial | USHP | Ducted CEE Tier 1
213071114 | Central HP <5.4 tons | ACIQ | HRCU-A-CB (Split System: Heat Pump with Remote Outdoor Unit-Air-Source) | DLCURAH24ABK |  |  | EN(A,D)4X24L17** | *96VTN0601714A* | 23400 | 16 | 8.5 | 26600 | 23800 | 89.47% | 1.96 | 0 | 10 |  |  |  |  | R-410A | 1.95 | Residential & Commercial | USHP | Ducted CEE Tier 1
213071200 | Central HP <5.4 tons | ACIQ | HRCU-A-CB (Split System: Heat Pump with Remote Outdoor Unit-Air-Source) | DLCURAH24ABK |  |  | EN(A,D)4X24L17** | OLV098A12* | 23000 | 16 | 8.5 | 26400 | 24600 | 93.18% | 2.04 | 0 | 10 |  |  |  |  | R-410A | 1.9167 | Residential & Commercial | USHP | Ducted CEE Tier 1
213071385 | Central HP <5.4 tons | ACIQ | HRCU-A-CB (Split System: Heat Pump with Remote Outdoor Unit-Air-Source) | DLCURAH24ABK |  |  | EN(A,D)4X30L17** | *96VTN0401410A* | 23400 | 16 | 8.1 | 25800 | 24000 | 93.02% | 2 | 0 | 10 |  |  |  |  | R-410A | 1.95 | Residential & Commercial | USHP | Ducted CEE Tier 1
213071500 | Central HP <5.4 tons | ACIQ | HRCU-A-CB (Split System: Heat Pump with Remote Outdoor Unit-Air-Source) | DLCURAH24ABK |  |  | EN(A,D,W)4X36L17** | *80VSL0451412A* | 23400 | 16.5 | 8.1 | 25800 | 24200 | 93.8% | 2 | 0 | 10 |  |  |  |  | R-410A | 1.95 | Residential & Commercial | USHP | Ducted CEE Tier 1
216726268 | Central HP <5.4 tons | KENMORE | HRCU-A-CB (Split System: Heat Pump with Remote Outdoor Unit-Air-Source) | HH836E2S11 |  |  | CTF48C5CFS1 | Z9ES100C16SMPS1 | 35000 | 18 | 9 | 32600 | 25800 | 79.14% | 2 | 0 | 11 |  |  |  |  | R-454B | 2.9167 | Residential & Commercial | USHP | Ducted CEE Tier 1
213163999 | Central HP <5.4 tons | RUSSELL | HRCU-A-CB (Split System: Heat Pump with Remote Outdoor Unit-Air-Source) | SP18AZ36AJVC |  |  | TCFZ6021SEAAM | S97MV0855A21DHS | 34200 | 19 | 8.5 | 34200 | 43000 | 125.7% | 2.2 | 0 | 12.5 |  |  |  |  | R-410A | 2.85 | Residential & Commercial | USHP | Ducted CEE Tier 1
214229185 | Central HP <5.4 tons | KEEPRITE | HRCU-A-CB (Split System: Heat Pump with Remote Outdoor Unit-Air-Source) | DLCURAH24ABK |  |  | EN(A,D)4X24L17** | *80MSU0601716A* | 23200 | 16.5 | 8.5 | 26800 | 23600 | 88.06% | 1.96 | 0 | 10 |  |  |  |  | R-410A | 1.9333 | Residential & Commercial | USHP | Ducted CEE Tier 1
216620748 | Central HP <5.4 tons | KENMORE | HRCU-A-CB (Split System: Heat Pump with Remote Outdoor Unit-Air-Source) | HH860E2S11 |  |  | CTM60D5CHS1 | Z9ES120D20SMPS1 | 53500 | 19 | 8.5 | 53500 | 38500 | 71.96% | 2 | 0 | 11.7 |  |  |  |  | R-454B | 4.4583 | Residential & Commercial | USHP | Ducted CEE Tier 1
215674523 | Central HP <5.4 tons | DAY & NIGHT | HRCU-A-CB (Split System: Heat Pump with Remote Outdoor Unit-Air-Source) | C5H0V48*K*AAA* |  |  | EA*5X61M24A*+WALLCON | *95CSU0802120B* | 46000 | 17.5 | 9 | 48000 | 33800 | 70.42% | 2.08 | 0 | 10 |  |  |  |  | R-454B | 3.8333 | Residential & Commercial | USHP | Ducted CEE Tier 1
215675189 | Central HP <5.4 tons | DAY & NIGHT | HRCU-A-CB (Split System: Heat Pump with Remote Outdoor Unit-Air-Source) | C5H0V48*K*AAA* |  |  | ESH5X60M12A*+WALLCON | *80CTL0702120B* | 45500 | 16.5 | 8.5 | 48000 | 33800 | 70.42% | 2.06 | 0 | 9.5 |  |  |  |  | R-454B | 3.7917 | Residential & Commercial | USHP
215675459 | Central HP <5.4 tons | DAY & NIGHT | HRCU-A-CB (Split System: Heat Pump with Remote Outdoor Unit-Air-Source) | C5H0V48*K*AAA* |  |  | EVM5X48M21A*+WALLCON | *97CMN1002122B* | 47000 | 18.5 | 9 | 50000 | 36400 | 72.8% | 2 | 0 | 10 |  |  |  |  | R-454B | 3.9167 | Residential & Commercial | USHP | Ducted CEE Tier 1
215675709 | Central HP <5.4 tons | DAY & NIGHT | HRCU-A-CB (Split System: Heat Pump with Remote Outdoor Unit-Air-Source) | C5H0V48*K*AAA* |  |  | EVM5X60M21A*+WALLCON | *80CTL0701716B* | 48000 | 18.5 | 9 | 50000 | 37200 | 74.4% | 2 | 0 | 10 |  |  |  |  | R-454B | 4 | Residential & Commercial | USHP | Ducted CEE Tier 1
216635596 | Central HP <5.4 tons | ACIQ | HRCU-A-CB (Split System: Heat Pump with Remote Outdoor Unit-Air-Source) | H5H3V36*K*AAA* |  |  | EVM5X60M21A*+WALLCON | *80CSU0401712A* | 35600 | 22 | 8.5 | 38000 | 28800 | 75.79% | 2.02 | 0 | 12 |  |  |  |  | R-454B | 2.9667 | Residential & Commercial | USHP | Ducted CEE Tier 1
215675739 | Central HP <5.4 tons | DAY & NIGHT | HRCU-A-CB (Split System: Heat Pump with Remote Outdoor Unit-Air-Source) | C5H0V48*K*AAA* |  |  | EVM5X60M21A*+WALLCON | *80CTL0902120B* | 48000 | 19 | 9.5 | 50000 | 36600 | 73.2% | 2.1 | 0 | 10.5 |  |  |  |  | R-454B | 4 | Residential & Commercial | USHP | Ducted CEE Tier 1
215675759 | Central HP <5.4 tons | DAY & NIGHT | HRCU-A-CB (Split System: Heat Pump with Remote Outdoor Unit-Air-Source) | C5H0V48*K*AAA* |  |  | EVM5X60M21A*+WALLCON | *95CSU0601716B* | 47500 | 18 | 9 | 50000 | 37200 | 74.4% | 1.98 | 0 | 9.5 |  |  |  |  | R-454B | 3.9583 | Residential & Commercial | USHP
215675809 | Central HP <5.4 tons | DAY & NIGHT | HRCU-A-CB (Split System: Heat Pump with Remote Outdoor Unit-Air-Source) | C5H0V48*K*AAA* |  |  | EVM5X60M21A*+WALLCON | *97CMN0802120B* | 48000 | 19 | 9 | 50000 | 36800 | 73.6% | 2 | 0 | 10 |  |  |  |  | R-454B | 4 | Residential & Commercial | USHP | Ducted CEE Tier 1
215675909 | Central HP <5.4 tons | DAY & NIGHT | HRCU-A-CB (Split System: Heat Pump with Remote Outdoor Unit-Air-Source) | C5H0V48*K*AAA* |  |  | EVM5X60M24A*+WALLCON | *95CSU0802120B* | 47500 | 18.5 | 9 | 50000 | 36800 | 73.6% | 2 | 0 | 10 |  |  |  |  | R-454B | 3.9583 | Residential & Commercial | USHP | Ducted CEE Tier 1
215676359 | Central HP <5.4 tons | DAY & NIGHT | HRCU-A-CB (Split System: Heat Pump with Remote Outdoor Unit-Air-Source) | C5H0V48*K*AAA* |  |  | EVD5X49M24A*+WALLCON | *97CMN0802120B* | 48000 | 19 | 9 | 50000 | 36600 | 73.2% | 2 | 0 | 10 |  |  |  |  | R-454B | 4 | Residential & Commercial | USHP | Ducted CEE Tier 1
213071518 | Central HP <5.4 tons | ACIQ | HRCU-A-CB (Split System: Heat Pump with Remote Outdoor Unit-Air-Source) | DLCURAH24ABK |  |  | EN(A,D,W)4X36L17** | *96VSN0401712A* | 23400 | 16 | 8.1 | 25800 | 24000 | 93.02% | 1.98 | 0 | 10 |  |  |  |  | R-410A | 1.95 | Residential & Commercial | USHP | Ducted CEE Tier 1
213071699 | Central HP <5.4 tons | ACIQ | HRCU-A-CB (Split System: Heat Pump with Remote Outdoor Unit-Air-Source) | DLCURAH24ABK |  |  | EN(A,D,W)4X36L17** | *80ESU0601716A | 24800 | 16.5 | 8.5 | 26600 | 22200 | 83.46% | 1.84 | 0 | 10.5 |  |  |  |  | R-410A | 2.0667 | Residential & Commercial | USHP | Ducted CEE Tier 1
213071767 | Central HP <5.4 tons | ACIQ | HRCU-A-CB (Split System: Heat Pump with Remote Outdoor Unit-Air-Source) | DLCURAH24ABK |  |  | EN(A,D)4X36L21** | *80VSL0451716A* | 24200 | 16 | 8.1 | 26400 | 22800 | 86.36% | 1.88 | 0 | 10.5 |  |  |  |  | R-410A | 2.0167 | Residential & Commercial | USHP | Ducted CEE Tier 1
213071884 | Central HP <5.4 tons | ACIQ | HRCU-A-CB (Split System: Heat Pump with Remote Outdoor Unit-Air-Source) | DLCURAH24ABK |  |  | EN(A,D)4X36L21** | *80ES(N,L)0902120A* | 24600 | 16.5 | 8.5 | 26600 | 22400 | 84.21% | 1.84 | 0 | 10.5 |  |  |  |  | R-410A | 2.05 | Residential & Commercial | USHP | Ducted CEE Tier 1
216591011 | Central HP <5.4 tons | KENMORE | HRCU-A-CB (Split System: Heat Pump with Remote Outdoor Unit-Air-Source) | HH860E2S11 |  |  | JHC48C5CG2SS1 | 0 | 46000 | 19 | 9 | 46000 | 34000 | 73.91% | 2.1 | 0 | 12 |  |  |  |  | R-454B | 3.8333 | Residential & Commercial | USHP | Ducted CEE Tier 1
216591395 | Central HP <5.4 tons | KENMORE | HRCU-A-CB (Split System: Heat Pump with Remote Outdoor Unit-Air-Source) | HH860E2S11 |  |  | CTM60D5CGS1+JME18D2SN1 | 0 | 45000 | 19 | 9 | 44500 | 33000 | 74.16% | 2 | 0 | 12 |  |  |  |  | R-454B | 3.75 | Residential & Commercial | USHP | Ducted CEE Tier 1
215677079 | Central HP <5.4 tons | DAY & NIGHT | HRCU-A-CB (Split System: Heat Pump with Remote Outdoor Unit-Air-Source) | C5H0V60*K*AAA* |  |  | EVM5X60M21A*+WALLCON | *96CTN1002122B* | 56500 | 18.5 | 9 | 64000 | 45000 | 70.31% | 2.08 | 0 | 9 |  |  |  |  | R-454B | 4.7083 | Residential & Commercial | USHP
215677679 | Central HP <5.4 tons | DAY & NIGHT | HRCU-A-CB (Split System: Heat Pump with Remote Outdoor Unit-Air-Source) | C5H0V60*K*AAA* |  |  | EVD5X61M24A*+WALLCON | *95CSU0802120B* | 57500 | 18 | 9 | 64000 | 45000 | 70.31% | 2.08 | 0 | 9 |  |  |  |  | R-454B | 4.7917 | Residential & Commercial | USHP
215677879 | Central HP <5.4 tons | DAY & NIGHT | HRCU-A-CB (Split System: Heat Pump with Remote Outdoor Unit-Air-Source) | C5H0V60*K*AAA* |  |  | EA*5X60M24A*+WALLCON | *96CTN1202422B* | 55000 | 18.5 | 9 | 59000 | 41500 | 70.34% | 2.02 | 0 | 9 |  |  |  |  | R-454B | 4.5833 | Residential & Commercial | USHP
214075557 | Central HP <5.4 tons | RUSSELL | HRCU-A-CB (Split System: Heat Pump with Remote Outdoor Unit-Air-Source) | RD17AZ24AJ3N |  |  | TCFZ2417MTANM | S802VA075317Z | 22600 | 18 | 9.5 | 22600 | 16800 | 74.34% | 2.1 | 0 | 11.2 |  |  |  |  | R-410A | 1.8833 | Residential & Commercial | USHP | Ducted CEE Tier 1
214075230 | Central HP <5.4 tons | RUSSELL | HRCU-A-CB (Split System: Heat Pump with Remote Outdoor Unit-Air-Source) | RD17AZ60AJ3N |  |  | TCFZ6024STANM | S801V0755A21UHS | 55500 | 18 | 8.1 | 54000 | 49500 | 91.67% | 1.75 | 0 | 10 |  |  |  |  | R-410A | 4.625 | Residential & Commercial | USHP | Ducted CEE Tier 1
214075271 | Central HP <5.4 tons | RUSSELL | HRCU-A-CB (Split System: Heat Pump with Remote Outdoor Unit-Air-Source) | RD17AZ60AJ3N |  |  | TCFZ6024STANM | S802V0755A21UHS | 55500 | 18 | 8.1 | 54000 | 49500 | 91.67% | 1.75 | 0 | 10 |  |  |  |  | R-410A | 4.625 | Residential & Commercial | USHP | Ducted CEE Tier 1
216635280 | Central HP <5.4 tons | ACIQ | HRCU-A-CB (Split System: Heat Pump with Remote Outdoor Unit-Air-Source) | H5H3V36*K*AAA* |  |  | EA*5X25M17A*+WALLCON | *96CTN0601714B* | 33600 | 19.5 | 9.5 | 34400 | 26200 | 76.16% | 2.05 | 0 | 11 |  |  |  |  | R-454B | 2.8 | Residential & Commercial | USHP | Ducted CEE Tier 1
216620732 | Central HP <5.4 tons | KENMORE | HRCU-A-CB (Split System: Heat Pump with Remote Outdoor Unit-Air-Source) | HH860E2S11 |  |  | CTU60C5XGS1+TXV | Z9ES080C16SMPS1 | 44500 | 18 | 9 | 46000 | 33800 | 73.48% | 2 | 0 | 11.7 |  |  |  |  | R-454B | 3.7083 | Residential & Commercial | USHP | Ducted CEE Tier 1
216620755 | Central HP <5.4 tons | KENMORE | HRCU-A-CB (Split System: Heat Pump with Remote Outdoor Unit-Air-Source) | HH860E2S11 |  |  | CTF60D5CGS1 | Z9ES120D20SMPS1 | 46000 | 18 | 9 | 47000 | 34200 | 72.77% | 2 | 0 | 11.7 |  |  |  |  | R-454B | 3.8333 | Residential & Commercial | USHP | Ducted CEE Tier 1
213081037 | Central HP <5.4 tons | ACIQ | HRCU-A-CB (Split System: Heat Pump with Remote Outdoor Unit-Air-Source) | HVH837GKA** |  |  | EN(A,D,W)4X60L24**+WALLCON | *96CTN1202422A* | 32800 | 18 | 8.1 | 32200 | 24600 | 76.4% | 1.98 | 0 | 12 |  |  |  |  | R-410A | 2.7333 | Residential & Commercial | USHP | Ducted CEE Tier 1
215936451 | Central HP <5.4 tons | KEEPRITE | HRCU-A-CB (Split System: Heat Pump with Remote Outdoor Unit-Air-Source) | C5H3V36*K*AAA* |  |  | EVD5X49M24A*+WALLCON | *80CTL0902120B* | 35600 | 22 | 8.5 | 38000 | 28400 | 74.74% | 2.04 | 0 | 12.5 |  |  |  |  | R-454B | 2.9667 | Residential & Commercial | USHP | Ducted CEE Tier 1
215935681 | Central HP <5.4 tons | KEEPRITE | HRCU-A-CB (Split System: Heat Pump with Remote Outdoor Unit-Air-Source) | C5H3V36*K*AAA* |  |  | EVD5X36M21A*+WALLCON | *95CSU0601716B* | 34200 | 20.5 | 8.5 | 39000 | 28600 | 73.33% | 2.04 | 0 | 11.5 |  |  |  |  | R-454B | 2.85 | Residential & Commercial | USHP | Ducted CEE Tier 1
210692556 | Central HP <5.4 tons | AMANA | HRCU-A-CB (Split System: Heat Pump with Remote Outdoor Unit-Air-Source) | ASZV903610A* |  |  | CHPF3743C6B*+TXV | A*VC960804CNB* | 33400 | 18 | 8.2 | 34000 | 24400 | 71.76% | 1.8 | 0 | 11 |  |  |  |  | R-410A | 2.7833 | Residential & Commercial | USHP | Ducted CEE Tier 1
214229431 | Central HP <5.4 tons | KEEPRITE | HRCU-A-CB (Split System: Heat Pump with Remote Outdoor Unit-Air-Source) | DLCURAH36ABK |  |  | EA*4X42L24A* | *80MSU1002120A* | 35200 | 16 | 8.5 | 38500 | 35000 | 90.91% | 1.88 | 0 | 9.5 |  |  |  |  | R-410A | 2.9333 | Residential & Commercial | USHP
212978603 | Central HP <5.4 tons | COMFORTMAKER | HRCU-A-CB (Split System: Heat Pump with Remote Outdoor Unit-Air-Source) | DLCURAH30ABK |  |  | END4X42L17** | *80MS(N,L)0701712A* | 30000 | 15.2 | 8.1 | 34000 | 27200 | 80% | 1.82 | 0 | 9 |  |  |  |  | R-410A | 2.5 | Residential & Commercial | USHP
214075458 | Central HP <5.4 tons | RUSSELL | HRCU-A-CB (Split System: Heat Pump with Remote Outdoor Unit-Air-Source) | RD17AZ24AJ3N |  |  | TCFZ2417MTANM | S951V0603A17M4S | 22600 | 17 | 9.5 | 22600 | 17000 | 75.22% | 2 | 0 | 10 |  |  |  |  | R-410A | 1.8833 | Residential & Commercial | USHP | Ducted CEE Tier 1
212969806 | Central HP <5.4 tons | CARRIER | HRCU-A-CB (Split System: Heat Pump with Remote Outdoor Unit-Air-Source) | 38MURAQ24AB3* |  |  | CNPV*2417AL* | 58SP*B045V14**12 | 23400 | 17 | 8.5 | 27000 | 25000 | 92.59% | 2.08 | 0 | 10 |  |  |  |  | R-410A | 1.95 | Residential & Commercial | USHP | Ducted CEE Tier 1
212969836 | Central HP <5.4 tons | CARRIER | HRCU-A-CB (Split System: Heat Pump with Remote Outdoor Unit-Air-Source) | 38MURAQ24AB3* |  |  | CNPV*3617AL* | 58SP*B045V14**12 | 23600 | 17 | 8.5 | 26200 | 24600 | 93.89% | 2.04 | 0 | 10.5 |  |  |  |  | R-410A | 1.9667 | Residential & Commercial | USHP | Ducted CEE Tier 1
212971242 | Central HP <5.4 tons | CARRIER | HRCU-A-CB (Split System: Heat Pump with Remote Outdoor Unit-Air-Source) | 38MURAQ24AB3* |  |  | CNPV*3617AL* | 58TP*B045V14**12 | 23600 | 17 | 8.5 | 26200 | 24600 | 93.89% | 2.04 | 0 | 10.5 |  |  |  |  | R-410A | 1.9667 | Residential & Commercial | USHP | Ducted CEE Tier 1
212971408 | Central HP <5.4 tons | CARRIER | HRCU-A-CB (Split System: Heat Pump with Remote Outdoor Unit-Air-Source) | 38MURAQ24AB3* |  |  | CNPV*2414AL* | 58TP*B070V14**12 | 23400 | 17 | 8.5 | 27000 | 24800 | 91.85% | 2.06 | 0 | 10 |  |  |  |  | R-410A | 1.95 | Residential & Commercial | USHP | Ducted CEE Tier 1
212971709 | Central HP <5.4 tons | CARRIER | HRCU-A-CB (Split System: Heat Pump with Remote Outdoor Unit-Air-Source) | 38MURAQ24AB3* |  |  | CNPV*3017AL* | 58TP*B070V17**16 | 23600 | 17 | 8.5 | 26400 | 24200 | 91.67% | 2.02 | 0 | 10.5 |  |  |  |  | R-410A | 1.9667 | Residential & Commercial | USHP | Ducted CEE Tier 1
212974937 | Central HP <5.4 tons | CARRIER | HRCU-A-CB (Split System: Heat Pump with Remote Outdoor Unit-Air-Source) | 38MURAQ24AB3* |  |  | CAP**2517AL* | 59TP6C040V14**10 | 24000 | 16 | 8.1 | 25200 | 22000 | 87.3% | 1.82 | 0 | 10 |  |  |  |  | R-410A | 2 | Residential & Commercial | USHP | Ducted CEE Tier 1
216620723 | Central HP <5.4 tons | KENMORE | HRCU-A-CB (Split System: Heat Pump with Remote Outdoor Unit-Air-Source) | HH824E2S11 |  |  | CTU30B5XCS1+TXV | Z9ES080B12SMPS1 | 23000 | 17 | 9.5 | 23000 | 18400 | 80% | 2 | 0 | 12 |  |  |  |  | R-454B | 1.9167 | Residential & Commercial | USHP | Ducted CEE Tier 1
216591630 | Central HP <5.4 tons | KENMORE | HRCU-A-CB (Split System: Heat Pump with Remote Outdoor Unit-Air-Source) | HH836E2S11 |  |  | CTM48C5CFS1+JME16C2SN1 | 0 | 34400 | 19 | 9 | 31600 | 25200 | 79.75% | 2 | 0 | 11.7 |  |  |  |  | R-454B | 2.8667 | Residential & Commercial | USHP | Ducted CEE Tier 1
216733412 | Central HP <5.4 tons | KEEPRITE | HRCU-A-CB (Split System: Heat Pump with Remote Outdoor Unit-Air-Source) | D5CUHAH24AAK |  |  | EA*5X25M17A* | *92MSN0801716A* | 22800 | 16.5 | 8.5 | 20600 | 18300 | 88.83% | 1.98 | 0 | 11 |  |  |  |  | R-454B | 1.9 | Residential & Commercial | USHP | Ducted CEE Tier 1
216733443 | Central HP <5.4 tons | KEEPRITE | HRCU-A-CB (Split System: Heat Pump with Remote Outdoor Unit-Air-Source) | D5CUHAH24AAK |  |  | EA*5X25M17A* | *96MSN0601412A* | 23000 | 15.5 | 8.5 | 20800 | 18500 | 88.94% | 1.98 | 0 | 11 |  |  |  |  | R-454B | 1.9167 | Residential & Commercial | USHP | Ducted CEE Tier 1
211240186 | Central HP <5.4 tons | CARRIER | HRCU-A-CB (Split System: Heat Pump with Remote Outdoor Unit-Air-Source) | 38MURAQ24AB3* |  |  | CNPV*3621AL* | 59TP6B080V21**20 | 23600 | 17 | 8.1 | 25800 | 23800 | 92.25% | 1.98 | 0 | 10.5 |  |  |  |  | R-410A | 1.9667 | Residential & Commercial | USHP | Ducted CEE Tier 1
214810655 | Central HP <5.4 tons | CENTURY | HRCU-A-C (Split System: Heat Pump with Remote Outdoor Unit with No Indoor Fan --Air Source) | A-VCD30SA-1 |  |  | MCD30/36B1A | 0 | 29000 | 15.2 | 8.5 | 31000 | 22600 | 72.9% | 1.8 | 0 | 10 |  |  |  |  | R-410A | 2.4167 | Residential & Commercial | USHP | Ducted CEE Tier 1
216726262 | Central HP <5.4 tons | KENMORE | HRCU-A-CB (Split System: Heat Pump with Remote Outdoor Unit-Air-Source) | HH860E2S11 |  |  | CTU60C5XGS1+TXV | Z9ES080C20SMPS1 | 44500 | 18 | 9 | 45500 | 33400 | 73.41% | 2 | 0 | 11.7 |  |  |  |  | R-454B | 3.7083 | Residential & Commercial | USHP | Ducted CEE Tier 1
216620774 | Central HP <5.4 tons | KENMORE | HRCU-A-CB (Split System: Heat Pump with Remote Outdoor Unit-Air-Source) | HH836E2S11 |  |  | CTF48C5CFS1 | Z9ES080C20SMPS1 | 34200 | 18 | 9 | 32000 | 25600 | 80% | 2 | 0 | 11 |  |  |  |  | R-454B | 2.85 | Residential & Commercial | USHP | Ducted CEE Tier 1
216726269 | Central HP <5.4 tons | KENMORE | HRCU-A-CB (Split System: Heat Pump with Remote Outdoor Unit-Air-Source) | HH836E2S11 |  |  | CTU48C5XFS1+TXV | Z9ES100C16SMPS1 | 35000 | 18 | 9 | 32600 | 25800 | 79.14% | 2 | 0 | 11 |  |  |  |  | R-454B | 2.9167 | Residential & Commercial | USHP | Ducted CEE Tier 1
216726260 | Central HP <5.4 tons | KENMORE | HRCU-A-CB (Split System: Heat Pump with Remote Outdoor Unit-Air-Source) | HH824E2S11 |  |  | CTF30A5ADS1 | Z8ET060A12LMPS1 | 23000 | 19 | 9.5 | 23000 | 18500 | 80.43% | 2 | 0 | 12 |  |  |  |  | R-454B | 1.9167 | Residential & Commercial | USHP | Ducted CEE Tier 1
215667603 | Central HP <5.4 tons | DAY & NIGHT | HRCU-A-CB (Split System: Heat Pump with Remote Outdoor Unit-Air-Source) | C5H0V24*K*AAA* |  |  | EA*5X36M17A*+WALLCON | *80CTL0451712B* | 23000 | 16.5 | 9 | 23800 | 16700 | 70.17% | 1.98 | 0 | 10 |  |  |  |  | R-454B | 1.9167 | Residential & Commercial | USHP | Ducted CEE Tier 1
215679319 | Central HP <5.4 tons | DAY & NIGHT | HRCU-A-CB (Split System: Heat Pump with Remote Outdoor Unit-Air-Source) | C5H0V36*K*AAA* |  |  | EA*5X37M21A*+WALLCON | *97CTN0801716A* | 34200 | 17.5 | 9 | 35400 | 25400 | 71.75% | 1.88 | 0 | 9.5 |  |  |  |  | R-454B | 2.85 | Residential & Commercial | USHP
215679569 | Central HP <5.4 tons | DAY & NIGHT | HRCU-A-CB (Split System: Heat Pump with Remote Outdoor Unit-Air-Source) | C5H0V36*K*AAA* |  |  | EA*5X60M24A*+WALLCON | *97CTN0802120A* | 34400 | 18 | 9 | 34200 | 24800 | 72.51% | 1.9 | 0 | 10 |  |  |  |  | R-454B | 2.8667 | Residential & Commercial | USHP | Ducted CEE Tier 1
215679619 | Central HP <5.4 tons | DAY & NIGHT | HRCU-A-CB (Split System: Heat Pump with Remote Outdoor Unit-Air-Source) | C5H0V36*K*AAA* |  |  | EA*5X61M21A*+WALLCON | *80CSU0601716B* | 35000 | 18 | 9 | 34400 | 24800 | 72.09% | 1.92 | 0 | 10 |  |  |  |  | R-454B | 2.9167 | Residential & Commercial | USHP | Ducted CEE Tier 1
215679769 | Central HP <5.4 tons | DAY & NIGHT | HRCU-A-CB (Split System: Heat Pump with Remote Outdoor Unit-Air-Source) | C5H0V36*K*AAA* |  |  | ESH5X36M12A*+WALLCON | *97CTN1002122A* | 33800 | 16 | 8.5 | 35800 | 25400 | 70.95% | 1.76 | 0 | 9.5 |  |  |  |  | R-454B | 2.8167 | Residential & Commercial | USHP
215439734 | Central HP <5.4 tons | GOODMAN | HRCU-A-CB (Split System: Heat Pump with Remote Outdoor Unit-Air-Source) | GZV6SA1810A* |  |  | CA*EA3022*3A* | G*VT800803B*A* | 17000 | 19 | 8.8 | 16800 | 13000 | 77.38% | 2.1 | 0 | 12 |  |  |  |  | R-32 | 1.4167 | Residential & Commercial | USHP | Ducted CEE Tier 1
214606520 | Central HP <5.4 tons | COLEMAN | HRCU-A-C (Split System: Heat Pump with Remote Outdoor Unit with No Indoor Fan --Air Source) | HH860E2S11 |  |  | CTF60D5CJS1 | 0 | 52000 | 15.2 | 8.5 | 55000 | 40000 | 72.73% | 2 | 0 | 10 |  |  |  |  | R-454B | 4.3333 | Residential & Commercial | USHP | Ducted CEE Tier 1
214606552 | Central HP <5.4 tons | COLEMAN | HRCU-A-C (Split System: Heat Pump with Remote Outdoor Unit with No Indoor Fan --Air Source) | HH860E2S11 |  |  | CTF60C5CHS1 | 0 | 54000 | 15.2 | 8.1 | 55000 | 40000 | 72.73% | 2 | 0 | 11 |  |  |  |  | R-454B | 4.5 | Residential & Commercial | USHP | Ducted CEE Tier 1
211396190 | Central HP <5.4 tons | CHAMPION HEATING AND COOLING | HRCU-A-CB (Split System: Heat Pump with Remote Outdoor Unit-Air-Source) | HMH72B341 |  |  | XAUC48FXXN1+TXV | TM9E080C16MP12 | 34000 | 17 | 8.1 | 33400 | 24600 | 73.65% | 2.08 | 0 | 9 |  |  |  |  | R-410A | 2.8333 | Residential & Commercial | USHP
211396454 | Central HP <5.4 tons | CHAMPION HEATING AND COOLING | HRCU-A-CB (Split System: Heat Pump with Remote Outdoor Unit-Air-Source) | HMH72B341 |  |  | XAHD48FXXN1+TXV | TM8Y100C20MP11 | 33800 | 16.5 | 8.5 | 32400 | 23800 | 73.46% | 2.06 | 0 | 9 |  |  |  |  | R-410A | 2.8167 | Residential & Commercial | USHP
211396479 | Central HP <5.4 tons | CHAMPION HEATING AND COOLING | HRCU-A-CB (Split System: Heat Pump with Remote Outdoor Unit-Air-Source) | HMH72B341 |  |  | XAHD48FBCN1 | TM8Y120C20MP11 | 33800 | 16.5 | 8.5 | 32400 | 23800 | 73.46% | 2.06 | 0 | 9 |  |  |  |  | R-410A | 2.8167 | Residential & Commercial | USHP
211396683 | Central HP <5.4 tons | CHAMPION HEATING AND COOLING | HRCU-A-CB (Split System: Heat Pump with Remote Outdoor Unit-Air-Source) | HMH72B341 |  |  | XAUC48FXXN1+TXV | TM8Y120C20MP11 | 34000 | 16.5 | 8.5 | 33000 | 24200 | 73.33% | 2.1 | 0 | 9.5 |  |  |  |  | R-410A | 2.8333 | Residential & Commercial | USHP
213072118 | Central HP <5.4 tons | ACIQ | HRCU-A-CB (Split System: Heat Pump with Remote Outdoor Unit-Air-Source) | DLCURAH18ABK |  |  | EA*4X19L17A* | *80VTL0451412A* | 18100 | 16.5 | 8.5 | 18000 | 17600 | 97.78% | 2.14 | 0 | 11 |  |  |  |  | R-410A | 1.5083 | Residential & Commercial | USHP | Ducted CEE Tier 1
213072153 | Central HP <5.4 tons | ACIQ | HRCU-A-CB (Split System: Heat Pump with Remote Outdoor Unit-Air-Source) | DLCURAH18ABK |  |  | EA*4X24L14A* | *80ES(N,L)0701412A* | 17600 | 16 | 8.5 | 18400 | 19100 | 103.8% | 2.3 | 0 | 10.5 |  |  |  |  | R-410A | 1.4667 | Residential & Commercial | USHP | Ducted CEE Tier 1
216013295 | Central HP <5.4 tons | CHAMPION HEATING AND COOLING | HRCU-A-CB (Split System: Heat Pump with Remote Outdoor Unit-Air-Source) | HH824E2S11 |  |  | JHE36B5AD2SS1 | 0 | 23000 | 19 | 9.5 | 23000 | 18500 | 80.43% | 2 | 0 | 12 |  |  |  |  | R-454B | 1.9167 | Residential & Commercial | USHP | Ducted CEE Tier 1
216591329 | Central HP <5.4 tons | KENMORE | HRCU-A-CB (Split System: Heat Pump with Remote Outdoor Unit-Air-Source) | HH824E2S11 |  |  | CTU36B5XDS1+JME08B2SN1+TXV | 0 | 23000 | 19 | 9.5 | 23000 | 18000 | 78.26% | 2 | 0 | 12 |  |  |  |  | R-454B | 1.9167 | Residential & Commercial | USHP | Ducted CEE Tier 1
216635330 | Central HP <5.4 tons | ACIQ | HRCU-A-CB (Split System: Heat Pump with Remote Outdoor Unit-Air-Source) | H5H3V36*K*AAA* |  |  | EA*5X48M21A*+WALLCON | *97CMN0801714B* | 33200 | 19.5 | 9.5 | 35000 | 26800 | 76.57% | 2.02 | 0 | 11 |  |  |  |  | R-454B | 2.7667 | Residential & Commercial | USHP | Ducted CEE Tier 1
216635339 | Central HP <5.4 tons | ACIQ | HRCU-A-CB (Split System: Heat Pump with Remote Outdoor Unit-Air-Source) | H5H3V36*K*AAA* |  |  | EA*5X60M24A*+WALLCON | *95CSU0802120B* | 34000 | 20 | 9 | 34200 | 26000 | 76.02% | 1.94 | 0 | 11.7 |  |  |  |  | R-454B | 2.8333 | Residential & Commercial | USHP | Ducted CEE Tier 1
216635353 | Central HP <5.4 tons | ACIQ | HRCU-A-CB (Split System: Heat Pump with Remote Outdoor Unit-Air-Source) | H5H3V36*K*AAA* |  |  | EA*5X61M21A*+WALLCON | *80CTL0901716B* | 34400 | 20.5 | 9 | 34400 | 26200 | 76.16% | 1.96 | 0 | 11.7 |  |  |  |  | R-454B | 2.8667 | Residential & Commercial | USHP | Ducted CEE Tier 1
216635230 | Central HP <5.4 tons | ACIQ | HRCU-A-CB (Split System: Heat Pump with Remote Outdoor Unit-Air-Source) | H5H3V60*K*AAA* |  |  | FCMA5B60L0D*+WALLCON | 0 | 58000 | 20 | 8.5 | 60000 | 44500 | 74.17% | 2.06 | 0 | 12.5 |  |  |  |  | R-454B | 4.8333 | Residential & Commercial | USHP | Ducted CEE Tier 1
216635264 | Central HP <5.4 tons | ACIQ | HRCU-A-CB (Split System: Heat Pump with Remote Outdoor Unit-Air-Source) | H5H3V60*K*AAA* |  |  | ESH5X60M12A*+WALLCON | *80CTL0902120B* | 56500 | 18 | 8.1 | 61000 | 45500 | 74.59% | 2 | 0 | 11.5 |  |  |  |  | R-454B | 4.7083 | Residential & Commercial | USHP | Ducted CEE Tier 1
214075278 | Central HP <5.4 tons | RUSSELL | HRCU-A-CB (Split System: Heat Pump with Remote Outdoor Unit-Air-Source) | RD17AZ60AJ3N |  |  | TCFZ6024STANM | S801V1255A24UH | 55500 | 18 | 8.1 | 53500 | 49000 | 91.59% | 1.75 | 0 | 10 |  |  |  |  | R-410A | 4.625 | Residential & Commercial | USHP | Ducted CEE Tier 1
215679819 | Central HP <5.4 tons | DAY & NIGHT | HRCU-A-CB (Split System: Heat Pump with Remote Outdoor Unit-Air-Source) | C5H0V36*K*AAA* |  |  | ESH5X42M12A*+WALLCON | *97CTN0601716A* | 33600 | 16 | 8.5 | 35800 | 25600 | 71.51% | 1.76 | 0 | 9 |  |  |  |  | R-454B | 2.8 | Residential & Commercial | USHP
215679869 | Central HP <5.4 tons | DAY & NIGHT | HRCU-A-CB (Split System: Heat Pump with Remote Outdoor Unit-Air-Source) | C5H0V36*K*AAA* |  |  | ESH5X48M12A*+WALLCON | *96CTN0802120B* | 34200 | 16 | 8.5 | 35400 | 25200 | 71.19% | 1.88 | 0 | 9.5 |  |  |  |  | R-454B | 2.85 | Residential & Commercial | USHP
215676909 | Central HP <5.4 tons | DAY & NIGHT | HRCU-A-CB (Split System: Heat Pump with Remote Outdoor Unit-Air-Source) | C5H0V48*K*AAA* |  |  | EVD5X61M24A*+WALLCON | *97CMN0602120B* | 48000 | 19 | 9 | 50000 | 37200 | 74.4% | 1.98 | 0 | 10 |  |  |  |  | R-454B | 4 | Residential & Commercial | USHP | Ducted CEE Tier 1
216620722 | Central HP <5.4 tons | KENMORE | HRCU-A-CB (Split System: Heat Pump with Remote Outdoor Unit-Air-Source) | HH824E2S11 |  |  | CTF30B5ACS1 | Z9ES080B12SMPS1 | 23000 | 17 | 9.5 | 23000 | 18400 | 80% | 2 | 0 | 12 |  |  |  |  | R-454B | 1.9167 | Residential & Commercial | USHP | Ducted CEE Tier 1
216726255 | Central HP <5.4 tons | KENMORE | HRCU-A-CB (Split System: Heat Pump with Remote Outdoor Unit-Air-Source) | HH824E2S11 |  |  | CTF30A5ADS1 | Z8ES060A12SMPS1 | 23000 | 18 | 9.5 | 23000 | 18000 | 78.26% | 2 | 0 | 12 |  |  |  |  | R-454B | 1.9167 | Residential & Commercial | USHP | Ducted CEE Tier 1
215588242 | Central HP <5.4 tons | BRYANT HEATING AND COOLING SYSTEMS | HRCU-A-CB (Split System: Heat Pump with Remote Outdoor Unit-Air-Source) | 291VAN054**AA* |  |  | CVAMA6024XMA*+UI | 83*CA60100C21*** | 51500 | 19 | 8.1 | 53000 | 46500 | 87.74% | 1.85 | 0 | 11.5 |  |  |  |  | R-454B | 4.2917 | Residential & Commercial | USHP | Ducted CEE Tier 1
215678149 | Central HP <5.4 tons | DAY & NIGHT | HRCU-A-CB (Split System: Heat Pump with Remote Outdoor Unit-Air-Source) | C5H0V60*K*AAA* |  |  | ESH5X60M12A*+WALLCON | *97CMN1002122B* | 55500 | 17 | 8.5 | 60000 | 42000 | 70% | 1.9 | 0 | 8.5 |  |  |  |  | R-454B | 4.625 | Residential & Commercial | USHP
215682879 | Central HP <5.4 tons | DAY & NIGHT | HRCU-A-CB (Split System: Heat Pump with Remote Outdoor Unit-Air-Source) | C5H0V60*K*AAA* |  |  | EVM5X60M24A*+WALLCON | *80CSU0802120B* | 57000 | 18 | 9 | 62500 | 44000 | 70.4% | 2.1 | 0 | 9.5 |  |  |  |  | R-454B | 4.75 | Residential & Commercial | USHP
215681789 | Central HP <5.4 tons | DAY & NIGHT | HRCU-A-CB (Split System: Heat Pump with Remote Outdoor Unit-Air-Source) | C5H0V48*K*AAA* |  |  | EVM5X48M21A*+WALLCON | *80CSU1002120B* | 47000 | 18 | 9 | 50000 | 36400 | 72.8% | 2 | 0 | 9.5 |  |  |  |  | R-454B | 3.9167 | Residential & Commercial | USHP
215681809 | Central HP <5.4 tons | DAY & NIGHT | HRCU-A-CB (Split System: Heat Pump with Remote Outdoor Unit-Air-Source) | C5H0V48*K*AAA* |  |  | EVM5X48M21A*+WALLCON | *97CTN1002122A* | 47000 | 18.5 | 9 | 50000 | 36400 | 72.8% | 2 | 0 | 10 |  |  |  |  | R-454B | 3.9167 | Residential & Commercial | USHP | Ducted CEE Tier 1
215682259 | Central HP <5.4 tons | DAY & NIGHT | HRCU-A-CB (Split System: Heat Pump with Remote Outdoor Unit-Air-Source) | C5H0V48*K*AAA* |  |  | EVD5X49M24A*+WALLCON | *80CSU1002120B* | 48000 | 18.5 | 9 | 50000 | 36600 | 73.2% | 2 | 0 | 10 |  |  |  |  | R-454B | 4 | Residential & Commercial | USHP | Ducted CEE Tier 1
214097606 | Central HP <5.4 tons | RUSSELL | HRCU-A-CB (Split System: Heat Pump with Remote Outdoor Unit-Air-Source) | RD17AZ48AJ3N |  |  | TCFZ6024SEANM | S802V0755A21DZ | 45500 | 17 | 8.1 | 45500 | 40000 | 87.91% | 2.1 | 0 | 10 |  |  |  |  | R-410A | 3.7917 | Residential & Commercial | USHP | Ducted CEE Tier 1
214097626 | Central HP <5.4 tons | RUSSELL | HRCU-A-CB (Split System: Heat Pump with Remote Outdoor Unit-Air-Source) | RD17AZ48AJ3N |  |  | TCFZ6024SEANM | S801V0755A21UHN | 45500 | 17 | 8.1 | 45500 | 40000 | 87.91% | 2.1 | 0 | 10 |  |  |  |  | R-410A | 3.7917 | Residential & Commercial | USHP | Ducted CEE Tier 1
212940799 | Central HP <5.4 tons | CENTURY | HRCU-A-C (Split System: Heat Pump with Remote Outdoor Unit with No Indoor Fan --Air Source) | A-VCD18SA-1 |  |  | MCD18/24B1A | 0 | 18000 | 16.1 | 9.5 | 19000 | 15000 | 78.95% | 2.2 | 11.6 | 11.7 |  |  |  |  | R-410A | 1.5 | Residential & Commercial | USHP | Ducted CEE Tier 1
216620818 | Central HP <5.4 tons | KENMORE | HRCU-A-CB (Split System: Heat Pump with Remote Outdoor Unit-Air-Source) | HH836E2S11 |  |  | CTF36C5CDS1 | Z9ES100C20SMPS1 | 34800 | 18 | 8.5 | 33000 | 27200 | 82.42% | 2 | 0 | 11 |  |  |  |  | R-454B | 2.9 | Residential & Commercial | USHP | Ducted CEE Tier 1
212975002 | Central HP <5.4 tons | CARRIER | HRCU-A-CB (Split System: Heat Pump with Remote Outdoor Unit-Air-Source) | 38MURAQ24AB3* |  |  | CNPV*2414AL* | 59TP6C040V14**10 | 23200 | 15.5 | 8.5 | 27000 | 25000 | 92.59% | 2.06 | 0 | 10 |  |  |  |  | R-410A | 1.9333 | Residential & Commercial | USHP | Ducted CEE Tier 1
212975003 | Central HP <5.4 tons | CARRIER | HRCU-A-CB (Split System: Heat Pump with Remote Outdoor Unit-Air-Source) | 38MURAQ24AB3* |  |  | CNPV*2414AL* | GG96VTAB30040A** | 23200 | 15.5 | 8.5 | 27000 | 25000 | 92.59% | 2.06 | 0 | 10 |  |  |  |  | R-410A | 1.9333 | Residential & Commercial | USHP | Ducted CEE Tier 1
214075362 | Central HP <5.4 tons | RUSSELL | HRCU-A-CB (Split System: Heat Pump with Remote Outdoor Unit-Air-Source) | RD17AZ60AJ3N |  |  | TCFZ6024STANM | S97MV1005A21DHS | 55000 | 18 | 8.1 | 54000 | 49500 | 91.67% | 1.75 | 0 | 10 |  |  |  |  | R-410A | 4.5833 | Residential & Commercial | USHP | Ducted CEE Tier 1
216591735 | Central HP <5.4 tons | KENMORE | HRCU-A-CB (Split System: Heat Pump with Remote Outdoor Unit-Air-Source) | HH836E2S11 |  |  | CTM48C5CFS1 | Z8ES080C16SMPS1 | 34400 | 19 | 9 | 32200 | 25400 | 78.88% | 2 | 0 | 11 |  |  |  |  | R-454B | 2.8667 | Residential & Commercial | USHP | Ducted CEE Tier 1
216591901 | Central HP <5.4 tons | KENMORE | HRCU-A-CB (Split System: Heat Pump with Remote Outdoor Unit-Air-Source) | HH836E2S11 |  |  | CTM36B5CDS1 | Z8ES100B12SMPS1 | 33200 | 18 | 8.5 | 30600 | 25000 | 81.7% | 2 | 0 | 11 |  |  |  |  | R-454B | 2.7667 | Residential & Commercial | USHP | Ducted CEE Tier 1
215675139 | Central HP <5.4 tons | DAY & NIGHT | HRCU-A-CB (Split System: Heat Pump with Remote Outdoor Unit-Air-Source) | C5H0V48*K*AAA* |  |  | ESH5X60M12A*+WALLCON | *80CSU0802120A* | 45500 | 17 | 8.5 | 48000 | 33600 | 70% | 2.08 | 0 | 9.5 |  |  |  |  | R-454B | 3.7917 | Residential & Commercial | USHP
216738446 | Central HP <5.4 tons | BRYANT HEATING AND COOLING SYSTEMS | HRCU-A-CB (Split System: Heat Pump with Remote Outdoor Unit-Air-Source) | 37MUHAQ24AA3 |  |  | CSAH*3612AM* | 912SE36060M14*** | 23000 | 15.2 | 8.1 | 21000 | 18700 | 89.05% | 1.85 | 0 | 10.5 |  |  |  |  | R-454B | 1.9167 | Residential & Commercial | USHP | Ducted CEE Tier 1
216737376 | Central HP <5.4 tons | BRYANT HEATING AND COOLING SYSTEMS | HRCU-A-CB (Split System: Heat Pump with Remote Outdoor Unit-Air-Source) | 37MUHAQ24AA3 |  |  | CSAH*3012AM* | 935CB48060C17*** | 22400 | 15.5 | 8.1 | 21000 | 18800 | 89.52% | 1.85 | 0 | 10.5 |  |  |  |  | R-454B | 1.8667 | Residential & Commercial | USHP | Ducted CEE Tier 1
215682909 | Central HP <5.4 tons | DAY & NIGHT | HRCU-A-CB (Split System: Heat Pump with Remote Outdoor Unit-Air-Source) | C5H0V60*K*AAA* |  |  | EVM5X60M24A*+WALLCON | *97CTN1002122A* | 56500 | 18.5 | 9 | 63000 | 44500 | 70.63% | 2.08 | 0 | 9 |  |  |  |  | R-454B | 4.7083 | Residential & Commercial | USHP
215683009 | Central HP <5.4 tons | DAY & NIGHT | HRCU-A-CB (Split System: Heat Pump with Remote Outdoor Unit-Air-Source) | C5H0V60*K*AAA* |  |  | EVD5X60M21A*+WALLCON | *80CSU0601716B* | 56000 | 18.5 | 8.5 | 60000 | 43000 | 71.67% | 2.12 | 0 | 9.5 |  |  |  |  | R-454B | 4.6667 | Residential & Commercial | USHP
214097597 | Central HP <5.4 tons | RUSSELL | HRCU-A-CB (Split System: Heat Pump with Remote Outdoor Unit-Air-Source) | RD17AZ48AJ3N |  |  | TCFZ6024SEANM | S802V1005A21UHS | 45500 | 17 | 8.1 | 45500 | 40000 | 87.91% | 2.1 | 0 | 10 |  |  |  |  | R-410A | 3.7917 | Residential & Commercial | USHP | Ducted CEE Tier 1
215936754 | Central HP <5.4 tons | CARRIER | HRCU-A-CB (Split System: Heat Pump with Remote Outdoor Unit-Air-Source) | 27VNA336A*030* |  |  | CVAVA6024XMA*+UI | 58TN*B090C21**20 | 35600 | 22 | 8.5 | 38000 | 28400 | 74.74% | 2.04 | 0 | 12.5 |  |  |  |  | R-454B | 2.9667 | Residential & Commercial | USHP | Ducted CEE Tier 1
212984621 | Central HP <5.4 tons | KEEPRITE | HRCU-A-CB (Split System: Heat Pump with Remote Outdoor Unit-Air-Source) | DLCURAH24ABK |  |  | EA*4X36L21A* | *92MSN0801716A* | 23800 | 17.5 | 8.5 | 26200 | 23800 | 90.84% | 2 | 0 | 10 |  |  |  |  | R-410A | 1.9833 | Residential & Commercial | USHP | Ducted CEE Tier 1
212985791 | Central HP <5.4 tons | KEEPRITE | HRCU-A-CB (Split System: Heat Pump with Remote Outdoor Unit-Air-Source) | DLCURAH24ABK |  |  | EA*4X30L14A* | *96MSN0261410A* | 23400 | 16.5 | 8.5 | 26400 | 24600 | 93.18% | 2.04 | 0 | 10 |  |  |  |  | R-410A | 1.95 | Residential & Commercial | USHP | Ducted CEE Tier 1
212985355 | Central HP <5.4 tons | KEEPRITE | HRCU-A-CB (Split System: Heat Pump with Remote Outdoor Unit-Air-Source) | DLCURAH24ABK |  |  | EA*4X37L21A* | *92MSN1002120A* | 24200 | 17.5 | 8.5 | 25200 | 21600 | 85.71% | 1.82 | 0 | 10.5 |  |  |  |  | R-410A | 2.0167 | Residential & Commercial | USHP | Ducted CEE Tier 1
212984069 | Central HP <5.4 tons | KEEPRITE | HRCU-A-CB (Split System: Heat Pump with Remote Outdoor Unit-Air-Source) | DLCURAH24ABK |  |  | EA*4X36L17A* | *92MSN0601714A* | 23800 | 17 | 8.5 | 26200 | 23800 | 90.84% | 1.98 | 0 | 10 |  |  |  |  | R-410A | 1.9833 | Residential & Commercial | USHP | Ducted CEE Tier 1
216591388 | Central HP <5.4 tons | KENMORE | HRCU-A-CB (Split System: Heat Pump with Remote Outdoor Unit-Air-Source) | HH824E2S11 |  |  | CTU30B5XCS1+TXV | Z8ET080B12LMPS1 | 23000 | 18 | 9.5 | 23000 | 18400 | 80% | 2 | 0 | 12 |  |  |  |  | R-454B | 1.9167 | Residential & Commercial | USHP | Ducted CEE Tier 1
216591620 | Central HP <5.4 tons | KENMORE | HRCU-A-CB (Split System: Heat Pump with Remote Outdoor Unit-Air-Source) | HH824E2S11 |  |  | CTM30B5ACS1 | Z9ET060B12SMPS1 | 23000 | 18 | 9.5 | 23000 | 18500 | 80.43% | 2 | 0 | 11.7 |  |  |  |  | R-454B | 1.9167 | Residential & Commercial | USHP | Ducted CEE Tier 1
216591690 | Central HP <5.4 tons | KENMORE | HRCU-A-CB (Split System: Heat Pump with Remote Outdoor Unit-Air-Source) | HH836E2S11 |  |  | CTF36C5CDS1 | Z8ES100C16SMPS1 | 34400 | 18 | 8.5 | 31800 | 26000 | 81.76% | 2 | 0 | 11.7 |  |  |  |  | R-454B | 2.8667 | Residential & Commercial | USHP | Ducted CEE Tier 1
216591857 | Central HP <5.4 tons | KENMORE | HRCU-A-CB (Split System: Heat Pump with Remote Outdoor Unit-Air-Source) | HH836E2S11 |  |  | CTU48C5XFS1+JME12C2SN1+TXV | 0 | 34000 | 19 | 9 | 31400 | 25200 | 80.25% | 2 | 0 | 11.7 |  |  |  |  | R-454B | 2.8333 | Residential & Commercial | USHP | Ducted CEE Tier 1
216591891 | Central HP <5.4 tons | KENMORE | HRCU-A-CB (Split System: Heat Pump with Remote Outdoor Unit-Air-Source) | HH836E2S11 |  |  | CTM48C5CFS1+JME12C2SN1 | 0 | 34000 | 19 | 9 | 31400 | 25200 | 80.25% | 2 | 0 | 11.7 |  |  |  |  | R-454B | 2.8333 | Residential & Commercial | USHP | Ducted CEE Tier 1
216620773 | Central HP <5.4 tons | KENMORE | HRCU-A-CB (Split System: Heat Pump with Remote Outdoor Unit-Air-Source) | HH860E2S11 |  |  | CTF60C5CHS1 | Z9ES080C20SMPS1 | 53500 | 19 | 8.5 | 54000 | 39000 | 72.22% | 2 | 0 | 11 |  |  |  |  | R-454B | 4.4583 | Residential & Commercial | USHP | Ducted CEE Tier 1
216620798 | Central HP <5.4 tons | KENMORE | HRCU-A-CB (Split System: Heat Pump with Remote Outdoor Unit-Air-Source) | HH836E2S11 |  |  | CTF36C5CDS1 | Z9ES100C16SMPS1 | 34600 | 17 | 8.5 | 32800 | 27000 | 82.32% | 2 | 0 | 11 |  |  |  |  | R-454B | 2.8833 | Residential & Commercial | USHP | Ducted CEE Tier 1
211713205 | Central HP <5.4 tons | KEEPRITE | HRCU-A-CB (Split System: Heat Pump with Remote Outdoor Unit-Air-Source) | DLCURAH30ABK |  |  | EA*4X43L21A* | *96VTN0802120A* | 30400 | 15.2 | 8.1 | 33000 | 26200 | 79.39% | 1.84 | 0 | 9 |  |  |  |  | R-410A | 2.5333 | Residential & Commercial | USHP
212980538 | Central HP <5.4 tons | KEEPRITE | HRCU-A-CB (Split System: Heat Pump with Remote Outdoor Unit-Air-Source) | DLCURAH30ABK |  |  | EA*4X42L24A* | *80MS(N,L)0902120A* | 29600 | 15.2 | 8.1 | 33800 | 27600 | 81.66% | 1.78 | 0 | 9 |  |  |  |  | R-410A | 2.4667 | Residential & Commercial | USHP
212981708 | Central HP <5.4 tons | KEEPRITE | HRCU-A-CB (Split System: Heat Pump with Remote Outdoor Unit-Air-Source) | DLCURAH24ABK |  |  | EA*4X25L17A* | *80MSU1002120A* | 24400 | 17 | 8.5 | 25200 | 21600 | 85.71% | 1.8 | 0 | 10 |  |  |  |  | R-410A | 2.0333 | Residential & Commercial | USHP | Ducted CEE Tier 1
212980604 | Central HP <5.4 tons | KEEPRITE | HRCU-A-CB (Split System: Heat Pump with Remote Outdoor Unit-Air-Source) | DLCURAH24ABK |  |  | EN(A,D)4X36L21** | *80MS(N,L)0902120A* | 23600 | 17 | 8.5 | 26200 | 24400 | 93.13% | 2.04 | 0 | 10.5 |  |  |  |  | R-410A | 1.9667 | Residential & Commercial | USHP | Ducted CEE Tier 1
216591698 | Central HP <5.4 tons | KENMORE | HRCU-A-CB (Split System: Heat Pump with Remote Outdoor Unit-Air-Source) | HH836E2S11 |  |  | CTF36B5CDS1 | Z8ES080B12SMPS1 | 33200 | 18 | 8.5 | 30400 | 24800 | 81.58% | 2 | 0 | 11.7 |  |  |  |  | R-454B | 2.7667 | Residential & Commercial | USHP | Ducted CEE Tier 1
216591929 | Central HP <5.4 tons | KENMORE | HRCU-A-CB (Split System: Heat Pump with Remote Outdoor Unit-Air-Source) | HH836E2S11 |  |  | CTU36B5XDS1+TXV | Z9ET080B12SMPS1 | 33400 | 18 | 8.5 | 31400 | 24000 | 76.43% | 2 | 0 | 11 |  |  |  |  | R-454B | 2.7833 | Residential & Commercial | USHP | Ducted CEE Tier 1
216591447 | Central HP <5.4 tons | KENMORE | HRCU-A-CB (Split System: Heat Pump with Remote Outdoor Unit-Air-Source) | HH860E2S11 |  |  | CTU60C5XGS1+TXV | Z8ES080C20SMPS1 | 44000 | 18 | 9 | 44500 | 33400 | 75.06% | 2 | 0 | 12 |  |  |  |  | R-454B | 3.6667 | Residential & Commercial | USHP | Ducted CEE Tier 1
216591631 | Central HP <5.4 tons | KENMORE | HRCU-A-CB (Split System: Heat Pump with Remote Outdoor Unit-Air-Source) | HH860E2S11 |  |  | CTF60C5CGS1 | Z8ES100C20SMPS1 | 44500 | 18 | 9 | 44500 | 33400 | 75.06% | 2 | 0 | 12 |  |  |  |  | R-454B | 3.7083 | Residential & Commercial | USHP | Ducted CEE Tier 1
214097574 | Central HP <5.4 tons | RUSSELL | HRCU-A-CB (Split System: Heat Pump with Remote Outdoor Unit-Air-Source) | RD17AZ48AJ3N |  |  | TCFZ6024SEANM | S921V0705A21M4S | 45500 | 16 | 8.1 | 45500 | 40500 | 89.01% | 2.1 | 0 | 10 |  |  |  |  | R-410A | 3.7917 | Residential & Commercial | USHP | Ducted CEE Tier 1
214097559 | Central HP <5.4 tons | RUSSELL | HRCU-A-CB (Split System: Heat Pump with Remote Outdoor Unit-Air-Source) | RD17AZ48AJ3N |  |  | TCFZ6024SEANM | S951V1155A24M4S | 45500 | 17 | 8.1 | 45500 | 40000 | 87.91% | 2.1 | 0 | 10 |  |  |  |  | R-410A | 3.7917 | Residential & Commercial | USHP | Ducted CEE Tier 1
214097618 | Central HP <5.4 tons | RUSSELL | HRCU-A-CB (Split System: Heat Pump with Remote Outdoor Unit-Air-Source) | RD17AZ48AJ3N |  |  | TCFZ6024SEANM | S801V1005A21UHS | 45500 | 17 | 8.1 | 45500 | 40000 | 87.91% | 2.1 | 0 | 10 |  |  |  |  | R-410A | 3.7917 | Residential & Commercial | USHP | Ducted CEE Tier 1
214097598 | Central HP <5.4 tons | RUSSELL | HRCU-A-CB (Split System: Heat Pump with Remote Outdoor Unit-Air-Source) | RD17AZ48AJ3N |  |  | TCFZ6024SEANM | S802V1005A21UHN | 45500 | 17 | 8.1 | 45500 | 40000 | 87.91% | 2.1 | 0 | 10 |  |  |  |  | R-410A | 3.7917 | Residential & Commercial | USHP | Ducted CEE Tier 1
216591905 | Central HP <5.4 tons | KENMORE | HRCU-A-CB (Split System: Heat Pump with Remote Outdoor Unit-Air-Source) | HH836E2S11 |  |  | CTF48C5CFS1 | Z8ES080C20SMPS1 | 34200 | 19 | 9 | 32000 | 25400 | 79.38% | 2 | 0 | 11 |  |  |  |  | R-454B | 2.85 | Residential & Commercial | USHP | Ducted CEE Tier 1
216591721 | Central HP <5.4 tons | KENMORE | HRCU-A-CB (Split System: Heat Pump with Remote Outdoor Unit-Air-Source) | HH824E2S11 |  |  | CTM30B5ACS1 | Z8ES080B12SMPS1 | 23000 | 18 | 9.5 | 23000 | 19100 | 83.04% | 2 | 0 | 12 |  |  |  |  | R-454B | 1.9167 | Residential & Commercial | USHP | Ducted CEE Tier 1
216591821 | Central HP <5.4 tons | KENMORE | HRCU-A-CB (Split System: Heat Pump with Remote Outdoor Unit-Air-Source) | HH824E2S11 |  |  | CTF36B5ADS1+JME12B2SN1 | 0 | 23000 | 19 | 9.5 | 23000 | 18500 | 80.43% | 2 | 0 | 12 |  |  |  |  | R-454B | 1.9167 | Residential & Commercial | USHP | Ducted CEE Tier 1
216591921 | Central HP <5.4 tons | KENMORE | HRCU-A-CB (Split System: Heat Pump with Remote Outdoor Unit-Air-Source) | HH836E2S11 |  |  | CTF48C5CFS1 | Z9ET100C16SMPS1 | 33400 | 19 | 9.5 | 31400 | 23800 | 75.8% | 2 | 0 | 11 |  |  |  |  | R-454B | 2.7833 | Residential & Commercial | USHP | Ducted CEE Tier 1
216591922 | Central HP <5.4 tons | KENMORE | HRCU-A-CB (Split System: Heat Pump with Remote Outdoor Unit-Air-Source) | HH836E2S11 |  |  | CTU48C5XFS1+TXV | Z9ET100C16SMPS1 | 33400 | 19 | 9.5 | 31400 | 23800 | 75.8% | 2 | 0 | 11 |  |  |  |  | R-454B | 2.7833 | Residential & Commercial | USHP | Ducted CEE Tier 1
206773373 | Central HP <5.4 tons | TEMPSTAR | HRCU-A-CB (Split System: Heat Pump with Remote Outdoor Unit-Air-Source) | TVH837GKA2* |  |  | EHD4X48AAL+WALLCON | *80CSU0601716A* | 32600 | 16.5 | 8.1 | 33200 | 25000 | 75.3% | 1.96 | 11.5 | 11 |  |  |  |  | R-410A | 2.7167 | Residential & Commercial | USHP | Ducted CEE Tier 1
214097611 | Central HP <5.4 tons | RUSSELL | HRCU-A-CB (Split System: Heat Pump with Remote Outdoor Unit-Air-Source) | RD17AZ48AJ3N |  |  | TCFZ6024SEANM | S801V1505A24UH | 45500 | 17 | 8.1 | 45500 | 40000 | 87.91% | 2.1 | 0 | 10 |  |  |  |  | R-410A | 3.7917 | Residential & Commercial | USHP | Ducted CEE Tier 1
210692496 | Central HP <5.4 tons | AMANA | HRCU-A-CB (Split System: Heat Pump with Remote Outdoor Unit-Air-Source) | ASZV903610A* |  |  | CA*F3137*6A*+MBVC1201**-1A*+TXV | 0 | 34000 | 18.5 | 8.2 | 34000 | 24400 | 71.76% | 1.8 | 0 | 12 |  |  |  |  | R-410A | 2.8333 | Residential & Commercial | USHP | Ducted CEE Tier 1
215683894 | Central HP <5.4 tons | BRYANT HEATING AND COOLING SYSTEMS | HRCU-A-CB (Split System: Heat Pump with Remote Outdoor Unit-Air-Source) | 290VAN036**AA* |  |  | CAA**3721AM*+UI | 83*CA48060C17*** | 34400 | 18 | 9 | 35400 | 25200 | 71.19% | 1.9 | 0 | 9.5 |  |  |  |  | R-454B | 2.8667 | Residential & Commercial | USHP
215684010 | Central HP <5.4 tons | BRYANT HEATING AND COOLING SYSTEMS | HRCU-A-CB (Split System: Heat Pump with Remote Outdoor Unit-Air-Source) | 290VAN036**AA* |  |  | CSAH*3612AM*+UI | 83*CA48060C17*** | 33600 | 16.5 | 8.5 | 35800 | 25600 | 71.51% | 1.76 | 0 | 9.5 |  |  |  |  | R-454B | 2.8 | Residential & Commercial | USHP
216675395 | Central HP <5.4 tons | DAY & NIGHT | HRCU-A-CB (Split System: Heat Pump with Remote Outdoor Unit-Air-Source) | D5CURAH24AAK |  |  | EA*5X30M17A* | *80CSU0401712A* | 24200 | 15.2 | 8.5 | 24400 | 19500 | 79.92% | 1.92 | 0 | 10 |  |  |  |  | R-454B | 2.0167 | Residential & Commercial | USHP | Ducted CEE Tier 1
212940800 | Central HP <5.4 tons | CENTURY | HRCU-A-CB (Split System: Heat Pump with Remote Outdoor Unit-Air-Source) | A-VCD18SA-1 |  |  | B-VCD18SA-1 | 0 | 18000 | 18 | 9.3 | 19000 | 16500 | 86.84% | 2.04 | 12.5 | 12.4 |  |  |  |  | R-410A | 1.5 | Residential & Commercial | USHP | Ducted CEE Tier 1
216726258 | Central HP <5.4 tons | KENMORE | HRCU-A-CB (Split System: Heat Pump with Remote Outdoor Unit-Air-Source) | HH836E2S11 |  |  | CTM36B5CDS1 | Z9ES080B12SMPS1 | 33400 | 18 | 8.5 | 31200 | 25600 | 82.05% | 2 | 0 | 11 |  |  |  |  | R-454B | 2.7833 | Residential & Commercial | USHP | Ducted CEE Tier 1
214606567 | Central HP <5.4 tons | COLEMAN | HRCU-A-C (Split System: Heat Pump with Remote Outdoor Unit with No Indoor Fan --Air Source) | HH860E2S11 |  |  | CTM60C5CHS1 | 0 | 54000 | 15.2 | 8.1 | 55000 | 40000 | 72.73% | 2 | 0 | 11 |  |  |  |  | R-454B | 4.5 | Residential & Commercial | USHP | Ducted CEE Tier 1
216726256 | Central HP <5.4 tons | KENMORE | HRCU-A-CB (Split System: Heat Pump with Remote Outdoor Unit-Air-Source) | HH860E2S11 |  |  | CTF60C5CGS1 | Z9ES100C16SMPS1 | 45500 | 18 | 9 | 46500 | 34200 | 73.55% | 2 | 0 | 11 |  |  |  |  | R-454B | 3.7917 | Residential & Commercial | USHP | Ducted CEE Tier 1
216726257 | Central HP <5.4 tons | KENMORE | HRCU-A-CB (Split System: Heat Pump with Remote Outdoor Unit-Air-Source) | HH860E2S11 |  |  | CTU60C5XGS1+TXV | Z9ES100C16SMPS1 | 45500 | 18 | 9 | 46500 | 34200 | 73.55% | 2 | 0 | 11 |  |  |  |  | R-454B | 3.7917 | Residential & Commercial | USHP | Ducted CEE Tier 1
216591623 | Central HP <5.4 tons | KENMORE | HRCU-A-CB (Split System: Heat Pump with Remote Outdoor Unit-Air-Source) | HH860E2S11 |  |  | CTF60D5CGS1 | Z9ET120D20SMPS1 | 44500 | 17 | 9 | 45000 | 32600 | 72.44% | 2 | 0 | 11.7 |  |  |  |  | R-454B | 3.7083 | Residential & Commercial | USHP | Ducted CEE Tier 1
216591589 | Central HP <5.4 tons | KENMORE | HRCU-A-CB (Split System: Heat Pump with Remote Outdoor Unit-Air-Source) | HH824E2S11 |  |  | CTF36B5ADS1 | Z8ES080B12SMPS1 | 23000 | 19 | 9.5 | 23000 | 18600 | 80.87% | 2 | 0 | 12 |  |  |  |  | R-454B | 1.9167 | Residential & Commercial | USHP | Ducted CEE Tier 1
216591655 | Central HP <5.4 tons | KENMORE | HRCU-A-CB (Split System: Heat Pump with Remote Outdoor Unit-Air-Source) | HH824E2S11 |  |  | CTF30B5ACS1+JME08B2SN1 | 0 | 23000 | 19 | 9.5 | 23000 | 18500 | 80.43% | 2 | 0 | 12 |  |  |  |  | R-454B | 1.9167 | Residential & Commercial | USHP | Ducted CEE Tier 1
215735326 | Central HP <5.4 tons | SENVILLE | HRCU-A-CB (Split System: Heat Pump with Remote Outdoor Unit-Air-Source) | SENDC-24HF-OG |  |  | SENDC-24HF-IG | 0 | 23000 | 18.3 | 10 | 24000 | 21600 | 90% | 1.87 | 0 | 11.7 |  |  |  |  | R-454B | 1.9167 | Residential & Commercial | USHP | Ducted CEE Tier 1
216010747 | Central HP <5.4 tons | FRASER-JOHNSTON | HRCU-A-CB (Split System: Heat Pump with Remote Outdoor Unit-Air-Source) | HH824E2S11 |  |  | CTM36B5ADS1+JME08B2SN1 | 0 | 23000 | 19 | 9.5 | 23000 | 18000 | 78.26% | 2 | 0 | 12 |  |  |  |  | R-454B | 1.9167 | Residential & Commercial | USHP | Ducted CEE Tier 1
214097589 | Central HP <5.4 tons | RUSSELL | HRCU-A-CB (Split System: Heat Pump with Remote Outdoor Unit-Air-Source) | RD17AZ48AJ3N |  |  | TCFZ6024SEANM | S802V1505A24UHN | 45500 | 17 | 8.1 | 45500 | 40000 | 87.91% | 2.1 | 0 | 10 |  |  |  |  | R-410A | 3.7917 | Residential & Commercial | USHP | Ducted CEE Tier 1
212979409 | Central HP <5.4 tons | KEEPRITE | HRCU-A-CB (Split System: Heat Pump with Remote Outdoor Unit-Air-Source) | DLCURAH36ABK |  |  | EA*4X48L21A* | *80MS(N,L)0702116A* | 35400 | 16.5 | 8.1 | 37800 | 34600 | 91.53% | 2 | 0 | 10 |  |  |  |  | R-410A | 2.95 | Residential & Commercial | USHP | Ducted CEE Tier 1
213774482 | Central HP <5.4 tons | KEEPRITE | HRCU-A-CB (Split System: Heat Pump with Remote Outdoor Unit-Air-Source) | CVH825GKA3* |  |  | EHD4X42AAL+WALLCON | *97CMN0801714B* | 24000 | 16 | 8.1 | 21400 | 16600 | 77.57% | 1.98 | 0 | 10.5 |  |  |  |  | R-410A | 2 | Residential & Commercial | USHP | Ducted CEE Tier 1
216591366 | Central HP <5.4 tons | KENMORE | HRCU-A-CB (Split System: Heat Pump with Remote Outdoor Unit-Air-Source) | HH860E2S11 |  |  | CTM60C5CGS1 | Z9ET080C16SMPS1 | 44000 | 18 | 9 | 45000 | 32800 | 72.89% | 2 | 0 | 11 |  |  |  |  | R-454B | 3.6667 | Residential & Commercial | USHP | Ducted CEE Tier 1
216591502 | Central HP <5.4 tons | KENMORE | HRCU-A-CB (Split System: Heat Pump with Remote Outdoor Unit-Air-Source) | HH860E2S11 |  |  | CTM60C5CGS1 | Z8ES120C16SMPS1 | 44000 | 18 | 9 | 44000 | 33000 | 75% | 2 | 0 | 12 |  |  |  |  | R-454B | 3.6667 | Residential & Commercial | USHP | Ducted CEE Tier 1
212980906 | Central HP <5.4 tons | KEEPRITE | HRCU-A-CB (Split System: Heat Pump with Remote Outdoor Unit-Air-Source) | DLCURAH30ABK |  |  | EA*4X36L21A* | *80MS(N,L)1102120A* | 30200 | 15.2 | 8.1 | 34400 | 27800 | 80.81% | 1.8 | 0 | 9 |  |  |  |  | R-410A | 2.5167 | Residential & Commercial | USHP
214066604 | Central HP <5.4 tons | RUSSELL | HRCU-A-CB (Split System: Heat Pump with Remote Outdoor Unit-Air-Source) | RD17AZ36AJ3N |  |  | TCFZ3621MTANM | S97MV0855A21DHS | 34200 | 18 | 8.1 | 34200 | 29400 | 85.96% | 1.9 | 0 | 10 |  |  |  |  | R-410A | 2.85 | Residential & Commercial | USHP | Ducted CEE Tier 1
214075558 | Central HP <5.4 tons | RUSSELL | HRCU-A-CB (Split System: Heat Pump with Remote Outdoor Unit-Air-Source) | RD17AZ24AJ3N |  |  | TCFZ2417MTANM | S921V0403A17M4S | 22600 | 17 | 9.5 | 22600 | 16900 | 74.78% | 2 | 0 | 11.2 |  |  |  |  | R-410A | 1.8833 | Residential & Commercial | USHP | Ducted CEE Tier 1
216635375 | Central HP <5.4 tons | ACIQ | HRCU-A-CB (Split System: Heat Pump with Remote Outdoor Unit-Air-Source) | H5H3V36*K*AAA* |  |  | EA*5X61M24A*+WALLCON | *97CMN1202422B* | 34400 | 20.5 | 9.5 | 34400 | 26000 | 75.58% | 2.06 | 0 | 12 |  |  |  |  | R-454B | 2.8667 | Residential & Commercial | USHP | Ducted CEE Tier 1
216591871 | Central HP <5.4 tons | KENMORE | HRCU-A-CB (Split System: Heat Pump with Remote Outdoor Unit-Air-Source) | HH836E2S11 |  |  | CTU36B5XDS1+JME12B2SN1+TXV | 0 | 33400 | 19 | 9 | 30400 | 24800 | 81.58% | 2 | 0 | 12 |  |  |  |  | R-454B | 2.7833 | Residential & Commercial | USHP | Ducted CEE Tier 1
216591904 | Central HP <5.4 tons | KENMORE | HRCU-A-CB (Split System: Heat Pump with Remote Outdoor Unit-Air-Source) | HH836E2S11 |  |  | CTM48C5CFS1 | Z8ES100C16SMPS1 | 34000 | 19 | 9 | 31600 | 25200 | 79.75% | 2 | 0 | 11 |  |  |  |  | R-454B | 2.8333 | Residential & Commercial | USHP | Ducted CEE Tier 1
216591788 | Central HP <5.4 tons | KENMORE | HRCU-A-CB (Split System: Heat Pump with Remote Outdoor Unit-Air-Source) | HH824E2S11 |  |  | CTF36B5ADS1 | Z9ET080B12SMPS1 | 23000 | 18 | 9.5 | 23000 | 17500 | 76.09% | 2 | 0 | 12 |  |  |  |  | R-454B | 1.9167 | Residential & Commercial | USHP | Ducted CEE Tier 1
216591807 | Central HP <5.4 tons | KENMORE | HRCU-A-CB (Split System: Heat Pump with Remote Outdoor Unit-Air-Source) | HH824E2S11 |  |  | CTM30B5ACS1+JME12B2SN1 | 0 | 23000 | 19 | 9.5 | 23000 | 18600 | 80.87% | 2 | 0 | 12 |  |  |  |  | R-454B | 1.9167 | Residential & Commercial | USHP | Ducted CEE Tier 1
212384324 | Central HP <5.4 tons | CARRIER | HRCU-A-CB (Split System: Heat Pump with Remote Outdoor Unit-Air-Source) | 38MURAQ36AB3* |  |  | CNPV*4217AL* | 59SC2D080E17**16 | 35600 | 16 | 8.1 | 39000 | 35000 | 89.74% | 1.96 | 0 | 10 |  |  |  |  | R-410A | 2.9667 | Residential & Commercial | USHP | Ducted CEE Tier 1
214097579 | Central HP <5.4 tons | RUSSELL | HRCU-A-CB (Split System: Heat Pump with Remote Outdoor Unit-Air-Source) | RD17AZ48AJ3N |  |  | TCFZ6024SEANM | S802VA125524M | 45500 | 17 | 8.1 | 45500 | 40000 | 87.91% | 2.1 | 0 | 10 |  |  |  |  | R-410A | 3.7917 | Residential & Commercial | USHP | Ducted CEE Tier 1
214097544 | Central HP <5.4 tons | RUSSELL | HRCU-A-CB (Split System: Heat Pump with Remote Outdoor Unit-Air-Source) | RD17AZ48AJ3N |  |  | TCFZ6024SEANM | S97MV1155A24DHS | 45500 | 17 | 8.1 | 45500 | 40500 | 89.01% | 2.1 | 0 | 10 |  |  |  |  | R-410A | 3.7917 | Residential & Commercial | USHP | Ducted CEE Tier 1
214280281 | Central HP <5.4 tons | BRYANT HEATING AND COOLING SYSTEMS | HRCU-A-CB (Split System: Heat Pump with Remote Outdoor Unit-Air-Source) | 38MURAQ36AB3* |  |  | CAP**4221AL* | 916SA48060M17*** | 35200 | 15.5 | 8.5 | 38500 | 35200 | 91.43% | 1.88 | 0 | 9.5 |  |  |  |  | R-410A | 2.9333 | Residential & Commercial | USHP
216620771 | Central HP <5.4 tons | KENMORE | HRCU-A-CB (Split System: Heat Pump with Remote Outdoor Unit-Air-Source) | HH824E2S11 |  |  | CTF36B5ADS1 | Z9ES060B12SMPS1 | 23000 | 17 | 9.5 | 23000 | 18700 | 81.3% | 2 | 0 | 12 |  |  |  |  | R-454B | 1.9167 | Residential & Commercial | USHP | Ducted CEE Tier 1
212985295 | Central HP <5.4 tons | KEEPRITE | HRCU-A-CB (Split System: Heat Pump with Remote Outdoor Unit-Air-Source) | DLCURAH30ABK |  |  | EA*4X42L24A* | *92MSN1002120A* | 30200 | 15.2 | 8.1 | 34200 | 27400 | 80.12% | 1.8 | 0 | 9 |  |  |  |  | R-410A | 2.5167 | Residential & Commercial | USHP
212984141 | Central HP <5.4 tons | KEEPRITE | HRCU-A-CB (Split System: Heat Pump with Remote Outdoor Unit-Air-Source) | DLCURAH24ABK |  |  | EN(A,D,W)4X36L17** | *92MSN0601714A* | 23600 | 17 | 8.5 | 26400 | 24400 | 92.42% | 2.02 | 0 | 10.5 |  |  |  |  | R-410A | 1.9667 | Residential & Commercial | USHP | Ducted CEE Tier 1
212983137 | Central HP <5.4 tons | KEEPRITE | HRCU-A-CB (Split System: Heat Pump with Remote Outdoor Unit-Air-Source) | DLCURAH24ABK |  |  | EA*4X24L17A* | *92MSN0401712A* | 23200 | 15.5 | 8.5 | 27000 | 26600 | 98.52% | 2.24 | 0 | 9.5 |  |  |  |  | R-410A | 1.9333 | Residential & Commercial | USHP
212984489 | Central HP <5.4 tons | KEEPRITE | HRCU-A-CB (Split System: Heat Pump with Remote Outdoor Unit-Air-Source) | DLCURAH30ABK |  |  | EA*4X42L21A* | *92MSN0801716A* | 29800 | 15.2 | 8.1 | 34000 | 27600 | 81.18% | 1.8 | 0 | 9 |  |  |  |  | R-410A | 2.4833 | Residential & Commercial | USHP
212982944 | Central HP <5.4 tons | KEEPRITE | HRCU-A-CB (Split System: Heat Pump with Remote Outdoor Unit-Air-Source) | DLCURAH30ABK |  |  | EA*4X37L21A* | *80MSU0802120A* | 30600 | 15.2 | 8.1 | 33400 | 26200 | 78.44% | 1.86 | 0 | 9 |  |  |  |  | R-410A | 2.55 | Residential & Commercial | USHP
216620816 | Central HP <5.4 tons | KENMORE | HRCU-A-CB (Split System: Heat Pump with Remote Outdoor Unit-Air-Source) | HH824E2S11 |  |  | CTM36B5ADS1 | Z9ES060B12SMPS1 | 23000 | 17 | 9.5 | 23000 | 18600 | 80.87% | 2 | 0 | 12 |  |  |  |  | R-454B | 1.9167 | Residential & Commercial | USHP | Ducted CEE Tier 1
216635376 | Central HP <5.4 tons | ACIQ | HRCU-A-CB (Split System: Heat Pump with Remote Outdoor Unit-Air-Source) | H5H3V36*K*AAA* |  |  | EA*5X61M24A*+WALLCON | *96CTN1002122B* | 34400 | 20.5 | 9.5 | 34200 | 26000 | 76.02% | 2.08 | 0 | 12 |  |  |  |  | R-454B | 2.8667 | Residential & Commercial | USHP | Ducted CEE Tier 1
216635377 | Central HP <5.4 tons | ACIQ | HRCU-A-CB (Split System: Heat Pump with Remote Outdoor Unit-Air-Source) | H5H3V36*K*AAA* |  |  | EA*5X61M24A*+WALLCON | *96CTN1202422B* | 34400 | 20.5 | 9.5 | 34200 | 26000 | 76.02% | 2.08 | 0 | 12 |  |  |  |  | R-454B | 2.8667 | Residential & Commercial | USHP | Ducted CEE Tier 1
214229196 | Central HP <5.4 tons | KEEPRITE | HRCU-A-CB (Split System: Heat Pump with Remote Outdoor Unit-Air-Source) | DLCURAH24ABK |  |  | EN(A,D)4X30L17** | *80MSU0601716A* | 23600 | 17 | 8.5 | 25600 | 24000 | 93.75% | 2 | 0 | 10.5 |  |  |  |  | R-410A | 1.9667 | Residential & Commercial | USHP | Ducted CEE Tier 1
216635240 | Central HP <5.4 tons | ACIQ | HRCU-A-CB (Split System: Heat Pump with Remote Outdoor Unit-Air-Source) | H5H3V60*K*AAA* |  |  | EA*5X60M24A*+WALLCON | *95CSU1002122B* | 56000 | 18.5 | 8.5 | 60500 | 45500 | 75.21% | 2.08 | 0 | 11.5 |  |  |  |  | R-454B | 4.6667 | Residential & Commercial | USHP | Ducted CEE Tier 1
216635241 | Central HP <5.4 tons | ACIQ | HRCU-A-CB (Split System: Heat Pump with Remote Outdoor Unit-Air-Source) | H5H3V60*K*AAA* |  |  | EA*5X60M24A*+WALLCON | *97CMN0602120B* | 55000 | 17.5 | 8.1 | 61000 | 47000 | 77.05% | 1.95 | 0 | 10.5 |  |  |  |  | R-454B | 4.5833 | Residential & Commercial | USHP | Ducted CEE Tier 1
216635257 | Central HP <5.4 tons | ACIQ | HRCU-A-CB (Split System: Heat Pump with Remote Outdoor Unit-Air-Source) | H5H3V60*K*AAA* |  |  | EA*5X61M24A*+WALLCON | *97CMN1002122B* | 57000 | 18.5 | 8.5 | 60500 | 46500 | 76.86% | 2.02 | 0 | 11.5 |  |  |  |  | R-454B | 4.75 | Residential & Commercial | USHP | Ducted CEE Tier 1
216635391 | Central HP <5.4 tons | ACIQ | HRCU-A-CB (Split System: Heat Pump with Remote Outdoor Unit-Air-Source) | H5H3V36*K*AAA* |  |  | ESH5X36M12A*+WALLCON | *80CTL0901716B* | 33200 | 19 | 9 | 35000 | 26800 | 76.57% | 1.92 | 0 | 11 |  |  |  |  | R-454B | 2.7667 | Residential & Commercial | USHP | Ducted CEE Tier 1
216591243 | Central HP <5.4 tons | KENMORE | HRCU-A-CB (Split System: Heat Pump with Remote Outdoor Unit-Air-Source) | HH824E2S11 |  |  | CTF36B5ADS1 | Z8ET080B12LMPS1 | 23000 | 19 | 9.5 | 23000 | 18600 | 80.87% | 2 | 0 | 12 |  |  |  |  | R-454B | 1.9167 | Residential & Commercial | USHP | Ducted CEE Tier 1
216726270 | Central HP <5.4 tons | KENMORE | HRCU-A-CB (Split System: Heat Pump with Remote Outdoor Unit-Air-Source) | HH836E2S11 |  |  | CTM36C5CDS1 | Z9ES080C20SMPS1 | 34200 | 18 | 8.5 | 32200 | 26400 | 81.99% | 2 | 0 | 11 |  |  |  |  | R-454B | 2.85 | Residential & Commercial | USHP | Ducted CEE Tier 1
216591761 | Central HP <5.4 tons | KENMORE | HRCU-A-CB (Split System: Heat Pump with Remote Outdoor Unit-Air-Source) | HH836E2S11 |  |  | CTM48C5CFS1 | Z9ET100C16SMPS1 | 32400 | 19 | 9.5 | 30200 | 23400 | 77.48% | 2 | 0 | 11 |  |  |  |  | R-454B | 2.7 | Residential & Commercial | USHP | Ducted CEE Tier 1
216591509 | Central HP <5.4 tons | KENMORE | HRCU-A-CB (Split System: Heat Pump with Remote Outdoor Unit-Air-Source) | HH824E2S11 |  |  | JHE30B5AD2SS1 | 0 | 23000 | 19 | 9 | 22800 | 17400 | 76.32% | 2 | 0 | 12 |  |  |  |  | R-454B | 1.9167 | Residential & Commercial | USHP | Ducted CEE Tier 1
216591852 | Central HP <5.4 tons | KENMORE | HRCU-A-CB (Split System: Heat Pump with Remote Outdoor Unit-Air-Source) | HH824E2S11 |  |  | CTF30B5ACS1 | Z9ET060B12SMPS1 | 23000 | 18 | 9.5 | 23000 | 18500 | 80.43% | 2 | 0 | 11.7 |  |  |  |  | R-454B | 1.9167 | Residential & Commercial | USHP | Ducted CEE Tier 1
216591836 | Central HP <5.4 tons | KENMORE | HRCU-A-CB (Split System: Heat Pump with Remote Outdoor Unit-Air-Source) | HH836E2S11 |  |  | CTU36B5XDS1+TXV | Z8ET080B12LMPS1 | 33200 | 19 | 9 | 30400 | 24800 | 81.58% | 2 | 0 | 11.7 |  |  |  |  | R-454B | 2.7667 | Residential & Commercial | USHP | Ducted CEE Tier 1
216591861 | Central HP <5.4 tons | KENMORE | HRCU-A-CB (Split System: Heat Pump with Remote Outdoor Unit-Air-Source) | HH836E2S11 |  |  | CTF36C5CDS1+JME12C2SN1 | 0 | 33600 | 19 | 9 | 30600 | 24800 | 81.05% | 2 | 0 | 12 |  |  |  |  | R-454B | 2.8 | Residential & Commercial | USHP | Ducted CEE Tier 1
216635407 | Central HP <5.4 tons | ACIQ | HRCU-A-CB (Split System: Heat Pump with Remote Outdoor Unit-Air-Source) | H5H3V36*K*AAA* |  |  | ESH5X36M12A*+WALLCON | *96CTN1002122B* | 33400 | 19 | 9 | 34800 | 26600 | 76.44% | 1.92 | 0 | 11 |  |  |  |  | R-454B | 2.7833 | Residential & Commercial | USHP | Ducted CEE Tier 1
216635427 | Central HP <5.4 tons | ACIQ | HRCU-A-CB (Split System: Heat Pump with Remote Outdoor Unit-Air-Source) | H5H3V36*K*AAA* |  |  | ESH5X42M12A*+WALLCON | *96CTN0401410B* | 32000 | 17 | 9 | 33800 | 26000 | 76.92% | 1.96 | 0 | 10.5 |  |  |  |  | R-454B | 2.6667 | Residential & Commercial | USHP | Ducted CEE Tier 1
216635460 | Central HP <5.4 tons | ACIQ | HRCU-A-CB (Split System: Heat Pump with Remote Outdoor Unit-Air-Source) | H5H3V36*K*AAA* |  |  | ESH5X60M12A*+WALLCON | *80CTL0901716B* | 34200 | 19.5 | 9 | 34400 | 26200 | 76.16% | 1.94 | 0 | 11.7 |  |  |  |  | R-454B | 2.85 | Residential & Commercial | USHP | Ducted CEE Tier 1
214097538 | Central HP <5.4 tons | RUSSELL | HRCU-A-CB (Split System: Heat Pump with Remote Outdoor Unit-Air-Source) | RD17AZ48AJ3N |  |  | TCFZ6024SEANM | S98MV1155A24UPS | 45500 | 17 | 8.1 | 45500 | 40500 | 89.01% | 2.1 | 0 | 10 |  |  |  |  | R-410A | 3.7917 | Residential & Commercial | USHP | Ducted CEE Tier 1
214097572 | Central HP <5.4 tons | RUSSELL | HRCU-A-CB (Split System: Heat Pump with Remote Outdoor Unit-Air-Source) | RD17AZ48AJ3N |  |  | TCFZ6024SEANM | S921V0855A21M4S | 45500 | 16 | 8.1 | 45500 | 40500 | 89.01% | 2.1 | 0 | 10 |  |  |  |  | R-410A | 3.7917 | Residential & Commercial | USHP | Ducted CEE Tier 1
214097585 | Central HP <5.4 tons | RUSSELL | HRCU-A-CB (Split System: Heat Pump with Remote Outdoor Unit-Air-Source) | RD17AZ48AJ3N |  |  | TCFZ6024SEANM | S802VA075421M | 45500 | 16 | 8.1 | 45500 | 40500 | 89.01% | 2.1 | 0 | 10 |  |  |  |  | R-410A | 3.7917 | Residential & Commercial | USHP | Ducted CEE Tier 1
214097602 | Central HP <5.4 tons | RUSSELL | HRCU-A-CB (Split System: Heat Pump with Remote Outdoor Unit-Air-Source) | RD17AZ48AJ3N |  |  | TCFZ6024SEANM | S802V0755A21UHS | 45500 | 17 | 8.1 | 45500 | 40000 | 87.91% | 2.1 | 0 | 10 |  |  |  |  | R-410A | 3.7917 | Residential & Commercial | USHP | Ducted CEE Tier 1
216635276 | Central HP <5.4 tons | ACIQ | HRCU-A-CB (Split System: Heat Pump with Remote Outdoor Unit-Air-Source) | H5H3V36*K*AAA* |  |  | EA*5X24M17A*+WALLCON | *96CTN0401410B* | 30600 | 17 | 9 | 34800 | 26800 | 77.01% | 1.9 | 0 | 10 |  |  |  |  | R-454B | 2.55 | Residential & Commercial | USHP | Ducted CEE Tier 1
214097609 | Central HP <5.4 tons | RUSSELL | HRCU-A-CB (Split System: Heat Pump with Remote Outdoor Unit-Air-Source) | RD17AZ48AJ3N |  |  | TCFZ6024SEANM | S801VA100521M | 45500 | 16 | 8.1 | 45500 | 40500 | 89.01% | 2.1 | 0 | 10 |  |  |  |  | R-410A | 3.7917 | Residential & Commercial | USHP | Ducted CEE Tier 1
216620839 | Central HP <5.4 tons | KENMORE | HRCU-A-CB (Split System: Heat Pump with Remote Outdoor Unit-Air-Source) | HH860E2S11 |  |  | CTF60D5CJS1 | Z9ES120D20SMPS1 | 53000 | 18 | 9 | 54500 | 39500 | 72.48% | 2 | 0 | 11 |  |  |  |  | R-454B | 4.4167 | Residential & Commercial | USHP | Ducted CEE Tier 1
216726247 | Central HP <5.4 tons | KENMORE | HRCU-A-CB (Split System: Heat Pump with Remote Outdoor Unit-Air-Source) | HH860E2S11 |  |  | JSE48D5CG2SS1 | 0 | 44000 | 18 | 8.5 | 43500 | 33000 | 75.86% | 2 | 0 | 12 |  |  |  |  | R-454B | 3.6667 | Residential & Commercial | USHP | Ducted CEE Tier 1
213779462 | Central HP <5.4 tons | KEEPRITE | HRCU-A-CB (Split System: Heat Pump with Remote Outdoor Unit-Air-Source) | CVH837GKA** |  |  | EA*4X48L21A*+WALLCON | *96CTN0601714B* | 32200 | 17 | 8.1 | 32600 | 25200 | 77.3% | 1.94 | 0 | 11 |  |  |  |  | R-410A | 2.6833 | Residential & Commercial | USHP | Ducted CEE Tier 1
213779242 | Central HP <5.4 tons | KEEPRITE | HRCU-A-CB (Split System: Heat Pump with Remote Outdoor Unit-Air-Source) | CVH837GKA** |  |  | EA*4X42L24A*+WALLCON | *96CTN1202422B* | 31800 | 17 | 8.1 | 33000 | 24200 | 73.33% | 1.88 | 0 | 11 |  |  |  |  | R-410A | 2.65 | Residential & Commercial | USHP | Ducted CEE Tier 1
216591737 | Central HP <5.4 tons | KENMORE | HRCU-A-CB (Split System: Heat Pump with Remote Outdoor Unit-Air-Source) | HH860E2S11 |  |  | CTM60C5CGS1 | Z8ES080C20SMPS1 | 44000 | 18 | 9 | 44500 | 33400 | 75.06% | 2 | 0 | 12 |  |  |  |  | R-454B | 3.6667 | Residential & Commercial | USHP | Ducted CEE Tier 1
216591253 | Central HP <5.4 tons | KENMORE | HRCU-A-CB (Split System: Heat Pump with Remote Outdoor Unit-Air-Source) | HH860E2S11 |  |  | CTF60D5CHS1 | Z9ET120D20SMPS1 | 54000 | 19 | 9 | 55000 | 40000 | 72.73% | 2 | 0 | 11 |  |  |  |  | R-454B | 4.5 | Residential & Commercial | USHP | Ducted CEE Tier 1
216591323 | Central HP <5.4 tons | KENMORE | HRCU-A-CB (Split System: Heat Pump with Remote Outdoor Unit-Air-Source) | HH860E2S11 |  |  | CTM60D5CHS1 | Z8ES130D20SMPS1 | 54000 | 19 | 9 | 54500 | 38500 | 70.64% | 2 | 0 | 12 |  |  |  |  | R-454B | 4.5 | Residential & Commercial | USHP | Ducted CEE Tier 1
216591537 | Central HP <5.4 tons | KENMORE | HRCU-A-CB (Split System: Heat Pump with Remote Outdoor Unit-Air-Source) | HH860E2S11 |  |  | JHC48D5CG2SS1 | 0 | 44000 | 18 | 8.5 | 43500 | 33000 | 75.86% | 2 | 0 | 12 |  |  |  |  | R-454B | 3.6667 | Residential & Commercial | USHP | Ducted CEE Tier 1
216635293 | Central HP <5.4 tons | ACIQ | HRCU-A-CB (Split System: Heat Pump with Remote Outdoor Unit-Air-Source) | H5H3V36*K*AAA* |  |  | EA*5X36M17A*+WALLCON | *96CTN0601714B* | 32000 | 19 | 9.5 | 34600 | 26600 | 76.88% | 2.02 | 0 | 10.5 |  |  |  |  | R-454B | 2.6667 | Residential & Commercial | USHP | Ducted CEE Tier 1
216635324 | Central HP <5.4 tons | ACIQ | HRCU-A-CB (Split System: Heat Pump with Remote Outdoor Unit-Air-Source) | H5H3V36*K*AAA* |  |  | EA*5X48M21A*+WALLCON | *80CTL0901716B* | 33400 | 20 | 9.5 | 34600 | 26400 | 76.3% | 2.04 | 0 | 11.5 |  |  |  |  | R-454B | 2.7833 | Residential & Commercial | USHP | Ducted CEE Tier 1
216635325 | Central HP <5.4 tons | ACIQ | HRCU-A-CB (Split System: Heat Pump with Remote Outdoor Unit-Air-Source) | H5H3V36*K*AAA* |  |  | EA*5X48M21A*+WALLCON | *80CTL0902120B* | 33400 | 20 | 9.5 | 34600 | 26400 | 76.3% | 2.04 | 0 | 11.7 |  |  |  |  | R-454B | 2.7833 | Residential & Commercial | USHP | Ducted CEE Tier 1
210798411 | Central HP <5.4 tons | AMANA | HRCU-A-CB (Split System: Heat Pump with Remote Outdoor Unit-Air-Source) | ASZS601810A* |  |  | CA*EA2422*4A* | A*VS960603BUA* | 16600 | 17.5 | 8.5 | 17400 | 13000 | 74.71% | 2.1 | 0 | 10.9 |  |  |  |  | R-410A | 1.3833 | Residential & Commercial | USHP | Ducted CEE Tier 1
216635491 | Central HP <5.4 tons | ACIQ | HRCU-A-CB (Split System: Heat Pump with Remote Outdoor Unit-Air-Source) | H5H3V48*K*AAA* |  |  | EA*5X60M24A*+WALLCON | *80CTL0702120B* | 44500 | 21 | 9.5 | 48500 | 36600 | 75.46% | 2 | 0 | 11 |  |  |  |  | R-454B | 3.7083 | Residential & Commercial | USHP | Ducted CEE Tier 1
216635358 | Central HP <5.4 tons | ACIQ | HRCU-A-CB (Split System: Heat Pump with Remote Outdoor Unit-Air-Source) | H5H3V36*K*AAA* |  |  | EA*5X61M21A*+WALLCON | *95CSU1002122B* | 34400 | 20.5 | 9.5 | 34200 | 26000 | 76.02% | 2.08 | 0 | 12 |  |  |  |  | R-454B | 2.8667 | Residential & Commercial | USHP | Ducted CEE Tier 1
216635477 | Central HP <5.4 tons | ACIQ | HRCU-A-CB (Split System: Heat Pump with Remote Outdoor Unit-Air-Source) | H5H3V36*K*AAA* |  |  | FCMA5B36L0C*+WALLCON | 0 | 33000 | 20.5 | 9.5 | 34800 | 26800 | 77.01% | 2 | 0 | 11.7 |  |  |  |  | R-454B | 2.75 | Residential & Commercial | USHP | Ducted CEE Tier 1
214810656 | Central HP <5.4 tons | CENTURY | HRCU-A-C (Split System: Heat Pump with Remote Outdoor Unit with No Indoor Fan --Air Source) | A-VCD36SA-1 |  |  | MCD30/36B1A | 0 | 35000 | 15.5 | 8.6 | 38000 | 31600 | 83.16% | 1.85 | 0 | 10 |  |  |  |  | R-410A | 2.9167 | Residential & Commercial | USHP | Ducted CEE Tier 1
216620817 | Central HP <5.4 tons | KENMORE | HRCU-A-CB (Split System: Heat Pump with Remote Outdoor Unit-Air-Source) | HH860E2S11 |  |  | CTM60C5CHS1 | Z9ES080C20SMPS1 | 53500 | 19 | 8.5 | 54000 | 39000 | 72.22% | 2 | 0 | 11 |  |  |  |  | R-454B | 4.4583 | Residential & Commercial | USHP | Ducted CEE Tier 1
216591038 | Central HP <5.4 tons | KENMORE | HRCU-A-CB (Split System: Heat Pump with Remote Outdoor Unit-Air-Source) | HH860E2S11 |  |  | CTM60C5CGS1 | Z9ET100C20SMPS1 | 45000 | 18 | 9 | 46500 | 33800 | 72.69% | 2 | 0 | 11 |  |  |  |  | R-454B | 3.75 | Residential & Commercial | USHP | Ducted CEE Tier 1
216051176 | Central HP <5.4 tons | RUSSELL | HRCU-A-CB (Split System: Heat Pump with Remote Outdoor Unit-Air-Source) | SP19AY24AJVC |  |  | TCFY2421HEAAM | S951V0603A17UH | 22800 | 21 | 8.5 | 22800 | 18600 | 81.58% | 1.8 | 0 | 13 |  |  |  |  | R-454B | 1.9 | Residential & Commercial | USHP | Ducted CEE Tier 1
216051217 | Central HP <5.4 tons | RUSSELL | HRCU-A-CB (Split System: Heat Pump with Remote Outdoor Unit-Air-Source) | SP19AY24AJVC |  |  | TCFY2421HEAAM | S802V0754A17UH | 22800 | 21 | 8.5 | 22800 | 18400 | 80.7% | 1.8 | 0 | 13 |  |  |  |  | R-454B | 1.9 | Residential & Commercial | USHP | Ducted CEE Tier 1
216726248 | Central HP <5.4 tons | KENMORE | HRCU-A-CB (Split System: Heat Pump with Remote Outdoor Unit-Air-Source) | HH824E2S11 |  |  | CTF36B5ADS1 | Z9ES080B12SMPS1 | 23000 | 18 | 9.5 | 23000 | 18600 | 80.87% | 2 | 0 | 12 |  |  |  |  | R-454B | 1.9167 | Residential & Commercial | USHP | Ducted CEE Tier 1
216726264 | Central HP <5.4 tons | KENMORE | HRCU-A-CB (Split System: Heat Pump with Remote Outdoor Unit-Air-Source) | HH824E2S11 |  |  | CTF30A5ADS1 | Z9ES026A08SMPS1 | 23000 | 18 | 9 | 23000 | 18100 | 78.7% | 2 | 0 | 12 |  |  |  |  | R-454B | 1.9167 | Residential & Commercial | USHP | Ducted CEE Tier 1
215936804 | Central HP <5.4 tons | CARRIER | HRCU-A-CB (Split System: Heat Pump with Remote Outdoor Unit-Air-Source) | 27VNA336A*030* |  |  | CVAVA6024XMA*+UI | 59MN7C060C21**20 | 35200 | 21 | 8.5 | 38500 | 28800 | 74.81% | 2.02 | 0 | 12 |  |  |  |  | R-454B | 2.9333 | Residential & Commercial | USHP | Ducted CEE Tier 1
215937104 | Central HP <5.4 tons | CARRIER | HRCU-A-CB (Split System: Heat Pump with Remote Outdoor Unit-Air-Source) | 27VNA348A*030* |  |  | CVAMA4821XMA*+UI | 59TN6C080C17**14 | 43000 | 19 | 8.1 | 53000 | 37600 | 70.94% | 2 | 0 | 11 |  |  |  |  | R-454B | 3.5833 | Residential & Commercial | USHP | Ducted CEE Tier 1
215937554 | Central HP <5.4 tons | CARRIER | HRCU-A-CB (Split System: Heat Pump with Remote Outdoor Unit-Air-Source) | 27VNA348A*030* |  |  | CVAMA6024XMA*+UI | 59TN6C100C21**22 | 45500 | 20.5 | 8.1 | 52500 | 38000 | 72.38% | 1.9 | 0 | 11.5 |  |  |  |  | R-454B | 3.7917 | Residential & Commercial | USHP | Ducted CEE Tier 1
215937754 | Central HP <5.4 tons | CARRIER | HRCU-A-CB (Split System: Heat Pump with Remote Outdoor Unit-Air-Source) | 27VNA348A*030* |  |  | CVAVA4821XMA*+UI | 58TN*B090C21**20 | 44500 | 20 | 8.1 | 52000 | 38000 | 73.08% | 1.9 | 0 | 11 |  |  |  |  | R-454B | 3.7083 | Residential & Commercial | USHP | Ducted CEE Tier 1
215937904 | Central HP <5.4 tons | CARRIER | HRCU-A-CB (Split System: Heat Pump with Remote Outdoor Unit-Air-Source) | 27VNA348A*030* |  |  | CVAVA4824XMA*+UI | 58TN*B135C24**22 | 45000 | 20.5 | 8.1 | 52000 | 38000 | 73.08% | 1.95 | 0 | 11.5 |  |  |  |  | R-454B | 3.75 | Residential & Commercial | USHP | Ducted CEE Tier 1
216635544 | Central HP <5.4 tons | ACIQ | HRCU-A-CB (Split System: Heat Pump with Remote Outdoor Unit-Air-Source) | H5H3V36*K*AAA* |  |  | EVM5X25M17A*+WALLCON | *97CMN0601714B* | 34000 | 20 | 8.1 | 38000 | 27200 | 71.58% | 2 | 0 | 11 |  |  |  |  | R-454B | 2.8333 | Residential & Commercial | USHP | Ducted CEE Tier 1
216635557 | Central HP <5.4 tons | ACIQ | HRCU-A-CB (Split System: Heat Pump with Remote Outdoor Unit-Air-Source) | H5H3V36*K*AAA* |  |  | EVM5X43M21A*+WALLCON | *97CMN0601714B* | 34400 | 20.5 | 8.5 | 38000 | 27600 | 72.63% | 2.08 | 0 | 11 |  |  |  |  | R-454B | 2.8667 | Residential & Commercial | USHP | Ducted CEE Tier 1
216635558 | Central HP <5.4 tons | ACIQ | HRCU-A-CB (Split System: Heat Pump with Remote Outdoor Unit-Air-Source) | H5H3V36*K*AAA* |  |  | EVM5X43M21A*+WALLCON | *96CTN0601714B* | 34600 | 20.5 | 8.5 | 38000 | 27600 | 72.63% | 2.06 | 0 | 11.5 |  |  |  |  | R-454B | 2.8833 | Residential & Commercial | USHP | Ducted CEE Tier 1
216635591 | Central HP <5.4 tons | ACIQ | HRCU-A-CB (Split System: Heat Pump with Remote Outdoor Unit-Air-Source) | H5H3V36*K*AAA* |  |  | EVM5X49M21A*+WALLCON | *97CMN0801714B* | 35400 | 21.5 | 8.5 | 38500 | 29000 | 75.32% | 2.02 | 0 | 12 |  |  |  |  | R-454B | 2.95 | Residential & Commercial | USHP | Ducted CEE Tier 1
216635593 | Central HP <5.4 tons | ACIQ | HRCU-A-CB (Split System: Heat Pump with Remote Outdoor Unit-Air-Source) | H5H3V36*K*AAA* |  |  | EVM5X49M21A*+WALLCON | *97CMN1002122B* | 35600 | 22 | 8.5 | 38000 | 28600 | 75.26% | 2.02 | 0 | 12.5 |  |  |  |  | R-454B | 2.9667 | Residential & Commercial | USHP | Ducted CEE Tier 1
216635607 | Central HP <5.4 tons | ACIQ | HRCU-A-CB (Split System: Heat Pump with Remote Outdoor Unit-Air-Source) | H5H3V36*K*AAA* |  |  | EVM5X60M21A*+WALLCON | *95CSU1002122B* | 35600 | 22 | 8.5 | 38000 | 28400 | 74.74% | 2.02 | 0 | 12.5 |  |  |  |  | R-454B | 2.9667 | Residential & Commercial | USHP | Ducted CEE Tier 1
216635625 | Central HP <5.4 tons | ACIQ | HRCU-A-CB (Split System: Heat Pump with Remote Outdoor Unit-Air-Source) | H5H3V36*K*AAA* |  |  | EVM5X60M24A*+WALLCON | *96CTN1002122B* | 35600 | 22 | 8.5 | 38000 | 28400 | 74.74% | 2.04 | 0 | 12.5 |  |  |  |  | R-454B | 2.9667 | Residential & Commercial | USHP | Ducted CEE Tier 1
213782096 | Central HP <5.4 tons | BRYANT HEATING AND COOLING SYSTEMS | HRCU-A-CB (Split System: Heat Pump with Remote Outdoor Unit-Air-Source) | 288BNV037*0**B* |  |  | CSPH*4812AL*+UI | 88*TB60110C21*** | 32600 | 16.5 | 8.1 | 32800 | 24800 | 75.61% | 1.96 | 0 | 11 |  |  |  |  | R-410A | 2.7167 | Residential & Commercial | USHP | Ducted CEE Tier 1
204456877 | Central HP <5.4 tons | KENMORE | HRCU-A-CB (Split System: Heat Pump with Remote Outdoor Unit-Air-Source) | (C,H,T)VH825GKA2* |  |  | EA*4X37L17A*+WALLCON | *80CTL0701412A* | 24200 | 17 | 8.1 | 21400 | 16600 | 77.57% | 2 | 11 | 11 |  |  |  |  | R-410A | 2.0167 | Residential & Commercial | USHP | Ducted CEE Tier 1
214097549 | Central HP <5.4 tons | RUSSELL | HRCU-A-CB (Split System: Heat Pump with Remote Outdoor Unit-Air-Source) | RD17AZ48AJ3N |  |  | TCFZ6024SEANM | S97MV0855A21DHS | 45500 | 16 | 8.1 | 45500 | 40500 | 89.01% | 2.1 | 0 | 10 |  |  |  |  | R-410A | 3.7917 | Residential & Commercial | USHP | Ducted CEE Tier 1
214097565 | Central HP <5.4 tons | RUSSELL | HRCU-A-CB (Split System: Heat Pump with Remote Outdoor Unit-Air-Source) | RD17AZ48AJ3N |  |  | TCFZ6024SEANM | S951V0855A21M4S | 45500 | 16 | 8.1 | 45500 | 40500 | 89.01% | 2.1 | 0 | 10 |  |  |  |  | R-410A | 3.7917 | Residential & Commercial | USHP | Ducted CEE Tier 1
206998334 | Central HP <5.4 tons | KENMORE | HRCU-A-CB (Split System: Heat Pump with Remote Outdoor Unit-Air-Source) | (C,H,T)VH825GKA3* |  |  | EA*4X36L21A*+WALLCON | *97CMN1002122A* | 23600 | 16.5 | 8.1 | 21400 | 16600 | 77.57% | 1.94 | 11 | 11 |  |  |  |  | R-410A | 1.9667 | Residential & Commercial | USHP | Ducted CEE Tier 1
216591785 | Central HP <5.4 tons | KENMORE | HRCU-A-CB (Split System: Heat Pump with Remote Outdoor Unit-Air-Source) | HH860E2S11 |  |  | CTM60D5CHS1+JME18D2SN1 | 0 | 54000 | 19 | 9 | 53500 | 38500 | 71.96% | 2 | 0 | 12 |  |  |  |  | R-454B | 4.5 | Residential & Commercial | USHP | Ducted CEE Tier 1
216726271 | Central HP <5.4 tons | KENMORE | HRCU-A-CB (Split System: Heat Pump with Remote Outdoor Unit-Air-Source) | HH824E2S11 |  |  | CTF30A5ADS1 | Z8ES040A12SMPS1 | 23000 | 18 | 9.5 | 23000 | 18900 | 82.17% | 2 | 0 | 12 |  |  |  |  | R-454B | 1.9167 | Residential & Commercial | USHP | Ducted CEE Tier 1
214097542 | Central HP <5.4 tons | RUSSELL | HRCU-A-CB (Split System: Heat Pump with Remote Outdoor Unit-Air-Source) | RD17AZ48AJ3N |  |  | TCFZ6024SEANM | S98MV0855A21UPS | 45500 | 16 | 8.1 | 45500 | 40500 | 89.01% | 2.1 | 0 | 10 |  |  |  |  | R-410A | 3.7917 | Residential & Commercial | USHP | Ducted CEE Tier 1
214097551 | Central HP <5.4 tons | RUSSELL | HRCU-A-CB (Split System: Heat Pump with Remote Outdoor Unit-Air-Source) | RD17AZ48AJ3N |  |  | TCFZ6024SEANM | S962V1155A24M4S | 45500 | 17 | 8.1 | 45500 | 40000 | 87.91% | 2.1 | 0 | 10 |  |  |  |  | R-410A | 3.7917 | Residential & Commercial | USHP | Ducted CEE Tier 1
214097556 | Central HP <5.4 tons | RUSSELL | HRCU-A-CB (Split System: Heat Pump with Remote Outdoor Unit-Air-Source) | RD17AZ48AJ3N |  |  | TCFZ6024SEANM | S962V0705A21M4S | 45500 | 16 | 8.1 | 45500 | 40500 | 89.01% | 2.1 | 0 | 10 |  |  |  |  | R-410A | 3.7917 | Residential & Commercial | USHP | Ducted CEE Tier 1
216635643 | Central HP <5.4 tons | ACIQ | HRCU-A-CB (Split System: Heat Pump with Remote Outdoor Unit-Air-Source) | H5H3V36*K*AAA* |  |  | EVD5X36M21A*+WALLCON | *80CTL0451712B* | 34000 | 20 | 8.5 | 39500 | 29000 | 73.42% | 2.02 | 0 | 11 |  |  |  |  | R-454B | 2.8333 | Residential & Commercial | USHP | Ducted CEE Tier 1
216635644 | Central HP <5.4 tons | ACIQ | HRCU-A-CB (Split System: Heat Pump with Remote Outdoor Unit-Air-Source) | H5H3V36*K*AAA* |  |  | EVD5X36M21A*+WALLCON | *80CTL0701716B* | 34200 | 20.5 | 8.5 | 39000 | 28400 | 72.82% | 2.02 | 0 | 11.5 |  |  |  |  | R-454B | 2.85 | Residential & Commercial | USHP | Ducted CEE Tier 1
216635658 | Central HP <5.4 tons | ACIQ | HRCU-A-CB (Split System: Heat Pump with Remote Outdoor Unit-Air-Source) | H5H3V36*K*AAA* |  |  | EVD5X36M21A*+WALLCON | *96CTN0801714B* | 34200 | 20.5 | 8.5 | 39000 | 28400 | 72.82% | 2.02 | 0 | 11.5 |  |  |  |  | R-454B | 2.85 | Residential & Commercial | USHP | Ducted CEE Tier 1
216635726 | Central HP <5.4 tons | ACIQ | HRCU-A-CB (Split System: Heat Pump with Remote Outdoor Unit-Air-Source) | H5H3V36*K*AAA* |  |  | EVD5X49M24A*+WALLCON | *80CTL0902120B* | 35600 | 22 | 8.5 | 38000 | 28400 | 74.74% | 2.04 | 0 | 12.5 |  |  |  |  | R-454B | 2.9667 | Residential & Commercial | USHP | Ducted CEE Tier 1
216635727 | Central HP <5.4 tons | ACIQ | HRCU-A-CB (Split System: Heat Pump with Remote Outdoor Unit-Air-Source) | H5H3V36*K*AAA* |  |  | EVD5X49M24A*+WALLCON | *80CTL1102120B* | 35600 | 22 | 8.5 | 38000 | 28400 | 74.74% | 2.04 | 0 | 12.5 |  |  |  |  | R-454B | 2.9667 | Residential & Commercial | USHP | Ducted CEE Tier 1
213771502 | Central HP <5.4 tons | KEEPRITE | HRCU-A-CB (Split System: Heat Pump with Remote Outdoor Unit-Air-Source) | CVH825GKA2* |  |  | EA*4X43L21A*+WALLCON | *97CMN0601714B* | 24200 | 16.5 | 8.1 | 21200 | 16700 | 78.77% | 2.02 | 0 | 10.5 |  |  |  |  | R-410A | 2.0167 | Residential & Commercial | USHP | Ducted CEE Tier 1
211226565 | Central HP <5.4 tons | KEEPRITE | HRCU-A-CB (Split System: Heat Pump with Remote Outdoor Unit-Air-Source) | DLCURAH36ABK |  |  | EA*4X37L17A* | *80VSL0701716A* | 36200 | 15.2 | 8.1 | 38500 | 35000 | 90.91% | 2.02 | 0 | 10 |  |  |  |  | R-410A | 3.0167 | Residential & Commercial | USHP | Ducted CEE Tier 1
211226290 | Central HP <5.4 tons | KEEPRITE | HRCU-A-CB (Split System: Heat Pump with Remote Outdoor Unit-Air-Source) | DLCURAH36ABK |  |  | EA*4X36L21A* | *80ES(N,L)1102120A* | 35200 | 16 | 8.1 | 38500 | 35200 | 91.43% | 1.82 | 0 | 9.5 |  |  |  |  | R-410A | 2.9333 | Residential & Commercial | USHP
210474044 | Central HP <5.4 tons | KEEPRITE | HRCU-A-CB (Split System: Heat Pump with Remote Outdoor Unit-Air-Source) | CVH825GKA3* |  |  | EN(A,D,W)4X48L21**+WALLCON | *80CTL0901716A* | 24200 | 17.5 | 8.1 | 21200 | 16500 | 77.83% | 2.02 | 0 | 11.7 |  |  |  |  | R-410A | 2.0167 | Residential & Commercial | USHP | Ducted CEE Tier 1
210473703 | Central HP <5.4 tons | KEEPRITE | HRCU-A-CB (Split System: Heat Pump with Remote Outdoor Unit-Air-Source) | CVH825GKA3* |  |  | END4X42L17**+WALLCON | *80CTL0901716A* | 24000 | 17 | 8.1 | 21400 | 16600 | 77.57% | 2 | 0 | 11.5 |  |  |  |  | R-410A | 2 | Residential & Commercial | USHP | Ducted CEE Tier 1
210474503 | Central HP <5.4 tons | CARRIER | HRCU-A-CB (Split System: Heat Pump with Remote Outdoor Unit-Air-Source) | 25VNA825A*032* |  |  | CSPH*4812AL*+UI | 58TN*A045C17**12 | 24200 | 16 | 8.1 | 21400 | 16700 | 78.04% | 2 | 0 | 10.5 |  |  |  |  | R-410A | 2.0167 | Residential & Commercial | USHP | Ducted CEE Tier 1
216051195 | Central HP <5.4 tons | RUSSELL | HRCU-A-CB (Split System: Heat Pump with Remote Outdoor Unit-Air-Source) | SP19AY24AJVC |  |  | TCFY2421HEAAM | S97MV0855A21DH | 22800 | 21 | 8.5 | 22800 | 18400 | 80.7% | 1.8 | 0 | 13 |  |  |  |  | R-454B | 1.9 | Residential & Commercial | USHP | Ducted CEE Tier 1
216051211 | Central HP <5.4 tons | RUSSELL | HRCU-A-CB (Split System: Heat Pump with Remote Outdoor Unit-Air-Source) | SP19AY24AJVC |  |  | TCFY2421HEAAM | S97MV1005A21DH | 22800 | 20 | 8.5 | 22800 | 18400 | 80.7% | 1.8 | 0 | 12 |  |  |  |  | R-454B | 1.9 | Residential & Commercial | USHP | Ducted CEE Tier 1
216591770 | Central HP <5.4 tons | KENMORE | HRCU-A-CB (Split System: Heat Pump with Remote Outdoor Unit-Air-Source) | HH860E2S11 |  |  | CTM60C5CHS1 | Z8ES080C20SMPS1 | 54000 | 19 | 9 | 54000 | 39000 | 72.22% | 2 | 0 | 11.7 |  |  |  |  | R-454B | 4.5 | Residential & Commercial | USHP | Ducted CEE Tier 1
216591786 | Central HP <5.4 tons | KENMORE | HRCU-A-CB (Split System: Heat Pump with Remote Outdoor Unit-Air-Source) | HH860E2S11 |  |  | CTF60C5CGS1+JME16C2SN1 | 0 | 45000 | 19 | 9 | 45000 | 33000 | 73.33% | 2 | 0 | 12 |  |  |  |  | R-454B | 3.75 | Residential & Commercial | USHP | Ducted CEE Tier 1
216051189 | Central HP <5.4 tons | RUSSELL | HRCU-A-CB (Split System: Heat Pump with Remote Outdoor Unit-Air-Source) | SP19AY24AJVC |  |  | TCFY2421HEAAM | S921V0603A17M4 | 22800 | 21 | 8.5 | 22800 | 18600 | 81.58% | 1.8 | 0 | 13 |  |  |  |  | R-454B | 1.9 | Residential & Commercial | USHP | Ducted CEE Tier 1
215935741 | Central HP <5.4 tons | KEEPRITE | HRCU-A-CB (Split System: Heat Pump with Remote Outdoor Unit-Air-Source) | C5H3V36*K*AAA* |  |  | EVD5X36M21A*+WALLCON | *97CMN0802120B* | 34400 | 20.5 | 8.5 | 38500 | 28200 | 73.25% | 2.04 | 0 | 11.7 |  |  |  |  | R-454B | 2.8667 | Residential & Commercial | USHP | Ducted CEE Tier 1
215935541 | Central HP <5.4 tons | KEEPRITE | HRCU-A-CB (Split System: Heat Pump with Remote Outdoor Unit-Air-Source) | C5H3V36*K*AAA* |  |  | EVD5X30M17A*+WALLCON | *96CTN0601714B* | 34000 | 20 | 8.1 | 38000 | 27200 | 71.58% | 2 | 0 | 11 |  |  |  |  | R-454B | 2.8333 | Residential & Commercial | USHP | Ducted CEE Tier 1
213771442 | Central HP <5.4 tons | KEEPRITE | HRCU-A-CB (Split System: Heat Pump with Remote Outdoor Unit-Air-Source) | CVH825GKA2* |  |  | EA*4X43L21A*+WALLCON | *80CTL0451712B* | 24200 | 16.5 | 8.1 | 21200 | 16700 | 78.77% | 2.02 | 0 | 10.5 |  |  |  |  | R-410A | 2.0167 | Residential & Commercial | USHP | Ducted CEE Tier 1
213770692 | Central HP <5.4 tons | KEEPRITE | HRCU-A-CB (Split System: Heat Pump with Remote Outdoor Unit-Air-Source) | CVH825GKA2* |  |  | EA*4X30L14A*+WALLCON | *80CTL0701412B* | 23400 | 16.5 | 8.1 | 21600 | 16700 | 77.31% | 1.92 | 0 | 11 |  |  |  |  | R-410A | 1.95 | Residential & Commercial | USHP | Ducted CEE Tier 1
206998345 | Central HP <5.4 tons | KENMORE | HRCU-A-CB (Split System: Heat Pump with Remote Outdoor Unit-Air-Source) | (C,H,T)VH825GKA3* |  |  | EA*4X37L17A*+WALLCON | *97CMN0801714A* | 24200 | 16 | 8.1 | 21400 | 16800 | 78.5% | 1.98 | 11 | 11 |  |  |  |  | R-410A | 2.0167 | Residential & Commercial | USHP | Ducted CEE Tier 1
206998454 | Central HP <5.4 tons | KENMORE | HRCU-A-CB (Split System: Heat Pump with Remote Outdoor Unit-Air-Source) | (C,H,T)VH825GKA3* |  |  | EHD4X30AAL+WALLCON | *80CTL0701412A* | 23800 | 16 | 8.1 | 21800 | 16700 | 76.61% | 1.98 | 11 | 10.5 |  |  |  |  | R-410A | 1.9833 | Residential & Commercial | USHP | Ducted CEE Tier 1
213771582 | Central HP <5.4 tons | KEEPRITE | HRCU-A-CB (Split System: Heat Pump with Remote Outdoor Unit-Air-Source) | CVH825GKA2* |  |  | EA*4X48L21A*+WALLCON | *80CTL0901716B* | 24200 | 17 | 8.1 | 20800 | 16500 | 79.33% | 2.02 | 0 | 11 |  |  |  |  | R-410A | 2.0167 | Residential & Commercial | USHP | Ducted CEE Tier 1
213771332 | Central HP <5.4 tons | KEEPRITE | HRCU-A-CB (Split System: Heat Pump with Remote Outdoor Unit-Air-Source) | CVH825GKA2* |  |  | EA*4X42L21A*+WALLCON | *97CMN1002122B* | 23800 | 16.5 | 8.1 | 21400 | 16600 | 77.57% | 1.96 | 0 | 11 |  |  |  |  | R-410A | 1.9833 | Residential & Commercial | USHP | Ducted CEE Tier 1
216591026 | Central HP <5.4 tons | KENMORE | HRCU-A-CB (Split System: Heat Pump with Remote Outdoor Unit-Air-Source) | HH860E2S11 |  |  | CTM60C5CGS1 | Z8ES120C20SMPS1 | 44000 | 18 | 9 | 44500 | 33400 | 75.06% | 2 | 0 | 11.7 |  |  |  |  | R-454B | 3.6667 | Residential & Commercial | USHP | Ducted CEE Tier 1
215936834 | Central HP <5.4 tons | CARRIER | HRCU-A-CB (Split System: Heat Pump with Remote Outdoor Unit-Air-Source) | 27VNA336A*030* |  |  | CVAVA6024XMA*+UI | 59MN7C120C24**22 | 35400 | 22 | 8.5 | 38000 | 28400 | 74.74% | 2.04 | 0 | 12.5 |  |  |  |  | R-454B | 2.95 | Residential & Commercial | USHP | Ducted CEE Tier 1
215936854 | Central HP <5.4 tons | CARRIER | HRCU-A-CB (Split System: Heat Pump with Remote Outdoor Unit-Air-Source) | 27VNA336A*030* |  |  | CVAVA6024XMA*+UI | 59TN6C120C24**22 | 35600 | 22 | 8.5 | 38000 | 28400 | 74.74% | 2.04 | 0 | 12.5 |  |  |  |  | R-454B | 2.9667 | Residential & Commercial | USHP | Ducted CEE Tier 1
216726251 | Central HP <5.4 tons | KENMORE | HRCU-A-CB (Split System: Heat Pump with Remote Outdoor Unit-Air-Source) | HH860E2S11 |  |  | CTM60C5CGS1 | Z9ES100C16SMPS1 | 45500 | 18 | 9 | 46000 | 33800 | 73.48% | 2 | 0 | 11.7 |  |  |  |  | R-454B | 3.7917 | Residential & Commercial | USHP | Ducted CEE Tier 1
216620727 | Central HP <5.4 tons | KENMORE | HRCU-A-CB (Split System: Heat Pump with Remote Outdoor Unit-Air-Source) | HH836E2S11 |  |  | CTF36B5CDS1 | Z9ES060B12SMPS1 | 33200 | 17 | 8.5 | 31000 | 25400 | 81.94% | 2 | 0 | 11 |  |  |  |  | R-454B | 2.7667 | Residential & Commercial | USHP | Ducted CEE Tier 1
216620728 | Central HP <5.4 tons | KENMORE | HRCU-A-CB (Split System: Heat Pump with Remote Outdoor Unit-Air-Source) | HH836E2S11 |  |  | CTU36B5XDS1+TXV | Z9ES060B12SMPS1 | 33200 | 17 | 8.5 | 31000 | 25400 | 81.94% | 2 | 0 | 11 |  |  |  |  | R-454B | 2.7667 | Residential & Commercial | USHP | Ducted CEE Tier 1
216620705 | Central HP <5.4 tons | KENMORE | HRCU-A-CB (Split System: Heat Pump with Remote Outdoor Unit-Air-Source) | HH836E2S11 |  |  | CTM36C5CDS1 | Z9ES080C16SMPS1 | 33600 | 18 | 8.5 | 31200 | 25400 | 81.41% | 2 | 0 | 11 |  |  |  |  | R-454B | 2.8 | Residential & Commercial | USHP | Ducted CEE Tier 1
214720206 | Central HP <5.4 tons | COLEMAN | HRCU-A-CB (Split System: Heat Pump with Remote Outdoor Unit-Air-Source) | HH860E2S11 |  |  | CTU60C5XGS1+TXV | Z9ES100C16SMPS1 | 45500 | 18 | 9 | 46500 | 34200 | 73.55% | 2 | 0 | 11 |  |  |  |  | R-454B | 3.7917 | Residential & Commercial | USHP | Ducted CEE Tier 1
216620796 | Central HP <5.4 tons | KENMORE | HRCU-A-CB (Split System: Heat Pump with Remote Outdoor Unit-Air-Source) | HH860E2S11 |  |  | CTU60D5XHS1+TXV | Z9ES120D20SMPS1 | 53500 | 19 | 8.5 | 53500 | 38500 | 71.96% | 2 | 0 | 11.7 |  |  |  |  | R-454B | 4.4583 | Residential & Commercial | USHP | Ducted CEE Tier 1
216620746 | Central HP <5.4 tons | KENMORE | HRCU-A-CB (Split System: Heat Pump with Remote Outdoor Unit-Air-Source) | HH824E2S11 |  |  | CTF30B5ACS1 | Z9ES060B12SMPS1 | 23000 | 17 | 9.5 | 23000 | 19100 | 83.04% | 2 | 0 | 11.7 |  |  |  |  | R-454B | 1.9167 | Residential & Commercial | USHP | Ducted CEE Tier 1
214097593 | Central HP <5.4 tons | RUSSELL | HRCU-A-CB (Split System: Heat Pump with Remote Outdoor Unit-Air-Source) | RD17AZ48AJ3N |  |  | TCFZ6024SEANM | S802V1255A24UHN | 45500 | 17 | 8.1 | 45500 | 40000 | 87.91% | 2.1 | 0 | 10 |  |  |  |  | R-410A | 3.7917 | Residential & Commercial | USHP | Ducted CEE Tier 1
214097623 | Central HP <5.4 tons | RUSSELL | HRCU-A-CB (Split System: Heat Pump with Remote Outdoor Unit-Air-Source) | RD17AZ48AJ3N |  |  | TCFZ6024SEANM | S801V1005A21DZ | 45500 | 17 | 8.1 | 45500 | 40000 | 87.91% | 2.1 | 0 | 10 |  |  |  |  | R-410A | 3.7917 | Residential & Commercial | USHP | Ducted CEE Tier 1
212983564 | Central HP <5.4 tons | KEEPRITE | HRCU-A-CB (Split System: Heat Pump with Remote Outdoor Unit-Air-Source) | DLCURAH24ABK |  |  | EA*4X36L17A* | *92MSN0601412A* | 24000 | 17 | 8.5 | 26400 | 23400 | 88.64% | 1.94 | 0 | 10 |  |  |  |  | R-410A | 2 | Residential & Commercial | USHP | Ducted CEE Tier 1
212983203 | Central HP <5.4 tons | KEEPRITE | HRCU-A-CB (Split System: Heat Pump with Remote Outdoor Unit-Air-Source) | DLCURAH24ABK |  |  | EA*4X37L21A* | *92MSN0401712A* | 24000 | 16 | 8.1 | 25400 | 21800 | 85.83% | 1.8 | 0 | 10 |  |  |  |  | R-410A | 2 | Residential & Commercial | USHP | Ducted CEE Tier 1
212982128 | Central HP <5.4 tons | KEEPRITE | HRCU-A-CB (Split System: Heat Pump with Remote Outdoor Unit-Air-Source) | DLCURAH30ABK |  |  | EA*4X36L21A* | *80MSU0401712A* | 29800 | 15.2 | 8.5 | 33800 | 27800 | 82.25% | 1.76 | 0 | 9 |  |  |  |  | R-410A | 2.4833 | Residential & Commercial | USHP
212982980 | Central HP <5.4 tons | KEEPRITE | HRCU-A-CB (Split System: Heat Pump with Remote Outdoor Unit-Air-Source) | DLCURAH30ABK |  |  | EA*4X43L21A* | *80MSU0802120A* | 30600 | 15.5 | 8.5 | 33400 | 26200 | 78.44% | 1.88 | 0 | 9 |  |  |  |  | R-410A | 2.55 | Residential & Commercial | USHP
212980704 | Central HP <5.4 tons | KEEPRITE | HRCU-A-CB (Split System: Heat Pump with Remote Outdoor Unit-Air-Source) | DLCURAH30ABK |  |  | EA*4X42L24A* | *80MS(N,L)0902420A* | 30200 | 15.2 | 8.1 | 34400 | 27400 | 79.65% | 1.8 | 0 | 9 |  |  |  |  | R-410A | 2.5167 | Residential & Commercial | USHP
213071935 | Central HP <5.4 tons | ACIQ | HRCU-A-CB (Split System: Heat Pump with Remote Outdoor Unit-Air-Source) | DLCURAH24ABK |  |  | EN(A,D)4X36L21** | *80ESU0802120A | 24400 | 17 | 8.5 | 26200 | 22800 | 87.02% | 1.88 | 0 | 10.5 |  |  |  |  | R-410A | 2.0333 | Residential & Commercial | USHP | Ducted CEE Tier 1
212940805 | Central HP <5.4 tons | CENTURY | HRCU-A-C (Split System: Heat Pump with Remote Outdoor Unit with No Indoor Fan --Air Source) | A-VCD36SA-1 |  |  | MCD30/36C1A | 0 | 35000 | 15.2 | 10 | 39000 | 32000 | 82.05% | 2 | 10.2 | 10 |  |  |  |  | R-410A | 2.9167 | Residential & Commercial | USHP | Ducted CEE Tier 1
216051193 | Central HP <5.4 tons | RUSSELL | HRCU-A-CB (Split System: Heat Pump with Remote Outdoor Unit-Air-Source) | SP19AY24AJVC |  |  | TCFY2421HEAAM | S98MV0603A17UP | 22800 | 21 | 8.5 | 22800 | 18500 | 81.14% | 1.8 | 0 | 13 |  |  |  |  | R-454B | 1.9 | Residential & Commercial | USHP | Ducted CEE Tier 1
214097566 | Central HP <5.4 tons | RUSSELL | HRCU-A-CB (Split System: Heat Pump with Remote Outdoor Unit-Air-Source) | RD17AZ48AJ3N |  |  | TCFZ6024SEANM | S951V0705A21M4S | 45500 | 16 | 8.1 | 45500 | 40500 | 89.01% | 2.1 | 0 | 10 |  |  |  |  | R-410A | 3.7917 | Residential & Commercial | USHP | Ducted CEE Tier 1
216776010 | Central HP <5.4 tons | KENMORE | HRCU-A-CB (Split System: Heat Pump with Remote Outdoor Unit-Air-Source) | HH824E2S11 |  |  | CTM36B5ADS1 | Z8ES060A12SMPS1 | 23000 | 18 | 9.5 | 23000 | 18500 | 80.43% | 2 | 0 | 12 |  |  |  |  | R-454B | 1.9167 | Residential & Commercial | USHP | Ducted CEE Tier 1
204299143 | Central HP <5.4 tons | KENMORE | HRCU-A-CB (Split System: Heat Pump with Remote Outdoor Unit-Air-Source) | (C,H,T)VH837GKA** |  |  | EA*4X42L24A*+WALLCON | *96CTN1002122A* | 31800 | 17.5 | 8.1 | 33000 | 24400 | 73.94% | 1.9 | 12 | 11.5 |  |  |  |  | R-410A | 2.65 | Residential & Commercial | USHP | Ducted CEE Tier 1
204298743 | Central HP <5.4 tons | KENMORE | HRCU-A-CB (Split System: Heat Pump with Remote Outdoor Unit-Air-Source) | (C,H,T)VH837GKA** |  |  | EA*4X36L21A*+WALLCON | *97CMN1002122A* | 31600 | 17 | 8.1 | 33200 | 24200 | 72.89% | 1.86 | 11.5 | 11 |  |  |  |  | R-410A | 2.6333 | Residential & Commercial | USHP | Ducted CEE Tier 1
216726252 | Central HP <5.4 tons | KENMORE | HRCU-A-CB (Split System: Heat Pump with Remote Outdoor Unit-Air-Source) | HH836E2S11 |  |  | CTM48C5CFS1 | Z9ES080C16SMPS1 | 34400 | 19 | 9 | 32600 | 25800 | 79.14% | 2 | 0 | 11 |  |  |  |  | R-454B | 2.8667 | Residential & Commercial | USHP | Ducted CEE Tier 1
216726263 | Central HP <5.4 tons | KENMORE | HRCU-A-CB (Split System: Heat Pump with Remote Outdoor Unit-Air-Source) | HH836E2S11 |  |  | CTF36C5CDS1 | Z9ES080C16SMPS1 | 33400 | 18 | 8.5 | 30600 | 25000 | 81.7% | 2 | 0 | 11.7 |  |  |  |  | R-454B | 2.7833 | Residential & Commercial | USHP | Ducted CEE Tier 1
212940803 | Central HP <5.4 tons | CENTURY | HRCU-A-C (Split System: Heat Pump with Remote Outdoor Unit with No Indoor Fan --Air Source) | A-VCD30SA-1 |  |  | MCD30/36C1A | 0 | 30000 | 15.5 | 9.7 | 33000 | 27000 | 81.82% | 1.85 | 10.7 | 10.5 |  |  |  |  | R-410A | 2.5 | Residential & Commercial | USHP | Ducted CEE Tier 1
216620780 | Central HP <5.4 tons | KENMORE | HRCU-A-CB (Split System: Heat Pump with Remote Outdoor Unit-Air-Source) | HH860E2S11 |  |  | CTM60C5CGS1 | Z9ES100C20SMPS1 | 45500 | 18 | 9 | 47000 | 34400 | 73.19% | 2 | 0 | 11.7 |  |  |  |  | R-454B | 3.7917 | Residential & Commercial | USHP | Ducted CEE Tier 1
216635741 | Central HP <5.4 tons | ACIQ | HRCU-A-CB (Split System: Heat Pump with Remote Outdoor Unit-Air-Source) | H5H3V36*K*AAA* |  |  | EVD5X60M21A*+WALLCON | *80CTL0701716B* | 35400 | 21.5 | 8.5 | 38000 | 28800 | 75.79% | 2.02 | 0 | 12 |  |  |  |  | R-454B | 2.95 | Residential & Commercial | USHP | Ducted CEE Tier 1
216635758 | Central HP <5.4 tons | ACIQ | HRCU-A-CB (Split System: Heat Pump with Remote Outdoor Unit-Air-Source) | H5H3V36*K*AAA* |  |  | EVD5X60M24A*+WALLCON | *80CTL1102120B* | 35600 | 22 | 8.5 | 38000 | 28400 | 74.74% | 2.04 | 0 | 12.5 |  |  |  |  | R-454B | 2.9667 | Residential & Commercial | USHP | Ducted CEE Tier 1
213785020 | Central HP <5.4 tons | BRYANT HEATING AND COOLING SYSTEMS | HRCU-A-CB (Split System: Heat Pump with Remote Outdoor Unit-Air-Source) | 284ANV024*0**B* |  |  | CAP**2417AL*+UI | 987MC42080C17*** | 22800 | 19.5 | 10 | 27200 | 20200 | 74.26% | 2.28 | 0 | 12.5 |  |  |  |  | R-410A | 1.9 | Residential & Commercial | USHP | Ducted CEE Tier 1
213785038 | Central HP <5.4 tons | BRYANT HEATING AND COOLING SYSTEMS | HRCU-A-CB (Split System: Heat Pump with Remote Outdoor Unit-Air-Source) | 284ANV024*0**B* |  |  | CAP**2517AL*+UI | 987MC42080C17*** | 24000 | 19.5 | 10.5 | 26600 | 19800 | 74.44% | 2.5 | 0 | 13 |  |  |  |  | R-410A | 2 | Residential & Commercial | USHP | Ducted CEE Tier 1
213785090 | Central HP <5.4 tons | BRYANT HEATING AND COOLING SYSTEMS | HRCU-A-CB (Split System: Heat Pump with Remote Outdoor Unit-Air-Source) | 284ANV024*0**B* |  |  | CAP**3621AL*+UI | 88*TB48090C17*** | 23000 | 20 | 10 | 26600 | 19800 | 74.44% | 2.42 | 0 | 13 |  |  |  |  | R-410A | 1.9167 | Residential & Commercial | USHP | Ducted CEE Tier 1
213785154 | Central HP <5.4 tons | BRYANT HEATING AND COOLING SYSTEMS | HRCU-A-CB (Split System: Heat Pump with Remote Outdoor Unit-Air-Source) | 284ANV024*0**B* |  |  | CAP**4224AL*+UI | 88*TB60110C21*** | 23200 | 20 | 10 | 26600 | 19700 | 74.06% | 2.46 | 0 | 13 |  |  |  |  | R-410A | 1.9333 | Residential & Commercial | USHP | Ducted CEE Tier 1
213785188 | Central HP <5.4 tons | BRYANT HEATING AND COOLING SYSTEMS | HRCU-A-CB (Split System: Heat Pump with Remote Outdoor Unit-Air-Source) | 284ANV024*0**B* |  |  | CSPH*3012AL*+UI | 88*TB36070C14*** | 23400 | 19 | 9 | 27000 | 20000 | 74.07% | 2.44 | 0 | 12.5 |  |  |  |  | R-410A | 1.95 | Residential & Commercial | USHP | Ducted CEE Tier 1
213785240 | Central HP <5.4 tons | BRYANT HEATING AND COOLING SYSTEMS | HRCU-A-CB (Split System: Heat Pump with Remote Outdoor Unit-Air-Source) | 284ANV024*0**B* |  |  | CSPH*3612AL*+UI | 986TD42080C17*** | 23600 | 19 | 9 | 26600 | 19800 | 74.44% | 2.46 | 0 | 12.5 |  |  |  |  | R-410A | 1.9667 | Residential & Commercial | USHP | Ducted CEE Tier 1
214097617 | Central HP <5.4 tons | RUSSELL | HRCU-A-CB (Split System: Heat Pump with Remote Outdoor Unit-Air-Source) | RD17AZ48AJ3N |  |  | TCFZ6024SEANM | S801V1005A21UHU | 45500 | 17 | 8.1 | 45500 | 40000 | 87.91% | 2.1 | 0 | 10 |  |  |  |  | R-410A | 3.7917 | Residential & Commercial | USHP | Ducted CEE Tier 1
216051188 | Central HP <5.4 tons | RUSSELL | HRCU-A-CB (Split System: Heat Pump with Remote Outdoor Unit-Air-Source) | SP19AY24AJVC |  |  | TCFY2421HEAAM | S951V0603A17M4 | 22800 | 21 | 8.5 | 22800 | 18600 | 81.58% | 1.8 | 0 | 13 |  |  |  |  | R-454B | 1.9 | Residential & Commercial | USHP | Ducted CEE Tier 1
216051222 | Central HP <5.4 tons | RUSSELL | HRCU-A-CB (Split System: Heat Pump with Remote Outdoor Unit-Air-Source) | SP19AY24AJVC |  |  | TCFY2421HEAAM | S802V0504A17UH | 22800 | 20 | 8.5 | 22800 | 18500 | 81.14% | 1.8 | 0 | 12 |  |  |  |  | R-454B | 1.9 | Residential & Commercial | USHP | Ducted CEE Tier 1
216051254 | Central HP <5.4 tons | RUSSELL | HRCU-A-CB (Split System: Heat Pump with Remote Outdoor Unit-Air-Source) | SP19AY48AJVC |  |  | TCFY4821SEAAM | S802V1005A21DZ | 45500 | 19 | 10 | 45500 | 41500 | 91.21% | 2.1 | 0 | 12 |  |  |  |  | R-454B | 3.7917 | Residential & Commercial | USHP | Ducted CEE Tier 1
215936144 | Central HP <5.4 tons | CARRIER | HRCU-A-CB (Split System: Heat Pump with Remote Outdoor Unit-Air-Source) | 27VNA336A*030* |  |  | CVAVA4224XMA*+UI | 58CU*A100C21**20 | 35400 | 21.5 | 8.5 | 38000 | 28600 | 75.26% | 2.04 | 0 | 12 |  |  |  |  | R-454B | 2.95 | Residential & Commercial | USHP | Ducted CEE Tier 1
215936294 | Central HP <5.4 tons | CARRIER | HRCU-A-CB (Split System: Heat Pump with Remote Outdoor Unit-Air-Source) | 27VNA336A*030* |  |  | CVAVA4824XMA*+UI | 58CU*A100C21**20 | 35000 | 21.5 | 8.5 | 38500 | 28400 | 73.77% | 2.04 | 0 | 12 |  |  |  |  | R-454B | 2.9167 | Residential & Commercial | USHP | Ducted CEE Tier 1
215935524 | Central HP <5.4 tons | CARRIER | HRCU-A-CB (Split System: Heat Pump with Remote Outdoor Unit-Air-Source) | 27VNA336A*030* |  |  | CVAVA3017XMA*+UI | 59MN7C060C17**14 | 34000 | 20 | 8.1 | 38000 | 27200 | 71.58% | 2 | 0 | 11 |  |  |  |  | R-454B | 2.8333 | Residential & Commercial | USHP | Ducted CEE Tier 1
215935574 | Central HP <5.4 tons | CARRIER | HRCU-A-CB (Split System: Heat Pump with Remote Outdoor Unit-Air-Source) | 27VNA336A*030* |  |  | CVAVA3617XMA*+UI | 59TN6C060C17**14 | 34000 | 20 | 8.1 | 38000 | 27200 | 71.58% | 2 | 0 | 11 |  |  |  |  | R-454B | 2.8333 | Residential & Commercial | USHP | Ducted CEE Tier 1
215935724 | Central HP <5.4 tons | CARRIER | HRCU-A-CB (Split System: Heat Pump with Remote Outdoor Unit-Air-Source) | 27VNA336A*030* |  |  | CVAVA3621XMA*+UI | 59MN7C080C17**14 | 34200 | 20.5 | 8.5 | 39000 | 28600 | 73.33% | 2.02 | 0 | 11.5 |  |  |  |  | R-454B | 2.85 | Residential & Commercial | USHP | Ducted CEE Tier 1
215936074 | Central HP <5.4 tons | CARRIER | HRCU-A-CB (Split System: Heat Pump with Remote Outdoor Unit-Air-Source) | 27VNA336A*030* |  |  | CVAVA4221XMA*+UI | 59MN7C060C21**20 | 34200 | 20.5 | 8.5 | 39000 | 28600 | 73.33% | 2.04 | 0 | 11.5 |  |  |  |  | R-454B | 2.85 | Residential & Commercial | USHP | Ducted CEE Tier 1
215936244 | Central HP <5.4 tons | CARRIER | HRCU-A-CB (Split System: Heat Pump with Remote Outdoor Unit-Air-Source) | 27VNA336A*030* |  |  | CVAVA4224XMA*+UI | 59MN7C120C24**22 | 35400 | 22 | 8.5 | 38000 | 28400 | 74.74% | 2.04 | 0 | 12.5 |  |  |  |  | R-454B | 2.95 | Residential & Commercial | USHP | Ducted CEE Tier 1
216051227 | Central HP <5.4 tons | RUSSELL | HRCU-A-CB (Split System: Heat Pump with Remote Outdoor Unit-Air-Source) | SP19AY36AJVC |  |  | TCFY3621MEAAM | S802V1005A21UH | 34200 | 20 | 10 | 34200 | 29200 | 85.38% | 2 | 0 | 12 |  |  |  |  | R-454B | 2.85 | Residential & Commercial | USHP | Ducted CEE Tier 1
216051236 | Central HP <5.4 tons | RUSSELL | HRCU-A-CB (Split System: Heat Pump with Remote Outdoor Unit-Air-Source) | SP19AY36AJVC |  |  | TCFY3621MEAAM | S962V0703A17M4 | 34200 | 20 | 10 | 34200 | 29600 | 86.55% | 2 | 0 | 12 |  |  |  |  | R-454B | 2.85 | Residential & Commercial | USHP | Ducted CEE Tier 1
216051263 | Central HP <5.4 tons | RUSSELL | HRCU-A-CB (Split System: Heat Pump with Remote Outdoor Unit-Air-Source) | SP19AY48AJVC |  |  | TCFY4821SEAAM | S802V0755A21UH | 45500 | 19 | 10 | 45500 | 42000 | 92.31% | 2.1 | 0 | 12 |  |  |  |  | R-454B | 3.7917 | Residential & Commercial | USHP | Ducted CEE Tier 1
215739591 | Central HP <5.4 tons | RUSSELL | HRCU-A-CB (Split System: Heat Pump with Remote Outdoor Unit-Air-Source) | SP19AY24AJVC |  |  | SHMVY3621MEACA | 0 | 22800 | 19 | 8.5 | 22800 | 19500 | 85.53% | 1.9 | 0 | 12 |  |  |  |  | R-454B | 1.9 | Residential & Commercial | USHP | Ducted CEE Tier 1
214066659 | Central HP <5.4 tons | RUSSELL | HRCU-A-CB (Split System: Heat Pump with Remote Outdoor Unit-Air-Source) | RD17AZ36AJ3N |  |  | TCFZ3621MTANM | S98MV1005A21UPS | 34200 | 18 | 8.1 | 34200 | 29600 | 86.55% | 1.9 | 0 | 10 |  |  |  |  | R-410A | 2.85 | Residential & Commercial | USHP | Ducted CEE Tier 1
213785371 | Central HP <5.4 tons | BRYANT HEATING AND COOLING SYSTEMS | HRCU-A-CB (Split System: Heat Pump with Remote Outdoor Unit-Air-Source) | 284ANV036*0**B* |  |  | CAP**3621AL*+UI | 986TD42060C17*** | 32000 | 18.5 | 8.5 | 38500 | 27000 | 70.13% | 1.92 | 0 | 11 |  |  |  |  | R-410A | 2.6667 | Residential & Commercial | USHP | Ducted CEE Tier 1
213785389 | Central HP <5.4 tons | BRYANT HEATING AND COOLING SYSTEMS | HRCU-A-CB (Split System: Heat Pump with Remote Outdoor Unit-Air-Source) | 284ANV036*0**B* |  |  | CAP**3717AL*+UI | 987MC42080C17*** | 33200 | 18.5 | 9 | 37000 | 26200 | 70.81% | 2 | 0 | 11.5 |  |  |  |  | R-410A | 2.7667 | Residential & Commercial | USHP | Ducted CEE Tier 1
213785391 | Central HP <5.4 tons | BRYANT HEATING AND COOLING SYSTEMS | HRCU-A-CB (Split System: Heat Pump with Remote Outdoor Unit-Air-Source) | 284ANV036*0**B* |  |  | CAP**3717AL*+UI | 986TD42060C17*** | 33200 | 18.5 | 9 | 37000 | 26200 | 70.81% | 2 | 0 | 11 |  |  |  |  | R-410A | 2.7667 | Residential & Commercial | USHP | Ducted CEE Tier 1
213785407 | Central HP <5.4 tons | BRYANT HEATING AND COOLING SYSTEMS | HRCU-A-CB (Split System: Heat Pump with Remote Outdoor Unit-Air-Source) | 284ANV036*0**B* |  |  | CAP**3721AL*+UI | 987MC42060C17*** | 33600 | 18.5 | 9 | 36800 | 26000 | 70.65% | 2 | 0 | 11.5 |  |  |  |  | R-410A | 2.8 | Residential & Commercial | USHP | Ducted CEE Tier 1
213785473 | Central HP <5.4 tons | BRYANT HEATING AND COOLING SYSTEMS | HRCU-A-CB (Split System: Heat Pump with Remote Outdoor Unit-Air-Source) | 284ANV036*0**B* |  |  | CAP**4321AL*+UI | 987MC66100C21*** | 33800 | 19.5 | 9 | 36400 | 25600 | 70.33% | 2.04 | 0 | 12 |  |  |  |  | R-410A | 2.8167 | Residential & Commercial | USHP | Ducted CEE Tier 1
213067187 | Central HP <5.4 tons | ACIQ | HRCU-A-CB (Split System: Heat Pump with Remote Outdoor Unit-Air-Source) | HVH837GKA2* |  |  | EHD4X60AAL+WALLCON | *80CSU0401712A* | 33000 | 17 | 8.1 | 32200 | 24800 | 77.02% | 1.98 | 0 | 11 |  |  |  |  | R-410A | 2.75 | Residential & Commercial | USHP | Ducted CEE Tier 1
216591582 | Central HP <5.4 tons | KENMORE | HRCU-A-CB (Split System: Heat Pump with Remote Outdoor Unit-Air-Source) | HH824E2S11 |  |  | CTM30B5ACS1+JME08B2SN1 | 0 | 23000 | 19 | 9.5 | 23000 | 18400 | 80% | 2 | 0 | 12 |  |  |  |  | R-454B | 1.9167 | Residential & Commercial | USHP | Ducted CEE Tier 1
213067521 | Central HP <5.4 tons | ACIQ | HRCU-A-CB (Split System: Heat Pump with Remote Outdoor Unit-Air-Source) | HVH825GKA2* |  |  | EA*4X43L21A*+WALLCON | *95CSU0601716A* | 24400 | 16.5 | 8.1 | 21200 | 16700 | 78.77% | 2.02 | 0 | 10.5 |  |  |  |  | R-410A | 2.0333 | Residential & Commercial | USHP | Ducted CEE Tier 1
213067524 | Central HP <5.4 tons | ACIQ | HRCU-A-CB (Split System: Heat Pump with Remote Outdoor Unit-Air-Source) | HVH825GKA2* |  |  | EA*4X43L21A*+WALLCON | *96CTN0601714A* | 24400 | 16.5 | 8.1 | 21200 | 16700 | 78.77% | 2.02 | 0 | 11 |  |  |  |  | R-410A | 2.0333 | Residential & Commercial | USHP | Ducted CEE Tier 1
213067540 | Central HP <5.4 tons | ACIQ | HRCU-A-CB (Split System: Heat Pump with Remote Outdoor Unit-Air-Source) | HVH825GKA2* |  |  | EA*4X48L21A*+WALLCON | *96CTN0601714A* | 24000 | 16.5 | 8.1 | 21000 | 16600 | 79.05% | 2 | 0 | 11 |  |  |  |  | R-410A | 2 | Residential & Commercial | USHP | Ducted CEE Tier 1
214573249 | Central HP <5.4 tons | BRYANT HEATING AND COOLING SYSTEMS | HRCU-A-CB (Split System: Heat Pump with Remote Outdoor Unit-Air-Source) | 288BNV037*0**A* |  |  | CSPH*6012AL*+UI | 88*TB60070C21*** | 33000 | 17 | 8.5 | 32200 | 25000 | 77.64% | 2 | 0 | 11 |  |  |  |  | R-410A | 2.75 | Residential & Commercial | USHP | Ducted CEE Tier 1
216620710 | Central HP <5.4 tons | KENMORE | HRCU-A-CB (Split System: Heat Pump with Remote Outdoor Unit-Air-Source) | HH860E2S11 |  |  | CTM60D5CGS1 | Z9ES120D20SMPS1 | 46000 | 18 | 9 | 47000 | 34200 | 72.77% | 2 | 0 | 11.7 |  |  |  |  | R-454B | 3.8333 | Residential & Commercial | USHP | Ducted CEE Tier 1
216051181 | Central HP <5.4 tons | RUSSELL | HRCU-A-CB (Split System: Heat Pump with Remote Outdoor Unit-Air-Source) | SP19AY24AJVC |  |  | TCFY2421HEAAM | S951V0403A17UH | 22800 | 21 | 8.5 | 22800 | 18700 | 82.02% | 1.8 | 0 | 13 |  |  |  |  | R-454B | 1.9 | Residential & Commercial | USHP | Ducted CEE Tier 1
216051183 | Central HP <5.4 tons | RUSSELL | HRCU-A-CB (Split System: Heat Pump with Remote Outdoor Unit-Air-Source) | SP19AY24AJVC |  |  | TCFY2421HEAAM | S921V0703A17M4 | 22800 | 20 | 8.5 | 22800 | 18600 | 81.58% | 1.8 | 0 | 12 |  |  |  |  | R-454B | 1.9 | Residential & Commercial | USHP | Ducted CEE Tier 1
216733000 | Central HP <5.4 tons | KEEPRITE | HRCU-A-CB (Split System: Heat Pump with Remote Outdoor Unit-Air-Source) | D5CUHAH24AAK |  |  | EA*5X24M17A* | *95MSU0401712A* | 22000 | 16 | 8.5 | 21200 | 19200 | 90.57% | 1.96 | 0 | 10.5 |  |  |  |  | R-454B | 1.8333 | Residential & Commercial | USHP | Ducted CEE Tier 1
216620797 | Central HP <5.4 tons | KENMORE | HRCU-A-CB (Split System: Heat Pump with Remote Outdoor Unit-Air-Source) | HH836E2S11 |  |  | CTM48C5CFS1 | Z9ES080C20SMPS1 | 34000 | 19 | 9 | 32000 | 25600 | 80% | 2 | 0 | 11 |  |  |  |  | R-454B | 2.8333 | Residential & Commercial | USHP | Ducted CEE Tier 1
213785489 | Central HP <5.4 tons | BRYANT HEATING AND COOLING SYSTEMS | HRCU-A-CB (Split System: Heat Pump with Remote Outdoor Unit-Air-Source) | 284ANV036*0**B* |  |  | CAP**4821AL*+UI | 88*TB60110C21*** | 33200 | 19.5 | 9 | 36400 | 25800 | 70.88% | 2.04 | 0 | 12 |  |  |  |  | R-410A | 2.7667 | Residential & Commercial | USHP | Ducted CEE Tier 1
213163985 | Central HP <5.4 tons | RUSSELL | HRCU-A-CB (Split System: Heat Pump with Remote Outdoor Unit-Air-Source) | SP18AZ24AJVC |  |  | TCFZ2421HEAAM | S962V0705A21M4S | 22800 | 20 | 8.5 | 22800 | 26000 | 114% | 2.1 | 0 | 12.5 |  |  |  |  | R-410A | 1.9 | Residential & Commercial | USHP | Ducted CEE Tier 1
214066861 | Central HP <5.4 tons | RUSSELL | HRCU-A-CB (Split System: Heat Pump with Remote Outdoor Unit-Air-Source) | RD17AZ36AJ3N |  |  | TCFZ3621MTANM | S801V0754A17UHN | 34200 | 18 | 8.1 | 34200 | 29400 | 85.96% | 2 | 0 | 10 |  |  |  |  | R-410A | 2.85 | Residential & Commercial | USHP | Ducted CEE Tier 1
213785258 | Central HP <5.4 tons | BRYANT HEATING AND COOLING SYSTEMS | HRCU-A-CB (Split System: Heat Pump with Remote Outdoor Unit-Air-Source) | 284ANV024*0**B* |  |  | CSPH*4212AL*+UI | 88*TB66135C24*** | 23800 | 19 | 10 | 26400 | 19700 | 74.62% | 2.52 | 0 | 13 |  |  |  |  | R-410A | 1.9833 | Residential & Commercial | USHP | Ducted CEE Tier 1
216733493 | Central HP <5.4 tons | KEEPRITE | HRCU-A-CB (Split System: Heat Pump with Remote Outdoor Unit-Air-Source) | D5CUHAH24AAK |  |  | EA*5X25M17A* | *96VSN0601412B* | 22800 | 16.5 | 8.5 | 20600 | 18400 | 89.32% | 1.96 | 0 | 11 |  |  |  |  | R-454B | 1.9 | Residential & Commercial | USHP | Ducted CEE Tier 1
214075344 | Central HP <5.4 tons | RUSSELL | HRCU-A-CB (Split System: Heat Pump with Remote Outdoor Unit-Air-Source) | RD17AZ60AJ3N |  |  | TCFZ6024STANM | S951V0705A21M4S | 55000 | 18 | 8.1 | 54000 | 49500 | 91.67% | 1.75 | 0 | 10 |  |  |  |  | R-410A | 4.5833 | Residential & Commercial | USHP | Ducted CEE Tier 1
216681794 | Central HP <5.4 tons | BRYANT HEATING AND COOLING SYSTEMS | HRCU-A-CB (Split System: Heat Pump with Remote Outdoor Unit-Air-Source) | 38MURAQ36AB3* |  |  | CAP**4321AL* | 927TA60100V21*** | 36200 | 16.5 | 9 | 38000 | 34400 | 90.53% | 1.96 | 0 | 10 |  |  |  |  | R-410A | 3.0167 | Residential & Commercial | USHP | Ducted CEE Tier 1
215936274 | Central HP <5.4 tons | CARRIER | HRCU-A-CB (Split System: Heat Pump with Remote Outdoor Unit-Air-Source) | 27VNA336A*030* |  |  | CVAVA4821XMA*+UI | 59MN7C060C17**14 | 34400 | 20.5 | 8.5 | 38000 | 27600 | 72.63% | 2.08 | 0 | 11 |  |  |  |  | R-454B | 2.8667 | Residential & Commercial | USHP | Ducted CEE Tier 1
216636326 | Central HP <5.4 tons | ACIQ | HRCU-A-CB (Split System: Heat Pump with Remote Outdoor Unit-Air-Source) | H5H3V36*K*AAA* |  |  | EVD5X61M21A*+WALLCON | *80CSU0601716A* | 35800 | 22 | 8.5 | 37400 | 28400 | 75.94% | 2.04 | 0 | 12 |  |  |  |  | R-454B | 2.9833 | Residential & Commercial | USHP | Ducted CEE Tier 1
215936494 | Central HP <5.4 tons | CARRIER | HRCU-A-CB (Split System: Heat Pump with Remote Outdoor Unit-Air-Source) | 27VNA336A*030* |  |  | CVAVA4924XMA*+UI | 59MN7C060C21**20 | 35200 | 21 | 8.5 | 38500 | 28800 | 74.81% | 2.02 | 0 | 12 |  |  |  |  | R-454B | 2.9333 | Residential & Commercial | USHP | Ducted CEE Tier 1
215576405 | Central HP <5.4 tons | RUSSELL | HRCU-A-CB (Split System: Heat Pump with Remote Outdoor Unit-Air-Source) | SP19AY60AJVC |  |  | SHMVY6021SEACA | 0 | 54500 | 17.5 | 8.1 | 54500 | 53000 | 97.25% | 2 | 0 | 10.5 |  |  |  |  | R-454B | 4.5417 | Residential & Commercial | USHP | Ducted CEE Tier 1
214802160 | Central HP <5.4 tons | RUSSELL | HRCU-A-CB (Split System: Heat Pump with Remote Outdoor Unit-Air-Source) | SP18AZ48AJVC |  |  | TCFZ4821SEAAM | S951V0705A21UHU | 44500 | 19 | 8.1 | 40000 | 42000 | 105% | 1.8 | 0 | 10 |  |  |  |  | R-410A | 3.7083 | Residential & Commercial | USHP | Ducted CEE Tier 1
210474514 | Central HP <5.4 tons | CARRIER | HRCU-A-CB (Split System: Heat Pump with Remote Outdoor Unit-Air-Source) | 25VNA825A*032* |  |  | CSPH*4812AL*+UI | 58TN*A070C17**16 | 24200 | 16.5 | 8.1 | 21200 | 16600 | 78.3% | 2.02 | 0 | 10.5 |  |  |  |  | R-410A | 2.0167 | Residential & Commercial | USHP | Ducted CEE Tier 1
215667912 | Central HP <5.4 tons | DAY & NIGHT | HRCU-A-CB (Split System: Heat Pump with Remote Outdoor Unit-Air-Source) | C5H0V24*K*AAA* |  |  | EA*5X37M21A*+WALLCON | *97CMN1002122B* | 24000 | 17.5 | 9 | 23200 | 16300 | 70.26% | 2.02 | 0 | 10.5 |  |  |  |  | R-454B | 2 | Residential & Commercial | USHP | Ducted CEE Tier 1
213372372 | Central HP <5.4 tons | RUSSELL | HRCU-A-CB (Split System: Heat Pump with Remote Outdoor Unit-Air-Source) | SP18AZ24AJVC |  |  | TCFZ2421HEAAM | S951V0603A17UHU | 22800 | 20 | 8.5 | 22800 | 26200 | 114.9% | 2.1 | 0 | 12.5 |  |  |  |  | R-410A | 1.9 | Residential & Commercial | USHP | Ducted CEE Tier 1
215934865 | Central HP <5.4 tons | BRYANT HEATING AND COOLING SYSTEMS | HRCU-A-CB (Split System: Heat Pump with Remote Outdoor Unit-Air-Source) | 293VAN036**AA* |  |  | CVAMA4421XMA*+UI | 935CB48060C17*** | 35400 | 21.5 | 8.5 | 38500 | 29000 | 75.32% | 2.02 | 0 | 12 |  |  |  |  | R-454B | 2.95 | Residential & Commercial | USHP | Ducted CEE Tier 1
215935015 | Central HP <5.4 tons | BRYANT HEATING AND COOLING SYSTEMS | HRCU-A-CB (Split System: Heat Pump with Remote Outdoor Unit-Air-Source) | 293VAN036**AA* |  |  | CVAMA4921XMA*+UI | 88*TB60070C21*** | 35600 | 21.5 | 8.5 | 38000 | 28600 | 75.26% | 2.02 | 0 | 12 |  |  |  |  | R-454B | 2.9667 | Residential & Commercial | USHP | Ducted CEE Tier 1
216680893 | Central HP <5.4 tons | DAY & NIGHT | HRCU-A-CB (Split System: Heat Pump with Remote Outdoor Unit-Air-Source) | DLCURAH18ABK |  |  | EHD4X30AAL | *97VTN0801716A* | 17500 | 15.5 | 8.1 | 18000 | 18100 | 100.6% | 2 | 0 | 10.5 |  |  |  |  | R-410A | 1.4583 | Residential & Commercial | USHP | Ducted CEE Tier 1
213067555 | Central HP <5.4 tons | ACIQ | HRCU-A-CB (Split System: Heat Pump with Remote Outdoor Unit-Air-Source) | HVH825GKA2* |  |  | EA*4X48L24A*+WALLCON | *97CMN1202422A* | 24000 | 16.5 | 8.1 | 21000 | 16600 | 79.05% | 2.02 | 0 | 11 |  |  |  |  | R-410A | 2 | Residential & Commercial | USHP | Ducted CEE Tier 1
213067557 | Central HP <5.4 tons | ACIQ | HRCU-A-CB (Split System: Heat Pump with Remote Outdoor Unit-Air-Source) | HVH825GKA2* |  |  | EHD4X42AAL+WALLCON | *80CSU0601716A* | 24200 | 16 | 8.1 | 21400 | 16600 | 77.57% | 2 | 0 | 10.5 |  |  |  |  | R-410A | 2.0167 | Residential & Commercial | USHP | Ducted CEE Tier 1
213069326 | Central HP <5.4 tons | ACIQ | HRCU-A-CB (Split System: Heat Pump with Remote Outdoor Unit-Air-Source) | DLCURAH36ABK |  |  | EA*4X42L21A* | *80ESU0601716A | 35000 | 16.5 | 8.1 | 38500 | 35000 | 90.91% | 1.86 | 0 | 10 |  |  |  |  | R-410A | 2.9167 | Residential & Commercial | USHP | Ducted CEE Tier 1
213069377 | Central HP <5.4 tons | ACIQ | HRCU-A-CB (Split System: Heat Pump with Remote Outdoor Unit-Air-Source) | DLCURAH36ABK |  |  | EA*4X42L24A* | *95ESN1002120A* | 36000 | 15.5 | 8.1 | 39500 | 35200 | 89.11% | 1.92 | 0 | 10 |  |  |  |  | R-410A | 3 | Residential & Commercial | USHP | Ducted CEE Tier 1
213069394 | Central HP <5.4 tons | ACIQ | HRCU-A-CB (Split System: Heat Pump with Remote Outdoor Unit-Air-Source) | DLCURAH36ABK |  |  | EA*4X43L21A* | *80ES(N,L)0451712A* | 36000 | 15.5 | 8.5 | 38500 | 34800 | 90.39% | 2.06 | 0 | 10 |  |  |  |  | R-410A | 3 | Residential & Commercial | USHP | Ducted CEE Tier 1
213069413 | Central HP <5.4 tons | ACIQ | HRCU-A-CB (Split System: Heat Pump with Remote Outdoor Unit-Air-Source) | DLCURAH36ABK |  |  | EA*4X43L21A* | *92ESN0802120A* | 37400 | 16 | 8.5 | 38500 | 34800 | 90.39% | 2.14 | 0 | 10 |  |  |  |  | R-410A | 3.1167 | Residential & Commercial | USHP | Ducted CEE Tier 1
213072167 | Central HP <5.4 tons | ACIQ | HRCU-A-CB (Split System: Heat Pump with Remote Outdoor Unit-Air-Source) | DLCURAH18ABK |  |  | EA*4X24L17A* | *80VTL0701716A* | 17300 | 16 | 8.5 | 18100 | 19200 | 106.1% | 2.32 | 0 | 10.5 |  |  |  |  | R-410A | 1.4417 | Residential & Commercial | USHP | Ducted CEE Tier 1
213072169 | Central HP <5.4 tons | ACIQ | HRCU-A-CB (Split System: Heat Pump with Remote Outdoor Unit-Air-Source) | DLCURAH18ABK |  |  | EA*4X24L17A* | *95ESN0401712A* | 17300 | 15.5 | 8.5 | 18300 | 19300 | 105.5% | 2.3 | 0 | 10 |  |  |  |  | R-410A | 1.4417 | Residential & Commercial | USHP | Ducted CEE Tier 1
213072170 | Central HP <5.4 tons | ACIQ | HRCU-A-CB (Split System: Heat Pump with Remote Outdoor Unit-Air-Source) | DLCURAH18ABK |  |  | EA*4X24L17A* | *95ESN0601412A* | 17800 | 16 | 8.5 | 18700 | 19000 | 101.6% | 2.28 | 0 | 10.5 |  |  |  |  | R-410A | 1.4833 | Residential & Commercial | USHP | Ducted CEE Tier 1
213072203 | Central HP <5.4 tons | ACIQ | HRCU-A-CB (Split System: Heat Pump with Remote Outdoor Unit-Air-Source) | DLCURAH18ABK |  |  | EA*4X25L17A* | *95ESN0601412A* | 18400 | 16.5 | 8.5 | 18200 | 17500 | 96.15% | 2.12 | 0 | 11 |  |  |  |  | R-410A | 1.5333 | Residential & Commercial | USHP | Ducted CEE Tier 1
213072217 | Central HP <5.4 tons | ACIQ | HRCU-A-CB (Split System: Heat Pump with Remote Outdoor Unit-Air-Source) | DLCURAH18ABK |  |  | EA*4X25L17A* | OMV098J12* | 18800 | 16 | 8.5 | 18700 | 17300 | 92.51% | 2.12 | 0 | 11 |  |  |  |  | R-410A | 1.5667 | Residential & Commercial | USHP | Ducted CEE Tier 1
213072218 | Central HP <5.4 tons | ACIQ | HRCU-A-CB (Split System: Heat Pump with Remote Outdoor Unit-Air-Source) | DLCURAH18ABK |  |  | EA*4X25L17A* | OLV098A12* | 18600 | 16 | 8.5 | 18600 | 17400 | 93.55% | 2.12 | 0 | 11 |  |  |  |  | R-410A | 1.55 | Residential & Commercial | USHP | Ducted CEE Tier 1
213072219 | Central HP <5.4 tons | ACIQ | HRCU-A-CB (Split System: Heat Pump with Remote Outdoor Unit-Air-Source) | DLCURAH18ABK |  |  | EA*4X25L17A* | OMV112K14A | 18700 | 15.5 | 8.5 | 18700 | 17400 | 93.05% | 2.12 | 0 | 11 |  |  |  |  | R-410A | 1.5583 | Residential & Commercial | USHP | Ducted CEE Tier 1
213072250 | Central HP <5.4 tons | ACIQ | HRCU-A-CB (Split System: Heat Pump with Remote Outdoor Unit-Air-Source) | DLCURAH18ABK |  |  | EA*4X30L17A* | *96VTN0401410A* | 17500 | 16 | 8.5 | 18100 | 18600 | 102.8% | 2.24 | 0 | 10.5 |  |  |  |  | R-410A | 1.4583 | Residential & Commercial | USHP | Ducted CEE Tier 1
213072253 | Central HP <5.4 tons | ACIQ | HRCU-A-CB (Split System: Heat Pump with Remote Outdoor Unit-Air-Source) | DLCURAH18ABK |  |  | EA*4X30L17A* | *96VTN0601714A* | 17800 | 16 | 8.5 | 18400 | 18500 | 100.5% | 2.22 | 0 | 10.5 |  |  |  |  | R-410A | 1.4833 | Residential & Commercial | USHP | Ducted CEE Tier 1
213072287 | Central HP <5.4 tons | ACIQ | HRCU-A-CB (Split System: Heat Pump with Remote Outdoor Unit-Air-Source) | DLCURAH18ABK |  |  | EN(A,D)4X24L14** | *80ES(N,L)0451412A* | 18000 | 16 | 8.5 | 18900 | 18700 | 98.94% | 2.26 | 0 | 11 |  |  |  |  | R-410A | 1.5 | Residential & Commercial | USHP | Ducted CEE Tier 1
214279878 | Central HP <5.4 tons | BRYANT HEATING AND COOLING SYSTEMS | HRCU-A-CB (Split System: Heat Pump with Remote Outdoor Unit-Air-Source) | 38MURAQ24AB3* |  |  | CAP**2517AL* | 916SA48060M17*** | 24400 | 16.5 | 9 | 25400 | 21600 | 85.04% | 1.8 | 0 | 10 |  |  |  |  | R-410A | 2.0333 | Residential & Commercial | USHP | Ducted CEE Tier 1
214097580 | Central HP <5.4 tons | RUSSELL | HRCU-A-CB (Split System: Heat Pump with Remote Outdoor Unit-Air-Source) | RD17AZ48AJ3N |  |  | TCFZ6024SEANM | S802VA100521M | 45500 | 17 | 8.1 | 45500 | 40000 | 87.91% | 2.1 | 0 | 10 |  |  |  |  | R-410A | 3.7917 | Residential & Commercial | USHP | Ducted CEE Tier 1
214097612 | Central HP <5.4 tons | RUSSELL | HRCU-A-CB (Split System: Heat Pump with Remote Outdoor Unit-Air-Source) | RD17AZ48AJ3N |  |  | TCFZ6024SEANM | S801V1255A24UH | 45500 | 17 | 8.1 | 45500 | 40000 | 87.91% | 2.1 | 0 | 10 |  |  |  |  | R-410A | 3.7917 | Residential & Commercial | USHP | Ducted CEE Tier 1
216620778 | Central HP <5.4 tons | KENMORE | HRCU-A-CB (Split System: Heat Pump with Remote Outdoor Unit-Air-Source) | HH836E2S11 |  |  | CTU48C5XFS1+TXV | Z9ES080C20SMPS1 | 34200 | 18 | 9 | 32000 | 25600 | 80% | 2 | 0 | 11 |  |  |  |  | R-454B | 2.85 | Residential & Commercial | USHP | Ducted CEE Tier 1
211398734 | Central HP <5.4 tons | CHAMPION HEATING AND COOLING | HRCU-A-CB (Split System: Heat Pump with Remote Outdoor Unit-Air-Source) | HMH72B341 |  |  | XAUC48FXXN1+TXV | TMLE100B12MP11 | 33400 | 17 | 8.5 | 32400 | 23800 | 73.46% | 2.06 | 0 | 9.5 |  |  |  |  | R-410A | 2.7833 | Residential & Commercial | USHP
211398868 | Central HP <5.4 tons | CHAMPION HEATING AND COOLING | HRCU-A-CB (Split System: Heat Pump with Remote Outdoor Unit-Air-Source) | HMH72B341 |  |  | XAFD48FXXN1+TXV | TMLE080C16MP11 | 33400 | 17 | 8.5 | 32200 | 23400 | 72.67% | 2.06 | 0 | 9.5 |  |  |  |  | R-410A | 2.7833 | Residential & Commercial | USHP
216835346 | Central HP <5.4 tons | GOODMAN | HRCU-A-CB (Split System: Heat Pump with Remote Outdoor Unit-Air-Source) | GZV7SA6010A* |  |  | CA*EA6030*3A* | G*VT800805D*A* | 52000 | 17 | 8.8 | 53500 | 46000 | 85.98% | 2 | 0 | 9.8 |  |  |  |  | R-32 | 4.3333 | Residential & Commercial | USHP
214243115 | Central HP <5.4 tons | CARRIER | HRCU-A-CB (Split System: Heat Pump with Remote Outdoor Unit-Air-Source) | 25VNA825A*031* |  |  | CNPV*4821AL*+UI | 58TN*B110C21**20 | 24200 | 17 | 8.1 | 21200 | 16600 | 78.3% | 2.02 | 0 | 11.5 |  |  |  |  | R-410A | 2.0167 | Residential & Commercial | USHP | Ducted CEE Tier 1
214242045 | Central HP <5.4 tons | CARRIER | HRCU-A-CB (Split System: Heat Pump with Remote Outdoor Unit-Air-Source) | 25VNA825A*032* |  |  | CNPV*4217AL*+UI | 59MN7C080C17**14 | 23800 | 16.5 | 8.1 | 21400 | 16700 | 78.04% | 1.96 | 0 | 11 |  |  |  |  | R-410A | 1.9833 | Residential & Commercial | USHP | Ducted CEE Tier 1
216591567 | Central HP <5.4 tons | KENMORE | HRCU-A-CB (Split System: Heat Pump with Remote Outdoor Unit-Air-Source) | HH860E2S11 |  |  | JHC60D5CJ2SS1 | 0 | 53000 | 19 | 8.5 | 54000 | 39000 | 72.22% | 2 | 0 | 11 |  |  |  |  | R-454B | 4.4167 | Residential & Commercial | USHP | Ducted CEE Tier 1
216591594 | Central HP <5.4 tons | KENMORE | HRCU-A-CB (Split System: Heat Pump with Remote Outdoor Unit-Air-Source) | HH860E2S11 |  |  | CTU60C5XGS1+TXV | Z8ES080C16SMPS1 | 44500 | 18 | 9 | 44500 | 33400 | 75.06% | 2 | 0 | 12 |  |  |  |  | R-454B | 3.7083 | Residential & Commercial | USHP | Ducted CEE Tier 1
216591651 | Central HP <5.4 tons | KENMORE | HRCU-A-CB (Split System: Heat Pump with Remote Outdoor Unit-Air-Source) | HH860E2S11 |  |  | JHC60D5CH2SS1 | 0 | 52500 | 19 | 8.5 | 53000 | 38000 | 71.7% | 2 | 0 | 12 |  |  |  |  | R-454B | 4.375 | Residential & Commercial | USHP | Ducted CEE Tier 1
213770812 | Central HP <5.4 tons | KEEPRITE | HRCU-A-CB (Split System: Heat Pump with Remote Outdoor Unit-Air-Source) | CVH825GKA2* |  |  | EA*4X36L17A*+WALLCON | *80CTL0451712B* | 23400 | 16 | 8.1 | 21600 | 16800 | 77.78% | 1.92 | 0 | 10.5 |  |  |  |  | R-410A | 1.95 | Residential & Commercial | USHP | Ducted CEE Tier 1
213072301 | Central HP <5.4 tons | ACIQ | HRCU-A-CB (Split System: Heat Pump with Remote Outdoor Unit-Air-Source) | DLCURAH18ABK |  |  | EN(A,D)4X24L17** | *80ESU0401712A* | 18400 | 16 | 8.5 | 19200 | 18500 | 96.35% | 2.24 | 0 | 11 |  |  |  |  | R-410A | 1.5333 | Residential & Commercial | USHP | Ducted CEE Tier 1
213072302 | Central HP <5.4 tons | ACIQ | HRCU-A-CB (Split System: Heat Pump with Remote Outdoor Unit-Air-Source) | DLCURAH18ABK |  |  | EN(A,D)4X24L17** | *80VTL0451412A* | 17600 | 16 | 8.5 | 18500 | 18800 | 101.6% | 2.26 | 0 | 11 |  |  |  |  | R-410A | 1.4667 | Residential & Commercial | USHP | Ducted CEE Tier 1
213072334 | Central HP <5.4 tons | ACIQ | HRCU-A-CB (Split System: Heat Pump with Remote Outdoor Unit-Air-Source) | DLCURAH18ABK |  |  | EN(A,D)4X30L14** | *95ESN0261410A* | 18100 | 15.5 | 8.5 | 18800 | 18400 | 97.87% | 2.2 | 0 | 11 |  |  |  |  | R-410A | 1.5083 | Residential & Commercial | USHP | Ducted CEE Tier 1
213072384 | Central HP <5.4 tons | ACIQ | HRCU-A-CB (Split System: Heat Pump with Remote Outdoor Unit-Air-Source) | DLCURAH18ABK |  |  | FM(C,U)4Z30**AL* | 0 | 18000 | 17.5 | 8.5 | 18500 | 18900 | 102.2% | 2.3 | 0 | 11 |  |  |  |  | R-410A | 1.5 | Residential & Commercial | USHP | Ducted CEE Tier 1
213067688 | Central HP <5.4 tons | ACIQ | HRCU-A-CB (Split System: Heat Pump with Remote Outdoor Unit-Air-Source) | HVH837GKA** |  |  | EA*4X42L21A*+WALLCON | *95CSU0802120A* | 31800 | 17.5 | 8.1 | 33000 | 24400 | 73.94% | 1.9 | 0 | 11 |  |  |  |  | R-410A | 2.65 | Residential & Commercial | USHP | Ducted CEE Tier 1
213067689 | Central HP <5.4 tons | ACIQ | HRCU-A-CB (Split System: Heat Pump with Remote Outdoor Unit-Air-Source) | HVH837GKA** |  |  | EA*4X60L24A*+WALLCON | *80CSU1002120A* | 32800 | 17 | 8.1 | 32000 | 24800 | 77.5% | 1.96 | 0 | 11 |  |  |  |  | R-410A | 2.7333 | Residential & Commercial | USHP | Ducted CEE Tier 1
213067722 | Central HP <5.4 tons | ACIQ | HRCU-A-CB (Split System: Heat Pump with Remote Outdoor Unit-Air-Source) | HVH837GKA** |  |  | EN(A,D)4X48L24**+WALLCON | *80CSU1002120A* | 32400 | 17 | 8.1 | 33000 | 24800 | 75.15% | 1.94 | 0 | 11.5 |  |  |  |  | R-410A | 2.7 | Residential & Commercial | USHP | Ducted CEE Tier 1
211259911 | Central HP <5.4 tons | KEEPRITE | HRCU-A-CB (Split System: Heat Pump with Remote Outdoor Unit-Air-Source) | DLCURAH18ABK |  |  | EA*4X19L17A* | *80ES(N,L)0451712A* | 19100 | 16 | 9 | 19100 | 17400 | 91.1% | 2.14 | 0 | 11 |  |  |  |  | R-410A | 1.5917 | Residential & Commercial | USHP | Ducted CEE Tier 1
211259925 | Central HP <5.4 tons | KEEPRITE | HRCU-A-CB (Split System: Heat Pump with Remote Outdoor Unit-Air-Source) | DLCURAH18ABK |  |  | EA*4X19L17A* | *80ES(N,L)0701712A* | 18600 | 16.5 | 8.5 | 18400 | 17500 | 95.11% | 2.14 | 0 | 11 |  |  |  |  | R-410A | 1.55 | Residential & Commercial | USHP | Ducted CEE Tier 1
211259942 | Central HP <5.4 tons | KEEPRITE | HRCU-A-CB (Split System: Heat Pump with Remote Outdoor Unit-Air-Source) | DLCURAH18ABK |  |  | EA*4X19L17A* | *92ESN0601412A* | 18700 | 16.5 | 8.5 | 18600 | 17500 | 94.09% | 2.14 | 0 | 11 |  |  |  |  | R-410A | 1.5583 | Residential & Commercial | USHP | Ducted CEE Tier 1
211398114 | Central HP <5.4 tons | CHAMPION HEATING AND COOLING | HRCU-A-CB (Split System: Heat Pump with Remote Outdoor Unit-Air-Source) | HMH72B341 |  |  | XAHD48FXXN1+TXV | TMLE120C16MP11 | 33000 | 16.5 | 8.5 | 31800 | 23200 | 72.96% | 2.04 | 0 | 9.5 |  |  |  |  | R-410A | 2.75 | Residential & Commercial | USHP
211398129 | Central HP <5.4 tons | CHAMPION HEATING AND COOLING | HRCU-A-CB (Split System: Heat Pump with Remote Outdoor Unit-Air-Source) | HMH72B341 |  |  | XAHD48FBCN1 | TM8E120C16MP11 | 33000 | 16.5 | 8.5 | 31800 | 23200 | 72.96% | 2.04 | 0 | 9.5 |  |  |  |  | R-410A | 2.75 | Residential & Commercial | USHP
211398380 | Central HP <5.4 tons | CHAMPION HEATING AND COOLING | HRCU-A-CB (Split System: Heat Pump with Remote Outdoor Unit-Air-Source) | HMH72B341 |  |  | XAHD48FBCN1 | TM8E100C16MP11 | 32800 | 16.5 | 8.5 | 31600 | 23200 | 73.42% | 2.02 | 0 | 9.5 |  |  |  |  | R-410A | 2.7333 | Residential & Commercial | USHP
214584574 | Central HP <5.4 tons | CHAMPION HEATING AND COOLING | HRCU-A-CB (Split System: Heat Pump with Remote Outdoor Unit-Air-Source) | HH824E2S11 |  |  | CTM30B5ACS1 | Z8ES100B12SMPS1 | 23000 | 18 | 9.5 | 23000 | 19400 | 84.35% | 2 | 0 | 12 |  |  |  |  | R-454B | 1.9167 | Residential & Commercial | USHP | Ducted CEE Tier 1
213372377 | Central HP <5.4 tons | RUSSELL | HRCU-A-CB (Split System: Heat Pump with Remote Outdoor Unit-Air-Source) | SP18AZ36AJVC |  |  | TCFZ6021SEAAM | S951V0403A17UHU | 34200 | 19 | 8.5 | 34200 | 43000 | 125.7% | 2.2 | 0 | 12.5 |  |  |  |  | R-410A | 2.85 | Residential & Commercial | USHP | Ducted CEE Tier 1
211230911 | Central HP <5.4 tons | KEEPRITE | HRCU-A-CB (Split System: Heat Pump with Remote Outdoor Unit-Air-Source) | DLCURAH36ABK |  |  | FXM4X36**AL | 0 | 35800 | 16.5 | 8.1 | 38500 | 34600 | 89.87% | 1.94 | 0 | 10 |  |  |  |  | R-410A | 2.9833 | Residential & Commercial | USHP | Ducted CEE Tier 1
216051203 | Central HP <5.4 tons | RUSSELL | HRCU-A-CB (Split System: Heat Pump with Remote Outdoor Unit-Air-Source) | SP19AY24AJVC |  |  | TCFY2421HEAAM | S98MV0855A21UP | 22800 | 21 | 8.5 | 22800 | 18400 | 80.7% | 1.8 | 0 | 13 |  |  |  |  | R-454B | 1.9 | Residential & Commercial | USHP | Ducted CEE Tier 1
216051212 | Central HP <5.4 tons | RUSSELL | HRCU-A-CB (Split System: Heat Pump with Remote Outdoor Unit-Air-Source) | SP19AY24AJVC |  |  | TCFY2421HEAAM | S801V0504A17UHS | 22800 | 20 | 8.5 | 22800 | 18500 | 81.14% | 1.8 | 0 | 12 |  |  |  |  | R-454B | 1.9 | Residential & Commercial | USHP | Ducted CEE Tier 1
216051262 | Central HP <5.4 tons | RUSSELL | HRCU-A-CB (Split System: Heat Pump with Remote Outdoor Unit-Air-Source) | SP19AY48AJVC |  |  | TCFY4821SEAAM | S802V0754A17UH | 45500 | 19 | 10 | 45500 | 42000 | 92.31% | 2.1 | 0 | 12 |  |  |  |  | R-454B | 3.7917 | Residential & Commercial | USHP | Ducted CEE Tier 1
214097601 | Central HP <5.4 tons | RUSSELL | HRCU-A-CB (Split System: Heat Pump with Remote Outdoor Unit-Air-Source) | RD17AZ48AJ3N |  |  | TCFZ6024SEANM | S802V1005A21DZ | 45500 | 17 | 8.1 | 45500 | 40000 | 87.91% | 2.1 | 0 | 10 |  |  |  |  | R-410A | 3.7917 | Residential & Commercial | USHP | Ducted CEE Tier 1
214097540 | Central HP <5.4 tons | RUSSELL | HRCU-A-CB (Split System: Heat Pump with Remote Outdoor Unit-Air-Source) | RD17AZ48AJ3N |  |  | TCFZ6024SEANM | S98MV1005A21UPS | 45500 | 16 | 8.1 | 45500 | 40500 | 89.01% | 2 | 0 | 10 |  |  |  |  | R-410A | 3.7917 | Residential & Commercial | USHP | Ducted CEE Tier 1
216620747 | Central HP <5.4 tons | KENMORE | HRCU-A-CB (Split System: Heat Pump with Remote Outdoor Unit-Air-Source) | HH824E2S11 |  |  | CTU30B5XCS1+TXV | Z9ES060B12SMPS1 | 23000 | 17 | 9.5 | 23000 | 19100 | 83.04% | 2 | 0 | 11.7 |  |  |  |  | R-454B | 1.9167 | Residential & Commercial | USHP | Ducted CEE Tier 1
216620838 | Central HP <5.4 tons | KENMORE | HRCU-A-CB (Split System: Heat Pump with Remote Outdoor Unit-Air-Source) | HH824E2S11 |  |  | CTM30B5ACS1 | Z9ES060B12SMPS1 | 23000 | 17 | 9.5 | 23000 | 19200 | 83.48% | 2 | 0 | 11.7 |  |  |  |  | R-454B | 1.9167 | Residential & Commercial | USHP | Ducted CEE Tier 1
216620756 | Central HP <5.4 tons | KENMORE | HRCU-A-CB (Split System: Heat Pump with Remote Outdoor Unit-Air-Source) | HH860E2S11 |  |  | CTU60D5XGS1+TXV | Z9ES120D20SMPS1 | 46000 | 18 | 9 | 47000 | 34200 | 72.77% | 2 | 0 | 11.7 |  |  |  |  | R-454B | 3.8333 | Residential & Commercial | USHP | Ducted CEE Tier 1
216620822 | Central HP <5.4 tons | KENMORE | HRCU-A-CB (Split System: Heat Pump with Remote Outdoor Unit-Air-Source) | HH860E2S11 |  |  | CTM60C5CGS1 | Z9ES080C20SMPS1 | 44500 | 18 | 9 | 45500 | 33400 | 73.41% | 2 | 0 | 12 |  |  |  |  | R-454B | 3.7083 | Residential & Commercial | USHP | Ducted CEE Tier 1
206997809 | Central HP <5.4 tons | KENMORE | HRCU-A-CB (Split System: Heat Pump with Remote Outdoor Unit-Air-Source) | (C,H,T)VH837GKA2* |  |  | EHD4X36AAL+WALLCON | *97CMN1002122A* | 32200 | 16.5 | 8.1 | 33200 | 24800 | 74.7% | 1.94 | 11.5 | 11 |  |  |  |  | R-410A | 2.6833 | Residential & Commercial | USHP | Ducted CEE Tier 1
214239003 | Central HP <5.4 tons | CARRIER | HRCU-A-CB (Split System: Heat Pump with Remote Outdoor Unit-Air-Source) | 25VNA837A*031* |  |  | CNPV*4217AL*+UI | 59MN7C060C17**14 | 31800 | 16.5 | 8.1 | 33200 | 25000 | 75.3% | 1.88 | 0 | 11 |  |  |  |  | R-410A | 2.65 | Residential & Commercial | USHP | Ducted CEE Tier 1
211261960 | Central HP <5.4 tons | KEEPRITE | HRCU-A-CB (Split System: Heat Pump with Remote Outdoor Unit-Air-Source) | DLCURAH18ABK |  |  | EA*4X30L17A* | *95ESN0261410A* | 18200 | 15.5 | 8.5 | 18800 | 18400 | 97.87% | 2.22 | 0 | 10.5 |  |  |  |  | R-410A | 1.5167 | Residential & Commercial | USHP | Ducted CEE Tier 1
211260999 | Central HP <5.4 tons | KEEPRITE | HRCU-A-CB (Split System: Heat Pump with Remote Outdoor Unit-Air-Source) | DLCURAH18ABK |  |  | EA*4X25L17A* | *80ES(N,L)0451712A* | 19100 | 16 | 8.5 | 19000 | 17300 | 91.05% | 2.12 | 0 | 11 |  |  |  |  | R-410A | 1.5917 | Residential & Commercial | USHP | Ducted CEE Tier 1
211260490 | Central HP <5.4 tons | KEEPRITE | HRCU-A-CB (Split System: Heat Pump with Remote Outdoor Unit-Air-Source) | DLCURAH18ABK |  |  | EA*4X24L17A* | *96VTN0401410A* | 17400 | 16 | 8.5 | 18300 | 19200 | 104.9% | 2.3 | 0 | 10.5 |  |  |  |  | R-410A | 1.45 | Residential & Commercial | USHP | Ducted CEE Tier 1
211260710 | Central HP <5.4 tons | KEEPRITE | HRCU-A-CB (Split System: Heat Pump with Remote Outdoor Unit-Air-Source) | DLCURAH18ABK |  |  | EA*4X25L17A* | *96VSN0601714A* | 18200 | 16 | 8.5 | 18100 | 17600 | 97.24% | 2.12 | 0 | 11 |  |  |  |  | R-410A | 1.5167 | Residential & Commercial | USHP | Ducted CEE Tier 1
212986363 | Central HP <5.4 tons | KEEPRITE | HRCU-A-CB (Split System: Heat Pump with Remote Outdoor Unit-Air-Source) | DLCURAH18ABK |  |  | EN(A,D)4X24L17** | *96MSN0401410A* | 17400 | 15.5 | 8.5 | 18500 | 19200 | 103.8% | 2.3 | 0 | 10.5 |  |  |  |  | R-410A | 1.45 | Residential & Commercial | USHP | Ducted CEE Tier 1
212982392 | Central HP <5.4 tons | KEEPRITE | HRCU-A-CB (Split System: Heat Pump with Remote Outdoor Unit-Air-Source) | DLCURAH18ABK |  |  | EA*4X24L17A* | *80MSU0401712A* | 17200 | 16 | 8.5 | 18300 | 19100 | 104.4% | 2.3 | 0 | 10 |  |  |  |  | R-410A | 1.4333 | Residential & Commercial | USHP | Ducted CEE Tier 1
216591920 | Central HP <5.4 tons | KENMORE | HRCU-A-CB (Split System: Heat Pump with Remote Outdoor Unit-Air-Source) | HH836E2S11 |  |  | CTF36C5CDS1 | Z8ES100C20SMPS1 | 34600 | 18 | 8.5 | 32200 | 26200 | 81.37% | 2 | 0 | 11 |  |  |  |  | R-454B | 2.8833 | Residential & Commercial | USHP | Ducted CEE Tier 1
214097562 | Central HP <5.4 tons | RUSSELL | HRCU-A-CB (Split System: Heat Pump with Remote Outdoor Unit-Air-Source) | RD17AZ48AJ3N |  |  | TCFZ6024SEANM | S951V1005A21M4S | 45500 | 16 | 8.1 | 45500 | 40500 | 89.01% | 2.1 | 0 | 10 |  |  |  |  | R-410A | 3.7917 | Residential & Commercial | USHP | Ducted CEE Tier 1
214097547 | Central HP <5.4 tons | RUSSELL | HRCU-A-CB (Split System: Heat Pump with Remote Outdoor Unit-Air-Source) | RD17AZ48AJ3N |  |  | TCFZ6024SEANM | S97MV1005A21DHS | 45500 | 17 | 8.1 | 45500 | 40500 | 89.01% | 2.1 | 0 | 10 |  |  |  |  | R-410A | 3.7917 | Residential & Commercial | USHP | Ducted CEE Tier 1
216683216 | Central HP <5.4 tons | BRYANT HEATING AND COOLING SYSTEMS | HRCU-A-CB (Split System: Heat Pump with Remote Outdoor Unit-Air-Source) | 38MURAQ36AB3* |  |  | CSPH*4812AL* | 927TA66120V24*** | 35800 | 16 | 8.5 | 38000 | 34400 | 90.53% | 1.82 | 0 | 10 |  |  |  |  | R-410A | 2.9833 | Residential & Commercial | USHP | Ducted CEE Tier 1
211230938 | Central HP <5.4 tons | CARRIER | HRCU-A-CB (Split System: Heat Pump with Remote Outdoor Unit-Air-Source) | 38MURAQ36AB3* |  |  | CAP**3621AL* | GG96VTAA60100C | 35200 | 16.5 | 8.1 | 38500 | 35200 | 91.43% | 1.82 | 0 | 10 |  |  |  |  | R-410A | 2.9333 | Residential & Commercial | USHP | Ducted CEE Tier 1
216682796 | Central HP <5.4 tons | BRYANT HEATING AND COOLING SYSTEMS | HRCU-A-CB (Split System: Heat Pump with Remote Outdoor Unit-Air-Source) | 38MURAQ30AB3* |  |  | CAP**4221AL* | 927TA66100V21*** | 30000 | 15.2 | 8.5 | 34000 | 27200 | 80% | 1.75 | 0 | 9 |  |  |  |  | R-410A | 2.5 | Residential & Commercial | USHP
214066894 | Central HP <5.4 tons | RUSSELL | HRCU-A-CB (Split System: Heat Pump with Remote Outdoor Unit-Air-Source) | RD17AZ36AJ3N |  |  | TCFZ3621MTANM | S802V0755A21DZ | 34200 | 17 | 8.1 | 34200 | 29400 | 85.96% | 2 | 0 | 11.7 |  |  |  |  | R-410A | 2.85 | Residential & Commercial | USHP | Ducted CEE Tier 1
216591656 | Central HP <5.4 tons | KENMORE | HRCU-A-CB (Split System: Heat Pump with Remote Outdoor Unit-Air-Source) | HH824E2S11 |  |  | CTU30B5XCS1+JME08B2SN1+TXV | 0 | 23000 | 19 | 9.5 | 23000 | 18500 | 80.43% | 2 | 0 | 12 |  |  |  |  | R-454B | 1.9167 | Residential & Commercial | USHP | Ducted CEE Tier 1
216821018 | Central HP <5.4 tons | SURE | HRCU-A-CB (Split System: Heat Pump with Remote Outdoor Unit-Air-Source) | RD18AY48AJVC |  |  | TCFY4824STANM | S801V1005A21UHS | 41000 | 18 | 8.1 | 41000 | 37600 | 91.71% | 2.1 | 0 | 10 |  |  |  |  | R-454B | 3.4167 | Residential & Commercial | USHP | Ducted CEE Tier 1
211397756 | Central HP <5.4 tons | CHAMPION HEATING AND COOLING | HRCU-A-CB (Split System: Heat Pump with Remote Outdoor Unit-Air-Source) | HMH72B341 |  |  | XAFC48FXXN1+TXV | TPLC100C16MP13 | 34000 | 16.5 | 8.5 | 33200 | 24400 | 73.49% | 2.1 | 0 | 9 |  |  |  |  | R-410A | 2.8333 | Residential & Commercial | USHP
211397806 | Central HP <5.4 tons | CHAMPION HEATING AND COOLING | HRCU-A-CB (Split System: Heat Pump with Remote Outdoor Unit-Air-Source) | HMH72B341 |  |  | XAFC48FBCN1 | TM8V080C16MP12 | 34000 | 16.5 | 8.5 | 33200 | 24400 | 73.49% | 2.1 | 0 | 9 |  |  |  |  | R-410A | 2.8333 | Residential & Commercial | USHP
211396385 | Central HP <5.4 tons | CHAMPION HEATING AND COOLING | HRCU-A-CB (Split System: Heat Pump with Remote Outdoor Unit-Air-Source) | HMH72B341 |  |  | XAFC48FBCN1 | TM9E060B12MP12 | 33200 | 16.5 | 8.1 | 32600 | 24000 | 73.62% | 2.02 | 0 | 9 |  |  |  |  | R-410A | 2.7667 | Residential & Commercial | USHP
211396586 | Central HP <5.4 tons | CHAMPION HEATING AND COOLING | HRCU-A-CB (Split System: Heat Pump with Remote Outdoor Unit-Air-Source) | HMH72B341 |  |  | XAFD48FXXN1+TXV | TM8Y120C20MP11 | 34000 | 16.5 | 8.5 | 34000 | 24200 | 71.18% | 2.1 | 0 | 9.5 |  |  |  |  | R-410A | 2.8333 | Residential & Commercial | USHP
211396754 | Central HP <5.4 tons | CHAMPION HEATING AND COOLING | HRCU-A-CB (Split System: Heat Pump with Remote Outdoor Unit-Air-Source) | HMH72B341 |  |  | XAHD48FBCN1 | TM8Y100C16MP11 | 33600 | 17 | 8.1 | 32600 | 24000 | 73.62% | 2.04 | 0 | 9 |  |  |  |  | R-410A | 2.8 | Residential & Commercial | USHP
215439737 | Central HP <5.4 tons | GOODMAN | HRCU-A-CB (Split System: Heat Pump with Remote Outdoor Unit-Air-Source) | GZV6SA1810A* |  |  | CA*EA3022*3A* | G*VT800604B*A* | 17000 | 19 | 8.8 | 16800 | 13000 | 77.38% | 2.1 | 0 | 12 |  |  |  |  | R-32 | 1.4167 | Residential & Commercial | USHP | Ducted CEE Tier 1
212940798 | Central HP <5.4 tons | CENTURY | HRCU-A-C (Split System: Heat Pump with Remote Outdoor Unit with No Indoor Fan --Air Source) | A-VCD24SA-1 |  |  | MCD18/24B1A | 0 | 24000 | 16.5 | 9.5 | 25000 | 20000 | 80% | 1.95 | 11 | 10.7 |  |  |  |  | R-410A | 2 | Residential & Commercial | USHP | Ducted CEE Tier 1
216591923 | Central HP <5.4 tons | KENMORE | HRCU-A-CB (Split System: Heat Pump with Remote Outdoor Unit-Air-Source) | HH836E2S11 |  |  | CTF48C5CFS1 | Z9ET080C16SMPS1 | 33800 | 19 | 9.5 | 32400 | 24200 | 74.69% | 2 | 0 | 11 |  |  |  |  | R-454B | 2.8167 | Residential & Commercial | USHP | Ducted CEE Tier 1
211398689 | Central HP <5.4 tons | CHAMPION HEATING AND COOLING | HRCU-A-CB (Split System: Heat Pump with Remote Outdoor Unit-Air-Source) | HMH72B341 |  |  | XAFC48FBCN1 | TM8E100B12MP11 | 33400 | 17 | 8.5 | 32400 | 23800 | 73.46% | 2.06 | 0 | 9.5 |  |  |  |  | R-410A | 2.7833 | Residential & Commercial | USHP
211397471 | Central HP <5.4 tons | CHAMPION HEATING AND COOLING | HRCU-A-CB (Split System: Heat Pump with Remote Outdoor Unit-Air-Source) | HMH72B341 |  |  | XAHC48FBCN1 | TMLV100C16MP12 | 33600 | 16.5 | 8.5 | 32400 | 23800 | 73.46% | 2.06 | 0 | 9 |  |  |  |  | R-410A | 2.8 | Residential & Commercial | USHP
211397573 | Central HP <5.4 tons | CHAMPION HEATING AND COOLING | HRCU-A-CB (Split System: Heat Pump with Remote Outdoor Unit-Air-Source) | HMH72B341 |  |  | XAFD48FXXN1+TXV | TPLC080C16MP13 | 34000 | 16.5 | 8.5 | 33000 | 24400 | 73.94% | 2.1 | 0 | 9 |  |  |  |  | R-410A | 2.8333 | Residential & Commercial | USHP
211398409 | Central HP <5.4 tons | CHAMPION HEATING AND COOLING | HRCU-A-CB (Split System: Heat Pump with Remote Outdoor Unit-Air-Source) | HMH72B341 |  |  | XAHC48FXXN1+TXV | TM8E100C16MP11 | 33000 | 17 | 8.5 | 31800 | 23200 | 72.96% | 2.04 | 0 | 9.5 |  |  |  |  | R-410A | 2.75 | Residential & Commercial | USHP
211398811 | Central HP <5.4 tons | CHAMPION HEATING AND COOLING | HRCU-A-CB (Split System: Heat Pump with Remote Outdoor Unit-Air-Source) | HMH72B341 |  |  | XAHC48FXXN1+TXV | TMLE080C16MP11 | 32800 | 16.5 | 8.5 | 31600 | 23000 | 72.78% | 2.04 | 0 | 9.5 |  |  |  |  | R-410A | 2.7333 | Residential & Commercial | USHP
216726265 | Central HP <5.4 tons | KENMORE | HRCU-A-CB (Split System: Heat Pump with Remote Outdoor Unit-Air-Source) | HH824E2S11 |  |  | CTF30A5ADS1 | Z9ES060A10SMPS1 | 23000 | 19 | 9 | 23000 | 18500 | 80.43% | 2 | 0 | 12 |  |  |  |  | R-454B | 1.9167 | Residential & Commercial | USHP | Ducted CEE Tier 1
214807710 | Central HP <5.4 tons | COLEMAN | HRCU-A-CB (Split System: Heat Pump with Remote Outdoor Unit-Air-Source) | HH824E2S11 |  |  | CTU36B5XDS1+JMET12BS2N1+TXV | 0 | 23000 | 19 | 9.5 | 23000 | 18100 | 78.7% | 2 | 0 | 12 |  |  |  |  | R-454B | 1.9167 | Residential & Commercial | USHP | Ducted CEE Tier 1
214807725 | Central HP <5.4 tons | COLEMAN | HRCU-A-CB (Split System: Heat Pump with Remote Outdoor Unit-Air-Source) | HH824E2S11 |  |  | CTM36B5ADS1 | CPLC080B12MP13 | 23000 | 17 | 9 | 23000 | 17700 | 76.96% | 2 | 0 | 12 |  |  |  |  | R-454B | 1.9167 | Residential & Commercial | USHP | Ducted CEE Tier 1
216835372 | Central HP <5.4 tons | GOODMAN | HRCU-A-CB (Split System: Heat Pump with Remote Outdoor Unit-Air-Source) | GZV7SA6010A* |  |  | CAHEA3630C3A*+MBVK16CH*X00A* | 0 | 52000 | 17 | 8.8 | 54000 | 46000 | 85.19% | 2 | 0 | 9.8 |  |  |  |  | R-32 | 4.3333 | Residential & Commercial | USHP
212983684 | Central HP <5.4 tons | KEEPRITE | HRCU-A-CB (Split System: Heat Pump with Remote Outdoor Unit-Air-Source) | DLCURAH18ABK |  |  | EA*4X30L17A* | *92MSN0601412A* | 17400 | 16.5 | 8.5 | 18000 | 18900 | 105% | 2.28 | 0 | 10.5 |  |  |  |  | R-410A | 1.45 | Residential & Commercial | USHP | Ducted CEE Tier 1
214075229 | Central HP <5.4 tons | RUSSELL | HRCU-A-CB (Split System: Heat Pump with Remote Outdoor Unit-Air-Source) | RD17AZ60AJ3N |  |  | TCFZ6024STANM | S801V0755A21DZ | 55500 | 18 | 8.1 | 54000 | 49000 | 90.74% | 1.75 | 0 | 10 |  |  |  |  | R-410A | 4.625 | Residential & Commercial | USHP | Ducted CEE Tier 1
214719905 | Central HP <5.4 tons | COLEMAN | HRCU-A-CB (Split System: Heat Pump with Remote Outdoor Unit-Air-Source) | HH836E2S11 |  |  | CTU48C5XFS1+TXV | TM9Y100C20MP11 | 34200 | 17 | 8.5 | 32800 | 26000 | 79.27% | 2 | 0 | 10 |  |  |  |  | R-454B | 2.85 | Residential & Commercial | USHP | Ducted CEE Tier 1
216591653 | Central HP <5.4 tons | KENMORE | HRCU-A-CB (Split System: Heat Pump with Remote Outdoor Unit-Air-Source) | HH860E2S11 |  |  | JHE60D5CH2SS1 | 0 | 53500 | 19 | 8.5 | 53500 | 38500 | 71.96% | 2 | 0 | 12 |  |  |  |  | R-454B | 4.4583 | Residential & Commercial | USHP | Ducted CEE Tier 1
214719955 | Central HP <5.4 tons | COLEMAN | HRCU-A-CB (Split System: Heat Pump with Remote Outdoor Unit-Air-Source) | HH860E2S11 |  |  | CTU60C5XGS1+TXV | TMLV120C20MP12 | 44500 | 18 | 9 | 45000 | 33800 | 75.11% | 2 | 0 | 11 |  |  |  |  | R-454B | 3.7083 | Residential & Commercial | USHP | Ducted CEE Tier 1
216591792 | Central HP <5.4 tons | KENMORE | HRCU-A-CB (Split System: Heat Pump with Remote Outdoor Unit-Air-Source) | HH836E2S11 |  |  | CTF48C5CFS1 | Z8ES100C20SMPS1 | 34400 | 19 | 9 | 32000 | 25400 | 79.38% | 2 | 0 | 11 |  |  |  |  | R-454B | 2.8667 | Residential & Commercial | USHP | Ducted CEE Tier 1
216591851 | Central HP <5.4 tons | KENMORE | HRCU-A-CB (Split System: Heat Pump with Remote Outdoor Unit-Air-Source) | HH836E2S11 |  |  | CTM48C5CFS1 | Z8ES080C20SMPS1 | 34200 | 19 | 9 | 32000 | 25400 | 79.38% | 2 | 0 | 11 |  |  |  |  | R-454B | 2.85 | Residential & Commercial | USHP | Ducted CEE Tier 1
216591867 | Central HP <5.4 tons | KENMORE | HRCU-A-CB (Split System: Heat Pump with Remote Outdoor Unit-Air-Source) | HH836E2S11 |  |  | CTF36C5CDS1 | Z8ES120C16SMPS1 | 34400 | 18 | 8.5 | 31600 | 25800 | 81.65% | 2 | 0 | 11.7 |  |  |  |  | R-454B | 2.8667 | Residential & Commercial | USHP | Ducted CEE Tier 1
206998293 | Central HP <5.4 tons | KENMORE | HRCU-A-CB (Split System: Heat Pump with Remote Outdoor Unit-Air-Source) | (C,H,T)VH825GKA3* |  |  | EA*4X24L17A*+WALLCON | *80CTL0701716A* | 23200 | 16.5 | 8.1 | 22000 | 16800 | 76.36% | 1.9 | 11 | 10.5 |  |  |  |  | R-410A | 1.9333 | Residential & Commercial | USHP | Ducted CEE Tier 1
206997818 | Central HP <5.4 tons | KENMORE | HRCU-A-CB (Split System: Heat Pump with Remote Outdoor Unit-Air-Source) | (C,H,T)VH837GKA2* |  |  | EHD4X42AAL+WALLCON | *80CTL0701716A* | 32400 | 16.5 | 8.1 | 33200 | 25000 | 75.3% | 1.94 | 11.5 | 11 |  |  |  |  | R-410A | 2.7 | Residential & Commercial | USHP | Ducted CEE Tier 1
206997868 | Central HP <5.4 tons | KENMORE | HRCU-A-CB (Split System: Heat Pump with Remote Outdoor Unit-Air-Source) | (C,H,T)VH837GKA2* |  |  | EA*4X48L21A*+WALLCON | *80CSU0601716A* | 32200 | 17 | 8.1 | 32600 | 25000 | 76.69% | 1.96 | 12 | 11 |  |  |  |  | R-410A | 2.6833 | Residential & Commercial | USHP | Ducted CEE Tier 1
206997891 | Central HP <5.4 tons | KENMORE | HRCU-A-CB (Split System: Heat Pump with Remote Outdoor Unit-Air-Source) | (C,H,T)VH837GKA2* |  |  | EHD4X42AAL+WALLCON | *80CSU1002120A* | 32400 | 16 | 8.1 | 33200 | 24800 | 74.7% | 1.94 | 11.5 | 11 |  |  |  |  | R-410A | 2.7 | Residential & Commercial | USHP | Ducted CEE Tier 1
216051271 | Central HP <5.4 tons | RUSSELL | HRCU-A-CB (Split System: Heat Pump with Remote Outdoor Unit-Air-Source) | SP19AY48AJVC |  |  | TCFY4821SEAAM | S962V1005A21M4 | 45500 | 18 | 10 | 45500 | 42000 | 92.31% | 2.1 | 0 | 12 |  |  |  |  | R-454B | 3.7917 | Residential & Commercial | USHP | Ducted CEE Tier 1
211230736 | Central HP <5.4 tons | KEEPRITE | HRCU-A-CB (Split System: Heat Pump with Remote Outdoor Unit-Air-Source) | DLCURAH36ABK |  |  | EN(A,D)4X48L24** | *95ESU1002120A* | 36400 | 16 | 8.1 | 38500 | 34800 | 90.39% | 2.04 | 0 | 10.5 |  |  |  |  | R-410A | 3.0333 | Residential & Commercial | USHP | Ducted CEE Tier 1
211230766 | Central HP <5.4 tons | KEEPRITE | HRCU-A-CB (Split System: Heat Pump with Remote Outdoor Unit-Air-Source) | DLCURAH36ABK |  |  | EN(A,D)4X48L24** | *96VTN1002120A* | 36600 | 15.5 | 8.1 | 39500 | 35000 | 88.61% | 2.04 | 0 | 10 |  |  |  |  | R-410A | 3.05 | Residential & Commercial | USHP | Ducted CEE Tier 1
211229557 | Central HP <5.4 tons | KEEPRITE | HRCU-A-CB (Split System: Heat Pump with Remote Outdoor Unit-Air-Source) | DLCURAH36ABK |  |  | EA*4X48L24A* | *96VSN1202422A* | 35800 | 16 | 8.5 | 38500 | 34600 | 89.87% | 2.04 | 0 | 10 |  |  |  |  | R-410A | 2.9833 | Residential & Commercial | USHP | Ducted CEE Tier 1
211229939 | Central HP <5.4 tons | KEEPRITE | HRCU-A-CB (Split System: Heat Pump with Remote Outdoor Unit-Air-Source) | DLCURAH36ABK |  |  | EN(A,D,W)4X48L21** | *80ES(N,L)0901714A* | 36600 | 16 | 8.1 | 39500 | 35000 | 88.61% | 2.04 | 0 | 10.5 |  |  |  |  | R-410A | 3.05 | Residential & Commercial | USHP | Ducted CEE Tier 1
211230168 | Central HP <5.4 tons | KEEPRITE | HRCU-A-CB (Split System: Heat Pump with Remote Outdoor Unit-Air-Source) | DLCURAH36ABK |  |  | EN(A,D,W)4X48L21** | *95ESN0601714A* | 35600 | 15.5 | 8.1 | 38500 | 35000 | 90.91% | 2 | 0 | 10 |  |  |  |  | R-410A | 2.9667 | Residential & Commercial | USHP | Ducted CEE Tier 1
213785707 | Central HP <5.4 tons | BRYANT HEATING AND COOLING SYSTEMS | HRCU-A-CB (Split System: Heat Pump with Remote Outdoor Unit-Air-Source) | 284ANV036*0**B* |  |  | CSPH*4812AL*+UI | 88*TB60090C21*** | 33600 | 18.5 | 8.5 | 36600 | 25800 | 70.49% | 2.04 | 0 | 12 |  |  |  |  | R-410A | 2.8 | Residential & Commercial | USHP | Ducted CEE Tier 1
213785741 | Central HP <5.4 tons | BRYANT HEATING AND COOLING SYSTEMS | HRCU-A-CB (Split System: Heat Pump with Remote Outdoor Unit-Air-Source) | 284ANV036*0**B* |  |  | CSPH*6012AL*+UI | 88*TB60110C21*** | 34000 | 19 | 8.5 | 36000 | 25200 | 70% | 2.04 | 0 | 12 |  |  |  |  | R-410A | 2.8333 | Residential & Commercial | USHP | Ducted CEE Tier 1
214239713 | Central HP <5.4 tons | CARRIER | HRCU-A-CB (Split System: Heat Pump with Remote Outdoor Unit-Air-Source) | 25VNA837A*030* |  |  | CNPV*4217AL*+UI | 59TN6C080C17**14 | 32000 | 16.5 | 8.1 | 33000 | 24800 | 75.15% | 1.9 | 0 | 11 |  |  |  |  | R-410A | 2.6667 | Residential & Commercial | USHP | Ducted CEE Tier 1
214239833 | Central HP <5.4 tons | CARRIER | HRCU-A-CB (Split System: Heat Pump with Remote Outdoor Unit-Air-Source) | 25VNA837A*030* |  |  | CNPV*4221AL*+UI | 59TN6C100C21**22 | 31800 | 16.5 | 8.1 | 33000 | 24400 | 73.94% | 1.88 | 0 | 11 |  |  |  |  | R-410A | 2.65 | Residential & Commercial | USHP | Ducted CEE Tier 1
214606540 | Central HP <5.4 tons | COLEMAN | HRCU-A-C (Split System: Heat Pump with Remote Outdoor Unit with No Indoor Fan --Air Source) | HH860E2S11 |  |  | CTF60D5CGS1 | 0 | 44500 | 15.2 | 8.5 | 46000 | 34200 | 74.35% | 2 | 0 | 11 |  |  |  |  | R-454B | 3.7083 | Residential & Commercial | USHP | Ducted CEE Tier 1
213080123 | Central HP <5.4 tons | CARRIER | HRCU-A-CB (Split System: Heat Pump with Remote Outdoor Unit-Air-Source) | 38MURAQ36AB3* |  |  | CNPV*4821AL* | 59SC6A080M17**16 | 35600 | 16 | 8.1 | 38500 | 35000 | 90.91% | 1.98 | 0 | 10 |  |  |  |  | R-410A | 2.9667 | Residential & Commercial | USHP | Ducted CEE Tier 1
213080393 | Central HP <5.4 tons | CARRIER | HRCU-A-CB (Split System: Heat Pump with Remote Outdoor Unit-Air-Source) | 38MURAQ36AB3* |  |  | CAP**4221AL* | 59SC6A100M21**22 | 35200 | 16 | 8.1 | 38500 | 35000 | 90.91% | 1.88 | 0 | 10 |  |  |  |  | R-410A | 2.9333 | Residential & Commercial | USHP | Ducted CEE Tier 1
214808993 | Central HP <5.4 tons | COLEMAN | HRCU-A-CB (Split System: Heat Pump with Remote Outdoor Unit-Air-Source) | HH860E2S11 |  |  | CTU60C5XGS1+JMET16CS2N1+TXV | 0 | 45500 | 19 | 9 | 45500 | 34200 | 75.16% | 2 | 0 | 11.7 |  |  |  |  | R-454B | 3.7917 | Residential & Commercial | USHP | Ducted CEE Tier 1
214809196 | Central HP <5.4 tons | COLEMAN | HRCU-A-CB (Split System: Heat Pump with Remote Outdoor Unit-Air-Source) | HH860E2S11 |  |  | CTU60C5XGS1+TXV | TM9V100C16MP12 | 43500 | 18 | 9 | 44000 | 33200 | 75.45% | 2 | 0 | 11.7 |  |  |  |  | R-454B | 3.625 | Residential & Commercial | USHP | Ducted CEE Tier 1
215937571 | Central HP <5.4 tons | KEEPRITE | HRCU-A-CB (Split System: Heat Pump with Remote Outdoor Unit-Air-Source) | C5H3V48*K*AAA* |  |  | EVM5X60M24A*+WALLCON | *96CTN1202422B* | 45500 | 20.5 | 8.1 | 52500 | 38000 | 72.38% | 1.95 | 0 | 11.5 |  |  |  |  | R-454B | 3.7917 | Residential & Commercial | USHP | Ducted CEE Tier 1
206997911 | Central HP <5.4 tons | KENMORE | HRCU-A-CB (Split System: Heat Pump with Remote Outdoor Unit-Air-Source) | (C,H,T)VH837GKA2* |  |  | EA*4X48L24A*+WALLCON | *95CSU1002122A* | 32400 | 17.5 | 8.5 | 32400 | 24800 | 76.54% | 2 | 12 | 11.5 |  |  |  |  | R-410A | 2.7 | Residential & Commercial | USHP | Ducted CEE Tier 1
216591369 | Central HP <5.4 tons | KENMORE | HRCU-A-CB (Split System: Heat Pump with Remote Outdoor Unit-Air-Source) | HH860E2S11 |  |  | CTM60D5CGS1 | Z9ET120D20SMPS1 | 44500 | 17 | 9 | 45000 | 32600 | 72.44% | 2 | 0 | 11.7 |  |  |  |  | R-454B | 3.7083 | Residential & Commercial | USHP | Ducted CEE Tier 1
216591599 | Central HP <5.4 tons | KENMORE | HRCU-A-CB (Split System: Heat Pump with Remote Outdoor Unit-Air-Source) | HH860E2S11 |  |  | CTF60D5CJS1 | Z9ET120D20SMPS1 | 53500 | 19 | 9 | 56000 | 40500 | 72.32% | 2 | 0 | 10 |  |  |  |  | R-454B | 4.4583 | Residential & Commercial | USHP | Ducted CEE Tier 1
211229364 | Central HP <5.4 tons | KEEPRITE | HRCU-A-CB (Split System: Heat Pump with Remote Outdoor Unit-Air-Source) | DLCURAH36ABK |  |  | EA*4X48L24A* | *80VSL0902420A* | 35800 | 16.5 | 8.5 | 37800 | 34600 | 91.53% | 2.04 | 0 | 10 |  |  |  |  | R-410A | 2.9833 | Residential & Commercial | USHP | Ducted CEE Tier 1
216821338 | Central HP <5.4 tons | RUSSELL | HRCU-A-CB (Split System: Heat Pump with Remote Outdoor Unit-Air-Source) | RD18AY48AJVC |  |  | TCFY4824MTANM | S97MV1155A24DH | 43000 | 17 | 8.1 | 43000 | 33400 | 77.67% | 2 | 0 | 10 |  |  |  |  | R-454B | 3.5833 | Residential & Commercial | USHP | Ducted CEE Tier 1
216821404 | Central HP <5.4 tons | RUSSELL | HRCU-A-CB (Split System: Heat Pump with Remote Outdoor Unit-Air-Source) | RD18AY48AJVC |  |  | TCFY4821STANM | S801V0504A17UHS | 40500 | 16 | 8.1 | 40500 | 38000 | 93.83% | 2 | 0 | 10 |  |  |  |  | R-454B | 3.375 | Residential & Commercial | USHP | Ducted CEE Tier 1
216821588 | Central HP <5.4 tons | RUSSELL | HRCU-A-CB (Split System: Heat Pump with Remote Outdoor Unit-Air-Source) | RD18AY60AJVC |  |  | TCFY6024STANM | S801V0755A21UH | 51000 | 17 | 10 | 51000 | 38000 | 74.51% | 2 | 0 | 10 |  |  |  |  | R-454B | 4.25 | Residential & Commercial | USHP | Ducted CEE Tier 1
216821599 | Central HP <5.4 tons | RUSSELL | HRCU-A-CB (Split System: Heat Pump with Remote Outdoor Unit-Air-Source) | RD18AY60AJVC |  |  | TCFY6024STANM | S951V0705A21M4 | 50500 | 17 | 10 | 50500 | 38500 | 76.24% | 2 | 0 | 10 |  |  |  |  | R-454B | 4.2083 | Residential & Commercial | USHP | Ducted CEE Tier 1
214584619 | Central HP <5.4 tons | CHAMPION HEATING AND COOLING | HRCU-A-CB (Split System: Heat Pump with Remote Outdoor Unit-Air-Source) | HH824E2S11 |  |  | CTF36B5ADS1 | Z8ES080B12SMPS1 | 23000 | 19 | 9.5 | 23000 | 18600 | 80.87% | 2 | 0 | 12 |  |  |  |  | R-454B | 1.9167 | Residential & Commercial | USHP | Ducted CEE Tier 1
216591185 | Central HP <5.4 tons | KENMORE | HRCU-A-CB (Split System: Heat Pump with Remote Outdoor Unit-Air-Source) | HH824E2S11 |  |  | CTF30B5ACS1+JME12B2SN1 | 0 | 23000 | 19 | 9.5 | 23000 | 19000 | 82.61% | 2 | 0 | 12 |  |  |  |  | R-454B | 1.9167 | Residential & Commercial | USHP | Ducted CEE Tier 1
216591551 | Central HP <5.4 tons | KENMORE | HRCU-A-CB (Split System: Heat Pump with Remote Outdoor Unit-Air-Source) | HH860E2S11 |  |  | CTU60C5XGS1+TXV | Z8ES120C20SMPS1 | 45000 | 18 | 9 | 45500 | 33400 | 73.41% | 2 | 0 | 11.7 |  |  |  |  | R-454B | 3.75 | Residential & Commercial | USHP | Ducted CEE Tier 1
216591624 | Central HP <5.4 tons | KENMORE | HRCU-A-CB (Split System: Heat Pump with Remote Outdoor Unit-Air-Source) | HH860E2S11 |  |  | CTU60D5XGS1+TXV | Z9ET120D20SMPS1 | 44500 | 17 | 9 | 45000 | 32600 | 72.44% | 2 | 0 | 11.7 |  |  |  |  | R-454B | 3.7083 | Residential & Commercial | USHP | Ducted CEE Tier 1
214720099 | Central HP <5.4 tons | COLEMAN | HRCU-A-CB (Split System: Heat Pump with Remote Outdoor Unit-Air-Source) | HH836E2S11 |  |  | CTU48C5XFS1+TXV | TM8Y100C16MP11 | 33200 | 19 | 9 | 31400 | 25000 | 79.62% | 2 | 0 | 11 |  |  |  |  | R-454B | 2.7667 | Residential & Commercial | USHP | Ducted CEE Tier 1
214720154 | Central HP <5.4 tons | COLEMAN | HRCU-A-CB (Split System: Heat Pump with Remote Outdoor Unit-Air-Source) | HH860E2S11 |  |  | CTU60C5XGS1+TXV | TM9Y100C16MP11 | 43500 | 17 | 9 | 44500 | 33800 | 75.96% | 2 | 0 | 11 |  |  |  |  | R-454B | 3.625 | Residential & Commercial | USHP | Ducted CEE Tier 1
214719972 | Central HP <5.4 tons | COLEMAN | HRCU-A-CB (Split System: Heat Pump with Remote Outdoor Unit-Air-Source) | HH860E2S11 |  |  | CTU60C5XGS1+TXV | CPLC100C20MP13 | 44500 | 18 | 9 | 45000 | 33800 | 75.11% | 2 | 0 | 11 |  |  |  |  | R-454B | 3.7083 | Residential & Commercial | USHP | Ducted CEE Tier 1
214606487 | Central HP <5.4 tons | COLEMAN | HRCU-A-C (Split System: Heat Pump with Remote Outdoor Unit with No Indoor Fan --Air Source) | HH824E2S11 |  |  | CTF30B5ACS1 | 0 | 23000 | 15.2 | 8.5 | 23000 | 17400 | 75.65% | 2 | 0 | 11 |  |  |  |  | R-454B | 1.9167 | Residential & Commercial | USHP | Ducted CEE Tier 1
216591132 | Central HP <5.4 tons | KENMORE | HRCU-A-CB (Split System: Heat Pump with Remote Outdoor Unit-Air-Source) | HH824E2S11 |  |  | JHC24B5AC2SS1 | 0 | 24000 | 19 | 9.5 | 24000 | 17000 | 70.83% | 2.1 | 0 | 12 |  |  |  |  | R-454B | 2 | Residential & Commercial | USHP | Ducted CEE Tier 1
214244007 | Central HP <5.4 tons | CARRIER | HRCU-A-CB (Split System: Heat Pump with Remote Outdoor Unit-Air-Source) | 25VNA424A*031* |  |  | CNPV*3617AL*+UI | 58TN*B070C14**12 | 23200 | 20 | 9.5 | 26600 | 20000 | 75.19% | 2.36 | 0 | 13 |  |  |  |  | R-410A | 1.9333 | Residential & Commercial | USHP | Ducted CEE Tier 1
214244041 | Central HP <5.4 tons | CARRIER | HRCU-A-CB (Split System: Heat Pump with Remote Outdoor Unit-Air-Source) | 25VNA424A*031* |  |  | CNPV*3621AL*+UI | 59TN6C080C17**14 | 23200 | 19.5 | 9.5 | 26800 | 20000 | 74.63% | 2.36 | 0 | 13 |  |  |  |  | R-410A | 1.9333 | Residential & Commercial | USHP | Ducted CEE Tier 1
214243961 | Central HP <5.4 tons | CARRIER | HRCU-A-CB (Split System: Heat Pump with Remote Outdoor Unit-Air-Source) | 25VNA448A*031* |  |  | CNPV*4824AL*+UI | 58TN*B110C21**20 | 44000 | 21 | 8.5 | 46500 | 36400 | 78.28% | 2.16 | 0 | 12 |  |  |  |  | R-410A | 3.6667 | Residential & Commercial | USHP | Ducted CEE Tier 1
216821606 | Central HP <5.4 tons | RUSSELL | HRCU-A-CB (Split System: Heat Pump with Remote Outdoor Unit-Air-Source) | RD18AY60AJVC |  |  | TCFY6024STANM | S97MV0855A21DH | 51000 | 17 | 10 | 51000 | 38000 | 74.51% | 2 | 0 | 10 |  |  |  |  | R-454B | 4.25 | Residential & Commercial | USHP | Ducted CEE Tier 1
216821640 | Central HP <5.4 tons | RUSSELL | HRCU-A-CB (Split System: Heat Pump with Remote Outdoor Unit-Air-Source) | RD18AY60AJVC |  |  | TCFY6024STANM | S802V0755A21DZ | 51000 | 17 | 10 | 51000 | 38000 | 74.51% | 2 | 0 | 11 |  |  |  |  | R-454B | 4.25 | Residential & Commercial | USHP | Ducted CEE Tier 1
216821647 | Central HP <5.4 tons | RUSSELL | HRCU-A-CB (Split System: Heat Pump with Remote Outdoor Unit-Air-Source) | RD18AY60AJVC |  |  | TCFY6024STANM | S802V1005A21DZ | 51500 | 18 | 10 | 50500 | 37800 | 74.85% | 2 | 0 | 11 |  |  |  |  | R-454B | 4.2917 | Residential & Commercial | USHP | Ducted CEE Tier 1
216821479 | Central HP <5.4 tons | RUSSELL | HRCU-A-CB (Split System: Heat Pump with Remote Outdoor Unit-Air-Source) | RD18AY48AJVC |  |  | TCFY4824STANM | S962V1005A21M4 | 41000 | 17 | 8.1 | 41000 | 37800 | 92.2% | 2.1 | 0 | 10 |  |  |  |  | R-454B | 3.4167 | Residential & Commercial | USHP | Ducted CEE Tier 1
216821508 | Central HP <5.4 tons | RUSSELL | HRCU-A-CB (Split System: Heat Pump with Remote Outdoor Unit-Air-Source) | RD18AY48AJVC |  |  | TCFY4821STANM | S951V1005A21M4 | 41000 | 17 | 8.1 | 41000 | 37800 | 92.2% | 2.1 | 0 | 10 |  |  |  |  | R-454B | 3.4167 | Residential & Commercial | USHP | Ducted CEE Tier 1
216821649 | Central HP <5.4 tons | RUSSELL | HRCU-A-CB (Split System: Heat Pump with Remote Outdoor Unit-Air-Source) | RD18AY60AJVC |  |  | TCFY6024STANM | S951V1005A21UH | 51000 | 17 | 10 | 51000 | 38000 | 74.51% | 2 | 0 | 10 |  |  |  |  | R-454B | 4.25 | Residential & Commercial | USHP | Ducted CEE Tier 1
216821656 | Central HP <5.4 tons | RUSSELL | HRCU-A-CB (Split System: Heat Pump with Remote Outdoor Unit-Air-Source) | RD18AY60AJVC |  |  | TCFY6024STANM | S97MV1155A24DH | 51000 | 17 | 10 | 51000 | 38000 | 74.51% | 2 | 0 | 10 |  |  |  |  | R-454B | 4.25 | Residential & Commercial | USHP | Ducted CEE Tier 1
216821665 | Central HP <5.4 tons | RUSSELL | HRCU-A-CB (Split System: Heat Pump with Remote Outdoor Unit-Air-Source) | RD18AY60AJVC |  |  | TCFY6021STAAM | S801V1005A21UHU | 48500 | 17 | 8.1 | 48500 | 39000 | 80.41% | 2 | 0 | 10 |  |  |  |  | R-454B | 4.0417 | Residential & Commercial | USHP | Ducted CEE Tier 1
214807776 | Central HP <5.4 tons | COLEMAN | HRCU-A-CB (Split System: Heat Pump with Remote Outdoor Unit-Air-Source) | HH836E2S11 |  |  | CTU48C5XFS1+TXV | Z8ES120C16SMPS1 | 34000 | 19 | 9 | 31600 | 25200 | 79.75% | 2 | 0 | 11.7 |  |  |  |  | R-454B | 2.8333 | Residential & Commercial | USHP | Ducted CEE Tier 1
216591863 | Central HP <5.4 tons | KENMORE | HRCU-A-CB (Split System: Heat Pump with Remote Outdoor Unit-Air-Source) | HH836E2S11 |  |  | CTU36B5XDS1+TXV | Z8ES100B12SMPS1 | 33400 | 18 | 8.5 | 30800 | 25000 | 81.17% | 2 | 0 | 11.7 |  |  |  |  | R-454B | 2.7833 | Residential & Commercial | USHP | Ducted CEE Tier 1
213080560 | Central HP <5.4 tons | CARRIER | HRCU-A-CB (Split System: Heat Pump with Remote Outdoor Unit-Air-Source) | 38MURAQ36AB3* |  |  | CAP**4321AL* | 59SU5B040M17**12 | 36200 | 15.5 | 8.5 | 38500 | 35000 | 90.91% | 2.04 | 0 | 10 |  |  |  |  | R-410A | 3.0167 | Residential & Commercial | USHP | Ducted CEE Tier 1
213080692 | Central HP <5.4 tons | CARRIER | HRCU-A-CB (Split System: Heat Pump with Remote Outdoor Unit-Air-Source) | 38MURAQ36AB3* |  |  | CAP**4221AL* | 59SU5B060M17**16 | 35000 | 16 | 8.1 | 38500 | 35000 | 90.91% | 1.86 | 0 | 9.5 |  |  |  |  | R-410A | 2.9167 | Residential & Commercial | USHP
213067290 | Central HP <5.4 tons | ACIQ | HRCU-A-CB (Split System: Heat Pump with Remote Outdoor Unit-Air-Source) | HVH825GKA3* |  |  | EA*4X42L21A*+WALLCON | *96CTN1002122A* | 23800 | 16.5 | 8.1 | 21400 | 16600 | 77.57% | 1.96 | 0 | 11 |  |  |  |  | R-410A | 1.9833 | Residential & Commercial | USHP | Ducted CEE Tier 1
213067304 | Central HP <5.4 tons | ACIQ | HRCU-A-CB (Split System: Heat Pump with Remote Outdoor Unit-Air-Source) | HVH825GKA3* |  |  | EA*4X43L21A*+WALLCON | *95CSU1002122A* | 24400 | 17 | 8.5 | 21200 | 16600 | 78.3% | 2.04 | 0 | 11 |  |  |  |  | R-410A | 2.0333 | Residential & Commercial | USHP | Ducted CEE Tier 1
213067374 | Central HP <5.4 tons | ACIQ | HRCU-A-CB (Split System: Heat Pump with Remote Outdoor Unit-Air-Source) | HVH825GKA3* |  |  | EN(A,D,W)4X48L21**+WALLCON | *80CSU1002120A* | 24000 | 16.5 | 8.1 | 21400 | 16600 | 77.57% | 2 | 0 | 11 |  |  |  |  | R-410A | 2 | Residential & Commercial | USHP | Ducted CEE Tier 1
213067624 | Central HP <5.4 tons | ACIQ | HRCU-A-CB (Split System: Heat Pump with Remote Outdoor Unit-Air-Source) | HVH825GKA2* |  |  | EN(A,D,W)4X48L21**+WALLCON | *80CTL0451712A* | 24000 | 16.5 | 8.1 | 21400 | 16700 | 78.04% | 2 | 0 | 11 |  |  |  |  | R-410A | 2 | Residential & Commercial | USHP | Ducted CEE Tier 1
213069462 | Central HP <5.4 tons | ACIQ | HRCU-A-CB (Split System: Heat Pump with Remote Outdoor Unit-Air-Source) | DLCURAH36ABK |  |  | EA*4X48L21A* | *95ESN1002120A* | 36400 | 15.5 | 8.5 | 38500 | 34800 | 90.39% | 2.08 | 0 | 10 |  |  |  |  | R-410A | 3.0333 | Residential & Commercial | USHP | Ducted CEE Tier 1
216591835 | Central HP <5.4 tons | KENMORE | HRCU-A-CB (Split System: Heat Pump with Remote Outdoor Unit-Air-Source) | HH836E2S11 |  |  | CTF36B5CDS1 | Z8ET080B12LMPS1 | 33200 | 19 | 9 | 30400 | 24800 | 81.58% | 2 | 0 | 11.7 |  |  |  |  | R-454B | 2.7667 | Residential & Commercial | USHP | Ducted CEE Tier 1
216591883 | Central HP <5.4 tons | KENMORE | HRCU-A-CB (Split System: Heat Pump with Remote Outdoor Unit-Air-Source) | HH836E2S11 |  |  | CTF36C5CDS1 | Z9ET100C16SMPS1 | 33000 | 18 | 8.5 | 30200 | 23000 | 76.16% | 2 | 0 | 11.7 |  |  |  |  | R-454B | 2.75 | Residential & Commercial | USHP | Ducted CEE Tier 1
216591885 | Central HP <5.4 tons | KENMORE | HRCU-A-CB (Split System: Heat Pump with Remote Outdoor Unit-Air-Source) | HH836E2S11 |  |  | CTF36C5CDS1 | Z9ET100C20SMPS1 | 33600 | 17 | 8.5 | 31000 | 23600 | 76.13% | 2 | 0 | 11.7 |  |  |  |  | R-454B | 2.8 | Residential & Commercial | USHP | Ducted CEE Tier 1
206998336 | Central HP <5.4 tons | KENMORE | HRCU-A-CB (Split System: Heat Pump with Remote Outdoor Unit-Air-Source) | (C,H,T)VH825GKA3* |  |  | EA*4X36L21A*+WALLCON | *96CTN1002122A* | 23600 | 16.5 | 8.1 | 21400 | 16600 | 77.57% | 1.94 | 11 | 11 |  |  |  |  | R-410A | 1.9667 | Residential & Commercial | USHP | Ducted CEE Tier 1
206998352 | Central HP <5.4 tons | KENMORE | HRCU-A-CB (Split System: Heat Pump with Remote Outdoor Unit-Air-Source) | (C,H,T)VH825GKA3* |  |  | EA*4X37L21A*+WALLCON | *96CTN0601714A* | 24400 | 16.5 | 8.1 | 21200 | 16700 | 78.77% | 2.02 | 11 | 11 |  |  |  |  | R-410A | 2.0333 | Residential & Commercial | USHP | Ducted CEE Tier 1
216821672 | Central HP <5.4 tons | RUSSELL | HRCU-A-CB (Split System: Heat Pump with Remote Outdoor Unit-Air-Source) | RD18AY60AJVC |  |  | TCFY6021STAAM | S921V0855A21M4 | 48500 | 16 | 8.1 | 48500 | 39500 | 81.44% | 2 | 0 | 10 |  |  |  |  | R-454B | 4.0417 | Residential & Commercial | USHP | Ducted CEE Tier 1
211229405 | Central HP <5.4 tons | KEEPRITE | HRCU-A-CB (Split System: Heat Pump with Remote Outdoor Unit-Air-Source) | DLCURAH36ABK |  |  | EA*4X48L24A* | *80VTL0902120A* | 35600 | 16.5 | 8.1 | 37800 | 34600 | 91.53% | 2.04 | 0 | 10 |  |  |  |  | R-410A | 2.9667 | Residential & Commercial | USHP | Ducted CEE Tier 1
211228360 | Central HP <5.4 tons | KEEPRITE | HRCU-A-CB (Split System: Heat Pump with Remote Outdoor Unit-Air-Source) | DLCURAH36ABK |  |  | EA*4X43L21A* | *80ESU0802120A | 38000 | 15.5 | 8.5 | 39000 | 35000 | 89.74% | 2.16 | 0 | 10 |  |  |  |  | R-410A | 3.1667 | Residential & Commercial | USHP | Ducted CEE Tier 1
210474646 | Central HP <5.4 tons | CARRIER | HRCU-A-CB (Split System: Heat Pump with Remote Outdoor Unit-Air-Source) | 25VNA825A*032* |  |  | CSPH*4812AL*+UI | 59MN7B060C21**20 | 24200 | 16 | 8.1 | 21400 | 16700 | 78.04% | 2 | 0 | 10.5 |  |  |  |  | R-410A | 2.0167 | Residential & Commercial | USHP | Ducted CEE Tier 1
214097576 | Central HP <5.4 tons | RUSSELL | HRCU-A-CB (Split System: Heat Pump with Remote Outdoor Unit-Air-Source) | RD17AZ48AJ3N |  |  | TCFZ6024SEANM | S802VA125524Z | 45500 | 17 | 8.1 | 45500 | 40000 | 87.91% | 2.1 | 0 | 10 |  |  |  |  | R-410A | 3.7917 | Residential & Commercial | USHP | Ducted CEE Tier 1
211228603 | Central HP <5.4 tons | KEEPRITE | HRCU-A-CB (Split System: Heat Pump with Remote Outdoor Unit-Air-Source) | DLCURAH36ABK |  |  | EA*4X43L21A* | *95ESU1002120A* | 36600 | 16 | 8.5 | 38500 | 34800 | 90.39% | 2.1 | 0 | 10 |  |  |  |  | R-410A | 3.05 | Residential & Commercial | USHP | Ducted CEE Tier 1
211228653 | Central HP <5.4 tons | KEEPRITE | HRCU-A-CB (Split System: Heat Pump with Remote Outdoor Unit-Air-Source) | DLCURAH36ABK |  |  | EA*4X43L21A* | *96VTN1002120A* | 36800 | 15.5 | 8.5 | 38500 | 34800 | 90.39% | 2.1 | 0 | 10 |  |  |  |  | R-410A | 3.0667 | Residential & Commercial | USHP | Ducted CEE Tier 1
211228662 | Central HP <5.4 tons | KEEPRITE | HRCU-A-CB (Split System: Heat Pump with Remote Outdoor Unit-Air-Source) | DLCURAH36ABK |  |  | EA*4X43L21A* | *96VTN1002122A* | 36800 | 16.5 | 8.5 | 38500 | 34800 | 90.39% | 2.1 | 0 | 10 |  |  |  |  | R-410A | 3.0667 | Residential & Commercial | USHP | Ducted CEE Tier 1
216892254 | Central HP <5.4 tons | RUSSELL | HRCU-A-CB (Split System: Heat Pump with Remote Outdoor Unit-Air-Source) | RD18AY36AJVC |  |  | TCFY3624MTANM | S97MV0855A21DH | 32600 | 19 | 10 | 32600 | 27800 | 85.28% | 2.1 | 0 | 12 |  |  |  |  | R-454B | 2.7167 | Residential & Commercial | USHP | Ducted CEE Tier 1
216051184 | Central HP <5.4 tons | RUSSELL | HRCU-A-CB (Split System: Heat Pump with Remote Outdoor Unit-Air-Source) | SP19AY24AJVC |  |  | TCFY2421HEAAM | S951V0703A17M4 | 22800 | 20 | 8.5 | 22800 | 18600 | 81.58% | 1.8 | 0 | 12 |  |  |  |  | R-454B | 1.9 | Residential & Commercial | USHP | Ducted CEE Tier 1
216051266 | Central HP <5.4 tons | RUSSELL | HRCU-A-CB (Split System: Heat Pump with Remote Outdoor Unit-Air-Source) | SP19AY48AJVC |  |  | TCFY4821SEAAM | S962V0705A21M4 | 45500 | 18 | 10 | 45500 | 42000 | 92.31% | 2.1 | 0 | 12 |  |  |  |  | R-454B | 3.7917 | Residential & Commercial | USHP | Ducted CEE Tier 1
216051268 | Central HP <5.4 tons | RUSSELL | HRCU-A-CB (Split System: Heat Pump with Remote Outdoor Unit-Air-Source) | SP19AY48AJVC |  |  | TCFY4821SEAAM | S97MV1005A21DH | 45500 | 19 | 10 | 45500 | 42000 | 92.31% | 2.1 | 0 | 12 |  |  |  |  | R-454B | 3.7917 | Residential & Commercial | USHP | Ducted CEE Tier 1
216892086 | Central HP <5.4 tons | RUSSELL | HRCU-A-CB (Split System: Heat Pump with Remote Outdoor Unit-Air-Source) | RD18AY36AJVC |  |  | TCFY3621MTANM | S802V0755A21DZ | 32600 | 19 | 10 | 32600 | 27800 | 85.28% | 2.1 | 0 | 12 |  |  |  |  | R-454B | 2.7167 | Residential & Commercial | USHP | Ducted CEE Tier 1
216892088 | Central HP <5.4 tons | RUSSELL | HRCU-A-CB (Split System: Heat Pump with Remote Outdoor Unit-Air-Source) | RD18AY36AJVC |  |  | TCFY3621MTANM | S801V0704A17UH | 32400 | 18 | 10 | 32400 | 28000 | 86.42% | 2.1 | 0 | 12 |  |  |  |  | R-454B | 2.7 | Residential & Commercial | USHP | Ducted CEE Tier 1
216892155 | Central HP <5.4 tons | RUSSELL | HRCU-A-CB (Split System: Heat Pump with Remote Outdoor Unit-Air-Source) | RD18AY36AJVC |  |  | TCFY3617STANM | S802V0504A17UH | 31200 | 18 | 8.5 | 31200 | 27800 | 89.1% | 1.9 | 0 | 12 |  |  |  |  | R-454B | 2.6 | Residential & Commercial | USHP | Ducted CEE Tier 1
214097552 | Central HP <5.4 tons | RUSSELL | HRCU-A-CB (Split System: Heat Pump with Remote Outdoor Unit-Air-Source) | RD17AZ48AJ3N |  |  | TCFZ6024SEANM | S962V1005A21M4S | 45500 | 16 | 8.1 | 45500 | 40500 | 89.01% | 2.1 | 0 | 10 |  |  |  |  | R-410A | 3.7917 | Residential & Commercial | USHP | Ducted CEE Tier 1
216620819 | Central HP <5.4 tons | KENMORE | HRCU-A-CB (Split System: Heat Pump with Remote Outdoor Unit-Air-Source) | HH836E2S11 |  |  | CTM36B5CDS1 | Z9ES060B12SMPS1 | 33200 | 17 | 8.5 | 31000 | 25400 | 81.94% | 2 | 0 | 11 |  |  |  |  | R-454B | 2.7667 | Residential & Commercial | USHP | Ducted CEE Tier 1
216726275 | Central HP <5.4 tons | KENMORE | HRCU-A-CB (Split System: Heat Pump with Remote Outdoor Unit-Air-Source) | HH836E2S11 |  |  | CTU48C5XFS1+TXV | Z9ES080C16SMPS1 | 34000 | 19 | 9 | 32600 | 25800 | 79.14% | 2 | 0 | 11 |  |  |  |  | R-454B | 2.8333 | Residential & Commercial | USHP | Ducted CEE Tier 1
211398592 | Central HP <5.4 tons | CHAMPION HEATING AND COOLING | HRCU-A-CB (Split System: Heat Pump with Remote Outdoor Unit-Air-Source) | HMH72B341 |  |  | XAUC48FXXN1+TXV | TMLE100C16MP11 | 33600 | 17 | 8.5 | 32400 | 23600 | 72.84% | 2.06 | 0 | 9.5 |  |  |  |  | R-410A | 2.8 | Residential & Commercial | USHP
211398674 | Central HP <5.4 tons | CHAMPION HEATING AND COOLING | HRCU-A-CB (Split System: Heat Pump with Remote Outdoor Unit-Air-Source) | HMH72B341 |  |  | XAFC48FXXN1+TXV | TMLE100B12MP11 | 33400 | 17 | 8.5 | 32400 | 23800 | 73.46% | 2.06 | 0 | 9.5 |  |  |  |  | R-410A | 2.7833 | Residential & Commercial | USHP
211396134 | Central HP <5.4 tons | CHAMPION HEATING AND COOLING | HRCU-A-CB (Split System: Heat Pump with Remote Outdoor Unit-Air-Source) | HMH72B341 |  |  | XAFD48FBCN1 | TM9E080C16MP12 | 34000 | 17 | 8.1 | 33400 | 24600 | 73.65% | 2.08 | 0 | 9 |  |  |  |  | R-410A | 2.8333 | Residential & Commercial | USHP
211396500 | Central HP <5.4 tons | CHAMPION HEATING AND COOLING | HRCU-A-CB (Split System: Heat Pump with Remote Outdoor Unit-Air-Source) | HMH72B341 |  |  | XAHD48FBCN1 | TM8Y100C20MP11 | 33800 | 16.5 | 8.5 | 32400 | 23800 | 73.46% | 2.06 | 0 | 9 |  |  |  |  | R-410A | 2.8167 | Residential & Commercial | USHP
211396637 | Central HP <5.4 tons | CHAMPION HEATING AND COOLING | HRCU-A-CB (Split System: Heat Pump with Remote Outdoor Unit-Air-Source) | HMH72B341 |  |  | XAFC48FXXN1+TXV | TM8Y120C20MP11 | 34000 | 16.5 | 8.5 | 33000 | 24200 | 73.33% | 2.1 | 0 | 9.5 |  |  |  |  | R-410A | 2.8333 | Residential & Commercial | USHP
211396668 | Central HP <5.4 tons | CHAMPION HEATING AND COOLING | HRCU-A-CB (Split System: Heat Pump with Remote Outdoor Unit-Air-Source) | HMH72B341 |  |  | XAFC48FBCN1 | TM8Y120C20MP11 | 34000 | 16.5 | 8.5 | 33000 | 24200 | 73.33% | 2.1 | 0 | 9.5 |  |  |  |  | R-410A | 2.8333 | Residential & Commercial | USHP
211396837 | Central HP <5.4 tons | CHAMPION HEATING AND COOLING | HRCU-A-CB (Split System: Heat Pump with Remote Outdoor Unit-Air-Source) | HMH72B341 |  |  | XAFD48FXXN1+TXV | TM8Y100C16MP11 | 34000 | 17.5 | 8.5 | 33200 | 24400 | 73.49% | 2.08 | 0 | 9 |  |  |  |  | R-410A | 2.8333 | Residential & Commercial | USHP
211396951 | Central HP <5.4 tons | CHAMPION HEATING AND COOLING | HRCU-A-CB (Split System: Heat Pump with Remote Outdoor Unit-Air-Source) | HMH72B341 |  |  | XAFC48FBCN1 | TM8Y080C16MP11 | 34000 | 17.5 | 8.5 | 33200 | 24400 | 73.49% | 2.08 | 0 | 9 |  |  |  |  | R-410A | 2.8333 | Residential & Commercial | USHP
206998359 | Central HP <5.4 tons | KENMORE | HRCU-A-CB (Split System: Heat Pump with Remote Outdoor Unit-Air-Source) | (C,H,T)VH825GKA3* |  |  | EA*4X37L21A*+WALLCON | *96CTN1002122A* | 24400 | 16.5 | 8.5 | 21200 | 16600 | 78.3% | 2.04 | 11 | 11 |  |  |  |  | R-410A | 2.0333 | Residential & Commercial | USHP | Ducted CEE Tier 1
216892204 | Central HP <5.4 tons | RUSSELL | HRCU-A-CB (Split System: Heat Pump with Remote Outdoor Unit-Air-Source) | RD18AY36AJVC |  |  | TCFY3621STANM | S951V0603A17UH | 31200 | 18 | 8.5 | 31200 | 28000 | 89.74% | 1.9 | 0 | 11.7 |  |  |  |  | R-454B | 2.6 | Residential & Commercial | USHP | Ducted CEE Tier 1
216892253 | Central HP <5.4 tons | RUSSELL | HRCU-A-CB (Split System: Heat Pump with Remote Outdoor Unit-Air-Source) | RD18AY36AJVC |  |  | TCFY3624MTANM | S951V0705A21UHU | 32600 | 19 | 10 | 32600 | 27800 | 85.28% | 2.1 | 0 | 12 |  |  |  |  | R-454B | 2.7167 | Residential & Commercial | USHP | Ducted CEE Tier 1
214389329 | Central HP <5.4 tons | BRYANT HEATING AND COOLING SYSTEMS | HRCU-A-CB (Split System: Heat Pump with Remote Outdoor Unit-Air-Source) | 284ANV036*0**B* |  |  | CNPV*6024AL*+UI | 986TD66120C24*** | 34200 | 20 | 9 | 36200 | 25600 | 70.72% | 2.02 | 0 | 12.5 |  |  |  |  | R-410A | 2.85 | Residential & Commercial | USHP | Ducted CEE Tier 1
215434342 | Central HP <5.4 tons | GOODMAN | HRCU-A-CB (Split System: Heat Pump with Remote Outdoor Unit-Air-Source) | GZV7SA4210A* |  |  | CHPEA6030*3A* | G*VT800805D*A* | 40500 | 17 | 8.6 | 41000 | 31000 | 75.61% | 2 | 0 | 10 |  |  |  |  | R-32 | 3.375 | Residential & Commercial | USHP | Ducted CEE Tier 1
216726274 | Central HP <5.4 tons | KENMORE | HRCU-A-CB (Split System: Heat Pump with Remote Outdoor Unit-Air-Source) | HH836E2S11 |  |  | CTF48C5CFS1 | Z9ES080C16SMPS1 | 34000 | 19 | 9 | 32600 | 25800 | 79.14% | 2 | 0 | 11 |  |  |  |  | R-454B | 2.8333 | Residential & Commercial | USHP | Ducted CEE Tier 1
216591856 | Central HP <5.4 tons | KENMORE | HRCU-A-CB (Split System: Heat Pump with Remote Outdoor Unit-Air-Source) | HH836E2S11 |  |  | CTF48C5CFS1+JME12C2SN1 | 0 | 34000 | 19 | 9 | 31400 | 25200 | 80.25% | 2 | 0 | 11.7 |  |  |  |  | R-454B | 2.8333 | Residential & Commercial | USHP | Ducted CEE Tier 1
211261940 | Central HP <5.4 tons | KEEPRITE | HRCU-A-CB (Split System: Heat Pump with Remote Outdoor Unit-Air-Source) | DLCURAH18ABK |  |  | EA*4X30L17A* | *96VTN0601412A* | 18000 | 16 | 8.5 | 18600 | 18500 | 99.46% | 2.22 | 0 | 10.5 |  |  |  |  | R-410A | 1.5 | Residential & Commercial | USHP | Ducted CEE Tier 1
211261271 | Central HP <5.4 tons | KEEPRITE | HRCU-A-CB (Split System: Heat Pump with Remote Outdoor Unit-Air-Source) | DLCURAH18ABK |  |  | EA*4X30L14A* | *96VSN0401410A* | 17500 | 16 | 8.5 | 18100 | 18600 | 102.8% | 2.24 | 0 | 10.5 |  |  |  |  | R-410A | 1.4583 | Residential & Commercial | USHP | Ducted CEE Tier 1
216726266 | Central HP <5.4 tons | KENMORE | HRCU-A-CB (Split System: Heat Pump with Remote Outdoor Unit-Air-Source) | HH860E2S11 |  |  | CTF60C5CGS1 | Z9ES100C20SMPS1 | 45500 | 18 | 9 | 46500 | 34000 | 73.12% | 2 | 0 | 11.7 |  |  |  |  | R-454B | 3.7917 | Residential & Commercial | USHP | Ducted CEE Tier 1
206997640 | Central HP <5.4 tons | KENMORE | HRCU-A-CB (Split System: Heat Pump with Remote Outdoor Unit-Air-Source) | (C,H,T)VH837GKA2* |  |  | EA*4X36L21A*+WALLCON | *97CMN0801714A* | 31400 | 17 | 8.1 | 33400 | 24600 | 73.65% | 1.84 | 11 | 11 |  |  |  |  | R-410A | 2.6167 | Residential & Commercial | USHP | Ducted CEE Tier 1
206997820 | Central HP <5.4 tons | KENMORE | HRCU-A-CB (Split System: Heat Pump with Remote Outdoor Unit-Air-Source) | (C,H,T)VH837GKA2* |  |  | EHD4X42AAL+WALLCON | *80CTL0902120A* | 32400 | 16.5 | 8.1 | 33200 | 24800 | 74.7% | 1.96 | 12 | 11 |  |  |  |  | R-410A | 2.7 | Residential & Commercial | USHP | Ducted CEE Tier 1
211228310 | Central HP <5.4 tons | KEEPRITE | HRCU-A-CB (Split System: Heat Pump with Remote Outdoor Unit-Air-Source) | DLCURAH36ABK |  |  | EA*4X43L21A* | *80VSL0701716A* | 36600 | 15.5 | 8.5 | 38500 | 34800 | 90.39% | 2.1 | 0 | 10 |  |  |  |  | R-410A | 3.05 | Residential & Commercial | USHP | Ducted CEE Tier 1
211228319 | Central HP <5.4 tons | KEEPRITE | HRCU-A-CB (Split System: Heat Pump with Remote Outdoor Unit-Air-Source) | DLCURAH36ABK |  |  | EA*4X43L21A* | *80VSL0702120A* | 36200 | 16 | 8.5 | 38500 | 34800 | 90.39% | 2.06 | 0 | 10 |  |  |  |  | R-410A | 3.0167 | Residential & Commercial | USHP | Ducted CEE Tier 1
211228135 | Central HP <5.4 tons | KEEPRITE | HRCU-A-CB (Split System: Heat Pump with Remote Outdoor Unit-Air-Source) | DLCURAH36ABK |  |  | EA*4X42L24A* | *96VTN1002122A* | 35400 | 16.5 | 8.1 | 38500 | 35000 | 90.91% | 1.88 | 0 | 10 |  |  |  |  | R-410A | 2.95 | Residential & Commercial | USHP | Ducted CEE Tier 1
210472849 | Central HP <5.4 tons | KEEPRITE | HRCU-A-CB (Split System: Heat Pump with Remote Outdoor Unit-Air-Source) | CVH825GKA3* |  |  | EA*4X42L21A*+WALLCON | *80CSU0401712A* | 23800 | 17 | 8.1 | 21400 | 16600 | 77.57% | 1.96 | 0 | 11 |  |  |  |  | R-410A | 1.9833 | Residential & Commercial | USHP | Ducted CEE Tier 1
213773811 | Central HP <5.4 tons | DAY & NIGHT | HRCU-A-CB (Split System: Heat Pump with Remote Outdoor Unit-Air-Source) | CVH825GKA3* |  |  | EA*4X48L24A*+WALLCON | *80CTL0902120B* | 24200 | 17 | 8.1 | 21000 | 16500 | 78.57% | 2.02 | 0 | 11 |  |  |  |  | R-410A | 2.0167 | Residential & Commercial | USHP | Ducted CEE Tier 1
216051294 | Central HP <5.4 tons | RUSSELL | HRCU-A-CB (Split System: Heat Pump with Remote Outdoor Unit-Air-Source) | SP19AY60AJVC |  |  | TCFY6021SEAAM | S962V0705A21M4 | 53500 | 16 | 10 | 53500 | 49000 | 91.59% | 2 | 0 | 10 |  |  |  |  | R-454B | 4.4583 | Residential & Commercial | USHP | Ducted CEE Tier 1
204456859 | Central HP <5.4 tons | KENMORE | HRCU-A-CB (Split System: Heat Pump with Remote Outdoor Unit-Air-Source) | (C,H,T)VH825GKA2* |  |  | EA*4X37L17A*+WALLCON | *97CMN0601714A* | 24000 | 16 | 8.1 | 21600 | 16900 | 78.24% | 1.98 | 11 | 10.5 |  |  |  |  | R-410A | 2 | Residential & Commercial | USHP | Ducted CEE Tier 1
216051282 | Central HP <5.4 tons | RUSSELL | HRCU-A-CB (Split System: Heat Pump with Remote Outdoor Unit-Air-Source) | SP19AY60AJVC |  |  | TCFY6021SEAAM | S97MV0855A21DH | 53500 | 17 | 10 | 53500 | 48500 | 90.65% | 2 | 0 | 10 |  |  |  |  | R-454B | 4.4583 | Residential & Commercial | USHP | Ducted CEE Tier 1
211230958 | Central HP <5.4 tons | CARRIER | HRCU-A-CB (Split System: Heat Pump with Remote Outdoor Unit-Air-Source) | 38MURAQ36AB3* |  |  | CNPV*4824AL* | GG96VTAA60100C | 36000 | 16.5 | 8.1 | 38500 | 34800 | 90.39% | 2.02 | 0 | 10.5 |  |  |  |  | R-410A | 3 | Residential & Commercial | USHP | Ducted CEE Tier 1
216892136 | Central HP <5.4 tons | RUSSELL | HRCU-A-CB (Split System: Heat Pump with Remote Outdoor Unit-Air-Source) | RD18AY48AJVC |  |  | TCFY4824MTANM | S801V1005A21UHU | 43000 | 18 | 8.5 | 43000 | 33200 | 77.21% | 2 | 0 | 11.7 |  |  |  |  | R-454B | 3.5833 | Residential & Commercial | USHP | Ducted CEE Tier 1
216821310 | Central HP <5.4 tons | RUSSELL | HRCU-A-CB (Split System: Heat Pump with Remote Outdoor Unit-Air-Source) | RD18AY48AJVC |  |  | TCFY4824MTANM | S98MV0855A21UP | 42500 | 17 | 8.1 | 42500 | 33400 | 78.59% | 2 | 0 | 10 |  |  |  |  | R-454B | 3.5417 | Residential & Commercial | USHP | Ducted CEE Tier 1
216821359 | Central HP <5.4 tons | RUSSELL | HRCU-A-CB (Split System: Heat Pump with Remote Outdoor Unit-Air-Source) | RD18AY48AJVC |  |  | TCFY4824MTANM | S951V1005A21M4 | 42500 | 17 | 8.1 | 42500 | 33400 | 78.59% | 2 | 0 | 10 |  |  |  |  | R-454B | 3.5417 | Residential & Commercial | USHP | Ducted CEE Tier 1
216821444 | Central HP <5.4 tons | RUSSELL | HRCU-A-CB (Split System: Heat Pump with Remote Outdoor Unit-Air-Source) | RD18AY48AJVC |  |  | TCFY4824STANM | S951V0705A21M4 | 41000 | 17 | 8.1 | 41000 | 37800 | 92.2% | 2.1 | 0 | 10 |  |  |  |  | R-454B | 3.4167 | Residential & Commercial | USHP | Ducted CEE Tier 1
216821697 | Central HP <5.4 tons | RUSSELL | HRCU-A-CB (Split System: Heat Pump with Remote Outdoor Unit-Air-Source) | RD18AY60AJVC |  |  | TCFY6021STAAM | S802V1005A21UH | 49000 | 17 | 8.1 | 49000 | 39000 | 79.59% | 2 | 0 | 10 |  |  |  |  | R-454B | 4.0833 | Residential & Commercial | USHP | Ducted CEE Tier 1
216821699 | Central HP <5.4 tons | RUSSELL | HRCU-A-CB (Split System: Heat Pump with Remote Outdoor Unit-Air-Source) | RD18AY60AJVC |  |  | TCFY6021STAAM | S801V1005A21DZ | 49000 | 17 | 8.1 | 49000 | 39000 | 79.59% | 2 | 0 | 10 |  |  |  |  | R-454B | 4.0833 | Residential & Commercial | USHP | Ducted CEE Tier 1
216821549 | Central HP <5.4 tons | RUSSELL | HRCU-A-CB (Split System: Heat Pump with Remote Outdoor Unit-Air-Source) | RD18AY48AJVC |  |  | TCFY4824STANM | S801V1005A21UHS | 41000 | 18 | 8.1 | 41000 | 37600 | 91.71% | 2.1 | 0 | 10 |  |  |  |  | R-454B | 3.4167 | Residential & Commercial | USHP | Ducted CEE Tier 1
216591588 | Central HP <5.4 tons | KENMORE | HRCU-A-CB (Split System: Heat Pump with Remote Outdoor Unit-Air-Source) | HH824E2S11 |  |  | CTM36B5ADS1+JME08B2SN1 | 0 | 23000 | 19 | 9.5 | 23000 | 18000 | 78.26% | 2 | 0 | 12 |  |  |  |  | R-454B | 1.9167 | Residential & Commercial | USHP | Ducted CEE Tier 1
216591621 | Central HP <5.4 tons | KENMORE | HRCU-A-CB (Split System: Heat Pump with Remote Outdoor Unit-Air-Source) | HH824E2S11 |  |  | CTF36B5ADS1 | Z9ET060B12SMPS1 | 23000 | 18 | 9.5 | 23000 | 18300 | 79.57% | 2 | 0 | 12 |  |  |  |  | R-454B | 1.9167 | Residential & Commercial | USHP | Ducted CEE Tier 1
216591890 | Central HP <5.4 tons | KENMORE | HRCU-A-CB (Split System: Heat Pump with Remote Outdoor Unit-Air-Source) | HH836E2S11 |  |  | CTM48C5CFS1 | Z8ES100C20SMPS1 | 34400 | 19 | 9 | 32000 | 25400 | 79.38% | 2 | 0 | 11 |  |  |  |  | R-454B | 2.8667 | Residential & Commercial | USHP | Ducted CEE Tier 1
216591908 | Central HP <5.4 tons | KENMORE | HRCU-A-CB (Split System: Heat Pump with Remote Outdoor Unit-Air-Source) | HH836E2S11 |  |  | CTM36C5CDS1 | Z9ET100C16SMPS1 | 33800 | 19 | 8.5 | 31400 | 24000 | 76.43% | 2 | 0 | 11 |  |  |  |  | R-454B | 2.8167 | Residential & Commercial | USHP | Ducted CEE Tier 1
216591657 | Central HP <5.4 tons | KENMORE | HRCU-A-CB (Split System: Heat Pump with Remote Outdoor Unit-Air-Source) | HH824E2S11 |  |  | JHE24B5AC2SS1 | 0 | 23000 | 19 | 9 | 23000 | 18300 | 79.57% | 2 | 0 | 12 |  |  |  |  | R-454B | 1.9167 | Residential & Commercial | USHP | Ducted CEE Tier 1
216591789 | Central HP <5.4 tons | KENMORE | HRCU-A-CB (Split System: Heat Pump with Remote Outdoor Unit-Air-Source) | HH824E2S11 |  |  | CTU36B5XDS1+TXV | Z9ET080B12SMPS1 | 23000 | 18 | 9.5 | 23000 | 17500 | 76.09% | 2 | 0 | 12 |  |  |  |  | R-454B | 1.9167 | Residential & Commercial | USHP | Ducted CEE Tier 1
216821460 | Central HP <5.4 tons | RUSSELL | HRCU-A-CB (Split System: Heat Pump with Remote Outdoor Unit-Air-Source) | RD18AY48AJVC |  |  | TCFY4821STANM | S951V1005A21UH | 41000 | 17 | 8.1 | 41000 | 37800 | 92.2% | 2.1 | 0 | 10 |  |  |  |  | R-454B | 3.4167 | Residential & Commercial | USHP | Ducted CEE Tier 1
216821592 | Central HP <5.4 tons | RUSSELL | HRCU-A-CB (Split System: Heat Pump with Remote Outdoor Unit-Air-Source) | RD18AY60AJVC |  |  | TCFY6024STANM | S962V1005A21M4 | 50500 | 17 | 10 | 50500 | 38500 | 76.24% | 2 | 0 | 10 |  |  |  |  | R-454B | 4.2083 | Residential & Commercial | USHP | Ducted CEE Tier 1
216821626 | Central HP <5.4 tons | RUSSELL | HRCU-A-CB (Split System: Heat Pump with Remote Outdoor Unit-Air-Source) | RD18AY60AJVC |  |  | TCFY6024STANM | S801V1505A24UH | 51500 | 18 | 10 | 51000 | 38000 | 74.51% | 2 | 0 | 11 |  |  |  |  | R-454B | 4.2917 | Residential & Commercial | USHP | Ducted CEE Tier 1
216821475 | Central HP <5.4 tons | RUSSELL | HRCU-A-CB (Split System: Heat Pump with Remote Outdoor Unit-Air-Source) | RD18AY48AJVC |  |  | TCFY4821STANM | S962V0855A21M4 | 40500 | 17 | 8.1 | 40500 | 37800 | 93.33% | 2.1 | 0 | 10 |  |  |  |  | R-454B | 3.375 | Residential & Commercial | USHP | Ducted CEE Tier 1
216821559 | Central HP <5.4 tons | RUSSELL | HRCU-A-CB (Split System: Heat Pump with Remote Outdoor Unit-Air-Source) | RD18AY48AJVC |  |  | TCFY4821STANM | S801V0755A21DZ | 41000 | 18 | 8.1 | 41000 | 37600 | 91.71% | 2.1 | 0 | 10 |  |  |  |  | R-454B | 3.4167 | Residential & Commercial | USHP | Ducted CEE Tier 1
206997870 | Central HP <5.4 tons | KENMORE | HRCU-A-CB (Split System: Heat Pump with Remote Outdoor Unit-Air-Source) | (C,H,T)VH837GKA2* |  |  | EA*4X48L21A*+WALLCON | *80CSU1002120A* | 32200 | 17 | 8.1 | 32600 | 25000 | 76.69% | 1.96 | 11.5 | 11 |  |  |  |  | R-410A | 2.6833 | Residential & Commercial | USHP | Ducted CEE Tier 1
206998306 | Central HP <5.4 tons | KENMORE | HRCU-A-CB (Split System: Heat Pump with Remote Outdoor Unit-Air-Source) | (C,H,T)VH825GKA3* |  |  | EA*4X25L17A*+WALLCON | *80CTL0701412A* | 24400 | 17.5 | 8.5 | 21200 | 16600 | 78.3% | 2.02 | 11 | 11.5 |  |  |  |  | R-410A | 2.0333 | Residential & Commercial | USHP | Ducted CEE Tier 1
206998323 | Central HP <5.4 tons | KENMORE | HRCU-A-CB (Split System: Heat Pump with Remote Outdoor Unit-Air-Source) | (C,H,T)VH825GKA3* |  |  | EA*4X36L17A*+WALLCON | *80CTL0701412A* | 23600 | 17 | 8.1 | 21400 | 16600 | 77.57% | 1.94 | 11 | 11 |  |  |  |  | R-410A | 1.9667 | Residential & Commercial | USHP | Ducted CEE Tier 1
206998455 | Central HP <5.4 tons | KENMORE | HRCU-A-CB (Split System: Heat Pump with Remote Outdoor Unit-Air-Source) | (C,H,T)VH825GKA3* |  |  | EHD4X30AAL+WALLCON | *80CTL0901716A* | 23800 | 16 | 8.1 | 21800 | 16700 | 76.61% | 1.98 | 11 | 10.5 |  |  |  |  | R-410A | 1.9833 | Residential & Commercial | USHP | Ducted CEE Tier 1
206998473 | Central HP <5.4 tons | KENMORE | HRCU-A-CB (Split System: Heat Pump with Remote Outdoor Unit-Air-Source) | (C,H,T)VH825GKA3* |  |  | EHD4X36AAL+WALLCON | *80CTL0701412A* | 24000 | 16.5 | 8.1 | 21400 | 16600 | 77.57% | 2 | 11.5 | 11 |  |  |  |  | R-410A | 2 | Residential & Commercial | USHP | Ducted CEE Tier 1
216772738 | Central HP <5.4 tons | DAY & NIGHT | HRCU-A-CB (Split System: Heat Pump with Remote Outdoor Unit-Air-Source) | D5CUHAH48AAK |  |  | FTMA5B60L0D* | 0 | 47500 | 15.2 | 9 | 49000 | 44000 | 89.8% | 1.8 | 0 | 9 |  |  |  |  | R-454B | 3.9583 | Residential & Commercial | USHP
216675574 | Central HP <5.4 tons | BRYANT HEATING AND COOLING SYSTEMS | HRCU-A-CB (Split System: Heat Pump with Remote Outdoor Unit-Air-Source) | 37MURAQ24AA3 |  |  | CAA**3721AM* | 83*CA60100C21*** | 25600 | 16 | 9 | 23600 | 19300 | 81.78% | 2.06 | 0 | 10 |  |  |  |  | R-454B | 2.1333 | Residential & Commercial | USHP | Ducted CEE Tier 1
216591917 | Central HP <5.4 tons | KENMORE | HRCU-A-CB (Split System: Heat Pump with Remote Outdoor Unit-Air-Source) | HH836E2S11 |  |  | CTM36C5CDS1 | Z8ES120C20SMPS1 | 34400 | 18 | 8.5 | 32000 | 26200 | 81.88% | 2 | 0 | 11 |  |  |  |  | R-454B | 2.8667 | Residential & Commercial | USHP | Ducted CEE Tier 1
216591926 | Central HP <5.4 tons | KENMORE | HRCU-A-CB (Split System: Heat Pump with Remote Outdoor Unit-Air-Source) | HH836E2S11 |  |  | CTU48C5XFS1+TXV | Z8ES120C20SMPS1 | 34200 | 19 | 9 | 32000 | 25400 | 79.38% | 2 | 0 | 11 |  |  |  |  | R-454B | 2.85 | Residential & Commercial | USHP | Ducted CEE Tier 1
216591928 | Central HP <5.4 tons | KENMORE | HRCU-A-CB (Split System: Heat Pump with Remote Outdoor Unit-Air-Source) | HH836E2S11 |  |  | CTF36B5CDS1 | Z9ET080B12SMPS1 | 33400 | 18 | 8.5 | 31400 | 24000 | 76.43% | 2 | 0 | 11 |  |  |  |  | R-454B | 2.7833 | Residential & Commercial | USHP | Ducted CEE Tier 1
214242222 | Central HP <5.4 tons | KEEPRITE | HRCU-A-CB (Split System: Heat Pump with Remote Outdoor Unit-Air-Source) | CVH825GKA3* |  |  | EN(A,D,W)4X48L21**+WALLCON | *80CTL0701716B* | 24000 | 17 | 8.1 | 21400 | 16600 | 77.57% | 2 | 0 | 11 |  |  |  |  | R-410A | 2 | Residential & Commercial | USHP | Ducted CEE Tier 1
215936914 | Central HP <5.4 tons | CARRIER | HRCU-A-CB (Split System: Heat Pump with Remote Outdoor Unit-Air-Source) | 27VNA336A*030* |  |  | CVAVA6121XMA*+UI | 59TN6C060C17**14 | 35600 | 21.5 | 8.5 | 37600 | 28200 | 75% | 2 | 0 | 12 |  |  |  |  | R-454B | 2.9667 | Residential & Commercial | USHP | Ducted CEE Tier 1
215936644 | Central HP <5.4 tons | CARRIER | HRCU-A-CB (Split System: Heat Pump with Remote Outdoor Unit-Air-Source) | 27VNA336A*030* |  |  | CVAVA6021XMA*+UI | 59CU5B060C17**16 | 35400 | 21.5 | 8.5 | 38500 | 29000 | 75.32% | 2.02 | 0 | 12 |  |  |  |  | R-454B | 2.95 | Residential & Commercial | USHP | Ducted CEE Tier 1
214066619 | Central HP <5.4 tons | RUSSELL | HRCU-A-CB (Split System: Heat Pump with Remote Outdoor Unit-Air-Source) | RD17AZ36AJ3N |  |  | TCFZ3621MTANM | S801V0755A21UHS | 34200 | 18 | 8.1 | 34200 | 29400 | 85.96% | 2 | 0 | 11.7 |  |  |  |  | R-410A | 2.85 | Residential & Commercial | USHP | Ducted CEE Tier 1
210595624 | Central HP <5.4 tons | KENMORE | HRCU-A-CB (Split System: Heat Pump with Remote Outdoor Unit-Air-Source) | (C,H,T)VH825GKA2* |  |  | EA*4X48L21A*+WALLCON | *80CSU0601716A* | 24000 | 17 | 8.1 | 21000 | 16600 | 79.05% | 2.02 | 0 | 11 |  |  |  |  | R-410A | 2 | Residential & Commercial | USHP | Ducted CEE Tier 1
216591182 | Central HP <5.4 tons | KENMORE | HRCU-A-CB (Split System: Heat Pump with Remote Outdoor Unit-Air-Source) | HH860E2S11 |  |  | CTF60D5CJS1+JME18D2SN1 | 0 | 53500 | 19 | 9 | 54000 | 39000 | 72.22% | 2 | 0 | 11 |  |  |  |  | R-454B | 4.4583 | Residential & Commercial | USHP | Ducted CEE Tier 1
216591550 | Central HP <5.4 tons | KENMORE | HRCU-A-CB (Split System: Heat Pump with Remote Outdoor Unit-Air-Source) | HH860E2S11 |  |  | CTF60C5CGS1 | Z8ES120C20SMPS1 | 45000 | 18 | 9 | 45500 | 33400 | 73.41% | 2 | 0 | 11.7 |  |  |  |  | R-454B | 3.75 | Residential & Commercial | USHP | Ducted CEE Tier 1
216591716 | Central HP <5.4 tons | KENMORE | HRCU-A-CB (Split System: Heat Pump with Remote Outdoor Unit-Air-Source) | HH836E2S11 |  |  | CTF30A5ADS1 | Z8ES040A12SMPS1 | 33000 | 18 | 8.5 | 30400 | 24800 | 81.58% | 2 | 0 | 11.7 |  |  |  |  | R-454B | 2.75 | Residential & Commercial | USHP | Ducted CEE Tier 1
216591759 | Central HP <5.4 tons | KENMORE | HRCU-A-CB (Split System: Heat Pump with Remote Outdoor Unit-Air-Source) | HH836E2S11 |  |  | JHC36B5CD2SS1 | 0 | 33000 | 19 | 8.5 | 30200 | 24800 | 82.12% | 2 | 0 | 11.7 |  |  |  |  | R-454B | 2.75 | Residential & Commercial | USHP | Ducted CEE Tier 1
206998489 | Central HP <5.4 tons | KENMORE | HRCU-A-CB (Split System: Heat Pump with Remote Outdoor Unit-Air-Source) | (C,H,T)VH825GKA3* |  |  | EA*4X37L17A*+WALLCON | *80CSU0401712A* | 24200 | 17 | 8.1 | 21400 | 16600 | 77.57% | 2 | 11.5 | 11 |  |  |  |  | R-410A | 2.0167 | Residential & Commercial | USHP | Ducted CEE Tier 1
206997872 | Central HP <5.4 tons | KENMORE | HRCU-A-CB (Split System: Heat Pump with Remote Outdoor Unit-Air-Source) | (C,H,T)VH837GKA2* |  |  | EA*4X48L24A*+WALLCON | *80CSU1002120A* | 32200 | 17 | 8.1 | 32600 | 25000 | 76.69% | 1.96 | 12 | 11 |  |  |  |  | R-410A | 2.6833 | Residential & Commercial | USHP | Ducted CEE Tier 1
206997888 | Central HP <5.4 tons | KENMORE | HRCU-A-CB (Split System: Heat Pump with Remote Outdoor Unit-Air-Source) | (C,H,T)VH837GKA2* |  |  | EHD4X42AAL+WALLCON | *80CSU0401712A* | 32400 | 16.5 | 8.1 | 33200 | 24800 | 74.7% | 1.94 | 11.5 | 11 |  |  |  |  | R-410A | 2.7 | Residential & Commercial | USHP | Ducted CEE Tier 1
216591246 | Central HP <5.4 tons | KENMORE | HRCU-A-CB (Split System: Heat Pump with Remote Outdoor Unit-Air-Source) | HH824E2S11 |  |  | CTU36B5XDS1+TXV | Z8ET080B12LMPS1 | 23000 | 19 | 9.5 | 23000 | 18600 | 80.87% | 2 | 0 | 12 |  |  |  |  | R-454B | 1.9167 | Residential & Commercial | USHP | Ducted CEE Tier 1
216591749 | Central HP <5.4 tons | KENMORE | HRCU-A-CB (Split System: Heat Pump with Remote Outdoor Unit-Air-Source) | HH824E2S11 |  |  | CTM36B5ADS1+JME12B2SN1 | 0 | 23000 | 19 | 9.5 | 23000 | 18400 | 80% | 2 | 0 | 12 |  |  |  |  | R-454B | 1.9167 | Residential & Commercial | USHP | Ducted CEE Tier 1
210595638 | Central HP <5.4 tons | KENMORE | HRCU-A-CB (Split System: Heat Pump with Remote Outdoor Unit-Air-Source) | (C,H,T)VH825GKA2* |  |  | EA*4X48L21A*+WALLCON | *97CMN1002122A* | 24000 | 16.5 | 8.1 | 21000 | 16500 | 78.57% | 2.02 | 0 | 11 |  |  |  |  | R-410A | 2 | Residential & Commercial | USHP | Ducted CEE Tier 1
216635526 | Central HP <5.4 tons | ACIQ | HRCU-A-CB (Split System: Heat Pump with Remote Outdoor Unit-Air-Source) | H5H3V48*K*AAA* |  |  | ESH5X48M12A*+WALLCON | *80CTL0901716B* | 43500 | 20 | 9 | 48500 | 35800 | 73.81% | 1.86 | 0 | 11 |  |  |  |  | R-454B | 3.625 | Residential & Commercial | USHP | Ducted CEE Tier 1
210595809 | Central HP <5.4 tons | KENMORE | HRCU-A-CB (Split System: Heat Pump with Remote Outdoor Unit-Air-Source) | (C,H,T)VH837GKA** |  |  | EA*4X42L21A*+WALLCON | *95CSU0802120A* | 31800 | 17.5 | 8.1 | 33000 | 24400 | 73.94% | 1.9 | 0 | 11 |  |  |  |  | R-410A | 2.65 | Residential & Commercial | USHP | Ducted CEE Tier 1
213774462 | Central HP <5.4 tons | KEEPRITE | HRCU-A-CB (Split System: Heat Pump with Remote Outdoor Unit-Air-Source) | CVH825GKA3* |  |  | EHD4X42AAL+WALLCON | *95CSU0601716B* | 24000 | 16 | 8.1 | 21400 | 16600 | 77.57% | 1.98 | 0 | 10.5 |  |  |  |  | R-410A | 2 | Residential & Commercial | USHP | Ducted CEE Tier 1
215683590 | Central HP <5.4 tons | BRYANT HEATING AND COOLING SYSTEMS | HRCU-A-CB (Split System: Heat Pump with Remote Outdoor Unit-Air-Source) | 290VAN024**AA* |  |  | CAA**2417AM*+UI | 987MC42060C17*** | 22800 | 16.5 | 9 | 24000 | 16900 | 70.42% | 1.94 | 0 | 10 |  |  |  |  | R-454B | 1.9 | Residential & Commercial | USHP | Ducted CEE Tier 1
216892082 | Central HP <5.4 tons | RUSSELL | HRCU-A-CB (Split System: Heat Pump with Remote Outdoor Unit-Air-Source) | RD18AY36AJVC |  |  | TCFY3621MTANM | S801V0755A21DZ | 32600 | 19 | 10 | 32600 | 27800 | 85.28% | 2.1 | 0 | 12 |  |  |  |  | R-454B | 2.7167 | Residential & Commercial | USHP | Ducted CEE Tier 1
216892116 | Central HP <5.4 tons | RUSSELL | HRCU-A-CB (Split System: Heat Pump with Remote Outdoor Unit-Air-Source) | RD18AY36AJVC |  |  | TCFY3621MTANM | S97MV0855A21DH | 32600 | 19 | 10 | 32600 | 27800 | 85.28% | 2.1 | 0 | 12 |  |  |  |  | R-454B | 2.7167 | Residential & Commercial | USHP | Ducted CEE Tier 1
216892141 | Central HP <5.4 tons | RUSSELL | HRCU-A-CB (Split System: Heat Pump with Remote Outdoor Unit-Air-Source) | RD18AY48AJVC |  |  | TCFY4824MTANM | S802V0755A21UH | 43000 | 17 | 8.1 | 43000 | 33200 | 77.21% | 2 | 0 | 11.7 |  |  |  |  | R-454B | 3.5833 | Residential & Commercial | USHP | Ducted CEE Tier 1
216892118 | Central HP <5.4 tons | RUSSELL | HRCU-A-CB (Split System: Heat Pump with Remote Outdoor Unit-Air-Source) | RD18AY36AJVC |  |  | TCFY3621MTANM | S951V0705A21M4 | 32400 | 18 | 10 | 32400 | 28000 | 86.42% | 2.1 | 0 | 12 |  |  |  |  | R-454B | 2.7 | Residential & Commercial | USHP | Ducted CEE Tier 1
216892125 | Central HP <5.4 tons | RUSSELL | HRCU-A-CB (Split System: Heat Pump with Remote Outdoor Unit-Air-Source) | RD18AY36AJVC |  |  | TCFY3621MTANM | S801V1005A21DZ | 32800 | 19 | 10 | 32800 | 27600 | 84.15% | 2.1 | 0 | 12 |  |  |  |  | R-454B | 2.7333 | Residential & Commercial | USHP | Ducted CEE Tier 1
216892143 | Central HP <5.4 tons | RUSSELL | HRCU-A-CB (Split System: Heat Pump with Remote Outdoor Unit-Air-Source) | RD18AY48AJVC |  |  | TCFY4824MTANM | S801V0755A21UH | 43000 | 17 | 8.1 | 43000 | 33200 | 77.21% | 2 | 0 | 11.7 |  |  |  |  | R-454B | 3.5833 | Residential & Commercial | USHP | Ducted CEE Tier 1
216892148 | Central HP <5.4 tons | RUSSELL | HRCU-A-CB (Split System: Heat Pump with Remote Outdoor Unit-Air-Source) | RD18AY48AJVC |  |  | TCFY4824MTANM | S962V1155A24M4 | 43000 | 18 | 8.5 | 43000 | 33200 | 77.21% | 2.1 | 0 | 11.7 |  |  |  |  | R-454B | 3.5833 | Residential & Commercial | USHP | Ducted CEE Tier 1
216051216 | Central HP <5.4 tons | RUSSELL | HRCU-A-CB (Split System: Heat Pump with Remote Outdoor Unit-Air-Source) | SP19AY24AJVC |  |  | TCFY2421HEAAM | S801V0504A17UHU | 22800 | 20 | 8.5 | 22800 | 18600 | 81.58% | 1.8 | 0 | 12 |  |  |  |  | R-454B | 1.9 | Residential & Commercial | USHP | Ducted CEE Tier 1
216591879 | Central HP <5.4 tons | KENMORE | HRCU-A-CB (Split System: Heat Pump with Remote Outdoor Unit-Air-Source) | HH836E2S11 |  |  | CTM36C5CDS1 | Z8ES120C16SMPS1 | 34400 | 18 | 8.5 | 31600 | 25800 | 81.65% | 2 | 0 | 11.7 |  |  |  |  | R-454B | 2.8667 | Residential & Commercial | USHP | Ducted CEE Tier 1
215938171 | Central HP <5.4 tons | KEEPRITE | HRCU-A-CB (Split System: Heat Pump with Remote Outdoor Unit-Air-Source) | C5H3V48*K*AAA* |  |  | EVD5X60M21A*+WALLCON | *80CTL0901716B* | 44500 | 20.5 | 8.1 | 53500 | 37600 | 70.28% | 1.95 | 0 | 11.5 |  |  |  |  | R-454B | 3.7083 | Residential & Commercial | USHP | Ducted CEE Tier 1
206136328 | Central HP <5.4 tons | KENMORE | HRCU-A-CB (Split System: Heat Pump with Remote Outdoor Unit-Air-Source) | (C,H,T)VH837GKA** |  |  | EHD4X36AAL+WALLCON | *95CSU1002122A* | 32200 | 16.5 | 8.1 | 33200 | 24600 | 74.1% | 1.94 | 11.5 | 11 |  |  |  |  | R-410A | 2.6833 | Residential & Commercial | USHP | Ducted CEE Tier 1
215683910 | Central HP <5.4 tons | BRYANT HEATING AND COOLING SYSTEMS | HRCU-A-CB (Split System: Heat Pump with Remote Outdoor Unit-Air-Source) | 290VAN036**AA* |  |  | CAA**3721AM*+UI | 935CB48060C17*** | 34200 | 17.5 | 9 | 35400 | 25200 | 71.19% | 1.88 | 0 | 9.5 |  |  |  |  | R-454B | 2.85 | Residential & Commercial | USHP
206997708 | Central HP <5.4 tons | KENMORE | HRCU-A-CB (Split System: Heat Pump with Remote Outdoor Unit-Air-Source) | (C,H,T)VH837GKA2* |  |  | EA*4X43L21A*+WALLCON | *96CTN1002122A* | 33000 | 17.5 | 8.5 | 33000 | 25200 | 76.36% | 2 | 12 | 11.7 |  |  |  |  | R-410A | 2.75 | Residential & Commercial | USHP | Ducted CEE Tier 1
206997717 | Central HP <5.4 tons | KENMORE | HRCU-A-CB (Split System: Heat Pump with Remote Outdoor Unit-Air-Source) | (C,H,T)VH837GKA2* |  |  | EA*4X48L21A*+WALLCON | *96CTN0801714A* | 32200 | 17 | 8.1 | 32800 | 25200 | 76.83% | 1.96 | 11.5 | 11 |  |  |  |  | R-410A | 2.6833 | Residential & Commercial | USHP | Ducted CEE Tier 1
206997724 | Central HP <5.4 tons | KENMORE | HRCU-A-CB (Split System: Heat Pump with Remote Outdoor Unit-Air-Source) | (C,H,T)VH837GKA2* |  |  | EA*4X48L21A*+WALLCON | *80CTL0901716A* | 32400 | 18 | 8.5 | 32600 | 24800 | 76.07% | 2 | 12 | 11.7 |  |  |  |  | R-410A | 2.7 | Residential & Commercial | USHP | Ducted CEE Tier 1
206997726 | Central HP <5.4 tons | KENMORE | HRCU-A-CB (Split System: Heat Pump with Remote Outdoor Unit-Air-Source) | (C,H,T)VH837GKA2* |  |  | EA*4X48L21A*+WALLCON | *97CMN0602120A* | 32200 | 17 | 8.1 | 32800 | 25200 | 76.83% | 1.96 | 11.5 | 11 |  |  |  |  | R-410A | 2.6833 | Residential & Commercial | USHP | Ducted CEE Tier 1
215939834 | Central HP <5.4 tons | CARRIER | HRCU-A-CB (Split System: Heat Pump with Remote Outdoor Unit-Air-Source) | 27VNA336A*030* |  |  | CAA**6121AM*+UI | 58CU*B040C17**12 | 34400 | 20.5 | 9.5 | 34200 | 26000 | 76.02% | 2.06 | 0 | 12 |  |  |  |  | R-454B | 2.8667 | Residential & Commercial | USHP | Ducted CEE Tier 1
215939884 | Central HP <5.4 tons | CARRIER | HRCU-A-CB (Split System: Heat Pump with Remote Outdoor Unit-Air-Source) | 27VNA336A*030* |  |  | CAA**6121AM*+UI | 59TN7A100C21**22 | 34400 | 20.5 | 9.5 | 34200 | 26000 | 76.02% | 2.06 | 0 | 12 |  |  |  |  | R-454B | 2.8667 | Residential & Commercial | USHP | Ducted CEE Tier 1
213780232 | Central HP <5.4 tons | KEEPRITE | HRCU-A-CB (Split System: Heat Pump with Remote Outdoor Unit-Air-Source) | CVH837GKA** |  |  | EHD4X48AAL+WALLCON | *97CMN0801714B* | 32400 | 16.5 | 8.1 | 33000 | 25000 | 75.76% | 1.94 | 0 | 11 |  |  |  |  | R-410A | 2.7 | Residential & Commercial | USHP | Ducted CEE Tier 1
213780252 | Central HP <5.4 tons | KEEPRITE | HRCU-A-CB (Split System: Heat Pump with Remote Outdoor Unit-Air-Source) | CVH837GKA** |  |  | EHD4X48AAL+WALLCON | *97CMN1202422B* | 32600 | 16.5 | 8.1 | 33000 | 24800 | 75.15% | 1.96 | 0 | 11 |  |  |  |  | R-410A | 2.7167 | Residential & Commercial | USHP | Ducted CEE Tier 1
216591880 | Central HP <5.4 tons | KENMORE | HRCU-A-CB (Split System: Heat Pump with Remote Outdoor Unit-Air-Source) | HH836E2S11 |  |  | CTM36C5CDS1 | Z8ES080C16SMPS1 | 34000 | 18 | 8.5 | 31200 | 25400 | 81.41% | 2 | 0 | 11.7 |  |  |  |  | R-454B | 2.8333 | Residential & Commercial | USHP | Ducted CEE Tier 1
216591629 | Central HP <5.4 tons | KENMORE | HRCU-A-CB (Split System: Heat Pump with Remote Outdoor Unit-Air-Source) | HH836E2S11 |  |  | CTU48C5XFS1+TXV | Z8ES120C16SMPS1 | 34000 | 19 | 9 | 31600 | 25200 | 79.75% | 2 | 0 | 11.7 |  |  |  |  | R-454B | 2.8333 | Residential & Commercial | USHP | Ducted CEE Tier 1
216591699 | Central HP <5.4 tons | KENMORE | HRCU-A-CB (Split System: Heat Pump with Remote Outdoor Unit-Air-Source) | HH836E2S11 |  |  | CTU36B5XDS1+TXV | Z8ES080B12SMPS1 | 33200 | 18 | 8.5 | 30400 | 24800 | 81.58% | 2 | 0 | 11.7 |  |  |  |  | R-454B | 2.7667 | Residential & Commercial | USHP | Ducted CEE Tier 1
216591712 | Central HP <5.4 tons | KENMORE | HRCU-A-CB (Split System: Heat Pump with Remote Outdoor Unit-Air-Source) | HH836E2S11 |  |  | CTF36B5CDS1 | Z9ET060B12SMPS1 | 33400 | 18 | 8.5 | 31600 | 24200 | 76.58% | 2 | 0 | 11 |  |  |  |  | R-454B | 2.7833 | Residential & Commercial | USHP | Ducted CEE Tier 1
216591445 | Central HP <5.4 tons | KENMORE | HRCU-A-CB (Split System: Heat Pump with Remote Outdoor Unit-Air-Source) | HH860E2S11 |  |  | CTF60C5CGS1 | Z8ES080C20SMPS1 | 44000 | 18 | 9 | 44500 | 33400 | 75.06% | 2 | 0 | 12 |  |  |  |  | R-454B | 3.6667 | Residential & Commercial | USHP | Ducted CEE Tier 1
216591580 | Central HP <5.4 tons | KENMORE | HRCU-A-CB (Split System: Heat Pump with Remote Outdoor Unit-Air-Source) | HH860E2S11 |  |  | CTM60D5CJS1 | Z8ES130D20SMPS1 | 53500 | 19 | 9 | 55000 | 39500 | 71.82% | 2 | 0 | 11 |  |  |  |  | R-454B | 4.4583 | Residential & Commercial | USHP | Ducted CEE Tier 1
216591730 | Central HP <5.4 tons | KENMORE | HRCU-A-CB (Split System: Heat Pump with Remote Outdoor Unit-Air-Source) | HH836E2S11 |  |  | JHC42C5CF2SS1 | 0 | 34400 | 19 | 9 | 31600 | 25000 | 79.11% | 2 | 0 | 11.7 |  |  |  |  | R-454B | 2.8667 | Residential & Commercial | USHP | Ducted CEE Tier 1
216892150 | Central HP <5.4 tons | RUSSELL | HRCU-A-CB (Split System: Heat Pump with Remote Outdoor Unit-Air-Source) | RD18AY36AJVC |  |  | TCFY3621STANM | S801V1005A21DZ | 31800 | 19 | 8.5 | 31800 | 27400 | 86.16% | 2 | 0 | 12 |  |  |  |  | R-454B | 2.65 | Residential & Commercial | USHP | Ducted CEE Tier 1
216892173 | Central HP <5.4 tons | RUSSELL | HRCU-A-CB (Split System: Heat Pump with Remote Outdoor Unit-Air-Source) | RD18AY36AJVC |  |  | TCFY3617STANM | S801V1004A17UH | 31600 | 19 | 8.5 | 31600 | 27600 | 87.34% | 1.9 | 0 | 12 |  |  |  |  | R-454B | 2.6333 | Residential & Commercial | USHP | Ducted CEE Tier 1
216892175 | Central HP <5.4 tons | RUSSELL | HRCU-A-CB (Split System: Heat Pump with Remote Outdoor Unit-Air-Source) | RD18AY36AJVC |  |  | TCFY3621STANM | S921V0705A21M4 | 31400 | 18 | 8.5 | 31400 | 27600 | 87.9% | 1.9 | 0 | 12 |  |  |  |  | R-454B | 2.6167 | Residential & Commercial | USHP | Ducted CEE Tier 1
216892257 | Central HP <5.4 tons | RUSSELL | HRCU-A-CB (Split System: Heat Pump with Remote Outdoor Unit-Air-Source) | RD18AY36AJVC |  |  | TCFY3624MTANM | S801V1005A21DZ | 32800 | 19 | 10 | 32800 | 27600 | 84.15% | 2.1 | 0 | 12 |  |  |  |  | R-454B | 2.7333 | Residential & Commercial | USHP | Ducted CEE Tier 1
216892273 | Central HP <5.4 tons | RUSSELL | HRCU-A-CB (Split System: Heat Pump with Remote Outdoor Unit-Air-Source) | RD18AY36AJVC |  |  | SH2VY3621STACN | 0 | 31800 | 20 | 8.5 | 31800 | 27400 | 86.16% | 2 | 0 | 12 |  |  |  |  | R-454B | 2.65 | Residential & Commercial | USHP | Ducted CEE Tier 1
211227635 | Central HP <5.4 tons | KEEPRITE | HRCU-A-CB (Split System: Heat Pump with Remote Outdoor Unit-Air-Source) | DLCURAH36ABK |  |  | EA*4X42L21A* | *95ESU0601716A* | 35200 | 16 | 8.1 | 38500 | 35000 | 90.91% | 1.88 | 0 | 9.5 |  |  |  |  | R-410A | 2.9333 | Residential & Commercial | USHP
210106931 | Central HP <5.4 tons | RUSSELL | HRCU-A-CB (Split System: Heat Pump with Remote Outdoor Unit-Air-Source) | SP18AZ36AJVC |  |  | TCFZ6021SEAAM | S962V0403A17M4S | 34200 | 19 | 8.5 | 34200 | 43500 | 127.2% | 2.2 | 0 | 12.5 |  |  |  |  | R-410A | 2.85 | Residential & Commercial | USHP | Ducted CEE Tier 1
216591679 | Central HP <5.4 tons | KENMORE | HRCU-A-CB (Split System: Heat Pump with Remote Outdoor Unit-Air-Source) | HH836E2S11 |  |  | CTF36C5CDS1 | Z8ES120C20SMPS1 | 34400 | 18 | 8.5 | 32000 | 26200 | 81.88% | 2 | 0 | 11 |  |  |  |  | R-454B | 2.8667 | Residential & Commercial | USHP | Ducted CEE Tier 1
216591713 | Central HP <5.4 tons | KENMORE | HRCU-A-CB (Split System: Heat Pump with Remote Outdoor Unit-Air-Source) | HH836E2S11 |  |  | CTU36B5XDS1+TXV | Z9ET060B12SMPS1 | 33400 | 18 | 8.5 | 31600 | 24200 | 76.58% | 2 | 0 | 11 |  |  |  |  | R-454B | 2.7833 | Residential & Commercial | USHP | Ducted CEE Tier 1
213829712 | Central HP <5.4 tons | RUSSELL | HRCU-A-CB (Split System: Heat Pump with Remote Outdoor Unit-Air-Source) | SP18AZ24AJVC |  |  | TCFZ2421HEAAM | S801V0504A17UHU | 22800 | 20 | 8.5 | 22800 | 26000 | 114% | 2.1 | 0 | 12.5 |  |  |  |  | R-410A | 1.9 | Residential & Commercial | USHP | Ducted CEE Tier 1
206997858 | Central HP <5.4 tons | KENMORE | HRCU-A-CB (Split System: Heat Pump with Remote Outdoor Unit-Air-Source) | (C,H,T)VH837GKA2* |  |  | EA*4X37L21A*+WALLCON | *80CSU1002120A* | 32800 | 17 | 8.5 | 33000 | 25200 | 76.36% | 1.96 | 12 | 11 |  |  |  |  | R-410A | 2.7333 | Residential & Commercial | USHP | Ducted CEE Tier 1
206997867 | Central HP <5.4 tons | KENMORE | HRCU-A-CB (Split System: Heat Pump with Remote Outdoor Unit-Air-Source) | (C,H,T)VH837GKA2* |  |  | EA*4X48L21A*+WALLCON | *80CSU0401712A* | 32400 | 17.5 | 8.1 | 32600 | 25000 | 76.69% | 1.96 | 12 | 11 |  |  |  |  | R-410A | 2.7 | Residential & Commercial | USHP | Ducted CEE Tier 1
206997883 | Central HP <5.4 tons | KENMORE | HRCU-A-CB (Split System: Heat Pump with Remote Outdoor Unit-Air-Source) | (C,H,T)VH837GKA2* |  |  | EN(A,D,W)4X48L21**+WALLCON | *80CSU1002120A* | 32400 | 17 | 8.1 | 33000 | 24800 | 75.15% | 1.94 | 12.2 | 11.5 |  |  |  |  | R-410A | 2.7 | Residential & Commercial | USHP | Ducted CEE Tier 1
206997928 | Central HP <5.4 tons | KENMORE | HRCU-A-CB (Split System: Heat Pump with Remote Outdoor Unit-Air-Source) | (C,H,T)VH837GKA2* |  |  | EHD4X48AAL+WALLCON | *95CSU1002122A* | 32600 | 17 | 8.1 | 32800 | 24800 | 75.61% | 1.98 | 11.5 | 11 |  |  |  |  | R-410A | 2.7167 | Residential & Commercial | USHP | Ducted CEE Tier 1
206998292 | Central HP <5.4 tons | KENMORE | HRCU-A-CB (Split System: Heat Pump with Remote Outdoor Unit-Air-Source) | (C,H,T)VH825GKA3* |  |  | EA*4X24L17A*+WALLCON | *80CTL0451712A* | 23200 | 16 | 8.1 | 22000 | 16900 | 76.82% | 1.88 | 11 | 10.5 |  |  |  |  | R-410A | 1.9333 | Residential & Commercial | USHP | Ducted CEE Tier 1
206998303 | Central HP <5.4 tons | KENMORE | HRCU-A-CB (Split System: Heat Pump with Remote Outdoor Unit-Air-Source) | (C,H,T)VH825GKA3* |  |  | EA*4X25L17A*+WALLCON | *96CTN0801714A* | 24200 | 16.5 | 8.1 | 21400 | 16700 | 78.04% | 2 | 11 | 11 |  |  |  |  | R-410A | 2.0167 | Residential & Commercial | USHP | Ducted CEE Tier 1
206998312 | Central HP <5.4 tons | KENMORE | HRCU-A-CB (Split System: Heat Pump with Remote Outdoor Unit-Air-Source) | (C,H,T)VH825GKA3* |  |  | EA*4X30L17A*+WALLCON | *96CTN0801714A* | 23400 | 16.5 | 8.1 | 21600 | 16800 | 77.78% | 1.9 | 11 | 10.5 |  |  |  |  | R-410A | 1.95 | Residential & Commercial | USHP | Ducted CEE Tier 1
206998494 | Central HP <5.4 tons | KENMORE | HRCU-A-CB (Split System: Heat Pump with Remote Outdoor Unit-Air-Source) | (C,H,T)VH825GKA3* |  |  | EA*4X37L21A*+WALLCON | *80CSU1002120A* | 24400 | 16.5 | 8.1 | 21200 | 16700 | 78.77% | 2.02 | 11.5 | 10.5 |  |  |  |  | R-410A | 2.0333 | Residential & Commercial | USHP | Ducted CEE Tier 1
216737508 | Central HP <5.4 tons | BRYANT HEATING AND COOLING SYSTEMS | HRCU-A-CB (Split System: Heat Pump with Remote Outdoor Unit-Air-Source) | 37MUHAQ24AA3 |  |  | CSAH*3012AM* | 912SE66100M21*** | 22800 | 15.2 | 8.1 | 21200 | 19000 | 89.62% | 1.85 | 0 | 10.5 |  |  |  |  | R-454B | 1.9 | Residential & Commercial | USHP | Ducted CEE Tier 1
214097590 | Central HP <5.4 tons | RUSSELL | HRCU-A-CB (Split System: Heat Pump with Remote Outdoor Unit-Air-Source) | RD17AZ48AJ3N |  |  | TCFZ6024SEANM | S802V1255A24UHS | 45500 | 17 | 8.1 | 45500 | 40000 | 87.91% | 2.1 | 0 | 10 |  |  |  |  | R-410A | 3.7917 | Residential & Commercial | USHP | Ducted CEE Tier 1
215588076 | Central HP <5.4 tons | BRYANT HEATING AND COOLING SYSTEMS | HRCU-A-CB (Split System: Heat Pump with Remote Outdoor Unit-Air-Source) | 291VAN054**AA* |  |  | CAA**4821AM*+UI | 88*TB48070C17*** | 47000 | 18 | 10.5 | 51500 | 51000 | 99.03% | 2 | 0 | 11 |  |  |  |  | R-454B | 3.9167 | Residential & Commercial | USHP | Ducted CEE Tier 1
214239863 | Central HP <5.4 tons | CARRIER | HRCU-A-CB (Split System: Heat Pump with Remote Outdoor Unit-Air-Source) | 25VNA837A*030* |  |  | CNPV*4821AL*+UI | 58TN*B090C17**16 | 32400 | 17 | 8.1 | 32800 | 24800 | 75.61% | 1.94 | 0 | 11.7 |  |  |  |  | R-410A | 2.7 | Residential & Commercial | USHP | Ducted CEE Tier 1
214239883 | Central HP <5.4 tons | CARRIER | HRCU-A-CB (Split System: Heat Pump with Remote Outdoor Unit-Air-Source) | 25VNA837A*030* |  |  | CNPV*4821AL*+UI | 58TN*B110C21**20 | 32400 | 17 | 8.1 | 32600 | 24600 | 75.46% | 1.96 | 0 | 11.5 |  |  |  |  | R-410A | 2.7 | Residential & Commercial | USHP | Ducted CEE Tier 1
210106913 | Central HP <5.4 tons | RUSSELL | HRCU-A-CB (Split System: Heat Pump with Remote Outdoor Unit-Air-Source) | SP18AZ24AJVC |  |  | TCFZ2421HEAAM | S962V0603A17M4S | 22800 | 20 | 8.5 | 22800 | 26000 | 114% | 2.1 | 0 | 12.5 |  |  |  |  | R-410A | 1.9 | Residential & Commercial | USHP | Ducted CEE Tier 1
216737808 | Central HP <5.4 tons | BRYANT HEATING AND COOLING SYSTEMS | HRCU-A-CB (Split System: Heat Pump with Remote Outdoor Unit-Air-Source) | 37MUHAQ24AA3 |  |  | CSAH*3012AM* | 926TC36040V17*** | 22400 | 15.2 | 8.1 | 21200 | 19000 | 89.62% | 1.85 | 0 | 10 |  |  |  |  | R-454B | 1.8667 | Residential & Commercial | USHP | Ducted CEE Tier 1
216737860 | Central HP <5.4 tons | BRYANT HEATING AND COOLING SYSTEMS | HRCU-A-CB (Split System: Heat Pump with Remote Outdoor Unit-Air-Source) | 37MUHAQ24AA3 |  |  | CSAH*3012AM* | 926TC60100V21*** | 22800 | 16 | 8.5 | 21200 | 19000 | 89.62% | 1.96 | 0 | 11 |  |  |  |  | R-454B | 1.9 | Residential & Commercial | USHP | Ducted CEE Tier 1
216821265 | Central HP <5.4 tons | RUSSELL | HRCU-A-CB (Split System: Heat Pump with Remote Outdoor Unit-Air-Source) | RD18AY24AJVC |  |  | TCFY2421MTANM | S802V1005A21UH | 21000 | 18 | 8.1 | 20800 | 16900 | 81.25% | 1.9 | 0 | 10 |  |  |  |  | R-454B | 1.75 | Residential & Commercial | USHP | Ducted CEE Tier 1
216821304 | Central HP <5.4 tons | RUSSELL | HRCU-A-CB (Split System: Heat Pump with Remote Outdoor Unit-Air-Source) | RD18AY24AJVC |  |  | TCFY2421MTANM | S951V0603A17UH | 20800 | 17 | 8.1 | 20800 | 17100 | 82.21% | 1.9 | 0 | 10 |  |  |  |  | R-454B | 1.7333 | Residential & Commercial | USHP | Ducted CEE Tier 1
216821306 | Central HP <5.4 tons | RUSSELL | HRCU-A-CB (Split System: Heat Pump with Remote Outdoor Unit-Air-Source) | RD18AY24AJVC |  |  | TCFY2421MTANM | S801V0504A17UHU | 20800 | 17 | 8.1 | 20800 | 17100 | 82.21% | 1.9 | 0 | 10 |  |  |  |  | R-454B | 1.7333 | Residential & Commercial | USHP | Ducted CEE Tier 1
211227149 | Central HP <5.4 tons | KEEPRITE | HRCU-A-CB (Split System: Heat Pump with Remote Outdoor Unit-Air-Source) | DLCURAH36ABK |  |  | EA*4X37L21A* | *95ESU1002120A* | 36600 | 16 | 8.5 | 38500 | 34800 | 90.39% | 2.1 | 0 | 10 |  |  |  |  | R-410A | 3.05 | Residential & Commercial | USHP | Ducted CEE Tier 1
214243975 | Central HP <5.4 tons | CARRIER | HRCU-A-CB (Split System: Heat Pump with Remote Outdoor Unit-Air-Source) | 25VNA448A*031* |  |  | CNPV*6024AL*+UI | 58TN*B110C21**20 | 44500 | 21.5 | 9 | 46000 | 36200 | 78.7% | 2.26 | 0 | 12 |  |  |  |  | R-410A | 3.7083 | Residential & Commercial | USHP | Ducted CEE Tier 1
212984105 | Central HP <5.4 tons | KEEPRITE | HRCU-A-CB (Split System: Heat Pump with Remote Outdoor Unit-Air-Source) | DLCURAH24ABK |  |  | EA*4X37L21A* | *92MSN0601714A* | 24200 | 17.5 | 8.5 | 25200 | 21600 | 85.71% | 1.82 | 0 | 10 |  |  |  |  | R-410A | 2.0167 | Residential & Commercial | USHP | Ducted CEE Tier 1
212989137 | Central HP <5.4 tons | KEEPRITE | HRCU-A-CB (Split System: Heat Pump with Remote Outdoor Unit-Air-Source) | DLCURAH24ABK |  |  | EA*4X24L17A* | *95MSU0601716A* | 23400 | 17 | 9 | 26800 | 26400 | 98.51% | 2.24 | 0 | 10 |  |  |  |  | R-410A | 1.95 | Residential & Commercial | USHP | Ducted CEE Tier 1
214242172 | Central HP <5.4 tons | KEEPRITE | HRCU-A-CB (Split System: Heat Pump with Remote Outdoor Unit-Air-Source) | CVH825GKA3* |  |  | EN(A,D,W)4X42L21**+WALLCON | *97CMN1002122B* | 23800 | 16.5 | 8.1 | 21400 | 16600 | 77.57% | 1.96 | 0 | 11 |  |  |  |  | R-410A | 1.9833 | Residential & Commercial | USHP | Ducted CEE Tier 1
211398644 | Central HP <5.4 tons | CHAMPION HEATING AND COOLING | HRCU-A-CB (Split System: Heat Pump with Remote Outdoor Unit-Air-Source) | HMH72B341 |  |  | XAHC48FBCN1 | TMLE100B12MP11 | 32600 | 17 | 8.1 | 31800 | 23200 | 72.96% | 2.02 | 0 | 9 |  |  |  |  | R-410A | 2.7167 | Residential & Commercial | USHP
216591703 | Central HP <5.4 tons | KENMORE | HRCU-A-CB (Split System: Heat Pump with Remote Outdoor Unit-Air-Source) | HH836E2S11 |  |  | CTF36C5CDS1+JME16C2SN1 | 0 | 34600 | 19 | 9 | 31600 | 26000 | 82.28% | 2 | 0 | 12 |  |  |  |  | R-454B | 2.8833 | Residential & Commercial | USHP | Ducted CEE Tier 1
206135930 | Central HP <5.4 tons | KENMORE | HRCU-A-CB (Split System: Heat Pump with Remote Outdoor Unit-Air-Source) | (C,H,T)VH837GKA** |  |  | EN(A,D,W)4X48L21**+WALLCON | *80CSU1002120A* | 32400 | 17 | 8.1 | 33000 | 24800 | 75.15% | 1.94 | 12.2 | 11.5 |  |  |  |  | R-410A | 2.7 | Residential & Commercial | USHP | Ducted CEE Tier 1
206136082 | Central HP <5.4 tons | KENMORE | HRCU-A-CB (Split System: Heat Pump with Remote Outdoor Unit-Air-Source) | (C,H,T)VH837GKA** |  |  | EA*4X37L21A*+WALLCON | *95CSU0802120A* | 33000 | 17.5 | 8.5 | 32800 | 25000 | 76.22% | 2 | 12 | 11.5 |  |  |  |  | R-410A | 2.75 | Residential & Commercial | USHP | Ducted CEE Tier 1
214238863 | Central HP <5.4 tons | CARRIER | HRCU-A-CB (Split System: Heat Pump with Remote Outdoor Unit-Air-Source) | 25VNA837A*031* |  |  | CNPV*3621AL*+UI | 58TN*B090C21**20 | 31400 | 16.5 | 8.1 | 33000 | 24000 | 72.73% | 1.82 | 0 | 11 |  |  |  |  | R-410A | 2.6167 | Residential & Commercial | USHP | Ducted CEE Tier 1
214238913 | Central HP <5.4 tons | CARRIER | HRCU-A-CB (Split System: Heat Pump with Remote Outdoor Unit-Air-Source) | 25VNA837A*031* |  |  | CNPV*3621AL*+UI | 59MN7C100C21**22 | 31400 | 16.5 | 8.1 | 33000 | 24000 | 72.73% | 1.82 | 0 | 11 |  |  |  |  | R-410A | 2.6167 | Residential & Commercial | USHP | Ducted CEE Tier 1
216051204 | Central HP <5.4 tons | RUSSELL | HRCU-A-CB (Split System: Heat Pump with Remote Outdoor Unit-Air-Source) | SP19AY24AJVC |  |  | TCFY2421HEAAM | S97MV0703A17DH | 22800 | 21 | 8.5 | 22800 | 18500 | 81.14% | 1.8 | 0 | 13 |  |  |  |  | R-454B | 1.9 | Residential & Commercial | USHP | Ducted CEE Tier 1
211227226 | Central HP <5.4 tons | KEEPRITE | HRCU-A-CB (Split System: Heat Pump with Remote Outdoor Unit-Air-Source) | DLCURAH36ABK |  |  | EA*4X37L21A* | OLV112A16A | 36600 | 15.2 | 8.5 | 38500 | 35000 | 90.91% | 2.08 | 0 | 10 |  |  |  |  | R-410A | 3.05 | Residential & Commercial | USHP | Ducted CEE Tier 1
215588158 | Central HP <5.4 tons | BRYANT HEATING AND COOLING SYSTEMS | HRCU-A-CB (Split System: Heat Pump with Remote Outdoor Unit-Air-Source) | 291VAN054**AA* |  |  | CSAH*6012AM*+UI | 88*TB36070C14*** | 48000 | 17.5 | 9 | 50500 | 50000 | 99.01% | 1.96 | 0 | 11.7 |  |  |  |  | R-454B | 4 | Residential & Commercial | USHP | Ducted CEE Tier 1
215588160 | Central HP <5.4 tons | BRYANT HEATING AND COOLING SYSTEMS | HRCU-A-CB (Split System: Heat Pump with Remote Outdoor Unit-Air-Source) | 291VAN054**AA* |  |  | CSAH*6012AM*+UI | 88*TB48070C17*** | 48500 | 18 | 9.5 | 52000 | 51000 | 98.08% | 1.9 | 0 | 11.5 |  |  |  |  | R-454B | 4.0417 | Residential & Commercial | USHP | Ducted CEE Tier 1
215576403 | Central HP <5.4 tons | RUSSELL | HRCU-A-CB (Split System: Heat Pump with Remote Outdoor Unit-Air-Source) | SP19AY36AJVC |  |  | SHMVY3621MEACA | 0 | 34200 | 19 | 8.5 | 34200 | 29400 | 85.96% | 2.1 | 0 | 12 |  |  |  |  | R-454B | 2.85 | Residential & Commercial | USHP | Ducted CEE Tier 1
215588244 | Central HP <5.4 tons | BRYANT HEATING AND COOLING SYSTEMS | HRCU-A-CB (Split System: Heat Pump with Remote Outdoor Unit-Air-Source) | 291VAN054**AA* |  |  | CVAMA6024XMA*+UI | 88*TB60070C21*** | 51500 | 19 | 8.1 | 53000 | 47000 | 88.68% | 1.82 | 0 | 11.5 |  |  |  |  | R-454B | 4.2917 | Residential & Commercial | USHP | Ducted CEE Tier 1
215588276 | Central HP <5.4 tons | BRYANT HEATING AND COOLING SYSTEMS | HRCU-A-CB (Split System: Heat Pump with Remote Outdoor Unit-Air-Source) | 291VAN054**AA* |  |  | CVAMA6124XMA*+UI | 935CB60080C21*** | 52500 | 19.5 | 8.1 | 53500 | 45500 | 85.05% | 1.9 | 0 | 12 |  |  |  |  | R-454B | 4.375 | Residential & Commercial | USHP | Ducted CEE Tier 1
214229460 | Central HP <5.4 tons | KEEPRITE | HRCU-A-CB (Split System: Heat Pump with Remote Outdoor Unit-Air-Source) | DLCURAH36ABK |  |  | EA*4X48L24A* | *80MSU1002120A* | 35600 | 16 | 8.5 | 38000 | 34600 | 91.05% | 2.04 | 0 | 10 |  |  |  |  | R-410A | 2.9667 | Residential & Commercial | USHP | Ducted CEE Tier 1
212988019 | Central HP <5.4 tons | KEEPRITE | HRCU-A-CB (Split System: Heat Pump with Remote Outdoor Unit-Air-Source) | DLCURAH36ABK |  |  | EA*4X48L24A* | *96MSN1002120A* | 36000 | 16.5 | 8.5 | 37800 | 34600 | 91.53% | 2.04 | 0 | 10 |  |  |  |  | R-410A | 3 | Residential & Commercial | USHP | Ducted CEE Tier 1
215576404 | Central HP <5.4 tons | RUSSELL | HRCU-A-CB (Split System: Heat Pump with Remote Outdoor Unit-Air-Source) | SP19AY48AJVC |  |  | SHMVY4821SEACA | 0 | 45500 | 19 | 8.5 | 45500 | 42000 | 92.31% | 2.1 | 0 | 12 |  |  |  |  | R-454B | 3.7917 | Residential & Commercial | USHP | Ducted CEE Tier 1
212983714 | Central HP <5.4 tons | KEEPRITE | HRCU-A-CB (Split System: Heat Pump with Remote Outdoor Unit-Air-Source) | DLCURAH18ABK |  |  | EN(A,D)4X24L17** | *92MSN0601412A* | 17500 | 16 | 8.5 | 18500 | 19200 | 103.8% | 2.3 | 0 | 11 |  |  |  |  | R-410A | 1.4583 | Residential & Commercial | USHP | Ducted CEE Tier 1
212988067 | Central HP <5.4 tons | KEEPRITE | HRCU-A-CB (Split System: Heat Pump with Remote Outdoor Unit-Air-Source) | DLCURAH30ABK |  |  | EA*4X42L24A* | *96MSN1002120A* | 30000 | 15.2 | 8.5 | 34000 | 27200 | 80% | 1.8 | 0 | 9 |  |  |  |  | R-410A | 2.5 | Residential & Commercial | USHP
212980263 | Central HP <5.4 tons | KEEPRITE | HRCU-A-CB (Split System: Heat Pump with Remote Outdoor Unit-Air-Source) | DLCURAH24ABK |  |  | EA*4X36L21A* | *80MS(N,L)0902116A* | 23400 | 17.5 | 8.5 | 26000 | 24400 | 93.85% | 2.04 | 0 | 10 |  |  |  |  | R-410A | 1.95 | Residential & Commercial | USHP | Ducted CEE Tier 1
206997634 | Central HP <5.4 tons | KENMORE | HRCU-A-CB (Split System: Heat Pump with Remote Outdoor Unit-Air-Source) | (C,H,T)VH837GKA2* |  |  | EA*4X36L21A*+WALLCON | *80CTL0701716A* | 31400 | 17 | 8.1 | 33400 | 24400 | 73.05% | 1.84 | 11.5 | 11 |  |  |  |  | R-410A | 2.6167 | Residential & Commercial | USHP | Ducted CEE Tier 1
206997709 | Central HP <5.4 tons | KENMORE | HRCU-A-CB (Split System: Heat Pump with Remote Outdoor Unit-Air-Source) | (C,H,T)VH837GKA2* |  |  | EA*4X43L21A*+WALLCON | *80CTL0901716A* | 33000 | 18 | 8.5 | 32800 | 25000 | 76.22% | 2 | 12 | 11.7 |  |  |  |  | R-410A | 2.75 | Residential & Commercial | USHP | Ducted CEE Tier 1
206997784 | Central HP <5.4 tons | KENMORE | HRCU-A-CB (Split System: Heat Pump with Remote Outdoor Unit-Air-Source) | (C,H,T)VH837GKA2* |  |  | EN(A,D)4X48L24**+WALLCON | *97CMN1002122A* | 32400 | 17.5 | 8.1 | 33000 | 24800 | 75.15% | 1.96 | 12 | 11.7 |  |  |  |  | R-410A | 2.7 | Residential & Commercial | USHP | Ducted CEE Tier 1
206997802 | Central HP <5.4 tons | KENMORE | HRCU-A-CB (Split System: Heat Pump with Remote Outdoor Unit-Air-Source) | (C,H,T)VH837GKA2* |  |  | EHD4X36AAL+WALLCON | *80CTL1352422A* | 32200 | 16.5 | 8.1 | 33200 | 24600 | 74.1% | 1.94 | 11 | 11 |  |  |  |  | R-410A | 2.6833 | Residential & Commercial | USHP | Ducted CEE Tier 1
206997866 | Central HP <5.4 tons | KENMORE | HRCU-A-CB (Split System: Heat Pump with Remote Outdoor Unit-Air-Source) | (C,H,T)VH837GKA2* |  |  | EA*4X43L21A*+WALLCON | *80CSU1002120A* | 32800 | 17 | 8.5 | 33000 | 25200 | 76.36% | 1.98 | 12 | 11 |  |  |  |  | R-410A | 2.7333 | Residential & Commercial | USHP | Ducted CEE Tier 1
212987383 | Central HP <5.4 tons | KEEPRITE | HRCU-A-CB (Split System: Heat Pump with Remote Outdoor Unit-Air-Source) | DLCURAH24ABK |  |  | EA*4X25L17A* | *96MSN0801716A* | 24400 | 17 | 8.5 | 25200 | 21600 | 85.71% | 1.8 | 0 | 10 |  |  |  |  | R-410A | 2.0333 | Residential & Commercial | USHP | Ducted CEE Tier 1
214243959 | Central HP <5.4 tons | CARRIER | HRCU-A-CB (Split System: Heat Pump with Remote Outdoor Unit-Air-Source) | 25VNA448A*031* |  |  | CNPV*4824AL*+UI | 58TN*B090C21**20 | 44000 | 21 | 8.5 | 46500 | 36200 | 77.85% | 2.16 | 0 | 12 |  |  |  |  | R-410A | 3.6667 | Residential & Commercial | USHP | Ducted CEE Tier 1
214243977 | Central HP <5.4 tons | CARRIER | HRCU-A-CB (Split System: Heat Pump with Remote Outdoor Unit-Air-Source) | 25VNA448A*031* |  |  | CNPV*6024AL*+UI | 58TN*B135C24**22 | 44500 | 21.5 | 9 | 46000 | 36000 | 78.26% | 2.26 | 0 | 12 |  |  |  |  | R-410A | 3.7083 | Residential & Commercial | USHP | Ducted CEE Tier 1
214244043 | Central HP <5.4 tons | CARRIER | HRCU-A-CB (Split System: Heat Pump with Remote Outdoor Unit-Air-Source) | 25VNA424A*031* |  |  | CNPV*3621AL*+UI | 59TN6C100C21**22 | 23200 | 19.5 | 9.5 | 26600 | 19900 | 74.81% | 2.38 | 0 | 13 |  |  |  |  | R-410A | 1.9333 | Residential & Commercial | USHP | Ducted CEE Tier 1
214606521 | Central HP <5.4 tons | COLEMAN | HRCU-A-C (Split System: Heat Pump with Remote Outdoor Unit with No Indoor Fan --Air Source) | HH860E2S11 |  |  | CTM60D5CJS1 | 0 | 52000 | 15.2 | 8.5 | 55000 | 40000 | 72.73% | 2 | 0 | 10 |  |  |  |  | R-454B | 4.3333 | Residential & Commercial | USHP | Ducted CEE Tier 1
212986147 | Central HP <5.4 tons | KEEPRITE | HRCU-A-CB (Split System: Heat Pump with Remote Outdoor Unit-Air-Source) | DLCURAH24ABK |  |  | EA*4X24L17A* | *96MSN0401410A* | 23200 | 16 | 8.5 | 27000 | 26400 | 97.78% | 2.2 | 0 | 9.5 |  |  |  |  | R-410A | 1.9333 | Residential & Commercial | USHP
212986195 | Central HP <5.4 tons | KEEPRITE | HRCU-A-CB (Split System: Heat Pump with Remote Outdoor Unit-Air-Source) | DLCURAH24ABK |  |  | EA*4X36L17A* | *96MSN0401410A* | 23600 | 16 | 8.5 | 26200 | 24000 | 91.6% | 1.98 | 0 | 10 |  |  |  |  | R-410A | 1.9667 | Residential & Commercial | USHP | Ducted CEE Tier 1
212985343 | Central HP <5.4 tons | KEEPRITE | HRCU-A-CB (Split System: Heat Pump with Remote Outdoor Unit-Air-Source) | DLCURAH24ABK |  |  | EA*4X36L21A* | *92MSN1002120A* | 23800 | 17.5 | 8.5 | 26200 | 23600 | 90.08% | 1.96 | 0 | 10 |  |  |  |  | R-410A | 1.9833 | Residential & Commercial | USHP | Ducted CEE Tier 1
214097614 | Central HP <5.4 tons | RUSSELL | HRCU-A-CB (Split System: Heat Pump with Remote Outdoor Unit-Air-Source) | RD17AZ48AJ3N |  |  | TCFZ6024SEANM | S801V1255A24DZ | 45500 | 17 | 8.1 | 45500 | 40000 | 87.91% | 2.1 | 0 | 10 |  |  |  |  | R-410A | 3.7917 | Residential & Commercial | USHP | Ducted CEE Tier 1
216591545 | Central HP <5.4 tons | KENMORE | HRCU-A-CB (Split System: Heat Pump with Remote Outdoor Unit-Air-Source) | HH824E2S11 |  |  | CTM36B5ADS1 | Z9ET060B12SMPS1 | 23000 | 18 | 9.5 | 23000 | 18400 | 80% | 2 | 0 | 12 |  |  |  |  | R-454B | 1.9167 | Residential & Commercial | USHP | Ducted CEE Tier 1
216591314 | Central HP <5.4 tons | KENMORE | HRCU-A-CB (Split System: Heat Pump with Remote Outdoor Unit-Air-Source) | HH860E2S11 |  |  | CTM60C5CHS1 | Z8ES100C20SMPS1 | 53500 | 19 | 9 | 53500 | 38500 | 71.96% | 2 | 0 | 12 |  |  |  |  | R-454B | 4.4583 | Residential & Commercial | USHP | Ducted CEE Tier 1
216591680 | Central HP <5.4 tons | KENMORE | HRCU-A-CB (Split System: Heat Pump with Remote Outdoor Unit-Air-Source) | HH860E2S11 |  |  | CTM60C5CHS1 | Z9ET100C20SMPS1 | 53500 | 19 | 8.5 | 54000 | 39000 | 72.22% | 2 | 0 | 11 |  |  |  |  | R-454B | 4.4583 | Residential & Commercial | USHP | Ducted CEE Tier 1
206997893 | Central HP <5.4 tons | KENMORE | HRCU-A-CB (Split System: Heat Pump with Remote Outdoor Unit-Air-Source) | (C,H,T)VH837GKA2* |  |  | EHD4X48AAL+WALLCON | *80CSU0601716A* | 32600 | 16.5 | 8.1 | 33200 | 25000 | 75.3% | 1.96 | 11.5 | 11 |  |  |  |  | R-410A | 2.7167 | Residential & Commercial | USHP | Ducted CEE Tier 1
206997900 | Central HP <5.4 tons | KENMORE | HRCU-A-CB (Split System: Heat Pump with Remote Outdoor Unit-Air-Source) | (C,H,T)VH837GKA2* |  |  | EA*4X37L21A*+WALLCON | *95CSU1002122A* | 33000 | 17.5 | 8.5 | 32800 | 25000 | 76.22% | 2 | 12 | 11.5 |  |  |  |  | R-410A | 2.75 | Residential & Commercial | USHP | Ducted CEE Tier 1
206997909 | Central HP <5.4 tons | KENMORE | HRCU-A-CB (Split System: Heat Pump with Remote Outdoor Unit-Air-Source) | (C,H,T)VH837GKA2* |  |  | EA*4X48L21A*+WALLCON | *95CSU1002122A* | 32400 | 17.5 | 8.5 | 32600 | 24800 | 76.07% | 2 | 12 | 11.5 |  |  |  |  | R-410A | 2.7 | Residential & Commercial | USHP | Ducted CEE Tier 1
206997920 | Central HP <5.4 tons | KENMORE | HRCU-A-CB (Split System: Heat Pump with Remote Outdoor Unit-Air-Source) | (C,H,T)VH837GKA2* |  |  | EN(A,D,W)4X48L21**+WALLCON | *95CSU1002122A* | 32400 | 17.5 | 8.1 | 32800 | 24600 | 75% | 1.98 | 12 | 11.7 |  |  |  |  | R-410A | 2.7 | Residential & Commercial | USHP | Ducted CEE Tier 1
206998302 | Central HP <5.4 tons | KENMORE | HRCU-A-CB (Split System: Heat Pump with Remote Outdoor Unit-Air-Source) | (C,H,T)VH825GKA3* |  |  | EA*4X25L17A*+WALLCON | *96CTN0601714A* | 24200 | 16.5 | 8.1 | 21400 | 16700 | 78.04% | 2 | 11 | 11 |  |  |  |  | R-410A | 2.0167 | Residential & Commercial | USHP | Ducted CEE Tier 1
206998530 | Central HP <5.4 tons | KENMORE | HRCU-A-CB (Split System: Heat Pump with Remote Outdoor Unit-Air-Source) | (C,H,T)VH825GKA3* |  |  | EA*4X37L21A*+WALLCON | *95CSU0802120A* | 24400 | 17 | 8.5 | 21200 | 16600 | 78.3% | 2.04 | 11.5 | 11 |  |  |  |  | R-410A | 2.0333 | Residential & Commercial | USHP | Ducted CEE Tier 1
206998544 | Central HP <5.4 tons | KENMORE | HRCU-A-CB (Split System: Heat Pump with Remote Outdoor Unit-Air-Source) | (C,H,T)VH825GKA3* |  |  | EHD4X30AAL+WALLCON | *95CSU0802120A* | 23800 | 16 | 8.1 | 21800 | 16700 | 76.61% | 1.98 | 11 | 10.5 |  |  |  |  | R-410A | 1.9833 | Residential & Commercial | USHP | Ducted CEE Tier 1
216591432 | Central HP <5.4 tons | KENMORE | HRCU-A-CB (Split System: Heat Pump with Remote Outdoor Unit-Air-Source) | HH860E2S11 |  |  | JHC60C5CH2SS1 | 0 | 54000 | 19 | 9 | 54000 | 38500 | 71.3% | 2 | 0 | 11.7 |  |  |  |  | R-454B | 4.5 | Residential & Commercial | USHP | Ducted CEE Tier 1
216591593 | Central HP <5.4 tons | KENMORE | HRCU-A-CB (Split System: Heat Pump with Remote Outdoor Unit-Air-Source) | HH860E2S11 |  |  | CTF60C5CGS1 | Z8ES080C16SMPS1 | 44500 | 18 | 9 | 44500 | 33400 | 75.06% | 2 | 0 | 12 |  |  |  |  | R-454B | 3.7083 | Residential & Commercial | USHP | Ducted CEE Tier 1
216591625 | Central HP <5.4 tons | KENMORE | HRCU-A-CB (Split System: Heat Pump with Remote Outdoor Unit-Air-Source) | HH860E2S11 |  |  | JHE48D5CG2SS1 | 0 | 45000 | 19 | 9 | 44500 | 33400 | 75.06% | 2 | 0 | 12 |  |  |  |  | R-454B | 3.75 | Residential & Commercial | USHP | Ducted CEE Tier 1
216591784 | Central HP <5.4 tons | KENMORE | HRCU-A-CB (Split System: Heat Pump with Remote Outdoor Unit-Air-Source) | HH860E2S11 |  |  | CTF60C5CHS1+JME16C2SN1 | 0 | 54000 | 19 | 9 | 53500 | 38500 | 71.96% | 2 | 0 | 12 |  |  |  |  | R-454B | 4.5 | Residential & Commercial | USHP | Ducted CEE Tier 1
206998346 | Central HP <5.4 tons | KENMORE | HRCU-A-CB (Split System: Heat Pump with Remote Outdoor Unit-Air-Source) | (C,H,T)VH825GKA3* |  |  | EA*4X37L17A*+WALLCON | *80CTL0701412A* | 24200 | 17 | 8.1 | 21400 | 16600 | 77.57% | 2 | 11 | 11 |  |  |  |  | R-410A | 2.0167 | Residential & Commercial | USHP | Ducted CEE Tier 1
216591191 | Central HP <5.4 tons | KENMORE | HRCU-A-CB (Split System: Heat Pump with Remote Outdoor Unit-Air-Source) | HH824E2S11 |  |  | CTF30B5ACS1 | Z8ES080B12SMPS1 | 23000 | 18 | 9.5 | 23000 | 19100 | 83.04% | 2 | 0 | 12 |  |  |  |  | R-454B | 1.9167 | Residential & Commercial | USHP | Ducted CEE Tier 1
216726261 | Central HP <5.4 tons | KENMORE | HRCU-A-CB (Split System: Heat Pump with Remote Outdoor Unit-Air-Source) | HH860E2S11 |  |  | CTF60C5CGS1 | Z9ES080C20SMPS1 | 44500 | 18 | 9 | 45500 | 33400 | 73.41% | 2 | 0 | 11.7 |  |  |  |  | R-454B | 3.7083 | Residential & Commercial | USHP | Ducted CEE Tier 1
216591568 | Central HP <5.4 tons | KENMORE | HRCU-A-CB (Split System: Heat Pump with Remote Outdoor Unit-Air-Source) | HH860E2S11 |  |  | JSE60D5CJ2SS1 | 0 | 53000 | 19 | 8.5 | 54000 | 39000 | 72.22% | 2 | 0 | 11 |  |  |  |  | R-454B | 4.4167 | Residential & Commercial | USHP | Ducted CEE Tier 1
206998353 | Central HP <5.4 tons | KENMORE | HRCU-A-CB (Split System: Heat Pump with Remote Outdoor Unit-Air-Source) | (C,H,T)VH825GKA3* |  |  | EA*4X37L21A*+WALLCON | *96CTN0801714A* | 24400 | 16.5 | 8.1 | 21200 | 16700 | 78.77% | 2.02 | 11 | 11 |  |  |  |  | R-410A | 2.0333 | Residential & Commercial | USHP | Ducted CEE Tier 1
211240714 | Central HP <5.4 tons | KEEPRITE | HRCU-A-CB (Split System: Heat Pump with Remote Outdoor Unit-Air-Source) | DLCURAH24ABK |  |  | EA*4X24L17A* | *95ESN0601714A* | 24400 | 15.5 | 8.5 | 27200 | 23200 | 85.29% | 1.9 | 0 | 10 |  |  |  |  | R-410A | 2.0333 | Residential & Commercial | USHP | Ducted CEE Tier 1
211245685 | Central HP <5.4 tons | KEEPRITE | HRCU-A-CB (Split System: Heat Pump with Remote Outdoor Unit-Air-Source) | DLCURAH24ABK |  |  | EN(A,D)4X36L21** | *92ESN0802120A* | 24800 | 16.5 | 8.5 | 26800 | 22200 | 82.84% | 1.84 | 0 | 10.5 |  |  |  |  | R-410A | 2.0667 | Residential & Commercial | USHP | Ducted CEE Tier 1
211245674 | Central HP <5.4 tons | KEEPRITE | HRCU-A-CB (Split System: Heat Pump with Remote Outdoor Unit-Air-Source) | DLCURAH24ABK |  |  | EN(A,D)4X36L21** | *92ESN0801716A* | 24200 | 17 | 8.1 | 26200 | 22800 | 87.02% | 1.88 | 0 | 10.5 |  |  |  |  | R-410A | 2.0167 | Residential & Commercial | USHP | Ducted CEE Tier 1
211245383 | Central HP <5.4 tons | KEEPRITE | HRCU-A-CB (Split System: Heat Pump with Remote Outdoor Unit-Air-Source) | DLCURAH24ABK |  |  | EN(A,D)4X36L21** | *96VTN1002122A* | 23600 | 17 | 8.1 | 25800 | 23800 | 92.25% | 1.98 | 0 | 10.5 |  |  |  |  | R-410A | 1.9667 | Residential & Commercial | USHP | Ducted CEE Tier 1
215588362 | Central HP <5.4 tons | BRYANT HEATING AND COOLING SYSTEMS | HRCU-A-CB (Split System: Heat Pump with Remote Outdoor Unit-Air-Source) | 291VAN054**AA* |  |  | CVAVA6024XMA*+UI | 935CB66100C21*** | 52000 | 19 | 8.1 | 52500 | 46000 | 87.62% | 1.85 | 0 | 12 |  |  |  |  | R-454B | 4.3333 | Residential & Commercial | USHP | Ducted CEE Tier 1
215588428 | Central HP <5.4 tons | BRYANT HEATING AND COOLING SYSTEMS | HRCU-A-CB (Split System: Heat Pump with Remote Outdoor Unit-Air-Source) | 291VAN054**AA* |  |  | CAA**6024AM*+UI | 83*CB60100C21*** | 49500 | 19 | 10.5 | 52500 | 53000 | 101% | 1.96 | 0 | 11.5 |  |  |  |  | R-454B | 4.125 | Residential & Commercial | USHP | Ducted CEE Tier 1
215669653 | Central HP <5.4 tons | BRYANT HEATING AND COOLING SYSTEMS | HRCU-A-CB (Split System: Heat Pump with Remote Outdoor Unit-Air-Source) | 290VAN036**AA* |  |  | CAA**6124AM*+UI | 88*TB66135C24*** | 35000 | 18.5 | 9 | 34400 | 24600 | 71.51% | 1.92 | 0 | 10.5 |  |  |  |  | R-454B | 2.9167 | Residential & Commercial | USHP | Ducted CEE Tier 1
216821660 | Central HP <5.4 tons | RUSSELL | HRCU-A-CB (Split System: Heat Pump with Remote Outdoor Unit-Air-Source) | RD18AY60AJVC |  |  | TCFY6024STANM | S951V0705A21UHU | 51000 | 17 | 10 | 51000 | 38000 | 74.51% | 2 | 0 | 10 |  |  |  |  | R-454B | 4.25 | Residential & Commercial | USHP | Ducted CEE Tier 1
213772486 | Central HP <5.4 tons | BRYANT HEATING AND COOLING SYSTEMS | HRCU-A-CB (Split System: Heat Pump with Remote Outdoor Unit-Air-Source) | 288BNV025*0**B* |  |  | CSPH*4812AL*+UI | 88*TB66135C24*** | 24200 | 16 | 8.1 | 21200 | 16600 | 78.3% | 2.02 | 0 | 11 |  |  |  |  | R-410A | 2.0167 | Residential & Commercial | USHP | Ducted CEE Tier 1
213772536 | Central HP <5.4 tons | BRYANT HEATING AND COOLING SYSTEMS | HRCU-A-CB (Split System: Heat Pump with Remote Outdoor Unit-Air-Source) | 288BNV025*0**B* |  |  | CSPH*4812AL*+UI | 987MC66120C24*** | 24200 | 16 | 8.1 | 21200 | 16600 | 78.3% | 2.02 | 0 | 10.5 |  |  |  |  | R-410A | 2.0167 | Residential & Commercial | USHP | Ducted CEE Tier 1
213772406 | Central HP <5.4 tons | BRYANT HEATING AND COOLING SYSTEMS | HRCU-A-CB (Split System: Heat Pump with Remote Outdoor Unit-Air-Source) | 288BNV025*0**B* |  |  | CSPH*4212AL*+UI | 986TD66100C21*** | 24200 | 16 | 8.1 | 21400 | 16600 | 77.57% | 2 | 0 | 10.5 |  |  |  |  | R-410A | 2.0167 | Residential & Commercial | USHP | Ducted CEE Tier 1
213772856 | Central HP <5.4 tons | BRYANT HEATING AND COOLING SYSTEMS | HRCU-A-CB (Split System: Heat Pump with Remote Outdoor Unit-Air-Source) | 288BNV025*0**C* |  |  | CAP**3017AL*+UI | 88*TB48070C17*** | 23400 | 16.5 | 8.1 | 21600 | 16700 | 77.31% | 1.9 | 0 | 10.5 |  |  |  |  | R-410A | 1.95 | Residential & Commercial | USHP | Ducted CEE Tier 1
213773056 | Central HP <5.4 tons | BRYANT HEATING AND COOLING SYSTEMS | HRCU-A-CB (Split System: Heat Pump with Remote Outdoor Unit-Air-Source) | 288BNV025*0**C* |  |  | CAP**3621AL*+UI | 88*TB48090C17*** | 23600 | 16.5 | 8.1 | 21400 | 16600 | 77.57% | 1.94 | 0 | 10.5 |  |  |  |  | R-410A | 1.9667 | Residential & Commercial | USHP | Ducted CEE Tier 1
213773756 | Central HP <5.4 tons | BRYANT HEATING AND COOLING SYSTEMS | HRCU-A-CB (Split System: Heat Pump with Remote Outdoor Unit-Air-Source) | 288BNV025*0**C* |  |  | CAP**4821AL*+UI | 987MC42080C17*** | 24000 | 16.5 | 8.1 | 21000 | 16600 | 79.05% | 2 | 0 | 10.5 |  |  |  |  | R-410A | 2 | Residential & Commercial | USHP | Ducted CEE Tier 1
210595823 | Central HP <5.4 tons | KENMORE | HRCU-A-CB (Split System: Heat Pump with Remote Outdoor Unit-Air-Source) | (C,H,T)VH837GKA** |  |  | EA*4X61L21A*+WALLCON | *80CSU0401712A* | 33200 | 17.5 | 8.1 | 32000 | 24800 | 77.5% | 1.98 | 0 | 11.5 |  |  |  |  | R-410A | 2.7667 | Residential & Commercial | USHP | Ducted CEE Tier 1
210595824 | Central HP <5.4 tons | KENMORE | HRCU-A-CB (Split System: Heat Pump with Remote Outdoor Unit-Air-Source) | (C,H,T)VH837GKA** |  |  | EA*4X61L21A*+WALLCON | *80CSU0601716A* | 33200 | 17.5 | 8.1 | 32200 | 25000 | 77.64% | 1.98 | 0 | 11.5 |  |  |  |  | R-410A | 2.7667 | Residential & Commercial | USHP | Ducted CEE Tier 1
210595840 | Central HP <5.4 tons | KENMORE | HRCU-A-CB (Split System: Heat Pump with Remote Outdoor Unit-Air-Source) | (C,H,T)VH837GKA** |  |  | EA*4X61L24A*+WALLCON | *95CSU0802120A* | 33200 | 18 | 8.5 | 32000 | 24800 | 77.5% | 2 | 0 | 11.5 |  |  |  |  | R-410A | 2.7667 | Residential & Commercial | USHP | Ducted CEE Tier 1
213069243 | Central HP <5.4 tons | ACIQ | HRCU-A-CB (Split System: Heat Pump with Remote Outdoor Unit-Air-Source) | DLCURAH36ABK |  |  | EA*4X36L21A* | *95ESN1002120A* | 35600 | 15.5 | 8.1 | 39500 | 35200 | 89.11% | 1.84 | 0 | 9.5 |  |  |  |  | R-410A | 2.9667 | Residential & Commercial | USHP
206998478 | Central HP <5.4 tons | KENMORE | HRCU-A-CB (Split System: Heat Pump with Remote Outdoor Unit-Air-Source) | (C,H,T)VH825GKA3* |  |  | EA*4X24L17A*+WALLCON | *80CSU0601716A* | 23200 | 16.5 | 8.1 | 22000 | 16800 | 76.36% | 1.88 | 11 | 10.5 |  |  |  |  | R-410A | 1.9333 | Residential & Commercial | USHP | Ducted CEE Tier 1
206998485 | Central HP <5.4 tons | KENMORE | HRCU-A-CB (Split System: Heat Pump with Remote Outdoor Unit-Air-Source) | (C,H,T)VH825GKA3* |  |  | EA*4X36L21A*+WALLCON | *80CSU0401712A* | 23600 | 17 | 8.1 | 21400 | 16600 | 77.57% | 1.94 | 11.5 | 10.5 |  |  |  |  | R-410A | 1.9667 | Residential & Commercial | USHP | Ducted CEE Tier 1
206998526 | Central HP <5.4 tons | KENMORE | HRCU-A-CB (Split System: Heat Pump with Remote Outdoor Unit-Air-Source) | (C,H,T)VH825GKA3* |  |  | EA*4X36L21A*+WALLCON | *95CSU0802120A* | 23600 | 16.5 | 8.1 | 21400 | 16600 | 77.57% | 1.94 | 11 | 11 |  |  |  |  | R-410A | 1.9667 | Residential & Commercial | USHP | Ducted CEE Tier 1
216591591 | Central HP <5.4 tons | KENMORE | HRCU-A-CB (Split System: Heat Pump with Remote Outdoor Unit-Air-Source) | HH860E2S11 |  |  | CTF60C5CGS1 | Z8ES120C16SMPS1 | 44000 | 18 | 9 | 43500 | 33000 | 75.86% | 2 | 0 | 12 |  |  |  |  | R-454B | 3.6667 | Residential & Commercial | USHP | Ducted CEE Tier 1
216591718 | Central HP <5.4 tons | KENMORE | HRCU-A-CB (Split System: Heat Pump with Remote Outdoor Unit-Air-Source) | HH860E2S11 |  |  | CTM60D5CJS1+JME18D2SN1 | 0 | 53500 | 19 | 9 | 54000 | 39000 | 72.22% | 2 | 0 | 11 |  |  |  |  | R-454B | 4.4583 | Residential & Commercial | USHP | Ducted CEE Tier 1
216051275 | Central HP <5.4 tons | RUSSELL | HRCU-A-CB (Split System: Heat Pump with Remote Outdoor Unit-Air-Source) | SP19AY48AJVC |  |  | TCFY4821SEAAM | S98MV1005A21UP | 45500 | 19 | 10 | 45500 | 42000 | 92.31% | 2.1 | 0 | 11.7 |  |  |  |  | R-454B | 3.7917 | Residential & Commercial | USHP | Ducted CEE Tier 1
213780702 | Central HP <5.4 tons | KEEPRITE | HRCU-A-CB (Split System: Heat Pump with Remote Outdoor Unit-Air-Source) | CVH837GKA2* |  |  | EA*4X36L17A*+WALLCON | *97CMN0801714B* | 31400 | 16.5 | 8.1 | 33200 | 24400 | 73.49% | 1.82 | 0 | 10.5 |  |  |  |  | R-410A | 2.6167 | Residential & Commercial | USHP | Ducted CEE Tier 1
213780282 | Central HP <5.4 tons | KEEPRITE | HRCU-A-CB (Split System: Heat Pump with Remote Outdoor Unit-Air-Source) | CVH837GKA** |  |  | EHD4X48AAL+WALLCON | *96CTN1002122B* | 32600 | 16.5 | 8.1 | 33000 | 24800 | 75.15% | 1.96 | 0 | 11 |  |  |  |  | R-410A | 2.7167 | Residential & Commercial | USHP | Ducted CEE Tier 1
213779732 | Central HP <5.4 tons | KEEPRITE | HRCU-A-CB (Split System: Heat Pump with Remote Outdoor Unit-Air-Source) | CVH837GKA** |  |  | EA*4X61L21A*+WALLCON | *96CTN0801714B* | 33000 | 17 | 8.1 | 32000 | 25000 | 78.12% | 1.96 | 0 | 11 |  |  |  |  | R-410A | 2.75 | Residential & Commercial | USHP | Ducted CEE Tier 1
213779182 | Central HP <5.4 tons | KEEPRITE | HRCU-A-CB (Split System: Heat Pump with Remote Outdoor Unit-Air-Source) | CVH837GKA** |  |  | EA*4X42L24A*+WALLCON | *80CTL0902120B* | 31800 | 17 | 8.1 | 32800 | 24200 | 73.78% | 1.88 | 0 | 11 |  |  |  |  | R-410A | 2.65 | Residential & Commercial | USHP | Ducted CEE Tier 1
213779232 | Central HP <5.4 tons | KEEPRITE | HRCU-A-CB (Split System: Heat Pump with Remote Outdoor Unit-Air-Source) | CVH837GKA** |  |  | EA*4X42L24A*+WALLCON | *96CTN1002122B* | 31800 | 17 | 8.1 | 33000 | 24200 | 73.33% | 1.88 | 0 | 11 |  |  |  |  | R-410A | 2.65 | Residential & Commercial | USHP | Ducted CEE Tier 1
216591909 | Central HP <5.4 tons | KENMORE | HRCU-A-CB (Split System: Heat Pump with Remote Outdoor Unit-Air-Source) | HH836E2S11 |  |  | CTF36C5CDS1 | Z9ET080C16SMPS1 | 33400 | 18 | 8.5 | 31000 | 23800 | 76.77% | 2 | 0 | 11 |  |  |  |  | R-454B | 2.7833 | Residential & Commercial | USHP | Ducted CEE Tier 1
216591925 | Central HP <5.4 tons | KENMORE | HRCU-A-CB (Split System: Heat Pump with Remote Outdoor Unit-Air-Source) | HH836E2S11 |  |  | CTF48C5CFS1 | Z8ES120C20SMPS1 | 34200 | 19 | 9 | 32000 | 25400 | 79.38% | 2 | 0 | 11 |  |  |  |  | R-454B | 2.85 | Residential & Commercial | USHP | Ducted CEE Tier 1
206998528 | Central HP <5.4 tons | KENMORE | HRCU-A-CB (Split System: Heat Pump with Remote Outdoor Unit-Air-Source) | (C,H,T)VH825GKA3* |  |  | EA*4X37L17A*+WALLCON | *95CSU0601716A* | 24200 | 16.5 | 8.1 | 21400 | 16800 | 78.5% | 1.98 | 11 | 10.5 |  |  |  |  | R-410A | 2.0167 | Residential & Commercial | USHP | Ducted CEE Tier 1
216591732 | Central HP <5.4 tons | KENMORE | HRCU-A-CB (Split System: Heat Pump with Remote Outdoor Unit-Air-Source) | HH836E2S11 |  |  | CTU48C5XFS1+JME16C2SN1+TXV | 0 | 34200 | 19 | 9 | 31600 | 25200 | 79.75% | 2 | 0 | 11.7 |  |  |  |  | R-454B | 2.85 | Residential & Commercial | USHP | Ducted CEE Tier 1
206136112 | Central HP <5.4 tons | KENMORE | HRCU-A-CB (Split System: Heat Pump with Remote Outdoor Unit-Air-Source) | (C,H,T)VH837GKA** |  |  | EA*4X42L21A*+WALLCON | *95CSU1002122A* | 31800 | 17.5 | 8.1 | 33000 | 24400 | 73.94% | 1.9 | 11.5 | 11 |  |  |  |  | R-410A | 2.65 | Residential & Commercial | USHP | Ducted CEE Tier 1
211396822 | Central HP <5.4 tons | CHAMPION HEATING AND COOLING | HRCU-A-CB (Split System: Heat Pump with Remote Outdoor Unit-Air-Source) | HMH72B341 |  |  | XAHC48FBCN1 | TM8Y080C16MP11 | 33600 | 17 | 8.1 | 32600 | 24000 | 73.62% | 2.04 | 0 | 9 |  |  |  |  | R-410A | 2.8 | Residential & Commercial | USHP
216726253 | Central HP <5.4 tons | KENMORE | HRCU-A-CB (Split System: Heat Pump with Remote Outdoor Unit-Air-Source) | HH824E2S11 |  |  | CTM36B5ADS1 | Z9ES080B12SMPS1 | 23000 | 18 | 9.5 | 23000 | 18600 | 80.87% | 2 | 0 | 12 |  |  |  |  | R-454B | 1.9167 | Residential & Commercial | USHP | Ducted CEE Tier 1
216726246 | Central HP <5.4 tons | KENMORE | HRCU-A-CB (Split System: Heat Pump with Remote Outdoor Unit-Air-Source) | HH860E2S11 |  |  | JSC48D5CG2SS1 | 0 | 44000 | 18 | 8.5 | 43500 | 33000 | 75.86% | 2 | 0 | 12 |  |  |  |  | R-454B | 3.6667 | Residential & Commercial | USHP | Ducted CEE Tier 1
206135760 | Central HP <5.4 tons | KENMORE | HRCU-A-CB (Split System: Heat Pump with Remote Outdoor Unit-Air-Source) | (C,H,T)VH837GKA** |  |  | EA*4X43L21A*+WALLCON | *80CSU1002120A* | 32800 | 17 | 8.5 | 33000 | 25200 | 76.36% | 1.98 | 12 | 11 |  |  |  |  | R-410A | 2.7333 | Residential & Commercial | USHP | Ducted CEE Tier 1
206135660 | Central HP <5.4 tons | KENMORE | HRCU-A-CB (Split System: Heat Pump with Remote Outdoor Unit-Air-Source) | (C,H,T)VH837GKA** |  |  | EA*4X37L21A*+WALLCON | *80CSU0401712A* | 32800 | 17.5 | 8.5 | 33000 | 25200 | 76.36% | 1.98 | 12 | 11 |  |  |  |  | R-410A | 2.7333 | Residential & Commercial | USHP | Ducted CEE Tier 1
214066495 | Central HP <5.4 tons | RUSSELL | HRCU-A-CB (Split System: Heat Pump with Remote Outdoor Unit-Air-Source) | RD17AZ36AJ3N |  |  | TCFZ3621MTANM | S98MV0603A17UPS | 34200 | 18 | 8.1 | 34200 | 29800 | 87.13% | 1.9 | 0 | 10 |  |  |  |  | R-410A | 2.85 | Residential & Commercial | USHP | Ducted CEE Tier 1
216591581 | Central HP <5.4 tons | KENMORE | HRCU-A-CB (Split System: Heat Pump with Remote Outdoor Unit-Air-Source) | HH824E2S11 |  |  | CTM30B5ACS1 | Z8ES100B12SMPS1 | 23000 | 18 | 9.5 | 23000 | 19400 | 84.35% | 2 | 0 | 12 |  |  |  |  | R-454B | 1.9167 | Residential & Commercial | USHP | Ducted CEE Tier 1
216591317 | Central HP <5.4 tons | KENMORE | HRCU-A-CB (Split System: Heat Pump with Remote Outdoor Unit-Air-Source) | HH860E2S11 |  |  | CTF60D5CHS1 | Z8ES130D20SMPS1 | 54000 | 19 | 9 | 53500 | 38500 | 71.96% | 2 | 0 | 12 |  |  |  |  | R-454B | 4.5 | Residential & Commercial | USHP | Ducted CEE Tier 1
216591340 | Central HP <5.4 tons | KENMORE | HRCU-A-CB (Split System: Heat Pump with Remote Outdoor Unit-Air-Source) | HH860E2S11 |  |  | CTM60C5CGS1+JME16C2SN1 | 0 | 44500 | 19 | 9 | 44000 | 33000 | 75% | 2 | 0 | 12 |  |  |  |  | R-454B | 3.7083 | Residential & Commercial | USHP | Ducted CEE Tier 1
216591399 | Central HP <5.4 tons | KENMORE | HRCU-A-CB (Split System: Heat Pump with Remote Outdoor Unit-Air-Source) | HH860E2S11 |  |  | CTM60C5CGS1 | Z8ES080C16SMPS1 | 44500 | 18 | 9 | 44500 | 33400 | 75.06% | 2 | 0 | 12 |  |  |  |  | R-454B | 3.7083 | Residential & Commercial | USHP | Ducted CEE Tier 1
216591628 | Central HP <5.4 tons | KENMORE | HRCU-A-CB (Split System: Heat Pump with Remote Outdoor Unit-Air-Source) | HH836E2S11 |  |  | CTF48C5CFS1 | Z8ES120C16SMPS1 | 34000 | 19 | 9 | 31600 | 25200 | 79.75% | 2 | 0 | 11.7 |  |  |  |  | R-454B | 2.8333 | Residential & Commercial | USHP | Ducted CEE Tier 1
216591783 | Central HP <5.4 tons | KENMORE | HRCU-A-CB (Split System: Heat Pump with Remote Outdoor Unit-Air-Source) | HH836E2S11 |  |  | CTM48C5CFS1 | Z8ES120C16SMPS1 | 34000 | 19 | 9 | 31400 | 25200 | 80.25% | 2 | 0 | 11.7 |  |  |  |  | R-454B | 2.8333 | Residential & Commercial | USHP | Ducted CEE Tier 1
216591870 | Central HP <5.4 tons | KENMORE | HRCU-A-CB (Split System: Heat Pump with Remote Outdoor Unit-Air-Source) | HH836E2S11 |  |  | CTF36B5CDS1+JME12B2SN1 | 0 | 33400 | 19 | 9 | 30400 | 24800 | 81.58% | 2 | 0 | 12 |  |  |  |  | R-454B | 2.7833 | Residential & Commercial | USHP | Ducted CEE Tier 1
216591884 | Central HP <5.4 tons | KENMORE | HRCU-A-CB (Split System: Heat Pump with Remote Outdoor Unit-Air-Source) | HH836E2S11 |  |  | CTM36B5CDS1 | Z9ET080B12SMPS1 | 33200 | 18 | 8.5 | 31200 | 24000 | 76.92% | 2 | 0 | 11 |  |  |  |  | R-454B | 2.7667 | Residential & Commercial | USHP | Ducted CEE Tier 1
216591659 | Central HP <5.4 tons | KENMORE | HRCU-A-CB (Split System: Heat Pump with Remote Outdoor Unit-Air-Source) | HH860E2S11 |  |  | CTU60D5XGS1+TXV | Z8ES130D20SMPS1 | 45000 | 18 | 9 | 45000 | 33200 | 73.78% | 2 | 0 | 12 |  |  |  |  | R-454B | 3.75 | Residential & Commercial | USHP | Ducted CEE Tier 1
216591725 | Central HP <5.4 tons | KENMORE | HRCU-A-CB (Split System: Heat Pump with Remote Outdoor Unit-Air-Source) | HH860E2S11 |  |  | CTF60C5CGS1 | Z9ET100C16SMPS1 | 44500 | 19 | 9 | 45500 | 33200 | 72.97% | 2 | 0 | 11 |  |  |  |  | R-454B | 3.7083 | Residential & Commercial | USHP | Ducted CEE Tier 1
216726272 | Central HP <5.4 tons | KENMORE | HRCU-A-CB (Split System: Heat Pump with Remote Outdoor Unit-Air-Source) | HH824E2S11 |  |  | CTF30A5ADS1 | Z9ES040A10SMPS1 | 23000 | 18 | 9 | 23000 | 17700 | 76.96% | 2 | 0 | 12 |  |  |  |  | R-454B | 1.9167 | Residential & Commercial | USHP | Ducted CEE Tier 1
215674515 | Central HP <5.4 tons | BRYANT HEATING AND COOLING SYSTEMS | HRCU-A-CB (Split System: Heat Pump with Remote Outdoor Unit-Air-Source) | 290VAN048**AA* |  |  | CAA**6124AM*+UI | 935CB60080C21*** | 46000 | 17.5 | 9 | 48000 | 33800 | 70.42% | 2.08 | 0 | 10 |  |  |  |  | R-454B | 3.8333 | Residential & Commercial | USHP | Ducted CEE Tier 1
215675234 | Central HP <5.4 tons | BRYANT HEATING AND COOLING SYSTEMS | HRCU-A-CB (Split System: Heat Pump with Remote Outdoor Unit-Air-Source) | 290VAN048**AA* |  |  | CSAH*6012AM*+UI | 935CB48060C17*** | 45000 | 16 | 8.5 | 48500 | 34200 | 70.52% | 1.94 | 0 | 9 |  |  |  |  | R-454B | 3.75 | Residential & Commercial | USHP
215675304 | Central HP <5.4 tons | BRYANT HEATING AND COOLING SYSTEMS | HRCU-A-CB (Split System: Heat Pump with Remote Outdoor Unit-Air-Source) | 290VAN048**AA* |  |  | CSAH*6012AM*+UI | 987MC66120C24*** | 45500 | 16.5 | 8.5 | 48000 | 33800 | 70.42% | 2.08 | 0 | 9.5 |  |  |  |  | R-454B | 3.7917 | Residential & Commercial | USHP
215675384 | Central HP <5.4 tons | BRYANT HEATING AND COOLING SYSTEMS | HRCU-A-CB (Split System: Heat Pump with Remote Outdoor Unit-Air-Source) | 290VAN048**AA* |  |  | CVAMA4821XMA*+UI | 88*TB60090C21*** | 47000 | 18.5 | 9 | 50000 | 36400 | 72.8% | 2 | 0 | 10 |  |  |  |  | R-454B | 3.9167 | Residential & Commercial | USHP | Ducted CEE Tier 1
215675404 | Central HP <5.4 tons | BRYANT HEATING AND COOLING SYSTEMS | HRCU-A-CB (Split System: Heat Pump with Remote Outdoor Unit-Air-Source) | 290VAN048**AA* |  |  | CVAMA4821XMA*+UI | 935CB48060C17*** | 46500 | 17.5 | 9 | 50000 | 37000 | 74% | 1.98 | 0 | 9.5 |  |  |  |  | R-454B | 3.875 | Residential & Commercial | USHP
206998320 | Central HP <5.4 tons | KENMORE | HRCU-A-CB (Split System: Heat Pump with Remote Outdoor Unit-Air-Source) | (C,H,T)VH825GKA3* |  |  | EA*4X36L17A*+WALLCON | *96CTN0801714A* | 23600 | 16.5 | 8.1 | 21600 | 16700 | 77.31% | 1.92 | 11.5 | 10.5 |  |  |  |  | R-410A | 1.9667 | Residential & Commercial | USHP | Ducted CEE Tier 1
216591853 | Central HP <5.4 tons | KENMORE | HRCU-A-CB (Split System: Heat Pump with Remote Outdoor Unit-Air-Source) | HH824E2S11 |  |  | CTU30B5XCS1+TXV | Z9ET060B12SMPS1 | 23000 | 18 | 9.5 | 23000 | 18500 | 80.43% | 2 | 0 | 11.7 |  |  |  |  | R-454B | 1.9167 | Residential & Commercial | USHP | Ducted CEE Tier 1
210595889 | Central HP <5.4 tons | KENMORE | HRCU-A-CB (Split System: Heat Pump with Remote Outdoor Unit-Air-Source) | (C,H,T)VH837GKA** |  |  | EN(A,D,W)4X60L24**+WALLCON | *80CTL0902120A* | 32800 | 18 | 8.1 | 32200 | 24800 | 77.02% | 1.98 | 0 | 12 |  |  |  |  | R-410A | 2.7333 | Residential & Commercial | USHP | Ducted CEE Tier 1
216635878 | Central HP <5.4 tons | ACIQ | HRCU-A-CB (Split System: Heat Pump with Remote Outdoor Unit-Air-Source) | H5H3V48*K*AAA* |  |  | EVD5X48M24A*+WALLCON | *97CMN1202422B* | 44500 | 20 | 8.1 | 52000 | 38000 | 73.08% | 1.9 | 0 | 11 |  |  |  |  | R-454B | 3.7083 | Residential & Commercial | USHP | Ducted CEE Tier 1
216635893 | Central HP <5.4 tons | ACIQ | HRCU-A-CB (Split System: Heat Pump with Remote Outdoor Unit-Air-Source) | H5H3V48*K*AAA* |  |  | EVD5X49M24A*+WALLCON | *96CTN1202422B* | 45500 | 20.5 | 8.1 | 52500 | 38000 | 72.38% | 1.95 | 0 | 11.5 |  |  |  |  | R-454B | 3.7917 | Residential & Commercial | USHP | Ducted CEE Tier 1
216635911 | Central HP <5.4 tons | ACIQ | HRCU-A-CB (Split System: Heat Pump with Remote Outdoor Unit-Air-Source) | H5H3V48*K*AAA* |  |  | EVD5X60M24A*+WALLCON | *80CTL0902120B* | 45500 | 21 | 8.1 | 52500 | 38000 | 72.38% | 1.95 | 0 | 11.5 |  |  |  |  | R-454B | 3.7917 | Residential & Commercial | USHP | Ducted CEE Tier 1
216635761 | Central HP <5.4 tons | ACIQ | HRCU-A-CB (Split System: Heat Pump with Remote Outdoor Unit-Air-Source) | H5H3V36*K*AAA* |  |  | EVD5X60M24A*+WALLCON | *95CSU1002122B* | 35600 | 22 | 8.5 | 38000 | 28400 | 74.74% | 2.06 | 0 | 12.5 |  |  |  |  | R-454B | 2.9667 | Residential & Commercial | USHP | Ducted CEE Tier 1
216635775 | Central HP <5.4 tons | ACIQ | HRCU-A-CB (Split System: Heat Pump with Remote Outdoor Unit-Air-Source) | H5H3V36*K*AAA* |  |  | EVD5X61M24A*+WALLCON | *80CTL1102120B* | 36000 | 22.5 | 8.5 | 37600 | 28200 | 75% | 2.06 | 0 | 12.5 |  |  |  |  | R-454B | 3 | Residential & Commercial | USHP | Ducted CEE Tier 1
215675654 | Central HP <5.4 tons | BRYANT HEATING AND COOLING SYSTEMS | HRCU-A-CB (Split System: Heat Pump with Remote Outdoor Unit-Air-Source) | 290VAN048**AA* |  |  | CVAMA4921XMA*+UI | 986TD66100C21*** | 48000 | 19 | 9 | 50000 | 36800 | 73.6% | 2 | 0 | 10.5 |  |  |  |  | R-454B | 4 | Residential & Commercial | USHP | Ducted CEE Tier 1
215676154 | Central HP <5.4 tons | BRYANT HEATING AND COOLING SYSTEMS | HRCU-A-CB (Split System: Heat Pump with Remote Outdoor Unit-Air-Source) | 290VAN048**AA* |  |  | CVAVA4821XMA*+UI | 986TD42080C17*** | 46500 | 18 | 9 | 50000 | 35600 | 71.2% | 2 | 0 | 9.5 |  |  |  |  | R-454B | 3.875 | Residential & Commercial | USHP
215676254 | Central HP <5.4 tons | BRYANT HEATING AND COOLING SYSTEMS | HRCU-A-CB (Split System: Heat Pump with Remote Outdoor Unit-Air-Source) | 290VAN048**AA* |  |  | CVAVA4824XMA*+UI | 987MC60080C21*** | 47000 | 18.5 | 9 | 50000 | 36400 | 72.8% | 2 | 0 | 10 |  |  |  |  | R-454B | 3.9167 | Residential & Commercial | USHP | Ducted CEE Tier 1
215676304 | Central HP <5.4 tons | BRYANT HEATING AND COOLING SYSTEMS | HRCU-A-CB (Split System: Heat Pump with Remote Outdoor Unit-Air-Source) | 290VAN048**AA* |  |  | CVAVA4924XMA*+UI | 88*TB60090C21*** | 48000 | 19 | 9 | 50000 | 36400 | 72.8% | 2 | 0 | 10.5 |  |  |  |  | R-454B | 4 | Residential & Commercial | USHP | Ducted CEE Tier 1
215676004 | Central HP <5.4 tons | BRYANT HEATING AND COOLING SYSTEMS | HRCU-A-CB (Split System: Heat Pump with Remote Outdoor Unit-Air-Source) | 290VAN048**AA* |  |  | CVAMA6124XMA*+UI | 88*TB66135C24*** | 48500 | 19.5 | 9.5 | 50000 | 36600 | 73.2% | 2.1 | 0 | 10.5 |  |  |  |  | R-454B | 4.0417 | Residential & Commercial | USHP | Ducted CEE Tier 1
215676374 | Central HP <5.4 tons | BRYANT HEATING AND COOLING SYSTEMS | HRCU-A-CB (Split System: Heat Pump with Remote Outdoor Unit-Air-Source) | 290VAN048**AA* |  |  | CVAVA4924XMA*+UI | 987MC66120C24*** | 48000 | 19 | 9 | 50000 | 36600 | 73.2% | 2 | 0 | 10 |  |  |  |  | R-454B | 4 | Residential & Commercial | USHP | Ducted CEE Tier 1
215676454 | Central HP <5.4 tons | BRYANT HEATING AND COOLING SYSTEMS | HRCU-A-CB (Split System: Heat Pump with Remote Outdoor Unit-Air-Source) | 290VAN048**AA* |  |  | CVAVA6021XMA*+UI | 88*TB60070C21*** | 48000 | 19 | 9 | 50000 | 36800 | 73.6% | 2 | 0 | 10 |  |  |  |  | R-454B | 4 | Residential & Commercial | USHP | Ducted CEE Tier 1
215676654 | Central HP <5.4 tons | BRYANT HEATING AND COOLING SYSTEMS | HRCU-A-CB (Split System: Heat Pump with Remote Outdoor Unit-Air-Source) | 290VAN048**AA* |  |  | CVAVA6024XMA*+UI | 987MC60060C21*** | 47500 | 18.5 | 9 | 50000 | 37000 | 74% | 1.98 | 0 | 10 |  |  |  |  | R-454B | 3.9583 | Residential & Commercial | USHP | Ducted CEE Tier 1
213773356 | Central HP <5.4 tons | BRYANT HEATING AND COOLING SYSTEMS | HRCU-A-CB (Split System: Heat Pump with Remote Outdoor Unit-Air-Source) | 288BNV025*0**C* |  |  | CAP**3721AL*+UI | 986TD42080C17*** | 24400 | 16.5 | 8.1 | 21200 | 16600 | 78.3% | 2.02 | 0 | 11 |  |  |  |  | R-410A | 2.0333 | Residential & Commercial | USHP | Ducted CEE Tier 1
213773406 | Central HP <5.4 tons | BRYANT HEATING AND COOLING SYSTEMS | HRCU-A-CB (Split System: Heat Pump with Remote Outdoor Unit-Air-Source) | 288BNV025*0**C* |  |  | CAP**4221AL*+UI | 88*TB60090C21*** | 23800 | 16.5 | 8.1 | 21400 | 16600 | 77.57% | 1.96 | 0 | 10.5 |  |  |  |  | R-410A | 1.9833 | Residential & Commercial | USHP | Ducted CEE Tier 1
213773606 | Central HP <5.4 tons | BRYANT HEATING AND COOLING SYSTEMS | HRCU-A-CB (Split System: Heat Pump with Remote Outdoor Unit-Air-Source) | 288BNV025*0**C* |  |  | CAP**4321AL*+UI | 88*TB60110C21*** | 24400 | 17 | 8.1 | 21200 | 16600 | 78.3% | 2.02 | 0 | 11 |  |  |  |  | R-410A | 2.0333 | Residential & Commercial | USHP | Ducted CEE Tier 1
213773806 | Central HP <5.4 tons | BRYANT HEATING AND COOLING SYSTEMS | HRCU-A-CB (Split System: Heat Pump with Remote Outdoor Unit-Air-Source) | 288BNV025*0**C* |  |  | CAP**4824AL*+UI | 88*TB60090C21*** | 24200 | 17 | 8.1 | 21000 | 16500 | 78.57% | 2.02 | 0 | 11 |  |  |  |  | R-410A | 2.0167 | Residential & Commercial | USHP | Ducted CEE Tier 1
215676974 | Central HP <5.4 tons | BRYANT HEATING AND COOLING SYSTEMS | HRCU-A-CB (Split System: Heat Pump with Remote Outdoor Unit-Air-Source) | 290VAN060**AA* |  |  | CVAMA6021XMA*+UI | 83*CA60100C21*** | 56500 | 18 | 9 | 64000 | 45000 | 70.31% | 2.08 | 0 | 9 |  |  |  |  | R-454B | 4.7083 | Residential & Commercial | USHP
213069262 | Central HP <5.4 tons | ACIQ | HRCU-A-CB (Split System: Heat Pump with Remote Outdoor Unit-Air-Source) | DLCURAH36ABK |  |  | EA*4X37L17A* | *80VTL0701716A* | 36400 | 15.5 | 8.5 | 39500 | 35000 | 88.61% | 2.04 | 0 | 10 |  |  |  |  | R-410A | 3.0333 | Residential & Commercial | USHP | Ducted CEE Tier 1
213069276 | Central HP <5.4 tons | ACIQ | HRCU-A-CB (Split System: Heat Pump with Remote Outdoor Unit-Air-Source) | DLCURAH36ABK |  |  | EA*4X37L21A* | *80ES(N,L)0702116A* | 37200 | 15.5 | 8.5 | 38500 | 35000 | 90.91% | 2.12 | 0 | 10 |  |  |  |  | R-410A | 3.1 | Residential & Commercial | USHP | Ducted CEE Tier 1
213069279 | Central HP <5.4 tons | ACIQ | HRCU-A-CB (Split System: Heat Pump with Remote Outdoor Unit-Air-Source) | DLCURAH36ABK |  |  | EA*4X37L21A* | *80ES(N,L)0902120A* | 36800 | 16 | 8.5 | 38500 | 34800 | 90.39% | 2.1 | 0 | 10 |  |  |  |  | R-410A | 3.0667 | Residential & Commercial | USHP | Ducted CEE Tier 1
213069293 | Central HP <5.4 tons | ACIQ | HRCU-A-CB (Split System: Heat Pump with Remote Outdoor Unit-Air-Source) | DLCURAH36ABK |  |  | EA*4X37L21A* | *92ESN0802120A* | 37400 | 16 | 8.5 | 38500 | 34800 | 90.39% | 2.14 | 0 | 10 |  |  |  |  | R-410A | 3.1167 | Residential & Commercial | USHP | Ducted CEE Tier 1
213069476 | Central HP <5.4 tons | ACIQ | HRCU-A-CB (Split System: Heat Pump with Remote Outdoor Unit-Air-Source) | DLCURAH36ABK |  |  | EA*4X48L21A* | OLV098A12* | 35400 | 15.2 | 8.1 | 38500 | 34800 | 90.39% | 2.02 | 0 | 9.5 |  |  |  |  | R-410A | 2.95 | Residential & Commercial | USHP
213069510 | Central HP <5.4 tons | ACIQ | HRCU-A-CB (Split System: Heat Pump with Remote Outdoor Unit-Air-Source) | DLCURAH36ABK |  |  | EA*4X48L24A* | *95ESU1002122A* | 37200 | 15.5 | 8.5 | 38500 | 35000 | 90.91% | 2.12 | 0 | 10 |  |  |  |  | R-410A | 3.1 | Residential & Commercial | USHP | Ducted CEE Tier 1
216591677 | Central HP <5.4 tons | KENMORE | HRCU-A-CB (Split System: Heat Pump with Remote Outdoor Unit-Air-Source) | HH824E2S11 |  |  | CTU36B5XDS1+TXV | Z8ES100B12SMPS1 | 23000 | 19 | 9.5 | 23000 | 18800 | 81.74% | 2 | 0 | 12 |  |  |  |  | R-454B | 1.9167 | Residential & Commercial | USHP | Ducted CEE Tier 1
216591736 | Central HP <5.4 tons | KENMORE | HRCU-A-CB (Split System: Heat Pump with Remote Outdoor Unit-Air-Source) | HH860E2S11 |  |  | CTM60C5CGS1 | Z8ES100C16SMPS1 | 44000 | 18 | 9 | 44000 | 33200 | 75.45% | 2 | 0 | 12 |  |  |  |  | R-454B | 3.6667 | Residential & Commercial | USHP | Ducted CEE Tier 1
206997674 | Central HP <5.4 tons | KENMORE | HRCU-A-CB (Split System: Heat Pump with Remote Outdoor Unit-Air-Source) | (C,H,T)VH837GKA2* |  |  | EA*4X42L21A*+WALLCON | *80CTL0902120A* | 31800 | 17.5 | 8.1 | 33200 | 24400 | 73.49% | 1.9 | 11 | 11.5 |  |  |  |  | R-410A | 2.65 | Residential & Commercial | USHP | Ducted CEE Tier 1
206997692 | Central HP <5.4 tons | KENMORE | HRCU-A-CB (Split System: Heat Pump with Remote Outdoor Unit-Air-Source) | (C,H,T)VH837GKA2* |  |  | EA*4X42L24A*+WALLCON | *97CMN1202422A* | 31800 | 17 | 8.1 | 33200 | 24400 | 73.49% | 1.88 | 11.5 | 11 |  |  |  |  | R-410A | 2.65 | Residential & Commercial | USHP | Ducted CEE Tier 1
206997735 | Central HP <5.4 tons | KENMORE | HRCU-A-CB (Split System: Heat Pump with Remote Outdoor Unit-Air-Source) | (C,H,T)VH837GKA2* |  |  | EA*4X48L24A*+WALLCON | *96CTN1002122A* | 32400 | 17.5 | 8.5 | 32600 | 24800 | 76.07% | 2 | 12 | 11.7 |  |  |  |  | R-410A | 2.7 | Residential & Commercial | USHP | Ducted CEE Tier 1
206997776 | Central HP <5.4 tons | KENMORE | HRCU-A-CB (Split System: Heat Pump with Remote Outdoor Unit-Air-Source) | (C,H,T)VH837GKA2* |  |  | EN(A,D,W)4X48L21**+WALLCON | *80CTL0901716A* | 32400 | 18 | 8.1 | 32800 | 24800 | 75.61% | 1.98 | 12.5 | 11.7 |  |  |  |  | R-410A | 2.7 | Residential & Commercial | USHP | Ducted CEE Tier 1
211396784 | Central HP <5.4 tons | CHAMPION HEATING AND COOLING | HRCU-A-CB (Split System: Heat Pump with Remote Outdoor Unit-Air-Source) | HMH72B341 |  |  | XAHC48FXXN1+TXV | TM8Y100C16MP11 | 33600 | 17 | 8.1 | 32600 | 24000 | 73.62% | 2.04 | 0 | 9 |  |  |  |  | R-410A | 2.8 | Residential & Commercial | USHP
210857357 | Central HP <5.4 tons | ACIQ | HRCU-A-CB (Split System: Heat Pump with Remote Outdoor Unit-Air-Source) | ACIQ-18ZPL-HP230B |  |  | ACIQ-18AHB-HH-M | 0 | 18000 | 17.6 | 9.6 | 19000 | 17000 | 89.47% | 2 | 12.5 | 11.7 |  |  |  |  | R-410A | 1.5 | Residential & Commercial | USHP | Ducted CEE Tier 1
213829735 | Central HP <5.4 tons | RUSSELL | HRCU-A-CB (Split System: Heat Pump with Remote Outdoor Unit-Air-Source) | SP18AZ48AJVC |  |  | TCFZ6021SEAAM | S801V0504A17UHU | 45000 | 19 | 8.5 | 44000 | 45500 | 103.4% | 1.9 | 0 | 12 |  |  |  |  | R-410A | 3.75 | Residential & Commercial | USHP | Ducted CEE Tier 1
214066556 | Central HP <5.4 tons | RUSSELL | HRCU-A-CB (Split System: Heat Pump with Remote Outdoor Unit-Air-Source) | RD17AZ36AJ3N |  |  | TCFZ3621MTANM | S802VA050317M | 34200 | 18 | 8.1 | 34200 | 29600 | 86.55% | 1.9 | 0 | 10 |  |  |  |  | R-410A | 2.85 | Residential & Commercial | USHP | Ducted CEE Tier 1
214066799 | Central HP <5.4 tons | RUSSELL | HRCU-A-CB (Split System: Heat Pump with Remote Outdoor Unit-Air-Source) | RD17AZ36AJ3N |  |  | TCFZ3621MTANM | S951V0855A21M4S | 34200 | 18 | 8.1 | 34200 | 29600 | 86.55% | 1.9 | 0 | 10 |  |  |  |  | R-410A | 2.85 | Residential & Commercial | USHP | Ducted CEE Tier 1
214075371 | Central HP <5.4 tons | RUSSELL | HRCU-A-CB (Split System: Heat Pump with Remote Outdoor Unit-Air-Source) | RD17AZ60AJ3N |  |  | TCFZ6024STANM | S98MV1155A24UPS | 55000 | 18 | 8.1 | 54000 | 49500 | 91.67% | 1.75 | 0 | 10 |  |  |  |  | R-410A | 4.5833 | Residential & Commercial | USHP | Ducted CEE Tier 1
216636059 | Central HP <5.4 tons | ACIQ | HRCU-A-CB (Split System: Heat Pump with Remote Outdoor Unit-Air-Source) | H5H3V36*K*AAA* |  |  | EA*5X48M21A*+WALLCON | *97CTN1002122A* | 33400 | 20 | 9.5 | 34400 | 26200 | 76.16% | 2.04 | 0 | 11.7 |  |  |  |  | R-454B | 2.7833 | Residential & Commercial | USHP | Ducted CEE Tier 1
216636061 | Central HP <5.4 tons | ACIQ | HRCU-A-CB (Split System: Heat Pump with Remote Outdoor Unit-Air-Source) | H5H3V36*K*AAA* |  |  | EA*5X60M24A*+WALLCON | *97CTN0802120A* | 34000 | 20 | 9.5 | 34200 | 26000 | 76.02% | 2.06 | 0 | 11.7 |  |  |  |  | R-454B | 2.8333 | Residential & Commercial | USHP | Ducted CEE Tier 1
216636110 | Central HP <5.4 tons | ACIQ | HRCU-A-CB (Split System: Heat Pump with Remote Outdoor Unit-Air-Source) | H5H3V36*K*AAA* |  |  | EVM5X44M21A*+WALLCON | *97CTN0601716A* | 35200 | 21 | 8.5 | 38500 | 29400 | 76.36% | 2 | 0 | 11.7 |  |  |  |  | R-454B | 2.9333 | Residential & Commercial | USHP | Ducted CEE Tier 1
216636111 | Central HP <5.4 tons | ACIQ | HRCU-A-CB (Split System: Heat Pump with Remote Outdoor Unit-Air-Source) | H5H3V36*K*AAA* |  |  | EVM5X44M21A*+WALLCON | *97CTN0801716A* | 35400 | 21 | 8.5 | 38500 | 29000 | 75.32% | 2.02 | 0 | 12 |  |  |  |  | R-454B | 2.95 | Residential & Commercial | USHP | Ducted CEE Tier 1
216636128 | Central HP <5.4 tons | ACIQ | HRCU-A-CB (Split System: Heat Pump with Remote Outdoor Unit-Air-Source) | H5H3V36*K*AAA* |  |  | EVM5X60M24A*+WALLCON | *96CTN0802120B* | 35400 | 21.5 | 8.5 | 38000 | 28600 | 75.26% | 2.04 | 0 | 12 |  |  |  |  | R-454B | 2.95 | Residential & Commercial | USHP | Ducted CEE Tier 1
216636142 | Central HP <5.4 tons | ACIQ | HRCU-A-CB (Split System: Heat Pump with Remote Outdoor Unit-Air-Source) | H5H3V36*K*AAA* |  |  | EVD5X38M17A*+WALLCON | *97CTN0801716A* | 35200 | 21 | 8.5 | 38500 | 29200 | 75.84% | 2.06 | 0 | 11.7 |  |  |  |  | R-454B | 2.9333 | Residential & Commercial | USHP | Ducted CEE Tier 1
210595672 | Central HP <5.4 tons | KENMORE | HRCU-A-CB (Split System: Heat Pump with Remote Outdoor Unit-Air-Source) | (C,H,T)VH825GKA2* |  |  | EHD4X48AAL+WALLCON | *80CTL0701412A* | 24400 | 17 | 8.1 | 21200 | 16500 | 77.83% | 2.02 | 0 | 11 |  |  |  |  | R-410A | 2.0333 | Residential & Commercial | USHP | Ducted CEE Tier 1
215676674 | Central HP <5.4 tons | BRYANT HEATING AND COOLING SYSTEMS | HRCU-A-CB (Split System: Heat Pump with Remote Outdoor Unit-Air-Source) | 290VAN048**AA* |  |  | CVAVA6024XMA*+UI | 986TD66120C24*** | 48000 | 19 | 9 | 50000 | 36600 | 73.2% | 2 | 0 | 10.5 |  |  |  |  | R-454B | 4 | Residential & Commercial | USHP | Ducted CEE Tier 1
215676774 | Central HP <5.4 tons | BRYANT HEATING AND COOLING SYSTEMS | HRCU-A-CB (Split System: Heat Pump with Remote Outdoor Unit-Air-Source) | 290VAN048**AA* |  |  | CVAVA6121XMA*+UI | 935CB60080C21*** | 48500 | 18.5 | 9 | 50000 | 37000 | 74% | 2 | 0 | 10 |  |  |  |  | R-454B | 4.0417 | Residential & Commercial | USHP | Ducted CEE Tier 1
211245151 | Central HP <5.4 tons | KEEPRITE | HRCU-A-CB (Split System: Heat Pump with Remote Outdoor Unit-Air-Source) | DLCURAH24ABK |  |  | EN(A,D,W)4X36L17** | *80ES(N,L)0901714A* | 24600 | 16.5 | 8.1 | 26400 | 22600 | 85.61% | 1.86 | 0 | 10.5 |  |  |  |  | R-410A | 2.05 | Residential & Commercial | USHP | Ducted CEE Tier 1
211244658 | Central HP <5.4 tons | KEEPRITE | HRCU-A-CB (Split System: Heat Pump with Remote Outdoor Unit-Air-Source) | DLCURAH24ABK |  |  | EN(A,D)4X30L17** | *95ESN0261410A* | 23400 | 16 | 8.1 | 25800 | 24200 | 93.8% | 2 | 0 | 10 |  |  |  |  | R-410A | 1.95 | Residential & Commercial | USHP | Ducted CEE Tier 1
216892275 | Central HP <5.4 tons | RUSSELL | HRCU-A-CB (Split System: Heat Pump with Remote Outdoor Unit-Air-Source) | RD18AY48AJVC |  |  | SH2VY4821STACN | 0 | 41500 | 18 | 10 | 41500 | 38000 | 91.57% | 2.1 | 0 | 11.7 |  |  |  |  | R-454B | 3.4583 | Residential & Commercial | USHP | Ducted CEE Tier 1
216679975 | Central HP <5.4 tons | BRYANT HEATING AND COOLING SYSTEMS | HRCU-A-CB (Split System: Heat Pump with Remote Outdoor Unit-Air-Source) | 38MURAQ36AB3* |  |  | CNPV*4821AL* | 927TA48080V17*** | 35600 | 16 | 8.5 | 38500 | 34400 | 89.35% | 1.8 | 0 | 10 |  |  |  |  | R-410A | 2.9667 | Residential & Commercial | USHP | Ducted CEE Tier 1
213780956 | Central HP <5.4 tons | BRYANT HEATING AND COOLING SYSTEMS | HRCU-A-CB (Split System: Heat Pump with Remote Outdoor Unit-Air-Source) | 288BNV037*0**B* |  |  | CAP**3721AL*+UI | 986TD66100C21*** | 33000 | 17 | 8.5 | 32600 | 25000 | 76.69% | 1.98 | 0 | 11.5 |  |  |  |  | R-410A | 2.75 | Residential & Commercial | USHP | Ducted CEE Tier 1
214075434 | Central HP <5.4 tons | RUSSELL | HRCU-A-CB (Split System: Heat Pump with Remote Outdoor Unit-Air-Source) | RD17AZ24AJ3N |  |  | TCFZ2417MTANM | S802V0754A17UHS | 22600 | 18 | 9.5 | 22600 | 16800 | 74.34% | 2.1 | 0 | 11.2 |  |  |  |  | R-410A | 1.8833 | Residential & Commercial | USHP | Ducted CEE Tier 1
206997667 | Central HP <5.4 tons | KENMORE | HRCU-A-CB (Split System: Heat Pump with Remote Outdoor Unit-Air-Source) | (C,H,T)VH837GKA2* |  |  | EA*4X37L21A*+WALLCON | *96CTN1002122A* | 33000 | 17.5 | 8.5 | 33000 | 25200 | 76.36% | 2 | 12 | 11.7 |  |  |  |  | R-410A | 2.75 | Residential & Commercial | USHP | Ducted CEE Tier 1
206997685 | Central HP <5.4 tons | KENMORE | HRCU-A-CB (Split System: Heat Pump with Remote Outdoor Unit-Air-Source) | (C,H,T)VH837GKA2* |  |  | EA*4X42L21A*+WALLCON | *97CMN0602120A* | 31600 | 17 | 8.1 | 33400 | 24800 | 74.25% | 1.86 | 11 | 11 |  |  |  |  | R-410A | 2.6333 | Residential & Commercial | USHP | Ducted CEE Tier 1
216591658 | Central HP <5.4 tons | KENMORE | HRCU-A-CB (Split System: Heat Pump with Remote Outdoor Unit-Air-Source) | HH860E2S11 |  |  | CTF60D5CGS1 | Z8ES130D20SMPS1 | 45000 | 18 | 9 | 45000 | 33200 | 73.78% | 2 | 0 | 12 |  |  |  |  | R-454B | 3.75 | Residential & Commercial | USHP | Ducted CEE Tier 1
214066882 | Central HP <5.4 tons | RUSSELL | HRCU-A-CB (Split System: Heat Pump with Remote Outdoor Unit-Air-Source) | RD17AZ36AJ3N |  |  | TCFZ3621MTANM | S802VA075317Z | 34200 | 18 | 8.1 | 34200 | 29600 | 86.55% | 1.9 | 0 | 10 |  |  |  |  | R-410A | 2.85 | Residential & Commercial | USHP | Ducted CEE Tier 1
214066655 | Central HP <5.4 tons | RUSSELL | HRCU-A-CB (Split System: Heat Pump with Remote Outdoor Unit-Air-Source) | RD17AZ36AJ3N |  |  | TCFZ3621MTANM | S802V0754A17UHS | 34200 | 18 | 8.1 | 34200 | 29400 | 85.96% | 2 | 0 | 10 |  |  |  |  | R-410A | 2.85 | Residential & Commercial | USHP | Ducted CEE Tier 1
215676924 | Central HP <5.4 tons | BRYANT HEATING AND COOLING SYSTEMS | HRCU-A-CB (Split System: Heat Pump with Remote Outdoor Unit-Air-Source) | 290VAN048**AA* |  |  | CVAVA6124XMA*+UI | 987MC66100C21*** | 48500 | 19.5 | 9.5 | 50000 | 36800 | 73.6% | 2.12 | 0 | 10.5 |  |  |  |  | R-454B | 4.0417 | Residential & Commercial | USHP | Ducted CEE Tier 1
211719747 | Central HP <5.4 tons | COLEMAN | HRCU-A-CB (Split System: Heat Pump with Remote Outdoor Unit-Air-Source) | HMH72B341 |  |  | XAHC36DBCN1 | CPLC080B12MP13 | 32800 | 16.5 | 8.1 | 32800 | 23200 | 70.73% | 1.98 | 0 | 9.5 |  |  |  |  | R-410A | 2.7333 | Residential & Commercial | USHP
206998524 | Central HP <5.4 tons | KENMORE | HRCU-A-CB (Split System: Heat Pump with Remote Outdoor Unit-Air-Source) | (C,H,T)VH825GKA3* |  |  | EA*4X36L17A*+WALLCON | *95CSU0601716A* | 23400 | 16.5 | 8.1 | 21600 | 16800 | 77.78% | 1.92 | 11 | 10.5 |  |  |  |  | R-410A | 1.95 | Residential & Commercial | USHP | Ducted CEE Tier 1
206136142 | Central HP <5.4 tons | KENMORE | HRCU-A-CB (Split System: Heat Pump with Remote Outdoor Unit-Air-Source) | (C,H,T)VH837GKA** |  |  | EA*4X43L21A*+WALLCON | *95CSU0802120A* | 33000 | 17.5 | 8.5 | 32800 | 25000 | 76.22% | 2 | 12 | 11.5 |  |  |  |  | R-410A | 2.75 | Residential & Commercial | USHP | Ducted CEE Tier 1
212989269 | Central HP <5.4 tons | KEEPRITE | HRCU-A-CB (Split System: Heat Pump with Remote Outdoor Unit-Air-Source) | DLCURAH18ABK |  |  | EA*4X19L17A* | *95MSU0601716A* | 17800 | 16.5 | 8.1 | 17800 | 17900 | 100.6% | 2.16 | 0 | 10.5 |  |  |  |  | R-410A | 1.4833 | Residential & Commercial | USHP | Ducted CEE Tier 1
212987551 | Central HP <5.4 tons | KEEPRITE | HRCU-A-CB (Split System: Heat Pump with Remote Outdoor Unit-Air-Source) | DLCURAH18ABK |  |  | EN(A,D)4X24L17** | *96MSN0801716A* | 17600 | 16 | 8.5 | 18600 | 19100 | 102.7% | 2.3 | 0 | 11 |  |  |  |  | R-410A | 1.4667 | Residential & Commercial | USHP | Ducted CEE Tier 1
214866090 | Central HP <5.4 tons | AIREASE | HRCU-A-CB (Split System: Heat Pump with Remote Outdoor Unit-Air-Source) | 4SHP22LX124P-**A |  |  | 7AH1AE24PX-0* | 0 | 24000 | 20.5 | 8.7 | 21000 | 15500 | 73.81% | 2.16 | 0 | 13.5 |  |  |  |  | R-410A | 2 | Residential & Commercial | USHP | Ducted CEE Tier 1
206773535 | Central HP <5.4 tons | TEMPSTAR | HRCU-A-CB (Split System: Heat Pump with Remote Outdoor Unit-Air-Source) | TVH837GKA2* |  |  | EA*4X48L24A*+WALLCON | *95CSU1002122A* | 32400 | 17.5 | 8.5 | 32400 | 24800 | 76.54% | 2 | 12 | 11.5 |  |  |  |  | R-410A | 2.7 | Residential & Commercial | USHP | Ducted CEE Tier 1
213080880 | Central HP <5.4 tons | KEEPRITE | HRCU-A-CB (Split System: Heat Pump with Remote Outdoor Unit-Air-Source) | DLCURAH36ABK |  |  | EN(A,D)4X48L24** | *95MSU0802120A* | 35800 | 16.5 | 8.1 | 38500 | 35000 | 90.91% | 2 | 0 | 10 |  |  |  |  | R-410A | 2.9833 | Residential & Commercial | USHP | Ducted CEE Tier 1
213774412 | Central HP <5.4 tons | KEEPRITE | HRCU-A-CB (Split System: Heat Pump with Remote Outdoor Unit-Air-Source) | CVH825GKA3* |  |  | EHD4X42AAL+WALLCON | *80CTL0701716B* | 24200 | 16 | 8.1 | 21400 | 16600 | 77.57% | 1.98 | 0 | 10.5 |  |  |  |  | R-410A | 2.0167 | Residential & Commercial | USHP | Ducted CEE Tier 1
214066592 | Central HP <5.4 tons | RUSSELL | HRCU-A-CB (Split System: Heat Pump with Remote Outdoor Unit-Air-Source) | RD17AZ36AJ3N |  |  | TCFZ3621MTANM | S801V0755A21UHN | 34200 | 18 | 8.1 | 34200 | 29400 | 85.96% | 2 | 0 | 11.7 |  |  |  |  | R-410A | 2.85 | Residential & Commercial | USHP | Ducted CEE Tier 1
213774542 | Central HP <5.4 tons | KEEPRITE | HRCU-A-CB (Split System: Heat Pump with Remote Outdoor Unit-Air-Source) | CVH825GKA3* |  |  | EHD4X42AAL+WALLCON | *96CTN1002122B* | 24200 | 16 | 8.1 | 21400 | 16600 | 77.57% | 2 | 0 | 10.5 |  |  |  |  | R-410A | 2.0167 | Residential & Commercial | USHP | Ducted CEE Tier 1
211398790 | Central HP <5.4 tons | CHAMPION HEATING AND COOLING | HRCU-A-CB (Split System: Heat Pump with Remote Outdoor Unit-Air-Source) | HMH72B341 |  |  | XAHD48FBCN1 | TMLE080C16MP11 | 32800 | 16.5 | 8.5 | 31600 | 23000 | 72.78% | 2.02 | 0 | 9.5 |  |  |  |  | R-410A | 2.7333 | Residential & Commercial | USHP
216591906 | Central HP <5.4 tons | KENMORE | HRCU-A-CB (Split System: Heat Pump with Remote Outdoor Unit-Air-Source) | HH836E2S11 |  |  | CTU48C5XFS1+TXV | Z8ES080C20SMPS1 | 34200 | 19 | 9 | 32000 | 25400 | 79.38% | 2 | 0 | 11 |  |  |  |  | R-454B | 2.85 | Residential & Commercial | USHP | Ducted CEE Tier 1
216591774 | Central HP <5.4 tons | KENMORE | HRCU-A-CB (Split System: Heat Pump with Remote Outdoor Unit-Air-Source) | HH860E2S11 |  |  | CTU60C5XGS1+TXV | Z8ES100C16SMPS1 | 44000 | 18 | 9 | 44000 | 33200 | 75.45% | 2 | 0 | 12 |  |  |  |  | R-454B | 3.6667 | Residential & Commercial | USHP | Ducted CEE Tier 1
216591104 | Central HP <5.4 tons | KENMORE | HRCU-A-CB (Split System: Heat Pump with Remote Outdoor Unit-Air-Source) | HH860E2S11 |  |  | JHE60C5CH2SS1 | 0 | 54000 | 19 | 9 | 53500 | 38500 | 71.96% | 2 | 0 | 11.7 |  |  |  |  | R-454B | 4.5 | Residential & Commercial | USHP | Ducted CEE Tier 1
216591320 | Central HP <5.4 tons | KENMORE | HRCU-A-CB (Split System: Heat Pump with Remote Outdoor Unit-Air-Source) | HH860E2S11 |  |  | CTU60D5XHS1+TXV | Z8ES130D20SMPS1 | 54000 | 19 | 9 | 53500 | 38500 | 71.96% | 2 | 0 | 12 |  |  |  |  | R-454B | 4.5 | Residential & Commercial | USHP | Ducted CEE Tier 1
216591522 | Central HP <5.4 tons | KENMORE | HRCU-A-CB (Split System: Heat Pump with Remote Outdoor Unit-Air-Source) | HH860E2S11 |  |  | CTF60C5CHS1 | Z8ES100C20SMPS1 | 53500 | 19 | 9 | 53500 | 38000 | 71.03% | 2 | 0 | 12 |  |  |  |  | R-454B | 4.4583 | Residential & Commercial | USHP | Ducted CEE Tier 1
216591907 | Central HP <5.4 tons | KENMORE | HRCU-A-CB (Split System: Heat Pump with Remote Outdoor Unit-Air-Source) | HH836E2S11 |  |  | CTM48C5CFS1 | Z8ES120C20SMPS1 | 34200 | 19 | 9 | 32000 | 25400 | 79.38% | 2 | 0 | 11 |  |  |  |  | R-454B | 2.85 | Residential & Commercial | USHP | Ducted CEE Tier 1
216591704 | Central HP <5.4 tons | KENMORE | HRCU-A-CB (Split System: Heat Pump with Remote Outdoor Unit-Air-Source) | HH836E2S11 |  |  | JHE36B5CD2SS1 | 0 | 34200 | 19 | 9 | 31800 | 26000 | 81.76% | 2 | 0 | 11 |  |  |  |  | R-454B | 2.85 | Residential & Commercial | USHP | Ducted CEE Tier 1
216591841 | Central HP <5.4 tons | KENMORE | HRCU-A-CB (Split System: Heat Pump with Remote Outdoor Unit-Air-Source) | HH824E2S11 |  |  | JHC36B5AD2SS1 | 0 | 23000 | 19 | 9.5 | 23000 | 17900 | 77.83% | 2 | 0 | 11.7 |  |  |  |  | R-454B | 1.9167 | Residential & Commercial | USHP | Ducted CEE Tier 1
216591188 | Central HP <5.4 tons | KENMORE | HRCU-A-CB (Split System: Heat Pump with Remote Outdoor Unit-Air-Source) | HH824E2S11 |  |  | CTU30B5XCS1+JME12B2SN1+TXV | 0 | 23000 | 19 | 9.5 | 23000 | 19000 | 82.61% | 2 | 0 | 12 |  |  |  |  | R-454B | 1.9167 | Residential & Commercial | USHP | Ducted CEE Tier 1
216591773 | Central HP <5.4 tons | KENMORE | HRCU-A-CB (Split System: Heat Pump with Remote Outdoor Unit-Air-Source) | HH860E2S11 |  |  | CTF60C5CGS1 | Z8ES100C16SMPS1 | 44000 | 18 | 9 | 44000 | 33200 | 75.45% | 2 | 0 | 12 |  |  |  |  | R-454B | 3.6667 | Residential & Commercial | USHP | Ducted CEE Tier 1
214809172 | Central HP <5.4 tons | COLEMAN | HRCU-A-CB (Split System: Heat Pump with Remote Outdoor Unit-Air-Source) | HH860E2S11 |  |  | CTU60C5XGS1+TXV | TM8V080C16MP12 | 43500 | 18 | 9 | 44000 | 33400 | 75.91% | 2 | 0 | 11.7 |  |  |  |  | R-454B | 3.625 | Residential & Commercial | USHP | Ducted CEE Tier 1
216591772 | Central HP <5.4 tons | KENMORE | HRCU-A-CB (Split System: Heat Pump with Remote Outdoor Unit-Air-Source) | HH824E2S11 |  |  | JHE36B5AD2SS1 | 0 | 23000 | 19 | 9.5 | 23000 | 18500 | 80.43% | 2 | 0 | 12 |  |  |  |  | R-454B | 1.9167 | Residential & Commercial | USHP | Ducted CEE Tier 1
214807734 | Central HP <5.4 tons | COLEMAN | HRCU-A-CB (Split System: Heat Pump with Remote Outdoor Unit-Air-Source) | HH824E2S11 |  |  | CTM36B5ADS1 | TMLE100B12MP11 | 23000 | 18 | 9.5 | 23000 | 18800 | 81.74% | 2 | 0 | 12 |  |  |  |  | R-454B | 1.9167 | Residential & Commercial | USHP | Ducted CEE Tier 1
214807801 | Central HP <5.4 tons | COLEMAN | HRCU-A-CB (Split System: Heat Pump with Remote Outdoor Unit-Air-Source) | HH824E2S11 |  |  | CTU30B5XCS1+JME08B2SN1+TXV | 0 | 23000 | 19 | 9.5 | 23000 | 18500 | 80.43% | 2 | 0 | 12 |  |  |  |  | R-454B | 1.9167 | Residential & Commercial | USHP | Ducted CEE Tier 1
214807816 | Central HP <5.4 tons | COLEMAN | HRCU-A-CB (Split System: Heat Pump with Remote Outdoor Unit-Air-Source) | HH824E2S11 |  |  | CTU30B5XCS1+JMC12B2SN1+TXV | 0 | 23000 | 18 | 9.5 | 23000 | 19000 | 82.61% | 2 | 0 | 12 |  |  |  |  | R-454B | 1.9167 | Residential & Commercial | USHP | Ducted CEE Tier 1
214809221 | Central HP <5.4 tons | COLEMAN | HRCU-A-CB (Split System: Heat Pump with Remote Outdoor Unit-Air-Source) | HH860E2S11 |  |  | CTU60C5XGS1+TXV | Z8ES100C16SMPS1 | 44000 | 18 | 9 | 44000 | 33200 | 75.45% | 2 | 0 | 12 |  |  |  |  | R-454B | 3.6667 | Residential & Commercial | USHP | Ducted CEE Tier 1
214808988 | Central HP <5.4 tons | COLEMAN | HRCU-A-CB (Split System: Heat Pump with Remote Outdoor Unit-Air-Source) | HH860E2S11 |  |  | CTU60C5XGS1+TXV | TL8E100C20UH11 | 45000 | 18 | 9 | 45000 | 33400 | 74.22% | 2 | 0 | 11.7 |  |  |  |  | R-454B | 3.75 | Residential & Commercial | USHP | Ducted CEE Tier 1
206997903 | Central HP <5.4 tons | KENMORE | HRCU-A-CB (Split System: Heat Pump with Remote Outdoor Unit-Air-Source) | (C,H,T)VH837GKA2* |  |  | EA*4X42L24A*+WALLCON | *95CSU0802120A* | 31800 | 17.5 | 8.1 | 33000 | 24400 | 73.94% | 1.9 | 11.5 | 11 |  |  |  |  | R-410A | 2.65 | Residential & Commercial | USHP | Ducted CEE Tier 1
206997910 | Central HP <5.4 tons | KENMORE | HRCU-A-CB (Split System: Heat Pump with Remote Outdoor Unit-Air-Source) | (C,H,T)VH837GKA2* |  |  | EA*4X48L24A*+WALLCON | *95CSU0802120A* | 32400 | 17.5 | 8.5 | 32400 | 24800 | 76.54% | 2 | 12 | 11.5 |  |  |  |  | R-410A | 2.7 | Residential & Commercial | USHP | Ducted CEE Tier 1
206997926 | Central HP <5.4 tons | KENMORE | HRCU-A-CB (Split System: Heat Pump with Remote Outdoor Unit-Air-Source) | (C,H,T)VH837GKA2* |  |  | EHD4X42AAL+WALLCON | *95CSU1002122A* | 32600 | 17 | 8.1 | 33000 | 24800 | 75.15% | 1.96 | 11.5 | 11 |  |  |  |  | R-410A | 2.7167 | Residential & Commercial | USHP | Ducted CEE Tier 1
214239363 | Central HP <5.4 tons | CARRIER | HRCU-A-CB (Split System: Heat Pump with Remote Outdoor Unit-Air-Source) | 25VNA837A*031* |  |  | CNPV*6024AL*+UI | 58TN*B110C21**20 | 32800 | 17.5 | 8.1 | 32200 | 24600 | 76.4% | 1.96 | 0 | 12 |  |  |  |  | R-410A | 2.7333 | Residential & Commercial | USHP | Ducted CEE Tier 1
216591256 | Central HP <5.4 tons | KENMORE | HRCU-A-CB (Split System: Heat Pump with Remote Outdoor Unit-Air-Source) | HH860E2S11 |  |  | CTU60D5XHS1+TXV | Z9ET120D20SMPS1 | 54000 | 19 | 9 | 55000 | 40000 | 72.73% | 2 | 0 | 11 |  |  |  |  | R-454B | 4.5 | Residential & Commercial | USHP | Ducted CEE Tier 1
214809270 | Central HP <5.4 tons | COLEMAN | HRCU-A-CB (Split System: Heat Pump with Remote Outdoor Unit-Air-Source) | HH860E2S11 |  |  | CTU60C5XGS1+TXV | Z9ES080C16SMPS1 | 44500 | 18 | 9 | 46000 | 33800 | 73.48% | 2 | 0 | 11.7 |  |  |  |  | R-454B | 3.7083 | Residential & Commercial | USHP | Ducted CEE Tier 1
214242065 | Central HP <5.4 tons | CARRIER | HRCU-A-CB (Split System: Heat Pump with Remote Outdoor Unit-Air-Source) | 25VNA825A*032* |  |  | CNPV*4217AL*+UI | 59TN6C060C17**14 | 23800 | 16.5 | 8.1 | 21400 | 16700 | 78.04% | 1.96 | 0 | 11 |  |  |  |  | R-410A | 1.9833 | Residential & Commercial | USHP | Ducted CEE Tier 1
214807836 | Central HP <5.4 tons | COLEMAN | HRCU-A-CB (Split System: Heat Pump with Remote Outdoor Unit-Air-Source) | HH860E2S11 |  |  | CTU60D5XHS1+JMVT20DC2N1+TXV | 0 | 54500 | 19 | 9 | 53500 | 38500 | 71.96% | 2 | 0 | 12 |  |  |  |  | R-454B | 4.5417 | Residential & Commercial | USHP | Ducted CEE Tier 1
214809206 | Central HP <5.4 tons | COLEMAN | HRCU-A-CB (Split System: Heat Pump with Remote Outdoor Unit-Air-Source) | HH860E2S11 |  |  | CTU60C5XGS1+TXV | TL8E080C16UH11 | 44000 | 18 | 9 | 44500 | 33600 | 75.51% | 2 | 0 | 11.7 |  |  |  |  | R-454B | 3.6667 | Residential & Commercial | USHP | Ducted CEE Tier 1
214809260 | Central HP <5.4 tons | COLEMAN | HRCU-A-CB (Split System: Heat Pump with Remote Outdoor Unit-Air-Source) | HH860E2S11 |  |  | CTU60C5XGS1+TXV | Z9ES100C20SMPS1 | 45500 | 18 | 9 | 46500 | 34000 | 73.12% | 2 | 0 | 11.7 |  |  |  |  | R-454B | 3.7917 | Residential & Commercial | USHP | Ducted CEE Tier 1
214075537 | Central HP <5.4 tons | RUSSELL | HRCU-A-CB (Split System: Heat Pump with Remote Outdoor Unit-Air-Source) | RD17AZ24AJ3N |  |  | TCFZ2417MTANM | S962V0403A17M4S | 22600 | 17 | 9.5 | 22600 | 16900 | 74.78% | 2 | 0 | 11.2 |  |  |  |  | R-410A | 1.8833 | Residential & Commercial | USHP | Ducted CEE Tier 1
214075446 | Central HP <5.4 tons | RUSSELL | HRCU-A-CB (Split System: Heat Pump with Remote Outdoor Unit-Air-Source) | RD17AZ24AJ3N |  |  | TCFZ2417MTANM | S802V0504A17UHS | 22600 | 17 | 9.5 | 22600 | 16900 | 74.78% | 2 | 0 | 11.2 |  |  |  |  | R-410A | 1.8833 | Residential & Commercial | USHP | Ducted CEE Tier 1
214807786 | Central HP <5.4 tons | COLEMAN | HRCU-A-CB (Split System: Heat Pump with Remote Outdoor Unit-Air-Source) | HH836E2S11 |  |  | CTU48C5XFS1+JMC17C2SN1+TXV | 0 | 34400 | 19 | 9 | 32000 | 25200 | 78.75% | 2 | 0 | 11.7 |  |  |  |  | R-454B | 2.8667 | Residential & Commercial | USHP | Ducted CEE Tier 1
213774592 | Central HP <5.4 tons | KEEPRITE | HRCU-A-CB (Split System: Heat Pump with Remote Outdoor Unit-Air-Source) | CVH825GKA3* |  |  | EHD4X48AAL+WALLCON | *80CTL0901716B* | 24400 | 16.5 | 8.1 | 21200 | 16600 | 78.3% | 2 | 0 | 10.5 |  |  |  |  | R-410A | 2.0333 | Residential & Commercial | USHP | Ducted CEE Tier 1
213774662 | Central HP <5.4 tons | KEEPRITE | HRCU-A-CB (Split System: Heat Pump with Remote Outdoor Unit-Air-Source) | CVH825GKA3* |  |  | EHD4X48AAL+WALLCON | *97CMN1002122B* | 24200 | 16 | 8.1 | 21200 | 16600 | 78.3% | 2.02 | 0 | 11 |  |  |  |  | R-410A | 2.0167 | Residential & Commercial | USHP | Ducted CEE Tier 1
213774712 | Central HP <5.4 tons | KEEPRITE | HRCU-A-CB (Split System: Heat Pump with Remote Outdoor Unit-Air-Source) | CVH825GKA3* |  |  | EHD4X48AAL+WALLCON | *96CTN1002122B* | 24200 | 16 | 8.1 | 21200 | 16600 | 78.3% | 2.02 | 0 | 11 |  |  |  |  | R-410A | 2.0167 | Residential & Commercial | USHP | Ducted CEE Tier 1
211394629 | Central HP <5.4 tons | CHAMPION HEATING AND COOLING | HRCU-A-CB (Split System: Heat Pump with Remote Outdoor Unit-Air-Source) | HMH72B341 |  |  | XAFC48FBCN1 | TM9V100C20MP12 | 34000 | 16.5 | 8.5 | 33000 | 24200 | 73.33% | 2.1 | 0 | 9 |  |  |  |  | R-410A | 2.8333 | Residential & Commercial | USHP
211395617 | Central HP <5.4 tons | CHAMPION HEATING AND COOLING | HRCU-A-CB (Split System: Heat Pump with Remote Outdoor Unit-Air-Source) | HMH72B341 |  |  | XAFC48FBCN1 | TM9V080B12MP12 | 33400 | 16.5 | 8.5 | 32600 | 24000 | 73.62% | 2.06 | 0 | 9 |  |  |  |  | R-410A | 2.7833 | Residential & Commercial | USHP
211395868 | Central HP <5.4 tons | CHAMPION HEATING AND COOLING | HRCU-A-CB (Split System: Heat Pump with Remote Outdoor Unit-Air-Source) | HMH72B341 |  |  | XAFC48FBCN1 | TM9V060B12MP12 | 33000 | 16.5 | 8.1 | 32400 | 24000 | 74.07% | 2.04 | 0 | 9 |  |  |  |  | R-410A | 2.75 | Residential & Commercial | USHP
211395096 | Central HP <5.4 tons | CHAMPION HEATING AND COOLING | HRCU-A-CB (Split System: Heat Pump with Remote Outdoor Unit-Air-Source) | HMH72B341 |  |  | XAHC48FXXN1+TXV | TP9C080C16MP13 | 32800 | 16.5 | 8.5 | 31800 | 23200 | 72.96% | 2.02 | 0 | 9 |  |  |  |  | R-410A | 2.7333 | Residential & Commercial | USHP
211395885 | Central HP <5.4 tons | CHAMPION HEATING AND COOLING | HRCU-A-CB (Split System: Heat Pump with Remote Outdoor Unit-Air-Source) | HMH72B341 |  |  | XAUC48FXXN1+TXV | TM9V060B12MP12 | 33000 | 16.5 | 8.1 | 32400 | 24000 | 74.07% | 2.04 | 0 | 9 |  |  |  |  | R-410A | 2.75 | Residential & Commercial | USHP
211395933 | Central HP <5.4 tons | CHAMPION HEATING AND COOLING | HRCU-A-CB (Split System: Heat Pump with Remote Outdoor Unit-Air-Source) | HMH72B341 |  |  | XAHD48FXXN1+TXV | TM9E100C16MP12 | 32800 | 16.5 | 8.5 | 31800 | 23200 | 72.96% | 2.02 | 0 | 9 |  |  |  |  | R-410A | 2.7333 | Residential & Commercial | USHP
211396317 | Central HP <5.4 tons | CHAMPION HEATING AND COOLING | HRCU-A-CB (Split System: Heat Pump with Remote Outdoor Unit-Air-Source) | HMH72B341 |  |  | XAHC48FXXN1+TXV | TM9E060B12MP12 | 32400 | 16 | 8.1 | 32000 | 23600 | 73.75% | 2 | 0 | 9 |  |  |  |  | R-410A | 2.7 | Residential & Commercial | USHP
211393711 | Central HP <5.4 tons | CHAMPION HEATING AND COOLING | HRCU-A-CB (Split System: Heat Pump with Remote Outdoor Unit-Air-Source) | HMH72B341 |  |  | XAFA30DXXN1+TXV | TPLC060A12MP13 | 34000 | 17 | 8.1 | 34000 | 24200 | 71.18% | 2.04 | 0 | 9.5 |  |  |  |  | R-410A | 2.8333 | Residential & Commercial | USHP
216591714 | Central HP <5.4 tons | KENMORE | HRCU-A-CB (Split System: Heat Pump with Remote Outdoor Unit-Air-Source) | HH860E2S11 |  |  | CTF60C5CGS1 | Z9ET080C16SMPS1 | 44000 | 18 | 9 | 45000 | 32800 | 72.89% | 2 | 0 | 11 |  |  |  |  | R-454B | 3.6667 | Residential & Commercial | USHP | Ducted CEE Tier 1
214809147 | Central HP <5.4 tons | COLEMAN | HRCU-A-CB (Split System: Heat Pump with Remote Outdoor Unit-Air-Source) | HH860E2S11 |  |  | CTU60D5XGS1+JMVT20DC2N1+TXV | 0 | 45500 | 19 | 9.5 | 45000 | 33800 | 75.11% | 2 | 0 | 12 |  |  |  |  | R-454B | 3.7917 | Residential & Commercial | USHP | Ducted CEE Tier 1
214810232 | Central HP <5.4 tons | COLEMAN | HRCU-A-CB (Split System: Heat Pump with Remote Outdoor Unit-Air-Source) | HH824E2S11 |  |  | CTM36B5ADS1 | TM9V060B12MP12 | 23000 | 17 | 9 | 23000 | 17600 | 76.52% | 2 | 0 | 12 |  |  |  |  | R-454B | 1.9167 | Residential & Commercial | USHP | Ducted CEE Tier 1
214728393 | Central HP <5.4 tons | COLEMAN | HRCU-A-CB (Split System: Heat Pump with Remote Outdoor Unit-Air-Source) | HH836E2S11 |  |  | CTU36B5XDS1+TXV | TP9C060B12MP13 | 33000 | 17 | 8.5 | 31000 | 25200 | 81.29% | 2 | 0 | 11 |  |  |  |  | R-454B | 2.75 | Residential & Commercial | USHP | Ducted CEE Tier 1
211398326 | Central HP <5.4 tons | CHAMPION HEATING AND COOLING | HRCU-A-CB (Split System: Heat Pump with Remote Outdoor Unit-Air-Source) | HMH72B341 |  |  | XAFC48FBCN1 | TMLE120C16MP11 | 33600 | 17 | 8.5 | 32400 | 23600 | 72.84% | 2.08 | 0 | 9.5 |  |  |  |  | R-410A | 2.8 | Residential & Commercial | USHP
211398353 | Central HP <5.4 tons | CHAMPION HEATING AND COOLING | HRCU-A-CB (Split System: Heat Pump with Remote Outdoor Unit-Air-Source) | HMH72B341 |  |  | XAHD48FXXN1+TXV | TM8E100C16MP11 | 32800 | 16.5 | 8.5 | 31600 | 23200 | 73.42% | 2.02 | 0 | 9.5 |  |  |  |  | R-410A | 2.7333 | Residential & Commercial | USHP
216678775 | Central HP <5.4 tons | BRYANT HEATING AND COOLING SYSTEMS | HRCU-A-CB (Split System: Heat Pump with Remote Outdoor Unit-Air-Source) | 38MURAQ36AB3* |  |  | CSPH*4812AL* | 927TA48060V17*** | 36000 | 15.2 | 8.5 | 38500 | 34600 | 89.87% | 1.82 | 0 | 9.8 |  |  |  |  | R-410A | 3 | Residential & Commercial | USHP
216681097 | Central HP <5.4 tons | BRYANT HEATING AND COOLING SYSTEMS | HRCU-A-CB (Split System: Heat Pump with Remote Outdoor Unit-Air-Source) | 38MURAQ36AB3* |  |  | CSPH*4212AL* | 927TA60080V21*** | 36400 | 15.5 | 8.5 | 38500 | 34600 | 89.87% | 1.8 | 0 | 10 |  |  |  |  | R-410A | 3.0333 | Residential & Commercial | USHP | Ducted CEE Tier 1
213781056 | Central HP <5.4 tons | BRYANT HEATING AND COOLING SYSTEMS | HRCU-A-CB (Split System: Heat Pump with Remote Outdoor Unit-Air-Source) | 288BNV037*0**B* |  |  | CAP**4221AL*+UI | 986TD42060C17*** | 31600 | 16.5 | 8.1 | 33200 | 24600 | 74.1% | 1.86 | 0 | 10.5 |  |  |  |  | R-410A | 2.6333 | Residential & Commercial | USHP | Ducted CEE Tier 1
213781276 | Central HP <5.4 tons | BRYANT HEATING AND COOLING SYSTEMS | HRCU-A-CB (Split System: Heat Pump with Remote Outdoor Unit-Air-Source) | 288BNV037*0**B* |  |  | CAP**4821AL*+UI | 88*TB36045C17*** | 32000 | 16.5 | 8.1 | 32800 | 25200 | 76.83% | 1.92 | 0 | 10.5 |  |  |  |  | R-410A | 2.6667 | Residential & Commercial | USHP | Ducted CEE Tier 1
211394452 | Central HP <5.4 tons | COLEMAN | HRCU-A-CB (Split System: Heat Pump with Remote Outdoor Unit-Air-Source) | HMH72B341 |  |  | XAHD48FBCN1 | CP9C100C20MP13 | 33600 | 16.5 | 8.5 | 32400 | 23800 | 73.46% | 2.06 | 0 | 9 |  |  |  |  | R-410A | 2.8 | Residential & Commercial | USHP
211394791 | Central HP <5.4 tons | COLEMAN | HRCU-A-CB (Split System: Heat Pump with Remote Outdoor Unit-Air-Source) | HMH72B341 |  |  | XAHC48FBCN1 | TM9V100C16MP12 | 33000 | 16.5 | 8.5 | 31800 | 23200 | 72.96% | 2.04 | 0 | 9 |  |  |  |  | R-410A | 2.75 | Residential & Commercial | USHP
211394909 | Central HP <5.4 tons | COLEMAN | HRCU-A-CB (Split System: Heat Pump with Remote Outdoor Unit-Air-Source) | HMH72B341 |  |  | XAFC48FXXN1+TXV | TP9C100C16MP13 | 33800 | 16.5 | 8.5 | 32400 | 23800 | 73.46% | 2.08 | 0 | 9.5 |  |  |  |  | R-410A | 2.8167 | Residential & Commercial | USHP
206773668 | Central HP <5.4 tons | TEMPSTAR | HRCU-A-CB (Split System: Heat Pump with Remote Outdoor Unit-Air-Source) | TVH837GKA2* |  |  | EHD4X42AAL+WALLCON | *95CSU1002122A* | 32600 | 17 | 8.1 | 33000 | 24800 | 75.15% | 1.96 | 11.5 | 11 |  |  |  |  | R-410A | 2.7167 | Residential & Commercial | USHP | Ducted CEE Tier 1
211397960 | Central HP <5.4 tons | CHAMPION HEATING AND COOLING | HRCU-A-CB (Split System: Heat Pump with Remote Outdoor Unit-Air-Source) | HMH72B341 |  |  | XAHC48FXXN1+TXV | TPLC080B12MP13 | 32400 | 16 | 8.1 | 32000 | 23600 | 73.75% | 1.98 | 0 | 8.5 |  |  |  |  | R-410A | 2.7 | Residential & Commercial | USHP
214606502 | Central HP <5.4 tons | COLEMAN | HRCU-A-C (Split System: Heat Pump with Remote Outdoor Unit with No Indoor Fan --Air Source) | HH836E2S11 |  |  | CTF36C5CDS1 | 0 | 33600 | 15.2 | 8.5 | 32200 | 23400 | 72.67% | 2 | 0 | 10 |  |  |  |  | R-454B | 2.8 | Residential & Commercial | USHP | Ducted CEE Tier 1
214728398 | Central HP <5.4 tons | COLEMAN | HRCU-A-CB (Split System: Heat Pump with Remote Outdoor Unit-Air-Source) | HH836E2S11 |  |  | CTU36B5XDS1+TXV | CP9C060B12MP13 | 33000 | 17 | 8.5 | 31000 | 25200 | 81.29% | 2 | 0 | 11 |  |  |  |  | R-454B | 2.75 | Residential & Commercial | USHP | Ducted CEE Tier 1
214239843 | Central HP <5.4 tons | CARRIER | HRCU-A-CB (Split System: Heat Pump with Remote Outdoor Unit-Air-Source) | 25VNA837A*030* |  |  | CNPV*4821AL*+UI | 58TN*B045C17**12 | 32200 | 16.5 | 8.1 | 33200 | 25000 | 75.3% | 1.9 | 0 | 11 |  |  |  |  | R-410A | 2.6833 | Residential & Commercial | USHP | Ducted CEE Tier 1
214242835 | Central HP <5.4 tons | CARRIER | HRCU-A-CB (Split System: Heat Pump with Remote Outdoor Unit-Air-Source) | 25VNA825A*031* |  |  | CNPV*3621AL*+UI | 59TN6C080C17**14 | 23400 | 16.5 | 8.1 | 21600 | 16700 | 77.31% | 1.92 | 0 | 11 |  |  |  |  | R-410A | 1.95 | Residential & Commercial | USHP | Ducted CEE Tier 1
214242215 | Central HP <5.4 tons | CARRIER | HRCU-A-CB (Split System: Heat Pump with Remote Outdoor Unit-Air-Source) | 25VNA825A*032* |  |  | CNPV*4821AL*+UI | 58TN*B070C17**16 | 24000 | 17 | 8.1 | 21400 | 16600 | 77.57% | 2 | 0 | 11 |  |  |  |  | R-410A | 2 | Residential & Commercial | USHP | Ducted CEE Tier 1
214242385 | Central HP <5.4 tons | CARRIER | HRCU-A-CB (Split System: Heat Pump with Remote Outdoor Unit-Air-Source) | 25VNA825A*032* |  |  | CNPV*4824AL*+UI | 59TN6C120C24**22 | 24200 | 17 | 8.1 | 21200 | 16600 | 78.3% | 2 | 0 | 11 |  |  |  |  | R-410A | 2.0167 | Residential & Commercial | USHP | Ducted CEE Tier 1
214242885 | Central HP <5.4 tons | CARRIER | HRCU-A-CB (Split System: Heat Pump with Remote Outdoor Unit-Air-Source) | 25VNA825A*031* |  |  | CNPV*4217AL*+UI | 58TN*B090C17**16 | 24000 | 17 | 8.1 | 21400 | 16600 | 77.57% | 1.98 | 0 | 11.5 |  |  |  |  | R-410A | 2 | Residential & Commercial | USHP | Ducted CEE Tier 1
214243185 | Central HP <5.4 tons | CARRIER | HRCU-A-CB (Split System: Heat Pump with Remote Outdoor Unit-Air-Source) | 25VNA825A*031* |  |  | CNPV*4821AL*+UI | 59TN6C100C21**22 | 24200 | 17 | 8.1 | 21200 | 16600 | 78.3% | 2.02 | 0 | 11.5 |  |  |  |  | R-410A | 2.0167 | Residential & Commercial | USHP | Ducted CEE Tier 1
214075539 | Central HP <5.4 tons | RUSSELL | HRCU-A-CB (Split System: Heat Pump with Remote Outdoor Unit-Air-Source) | RD17AZ24AJ3N |  |  | TCFZ2417MTANM | S801V0504A17UHS | 22600 | 17 | 9.5 | 22600 | 16900 | 74.78% | 2 | 0 | 11.2 |  |  |  |  | R-410A | 1.8833 | Residential & Commercial | USHP | Ducted CEE Tier 1
216591833 | Central HP <5.4 tons | KENMORE | HRCU-A-CB (Split System: Heat Pump with Remote Outdoor Unit-Air-Source) | HH824E2S11 |  |  | CTM36B5ADS1 | Z8ES080B12SMPS1 | 23000 | 18 | 9.5 | 23000 | 18600 | 80.87% | 2 | 0 | 12 |  |  |  |  | R-454B | 1.9167 | Residential & Commercial | USHP | Ducted CEE Tier 1
214075248 | Central HP <5.4 tons | RUSSELL | HRCU-A-CB (Split System: Heat Pump with Remote Outdoor Unit-Air-Source) | RD17AZ60AJ3N |  |  | TCFZ6024STANM | S802V1005A21UHN | 55500 | 18 | 8.1 | 53500 | 49000 | 91.59% | 1.75 | 0 | 10 |  |  |  |  | R-410A | 4.625 | Residential & Commercial | USHP | Ducted CEE Tier 1
210595674 | Central HP <5.4 tons | KENMORE | HRCU-A-CB (Split System: Heat Pump with Remote Outdoor Unit-Air-Source) | (C,H,T)VH825GKA2* |  |  | EHD4X48AAL+WALLCON | *80CTL0901716A* | 24400 | 17 | 8.1 | 21200 | 16500 | 77.83% | 2.04 | 0 | 11 |  |  |  |  | R-410A | 2.0333 | Residential & Commercial | USHP | Ducted CEE Tier 1
210595607 | Central HP <5.4 tons | KENMORE | HRCU-A-CB (Split System: Heat Pump with Remote Outdoor Unit-Air-Source) | (C,H,T)VH825GKA2* |  |  | EA*4X43L21A*+WALLCON | *80CSU0401712A* | 24400 | 17 | 8.5 | 21200 | 16600 | 78.3% | 2.04 | 0 | 11 |  |  |  |  | R-410A | 2.0333 | Residential & Commercial | USHP | Ducted CEE Tier 1
210595622 | Central HP <5.4 tons | KENMORE | HRCU-A-CB (Split System: Heat Pump with Remote Outdoor Unit-Air-Source) | (C,H,T)VH825GKA2* |  |  | EA*4X43L21A*+WALLCON | *97CMN1002122A* | 24400 | 16.5 | 8.5 | 21200 | 16600 | 78.3% | 2.04 | 0 | 11 |  |  |  |  | R-410A | 2.0333 | Residential & Commercial | USHP | Ducted CEE Tier 1
213770255 | Central HP <5.4 tons | CARRIER | HRCU-A-CB (Split System: Heat Pump with Remote Outdoor Unit-Air-Source) | 25VNA448A*031* |  |  | CAP**4821AL*+UI | 58TN*B045C17**12 | 42500 | 20 | 9 | 47000 | 37600 | 80% | 2.16 | 0 | 10 |  |  |  |  | R-410A | 3.5417 | Residential & Commercial | USHP | Ducted CEE Tier 1
215667371 | Central HP <5.4 tons | KEEPRITE | HRCU-A-CB (Split System: Heat Pump with Remote Outdoor Unit-Air-Source) | C5H0V24*K*AAA* |  |  | EA*5X30M17A*+WALLCON | *80CSU0401712A* | 23000 | 17 | 9 | 23600 | 16600 | 70.34% | 1.98 | 0 | 10 |  |  |  |  | R-454B | 1.9167 | Residential & Commercial | USHP | Ducted CEE Tier 1
215667589 | Central HP <5.4 tons | KEEPRITE | HRCU-A-CB (Split System: Heat Pump with Remote Outdoor Unit-Air-Source) | C5H0V24*K*AAA* |  |  | EA*5X36M17A*+WALLCON | *80CSU0601716A* | 23200 | 17 | 9 | 23600 | 16600 | 70.34% | 1.98 | 0 | 10 |  |  |  |  | R-454B | 1.9333 | Residential & Commercial | USHP | Ducted CEE Tier 1
211395161 | Central HP <5.4 tons | COLEMAN | HRCU-A-CB (Split System: Heat Pump with Remote Outdoor Unit-Air-Source) | HMH72B341 |  |  | XAHC48FBCN1 | CP9C080C16MP13 | 32800 | 16.5 | 8.5 | 31800 | 23200 | 72.96% | 2.02 | 0 | 9 |  |  |  |  | R-410A | 2.7333 | Residential & Commercial | USHP
211395311 | Central HP <5.4 tons | COLEMAN | HRCU-A-CB (Split System: Heat Pump with Remote Outdoor Unit-Air-Source) | HMH72B341 |  |  | XAFC48FXXN1+TXV | TP9C080C16MP13 | 33400 | 16.5 | 8.5 | 32400 | 23600 | 72.84% | 2.06 | 0 | 9.5 |  |  |  |  | R-410A | 2.7833 | Residential & Commercial | USHP
211395602 | Central HP <5.4 tons | COLEMAN | HRCU-A-CB (Split System: Heat Pump with Remote Outdoor Unit-Air-Source) | HMH72B341 |  |  | XAFC48FBCN1 | TM9V080B12MP12 | 33400 | 16.5 | 8.5 | 32600 | 24000 | 73.62% | 2.06 | 0 | 9 |  |  |  |  | R-410A | 2.7833 | Residential & Commercial | USHP
213781926 | Central HP <5.4 tons | BRYANT HEATING AND COOLING SYSTEMS | HRCU-A-CB (Split System: Heat Pump with Remote Outdoor Unit-Air-Source) | 288BNV037*0**B* |  |  | CSPH*4212AL*+UI | 88*TB60090C21*** | 32400 | 16.5 | 8.1 | 32800 | 24600 | 75% | 1.94 | 0 | 11 |  |  |  |  | R-410A | 2.7 | Residential & Commercial | USHP | Ducted CEE Tier 1
213782076 | Central HP <5.4 tons | BRYANT HEATING AND COOLING SYSTEMS | HRCU-A-CB (Split System: Heat Pump with Remote Outdoor Unit-Air-Source) | 288BNV037*0**B* |  |  | CSPH*4812AL*+UI | 88*TB48090C17*** | 32400 | 16.5 | 8.1 | 33000 | 24800 | 75.15% | 1.96 | 0 | 11 |  |  |  |  | R-410A | 2.7 | Residential & Commercial | USHP | Ducted CEE Tier 1
213782176 | Central HP <5.4 tons | BRYANT HEATING AND COOLING SYSTEMS | HRCU-A-CB (Split System: Heat Pump with Remote Outdoor Unit-Air-Source) | 288BNV037*0**B* |  |  | CSPH*4812AL*+UI | 986TD42080C17*** | 32600 | 16.5 | 8.1 | 33000 | 25000 | 75.76% | 1.94 | 0 | 11 |  |  |  |  | R-410A | 2.7167 | Residential & Commercial | USHP | Ducted CEE Tier 1
213782226 | Central HP <5.4 tons | BRYANT HEATING AND COOLING SYSTEMS | HRCU-A-CB (Split System: Heat Pump with Remote Outdoor Unit-Air-Source) | 288BNV037*0**B* |  |  | CSPH*6012AL*+UI | 88*TB48070C17*** | 32800 | 16.5 | 8.1 | 32400 | 25000 | 77.16% | 1.98 | 0 | 11 |  |  |  |  | R-410A | 2.7333 | Residential & Commercial | USHP | Ducted CEE Tier 1
204456886 | Central HP <5.4 tons | KENMORE | HRCU-A-CB (Split System: Heat Pump with Remote Outdoor Unit-Air-Source) | (C,H,T)VH825GKA2* |  |  | EA*4X37L17A*+WALLCON | *80CTL0901716A* | 24200 | 17 | 8.1 | 21400 | 16600 | 77.57% | 2.02 | 11 | 11 |  |  |  |  | R-410A | 2.0167 | Residential & Commercial | USHP | Ducted CEE Tier 1
204459410 | Central HP <5.4 tons | KENMORE | HRCU-A-CB (Split System: Heat Pump with Remote Outdoor Unit-Air-Source) | (C,H,T)VH825GKA2* |  |  | EHD4X36AAL+WALLCON | *80CTL0701412A* | 24000 | 16.5 | 8.1 | 21400 | 16600 | 77.57% | 2 | 11.5 | 11 |  |  |  |  | R-410A | 2 | Residential & Commercial | USHP | Ducted CEE Tier 1
204456786 | Central HP <5.4 tons | KENMORE | HRCU-A-CB (Split System: Heat Pump with Remote Outdoor Unit-Air-Source) | (C,H,T)VH825GKA2* |  |  | EA*4X36L21A*+WALLCON | *96CTN1002122A* | 23600 | 16.5 | 8.1 | 21400 | 16600 | 77.57% | 1.94 | 11 | 11 |  |  |  |  | R-410A | 1.9667 | Residential & Commercial | USHP | Ducted CEE Tier 1
210106956 | Central HP <5.4 tons | RUSSELL | HRCU-A-CB (Split System: Heat Pump with Remote Outdoor Unit-Air-Source) | SP18AZ36AJVC |  |  | TCFZ6021SEAAM | S98MV0855A21UPS | 34200 | 19 | 8.5 | 34200 | 43000 | 125.7% | 2.2 | 0 | 12.5 |  |  |  |  | R-410A | 2.85 | Residential & Commercial | USHP | Ducted CEE Tier 1
215935921 | Central HP <5.4 tons | KEEPRITE | HRCU-A-CB (Split System: Heat Pump with Remote Outdoor Unit-Air-Source) | C5H3V36*K*AAA* |  |  | EVD5X42M17A*+WALLCON | *97CMN0601714B* | 34200 | 20 | 8.5 | 38000 | 27400 | 72.11% | 2.08 | 0 | 11 |  |  |  |  | R-454B | 2.85 | Residential & Commercial | USHP | Ducted CEE Tier 1
214075447 | Central HP <5.4 tons | RUSSELL | HRCU-A-CB (Split System: Heat Pump with Remote Outdoor Unit-Air-Source) | RD17AZ24AJ3N |  |  | TCFZ2417MTANM | S962V0703A17M4S | 22600 | 17 | 9.5 | 22600 | 16900 | 74.78% | 2 | 0 | 11.2 |  |  |  |  | R-410A | 1.8833 | Residential & Commercial | USHP | Ducted CEE Tier 1
214075231 | Central HP <5.4 tons | RUSSELL | HRCU-A-CB (Split System: Heat Pump with Remote Outdoor Unit-Air-Source) | RD17AZ60AJ3N |  |  | TCFZ6024STANM | S801VA100521M | 55000 | 18 | 8.1 | 54000 | 49500 | 91.67% | 1.75 | 0 | 10 |  |  |  |  | R-410A | 4.5833 | Residential & Commercial | USHP | Ducted CEE Tier 1
214075256 | Central HP <5.4 tons | RUSSELL | HRCU-A-CB (Split System: Heat Pump with Remote Outdoor Unit-Air-Source) | RD17AZ60AJ3N |  |  | TCFZ6024STANM | S802VA100521M | 55500 | 19 | 8.1 | 53500 | 49000 | 91.59% | 1.75 | 0 | 10 |  |  |  |  | R-410A | 4.625 | Residential & Commercial | USHP | Ducted CEE Tier 1
214075304 | Central HP <5.4 tons | RUSSELL | HRCU-A-CB (Split System: Heat Pump with Remote Outdoor Unit-Air-Source) | RD17AZ60AJ3N |  |  | TCFZ6024STANM | S802V0755A21DZ | 55500 | 18 | 8.1 | 54000 | 49000 | 90.74% | 1.75 | 0 | 10 |  |  |  |  | R-410A | 4.625 | Residential & Commercial | USHP | Ducted CEE Tier 1
213770725 | Central HP <5.4 tons | CARRIER | HRCU-A-CB (Split System: Heat Pump with Remote Outdoor Unit-Air-Source) | 25VNA825A*031* |  |  | CAP**3017AL*+UI | 58TN*B070C17**16 | 23400 | 16.5 | 8.1 | 21600 | 16700 | 77.31% | 1.92 | 0 | 11 |  |  |  |  | R-410A | 1.95 | Residential & Commercial | USHP | Ducted CEE Tier 1
213770925 | Central HP <5.4 tons | CARRIER | HRCU-A-CB (Split System: Heat Pump with Remote Outdoor Unit-Air-Source) | 25VNA825A*031* |  |  | CAP**3621AL*+UI | 58TN*B090C17**16 | 23600 | 16.5 | 8.1 | 21400 | 16600 | 77.57% | 1.94 | 0 | 10.5 |  |  |  |  | R-410A | 1.9667 | Residential & Commercial | USHP | Ducted CEE Tier 1
213771025 | Central HP <5.4 tons | CARRIER | HRCU-A-CB (Split System: Heat Pump with Remote Outdoor Unit-Air-Source) | 25VNA825A*031* |  |  | CAP**3717AL*+UI | 58TN*B045C17**12 | 24000 | 16 | 8.1 | 21600 | 16800 | 77.78% | 1.98 | 0 | 10.5 |  |  |  |  | R-410A | 2 | Residential & Commercial | USHP | Ducted CEE Tier 1
215674091 | Central HP <5.4 tons | KEEPRITE | HRCU-A-CB (Split System: Heat Pump with Remote Outdoor Unit-Air-Source) | C5H0V48*K*AAA* |  |  | EA*5X48M21A*+WALLCON | *95CSU0802120B* | 44000 | 17.5 | 9 | 48500 | 34200 | 70.52% | 2.06 | 0 | 9.5 |  |  |  |  | R-454B | 3.6667 | Residential & Commercial | USHP
215674341 | Central HP <5.4 tons | KEEPRITE | HRCU-A-CB (Split System: Heat Pump with Remote Outdoor Unit-Air-Source) | C5H0V48*K*AAA* |  |  | EA*5X61M21A*+WALLCON | *80CTL0701716B* | 45500 | 17.5 | 9 | 48000 | 34000 | 70.83% | 2.06 | 0 | 9.5 |  |  |  |  | R-454B | 3.7917 | Residential & Commercial | USHP
215667690 | Central HP <5.4 tons | KEEPRITE | HRCU-A-CB (Split System: Heat Pump with Remote Outdoor Unit-Air-Source) | C5H0V24*K*AAA* |  |  | EA*5X36M17A*+WALLCON | *97CMN0801714B* | 23000 | 17 | 9 | 23800 | 16700 | 70.17% | 1.98 | 0 | 10 |  |  |  |  | R-454B | 1.9167 | Residential & Commercial | USHP | Ducted CEE Tier 1
214243235 | Central HP <5.4 tons | CARRIER | HRCU-A-CB (Split System: Heat Pump with Remote Outdoor Unit-Air-Source) | 25VNA825A*031* |  |  | CNPV*4824AL*+UI | 59MN7C120C24**22 | 24200 | 17 | 8.1 | 21200 | 16600 | 78.3% | 2 | 0 | 11 |  |  |  |  | R-410A | 2.0167 | Residential & Commercial | USHP | Ducted CEE Tier 1
214066918 | Central HP <5.4 tons | RUSSELL | HRCU-A-CB (Split System: Heat Pump with Remote Outdoor Unit-Air-Source) | RD17AZ36AJ3N |  |  | TCFZ3621MTANM | S921V0703A17M4S | 34200 | 18 | 8.1 | 34200 | 29600 | 86.55% | 1.9 | 0 | 10 |  |  |  |  | R-410A | 2.85 | Residential & Commercial | USHP | Ducted CEE Tier 1
214066802 | Central HP <5.4 tons | RUSSELL | HRCU-A-CB (Split System: Heat Pump with Remote Outdoor Unit-Air-Source) | RD17AZ36AJ3N |  |  | TCFZ3621MTANM | S802V0755A21UHS | 34200 | 18 | 8.1 | 34200 | 29400 | 85.96% | 2 | 0 | 11.7 |  |  |  |  | R-410A | 2.85 | Residential & Commercial | USHP | Ducted CEE Tier 1
214075280 | Central HP <5.4 tons | RUSSELL | HRCU-A-CB (Split System: Heat Pump with Remote Outdoor Unit-Air-Source) | RD17AZ60AJ3N |  |  | TCFZ6024STANM | S802V1255A24DZ | 55500 | 18 | 8.1 | 53500 | 49000 | 91.59% | 1.75 | 0 | 10 |  |  |  |  | R-410A | 4.625 | Residential & Commercial | USHP | Ducted CEE Tier 1
214075314 | Central HP <5.4 tons | RUSSELL | HRCU-A-CB (Split System: Heat Pump with Remote Outdoor Unit-Air-Source) | RD17AZ60AJ3N |  |  | TCFZ6024STANM | S951V1005A21M4S | 55000 | 18 | 8.1 | 54000 | 49500 | 91.67% | 1.75 | 0 | 10 |  |  |  |  | R-410A | 4.5833 | Residential & Commercial | USHP | Ducted CEE Tier 1
213770275 | Central HP <5.4 tons | CARRIER | HRCU-A-CB (Split System: Heat Pump with Remote Outdoor Unit-Air-Source) | 25VNA448A*031* |  |  | CAP**4824AL*+UI | 59MN7C100C21**22 | 44000 | 21 | 9 | 46500 | 36200 | 77.85% | 2.26 | 0 | 11.5 |  |  |  |  | R-410A | 3.6667 | Residential & Commercial | USHP | Ducted CEE Tier 1
213770323 | Central HP <5.4 tons | CARRIER | HRCU-A-CB (Split System: Heat Pump with Remote Outdoor Unit-Air-Source) | 25VNA448A*031* |  |  | CSPH*4812AL*+UI | 58TN*B045C17**12 | 43000 | 19 | 8.5 | 47500 | 37600 | 79.16% | 2.12 | 0 | 10 |  |  |  |  | R-410A | 3.5833 | Residential & Commercial | USHP | Ducted CEE Tier 1
215674241 | Central HP <5.4 tons | KEEPRITE | HRCU-A-CB (Split System: Heat Pump with Remote Outdoor Unit-Air-Source) | C5H0V48*K*AAA* |  |  | EA*5X60M24A*+WALLCON | *97CMN0602120B* | 45000 | 17.5 | 9 | 47500 | 34000 | 71.58% | 2.06 | 0 | 9.5 |  |  |  |  | R-454B | 3.75 | Residential & Commercial | USHP
215674291 | Central HP <5.4 tons | KEEPRITE | HRCU-A-CB (Split System: Heat Pump with Remote Outdoor Unit-Air-Source) | C5H0V48*K*AAA* |  |  | EA*5X60M24A*+WALLCON | *96CTN1202422B* | 45000 | 18 | 9 | 47500 | 33600 | 70.74% | 2.06 | 0 | 10 |  |  |  |  | R-454B | 3.75 | Residential & Commercial | USHP | Ducted CEE Tier 1
215667172 | Central HP <5.4 tons | KEEPRITE | HRCU-A-CB (Split System: Heat Pump with Remote Outdoor Unit-Air-Source) | C5H0V24*K*AAA* |  |  | EA*5X25M17A*+WALLCON | *80CTL0451712B* | 23800 | 17 | 9 | 23400 | 16500 | 70.51% | 2 | 0 | 10 |  |  |  |  | R-454B | 1.9833 | Residential & Commercial | USHP | Ducted CEE Tier 1
210595811 | Central HP <5.4 tons | KENMORE | HRCU-A-CB (Split System: Heat Pump with Remote Outdoor Unit-Air-Source) | (C,H,T)VH837GKA** |  |  | EA*4X60L24A*+WALLCON | *80CTL0902120A* | 32800 | 17.5 | 8.5 | 31800 | 24800 | 77.99% | 1.98 | 0 | 11.7 |  |  |  |  | R-410A | 2.7333 | Residential & Commercial | USHP | Ducted CEE Tier 1
211719780 | Central HP <5.4 tons | COLEMAN | HRCU-A-CB (Split System: Heat Pump with Remote Outdoor Unit-Air-Source) | HMH72B341 |  |  | XAHB30CXXN1+TXV | CPLC080B12MP13 | 31600 | 16.5 | 8.1 | 32800 | 23000 | 70.12% | 1.96 | 0 | 9 |  |  |  |  | R-410A | 2.6333 | Residential & Commercial | USHP
212984609 | Central HP <5.4 tons | KEEPRITE | HRCU-A-CB (Split System: Heat Pump with Remote Outdoor Unit-Air-Source) | DLCURAH24ABK |  |  | EA*4X36L17A* | *92MSN0801716A* | 23600 | 17.5 | 8.5 | 26200 | 24000 | 91.6% | 2 | 0 | 10 |  |  |  |  | R-410A | 1.9667 | Residential & Commercial | USHP | Ducted CEE Tier 1
214240013 | Central HP <5.4 tons | CARRIER | HRCU-A-CB (Split System: Heat Pump with Remote Outdoor Unit-Air-Source) | 25VNA837A*030* |  |  | CNPV*4824AL*+UI | 59TN6C100C21**22 | 32400 | 17 | 8.1 | 32600 | 24600 | 75.46% | 1.96 | 0 | 11.7 |  |  |  |  | R-410A | 2.7 | Residential & Commercial | USHP | Ducted CEE Tier 1
214242505 | Central HP <5.4 tons | CARRIER | HRCU-A-CB (Split System: Heat Pump with Remote Outdoor Unit-Air-Source) | 25VNA825A*031* |  |  | CNPV*2417AL*+UI | 59TN6C080C17**14 | 23200 | 16 | 8.1 | 22000 | 16900 | 76.82% | 1.92 | 0 | 10.5 |  |  |  |  | R-410A | 1.9333 | Residential & Commercial | USHP | Ducted CEE Tier 1
213607745 | Central HP <5.4 tons | KEEPRITE | HRCU-A-CB (Split System: Heat Pump with Remote Outdoor Unit-Air-Source) | DLCURAH36ABK |  |  | FTMA4B48L0C* | 0 | 36400 | 17 | 9 | 37200 | 34600 | 93.01% | 2.08 | 0 | 10 |  |  |  |  | R-410A | 3.0333 | Residential & Commercial | USHP | Ducted CEE Tier 1
215941054 | Central HP <5.4 tons | CARRIER | HRCU-A-CB (Split System: Heat Pump with Remote Outdoor Unit-Air-Source) | 27VNA348A*030* |  |  | CAA**6121AM*+UI | 58CU*B060C17**16 | 45000 | 21 | 9.5 | 48500 | 37000 | 76.29% | 2 | 0 | 11.5 |  |  |  |  | R-454B | 3.75 | Residential & Commercial | USHP | Ducted CEE Tier 1
215939954 | Central HP <5.4 tons | CARRIER | HRCU-A-CB (Split System: Heat Pump with Remote Outdoor Unit-Air-Source) | 27VNA336A*030* |  |  | CSAH*3612AM*+UI | 58CU*B060C17**16 | 33400 | 19 | 9 | 34800 | 26600 | 76.44% | 1.92 | 0 | 11.5 |  |  |  |  | R-454B | 2.7833 | Residential & Commercial | USHP | Ducted CEE Tier 1
215940924 | Central HP <5.4 tons | CARRIER | HRCU-A-CB (Split System: Heat Pump with Remote Outdoor Unit-Air-Source) | 27VNA336A*030* |  |  | CVAVA6124XMA*+UI | 59TN7A120C24**22 | 36000 | 22 | 8.5 | 37600 | 28400 | 75.53% | 2.04 | 0 | 12.5 |  |  |  |  | R-454B | 3 | Residential & Commercial | USHP | Ducted CEE Tier 1
214066853 | Central HP <5.4 tons | RUSSELL | HRCU-A-CB (Split System: Heat Pump with Remote Outdoor Unit-Air-Source) | RD17AZ36AJ3N |  |  | TCFZ3621MTANM | S97MV0703A17DHS | 34200 | 18 | 8.1 | 34200 | 29800 | 87.13% | 1.9 | 0 | 10 |  |  |  |  | R-410A | 2.85 | Residential & Commercial | USHP | Ducted CEE Tier 1
214066600 | Central HP <5.4 tons | RUSSELL | HRCU-A-CB (Split System: Heat Pump with Remote Outdoor Unit-Air-Source) | RD17AZ36AJ3N |  |  | TCFZ3621MTANM | S951V0603A17UHU | 34200 | 18 | 8.1 | 34200 | 29800 | 87.13% | 1.9 | 0 | 10 |  |  |  |  | R-410A | 2.85 | Residential & Commercial | USHP | Ducted CEE Tier 1
214066704 | Central HP <5.4 tons | RUSSELL | HRCU-A-CB (Split System: Heat Pump with Remote Outdoor Unit-Air-Source) | RD17AZ36AJ3N |  |  | TCFZ3621MTANM | S962V0603A17M4S | 34200 | 18 | 8.1 | 34200 | 29800 | 87.13% | 1.9 | 0 | 10 |  |  |  |  | R-410A | 2.85 | Residential & Commercial | USHP | Ducted CEE Tier 1
216591709 | Central HP <5.4 tons | KENMORE | HRCU-A-CB (Split System: Heat Pump with Remote Outdoor Unit-Air-Source) | HH824E2S11 |  |  | CTM30B5ACS1 | Z9ET080B12SMPS1 | 23000 | 18 | 9.5 | 23000 | 18100 | 78.7% | 2 | 0 | 12 |  |  |  |  | R-454B | 1.9167 | Residential & Commercial | USHP | Ducted CEE Tier 1
216591711 | Central HP <5.4 tons | KENMORE | HRCU-A-CB (Split System: Heat Pump with Remote Outdoor Unit-Air-Source) | HH824E2S11 |  |  | CTU30B5XCS1+TXV | Z9ET080B12SMPS1 | 23000 | 18 | 9.5 | 23000 | 18100 | 78.7% | 2 | 0 | 12 |  |  |  |  | R-454B | 1.9167 | Residential & Commercial | USHP | Ducted CEE Tier 1
216591043 | Central HP <5.4 tons | KENMORE | HRCU-A-CB (Split System: Heat Pump with Remote Outdoor Unit-Air-Source) | HH860E2S11 |  |  | CTU60D5XGS1+JME18D2SN1+TXV | 0 | 46000 | 19 | 9.5 | 45500 | 33800 | 74.29% | 2 | 0 | 12 |  |  |  |  | R-454B | 3.8333 | Residential & Commercial | USHP | Ducted CEE Tier 1
216591068 | Central HP <5.4 tons | KENMORE | HRCU-A-CB (Split System: Heat Pump with Remote Outdoor Unit-Air-Source) | HH860E2S11 |  |  | CTM60C5CHS1 | Z8ES120C20SMPS1 | 53500 | 19 | 9 | 53500 | 38000 | 71.03% | 2 | 0 | 11.7 |  |  |  |  | R-454B | 4.4583 | Residential & Commercial | USHP | Ducted CEE Tier 1
216591073 | Central HP <5.4 tons | KENMORE | HRCU-A-CB (Split System: Heat Pump with Remote Outdoor Unit-Air-Source) | HH860E2S11 |  |  | CTU60D5XHS1+JME18D2SN1+TXV | 0 | 54000 | 19 | 9 | 53500 | 38500 | 71.96% | 2 | 0 | 12 |  |  |  |  | R-454B | 4.5 | Residential & Commercial | USHP | Ducted CEE Tier 1
216591566 | Central HP <5.4 tons | KENMORE | HRCU-A-CB (Split System: Heat Pump with Remote Outdoor Unit-Air-Source) | HH860E2S11 |  |  | JHE60D5CJ2SS1 | 0 | 53000 | 19 | 8.5 | 54000 | 39000 | 72.22% | 2 | 0 | 11 |  |  |  |  | R-454B | 4.4167 | Residential & Commercial | USHP | Ducted CEE Tier 1
212987515 | Central HP <5.4 tons | KEEPRITE | HRCU-A-CB (Split System: Heat Pump with Remote Outdoor Unit-Air-Source) | DLCURAH18ABK |  |  | EA*4X24L17A* | *96MSN0801716A* | 17700 | 16 | 8.5 | 18600 | 19400 | 104.3% | 2.32 | 0 | 10.5 |  |  |  |  | R-410A | 1.475 | Residential & Commercial | USHP | Ducted CEE Tier 1
213069562 | Central HP <5.4 tons | ACIQ | HRCU-A-CB (Split System: Heat Pump with Remote Outdoor Unit-Air-Source) | DLCURAH36ABK |  |  | EN(A,D,W)4X48L21** | *96VSN0802120A* | 36200 | 16 | 8.1 | 38500 | 34800 | 90.39% | 2.02 | 0 | 10 |  |  |  |  | R-410A | 3.0167 | Residential & Commercial | USHP | Ducted CEE Tier 1
213069576 | Central HP <5.4 tons | ACIQ | HRCU-A-CB (Split System: Heat Pump with Remote Outdoor Unit-Air-Source) | DLCURAH36ABK |  |  | EN(A,D)4X48L24** | *80ES(N,L)0702116A* | 35800 | 16.5 | 8.1 | 38500 | 34800 | 90.39% | 2 | 0 | 10 |  |  |  |  | R-410A | 2.9833 | Residential & Commercial | USHP | Ducted CEE Tier 1
214066575 | Central HP <5.4 tons | RUSSELL | HRCU-A-CB (Split System: Heat Pump with Remote Outdoor Unit-Air-Source) | RD17AZ36AJ3N |  |  | TCFZ3621MTANM | S802VA075421Z | 34200 | 18 | 8.1 | 34200 | 29400 | 85.96% | 2 | 0 | 10 |  |  |  |  | R-410A | 2.85 | Residential & Commercial | USHP | Ducted CEE Tier 1
213067190 | Central HP <5.4 tons | ACIQ | HRCU-A-CB (Split System: Heat Pump with Remote Outdoor Unit-Air-Source) | HVH837GKA2* |  |  | EHD4X60AAL+WALLCON | *80CTL0701716A* | 32800 | 17 | 8.1 | 32400 | 25000 | 77.16% | 2 | 0 | 11 |  |  |  |  | R-410A | 2.7333 | Residential & Commercial | USHP | Ducted CEE Tier 1
213069628 | Central HP <5.4 tons | ACIQ | HRCU-A-CB (Split System: Heat Pump with Remote Outdoor Unit-Air-Source) | DLCURAH24ABK |  |  | FJMA4*24L*B* | 0 | 24000 | 16 | 9 | 26400 | 23400 | 88.64% | 1.92 | 0 | 10 |  |  |  |  | R-410A | 2 | Residential & Commercial | USHP | Ducted CEE Tier 1
212987065 | Central HP <5.4 tons | KEEPRITE | HRCU-A-CB (Split System: Heat Pump with Remote Outdoor Unit-Air-Source) | DLCURAH18ABK |  |  | EN(A,D)4X24L17** | *96MSN0601412A* | 17300 | 16 | 8.1 | 18300 | 19200 | 104.9% | 2.32 | 0 | 10.5 |  |  |  |  | R-410A | 1.4417 | Residential & Commercial | USHP | Ducted CEE Tier 1
212987015 | Central HP <5.4 tons | KEEPRITE | HRCU-A-CB (Split System: Heat Pump with Remote Outdoor Unit-Air-Source) | DLCURAH18ABK |  |  | EA*4X25L17A* | *96MSN0601412A* | 17800 | 16.5 | 8.1 | 17700 | 17700 | 100% | 2.14 | 0 | 10.5 |  |  |  |  | R-410A | 1.4833 | Residential & Commercial | USHP | Ducted CEE Tier 1
216591734 | Central HP <5.4 tons | KENMORE | HRCU-A-CB (Split System: Heat Pump with Remote Outdoor Unit-Air-Source) | HH836E2S11 |  |  | CTU48C5XFS1+TXV | Z8ES080C16SMPS1 | 34400 | 19 | 9 | 32200 | 25400 | 78.88% | 2 | 0 | 11 |  |  |  |  | R-454B | 2.8667 | Residential & Commercial | USHP | Ducted CEE Tier 1
216591809 | Central HP <5.4 tons | KENMORE | HRCU-A-CB (Split System: Heat Pump with Remote Outdoor Unit-Air-Source) | HH836E2S11 |  |  | CTM36C5CDS1+JME12C2SN1 | 0 | 33400 | 19 | 9 | 30400 | 24800 | 81.58% | 2 | 0 | 12 |  |  |  |  | R-454B | 2.7833 | Residential & Commercial | USHP | Ducted CEE Tier 1
216591902 | Central HP <5.4 tons | KENMORE | HRCU-A-CB (Split System: Heat Pump with Remote Outdoor Unit-Air-Source) | HH836E2S11 |  |  | CTM36C5CDS1 | Z8ES100C16SMPS1 | 34200 | 18 | 8.5 | 31600 | 26000 | 82.28% | 2 | 0 | 11.7 |  |  |  |  | R-454B | 2.85 | Residential & Commercial | USHP | Ducted CEE Tier 1
216591720 | Central HP <5.4 tons | KENMORE | HRCU-A-CB (Split System: Heat Pump with Remote Outdoor Unit-Air-Source) | HH824E2S11 |  |  | CTM30B5ACS1 | Z8ET080B12LMPS1 | 23000 | 18 | 9.5 | 23000 | 18400 | 80% | 2 | 0 | 12 |  |  |  |  | R-454B | 1.9167 | Residential & Commercial | USHP | Ducted CEE Tier 1
216591820 | Central HP <5.4 tons | KENMORE | HRCU-A-CB (Split System: Heat Pump with Remote Outdoor Unit-Air-Source) | HH824E2S11 |  |  | CTM36B5ADS1 | Z8ET080B12LMPS1 | 23000 | 19 | 9.5 | 23000 | 18600 | 80.87% | 2 | 0 | 12 |  |  |  |  | R-454B | 1.9167 | Residential & Commercial | USHP | Ducted CEE Tier 1
210595836 | Central HP <5.4 tons | KENMORE | HRCU-A-CB (Split System: Heat Pump with Remote Outdoor Unit-Air-Source) | (C,H,T)VH837GKA** |  |  | EA*4X61L24A*+WALLCON | *80CSU1002120A* | 33200 | 17.5 | 8.1 | 32000 | 24800 | 77.5% | 1.98 | 0 | 11.5 |  |  |  |  | R-410A | 2.7667 | Residential & Commercial | USHP | Ducted CEE Tier 1
210595845 | Central HP <5.4 tons | KENMORE | HRCU-A-CB (Split System: Heat Pump with Remote Outdoor Unit-Air-Source) | (C,H,T)VH837GKA** |  |  | EA*4X61L24A*+WALLCON | *97CMN0602120A* | 33000 | 17.5 | 8.5 | 32400 | 25200 | 77.78% | 1.98 | 0 | 11.7 |  |  |  |  | R-410A | 2.75 | Residential & Commercial | USHP | Ducted CEE Tier 1
210595852 | Central HP <5.4 tons | KENMORE | HRCU-A-CB (Split System: Heat Pump with Remote Outdoor Unit-Air-Source) | (C,H,T)VH837GKA** |  |  | EHD4X36AAL+WALLCON | *95CSU0802120A* | 32200 | 16.5 | 8.1 | 33200 | 24600 | 74.1% | 1.94 | 0 | 11 |  |  |  |  | R-410A | 2.6833 | Residential & Commercial | USHP | Ducted CEE Tier 1
210595854 | Central HP <5.4 tons | KENMORE | HRCU-A-CB (Split System: Heat Pump with Remote Outdoor Unit-Air-Source) | (C,H,T)VH837GKA** |  |  | EHD4X60AAL+WALLCON | *80CSU0601716A* | 33000 | 16.5 | 8.1 | 32400 | 24800 | 76.54% | 1.98 | 0 | 11 |  |  |  |  | R-410A | 2.75 | Residential & Commercial | USHP | Ducted CEE Tier 1
210595879 | Central HP <5.4 tons | KENMORE | HRCU-A-CB (Split System: Heat Pump with Remote Outdoor Unit-Air-Source) | (C,H,T)VH837GKA** |  |  | EN(A,D)4X48L24**+WALLCON | *80CSU1002120A* | 32400 | 17 | 8.1 | 33000 | 24800 | 75.15% | 1.94 | 0 | 11.5 |  |  |  |  | R-410A | 2.7 | Residential & Commercial | USHP | Ducted CEE Tier 1
210595645 | Central HP <5.4 tons | KENMORE | HRCU-A-CB (Split System: Heat Pump with Remote Outdoor Unit-Air-Source) | (C,H,T)VH825GKA2* |  |  | EA*4X48L24A*+WALLCON | *97CMN0602120A* | 24000 | 16.5 | 8.1 | 21000 | 16600 | 79.05% | 2 | 0 | 11 |  |  |  |  | R-410A | 2 | Residential & Commercial | USHP | Ducted CEE Tier 1
210595677 | Central HP <5.4 tons | KENMORE | HRCU-A-CB (Split System: Heat Pump with Remote Outdoor Unit-Air-Source) | (C,H,T)VH825GKA2* |  |  | EHD4X48AAL+WALLCON | *95CSU0802120A* | 24200 | 16.5 | 8.1 | 21200 | 16600 | 78.3% | 2.02 | 0 | 11 |  |  |  |  | R-410A | 2.0167 | Residential & Commercial | USHP | Ducted CEE Tier 1
211394529 | Central HP <5.4 tons | CHAMPION HEATING AND COOLING | HRCU-A-CB (Split System: Heat Pump with Remote Outdoor Unit-Air-Source) | HMH72B341 |  |  | XAFD48FXXN1+TXV | TM9V100C20MP12 | 34000 | 16.5 | 8.5 | 33000 | 24200 | 73.33% | 2.1 | 0 | 9 |  |  |  |  | R-410A | 2.8333 | Residential & Commercial | USHP
211394979 | Central HP <5.4 tons | CHAMPION HEATING AND COOLING | HRCU-A-CB (Split System: Heat Pump with Remote Outdoor Unit-Air-Source) | HMH72B341 |  |  | XAUC48FXXN1+TXV | TP9C100C16MP13 | 33800 | 16.5 | 8.5 | 32400 | 23800 | 73.46% | 2.08 | 0 | 9.5 |  |  |  |  | R-410A | 2.8167 | Residential & Commercial | USHP
211388030 | Central HP <5.4 tons | CHAMPION HEATING AND COOLING | HRCU-A-CB (Split System: Heat Pump with Remote Outdoor Unit-Air-Source) | HMH72B341 |  |  | XAHC36DXXN1+TXV | TM9V060B12MP12 | 33200 | 17 | 8.1 | 33400 | 23800 | 71.26% | 2 | 0 | 9.5 |  |  |  |  | R-410A | 2.7667 | Residential & Commercial | USHP
211393160 | Central HP <5.4 tons | CHAMPION HEATING AND COOLING | HRCU-A-CB (Split System: Heat Pump with Remote Outdoor Unit-Air-Source) | HMH72B341 |  |  | XAHC36DBCN1 | TL9E060B12UH11 | 32800 | 17.5 | 8.1 | 32400 | 22800 | 70.37% | 1.98 | 0 | 9.5 |  |  |  |  | R-410A | 2.7333 | Residential & Commercial | USHP
211393328 | Central HP <5.4 tons | CHAMPION HEATING AND COOLING | HRCU-A-CB (Split System: Heat Pump with Remote Outdoor Unit-Air-Source) | HMH72B341 |  |  | XAHC36DBCN1 | TL8E100C20UH11 | 34000 | 17 | 8.1 | 34000 | 24400 | 71.76% | 2.1 | 0 | 9.5 |  |  |  |  | R-410A | 2.8333 | Residential & Commercial | USHP
216754787 | Central HP <5.4 tons | KEEPRITE | HRCU-A-CB (Split System: Heat Pump with Remote Outdoor Unit-Air-Source) | D5CUHAH30AAK |  |  | EA*5X37M21A* | *80CSU0601716A* | 31800 | 15.2 | 9 | 34400 | 30200 | 87.79% | 1.8 | 0 | 9.5 |  |  |  |  | R-454B | 2.65 | Residential & Commercial | USHP
216757961 | Central HP <5.4 tons | KEEPRITE | HRCU-A-CB (Split System: Heat Pump with Remote Outdoor Unit-Air-Source) | D5CUHAH30AAK |  |  | EA*5X43M21A* | *95MSU1002120A* | 31200 | 15.5 | 9 | 34200 | 30200 | 88.3% | 1.8 | 0 | 9.5 |  |  |  |  | R-454B | 2.6 | Residential & Commercial | USHP
210595686 | Central HP <5.4 tons | KENMORE | HRCU-A-CB (Split System: Heat Pump with Remote Outdoor Unit-Air-Source) | (C,H,T)VH825GKA2* |  |  | EHD4X48AAL+WALLCON | *97CMN1002122A* | 24200 | 16 | 8.1 | 21200 | 16700 | 78.77% | 2.04 | 0 | 11 |  |  |  |  | R-410A | 2.0167 | Residential & Commercial | USHP | Ducted CEE Tier 1
210595688 | Central HP <5.4 tons | KENMORE | HRCU-A-CB (Split System: Heat Pump with Remote Outdoor Unit-Air-Source) | (C,H,T)VH825GKA2* |  |  | EN(A,D)4X48L24**+WALLCON | *80CSU1002120A* | 24000 | 16.5 | 8.1 | 21400 | 16600 | 77.57% | 2 | 0 | 11 |  |  |  |  | R-410A | 2 | Residential & Commercial | USHP | Ducted CEE Tier 1
210595586 | Central HP <5.4 tons | KENMORE | HRCU-A-CB (Split System: Heat Pump with Remote Outdoor Unit-Air-Source) | (C,H,T)VH825GKA2* |  |  | EA*4X42L21A*+WALLCON | *80CTL0701716A* | 23800 | 16.5 | 8.1 | 21400 | 16600 | 77.57% | 1.96 | 0 | 11 |  |  |  |  | R-410A | 1.9833 | Residential & Commercial | USHP | Ducted CEE Tier 1
210595595 | Central HP <5.4 tons | KENMORE | HRCU-A-CB (Split System: Heat Pump with Remote Outdoor Unit-Air-Source) | (C,H,T)VH825GKA2* |  |  | EA*4X42L21A*+WALLCON | *97CMN0602120A* | 23600 | 16 | 8.1 | 21400 | 16700 | 78.04% | 1.94 | 0 | 11 |  |  |  |  | R-410A | 1.9667 | Residential & Commercial | USHP | Ducted CEE Tier 1
215935504 | Central HP <5.4 tons | CARRIER | HRCU-A-CB (Split System: Heat Pump with Remote Outdoor Unit-Air-Source) | 27VNA336A*030* |  |  | CVAVA2517XMA*+UI | 59MN7C060C17**14 | 34000 | 20 | 8.1 | 38000 | 27200 | 71.58% | 2 | 0 | 11 |  |  |  |  | R-454B | 2.8333 | Residential & Commercial | USHP | Ducted CEE Tier 1
211397065 | Central HP <5.4 tons | CHAMPION HEATING AND COOLING | HRCU-A-CB (Split System: Heat Pump with Remote Outdoor Unit-Air-Source) | HMH72B341 |  |  | XAHC48FXXN1+TXV | TM8V100C20MP12 | 33800 | 16.5 | 8.5 | 32400 | 23800 | 73.46% | 2.06 | 0 | 9 |  |  |  |  | R-410A | 2.8167 | Residential & Commercial | USHP
211394500 | Central HP <5.4 tons | CHAMPION HEATING AND COOLING | HRCU-A-CB (Split System: Heat Pump with Remote Outdoor Unit-Air-Source) | HMH72B341 |  |  | XAHC48FBCN1 | TM9V100C20MP12 | 33200 | 17 | 8.5 | 32000 | 23400 | 73.12% | 2.04 | 0 | 9 |  |  |  |  | R-410A | 2.7667 | Residential & Commercial | USHP
211397290 | Central HP <5.4 tons | CHAMPION HEATING AND COOLING | HRCU-A-CB (Split System: Heat Pump with Remote Outdoor Unit-Air-Source) | HMH72B341 |  |  | XAHD48FBCN1 | TM8V100C16MP12 | 33600 | 16 | 8.5 | 32400 | 23800 | 73.46% | 2.06 | 0 | 9 |  |  |  |  | R-410A | 2.8 | Residential & Commercial | USHP
215935704 | Central HP <5.4 tons | CARRIER | HRCU-A-CB (Split System: Heat Pump with Remote Outdoor Unit-Air-Source) | 27VNA336A*030* |  |  | CVAVA3621XMA*+UI | 59MN7C060C17**14 | 34000 | 20 | 8.1 | 38000 | 27000 | 71.05% | 2 | 0 | 11 |  |  |  |  | R-454B | 2.8333 | Residential & Commercial | USHP | Ducted CEE Tier 1
215935854 | Central HP <5.4 tons | CARRIER | HRCU-A-CB (Split System: Heat Pump with Remote Outdoor Unit-Air-Source) | 27VNA336A*030* |  |  | CVAVA3817XMA*+UI | 58TN*B090C17**16 | 35400 | 21.5 | 8.5 | 38000 | 28800 | 75.79% | 2.02 | 0 | 12 |  |  |  |  | R-454B | 2.95 | Residential & Commercial | USHP | Ducted CEE Tier 1
215936154 | Central HP <5.4 tons | CARRIER | HRCU-A-CB (Split System: Heat Pump with Remote Outdoor Unit-Air-Source) | 27VNA336A*030* |  |  | CVAVA4224XMA*+UI | 58TN*B070C21**20 | 35400 | 21.5 | 8.5 | 38000 | 28600 | 75.26% | 2.04 | 0 | 12 |  |  |  |  | R-454B | 2.95 | Residential & Commercial | USHP | Ducted CEE Tier 1
212984057 | Central HP <5.4 tons | KEEPRITE | HRCU-A-CB (Split System: Heat Pump with Remote Outdoor Unit-Air-Source) | DLCURAH24ABK |  |  | EA*4X30L17A* | *92MSN0601714A* | 23600 | 17 | 8.5 | 26400 | 24600 | 93.18% | 2.04 | 0 | 10 |  |  |  |  | R-410A | 1.9667 | Residential & Commercial | USHP | Ducted CEE Tier 1
215936304 | Central HP <5.4 tons | CARRIER | HRCU-A-CB (Split System: Heat Pump with Remote Outdoor Unit-Air-Source) | 27VNA336A*030* |  |  | CVAVA4824XMA*+UI | 58TN*B070C21**20 | 35000 | 21.5 | 8.5 | 38500 | 28400 | 73.77% | 2.04 | 0 | 12 |  |  |  |  | R-454B | 2.9167 | Residential & Commercial | USHP | Ducted CEE Tier 1
215935954 | Central HP <5.4 tons | CARRIER | HRCU-A-CB (Split System: Heat Pump with Remote Outdoor Unit-Air-Source) | 27VNA336A*030* |  |  | CVAVA4221XMA*+UI | 58CU*A060C17**16 | 34400 | 21 | 8.5 | 38500 | 28200 | 73.25% | 2.04 | 0 | 11.7 |  |  |  |  | R-454B | 2.8667 | Residential & Commercial | USHP | Ducted CEE Tier 1
216821243 | Central HP <5.4 tons | RUSSELL | HRCU-A-CB (Split System: Heat Pump with Remote Outdoor Unit-Air-Source) | RD18AY24AJVC |  |  | TCFY2417MTANM | S962V0703A17M4 | 21000 | 17 | 8.1 | 21000 | 17000 | 80.95% | 1.9 | 0 | 10 |  |  |  |  | R-454B | 1.75 | Residential & Commercial | USHP | Ducted CEE Tier 1
211244917 | Central HP <5.4 tons | KEEPRITE | HRCU-A-CB (Split System: Heat Pump with Remote Outdoor Unit-Air-Source) | DLCURAH24ABK |  |  | EN(A,D,W)4X36L17** | *95ESU0401712A* | 23600 | 16.5 | 8.1 | 25800 | 23600 | 91.47% | 1.96 | 0 | 10 |  |  |  |  | R-410A | 1.9667 | Residential & Commercial | USHP | Ducted CEE Tier 1
214229152 | Central HP <5.4 tons | KEEPRITE | HRCU-A-CB (Split System: Heat Pump with Remote Outdoor Unit-Air-Source) | DLCURAH24ABK |  |  | EA*4X30L17A* | *80MSU0601716A* | 23600 | 17 | 8.5 | 25800 | 24200 | 93.8% | 2.02 | 0 | 10 |  |  |  |  | R-410A | 1.9667 | Residential & Commercial | USHP | Ducted CEE Tier 1
210595695 | Central HP <5.4 tons | KENMORE | HRCU-A-CB (Split System: Heat Pump with Remote Outdoor Unit-Air-Source) | (C,H,T)VH825GKA2* |  |  | EN(A,D)4X48L24**+WALLCON | *97CMN1002122A* | 24200 | 17 | 8.1 | 21400 | 16600 | 77.57% | 2.02 | 0 | 11.5 |  |  |  |  | R-410A | 2.0167 | Residential & Commercial | USHP | Ducted CEE Tier 1
210595720 | Central HP <5.4 tons | KENMORE | HRCU-A-CB (Split System: Heat Pump with Remote Outdoor Unit-Air-Source) | (C,H,T)VH825GKA2* |  |  | EN(A,D,W)4X48L21**+WALLCON | *95CSU0802120A* | 24200 | 17 | 8.1 | 21200 | 16600 | 78.3% | 2.02 | 0 | 11.5 |  |  |  |  | R-410A | 2.0167 | Residential & Commercial | USHP | Ducted CEE Tier 1
210595734 | Central HP <5.4 tons | KENMORE | HRCU-A-CB (Split System: Heat Pump with Remote Outdoor Unit-Air-Source) | (C,H,T)VH825GKA2* |  |  | END4X42L17**+WALLCON | *80CTL0901716A* | 24000 | 17 | 8.1 | 21400 | 16600 | 77.57% | 2 | 0 | 11.5 |  |  |  |  | R-410A | 2 | Residential & Commercial | USHP | Ducted CEE Tier 1
210595611 | Central HP <5.4 tons | KENMORE | HRCU-A-CB (Split System: Heat Pump with Remote Outdoor Unit-Air-Source) | (C,H,T)VH825GKA2* |  |  | EA*4X43L21A*+WALLCON | *80CTL0701716A* | 24400 | 17 | 8.5 | 21200 | 16600 | 78.3% | 2.02 | 0 | 11 |  |  |  |  | R-410A | 2.0333 | Residential & Commercial | USHP | Ducted CEE Tier 1
214066646 | Central HP <5.4 tons | RUSSELL | HRCU-A-CB (Split System: Heat Pump with Remote Outdoor Unit-Air-Source) | RD17AZ36AJ3N |  |  | TCFZ3621MTANM | S951V0403A17M4S | 34200 | 18 | 8.1 | 34200 | 29600 | 86.55% | 1.9 | 0 | 10 |  |  |  |  | R-410A | 2.85 | Residential & Commercial | USHP | Ducted CEE Tier 1
214075552 | Central HP <5.4 tons | RUSSELL | HRCU-A-CB (Split System: Heat Pump with Remote Outdoor Unit-Air-Source) | RD17AZ24AJ3N |  |  | TCFZ2417MTANM | S97MV0703A17DHS | 22600 | 17 | 9.5 | 22600 | 16900 | 74.78% | 2 | 0 | 11.2 |  |  |  |  | R-410A | 1.8833 | Residential & Commercial | USHP | Ducted CEE Tier 1
214075584 | Central HP <5.4 tons | RUSSELL | HRCU-A-CB (Split System: Heat Pump with Remote Outdoor Unit-Air-Source) | RD17AZ24AJ3N |  |  | TCFZ2417MTANM | S951V0403A17M4S | 22600 | 17 | 9.5 | 22600 | 16900 | 74.78% | 2 | 0 | 11.2 |  |  |  |  | R-410A | 1.8833 | Residential & Commercial | USHP | Ducted CEE Tier 1
214075318 | Central HP <5.4 tons | RUSSELL | HRCU-A-CB (Split System: Heat Pump with Remote Outdoor Unit-Air-Source) | RD17AZ60AJ3N |  |  | TCFZ6024STANM | S951V1155A24M4S | 55500 | 18 | 8.1 | 54000 | 49000 | 90.74% | 1.75 | 0 | 10 |  |  |  |  | R-410A | 4.625 | Residential & Commercial | USHP | Ducted CEE Tier 1
214075383 | Central HP <5.4 tons | RUSSELL | HRCU-A-CB (Split System: Heat Pump with Remote Outdoor Unit-Air-Source) | RD17AZ60AJ3N |  |  | TCFZ6024STANM | S98MV0855A21UPS | 55000 | 18 | 8.1 | 54000 | 49500 | 91.67% | 1.75 | 0 | 10 |  |  |  |  | R-410A | 4.5833 | Residential & Commercial | USHP | Ducted CEE Tier 1
213771702 | Central HP <5.4 tons | KEEPRITE | HRCU-A-CB (Split System: Heat Pump with Remote Outdoor Unit-Air-Source) | CVH825GKA2* |  |  | EA*4X48L24A*+WALLCON | *80CTL1352422B* | 24200 | 17 | 8.1 | 21000 | 16500 | 78.57% | 2.02 | 0 | 11 |  |  |  |  | R-410A | 2.0167 | Residential & Commercial | USHP | Ducted CEE Tier 1
213770682 | Central HP <5.4 tons | KEEPRITE | HRCU-A-CB (Split System: Heat Pump with Remote Outdoor Unit-Air-Source) | CVH825GKA2* |  |  | EA*4X25L17A*+WALLCON | *96CTN0801714B* | 24200 | 16.5 | 8.1 | 21400 | 16700 | 78.04% | 2.02 | 0 | 11 |  |  |  |  | R-410A | 2.0167 | Residential & Commercial | USHP | Ducted CEE Tier 1
213069644 | Central HP <5.4 tons | ACIQ | HRCU-A-CB (Split System: Heat Pump with Remote Outdoor Unit-Air-Source) | DLCURAH24ABK |  |  | EA*4X24L17A* | *96VSN0401410A* | 23400 | 15.5 | 8.5 | 26800 | 24800 | 92.54% | 2.04 | 0 | 9.5 |  |  |  |  | R-410A | 1.95 | Residential & Commercial | USHP
213069645 | Central HP <5.4 tons | ACIQ | HRCU-A-CB (Split System: Heat Pump with Remote Outdoor Unit-Air-Source) | DLCURAH24ABK |  |  | EA*4X24L17A* | *96VSN0401712A* | 23000 | 15.5 | 8.5 | 26400 | 26000 | 98.48% | 2.18 | 0 | 9.5 |  |  |  |  | R-410A | 1.9167 | Residential & Commercial | USHP
213069678 | Central HP <5.4 tons | ACIQ | HRCU-A-CB (Split System: Heat Pump with Remote Outdoor Unit-Air-Source) | DLCURAH24ABK |  |  | EA*4X24L17A* | OMV098J12* | 23400 | 16.5 | 8.5 | 26600 | 25000 | 93.98% | 2.08 | 0 | 10 |  |  |  |  | R-410A | 1.95 | Residential & Commercial | USHP | Ducted CEE Tier 1
213069696 | Central HP <5.4 tons | ACIQ | HRCU-A-CB (Split System: Heat Pump with Remote Outdoor Unit-Air-Source) | DLCURAH24ABK |  |  | EA*4X25L17A* | *80VTL0701716A* | 24800 | 17 | 8.5 | 25400 | 21200 | 83.46% | 1.78 | 0 | 10.5 |  |  |  |  | R-410A | 2.0667 | Residential & Commercial | USHP | Ducted CEE Tier 1
213069710 | Central HP <5.4 tons | ACIQ | HRCU-A-CB (Split System: Heat Pump with Remote Outdoor Unit-Air-Source) | DLCURAH24ABK |  |  | EA*4X25L17A* | *92ESN0801716A* | 25000 | 17.5 | 8.5 | 25600 | 21000 | 82.03% | 1.78 | 0 | 10.5 |  |  |  |  | R-410A | 2.0833 | Residential & Commercial | USHP | Ducted CEE Tier 1
213069713 | Central HP <5.4 tons | ACIQ | HRCU-A-CB (Split System: Heat Pump with Remote Outdoor Unit-Air-Source) | DLCURAH24ABK |  |  | EA*4X25L17A* | *92ESN0401410A* | 24800 | 15.5 | 8.5 | 26000 | 21200 | 81.54% | 1.76 | 0 | 10 |  |  |  |  | R-410A | 2.0667 | Residential & Commercial | USHP | Ducted CEE Tier 1
213069727 | Central HP <5.4 tons | ACIQ | HRCU-A-CB (Split System: Heat Pump with Remote Outdoor Unit-Air-Source) | DLCURAH24ABK |  |  | EA*4X30L14A* | *96VTN0601412A* | 23400 | 16.5 | 8.5 | 25800 | 24200 | 93.8% | 2 | 0 | 10 |  |  |  |  | R-410A | 1.95 | Residential & Commercial | USHP | Ducted CEE Tier 1
211397726 | Central HP <5.4 tons | CHAMPION HEATING AND COOLING | HRCU-A-CB (Split System: Heat Pump with Remote Outdoor Unit-Air-Source) | HMH72B341 |  |  | XAFC48FXXN1+TXV | TMLV100C16MP12 | 34000 | 16.5 | 8.5 | 33200 | 24400 | 73.49% | 2.1 | 0 | 9 |  |  |  |  | R-410A | 2.8333 | Residential & Commercial | USHP
211397835 | Central HP <5.4 tons | CHAMPION HEATING AND COOLING | HRCU-A-CB (Split System: Heat Pump with Remote Outdoor Unit-Air-Source) | HMH72B341 |  |  | XAFC48FBCN1 | TMLV100C16MP12 | 34000 | 16.5 | 8.5 | 33200 | 24400 | 73.49% | 2.1 | 0 | 9 |  |  |  |  | R-410A | 2.8333 | Residential & Commercial | USHP
211396799 | Central HP <5.4 tons | CHAMPION HEATING AND COOLING | HRCU-A-CB (Split System: Heat Pump with Remote Outdoor Unit-Air-Source) | HMH72B341 |  |  | XAHC48FXXN1+TXV | TM8Y080C16MP11 | 33600 | 17 | 8.1 | 32600 | 24000 | 73.62% | 2.04 | 0 | 9 |  |  |  |  | R-410A | 2.8 | Residential & Commercial | USHP
211396922 | Central HP <5.4 tons | CHAMPION HEATING AND COOLING | HRCU-A-CB (Split System: Heat Pump with Remote Outdoor Unit-Air-Source) | HMH72B341 |  |  | XAFC48FBCN1 | TM8Y100C16MP11 | 34000 | 17.5 | 8.5 | 33200 | 24400 | 73.49% | 2.08 | 0 | 9 |  |  |  |  | R-410A | 2.8333 | Residential & Commercial | USHP
211393464 | Central HP <5.4 tons | CHAMPION HEATING AND COOLING | HRCU-A-CB (Split System: Heat Pump with Remote Outdoor Unit-Air-Source) | HMH72B341 |  |  | XAFC36DBCN1 | TL8E080C16UH11 | 34000 | 17.5 | 8.1 | 34000 | 24200 | 71.18% | 2.1 | 0 | 10 |  |  |  |  | R-410A | 2.8333 | Residential & Commercial | USHP | Ducted CEE Tier 1
211393875 | Central HP <5.4 tons | CHAMPION HEATING AND COOLING | HRCU-A-CB (Split System: Heat Pump with Remote Outdoor Unit-Air-Source) | HMH72B341 |  |  | XAHD48FBCN1 | TM9Y100C16MP11 | 33200 | 15.5 | 8.1 | 32400 | 23600 | 72.84% | 2.02 | 0 | 9 |  |  |  |  | R-410A | 2.7667 | Residential & Commercial | USHP
211393950 | Central HP <5.4 tons | CHAMPION HEATING AND COOLING | HRCU-A-CB (Split System: Heat Pump with Remote Outdoor Unit-Air-Source) | HMH72B341 |  |  | XAFC48FXXN1+TXV | TM9Y100C16MP11 | 33800 | 17.5 | 8.5 | 32800 | 24200 | 73.78% | 2.06 | 0 | 9 |  |  |  |  | R-410A | 2.8167 | Residential & Commercial | USHP
214075264 | Central HP <5.4 tons | RUSSELL | HRCU-A-CB (Split System: Heat Pump with Remote Outdoor Unit-Air-Source) | RD17AZ60AJ3N |  |  | TCFZ6024STANM | S802V1255A24UHN | 55500 | 18 | 8.1 | 53500 | 49000 | 91.59% | 1.75 | 0 | 10 |  |  |  |  | R-410A | 4.625 | Residential & Commercial | USHP | Ducted CEE Tier 1
211397131 | Central HP <5.4 tons | CHAMPION HEATING AND COOLING | HRCU-A-CB (Split System: Heat Pump with Remote Outdoor Unit-Air-Source) | HMH72B341 |  |  | XAHC48FBCN1 | TM8V120C20MP12 | 33800 | 16.5 | 8.5 | 32400 | 23800 | 73.46% | 2.06 | 0 | 9 |  |  |  |  | R-410A | 2.8167 | Residential & Commercial | USHP
211397206 | Central HP <5.4 tons | CHAMPION HEATING AND COOLING | HRCU-A-CB (Split System: Heat Pump with Remote Outdoor Unit-Air-Source) | HMH72B341 |  |  | XAHD48FXXN1+TXV | TM8V100C16MP12 | 33600 | 16 | 8.5 | 32400 | 23800 | 73.46% | 2.06 | 0 | 9 |  |  |  |  | R-410A | 2.8 | Residential & Commercial | USHP
211397501 | Central HP <5.4 tons | CHAMPION HEATING AND COOLING | HRCU-A-CB (Split System: Heat Pump with Remote Outdoor Unit-Air-Source) | HMH72B341 |  |  | XAHC48FBCN1 | TPLC100C16MP13 | 33600 | 16.5 | 8.5 | 32400 | 23800 | 73.46% | 2.06 | 0 | 9 |  |  |  |  | R-410A | 2.8 | Residential & Commercial | USHP
211393905 | Central HP <5.4 tons | CHAMPION HEATING AND COOLING | HRCU-A-CB (Split System: Heat Pump with Remote Outdoor Unit-Air-Source) | HMH72B341 |  |  | XAHC48FBCN1 | TM9Y100C16MP11 | 33200 | 17 | 8.1 | 32400 | 23600 | 72.84% | 2.02 | 0 | 9 |  |  |  |  | R-410A | 2.7667 | Residential & Commercial | USHP
211395354 | Central HP <5.4 tons | CHAMPION HEATING AND COOLING | HRCU-A-CB (Split System: Heat Pump with Remote Outdoor Unit-Air-Source) | HMH72B341 |  |  | XAFC48FBCN1 | TM9V080C16MP12 | 33400 | 16.5 | 8.5 | 32400 | 23600 | 72.84% | 2.06 | 0 | 9.5 |  |  |  |  | R-410A | 2.7833 | Residential & Commercial | USHP
211395897 | Central HP <5.4 tons | CHAMPION HEATING AND COOLING | HRCU-A-CB (Split System: Heat Pump with Remote Outdoor Unit-Air-Source) | HMH72B341 |  |  | XAFC48FBCN1 | TP9C060B12MP13 | 33000 | 16.5 | 8.1 | 32400 | 24000 | 74.07% | 2.04 | 0 | 9 |  |  |  |  | R-410A | 2.75 | Residential & Commercial | USHP
211395479 | Central HP <5.4 tons | CHAMPION HEATING AND COOLING | HRCU-A-CB (Split System: Heat Pump with Remote Outdoor Unit-Air-Source) | HMH72B341 |  |  | XAHC48FXXN1+TXV | TP9C080B12MP13 | 32800 | 16 | 8.1 | 32200 | 23600 | 73.29% | 2.02 | 0 | 9 |  |  |  |  | R-410A | 2.7333 | Residential & Commercial | USHP
211392373 | Central HP <5.4 tons | CHAMPION HEATING AND COOLING | HRCU-A-CB (Split System: Heat Pump with Remote Outdoor Unit-Air-Source) | HMH72B341 |  |  | XAFC30CXXN1+TXV | TMLE080B12MP11 | 32800 | 17.5 | 8.1 | 34000 | 23800 | 70% | 2.02 | 0 | 9.5 |  |  |  |  | R-410A | 2.7333 | Residential & Commercial | USHP
211391636 | Central HP <5.4 tons | CHAMPION HEATING AND COOLING | HRCU-A-CB (Split System: Heat Pump with Remote Outdoor Unit-Air-Source) | HMH72B341 |  |  | XAHC30CXXN1+TXV | TM8E100B12MP11 | 32000 | 17.5 | 8.1 | 32600 | 23000 | 70.55% | 1.98 | 0 | 9.5 |  |  |  |  | R-410A | 2.6667 | Residential & Commercial | USHP
211392171 | Central HP <5.4 tons | CHAMPION HEATING AND COOLING | HRCU-A-CB (Split System: Heat Pump with Remote Outdoor Unit-Air-Source) | HMH72B341 |  |  | XAHC36DBCN1 | TM8E080B12MP11 | 33400 | 17.5 | 8.1 | 33200 | 23400 | 70.48% | 2.02 | 0 | 9.5 |  |  |  |  | R-410A | 2.7833 | Residential & Commercial | USHP
211392208 | Central HP <5.4 tons | CHAMPION HEATING AND COOLING | HRCU-A-CB (Split System: Heat Pump with Remote Outdoor Unit-Air-Source) | HMH72B341 |  |  | XAHC30CXXN1+TXV | TMLE080B12MP11 | 32200 | 17 | 8.1 | 33000 | 23200 | 70.3% | 1.98 | 0 | 9 |  |  |  |  | R-410A | 2.6833 | Residential & Commercial | USHP
211391002 | Central HP <5.4 tons | CHAMPION HEATING AND COOLING | HRCU-A-CB (Split System: Heat Pump with Remote Outdoor Unit-Air-Source) | HMH72B341 |  |  | XAFB36DXXN1+TXV | TM8V060A12MP12 | 34000 | 17.5 | 8.1 | 34000 | 24200 | 71.18% | 2.06 | 0 | 9.5 |  |  |  |  | R-410A | 2.8333 | Residential & Commercial | USHP
211389517 | Central HP <5.4 tons | CHAMPION HEATING AND COOLING | HRCU-A-CB (Split System: Heat Pump with Remote Outdoor Unit-Air-Source) | HMH72B341 |  |  | XAHC30CXXN1+TXV | TM8Y080C16MP11 | 32600 | 18 | 8.1 | 33000 | 23200 | 70.3% | 2 | 0 | 9 |  |  |  |  | R-410A | 2.7167 | Residential & Commercial | USHP
214243175 | Central HP <5.4 tons | CARRIER | HRCU-A-CB (Split System: Heat Pump with Remote Outdoor Unit-Air-Source) | 25VNA825A*031* |  |  | CNPV*4821AL*+UI | 59TN6C080C17**14 | 24000 | 17 | 8.1 | 21400 | 16600 | 77.57% | 2 | 0 | 11 |  |  |  |  | R-410A | 2 | Residential & Commercial | USHP | Ducted CEE Tier 1
215667729 | Central HP <5.4 tons | KEEPRITE | HRCU-A-CB (Split System: Heat Pump with Remote Outdoor Unit-Air-Source) | C5H0V24*K*AAA* |  |  | EA*5X37M17A*+WALLCON | *80CSU0401712A* | 23800 | 17 | 9 | 23400 | 16500 | 70.51% | 2 | 0 | 10.5 |  |  |  |  | R-454B | 1.9833 | Residential & Commercial | USHP | Ducted CEE Tier 1
214242305 | Central HP <5.4 tons | CARRIER | HRCU-A-CB (Split System: Heat Pump with Remote Outdoor Unit-Air-Source) | 25VNA825A*032* |  |  | CNPV*4821AL*+UI | 59TN6C080C17**14 | 24000 | 17 | 8.1 | 21400 | 16600 | 77.57% | 2 | 0 | 11 |  |  |  |  | R-410A | 2 | Residential & Commercial | USHP | Ducted CEE Tier 1
210595861 | Central HP <5.4 tons | KENMORE | HRCU-A-CB (Split System: Heat Pump with Remote Outdoor Unit-Air-Source) | (C,H,T)VH837GKA** |  |  | EHD4X60AAL+WALLCON | *80CTL1352422A* | 33000 | 17 | 8.1 | 32200 | 24800 | 77.02% | 2.02 | 0 | 11.5 |  |  |  |  | R-410A | 2.75 | Residential & Commercial | USHP | Ducted CEE Tier 1
210595634 | Central HP <5.4 tons | KENMORE | HRCU-A-CB (Split System: Heat Pump with Remote Outdoor Unit-Air-Source) | (C,H,T)VH825GKA2* |  |  | EA*4X48L21A*+WALLCON | *96CTN1002122A* | 24000 | 16.5 | 8.1 | 21000 | 16500 | 78.57% | 2.02 | 0 | 11 |  |  |  |  | R-410A | 2 | Residential & Commercial | USHP | Ducted CEE Tier 1
210595661 | Central HP <5.4 tons | KENMORE | HRCU-A-CB (Split System: Heat Pump with Remote Outdoor Unit-Air-Source) | (C,H,T)VH825GKA2* |  |  | EHD4X42AAL+WALLCON | *96CTN1002122A* | 24200 | 16 | 8.1 | 21400 | 16600 | 77.57% | 2 | 0 | 10.5 |  |  |  |  | R-410A | 2.0167 | Residential & Commercial | USHP | Ducted CEE Tier 1
214066925 | Central HP <5.4 tons | RUSSELL | HRCU-A-CB (Split System: Heat Pump with Remote Outdoor Unit-Air-Source) | RD17AZ36AJ3N |  |  | TCFZ3621MTANM | S801V0755A21DZ | 34200 | 17 | 8.1 | 34200 | 29400 | 85.96% | 2 | 0 | 11.7 |  |  |  |  | R-410A | 2.85 | Residential & Commercial | USHP | Ducted CEE Tier 1
213771652 | Central HP <5.4 tons | KEEPRITE | HRCU-A-CB (Split System: Heat Pump with Remote Outdoor Unit-Air-Source) | CVH825GKA2* |  |  | EA*4X48L21A*+WALLCON | *96CTN0601714B* | 24000 | 16.5 | 8.1 | 21000 | 16600 | 79.05% | 2 | 0 | 10.5 |  |  |  |  | R-410A | 2 | Residential & Commercial | USHP | Ducted CEE Tier 1
213771002 | Central HP <5.4 tons | KEEPRITE | HRCU-A-CB (Split System: Heat Pump with Remote Outdoor Unit-Air-Source) | CVH825GKA2* |  |  | EA*4X36L21A*+WALLCON | *96CTN0601714B* | 23400 | 16.5 | 8.1 | 21600 | 16700 | 77.31% | 1.94 | 0 | 10.5 |  |  |  |  | R-410A | 1.95 | Residential & Commercial | USHP | Ducted CEE Tier 1
215912250 | Central HP <5.4 tons | COLEMAN | HRCU-A-CB (Split System: Heat Pump with Remote Outdoor Unit-Air-Source) | HH824E2S11 |  |  | CTM36B5ADS1 | TM9Y060B12MP11 | 23000 | 17 | 9 | 23000 | 18000 | 78.26% | 2 | 0 | 12 |  |  |  |  | R-454B | 1.9167 | Residential & Commercial | USHP | Ducted CEE Tier 1
215912236 | Central HP <5.4 tons | COLEMAN | HRCU-A-CB (Split System: Heat Pump with Remote Outdoor Unit-Air-Source) | HH824E2S11 |  |  | CTM36B5ADS1 | TM8Y080B12MP11 | 23000 | 18 | 9.5 | 23000 | 18400 | 80% | 2 | 0 | 12 |  |  |  |  | R-454B | 1.9167 | Residential & Commercial | USHP | Ducted CEE Tier 1
214066766 | Central HP <5.4 tons | RUSSELL | HRCU-A-CB (Split System: Heat Pump with Remote Outdoor Unit-Air-Source) | RD17AZ36AJ3N |  |  | TCFZ3621MTANM | S802VA075317M | 34200 | 18 | 8.1 | 34200 | 29400 | 85.96% | 2 | 0 | 10 |  |  |  |  | R-410A | 2.85 | Residential & Commercial | USHP | Ducted CEE Tier 1
214244059 | Central HP <5.4 tons | CARRIER | HRCU-A-CB (Split System: Heat Pump with Remote Outdoor Unit-Air-Source) | 25VNA424A*031* |  |  | CNPV*4217AL*+UI | 59TN6C060C17**14 | 23600 | 19.5 | 10 | 26600 | 19900 | 74.81% | 2.46 | 0 | 13 |  |  |  |  | R-410A | 1.9667 | Residential & Commercial | USHP | Ducted CEE Tier 1
206997626 | Central HP <5.4 tons | KENMORE | HRCU-A-CB (Split System: Heat Pump with Remote Outdoor Unit-Air-Source) | (C,H,T)VH837GKA2* |  |  | EA*4X36L17A*+WALLCON | *80CTL0701716A* | 31400 | 17 | 8.1 | 33400 | 24400 | 73.05% | 1.84 | 11 | 11 |  |  |  |  | R-410A | 2.6167 | Residential & Commercial | USHP | Ducted CEE Tier 1
206997676 | Central HP <5.4 tons | KENMORE | HRCU-A-CB (Split System: Heat Pump with Remote Outdoor Unit-Air-Source) | (C,H,T)VH837GKA2* |  |  | EA*4X42L21A*+WALLCON | *96CTN0801714A* | 31600 | 17 | 8.1 | 33400 | 24800 | 74.25% | 1.86 | 11.5 | 11 |  |  |  |  | R-410A | 2.6333 | Residential & Commercial | USHP | Ducted CEE Tier 1
211394282 | Central HP <5.4 tons | CHAMPION HEATING AND COOLING | HRCU-A-CB (Split System: Heat Pump with Remote Outdoor Unit-Air-Source) | HMH72B341 |  |  | XAHD48FXXN1+TXV | TP9C120D20MP13 | 33400 | 16.5 | 8.5 | 32000 | 23200 | 72.5% | 2.06 | 0 | 9.5 |  |  |  |  | R-410A | 2.7833 | Residential & Commercial | USHP
211393405 | Central HP <5.4 tons | CHAMPION HEATING AND COOLING | HRCU-A-CB (Split System: Heat Pump with Remote Outdoor Unit-Air-Source) | HMH72B341 |  |  | XAHC36DXXN1+TXV | TL8E080C16UH11 | 34000 | 17 | 8.1 | 34000 | 24600 | 72.35% | 2.06 | 0 | 9 |  |  |  |  | R-410A | 2.8333 | Residential & Commercial | USHP
216591385 | Central HP <5.4 tons | KENMORE | HRCU-A-CB (Split System: Heat Pump with Remote Outdoor Unit-Air-Source) | HH824E2S11 |  |  | CTF30B5ACS1 | Z8ET080B12LMPS1 | 23000 | 18 | 9.5 | 23000 | 18400 | 80% | 2 | 0 | 12 |  |  |  |  | R-454B | 1.9167 | Residential & Commercial | USHP | Ducted CEE Tier 1
206997767 | Central HP <5.4 tons | KENMORE | HRCU-A-CB (Split System: Heat Pump with Remote Outdoor Unit-Air-Source) | (C,H,T)VH837GKA2* |  |  | EN(A,D,W)4X48L21**+WALLCON | *80CTL0902120A* | 32400 | 17.5 | 8.1 | 33000 | 24800 | 75.15% | 1.96 | 12 | 11.7 |  |  |  |  | R-410A | 2.7 | Residential & Commercial | USHP | Ducted CEE Tier 1
206997824 | Central HP <5.4 tons | KENMORE | HRCU-A-CB (Split System: Heat Pump with Remote Outdoor Unit-Air-Source) | (C,H,T)VH837GKA2* |  |  | EHD4X42AAL+WALLCON | *96CTN1202422A* | 32600 | 17 | 8.1 | 33000 | 24800 | 75.15% | 1.96 | 11 | 11 |  |  |  |  | R-410A | 2.7167 | Residential & Commercial | USHP | Ducted CEE Tier 1
206997828 | Central HP <5.4 tons | KENMORE | HRCU-A-CB (Split System: Heat Pump with Remote Outdoor Unit-Air-Source) | (C,H,T)VH837GKA2* |  |  | EHD4X42AAL+WALLCON | *97CMN1002122A* | 32600 | 16.5 | 8.1 | 33000 | 24800 | 75.15% | 1.96 | 12 | 11 |  |  |  |  | R-410A | 2.7167 | Residential & Commercial | USHP | Ducted CEE Tier 1
206997833 | Central HP <5.4 tons | KENMORE | HRCU-A-CB (Split System: Heat Pump with Remote Outdoor Unit-Air-Source) | (C,H,T)VH837GKA2* |  |  | EHD4X42AAL+WALLCON | *80CTL0901716A* | 32600 | 17 | 8.1 | 33000 | 24800 | 75.15% | 1.96 | 12 | 11 |  |  |  |  | R-410A | 2.7167 | Residential & Commercial | USHP | Ducted CEE Tier 1
206998296 | Central HP <5.4 tons | KENMORE | HRCU-A-CB (Split System: Heat Pump with Remote Outdoor Unit-Air-Source) | (C,H,T)VH825GKA3* |  |  | EA*4X24L17A*+WALLCON | *97CMN0601714A* | 23000 | 16 | 8.1 | 22000 | 17000 | 77.27% | 1.88 | 11 | 10.5 |  |  |  |  | R-410A | 1.9167 | Residential & Commercial | USHP | Ducted CEE Tier 1
214066563 | Central HP <5.4 tons | RUSSELL | HRCU-A-CB (Split System: Heat Pump with Remote Outdoor Unit-Air-Source) | RD17AZ36AJ3N |  |  | TCFZ3621MTANM | S802V1004A17UHN | 34200 | 18 | 8.1 | 34200 | 29400 | 85.96% | 1.9 | 0 | 10 |  |  |  |  | R-410A | 2.85 | Residential & Commercial | USHP | Ducted CEE Tier 1
215937861 | Central HP <5.4 tons | KEEPRITE | HRCU-A-CB (Split System: Heat Pump with Remote Outdoor Unit-Air-Source) | C5H3V48*K*AAA* |  |  | EVD5X48M21A*+WALLCON | *96CTN1002122B* | 44500 | 20 | 8.1 | 52000 | 38500 | 74.04% | 2 | 0 | 11 |  |  |  |  | R-454B | 3.7083 | Residential & Commercial | USHP | Ducted CEE Tier 1
215937491 | Central HP <5.4 tons | KEEPRITE | HRCU-A-CB (Split System: Heat Pump with Remote Outdoor Unit-Air-Source) | C5H3V48*K*AAA* |  |  | EVM5X60M24A*+WALLCON | *80CTL1352422B* | 45500 | 21 | 8.1 | 52500 | 38000 | 72.38% | 1.95 | 0 | 11.5 |  |  |  |  | R-454B | 3.7917 | Residential & Commercial | USHP | Ducted CEE Tier 1
215935821 | Central HP <5.4 tons | KEEPRITE | HRCU-A-CB (Split System: Heat Pump with Remote Outdoor Unit-Air-Source) | C5H3V36*K*AAA* |  |  | EVD5X38M17A*+WALLCON | *80CSU0601716A* | 35400 | 22 | 8.5 | 38000 | 28600 | 75.26% | 2.02 | 0 | 12 |  |  |  |  | R-454B | 2.95 | Residential & Commercial | USHP | Ducted CEE Tier 1
215936771 | Central HP <5.4 tons | KEEPRITE | HRCU-A-CB (Split System: Heat Pump with Remote Outdoor Unit-Air-Source) | C5H3V36*K*AAA* |  |  | EVD5X60M24A*+WALLCON | *80CTL1102120B* | 35600 | 22 | 8.5 | 38000 | 28400 | 74.74% | 2.04 | 0 | 12.5 |  |  |  |  | R-454B | 2.9667 | Residential & Commercial | USHP | Ducted CEE Tier 1
215936891 | Central HP <5.4 tons | KEEPRITE | HRCU-A-CB (Split System: Heat Pump with Remote Outdoor Unit-Air-Source) | C5H3V36*K*AAA* |  |  | EVD5X61M21A*+WALLCON | *95CSU1002122B* | 36000 | 22 | 8.5 | 37600 | 28400 | 75.53% | 2.04 | 0 | 12.5 |  |  |  |  | R-454B | 3 | Residential & Commercial | USHP | Ducted CEE Tier 1
215936571 | Central HP <5.4 tons | KEEPRITE | HRCU-A-CB (Split System: Heat Pump with Remote Outdoor Unit-Air-Source) | C5H3V36*K*AAA* |  |  | EVD5X60M21A*+WALLCON | *80CSU0601716A* | 35600 | 22 | 8.5 | 38000 | 28600 | 75.26% | 2.04 | 0 | 12 |  |  |  |  | R-454B | 2.9667 | Residential & Commercial | USHP | Ducted CEE Tier 1
215936621 | Central HP <5.4 tons | KEEPRITE | HRCU-A-CB (Split System: Heat Pump with Remote Outdoor Unit-Air-Source) | C5H3V36*K*AAA* |  |  | EVD5X60M21A*+WALLCON | *80CTL0901716B* | 35600 | 22 | 8.5 | 38000 | 28600 | 75.26% | 2.02 | 0 | 12 |  |  |  |  | R-454B | 2.9667 | Residential & Commercial | USHP | Ducted CEE Tier 1
215941104 | Central HP <5.4 tons | CARRIER | HRCU-A-CB (Split System: Heat Pump with Remote Outdoor Unit-Air-Source) | 27VNA348A*030* |  |  | CAA**6124AM*+UI | 59TN7A080C21**20 | 45500 | 21 | 9.5 | 48500 | 37000 | 76.29% | 2 | 0 | 11 |  |  |  |  | R-454B | 3.7917 | Residential & Commercial | USHP | Ducted CEE Tier 1
215941204 | Central HP <5.4 tons | CARRIER | HRCU-A-CB (Split System: Heat Pump with Remote Outdoor Unit-Air-Source) | 27VNA348A*030* |  |  | CSAH*6012AM*+UI | 59TN6C080C21**20 | 45000 | 20 | 9 | 48500 | 36600 | 75.46% | 1.82 | 0 | 11 |  |  |  |  | R-454B | 3.75 | Residential & Commercial | USHP | Ducted CEE Tier 1
212981844 | Central HP <5.4 tons | CARRIER | HRCU-A-CB (Split System: Heat Pump with Remote Outdoor Unit-Air-Source) | 38MURAQ18AB3* |  |  | CAP**2517AL* | 58SU*B040M17**12 | 17800 | 16 | 8.1 | 17800 | 17600 | 98.88% | 2.12 | 0 | 10.5 |  |  |  |  | R-410A | 1.4833 | Residential & Commercial | USHP | Ducted CEE Tier 1
212983636 | Central HP <5.4 tons | CARRIER | HRCU-A-CB (Split System: Heat Pump with Remote Outdoor Unit-Air-Source) | 38MURAQ18AB3* |  |  | CAP**2414AL* | 59SC2E060M14**12 | 17500 | 16 | 8.5 | 18500 | 19400 | 104.9% | 2.34 | 0 | 10.5 |  |  |  |  | R-410A | 1.4583 | Residential & Commercial | USHP | Ducted CEE Tier 1
214066554 | Central HP <5.4 tons | RUSSELL | HRCU-A-CB (Split System: Heat Pump with Remote Outdoor Unit-Air-Source) | RD17AZ36AJ3N |  |  | TCFZ3621MTANM | S802V0754A17UHN | 34200 | 18 | 8.1 | 34200 | 29400 | 85.96% | 2 | 0 | 10 |  |  |  |  | R-410A | 2.85 | Residential & Commercial | USHP | Ducted CEE Tier 1
214066569 | Central HP <5.4 tons | RUSSELL | HRCU-A-CB (Split System: Heat Pump with Remote Outdoor Unit-Air-Source) | RD17AZ36AJ3N |  |  | TCFZ3621MTANM | S921V0403A17M4S | 34200 | 18 | 8.1 | 34200 | 29600 | 86.55% | 1.9 | 0 | 10 |  |  |  |  | R-410A | 2.85 | Residential & Commercial | USHP | Ducted CEE Tier 1
216643198 | Central HP <5.4 tons | KEEPRITE | HRCU-A-CB (Split System: Heat Pump with Remote Outdoor Unit-Air-Source) | D5CUHAH18AAK |  |  | EA*5X25M17A* | *80MS(N,L)0451412A* | 18300 | 15.2 | 10.5 | 19800 | 17500 | 88.38% | 2 | 0 | 11.5 |  |  |  |  | R-454B | 1.525 | Residential & Commercial | USHP | Ducted CEE Tier 1
216643314 | Central HP <5.4 tons | KEEPRITE | HRCU-A-CB (Split System: Heat Pump with Remote Outdoor Unit-Air-Source) | D5CUHAH18AAK |  |  | EA*5X19M17A* | *80MS(N,L)0701712A* | 18200 | 15.2 | 11 | 19800 | 17700 | 89.39% | 1.98 | 0 | 11.5 |  |  |  |  | R-454B | 1.5167 | Residential & Commercial | USHP | Ducted CEE Tier 1
211389699 | Central HP <5.4 tons | CHAMPION HEATING AND COOLING | HRCU-A-CB (Split System: Heat Pump with Remote Outdoor Unit-Air-Source) | HMH72B341 |  |  | XAFC36DXXN1+TXV | TM8Y080B12MP11 | 34000 | 18 | 8.1 | 33600 | 23600 | 70.24% | 2.06 | 0 | 10 |  |  |  |  | R-410A | 2.8333 | Residential & Commercial | USHP | Ducted CEE Tier 1
211389867 | Central HP <5.4 tons | CHAMPION HEATING AND COOLING | HRCU-A-CB (Split System: Heat Pump with Remote Outdoor Unit-Air-Source) | HMH72B341 |  |  | XAFB36DBCN1 | TM8Y060A12MP11 | 33800 | 18 | 8.1 | 33400 | 23400 | 70.06% | 2.04 | 0 | 10 |  |  |  |  | R-410A | 2.8167 | Residential & Commercial | USHP | Ducted CEE Tier 1
211389932 | Central HP <5.4 tons | CHAMPION HEATING AND COOLING | HRCU-A-CB (Split System: Heat Pump with Remote Outdoor Unit-Air-Source) | HMH72B341 |  |  | XAHC36DXXN1+TXV | TM8V080C16MP12 | 34000 | 17 | 8.1 | 34000 | 24600 | 72.35% | 2.08 | 0 | 9.5 |  |  |  |  | R-410A | 2.8333 | Residential & Commercial | USHP
211390720 | Central HP <5.4 tons | CHAMPION HEATING AND COOLING | HRCU-A-CB (Split System: Heat Pump with Remote Outdoor Unit-Air-Source) | HMH72B341 |  |  | XAFB36DXXN1+TXV | TPLC080B12MP13 | 33600 | 17 | 8.1 | 33600 | 23600 | 70.24% | 2.02 | 0 | 9.5 |  |  |  |  | R-410A | 2.8 | Residential & Commercial | USHP
211395722 | Central HP <5.4 tons | CHAMPION HEATING AND COOLING | HRCU-A-CB (Split System: Heat Pump with Remote Outdoor Unit-Air-Source) | HMH72B341 |  |  | XAHC48FXXN1+TXV | TM9V060B12MP12 | 32400 | 16 | 8.1 | 32000 | 23400 | 73.12% | 2 | 0 | 9 |  |  |  |  | R-410A | 2.7 | Residential & Commercial | USHP
211392669 | Central HP <5.4 tons | CHAMPION HEATING AND COOLING | HRCU-A-CB (Split System: Heat Pump with Remote Outdoor Unit-Air-Source) | HMH72B341 |  |  | XAFB36DBCN1 | TMLE060A12MP11 | 34000 | 18 | 8.1 | 33800 | 23800 | 70.41% | 2.06 | 0 | 10 |  |  |  |  | R-410A | 2.8333 | Residential & Commercial | USHP | Ducted CEE Tier 1
211392962 | Central HP <5.4 tons | CHAMPION HEATING AND COOLING | HRCU-A-CB (Split System: Heat Pump with Remote Outdoor Unit-Air-Source) | HMH72B341 |  |  | XAUB30CXXN1+TXV | TMLE040A12MP11 | 32800 | 18 | 8.1 | 33400 | 23400 | 70.06% | 2.04 | 0 | 10 |  |  |  |  | R-410A | 2.7333 | Residential & Commercial | USHP | Ducted CEE Tier 1
211393741 | Central HP <5.4 tons | CHAMPION HEATING AND COOLING | HRCU-A-CB (Split System: Heat Pump with Remote Outdoor Unit-Air-Source) | HMH72B341 |  |  | XAFA30DXXN1+TXV | TMLE060A12MP11 | 33800 | 17.5 | 8.1 | 33800 | 23800 | 70.41% | 2.04 | 0 | 9.5 |  |  |  |  | R-410A | 2.8167 | Residential & Commercial | USHP
211394400 | Central HP <5.4 tons | CHAMPION HEATING AND COOLING | HRCU-A-CB (Split System: Heat Pump with Remote Outdoor Unit-Air-Source) | HMH72B341 |  |  | XAHD48FXXN1+TXV | TM9V100C20MP12 | 33600 | 16.5 | 8.5 | 32400 | 23800 | 73.46% | 2.06 | 0 | 9 |  |  |  |  | R-410A | 2.8 | Residential & Commercial | USHP
210692578 | Central HP <5.4 tons | AMANA | HRCU-A-CB (Split System: Heat Pump with Remote Outdoor Unit-Air-Source) | ASZV903610A* |  |  | CSCF3642N6D*+TXV | A*VC961205DNB* | 33800 | 18.5 | 8.2 | 34000 | 24400 | 71.76% | 1.8 | 0 | 11.5 |  |  |  |  | R-410A | 2.8167 | Residential & Commercial | USHP | Ducted CEE Tier 1
211262082 | Central HP <5.4 tons | KEEPRITE | HRCU-A-CB (Split System: Heat Pump with Remote Outdoor Unit-Air-Source) | DLCURAH18ABK |  |  | EA*4X30L17A* | *92ESN0601412A* | 18300 | 16.5 | 8.5 | 18800 | 18400 | 97.87% | 2.22 | 0 | 10.5 |  |  |  |  | R-410A | 1.525 | Residential & Commercial | USHP | Ducted CEE Tier 1
211260596 | Central HP <5.4 tons | KEEPRITE | HRCU-A-CB (Split System: Heat Pump with Remote Outdoor Unit-Air-Source) | DLCURAH18ABK |  |  | EA*4X24L17A* | *92ESN0601714A* | 17700 | 16.5 | 8.5 | 18500 | 19100 | 103.2% | 2.3 | 0 | 10.5 |  |  |  |  | R-410A | 1.475 | Residential & Commercial | USHP | Ducted CEE Tier 1
211261750 | Central HP <5.4 tons | KEEPRITE | HRCU-A-CB (Split System: Heat Pump with Remote Outdoor Unit-Air-Source) | DLCURAH18ABK |  |  | EA*4X30L17A* | *80ESU0401712A* | 18600 | 16.5 | 9 | 19000 | 18200 | 95.79% | 2.22 | 0 | 11 |  |  |  |  | R-410A | 1.55 | Residential & Commercial | USHP | Ducted CEE Tier 1
211260412 | Central HP <5.4 tons | KEEPRITE | HRCU-A-CB (Split System: Heat Pump with Remote Outdoor Unit-Air-Source) | DLCURAH18ABK |  |  | EA*4X24L17A* | *96VTN0401712A* | 17700 | 15.5 | 8.5 | 18700 | 19100 | 102.1% | 2.28 | 0 | 10.5 |  |  |  |  | R-410A | 1.475 | Residential & Commercial | USHP | Ducted CEE Tier 1
211260194 | Central HP <5.4 tons | KEEPRITE | HRCU-A-CB (Split System: Heat Pump with Remote Outdoor Unit-Air-Source) | DLCURAH18ABK |  |  | EA*4X24L14A* | *80ES(N,L)0451412A* | 18000 | 16 | 8.5 | 18900 | 18900 | 100% | 2.28 | 0 | 10.5 |  |  |  |  | R-410A | 1.5 | Residential & Commercial | USHP | Ducted CEE Tier 1
212983586 | Central HP <5.4 tons | CARRIER | HRCU-A-CB (Split System: Heat Pump with Remote Outdoor Unit-Air-Source) | 38MURAQ24AB3* |  |  | CNPV*2417AL* | 59SC2E060M14**12 | 23400 | 16.5 | 8.5 | 27000 | 24600 | 91.11% | 2.04 | 0 | 10 |  |  |  |  | R-410A | 1.95 | Residential & Commercial | USHP | Ducted CEE Tier 1
212983616 | Central HP <5.4 tons | CARRIER | HRCU-A-CB (Split System: Heat Pump with Remote Outdoor Unit-Air-Source) | 38MURAQ24AB3* |  |  | CNPV*3617AL* | 59SC2E060M14**12 | 23800 | 17 | 8.5 | 26400 | 23800 | 90.15% | 1.98 | 0 | 10.5 |  |  |  |  | R-410A | 1.9833 | Residential & Commercial | USHP | Ducted CEE Tier 1
214066615 | Central HP <5.4 tons | RUSSELL | HRCU-A-CB (Split System: Heat Pump with Remote Outdoor Unit-Air-Source) | RD17AZ36AJ3N |  |  | TCFZ3621MTANM | S962V0703A17M4S | 34200 | 18 | 8.1 | 34200 | 29600 | 86.55% | 1.9 | 0 | 10 |  |  |  |  | R-410A | 2.85 | Residential & Commercial | USHP | Ducted CEE Tier 1
214075250 | Central HP <5.4 tons | RUSSELL | HRCU-A-CB (Split System: Heat Pump with Remote Outdoor Unit-Air-Source) | RD17AZ60AJ3N |  |  | TCFZ6024STANM | S801V1005A21UHN | 55500 | 18 | 8.1 | 53500 | 49000 | 91.59% | 1.75 | 0 | 10 |  |  |  |  | R-410A | 4.625 | Residential & Commercial | USHP | Ducted CEE Tier 1
214075266 | Central HP <5.4 tons | RUSSELL | HRCU-A-CB (Split System: Heat Pump with Remote Outdoor Unit-Air-Source) | RD17AZ60AJ3N |  |  | TCFZ6024STANM | S802V1005A21UHS | 55500 | 18 | 8.1 | 53500 | 49000 | 91.59% | 1.75 | 0 | 10 |  |  |  |  | R-410A | 4.625 | Residential & Commercial | USHP | Ducted CEE Tier 1
215935631 | Central HP <5.4 tons | KEEPRITE | HRCU-A-CB (Split System: Heat Pump with Remote Outdoor Unit-Air-Source) | C5H3V36*K*AAA* |  |  | EVD5X36M21A*+WALLCON | *80CTL0701716B* | 34200 | 20.5 | 8.5 | 39000 | 28400 | 72.82% | 2.02 | 0 | 11.5 |  |  |  |  | R-454B | 2.85 | Residential & Commercial | USHP | Ducted CEE Tier 1
216591696 | Central HP <5.4 tons | KENMORE | HRCU-A-CB (Split System: Heat Pump with Remote Outdoor Unit-Air-Source) | HH860E2S11 |  |  | CTF60C5CHS1 | Z8ES080C20SMPS1 | 54000 | 19 | 9 | 54000 | 39000 | 72.22% | 2 | 0 | 11.7 |  |  |  |  | R-454B | 4.5 | Residential & Commercial | USHP | Ducted CEE Tier 1
215667737 | Central HP <5.4 tons | KEEPRITE | HRCU-A-CB (Split System: Heat Pump with Remote Outdoor Unit-Air-Source) | C5H0V24*K*AAA* |  |  | EA*5X37M17A*+WALLCON | *80CSU0601716A* | 23800 | 17 | 9 | 23400 | 16500 | 70.51% | 2 | 0 | 10 |  |  |  |  | R-454B | 1.9833 | Residential & Commercial | USHP | Ducted CEE Tier 1
211394850 | Central HP <5.4 tons | CHAMPION HEATING AND COOLING | HRCU-A-CB (Split System: Heat Pump with Remote Outdoor Unit-Air-Source) | HMH72B341 |  |  | XAFD48FXXN1+TXV | TP9C100C16MP13 | 33800 | 16.5 | 8.5 | 32400 | 23600 | 72.84% | 2.08 | 0 | 9.5 |  |  |  |  | R-410A | 2.8167 | Residential & Commercial | USHP
211391449 | Central HP <5.4 tons | CHAMPION HEATING AND COOLING | HRCU-A-CB (Split System: Heat Pump with Remote Outdoor Unit-Air-Source) | HMH72B341 |  |  | XAHC36DBCN1 | TMLE100C16MP11 | 33600 | 17.5 | 8.1 | 33000 | 23200 | 70.3% | 2.04 | 0 | 10 |  |  |  |  | R-410A | 2.8 | Residential & Commercial | USHP | Ducted CEE Tier 1
211392187 | Central HP <5.4 tons | CHAMPION HEATING AND COOLING | HRCU-A-CB (Split System: Heat Pump with Remote Outdoor Unit-Air-Source) | HMH72B341 |  |  | XAHC36DBCN1 | TMLE080B12MP11 | 33400 | 17.5 | 8.1 | 33200 | 23400 | 70.48% | 2.02 | 0 | 9.5 |  |  |  |  | R-410A | 2.7833 | Residential & Commercial | USHP
206998531 | Central HP <5.4 tons | KENMORE | HRCU-A-CB (Split System: Heat Pump with Remote Outdoor Unit-Air-Source) | (C,H,T)VH825GKA3* |  |  | EA*4X37L21A*+WALLCON | *95CSU1002122A* | 24400 | 17 | 8.5 | 21200 | 16600 | 78.3% | 2.04 | 11.5 | 11 |  |  |  |  | R-410A | 2.0333 | Residential & Commercial | USHP | Ducted CEE Tier 1
206998310 | Central HP <5.4 tons | KENMORE | HRCU-A-CB (Split System: Heat Pump with Remote Outdoor Unit-Air-Source) | (C,H,T)VH825GKA3* |  |  | EA*4X30L17A*+WALLCON | *80CTL0701716A* | 23400 | 16.5 | 8.1 | 21600 | 16700 | 77.31% | 1.92 | 11 | 11 |  |  |  |  | R-410A | 1.95 | Residential & Commercial | USHP | Ducted CEE Tier 1
206997851 | Central HP <5.4 tons | KENMORE | HRCU-A-CB (Split System: Heat Pump with Remote Outdoor Unit-Air-Source) | (C,H,T)VH837GKA2* |  |  | EHD4X48AAL+WALLCON | *80CTL0701412A* | 32600 | 17 | 8.1 | 33200 | 25000 | 75.3% | 1.96 | 11.5 | 11 |  |  |  |  | R-410A | 2.7167 | Residential & Commercial | USHP | Ducted CEE Tier 1
206997892 | Central HP <5.4 tons | KENMORE | HRCU-A-CB (Split System: Heat Pump with Remote Outdoor Unit-Air-Source) | (C,H,T)VH837GKA2* |  |  | EHD4X48AAL+WALLCON | *80CSU0401712A* | 32600 | 16.5 | 8.1 | 33000 | 24800 | 75.15% | 1.96 | 11.5 | 11 |  |  |  |  | R-410A | 2.7167 | Residential & Commercial | USHP | Ducted CEE Tier 1
206998317 | Central HP <5.4 tons | KENMORE | HRCU-A-CB (Split System: Heat Pump with Remote Outdoor Unit-Air-Source) | (C,H,T)VH825GKA3* |  |  | EA*4X36L17A*+WALLCON | *80CTL0451712A* | 23400 | 16 | 8.1 | 21600 | 16800 | 77.78% | 1.92 | 11 | 10.5 |  |  |  |  | R-410A | 1.95 | Residential & Commercial | USHP | Ducted CEE Tier 1
206998319 | Central HP <5.4 tons | KENMORE | HRCU-A-CB (Split System: Heat Pump with Remote Outdoor Unit-Air-Source) | (C,H,T)VH825GKA3* |  |  | EA*4X36L17A*+WALLCON | *96CTN0601714A* | 23400 | 16 | 8.1 | 21600 | 16800 | 77.78% | 1.92 | 11 | 10.5 |  |  |  |  | R-410A | 1.95 | Residential & Commercial | USHP | Ducted CEE Tier 1
206998321 | Central HP <5.4 tons | KENMORE | HRCU-A-CB (Split System: Heat Pump with Remote Outdoor Unit-Air-Source) | (C,H,T)VH825GKA3* |  |  | EA*4X36L17A*+WALLCON | *97CMN0601714A* | 23400 | 16 | 8.1 | 21600 | 16800 | 77.78% | 1.92 | 11 | 10.5 |  |  |  |  | R-410A | 1.95 | Residential & Commercial | USHP | Ducted CEE Tier 1
206998326 | Central HP <5.4 tons | KENMORE | HRCU-A-CB (Split System: Heat Pump with Remote Outdoor Unit-Air-Source) | (C,H,T)VH825GKA3* |  |  | EA*4X36L21A*+WALLCON | *80CTL0701716A* | 23600 | 16.5 | 8.1 | 21400 | 16600 | 77.57% | 1.94 | 11 | 11 |  |  |  |  | R-410A | 1.9667 | Residential & Commercial | USHP | Ducted CEE Tier 1
212984169 | Central HP <5.4 tons | CARRIER | HRCU-A-CB (Split System: Heat Pump with Remote Outdoor Unit-Air-Source) | 38MURAQ18AB3* |  |  | CAP**2417AL* | 59SC2E060M17**14 | 17500 | 16.5 | 8.5 | 18500 | 19400 | 104.9% | 2.34 | 0 | 10.5 |  |  |  |  | R-410A | 1.4583 | Residential & Commercial | USHP | Ducted CEE Tier 1
214279768 | Central HP <5.4 tons | KEEPRITE | HRCU-A-CB (Split System: Heat Pump with Remote Outdoor Unit-Air-Source) | DLCURAH18ABK |  |  | EA*4X30L17A* | *96MSN0601716A* | 17400 | 16 | 8.5 | 18000 | 18700 | 103.9% | 2.24 | 0 | 10.5 |  |  |  |  | R-410A | 1.45 | Residential & Commercial | USHP | Ducted CEE Tier 1
211388932 | Central HP <5.4 tons | CHAMPION HEATING AND COOLING | HRCU-A-CB (Split System: Heat Pump with Remote Outdoor Unit-Air-Source) | HMH72B341 |  |  | XAUB30CXXN1+TXV | TM9E080B12MP12 | 32800 | 17.5 | 8.1 | 33600 | 23600 | 70.24% | 2.02 | 0 | 9.5 |  |  |  |  | R-410A | 2.7333 | Residential & Commercial | USHP
211389032 | Central HP <5.4 tons | CHAMPION HEATING AND COOLING | HRCU-A-CB (Split System: Heat Pump with Remote Outdoor Unit-Air-Source) | HMH72B341 |  |  | XAFC36DXXN1+TXV | TM9E060B12MP12 | 34000 | 17.5 | 8.1 | 34000 | 24200 | 71.18% | 2.04 | 0 | 9.5 |  |  |  |  | R-410A | 2.8333 | Residential & Commercial | USHP
213829738 | Central HP <5.4 tons | RUSSELL | HRCU-A-CB (Split System: Heat Pump with Remote Outdoor Unit-Air-Source) | SP18AZ48AJVC |  |  | TCFZ6021SEAAM | S801V1005A21UHU | 44500 | 19 | 8.1 | 43000 | 45000 | 104.7% | 2 | 0 | 10 |  |  |  |  | R-410A | 3.7083 | Residential & Commercial | USHP | Ducted CEE Tier 1
214075499 | Central HP <5.4 tons | RUSSELL | HRCU-A-CB (Split System: Heat Pump with Remote Outdoor Unit-Air-Source) | RD17AZ24AJ3N |  |  | TCFZ2417MTANM | S801V0754A17DZ | 22600 | 17 | 9.5 | 22600 | 16800 | 74.34% | 2.1 | 0 | 11.2 |  |  |  |  | R-410A | 1.8833 | Residential & Commercial | USHP | Ducted CEE Tier 1
214075590 | Central HP <5.4 tons | RUSSELL | HRCU-A-CB (Split System: Heat Pump with Remote Outdoor Unit-Air-Source) | RD17AZ24AJ3N |  |  | TCFZ2417MTANM | S802VA075317M | 22600 | 18 | 9.5 | 22600 | 16800 | 74.34% | 2.1 | 0 | 11.2 |  |  |  |  | R-410A | 1.8833 | Residential & Commercial | USHP | Ducted CEE Tier 1
214075397 | Central HP <5.4 tons | RUSSELL | HRCU-A-CB (Split System: Heat Pump with Remote Outdoor Unit-Air-Source) | RD17AZ60AJ3N |  |  | TCFZ6024STANM | S962V1155A24M4S | 55500 | 18 | 8.1 | 54000 | 49000 | 90.74% | 1.75 | 0 | 10 |  |  |  |  | R-410A | 4.625 | Residential & Commercial | USHP | Ducted CEE Tier 1
212609311 | Central HP <5.4 tons | RUSSELL | HRCU-A-CB (Split System: Heat Pump with Remote Outdoor Unit-Air-Source) | SP18AZ24AJVC |  |  | TCFZ2421HEAAM | S802V0754A17UHS | 22800 | 19 | 8.5 | 22800 | 26000 | 114% | 2.1 | 0 | 12.5 |  |  |  |  | R-410A | 1.9 | Residential & Commercial | USHP | Ducted CEE Tier 1
215667570 | Central HP <5.4 tons | KEEPRITE | HRCU-A-CB (Split System: Heat Pump with Remote Outdoor Unit-Air-Source) | C5H0V24*K*AAA* |  |  | EA*5X36M17A*+WALLCON | *80CSU0401712A* | 23200 | 17 | 9 | 23600 | 16600 | 70.34% | 1.98 | 0 | 10 |  |  |  |  | R-454B | 1.9333 | Residential & Commercial | USHP | Ducted CEE Tier 1
212989221 | Central HP <5.4 tons | KEEPRITE | HRCU-A-CB (Split System: Heat Pump with Remote Outdoor Unit-Air-Source) | DLCURAH24ABK |  |  | EN(A,D)4X24L17** | *95MSU0601716A* | 23200 | 16.5 | 8.5 | 26800 | 25400 | 94.78% | 2.14 | 0 | 10 |  |  |  |  | R-410A | 1.9333 | Residential & Commercial | USHP | Ducted CEE Tier 1
212983869 | Central HP <5.4 tons | CARRIER | HRCU-A-CB (Split System: Heat Pump with Remote Outdoor Unit-Air-Source) | 38MURAQ36AB3* |  |  | CAP**4821AL* | 59SC2E060M17**14 | 35600 | 16 | 8.5 | 37800 | 34800 | 92.06% | 2.02 | 0 | 10 |  |  |  |  | R-410A | 2.9667 | Residential & Commercial | USHP | Ducted CEE Tier 1
212985239 | Central HP <5.4 tons | CARRIER | HRCU-A-CB (Split System: Heat Pump with Remote Outdoor Unit-Air-Source) | 38MURAQ36AB3* |  |  | CAP**4824AL* | 59SC2E100M21**20 | 35800 | 16.5 | 8.5 | 37800 | 34600 | 91.53% | 2.02 | 0 | 10 |  |  |  |  | R-410A | 2.9833 | Residential & Commercial | USHP | Ducted CEE Tier 1
216051290 | Central HP <5.4 tons | RUSSELL | HRCU-A-CB (Split System: Heat Pump with Remote Outdoor Unit-Air-Source) | SP19AY60AJVC |  |  | TCFY6021SEAAM | S802V0755A21UH | 53500 | 17 | 10 | 53500 | 48500 | 90.65% | 2 | 0 | 10 |  |  |  |  | R-454B | 4.4583 | Residential & Commercial | USHP | Ducted CEE Tier 1
212986307 | Central HP <5.4 tons | CARRIER | HRCU-A-CB (Split System: Heat Pump with Remote Outdoor Unit-Air-Source) | 38MURAQ18AB3* |  |  | CAP**3014AL* | 59SC6A040M14**10 | 17600 | 16 | 8.5 | 18300 | 18900 | 103.3% | 2.26 | 0 | 10.5 |  |  |  |  | R-410A | 1.4667 | Residential & Commercial | USHP | Ducted CEE Tier 1
214075377 | Central HP <5.4 tons | RUSSELL | HRCU-A-CB (Split System: Heat Pump with Remote Outdoor Unit-Air-Source) | RD17AZ60AJ3N |  |  | TCFZ6024STANM | S962V1005A21M4S | 55000 | 18 | 8.1 | 54000 | 49500 | 91.67% | 1.75 | 0 | 10 |  |  |  |  | R-410A | 4.5833 | Residential & Commercial | USHP | Ducted CEE Tier 1
214075378 | Central HP <5.4 tons | RUSSELL | HRCU-A-CB (Split System: Heat Pump with Remote Outdoor Unit-Air-Source) | RD17AZ60AJ3N |  |  | TCFZ6024STANM | S98MV1005A21UPS | 55000 | 17 | 8.1 | 54500 | 49500 | 90.83% | 1.75 | 0 | 10 |  |  |  |  | R-410A | 4.5833 | Residential & Commercial | USHP | Ducted CEE Tier 1
211393800 | Central HP <5.4 tons | CHAMPION HEATING AND COOLING | HRCU-A-CB (Split System: Heat Pump with Remote Outdoor Unit-Air-Source) | HMH72B341 |  |  | XAHD48FXXN1+TXV | TM9Y120D20MP11 | 33200 | 16.5 | 8.5 | 32000 | 23400 | 73.12% | 2.04 | 0 | 9 |  |  |  |  | R-410A | 2.7667 | Residential & Commercial | USHP
211393830 | Central HP <5.4 tons | CHAMPION HEATING AND COOLING | HRCU-A-CB (Split System: Heat Pump with Remote Outdoor Unit-Air-Source) | HMH72B341 |  |  | XAFD48FXXN1+TXV | TM9Y120D20MP11 | 34000 | 16.5 | 8.5 | 32400 | 23800 | 73.46% | 2.08 | 0 | 9.5 |  |  |  |  | R-410A | 2.8333 | Residential & Commercial | USHP
211394025 | Central HP <5.4 tons | CHAMPION HEATING AND COOLING | HRCU-A-CB (Split System: Heat Pump with Remote Outdoor Unit-Air-Source) | HMH72B341 |  |  | XAHC48FXXN1+TXV | TM9Y080C16MP11 | 33200 | 17 | 8.1 | 32400 | 23600 | 72.84% | 2.02 | 0 | 9 |  |  |  |  | R-410A | 2.7667 | Residential & Commercial | USHP
215667873 | Central HP <5.4 tons | KEEPRITE | HRCU-A-CB (Split System: Heat Pump with Remote Outdoor Unit-Air-Source) | C5H0V24*K*AAA* |  |  | EA*5X37M21A*+WALLCON | *80CTL1102120B* | 24000 | 17.5 | 9 | 23200 | 16300 | 70.26% | 2.02 | 0 | 10.5 |  |  |  |  | R-454B | 2 | Residential & Commercial | USHP | Ducted CEE Tier 1
215667889 | Central HP <5.4 tons | KEEPRITE | HRCU-A-CB (Split System: Heat Pump with Remote Outdoor Unit-Air-Source) | C5H0V24*K*AAA* |  |  | EA*5X37M21A*+WALLCON | *97CMN0601714B* | 24000 | 17 | 9 | 23400 | 16400 | 70.09% | 2.02 | 0 | 10.5 |  |  |  |  | R-454B | 2 | Residential & Commercial | USHP | Ducted CEE Tier 1
215667121 | Central HP <5.4 tons | KEEPRITE | HRCU-A-CB (Split System: Heat Pump with Remote Outdoor Unit-Air-Source) | C5H0V24*K*AAA* |  |  | EA*5X24M17A*+WALLCON | *96CTN0401410B* | 22400 | 15.5 | 8.5 | 24400 | 17200 | 70.49% | 1.82 | 0 | 9 |  |  |  |  | R-454B | 1.8667 | Residential & Commercial | USHP
215667921 | Central HP <5.4 tons | KEEPRITE | HRCU-A-CB (Split System: Heat Pump with Remote Outdoor Unit-Air-Source) | C5H0V24*K*AAA* |  |  | EA*5X37M21A*+WALLCON | *96CTN0601714B* | 24000 | 17.5 | 9 | 23400 | 16400 | 70.09% | 2 | 0 | 10.5 |  |  |  |  | R-454B | 2 | Residential & Commercial | USHP | Ducted CEE Tier 1
215667721 | Central HP <5.4 tons | KEEPRITE | HRCU-A-CB (Split System: Heat Pump with Remote Outdoor Unit-Air-Source) | C5H0V24*K*AAA* |  |  | EA*5X36M17A*+WALLCON | *96CTN0801714B* | 23200 | 17 | 9 | 23600 | 16600 | 70.34% | 1.98 | 0 | 10 |  |  |  |  | R-454B | 1.9333 | Residential & Commercial | USHP | Ducted CEE Tier 1
215667478 | Central HP <5.4 tons | KEEPRITE | HRCU-A-CB (Split System: Heat Pump with Remote Outdoor Unit-Air-Source) | C5H0V24*K*AAA* |  |  | EA*5X30M17A*+WALLCON | *97CMN0601714B* | 23000 | 16.5 | 8.5 | 24000 | 16800 | 70% | 1.86 | 0 | 10 |  |  |  |  | R-454B | 1.9167 | Residential & Commercial | USHP | Ducted CEE Tier 1
215667517 | Central HP <5.4 tons | KEEPRITE | HRCU-A-CB (Split System: Heat Pump with Remote Outdoor Unit-Air-Source) | C5H0V24*K*AAA* |  |  | EA*5X30M17A*+WALLCON | *96CTN0401410B* | 22600 | 15.5 | 8.5 | 24400 | 17100 | 70.08% | 1.84 | 0 | 9 |  |  |  |  | R-454B | 1.8833 | Residential & Commercial | USHP
211392301 | Central HP <5.4 tons | CHAMPION HEATING AND COOLING | HRCU-A-CB (Split System: Heat Pump with Remote Outdoor Unit-Air-Source) | HMH72B341 |  |  | XAFC36DXXN1+TXV | TM8E080B12MP11 | 34000 | 18 | 8.1 | 34000 | 24400 | 71.76% | 2.06 | 0 | 9.5 |  |  |  |  | R-410A | 2.8333 | Residential & Commercial | USHP
211388961 | Central HP <5.4 tons | CHAMPION HEATING AND COOLING | HRCU-A-CB (Split System: Heat Pump with Remote Outdoor Unit-Air-Source) | HMH72B341 |  |  | XAHC36DBCN1 | TM9E060B12MP12 | 33400 | 17 | 8.1 | 33400 | 23800 | 71.26% | 2 | 0 | 9.5 |  |  |  |  | R-410A | 2.7833 | Residential & Commercial | USHP
211389184 | Central HP <5.4 tons | CHAMPION HEATING AND COOLING | HRCU-A-CB (Split System: Heat Pump with Remote Outdoor Unit-Air-Source) | HMH72B341 |  |  | XAFB36DXXN1+TXV | TM9E060A10MP12 | 33600 | 17.5 | 8.1 | 33800 | 23800 | 70.41% | 2.02 | 0 | 9.5 |  |  |  |  | R-410A | 2.8 | Residential & Commercial | USHP
211390245 | Central HP <5.4 tons | CHAMPION HEATING AND COOLING | HRCU-A-CB (Split System: Heat Pump with Remote Outdoor Unit-Air-Source) | HMH72B341 |  |  | XAFC36DBCN1 | TM8V100C16MP12 | 34000 | 17.5 | 8.5 | 33800 | 23800 | 70.41% | 2.08 | 0 | 10 |  |  |  |  | R-410A | 2.8333 | Residential & Commercial | USHP | Ducted CEE Tier 1
211388768 | Central HP <5.4 tons | CHAMPION HEATING AND COOLING | HRCU-A-CB (Split System: Heat Pump with Remote Outdoor Unit-Air-Source) | HMH72B341 |  |  | XAHC36DBCN1 | TM9E080B12MP12 | 33400 | 17 | 8.1 | 33200 | 23400 | 70.48% | 2.02 | 0 | 9.5 |  |  |  |  | R-410A | 2.7833 | Residential & Commercial | USHP
211389488 | Central HP <5.4 tons | CHAMPION HEATING AND COOLING | HRCU-A-CB (Split System: Heat Pump with Remote Outdoor Unit-Air-Source) | HMH72B341 |  |  | XAHC36DBCN1 | TM8Y080C16MP11 | 34000 | 18 | 8.1 | 34000 | 24400 | 71.76% | 2.06 | 0 | 9.5 |  |  |  |  | R-410A | 2.8333 | Residential & Commercial | USHP
215936671 | Central HP <5.4 tons | KEEPRITE | HRCU-A-CB (Split System: Heat Pump with Remote Outdoor Unit-Air-Source) | C5H3V36*K*AAA* |  |  | EVD5X60M21A*+WALLCON | *95CSU1002122B* | 35600 | 22 | 9 | 38000 | 28400 | 74.74% | 2.14 | 0 | 12.5 |  |  |  |  | R-454B | 2.9667 | Residential & Commercial | USHP | Ducted CEE Tier 1
214229009 | Central HP <5.4 tons | KEEPRITE | HRCU-A-CB (Split System: Heat Pump with Remote Outdoor Unit-Air-Source) | DLCURAH18ABK |  |  | EA*4X30L17A* | *80MSU0601716A* | 17800 | 16.5 | 8.5 | 18400 | 18500 | 100.5% | 2.24 | 0 | 10.5 |  |  |  |  | R-410A | 1.4833 | Residential & Commercial | USHP | Ducted CEE Tier 1
211394473 | Central HP <5.4 tons | COLEMAN | HRCU-A-CB (Split System: Heat Pump with Remote Outdoor Unit-Air-Source) | HMH72B341 |  |  | XAHC48FXXN1+TXV | TP9C100C20MP13 | 33200 | 17 | 8.5 | 32000 | 23400 | 73.12% | 2.04 | 0 | 9 |  |  |  |  | R-410A | 2.7667 | Residential & Commercial | USHP
211394716 | Central HP <5.4 tons | COLEMAN | HRCU-A-CB (Split System: Heat Pump with Remote Outdoor Unit-Air-Source) | HMH72B341 |  |  | XAHD48FXXN1+TXV | CP9C100C16MP13 | 33000 | 16 | 8.5 | 31800 | 23200 | 72.96% | 2.04 | 0 | 9 |  |  |  |  | R-410A | 2.75 | Residential & Commercial | USHP
211394827 | Central HP <5.4 tons | COLEMAN | HRCU-A-CB (Split System: Heat Pump with Remote Outdoor Unit-Air-Source) | HMH72B341 |  |  | XAFD48FXXN1+TXV | TM9V100C16MP12 | 33800 | 16.5 | 8.5 | 32400 | 23600 | 72.84% | 2.08 | 0 | 9.5 |  |  |  |  | R-410A | 2.8167 | Residential & Commercial | USHP
211395402 | Central HP <5.4 tons | COLEMAN | HRCU-A-CB (Split System: Heat Pump with Remote Outdoor Unit-Air-Source) | HMH72B341 |  |  | XAUC48FXXN1+TXV | TP9C080C16MP13 | 33400 | 16.5 | 8.5 | 32400 | 23600 | 72.84% | 2.06 | 0 | 9.5 |  |  |  |  | R-410A | 2.7833 | Residential & Commercial | USHP
211395468 | Central HP <5.4 tons | COLEMAN | HRCU-A-CB (Split System: Heat Pump with Remote Outdoor Unit-Air-Source) | HMH72B341 |  |  | XAHC48FXXN1+TXV | TP9C080B12MP13 | 32800 | 16 | 8.1 | 32200 | 23600 | 73.29% | 2.02 | 0 | 9 |  |  |  |  | R-410A | 2.7333 | Residential & Commercial | USHP
211395670 | Central HP <5.4 tons | COLEMAN | HRCU-A-CB (Split System: Heat Pump with Remote Outdoor Unit-Air-Source) | HMH72B341 |  |  | XAUC48FXXN1+TXV | TP9C080B12MP13 | 33400 | 16.5 | 8.5 | 32600 | 24000 | 73.62% | 2.06 | 0 | 9 |  |  |  |  | R-410A | 2.7833 | Residential & Commercial | USHP
211396036 | Central HP <5.4 tons | COLEMAN | HRCU-A-CB (Split System: Heat Pump with Remote Outdoor Unit-Air-Source) | HMH72B341 |  |  | XAUC48FXXN1+TXV | TM9E100C16MP12 | 33400 | 17 | 8.5 | 32400 | 23600 | 72.84% | 2.06 | 0 | 9.5 |  |  |  |  | R-410A | 2.7833 | Residential & Commercial | USHP
211396604 | Central HP <5.4 tons | COLEMAN | HRCU-A-CB (Split System: Heat Pump with Remote Outdoor Unit-Air-Source) | HMH72B341 |  |  | XAFD48FBCN1 | TM8Y120C20MP11 | 34000 | 16.5 | 8.5 | 34000 | 24200 | 71.18% | 2.1 | 0 | 9.5 |  |  |  |  | R-410A | 2.8333 | Residential & Commercial | USHP
211396715 | Central HP <5.4 tons | COLEMAN | HRCU-A-CB (Split System: Heat Pump with Remote Outdoor Unit-Air-Source) | HMH72B341 |  |  | XAHD48FXXN1+TXV | TM8Y100C16MP11 | 33600 | 17 | 8.1 | 32600 | 24000 | 73.62% | 2.04 | 0 | 9 |  |  |  |  | R-410A | 2.8 | Residential & Commercial | USHP
211398344 | Central HP <5.4 tons | COLEMAN | HRCU-A-CB (Split System: Heat Pump with Remote Outdoor Unit-Air-Source) | HMH72B341 |  |  | XAHD48FXXN1+TXV | TM8E100C16MP11 | 32800 | 16.5 | 8.5 | 31600 | 23200 | 73.42% | 2.02 | 0 | 9.5 |  |  |  |  | R-410A | 2.7333 | Residential & Commercial | USHP
211398494 | Central HP <5.4 tons | COLEMAN | HRCU-A-CB (Split System: Heat Pump with Remote Outdoor Unit-Air-Source) | HMH72B341 |  |  | XAFD48FBCN1 | TMLE100C16MP11 | 33600 | 17 | 8.5 | 32400 | 23600 | 72.84% | 2.08 | 0 | 9.5 |  |  |  |  | R-410A | 2.8 | Residential & Commercial | USHP
211398628 | Central HP <5.4 tons | COLEMAN | HRCU-A-CB (Split System: Heat Pump with Remote Outdoor Unit-Air-Source) | HMH72B341 |  |  | XAHC48FBCN1 | TM8E100B12MP11 | 32600 | 17 | 8.1 | 31800 | 23200 | 72.96% | 2.02 | 0 | 9 |  |  |  |  | R-410A | 2.7167 | Residential & Commercial | USHP
211398710 | Central HP <5.4 tons | COLEMAN | HRCU-A-CB (Split System: Heat Pump with Remote Outdoor Unit-Air-Source) | HMH72B341 |  |  | XAFC48FBCN1 | TMLE100B12MP11 | 33400 | 17 | 8.5 | 32400 | 23800 | 73.46% | 2.06 | 0 | 9.5 |  |  |  |  | R-410A | 2.7833 | Residential & Commercial | USHP
215674461 | Central HP <5.4 tons | KEEPRITE | HRCU-A-CB (Split System: Heat Pump with Remote Outdoor Unit-Air-Source) | C5H0V48*K*AAA* |  |  | EA*5X61M24A*+WALLCON | *80CSU0802120A* | 46000 | 18 | 9 | 47500 | 33600 | 70.74% | 2.08 | 0 | 10 |  |  |  |  | R-454B | 3.8333 | Residential & Commercial | USHP | Ducted CEE Tier 1
216591793 | Central HP <5.4 tons | KENMORE | HRCU-A-CB (Split System: Heat Pump with Remote Outdoor Unit-Air-Source) | HH836E2S11 |  |  | CTU48C5XFS1+TXV | Z8ES100C20SMPS1 | 34400 | 19 | 9 | 32000 | 25400 | 79.38% | 2 | 0 | 11 |  |  |  |  | R-454B | 2.8667 | Residential & Commercial | USHP | Ducted CEE Tier 1
215667929 | Central HP <5.4 tons | KEEPRITE | HRCU-A-CB (Split System: Heat Pump with Remote Outdoor Unit-Air-Source) | C5H0V24*K*AAA* |  |  | EA*5X37M21A*+WALLCON | *96CTN0801714B* | 24000 | 17.5 | 9 | 23200 | 16300 | 70.26% | 2.02 | 0 | 10.5 |  |  |  |  | R-454B | 2 | Residential & Commercial | USHP | Ducted CEE Tier 1
215667785 | Central HP <5.4 tons | KEEPRITE | HRCU-A-CB (Split System: Heat Pump with Remote Outdoor Unit-Air-Source) | C5H0V24*K*AAA* |  |  | EA*5X37M17A*+WALLCON | *97CMN0801714B* | 23800 | 17 | 9 | 23400 | 16500 | 70.51% | 2 | 0 | 10.5 |  |  |  |  | R-454B | 1.9833 | Residential & Commercial | USHP | Ducted CEE Tier 1
215667228 | Central HP <5.4 tons | KEEPRITE | HRCU-A-CB (Split System: Heat Pump with Remote Outdoor Unit-Air-Source) | C5H0V24*K*AAA* |  |  | EA*5X25M17A*+WALLCON | *80CTL0901716B* | 24000 | 17.5 | 9 | 23200 | 16400 | 70.69% | 2 | 0 | 10.5 |  |  |  |  | R-454B | 2 | Residential & Commercial | USHP | Ducted CEE Tier 1
214075357 | Central HP <5.4 tons | RUSSELL | HRCU-A-CB (Split System: Heat Pump with Remote Outdoor Unit-Air-Source) | RD17AZ60AJ3N |  |  | TCFZ6024STANM | S962V0705A21M4S | 55000 | 18 | 8.1 | 54000 | 49500 | 91.67% | 1.75 | 0 | 10 |  |  |  |  | R-410A | 4.5833 | Residential & Commercial | USHP | Ducted CEE Tier 1
215662873 | Central HP <5.4 tons | KEEPRITE | HRCU-A-CB (Split System: Heat Pump with Remote Outdoor Unit-Air-Source) | C5H0V48*K*AAA* |  |  | FCMA5B48L0C*+WALLCON | 0 | 45500 | 19 | 9 | 48000 | 33600 | 70% | 2.1 | 0 | 10.5 |  |  |  |  | R-454B | 3.7917 | Residential & Commercial | USHP | Ducted CEE Tier 1
210595594 | Central HP <5.4 tons | KENMORE | HRCU-A-CB (Split System: Heat Pump with Remote Outdoor Unit-Air-Source) | (C,H,T)VH825GKA2* |  |  | EA*4X42L21A*+WALLCON | *97CMN0601714A* | 23600 | 16 | 8.1 | 21600 | 16800 | 77.78% | 1.94 | 0 | 10.5 |  |  |  |  | R-410A | 1.9667 | Residential & Commercial | USHP | Ducted CEE Tier 1
210595603 | Central HP <5.4 tons | KENMORE | HRCU-A-CB (Split System: Heat Pump with Remote Outdoor Unit-Air-Source) | (C,H,T)VH825GKA2* |  |  | EA*4X42L24A*+WALLCON | *96CTN1202422A* | 23800 | 17 | 8.1 | 21400 | 16600 | 77.57% | 1.96 | 0 | 11 |  |  |  |  | R-410A | 1.9833 | Residential & Commercial | USHP | Ducted CEE Tier 1
210595637 | Central HP <5.4 tons | KENMORE | HRCU-A-CB (Split System: Heat Pump with Remote Outdoor Unit-Air-Source) | (C,H,T)VH825GKA2* |  |  | EA*4X48L21A*+WALLCON | *97CMN0801714A* | 24000 | 16.5 | 8.1 | 21000 | 16600 | 79.05% | 2 | 0 | 11 |  |  |  |  | R-410A | 2 | Residential & Commercial | USHP | Ducted CEE Tier 1
210595584 | Central HP <5.4 tons | KENMORE | HRCU-A-CB (Split System: Heat Pump with Remote Outdoor Unit-Air-Source) | (C,H,T)VH825GKA2* |  |  | EA*4X42L21A*+WALLCON | *80CSU1002120A* | 23800 | 16.5 | 8.1 | 21400 | 16700 | 78.04% | 1.96 | 0 | 10.5 |  |  |  |  | R-410A | 1.9833 | Residential & Commercial | USHP | Ducted CEE Tier 1
215667777 | Central HP <5.4 tons | KEEPRITE | HRCU-A-CB (Split System: Heat Pump with Remote Outdoor Unit-Air-Source) | C5H0V24*K*AAA* |  |  | EA*5X37M17A*+WALLCON | *97CMN0601714B* | 23600 | 17 | 9 | 23600 | 16600 | 70.34% | 1.98 | 0 | 10 |  |  |  |  | R-454B | 1.9667 | Residential & Commercial | USHP | Ducted CEE Tier 1
215667809 | Central HP <5.4 tons | KEEPRITE | HRCU-A-CB (Split System: Heat Pump with Remote Outdoor Unit-Air-Source) | C5H0V24*K*AAA* |  |  | EA*5X37M17A*+WALLCON | *96CTN0801714B* | 23800 | 17 | 9 | 23400 | 16500 | 70.51% | 2 | 0 | 10.5 |  |  |  |  | R-454B | 1.9833 | Residential & Commercial | USHP | Ducted CEE Tier 1
215666991 | Central HP <5.4 tons | KEEPRITE | HRCU-A-CB (Split System: Heat Pump with Remote Outdoor Unit-Air-Source) | C5H0V24*K*AAA* |  |  | EA*5X24M17A*+WALLCON | *80CSU0601716A* | 22800 | 16.5 | 9 | 24000 | 16800 | 70% | 1.96 | 0 | 10 |  |  |  |  | R-454B | 1.9 | Residential & Commercial | USHP | Ducted CEE Tier 1
215667102 | Central HP <5.4 tons | KEEPRITE | HRCU-A-CB (Split System: Heat Pump with Remote Outdoor Unit-Air-Source) | C5H0V24*K*AAA* |  |  | EA*5X24M17A*+WALLCON | *97CMN0801714B* | 22800 | 16.5 | 9 | 24000 | 16900 | 70.42% | 1.94 | 0 | 10 |  |  |  |  | R-454B | 1.9 | Residential & Commercial | USHP | Ducted CEE Tier 1
210595646 | Central HP <5.4 tons | KENMORE | HRCU-A-CB (Split System: Heat Pump with Remote Outdoor Unit-Air-Source) | (C,H,T)VH825GKA2* |  |  | EA*4X48L24A*+WALLCON | *97CMN1002122A* | 24200 | 16.5 | 8.1 | 21000 | 16500 | 78.57% | 2.02 | 0 | 11 |  |  |  |  | R-410A | 2.0167 | Residential & Commercial | USHP | Ducted CEE Tier 1
210595660 | Central HP <5.4 tons | KENMORE | HRCU-A-CB (Split System: Heat Pump with Remote Outdoor Unit-Air-Source) | (C,H,T)VH825GKA2* |  |  | EHD4X42AAL+WALLCON | *96CTN0801714A* | 24000 | 16 | 8.1 | 21400 | 16700 | 78.04% | 2 | 0 | 10.5 |  |  |  |  | R-410A | 2 | Residential & Commercial | USHP | Ducted CEE Tier 1
210595678 | Central HP <5.4 tons | KENMORE | HRCU-A-CB (Split System: Heat Pump with Remote Outdoor Unit-Air-Source) | (C,H,T)VH825GKA2* |  |  | EHD4X48AAL+WALLCON | *95CSU1002122A* | 24200 | 16.5 | 8.1 | 21200 | 16600 | 78.3% | 2.02 | 0 | 11 |  |  |  |  | R-410A | 2.0167 | Residential & Commercial | USHP | Ducted CEE Tier 1
210595719 | Central HP <5.4 tons | KENMORE | HRCU-A-CB (Split System: Heat Pump with Remote Outdoor Unit-Air-Source) | (C,H,T)VH825GKA2* |  |  | EN(A,D,W)4X48L21**+WALLCON | *95CSU0601716A* | 24000 | 16.5 | 8.1 | 21400 | 16700 | 78.04% | 2 | 0 | 11 |  |  |  |  | R-410A | 2 | Residential & Commercial | USHP | Ducted CEE Tier 1
206998329 | Central HP <5.4 tons | KENMORE | HRCU-A-CB (Split System: Heat Pump with Remote Outdoor Unit-Air-Source) | (C,H,T)VH825GKA3* |  |  | EA*4X36L21A*+WALLCON | *96CTN0601714A* | 23400 | 16.5 | 8.1 | 21600 | 16700 | 77.31% | 1.92 | 11 | 10.5 |  |  |  |  | R-410A | 1.95 | Residential & Commercial | USHP | Ducted CEE Tier 1
211389561 | Central HP <5.4 tons | CHAMPION HEATING AND COOLING | HRCU-A-CB (Split System: Heat Pump with Remote Outdoor Unit-Air-Source) | HMH72B341 |  |  | XAFC36DBCN1 | TM8Y100C16MP11 | 34000 | 18.5 | 8.5 | 34000 | 24000 | 70.59% | 2.1 | 0 | 10 |  |  |  |  | R-410A | 2.8333 | Residential & Commercial | USHP | Ducted CEE Tier 1
211389654 | Central HP <5.4 tons | CHAMPION HEATING AND COOLING | HRCU-A-CB (Split System: Heat Pump with Remote Outdoor Unit-Air-Source) | HMH72B341 |  |  | XAHB36DXXN1+TXV | TM8Y080B12MP11 | 33000 | 17.5 | 8.1 | 32800 | 23000 | 70.12% | 2 | 0 | 9.5 |  |  |  |  | R-410A | 2.75 | Residential & Commercial | USHP
211389961 | Central HP <5.4 tons | CHAMPION HEATING AND COOLING | HRCU-A-CB (Split System: Heat Pump with Remote Outdoor Unit-Air-Source) | HMH72B341 |  |  | XAHC36DXXN1+TXV | TPLC080C16MP13 | 34000 | 17 | 8.1 | 34000 | 24600 | 72.35% | 2.08 | 0 | 9.5 |  |  |  |  | R-410A | 2.8333 | Residential & Commercial | USHP
211390622 | Central HP <5.4 tons | CHAMPION HEATING AND COOLING | HRCU-A-CB (Split System: Heat Pump with Remote Outdoor Unit-Air-Source) | HMH72B341 |  |  | XAFC36DXXN1+TXV | TPLC080B12MP13 | 33800 | 17 | 8.1 | 34000 | 24200 | 71.18% | 2.04 | 0 | 9.5 |  |  |  |  | R-410A | 2.8167 | Residential & Commercial | USHP
206998344 | Central HP <5.4 tons | KENMORE | HRCU-A-CB (Split System: Heat Pump with Remote Outdoor Unit-Air-Source) | (C,H,T)VH825GKA3* |  |  | EA*4X37L17A*+WALLCON | *97CMN0601714A* | 24000 | 16 | 8.1 | 21600 | 16900 | 78.24% | 1.98 | 11 | 10.5 |  |  |  |  | R-410A | 2 | Residential & Commercial | USHP | Ducted CEE Tier 1
206998360 | Central HP <5.4 tons | KENMORE | HRCU-A-CB (Split System: Heat Pump with Remote Outdoor Unit-Air-Source) | (C,H,T)VH825GKA3* |  |  | EA*4X37L21A*+WALLCON | *80CTL0901716A* | 24600 | 17.5 | 8.5 | 21000 | 16500 | 78.57% | 2.04 | 12 | 11.7 |  |  |  |  | R-410A | 2.05 | Residential & Commercial | USHP | Ducted CEE Tier 1
214241832 | Central HP <5.4 tons | KEEPRITE | HRCU-A-CB (Split System: Heat Pump with Remote Outdoor Unit-Air-Source) | CVH825GKA3* |  |  | EN(A,D,W)4X36L17**+WALLCON | *97CMN0801714B* | 23400 | 16.5 | 8.1 | 21600 | 16700 | 77.31% | 1.9 | 0 | 10.5 |  |  |  |  | R-410A | 1.95 | Residential & Commercial | USHP | Ducted CEE Tier 1
214239210 | Central HP <5.4 tons | KEEPRITE | HRCU-A-CB (Split System: Heat Pump with Remote Outdoor Unit-Air-Source) | CVH837GKA2* |  |  | EN(A,D,W)4X48L21**+WALLCON | *80CTL1102120B* | 32400 | 17 | 8.1 | 32600 | 24600 | 75.46% | 1.96 | 0 | 11.5 |  |  |  |  | R-410A | 2.7 | Residential & Commercial | USHP | Ducted CEE Tier 1
214809003 | Central HP <5.4 tons | COLEMAN | HRCU-A-CB (Split System: Heat Pump with Remote Outdoor Unit-Air-Source) | HH860E2S11 |  |  | CTU60C5XGS1+JMC17C2SN1+TXV | 0 | 44500 | 18 | 9 | 44000 | 33000 | 75% | 2 | 0 | 12 |  |  |  |  | R-454B | 3.7083 | Residential & Commercial | USHP | Ducted CEE Tier 1
214809018 | Central HP <5.4 tons | COLEMAN | HRCU-A-CB (Split System: Heat Pump with Remote Outdoor Unit-Air-Source) | HH860E2S11 |  |  | CTU60C5XGS1+TXV | CP9C100C16MP13 | 43500 | 18 | 9 | 44000 | 33200 | 75.45% | 2 | 0 | 11.7 |  |  |  |  | R-454B | 3.625 | Residential & Commercial | USHP | Ducted CEE Tier 1
214066618 | Central HP <5.4 tons | RUSSELL | HRCU-A-CB (Split System: Heat Pump with Remote Outdoor Unit-Air-Source) | RD17AZ36AJ3N |  |  | TCFZ3621MTANM | S921V0603A17M4S | 34200 | 18 | 8.1 | 34200 | 29800 | 87.13% | 1.9 | 0 | 10 |  |  |  |  | R-410A | 2.85 | Residential & Commercial | USHP | Ducted CEE Tier 1
212609375 | Central HP <5.4 tons | RUSSELL | HRCU-A-CB (Split System: Heat Pump with Remote Outdoor Unit-Air-Source) | SP18AZ48AJVC |  |  | TCFZ6021SEAAM | S802V0504A17UHS | 45000 | 19 | 8.5 | 44000 | 45500 | 103.4% | 1.9 | 0 | 12 |  |  |  |  | R-410A | 3.75 | Residential & Commercial | USHP | Ducted CEE Tier 1
212609392 | Central HP <5.4 tons | RUSSELL | HRCU-A-CB (Split System: Heat Pump with Remote Outdoor Unit-Air-Source) | SP18AZ48AJVC |  |  | TCFZ6021SEAAM | S802V0504A17UHN | 45000 | 19 | 8.5 | 44000 | 45500 | 103.4% | 1.9 | 0 | 12 |  |  |  |  | R-410A | 3.75 | Residential & Commercial | USHP | Ducted CEE Tier 1
210595596 | Central HP <5.4 tons | KENMORE | HRCU-A-CB (Split System: Heat Pump with Remote Outdoor Unit-Air-Source) | (C,H,T)VH825GKA2* |  |  | EA*4X42L21A*+WALLCON | *97CMN0801714A* | 23600 | 16.5 | 8.1 | 21400 | 16700 | 78.04% | 1.96 | 0 | 11 |  |  |  |  | R-410A | 1.9667 | Residential & Commercial | USHP | Ducted CEE Tier 1
210595612 | Central HP <5.4 tons | KENMORE | HRCU-A-CB (Split System: Heat Pump with Remote Outdoor Unit-Air-Source) | (C,H,T)VH825GKA2* |  |  | EA*4X43L21A*+WALLCON | *80CTL0901716A* | 24600 | 17.5 | 8.5 | 21000 | 16500 | 78.57% | 2.04 | 0 | 11.7 |  |  |  |  | R-410A | 2.05 | Residential & Commercial | USHP | Ducted CEE Tier 1
210595626 | Central HP <5.4 tons | KENMORE | HRCU-A-CB (Split System: Heat Pump with Remote Outdoor Unit-Air-Source) | (C,H,T)VH825GKA2* |  |  | EA*4X48L21A*+WALLCON | *80CTL0451712A* | 24000 | 16.5 | 8.1 | 21000 | 16700 | 79.52% | 2 | 0 | 11 |  |  |  |  | R-410A | 2 | Residential & Commercial | USHP | Ducted CEE Tier 1
211396095 | Central HP <5.4 tons | COLEMAN | HRCU-A-CB (Split System: Heat Pump with Remote Outdoor Unit-Air-Source) | HMH72B341 |  |  | XAHC48FBCN1 | TM9E080C16MP12 | 33600 | 17 | 8.1 | 32800 | 24200 | 73.78% | 2.04 | 0 | 9 |  |  |  |  | R-410A | 2.8 | Residential & Commercial | USHP
211397694 | Central HP <5.4 tons | COLEMAN | HRCU-A-CB (Split System: Heat Pump with Remote Outdoor Unit-Air-Source) | HMH72B341 |  |  | XAFC48FXXN1+TXV | TM8V100C16MP12 | 34000 | 16.5 | 8.5 | 33200 | 24400 | 73.49% | 2.1 | 0 | 9 |  |  |  |  | R-410A | 2.8333 | Residential & Commercial | USHP
211397826 | Central HP <5.4 tons | COLEMAN | HRCU-A-CB (Split System: Heat Pump with Remote Outdoor Unit-Air-Source) | HMH72B341 |  |  | XAFC48FBCN1 | TMLV100C16MP12 | 34000 | 16.5 | 8.5 | 33200 | 24400 | 73.49% | 2.1 | 0 | 9 |  |  |  |  | R-410A | 2.8333 | Residential & Commercial | USHP
214229295 | Central HP <5.4 tons | KEEPRITE | HRCU-A-CB (Split System: Heat Pump with Remote Outdoor Unit-Air-Source) | DLCURAH36ABK |  |  | EA*4X37L17A* | *80MSU0601716A* | 36000 | 16 | 8.5 | 38500 | 34800 | 90.39% | 2.02 | 0 | 10 |  |  |  |  | R-410A | 3 | Residential & Commercial | USHP | Ducted CEE Tier 1
210595810 | Central HP <5.4 tons | KENMORE | HRCU-A-CB (Split System: Heat Pump with Remote Outdoor Unit-Air-Source) | (C,H,T)VH837GKA** |  |  | EA*4X60L24A*+WALLCON | *80CSU1002120A* | 32800 | 17 | 8.1 | 32000 | 24800 | 77.5% | 1.96 | 0 | 11 |  |  |  |  | R-410A | 2.7333 | Residential & Commercial | USHP | Ducted CEE Tier 1
210595844 | Central HP <5.4 tons | KENMORE | HRCU-A-CB (Split System: Heat Pump with Remote Outdoor Unit-Air-Source) | (C,H,T)VH837GKA** |  |  | EA*4X61L24A*+WALLCON | *96CTN1202422A* | 33200 | 18 | 8.5 | 32000 | 24800 | 77.5% | 2 | 0 | 12 |  |  |  |  | R-410A | 2.7667 | Residential & Commercial | USHP | Ducted CEE Tier 1
215674011 | Central HP <5.4 tons | KEEPRITE | HRCU-A-CB (Split System: Heat Pump with Remote Outdoor Unit-Air-Source) | C5H0V48*K*AAA* |  |  | EA*5X48M21A*+WALLCON | *80CSU1002120A* | 44000 | 17.5 | 9 | 48500 | 34200 | 70.52% | 2.06 | 0 | 9.5 |  |  |  |  | R-454B | 3.6667 | Residential & Commercial | USHP
215674361 | Central HP <5.4 tons | KEEPRITE | HRCU-A-CB (Split System: Heat Pump with Remote Outdoor Unit-Air-Source) | C5H0V48*K*AAA* |  |  | EA*5X61M21A*+WALLCON | *80CTL0901716B* | 46000 | 18 | 9 | 48000 | 33800 | 70.42% | 2.06 | 0 | 10 |  |  |  |  | R-454B | 3.8333 | Residential & Commercial | USHP | Ducted CEE Tier 1
215674171 | Central HP <5.4 tons | KEEPRITE | HRCU-A-CB (Split System: Heat Pump with Remote Outdoor Unit-Air-Source) | C5H0V48*K*AAA* |  |  | EA*5X60M24A*+WALLCON | *80CSU1002120A* | 45000 | 17.5 | 9 | 47500 | 33600 | 70.74% | 2.06 | 0 | 10 |  |  |  |  | R-454B | 3.75 | Residential & Commercial | USHP | Ducted CEE Tier 1
215674421 | Central HP <5.4 tons | KEEPRITE | HRCU-A-CB (Split System: Heat Pump with Remote Outdoor Unit-Air-Source) | C5H0V48*K*AAA* |  |  | EA*5X61M21A*+WALLCON | *97CMN0802120B* | 46000 | 18 | 9 | 48000 | 33800 | 70.42% | 2.08 | 0 | 10 |  |  |  |  | R-454B | 3.8333 | Residential & Commercial | USHP | Ducted CEE Tier 1
210595653 | Central HP <5.4 tons | KENMORE | HRCU-A-CB (Split System: Heat Pump with Remote Outdoor Unit-Air-Source) | (C,H,T)VH825GKA2* |  |  | EHD4X42AAL+WALLCON | *80CTL0701716A* | 24200 | 16 | 8.1 | 21400 | 16600 | 77.57% | 2 | 0 | 10.5 |  |  |  |  | R-410A | 2.0167 | Residential & Commercial | USHP | Ducted CEE Tier 1
210595662 | Central HP <5.4 tons | KENMORE | HRCU-A-CB (Split System: Heat Pump with Remote Outdoor Unit-Air-Source) | (C,H,T)VH825GKA2* |  |  | EHD4X42AAL+WALLCON | *96CTN1202422A* | 24200 | 16 | 8.1 | 21400 | 16600 | 77.57% | 2 | 0 | 10.5 |  |  |  |  | R-410A | 2.0167 | Residential & Commercial | USHP | Ducted CEE Tier 1
210595671 | Central HP <5.4 tons | KENMORE | HRCU-A-CB (Split System: Heat Pump with Remote Outdoor Unit-Air-Source) | (C,H,T)VH825GKA2* |  |  | EHD4X48AAL+WALLCON | *80CTL0451712A* | 24200 | 16 | 8.1 | 21400 | 16700 | 78.04% | 2 | 0 | 10.5 |  |  |  |  | R-410A | 2.0167 | Residential & Commercial | USHP | Ducted CEE Tier 1
215667459 | Central HP <5.4 tons | KEEPRITE | HRCU-A-CB (Split System: Heat Pump with Remote Outdoor Unit-Air-Source) | C5H0V24*K*AAA* |  |  | EA*5X30M17A*+WALLCON | *80CTL0901716B* | 23000 | 17 | 9 | 23800 | 16700 | 70.17% | 1.98 | 0 | 10 |  |  |  |  | R-454B | 1.9167 | Residential & Commercial | USHP | Ducted CEE Tier 1
216591882 | Central HP <5.4 tons | KENMORE | HRCU-A-CB (Split System: Heat Pump with Remote Outdoor Unit-Air-Source) | HH836E2S11 |  |  | CTU48C5XFS1+TXV | Z8ES100C16SMPS1 | 34000 | 19 | 9 | 31600 | 25200 | 79.75% | 2 | 0 | 11 |  |  |  |  | R-454B | 2.8333 | Residential & Commercial | USHP | Ducted CEE Tier 1
214606505 | Central HP <5.4 tons | COLEMAN | HRCU-A-C (Split System: Heat Pump with Remote Outdoor Unit with No Indoor Fan --Air Source) | HH836E2S11 |  |  | CTF48C5CFS1 | 0 | 31600 | 15.2 | 8.5 | 30800 | 22200 | 72.08% | 2 | 0 | 10 |  |  |  |  | R-454B | 2.6333 | Residential & Commercial | USHP | Ducted CEE Tier 1
214809162 | Central HP <5.4 tons | COLEMAN | HRCU-A-CB (Split System: Heat Pump with Remote Outdoor Unit-Air-Source) | HH860E2S11 |  |  | CTU60D5XGS1+JME18D2SN1+TXV | 0 | 46000 | 19 | 9.5 | 45500 | 33800 | 74.29% | 2 | 0 | 12 |  |  |  |  | R-454B | 3.8333 | Residential & Commercial | USHP | Ducted CEE Tier 1
215667010 | Central HP <5.4 tons | KEEPRITE | HRCU-A-CB (Split System: Heat Pump with Remote Outdoor Unit-Air-Source) | C5H0V24*K*AAA* |  |  | EA*5X24M17A*+WALLCON | *80CTL0451712B* | 22600 | 16.5 | 9 | 24200 | 17000 | 70.25% | 1.94 | 0 | 9.5 |  |  |  |  | R-454B | 1.8833 | Residential & Commercial | USHP
211390883 | Central HP <5.4 tons | CHAMPION HEATING AND COOLING | HRCU-A-CB (Split System: Heat Pump with Remote Outdoor Unit-Air-Source) | HMH72B341 |  |  | XAHB36DXXN1+TXV | TMLV060A12MP12 | 33400 | 16.5 | 8.1 | 33600 | 23800 | 70.83% | 2.02 | 0 | 9.5 |  |  |  |  | R-410A | 2.7833 | Residential & Commercial | USHP
211388575 | Central HP <5.4 tons | CHAMPION HEATING AND COOLING | HRCU-A-CB (Split System: Heat Pump with Remote Outdoor Unit-Air-Source) | HMH72B341 |  |  | XAHC36DXXN1+TXV | TM9E100C16MP12 | 33600 | 17.5 | 8.1 | 33000 | 23200 | 70.3% | 2.04 | 0 | 10 |  |  |  |  | R-410A | 2.8 | Residential & Commercial | USHP | Ducted CEE Tier 1
214876085 | Central HP <5.4 tons | COLEMAN | HRCU-A-CB (Split System: Heat Pump with Remote Outdoor Unit-Air-Source) | HMH72B341 |  |  | XAFC36DBCN1+JME16C2SN1 | 0 | 34000 | 18.5 | 8.5 | 33000 | 23200 | 70.3% | 2 | 0 | 10.5 |  |  |  |  | R-410A | 2.8333 | Residential & Commercial | USHP | Ducted CEE Tier 1
211206968 | Central HP <5.4 tons | CHAMPION HEATING AND COOLING | HRCU-A-CB (Split System: Heat Pump with Remote Outdoor Unit-Air-Source) | HL20B4821 |  |  | XAMC48HE3N1+CC | TPLC100C20MP13 | 43500 | 19 | 9 | 44500 | 36200 | 81.35% | 2.14 | 0 | 12 |  |  |  |  | R-410A | 3.625 | Residential & Commercial | USHP | Ducted CEE Tier 1
210595871 | Central HP <5.4 tons | KENMORE | HRCU-A-CB (Split System: Heat Pump with Remote Outdoor Unit-Air-Source) | (C,H,T)VH837GKA** |  |  | EHD4X60AAL+WALLCON | *97CMN1002122A* | 33000 | 17 | 8.1 | 32200 | 24800 | 77.02% | 2.02 | 0 | 11.5 |  |  |  |  | R-410A | 2.75 | Residential & Commercial | USHP | Ducted CEE Tier 1
216591715 | Central HP <5.4 tons | KENMORE | HRCU-A-CB (Split System: Heat Pump with Remote Outdoor Unit-Air-Source) | HH860E2S11 |  |  | CTU60C5XGS1+TXV | Z9ET080C16SMPS1 | 44000 | 18 | 9 | 45000 | 32800 | 72.89% | 2 | 0 | 11 |  |  |  |  | R-454B | 3.6667 | Residential & Commercial | USHP | Ducted CEE Tier 1
215853457 | Central HP <5.4 tons | COLEMAN | HRCU-A-CB (Split System: Heat Pump with Remote Outdoor Unit-Air-Source) | HH860E2S11 |  |  | JHE60C5CH2SS1 | 0 | 54000 | 19 | 9 | 53500 | 38500 | 71.96% | 2 | 0 | 11.7 |  |  |  |  | R-454B | 4.5 | Residential & Commercial | USHP | Ducted CEE Tier 1
210595654 | Central HP <5.4 tons | KENMORE | HRCU-A-CB (Split System: Heat Pump with Remote Outdoor Unit-Air-Source) | (C,H,T)VH825GKA2* |  |  | EHD4X42AAL+WALLCON | *80CTL0901716A* | 24200 | 16.5 | 8.1 | 21200 | 16500 | 77.83% | 2.02 | 0 | 11 |  |  |  |  | R-410A | 2.0167 | Residential & Commercial | USHP | Ducted CEE Tier 1
210595718 | Central HP <5.4 tons | KENMORE | HRCU-A-CB (Split System: Heat Pump with Remote Outdoor Unit-Air-Source) | (C,H,T)VH825GKA2* |  |  | EN(A,D,W)4X48L21**+WALLCON | *80CTL0901716A* | 24200 | 17.5 | 8.1 | 21200 | 16500 | 77.83% | 2.02 | 0 | 11.7 |  |  |  |  | R-410A | 2.0167 | Residential & Commercial | USHP | Ducted CEE Tier 1
210595813 | Central HP <5.4 tons | KENMORE | HRCU-A-CB (Split System: Heat Pump with Remote Outdoor Unit-Air-Source) | (C,H,T)VH837GKA** |  |  | EA*4X60L24A*+WALLCON | *80CTL1352422A* | 32800 | 18 | 8.5 | 31800 | 24800 | 77.99% | 2 | 0 | 12 |  |  |  |  | R-410A | 2.7333 | Residential & Commercial | USHP | Ducted CEE Tier 1
213069730 | Central HP <5.4 tons | ACIQ | HRCU-A-CB (Split System: Heat Pump with Remote Outdoor Unit-Air-Source) | DLCURAH24ABK |  |  | EA*4X30L14A* | *92ESN0601412A* | 23400 | 16.5 | 8.5 | 25800 | 24400 | 94.57% | 2.02 | 0 | 10 |  |  |  |  | R-410A | 1.95 | Residential & Commercial | USHP | Ducted CEE Tier 1
213069780 | Central HP <5.4 tons | ACIQ | HRCU-A-CB (Split System: Heat Pump with Remote Outdoor Unit-Air-Source) | DLCURAH24ABK |  |  | EA*4X30L17A* | *80ESU0401712A* | 24000 | 17 | 8.5 | 26000 | 23200 | 89.23% | 1.94 | 0 | 10 |  |  |  |  | R-410A | 2 | Residential & Commercial | USHP | Ducted CEE Tier 1
213069927 | Central HP <5.4 tons | ACIQ | HRCU-A-CB (Split System: Heat Pump with Remote Outdoor Unit-Air-Source) | DLCURAH24ABK |  |  | EA*4X30L17A* | OLV098A12* | 23200 | 16.5 | 8.5 | 25800 | 24400 | 94.57% | 2.02 | 0 | 10 |  |  |  |  | R-410A | 1.9333 | Residential & Commercial | USHP | Ducted CEE Tier 1
213069995 | Central HP <5.4 tons | ACIQ | HRCU-A-CB (Split System: Heat Pump with Remote Outdoor Unit-Air-Source) | DLCURAH24ABK |  |  | EA*4X36L17A* | *95ESU0601716A* | 24400 | 17 | 8.5 | 26200 | 22400 | 85.5% | 1.86 | 0 | 10 |  |  |  |  | R-410A | 2.0333 | Residential & Commercial | USHP | Ducted CEE Tier 1
210595582 | Central HP <5.4 tons | KENMORE | HRCU-A-CB (Split System: Heat Pump with Remote Outdoor Unit-Air-Source) | (C,H,T)VH825GKA2* |  |  | EA*4X42L21A*+WALLCON | *80CSU0401712A* | 23800 | 17 | 8.1 | 21400 | 16600 | 77.57% | 1.96 | 0 | 11 |  |  |  |  | R-410A | 1.9833 | Residential & Commercial | USHP | Ducted CEE Tier 1
214075392 | Central HP <5.4 tons | RUSSELL | HRCU-A-CB (Split System: Heat Pump with Remote Outdoor Unit-Air-Source) | RD17AZ60AJ3N |  |  | TCFZ6024STANM | S97MV1155A24DHS | 55000 | 18 | 8.1 | 54000 | 49500 | 91.67% | 1.75 | 0 | 10 |  |  |  |  | R-410A | 4.5833 | Residential & Commercial | USHP | Ducted CEE Tier 1
214075193 | Central HP <5.4 tons | RUSSELL | HRCU-A-CB (Split System: Heat Pump with Remote Outdoor Unit-Air-Source) | RD17AZ60AJ3N |  |  | TCFZ6024STANM | S802V1505A24UHN | 55500 | 18 | 8.1 | 53500 | 49000 | 91.59% | 1.75 | 0 | 10 |  |  |  |  | R-410A | 4.625 | Residential & Commercial | USHP | Ducted CEE Tier 1
214075194 | Central HP <5.4 tons | RUSSELL | HRCU-A-CB (Split System: Heat Pump with Remote Outdoor Unit-Air-Source) | RD17AZ60AJ3N |  |  | TCFZ6024STANM | S801V1505A24UH | 55500 | 18 | 8.1 | 53500 | 49000 | 91.59% | 1.75 | 0 | 10 |  |  |  |  | R-410A | 4.625 | Residential & Commercial | USHP | Ducted CEE Tier 1
214075259 | Central HP <5.4 tons | RUSSELL | HRCU-A-CB (Split System: Heat Pump with Remote Outdoor Unit-Air-Source) | RD17AZ60AJ3N |  |  | TCFZ6024STANM | S801V1005A21DZ | 55500 | 18 | 8.1 | 53500 | 49000 | 91.59% | 1.75 | 0 | 10 |  |  |  |  | R-410A | 4.625 | Residential & Commercial | USHP | Ducted CEE Tier 1
214075260 | Central HP <5.4 tons | RUSSELL | HRCU-A-CB (Split System: Heat Pump with Remote Outdoor Unit-Air-Source) | RD17AZ60AJ3N |  |  | TCFZ6024STANM | S802V1255A24UHS | 55500 | 18 | 8.1 | 53500 | 49000 | 91.59% | 1.75 | 0 | 10 |  |  |  |  | R-410A | 4.625 | Residential & Commercial | USHP | Ducted CEE Tier 1
215682214 | Central HP <5.4 tons | BRYANT HEATING AND COOLING SYSTEMS | HRCU-A-CB (Split System: Heat Pump with Remote Outdoor Unit-Air-Source) | 290VAN048**AA* |  |  | CVAVA4824XMA*+UI | 987TA66100C21*** | 47000 | 19 | 9 | 50000 | 36400 | 72.8% | 1.98 | 0 | 10 |  |  |  |  | R-454B | 3.9167 | Residential & Commercial | USHP | Ducted CEE Tier 1
215682264 | Central HP <5.4 tons | BRYANT HEATING AND COOLING SYSTEMS | HRCU-A-CB (Split System: Heat Pump with Remote Outdoor Unit-Air-Source) | 290VAN048**AA* |  |  | CVAVA4924XMA*+UI | 987TA60080C21*** | 48000 | 19 | 9 | 50000 | 36600 | 73.2% | 2 | 0 | 10 |  |  |  |  | R-454B | 4 | Residential & Commercial | USHP | Ducted CEE Tier 1
215936861 | Central HP <5.4 tons | KEEPRITE | HRCU-A-CB (Split System: Heat Pump with Remote Outdoor Unit-Air-Source) | C5H3V36*K*AAA* |  |  | EVD5X60M24A*+WALLCON | *96CTN1202422B* | 35600 | 22 | 8.5 | 38000 | 28400 | 74.74% | 2.04 | 0 | 12.5 |  |  |  |  | R-454B | 2.9667 | Residential & Commercial | USHP | Ducted CEE Tier 1
216591822 | Central HP <5.4 tons | KENMORE | HRCU-A-CB (Split System: Heat Pump with Remote Outdoor Unit-Air-Source) | HH824E2S11 |  |  | CTU36B5XDS1+JME12B2SN1+TXV | 0 | 23000 | 19 | 9.5 | 23000 | 18500 | 80.43% | 2 | 0 | 12 |  |  |  |  | R-454B | 1.9167 | Residential & Commercial | USHP | Ducted CEE Tier 1
211398035 | Central HP <5.4 tons | COLEMAN | HRCU-A-CB (Split System: Heat Pump with Remote Outdoor Unit-Air-Source) | HMH72B341 |  |  | XAFC48FBCN1 | TM8V080B12MP12 | 33000 | 16 | 8.1 | 32600 | 24000 | 73.62% | 2.02 | 0 | 9 |  |  |  |  | R-410A | 2.75 | Residential & Commercial | USHP
213785068 | Central HP <5.4 tons | BRYANT HEATING AND COOLING SYSTEMS | HRCU-A-CB (Split System: Heat Pump with Remote Outdoor Unit-Air-Source) | 284ANV024*0**B* |  |  | CAP**3617AL*+UI | 88*TB36045C17*** | 23200 | 19.5 | 10 | 26800 | 20000 | 74.63% | 2.36 | 0 | 12.5 |  |  |  |  | R-410A | 1.9333 | Residential & Commercial | USHP | Ducted CEE Tier 1
204456795 | Central HP <5.4 tons | KENMORE | HRCU-A-CB (Split System: Heat Pump with Remote Outdoor Unit-Air-Source) | (C,H,T)VH825GKA2* |  |  | EA*4X36L21A*+WALLCON | *80CTL0901716A* | 23600 | 17.5 | 8.1 | 21400 | 16600 | 77.57% | 1.96 | 11 | 11 |  |  |  |  | R-410A | 1.9667 | Residential & Commercial | USHP | Ducted CEE Tier 1
205750709 | Central HP <5.4 tons | KENMORE | HRCU-A-CB (Split System: Heat Pump with Remote Outdoor Unit-Air-Source) | (C,H,T)VH825GKA2* |  |  | EA*4X37L21A*+WALLCON | *97CMN1002122A* | 24400 | 16.5 | 8.5 | 21200 | 16600 | 78.3% | 2.04 | 11 | 11 |  |  |  |  | R-410A | 2.0333 | Residential & Commercial | USHP | Ducted CEE Tier 1
215588462 | Central HP <5.4 tons | BRYANT HEATING AND COOLING SYSTEMS | HRCU-A-CB (Split System: Heat Pump with Remote Outdoor Unit-Air-Source) | 291VAN054**AA* |  |  | CSAH*6012AM*+UI | 987TA66100C21*** | 49500 | 18.5 | 10.5 | 52500 | 53500 | 101.9% | 1.9 | 0 | 11 |  |  |  |  | R-454B | 4.125 | Residential & Commercial | USHP | Ducted CEE Tier 1
216755387 | Central HP <5.4 tons | KEEPRITE | HRCU-A-CB (Split System: Heat Pump with Remote Outdoor Unit-Air-Source) | D5CUHAH30AAK |  |  | EA*5X37M21A* | *80VSL1102122B* | 31000 | 15.2 | 9 | 34200 | 30200 | 88.3% | 1.8 | 0 | 9.5 |  |  |  |  | R-454B | 2.5833 | Residential & Commercial | USHP
215912243 | Central HP <5.4 tons | COLEMAN | HRCU-A-CB (Split System: Heat Pump with Remote Outdoor Unit-Air-Source) | HH824E2S11 |  |  | CTM36B5ADS1 | TM9E080B12MP12 | 23000 | 17 | 9.5 | 23000 | 18800 | 81.74% | 2 | 0 | 12 |  |  |  |  | R-454B | 1.9167 | Residential & Commercial | USHP | Ducted CEE Tier 1
210595593 | Central HP <5.4 tons | KENMORE | HRCU-A-CB (Split System: Heat Pump with Remote Outdoor Unit-Air-Source) | (C,H,T)VH825GKA2* |  |  | EA*4X42L21A*+WALLCON | *96CTN1002122A* | 23800 | 16.5 | 8.1 | 21400 | 16600 | 77.57% | 1.96 | 0 | 11 |  |  |  |  | R-410A | 1.9833 | Residential & Commercial | USHP | Ducted CEE Tier 1
210595618 | Central HP <5.4 tons | KENMORE | HRCU-A-CB (Split System: Heat Pump with Remote Outdoor Unit-Air-Source) | (C,H,T)VH825GKA2* |  |  | EA*4X43L21A*+WALLCON | *96CTN1002122A* | 24400 | 16.5 | 8.5 | 21200 | 16600 | 78.3% | 2.04 | 0 | 11 |  |  |  |  | R-410A | 2.0333 | Residential & Commercial | USHP | Ducted CEE Tier 1
210595620 | Central HP <5.4 tons | KENMORE | HRCU-A-CB (Split System: Heat Pump with Remote Outdoor Unit-Air-Source) | (C,H,T)VH825GKA2* |  |  | EA*4X43L21A*+WALLCON | *97CMN0602120A* | 24400 | 16.5 | 8.1 | 21200 | 16700 | 78.77% | 2.02 | 0 | 11 |  |  |  |  | R-410A | 2.0333 | Residential & Commercial | USHP | Ducted CEE Tier 1
210595627 | Central HP <5.4 tons | KENMORE | HRCU-A-CB (Split System: Heat Pump with Remote Outdoor Unit-Air-Source) | (C,H,T)VH825GKA2* |  |  | EA*4X48L21A*+WALLCON | *80CTL0701716A* | 24000 | 17 | 8.1 | 21000 | 16600 | 79.05% | 2.02 | 0 | 11 |  |  |  |  | R-410A | 2 | Residential & Commercial | USHP | Ducted CEE Tier 1
210595598 | Central HP <5.4 tons | KENMORE | HRCU-A-CB (Split System: Heat Pump with Remote Outdoor Unit-Air-Source) | (C,H,T)VH825GKA2* |  |  | EA*4X42L24A*+WALLCON | *80CSU1002120A* | 23800 | 16.5 | 8.1 | 21400 | 16700 | 78.04% | 1.96 | 0 | 10.5 |  |  |  |  | R-410A | 1.9833 | Residential & Commercial | USHP | Ducted CEE Tier 1
210595614 | Central HP <5.4 tons | KENMORE | HRCU-A-CB (Split System: Heat Pump with Remote Outdoor Unit-Air-Source) | (C,H,T)VH825GKA2* |  |  | EA*4X43L21A*+WALLCON | *95CSU0802120A* | 24400 | 17 | 8.5 | 21200 | 16600 | 78.3% | 2.04 |
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