215932422 | Central HP <5.4 tons | KENMORE | HRCU-A-CB (Split System: Heat Pump with Remote Outdoor Unit-Air-Source) | (C,H,T)5H3V36*K*AAA* |  |  | EA*5X48M21A*+WALLCON | *80CTL0702120B* | 33400 | 20 | 9.5 | 34600 | 26400 | 76.3% | 2.04 | 0 | 11.5 |  |  |  |  | R-454B | 2.7833 | Residential & Commercial | USHP | Ducted CEE Tier 1
215932072 | Central HP <5.4 tons | KENMORE | HRCU-A-CB (Split System: Heat Pump with Remote Outdoor Unit-Air-Source) | (C,H,T)5H3V36*K*AAA* |  |  | EA*5X36M17A*+WALLCON | *80CTL0701716B* | 32200 | 19 | 9.5 | 35400 | 27200 | 76.84% | 2 | 0 | 10.5 |  |  |  |  | R-454B | 2.6833 | Residential & Commercial | USHP | Ducted CEE Tier 1
207698174 | Central HP <5.4 tons | Honeywell | HRCU-A-CB (Split System: Heat Pump with Remote Outdoor Unit-Air-Source) | HOH16S-60AA |  |  | HVTAN-36A | 0 | 35000 | 17 | 8.5 | 35400 | 28400 | 80.23% | 2 | 12.5 | 11.7 |  |  |  |  | R-410A | 2.9167 | Residential & Commercial | USHP | Ducted CEE Tier 1
215931922 | Central HP <5.4 tons | KENMORE | HRCU-A-CB (Split System: Heat Pump with Remote Outdoor Unit-Air-Source) | (C,H,T)5H3V60*K*AAA* |  |  | ESH5X60M12A*+WALLCON | *96CTN1202422B* | 56500 | 18 | 8.1 | 61000 | 46000 | 75.41% | 1.95 | 0 | 11 |  |  |  |  | R-454B | 4.7083 | Residential & Commercial | USHP | Ducted CEE Tier 1
216497967 | Central HP <5.4 tons | AC PRO | HRCU-A-CB (Split System: Heat Pump with Remote Outdoor Unit-Air-Source) | SPHP-Z-V060BB |  |  | AIRH-Z-V060V18C | 0 | 54000 | 17.5 | 9.5 | 55000 | 54000 | 98.18% | 1.9 | 0 | 12 |  |  |  |  | R-454B | 4.5 | Residential & Commercial | USHP | Ducted CEE Tier 1
204456833 | Central HP <5.4 tons | BRYANT HEATING AND COOLING SYSTEMS | HRCU-A-CB (Split System: Heat Pump with Remote Outdoor Unit-Air-Source) | 288BNV025*0**B* |  |  | CAP**3717AL*+UI | 986TC42060C17*** | 24000 | 16 | 8.1 | 21400 | 16800 | 78.5% | 1.98 | 11 | 11 |  |  |  |  | R-410A | 2 | Residential & Commercial | USHP | Ducted CEE Tier 1
204456900 | Central HP <5.4 tons | BRYANT HEATING AND COOLING SYSTEMS | HRCU-A-CB (Split System: Heat Pump with Remote Outdoor Unit-Air-Source) | 288BNV025*0**B* |  |  | CAP**3721AL*+UI | 88*TA48090C17*** | 24600 | 17.5 | 8.5 | 21000 | 16500 | 78.57% | 2.04 | 12 | 11.7 |  |  |  |  | R-410A | 2.05 | Residential & Commercial | USHP | Ducted CEE Tier 1
211230848 | Central HP <5.4 tons | GRANDAIRE | HRCU-A-CB (Split System: Heat Pump with Remote Outdoor Unit-Air-Source) | WDLCURAH36ABK |  |  | WAHL424B* | 0 | 37000 | 16 | 8.1 | 38500 | 34800 | 90.39% | 2 | 0 | 10 |  |  |  |  | R-410A | 3.0833 | Residential & Commercial | USHP | Ducted CEE Tier 1
214875990 | Central HP <5.4 tons | CHAMPION HEATING AND COOLING | HRCU-A-CB (Split System: Heat Pump with Remote Outdoor Unit-Air-Source) | HMH72B341 |  |  | XAFC36DBCN1+JME12C2SN1 | 0 | 34000 | 18.5 | 8.5 | 33600 | 23600 | 70.24% | 2 | 0 | 10.5 |  |  |  |  | R-410A | 2.8333 | Residential & Commercial | USHP | Ducted CEE Tier 1
216676660 | Central HP <5.4 tons | BRYANT HEATING AND COOLING SYSTEMS | HRCU-A-CB (Split System: Heat Pump with Remote Outdoor Unit-Air-Source) | 37MURAQ24AA3 |  |  | CAA**3617AM* | 82*TB48070V17*** | 23800 | 15.2 | 8.5 | 24000 | 19400 | 80.83% | 1.9 | 0 | 9.8 |  |  |  |  | R-454B | 1.9833 | Residential & Commercial | USHP
216677026 | Central HP <5.4 tons | BRYANT HEATING AND COOLING SYSTEMS | HRCU-A-CB (Split System: Heat Pump with Remote Outdoor Unit-Air-Source) | 37MURAQ24AA3 |  |  | CAA**3721AM* | 912SE60100M21*** | 24400 | 16 | 8.5 | 23000 | 19000 | 82.61% | 1.96 | 0 | 10 |  |  |  |  | R-454B | 2.0333 | Residential & Commercial | USHP | Ducted CEE Tier 1
216677821 | Central HP <5.4 tons | BRYANT HEATING AND COOLING SYSTEMS | HRCU-A-CB (Split System: Heat Pump with Remote Outdoor Unit-Air-Source) | 37MURAQ24AA3 |  |  | CSAH*3612AM* | 935SB60100M21*** | 24200 | 15.2 | 8.5 | 23800 | 19300 | 81.09% | 1.92 | 0 | 10 |  |  |  |  | R-454B | 2.0167 | Residential & Commercial | USHP | Ducted CEE Tier 1
212975350 | Central HP <5.4 tons | KEEPRITE | HRCU-A-CB (Split System: Heat Pump with Remote Outdoor Unit-Air-Source) | DLCURAH24ABK |  |  | EN(A,D)4X30L17** | *96VTN0401712B* | 23200 | 16 | 8.1 | 26200 | 24800 | 94.66% | 2.06 | 0 | 10 |  |  |  |  | R-410A | 1.9333 | Residential & Commercial | USHP | Ducted CEE Tier 1
212969843 | Central HP <5.4 tons | KEEPRITE | HRCU-A-CB (Split System: Heat Pump with Remote Outdoor Unit-Air-Source) | DLCURAH24ABK |  |  | EN(A,D,W)4X36L17** | *80VSL0451412B* | 23600 | 17 | 8.5 | 26200 | 24600 | 93.89% | 2.04 | 0 | 10.5 |  |  |  |  | R-410A | 1.9667 | Residential & Commercial | USHP | Ducted CEE Tier 1
216677353 | Central HP <5.4 tons | BRYANT HEATING AND COOLING SYSTEMS | HRCU-A-CB (Split System: Heat Pump with Remote Outdoor Unit-Air-Source) | 37MURAQ24AA3 |  |  | CAA**3721AM* | 916SA66100M21*** | 25000 | 15.5 | 9 | 23200 | 19100 | 82.33% | 2.08 | 0 | 10 |  |  |  |  | R-454B | 2.0833 | Residential & Commercial | USHP | Ducted CEE Tier 1
216677753 | Central HP <5.4 tons | BRYANT HEATING AND COOLING SYSTEMS | HRCU-A-CB (Split System: Heat Pump with Remote Outdoor Unit-Air-Source) | 37MURAQ24AA3 |  |  | CSAH*3612AM* | 912SE48080M17*** | 24000 | 15.2 | 8.5 | 23600 | 19200 | 81.36% | 1.94 | 0 | 9.8 |  |  |  |  | R-454B | 2 | Residential & Commercial | USHP
216678130 | Central HP <5.4 tons | BRYANT HEATING AND COOLING SYSTEMS | HRCU-A-CB (Split System: Heat Pump with Remote Outdoor Unit-Air-Source) | 37MURAQ24AA3 |  |  | CAA**3717AM* | 926TC48080V17*** | 24400 | 15.5 | 8.5 | 23600 | 19300 | 81.78% | 1.94 | 0 | 10 |  |  |  |  | R-454B | 2.0333 | Residential & Commercial | USHP | Ducted CEE Tier 1
216678305 | Central HP <5.4 tons | BRYANT HEATING AND COOLING SYSTEMS | HRCU-A-CB (Split System: Heat Pump with Remote Outdoor Unit-Air-Source) | 37MURAQ24AA3 |  |  | CAA**3617AM* | 927TA48080V17*** | 23600 | 15.2 | 8.5 | 24000 | 19400 | 80.83% | 1.9 | 0 | 9.8 |  |  |  |  | R-454B | 1.9667 | Residential & Commercial | USHP
216677642 | Central HP <5.4 tons | BRYANT HEATING AND COOLING SYSTEMS | HRCU-A-CB (Split System: Heat Pump with Remote Outdoor Unit-Air-Source) | 37MURAQ24AA3 |  |  | CSAH*3612AM* | 926SB60100V21*** | 24600 | 15.2 | 8.5 | 23800 | 19400 | 81.51% | 1.92 | 0 | 10 |  |  |  |  | R-454B | 2.05 | Residential & Commercial | USHP | Ducted CEE Tier 1
216676706 | Central HP <5.4 tons | BRYANT HEATING AND COOLING SYSTEMS | HRCU-A-CB (Split System: Heat Pump with Remote Outdoor Unit-Air-Source) | 37MURAQ24AA3 |  |  | CAA**3017AM* | 82*TB48090V17*** | 23400 | 15.2 | 8.5 | 24000 | 19400 | 80.83% | 1.92 | 0 | 9.8 |  |  |  |  | R-454B | 1.95 | Residential & Commercial | USHP
215681780 | Central HP <5.4 tons | KEEPRITE | HRCU-A-CB (Split System: Heat Pump with Remote Outdoor Unit-Air-Source) | C5H0V48*K*AAA* |  |  | EVM5X48M21A*+WALLCON | *80CSU0802120B* | 47000 | 18.5 | 9 | 50000 | 36200 | 72.4% | 2 | 0 | 10 |  |  |  |  | R-454B | 3.9167 | Residential & Commercial | USHP | Ducted CEE Tier 1
216678341 | Central HP <5.4 tons | BRYANT HEATING AND COOLING SYSTEMS | HRCU-A-CB (Split System: Heat Pump with Remote Outdoor Unit-Air-Source) | 37MURAQ24AA3 |  |  | CAA**3721AM* | 927TA48080V17*** | 24800 | 15.5 | 8.5 | 23200 | 19100 | 82.33% | 1.96 | 0 | 10 |  |  |  |  | R-454B | 2.0667 | Residential & Commercial | USHP | Ducted CEE Tier 1
215938031 | Central HP <5.4 tons | KEEPRITE | HRCU-A-CB (Split System: Heat Pump with Remote Outdoor Unit-Air-Source) | C5H3V48*K*AAA* |  |  | EVD5X49M24A*+WALLCON | *80CTL1102120B* | 45500 | 21 | 8.1 | 52500 | 38000 | 72.38% | 1.95 | 0 | 11.5 |  |  |  |  | R-454B | 3.7917 | Residential & Commercial | USHP | Ducted CEE Tier 1
216633042 | Central HP <5.4 tons | ACIQ | HRCU-A-CB (Split System: Heat Pump with Remote Outdoor Unit-Air-Source) | H5H0V24*K*AAA* |  |  | EA*5X30M17A*+WALLCON | *80CTL0701716B* | 23000 | 17 | 9 | 23800 | 16700 | 70.17% | 1.96 | 0 | 10 |  |  |  |  | R-454B | 1.9167 | Residential & Commercial | USHP | Ducted CEE Tier 1
216633043 | Central HP <5.4 tons | ACIQ | HRCU-A-CB (Split System: Heat Pump with Remote Outdoor Unit-Air-Source) | H5H0V24*K*AAA* |  |  | EA*5X30M17A*+WALLCON | *80CTL0901716B* | 23000 | 17 | 9 | 23800 | 16700 | 70.17% | 1.98 | 0 | 10 |  |  |  |  | R-454B | 1.9167 | Residential & Commercial | USHP | Ducted CEE Tier 1
212983961 | Central HP <5.4 tons | KEEPRITE | HRCU-A-CB (Split System: Heat Pump with Remote Outdoor Unit-Air-Source) | DLCURAH30ABK |  |  | EA*4X43L21A* | *92MSN0601714A* | 30400 | 15.2 | 8.1 | 33400 | 26400 | 79.04% | 1.84 | 0 | 9 |  |  |  |  | R-410A | 2.5333 | Residential & Commercial | USHP
216634624 | Central HP <5.4 tons | ACIQ | HRCU-A-CB (Split System: Heat Pump with Remote Outdoor Unit-Air-Source) | H5H0V60*K*AAA* |  |  | EVM5X60M24A*+WALLCON | *80CSU1002120B* | 57000 | 18 | 9 | 63000 | 44500 | 70.63% | 2.08 | 0 | 9 |  |  |  |  | R-454B | 4.75 | Residential & Commercial | USHP
216634638 | Central HP <5.4 tons | ACIQ | HRCU-A-CB (Split System: Heat Pump with Remote Outdoor Unit-Air-Source) | H5H0V60*K*AAA* |  |  | EVD5X60M21A*+WALLCON | *80CSU1002120B* | 57000 | 18 | 9 | 63500 | 44500 | 70.08% | 2.08 | 0 | 9 |  |  |  |  | R-454B | 4.75 | Residential & Commercial | USHP
216635561 | Central HP <5.4 tons | ACIQ | HRCU-A-CB (Split System: Heat Pump with Remote Outdoor Unit-Air-Source) | H5H3V36*K*AAA* |  |  | EVM5X44M21A*+WALLCON | *80CSU1002120A* | 35600 | 21.5 | 8.5 | 38000 | 28800 | 75.79% | 2.02 | 0 | 12 |  |  |  |  | R-454B | 2.9667 | Residential & Commercial | USHP | Ducted CEE Tier 1
216635642 | Central HP <5.4 tons | ACIQ | HRCU-A-CB (Split System: Heat Pump with Remote Outdoor Unit-Air-Source) | H5H3V36*K*AAA* |  |  | EVD5X36M21A*+WALLCON | *80CSU1002120A* | 34400 | 20.5 | 8.5 | 38500 | 28200 | 73.25% | 2.04 | 0 | 11.7 |  |  |  |  | R-454B | 2.8667 | Residential & Commercial | USHP | Ducted CEE Tier 1
216635589 | Central HP <5.4 tons | ACIQ | HRCU-A-CB (Split System: Heat Pump with Remote Outdoor Unit-Air-Source) | H5H3V36*K*AAA* |  |  | EVM5X49M21A*+WALLCON | *95CSU1002122B* | 35600 | 22 | 8.5 | 38000 | 28400 | 74.74% | 2.04 | 0 | 12.5 |  |  |  |  | R-454B | 2.9667 | Residential & Commercial | USHP | Ducted CEE Tier 1
216635603 | Central HP <5.4 tons | ACIQ | HRCU-A-CB (Split System: Heat Pump with Remote Outdoor Unit-Air-Source) | H5H3V36*K*AAA* |  |  | EVM5X60M21A*+WALLCON | *80CTL0902120B* | 35600 | 22 | 8.5 | 38000 | 28400 | 74.74% | 2.02 | 0 | 12.5 |  |  |  |  | R-454B | 2.9667 | Residential & Commercial | USHP | Ducted CEE Tier 1
216635637 | Central HP <5.4 tons | ACIQ | HRCU-A-CB (Split System: Heat Pump with Remote Outdoor Unit-Air-Source) | H5H3V36*K*AAA* |  |  | EVD5X31M17A*+WALLCON | *96CTN0601714B* | 34800 | 21 | 8.5 | 38000 | 27800 | 73.16% | 2.06 | 0 | 11 |  |  |  |  | R-454B | 2.9 | Residential & Commercial | USHP | Ducted CEE Tier 1
216635682 | Central HP <5.4 tons | ACIQ | HRCU-A-CB (Split System: Heat Pump with Remote Outdoor Unit-Air-Source) | H5H3V36*K*AAA* |  |  | EVD5X42M21A*+WALLCON | *80CTL0901716B* | 34400 | 21 | 8.5 | 38500 | 28200 | 73.25% | 2.04 | 0 | 11.7 |  |  |  |  | R-454B | 2.8667 | Residential & Commercial | USHP | Ducted CEE Tier 1
216635714 | Central HP <5.4 tons | ACIQ | HRCU-A-CB (Split System: Heat Pump with Remote Outdoor Unit-Air-Source) | H5H3V36*K*AAA* |  |  | EVD5X48M24A*+WALLCON | *80CTL1102120B* | 35200 | 21.5 | 8.5 | 38000 | 28200 | 74.21% | 2.04 | 0 | 12 |  |  |  |  | R-454B | 2.9333 | Residential & Commercial | USHP | Ducted CEE Tier 1
216635732 | Central HP <5.4 tons | ACIQ | HRCU-A-CB (Split System: Heat Pump with Remote Outdoor Unit-Air-Source) | H5H3V36*K*AAA* |  |  | EVD5X49M24A*+WALLCON | *97CMN0802120B* | 35400 | 21.5 | 8.5 | 38000 | 28400 | 74.74% | 2.04 | 0 | 12 |  |  |  |  | R-454B | 2.95 | Residential & Commercial | USHP | Ducted CEE Tier 1
216369250 | Central HP <5.4 tons | Star Air Kontrol | HRCU-A-CB (Split System: Heat Pump with Remote Outdoor Unit-Air-Source) | SAK-48FDN2-M18M |  |  | SAK-48FDN1-M18M | 0 | 48000 | 16 | 8.5 | 48000 | 38000 | 79.17% | 1.85 | 0 | 10 |  |  |  |  | R-454B | 4 | Residential & Commercial | USHP | Ducted CEE Tier 1
212982656 | Central HP <5.4 tons | KEEPRITE | HRCU-A-CB (Split System: Heat Pump with Remote Outdoor Unit-Air-Source) | DLCURAH30ABK |  |  | EA*4X42L24A* | *80MSU0601716A* | 30000 | 15.5 | 8.1 | 34200 | 27600 | 80.7% | 1.8 | 0 | 9 |  |  |  |  | R-410A | 2.5 | Residential & Commercial | USHP
212982956 | Central HP <5.4 tons | KEEPRITE | HRCU-A-CB (Split System: Heat Pump with Remote Outdoor Unit-Air-Source) | DLCURAH30ABK |  |  | EA*4X42L21A* | *80MSU0802120A* | 29600 | 15.5 | 8.5 | 33600 | 27600 | 82.14% | 1.78 | 0 | 9 |  |  |  |  | R-410A | 2.4667 | Residential & Commercial | USHP
211398228 | Central HP <5.4 tons | CHAMPION HEATING AND COOLING | HRCU-A-CB (Split System: Heat Pump with Remote Outdoor Unit-Air-Source) | HMH72B341 |  |  | XAFD48FXXN1+TXV | TMLE120C16MP11 | 33600 | 17 | 8.5 | 32400 | 23600 | 72.84% | 2.08 | 0 | 9.5 |  |  |  |  | R-410A | 2.8 | Residential & Commercial | USHP
216636048 | Central HP <5.4 tons | ACIQ | HRCU-A-CB (Split System: Heat Pump with Remote Outdoor Unit-Air-Source) | H5H3V36*K*AAA* |  |  | EA*5X42M21A*+WALLCON | *80CSU0601716B* | 32800 | 20 | 9.5 | 34800 | 26600 | 76.44% | 2 | 0 | 11.5 |  |  |  |  | R-454B | 2.7333 | Residential & Commercial | USHP | Ducted CEE Tier 1
216636073 | Central HP <5.4 tons | ACIQ | HRCU-A-CB (Split System: Heat Pump with Remote Outdoor Unit-Air-Source) | H5H3V36*K*AAA* |  |  | EA*5X61M24A*+WALLCON | *97CTN1002122A* | 34400 | 20.5 | 9.5 | 34200 | 26000 | 76.02% | 2.06 | 0 | 12 |  |  |  |  | R-454B | 2.8667 | Residential & Commercial | USHP | Ducted CEE Tier 1
211398394 | Central HP <5.4 tons | CHAMPION HEATING AND COOLING | HRCU-A-CB (Split System: Heat Pump with Remote Outdoor Unit-Air-Source) | HMH72B341 |  |  | XAHD48FBCN1 | TMLE100C16MP11 | 32800 | 16.5 | 8.5 | 31600 | 23200 | 73.42% | 2.02 | 0 | 9.5 |  |  |  |  | R-410A | 2.7333 | Residential & Commercial | USHP
211398469 | Central HP <5.4 tons | CHAMPION HEATING AND COOLING | HRCU-A-CB (Split System: Heat Pump with Remote Outdoor Unit-Air-Source) | HMH72B341 |  |  | XAFD48FXXN1+TXV | TM8E100C16MP11 | 33600 | 17 | 8.5 | 32400 | 23600 | 72.84% | 2.08 | 0 | 9.5 |  |  |  |  | R-410A | 2.8 | Residential & Commercial | USHP
216636125 | Central HP <5.4 tons | ACIQ | HRCU-A-CB (Split System: Heat Pump with Remote Outdoor Unit-Air-Source) | H5H3V36*K*AAA* |  |  | EVM5X60M21A*+WALLCON | *97CTN0801716A* | 35400 | 21 | 8.5 | 38500 | 29000 | 75.32% | 2.02 | 0 | 12 |  |  |  |  | R-454B | 2.95 | Residential & Commercial | USHP | Ducted CEE Tier 1
216636132 | Central HP <5.4 tons | ACIQ | HRCU-A-CB (Split System: Heat Pump with Remote Outdoor Unit-Air-Source) | H5H3V36*K*AAA* |  |  | EVD5X36M21A*+WALLCON | *96CTN0802120B* | 34400 | 20.5 | 8.5 | 38500 | 28200 | 73.25% | 2.04 | 0 | 11.7 |  |  |  |  | R-454B | 2.8667 | Residential & Commercial | USHP | Ducted CEE Tier 1
212980549 | Central HP <5.4 tons | KEEPRITE | HRCU-A-CB (Split System: Heat Pump with Remote Outdoor Unit-Air-Source) | DLCURAH30ABK |  |  | EA*4X43L21A* | *80MS(N,L)0902120A* | 30800 | 15.2 | 8.5 | 33600 | 26400 | 78.57% | 1.86 | 0 | 9 |  |  |  |  | R-410A | 2.5667 | Residential & Commercial | USHP
212982224 | Central HP <5.4 tons | KEEPRITE | HRCU-A-CB (Split System: Heat Pump with Remote Outdoor Unit-Air-Source) | DLCURAH30ABK |  |  | END4X42L17** | *80MSU0401712A* | 29800 | 15.2 | 8.5 | 33600 | 27000 | 80.36% | 1.82 | 0 | 9 |  |  |  |  | R-410A | 2.4833 | Residential & Commercial | USHP
214584679 | Central HP <5.4 tons | CHAMPION HEATING AND COOLING | HRCU-A-CB (Split System: Heat Pump with Remote Outdoor Unit-Air-Source) | HH836E2S11 |  |  | CTF36C5CDS1 | Z8ES080C16SMPS1 | 34000 | 18 | 8.5 | 31200 | 25400 | 81.41% | 2 | 0 | 11.7 |  |  |  |  | R-454B | 2.8333 | Residential & Commercial | USHP | Ducted CEE Tier 1
215853442 | Central HP <5.4 tons | CHAMPION HEATING AND COOLING | HRCU-A-CB (Split System: Heat Pump with Remote Outdoor Unit-Air-Source) | HH836E2S11 |  |  | CTU36B5XDS1+TXV | Z9ES060B12SMPS1 | 33200 | 17 | 8.5 | 31000 | 25400 | 81.94% | 2 | 0 | 11 |  |  |  |  | R-454B | 2.7667 | Residential & Commercial | USHP | Ducted CEE Tier 1
216635268 | Central HP <5.4 tons | ACIQ | HRCU-A-CB (Split System: Heat Pump with Remote Outdoor Unit-Air-Source) | H5H3V60*K*AAA* |  |  | ESH5X60M12A*+WALLCON | *97CMN0602120B* | 55500 | 17 | 8.1 | 61500 | 47000 | 76.42% | 1.95 | 0 | 10.5 |  |  |  |  | R-454B | 4.625 | Residential & Commercial | USHP | Ducted CEE Tier 1
216635248 | Central HP <5.4 tons | ACIQ | HRCU-A-CB (Split System: Heat Pump with Remote Outdoor Unit-Air-Source) | H5H3V60*K*AAA* |  |  | EA*5X61M24A*+WALLCON | *80CSU0802120A* | 57000 | 19 | 8.5 | 60500 | 46000 | 76.03% | 2.04 | 0 | 11.5 |  |  |  |  | R-454B | 4.75 | Residential & Commercial | USHP | Ducted CEE Tier 1
212979449 | Central HP <5.4 tons | KEEPRITE | HRCU-A-CB (Split System: Heat Pump with Remote Outdoor Unit-Air-Source) | DLCURAH30ABK |  |  | EA*4X42L21A* | *80MS(N,L)0702116A* | 29800 | 15.2 | 8.1 | 34200 | 27600 | 80.7% | 1.8 | 0 | 9 |  |  |  |  | R-410A | 2.4833 | Residential & Commercial | USHP
216636150 | Central HP <5.4 tons | ACIQ | HRCU-A-CB (Split System: Heat Pump with Remote Outdoor Unit-Air-Source) | H5H3V36*K*AAA* |  |  | EVD5X42M24A*+WALLCON | *96CTN0802120B* | 35400 | 21.5 | 8.5 | 38000 | 28600 | 75.26% | 2.04 | 0 | 12 |  |  |  |  | R-454B | 2.95 | Residential & Commercial | USHP | Ducted CEE Tier 1
216636155 | Central HP <5.4 tons | ACIQ | HRCU-A-CB (Split System: Heat Pump with Remote Outdoor Unit-Air-Source) | H5H3V36*K*AAA* |  |  | EVD5X48M24A*+WALLCON | *97CTN0802120A* | 35000 | 21 | 8.5 | 38500 | 28400 | 73.77% | 2.04 | 0 | 12 |  |  |  |  | R-454B | 2.9167 | Residential & Commercial | USHP | Ducted CEE Tier 1
216636166 | Central HP <5.4 tons | ACIQ | HRCU-A-CB (Split System: Heat Pump with Remote Outdoor Unit-Air-Source) | H5H3V36*K*AAA* |  |  | EVD5X60M21A*+WALLCON | *97CTN0801716A* | 35400 | 21 | 8.5 | 38500 | 29000 | 75.32% | 2 | 0 | 12 |  |  |  |  | R-454B | 2.95 | Residential & Commercial | USHP | Ducted CEE Tier 1
216636173 | Central HP <5.4 tons | ACIQ | HRCU-A-CB (Split System: Heat Pump with Remote Outdoor Unit-Air-Source) | H5H3V36*K*AAA* |  |  | EVD5X61M21A*+WALLCON | *97CTN0801716A* | 35600 | 21.5 | 8.5 | 38000 | 28800 | 75.79% | 2.04 | 0 | 12 |  |  |  |  | R-454B | 2.9667 | Residential & Commercial | USHP | Ducted CEE Tier 1
216636316 | Central HP <5.4 tons | ACIQ | HRCU-A-CB (Split System: Heat Pump with Remote Outdoor Unit-Air-Source) | H5H3V36*K*AAA* |  |  | EVM5X44M21A*+WALLCON | *96CTN0601714B* | 35200 | 21 | 8.5 | 37400 | 28000 | 74.87% | 2.06 | 0 | 11.7 |  |  |  |  | R-454B | 2.9333 | Residential & Commercial | USHP | Ducted CEE Tier 1
216636339 | Central HP <5.4 tons | ACIQ | HRCU-A-CB (Split System: Heat Pump with Remote Outdoor Unit-Air-Source) | H5H3V36*K*AAA* |  |  | EVM5X61M24A*+WALLCON | *96CTN0802120B* | 36000 | 22 | 8.5 | 37400 | 28200 | 75.4% | 2.04 | 0 | 12.5 |  |  |  |  | R-454B | 3 | Residential & Commercial | USHP | Ducted CEE Tier 1
216635321 | Central HP <5.4 tons | ACIQ | HRCU-A-CB (Split System: Heat Pump with Remote Outdoor Unit-Air-Source) | H5H3V36*K*AAA* |  |  | EA*5X48M21A*+WALLCON | *80CSU1002120A* | 33400 | 20 | 9.5 | 34600 | 26400 | 76.3% | 2.04 | 0 | 11.5 |  |  |  |  | R-454B | 2.7833 | Residential & Commercial | USHP | Ducted CEE Tier 1
216635282 | Central HP <5.4 tons | ACIQ | HRCU-A-CB (Split System: Heat Pump with Remote Outdoor Unit-Air-Source) | H5H3V36*K*AAA* |  |  | EA*5X30M17A*+WALLCON | *97CMN0601714B* | 31800 | 18.5 | 9 | 34600 | 26600 | 76.88% | 1.9 | 0 | 10.5 |  |  |  |  | R-454B | 2.65 | Residential & Commercial | USHP | Ducted CEE Tier 1
216635283 | Central HP <5.4 tons | ACIQ | HRCU-A-CB (Split System: Heat Pump with Remote Outdoor Unit-Air-Source) | H5H3V36*K*AAA* |  |  | EA*5X30M17A*+WALLCON | *96CTN0401410B* | 30800 | 17.5 | 9 | 34400 | 26600 | 77.33% | 1.9 | 0 | 10 |  |  |  |  | R-454B | 2.5667 | Residential & Commercial | USHP | Ducted CEE Tier 1
216635284 | Central HP <5.4 tons | ACIQ | HRCU-A-CB (Split System: Heat Pump with Remote Outdoor Unit-Air-Source) | H5H3V36*K*AAA* |  |  | EA*5X30M17A*+WALLCON | *96CTN0601714B* | 31800 | 19 | 9.5 | 34600 | 26600 | 76.88% | 2 | 0 | 10.5 |  |  |  |  | R-454B | 2.65 | Residential & Commercial | USHP | Ducted CEE Tier 1
216635315 | Central HP <5.4 tons | ACIQ | HRCU-A-CB (Split System: Heat Pump with Remote Outdoor Unit-Air-Source) | H5H3V36*K*AAA* |  |  | EA*5X42M21A*+WALLCON | *96CTN0601714B* | 32400 | 19.5 | 9.5 | 34200 | 26400 | 77.19% | 2.02 | 0 | 10.5 |  |  |  |  | R-454B | 2.7 | Residential & Commercial | USHP | Ducted CEE Tier 1
216635317 | Central HP <5.4 tons | ACIQ | HRCU-A-CB (Split System: Heat Pump with Remote Outdoor Unit-Air-Source) | H5H3V36*K*AAA* |  |  | EA*5X42M21A*+WALLCON | *96CTN1002122B* | 32800 | 20 | 9.5 | 34800 | 26600 | 76.44% | 2 | 0 | 11.5 |  |  |  |  | R-454B | 2.7333 | Residential & Commercial | USHP | Ducted CEE Tier 1
216635696 | Central HP <5.4 tons | ACIQ | HRCU-A-CB (Split System: Heat Pump with Remote Outdoor Unit-Air-Source) | H5H3V36*K*AAA* |  |  | EVD5X42M24A*+WALLCON | *80CSU1002120A* | 35400 | 21.5 | 8.5 | 38000 | 28600 | 75.26% | 2.04 | 0 | 12 |  |  |  |  | R-454B | 2.95 | Residential & Commercial | USHP | Ducted CEE Tier 1
211397374 | Central HP <5.4 tons | CHAMPION HEATING AND COOLING | HRCU-A-CB (Split System: Heat Pump with Remote Outdoor Unit-Air-Source) | HMH72B341 |  |  | XAHC48FXXN1+TXV | TM8V100C16MP12 | 33600 | 16.5 | 8.5 | 32400 | 23800 | 73.46% | 2.06 | 0 | 9 |  |  |  |  | R-410A | 2.8 | Residential & Commercial | USHP
211397660 | Central HP <5.4 tons | CHAMPION HEATING AND COOLING | HRCU-A-CB (Split System: Heat Pump with Remote Outdoor Unit-Air-Source) | HMH72B341 |  |  | XAFD48FBCN1 | TPLC080C16MP13 | 34000 | 16.5 | 8.5 | 33000 | 24400 | 73.94% | 2.1 | 0 | 9 |  |  |  |  | R-410A | 2.8333 | Residential & Commercial | USHP
211398167 | Central HP <5.4 tons | CHAMPION HEATING AND COOLING | HRCU-A-CB (Split System: Heat Pump with Remote Outdoor Unit-Air-Source) | HMH72B341 |  |  | XAHC48FXXN1+TXV | TMLE120C16MP11 | 33000 | 17 | 8.5 | 31600 | 23200 | 73.42% | 2.04 | 0 | 9.5 |  |  |  |  | R-410A | 2.75 | Residential & Commercial | USHP
211396295 | Central HP <5.4 tons | CHAMPION HEATING AND COOLING | HRCU-A-CB (Split System: Heat Pump with Remote Outdoor Unit-Air-Source) | HMH72B341 |  |  | XAUC48FXXN1+TXV | TM9E080B12MP12 | 33200 | 16.5 | 8.5 | 32400 | 23800 | 73.46% | 2.04 | 0 | 9 |  |  |  |  | R-410A | 2.7667 | Residential & Commercial | USHP
211396540 | Central HP <5.4 tons | CHAMPION HEATING AND COOLING | HRCU-A-CB (Split System: Heat Pump with Remote Outdoor Unit-Air-Source) | HMH72B341 |  |  | XAHC48FXXN1+TXV | TM8Y100C20MP11 | 33800 | 16.5 | 8.5 | 32400 | 23800 | 73.46% | 2.06 | 0 | 9 |  |  |  |  | R-410A | 2.8167 | Residential & Commercial | USHP
211396599 | Central HP <5.4 tons | CHAMPION HEATING AND COOLING | HRCU-A-CB (Split System: Heat Pump with Remote Outdoor Unit-Air-Source) | HMH72B341 |  |  | XAFD48FXXN1+TXV | TM8Y100C20MP11 | 34000 | 16.5 | 8.5 | 34000 | 24200 | 71.18% | 2.1 | 0 | 9.5 |  |  |  |  | R-410A | 2.8333 | Residential & Commercial | USHP
216635335 | Central HP <5.4 tons | ACIQ | HRCU-A-CB (Split System: Heat Pump with Remote Outdoor Unit-Air-Source) | H5H3V36*K*AAA* |  |  | EA*5X60M24A*+WALLCON | *80CTL0702120B* | 34000 | 20.5 | 9.5 | 34200 | 26000 | 76.02% | 2.04 | 0 | 11.7 |  |  |  |  | R-454B | 2.8333 | Residential & Commercial | USHP | Ducted CEE Tier 1
216635352 | Central HP <5.4 tons | ACIQ | HRCU-A-CB (Split System: Heat Pump with Remote Outdoor Unit-Air-Source) | H5H3V36*K*AAA* |  |  | EA*5X61M21A*+WALLCON | *80CTL0702120B* | 34400 | 20.5 | 9 | 34400 | 26200 | 76.16% | 1.96 | 0 | 11.7 |  |  |  |  | R-454B | 2.8667 | Residential & Commercial | USHP | Ducted CEE Tier 1
216635552 | Central HP <5.4 tons | ACIQ | HRCU-A-CB (Split System: Heat Pump with Remote Outdoor Unit-Air-Source) | H5H3V36*K*AAA* |  |  | EVM5X32M17A*+WALLCON | *96CTN0601714B* | 35200 | 21 | 8.5 | 38000 | 28000 | 73.68% | 2.06 | 0 | 11.7 |  |  |  |  | R-454B | 2.9333 | Residential & Commercial | USHP | Ducted CEE Tier 1
216635566 | Central HP <5.4 tons | ACIQ | HRCU-A-CB (Split System: Heat Pump with Remote Outdoor Unit-Air-Source) | H5H3V36*K*AAA* |  |  | EVM5X44M21A*+WALLCON | *80CTL0902120B* | 35600 | 22 | 8.5 | 38000 | 28400 | 74.74% | 2.02 | 0 | 12.5 |  |  |  |  | R-454B | 2.9667 | Residential & Commercial | USHP | Ducted CEE Tier 1
216635599 | Central HP <5.4 tons | ACIQ | HRCU-A-CB (Split System: Heat Pump with Remote Outdoor Unit-Air-Source) | H5H3V36*K*AAA* |  |  | EVM5X60M21A*+WALLCON | *80CTL0451712B* | 35200 | 21 | 8.5 | 39000 | 29400 | 75.38% | 2 | 0 | 11.7 |  |  |  |  | R-454B | 2.9333 | Residential & Commercial | USHP | Ducted CEE Tier 1
216635601 | Central HP <5.4 tons | ACIQ | HRCU-A-CB (Split System: Heat Pump with Remote Outdoor Unit-Air-Source) | H5H3V36*K*AAA* |  |  | EVM5X60M21A*+WALLCON | *80CTL0702120B* | 35600 | 21.5 | 8.5 | 38000 | 28600 | 75.26% | 2.02 | 0 | 12 |  |  |  |  | R-454B | 2.9667 | Residential & Commercial | USHP | Ducted CEE Tier 1
216635618 | Central HP <5.4 tons | ACIQ | HRCU-A-CB (Split System: Heat Pump with Remote Outdoor Unit-Air-Source) | H5H3V36*K*AAA* |  |  | EVM5X60M24A*+WALLCON | *80CTL1352422B* | 35600 | 22 | 8.5 | 38000 | 28400 | 74.74% | 2.04 | 0 | 12.5 |  |  |  |  | R-454B | 2.9667 | Residential & Commercial | USHP | Ducted CEE Tier 1
211396897 | Central HP <5.4 tons | CHAMPION HEATING AND COOLING | HRCU-A-CB (Split System: Heat Pump with Remote Outdoor Unit-Air-Source) | HMH72B341 |  |  | XAFC48FXXN1+TXV | TM8Y100C16MP11 | 34000 | 17.5 | 8.5 | 33200 | 24400 | 73.49% | 2.08 | 0 | 9 |  |  |  |  | R-410A | 2.8333 | Residential & Commercial | USHP
211396990 | Central HP <5.4 tons | CHAMPION HEATING AND COOLING | HRCU-A-CB (Split System: Heat Pump with Remote Outdoor Unit-Air-Source) | HMH72B341 |  |  | XAHC48FBCN1 | TM8Y080B12MP11 | 32600 | 17 | 8.1 | 31600 | 23000 | 72.78% | 2.02 | 0 | 9 |  |  |  |  | R-410A | 2.7167 | Residential & Commercial | USHP
211394334 | Central HP <5.4 tons | CHAMPION HEATING AND COOLING | HRCU-A-CB (Split System: Heat Pump with Remote Outdoor Unit-Air-Source) | HMH72B341 |  |  | XAFD48FXXN1+TXV | TM9V120D20MP12 | 34000 | 17 | 8.5 | 32400 | 23800 | 73.46% | 2.1 | 0 | 9.5 |  |  |  |  | R-410A | 2.8333 | Residential & Commercial | USHP
211395211 | Central HP <5.4 tons | CHAMPION HEATING AND COOLING | HRCU-A-CB (Split System: Heat Pump with Remote Outdoor Unit-Air-Source) | HMH72B341 |  |  | XAFD48FXXN1+TXV | TP9C080C16MP13 | 33400 | 16.5 | 8.5 | 32400 | 23600 | 72.84% | 2.06 | 0 | 9.5 |  |  |  |  | R-410A | 2.7833 | Residential & Commercial | USHP
211395586 | Central HP <5.4 tons | CHAMPION HEATING AND COOLING | HRCU-A-CB (Split System: Heat Pump with Remote Outdoor Unit-Air-Source) | HMH72B341 |  |  | XAFC48FXXN1+TXV | TP9C080B12MP13 | 33400 | 16.5 | 8.5 | 32600 | 24000 | 73.62% | 2.06 | 0 | 9 |  |  |  |  | R-410A | 2.7833 | Residential & Commercial | USHP
211397615 | Central HP <5.4 tons | CHAMPION HEATING AND COOLING | HRCU-A-CB (Split System: Heat Pump with Remote Outdoor Unit-Air-Source) | HMH72B341 |  |  | XAFD48FBCN1 | TM8V100C16MP12 | 34000 | 16.5 | 8.5 | 33000 | 24400 | 73.94% | 2.1 | 0 | 9 |  |  |  |  | R-410A | 2.8333 | Residential & Commercial | USHP
216635737 | Central HP <5.4 tons | ACIQ | HRCU-A-CB (Split System: Heat Pump with Remote Outdoor Unit-Air-Source) | H5H3V36*K*AAA* |  |  | EVD5X60M21A*+WALLCON | *80CSU0401712A* | 35600 | 22 | 8.5 | 38000 | 28800 | 75.79% | 2.02 | 0 | 12 |  |  |  |  | R-454B | 2.9667 | Residential & Commercial | USHP | Ducted CEE Tier 1
216635649 | Central HP <5.4 tons | ACIQ | HRCU-A-CB (Split System: Heat Pump with Remote Outdoor Unit-Air-Source) | H5H3V36*K*AAA* |  |  | EVD5X36M21A*+WALLCON | *95CSU0601716B* | 34200 | 20.5 | 8.5 | 39000 | 28600 | 73.33% | 2.04 | 0 | 11.5 |  |  |  |  | R-454B | 2.85 | Residential & Commercial | USHP | Ducted CEE Tier 1
216635650 | Central HP <5.4 tons | ACIQ | HRCU-A-CB (Split System: Heat Pump with Remote Outdoor Unit-Air-Source) | H5H3V36*K*AAA* |  |  | EVD5X36M21A*+WALLCON | *95CSU0802120B* | 34400 | 20.5 | 8.5 | 38500 | 28200 | 73.25% | 2.04 | 0 | 11.7 |  |  |  |  | R-454B | 2.8667 | Residential & Commercial | USHP | Ducted CEE Tier 1
216635668 | Central HP <5.4 tons | ACIQ | HRCU-A-CB (Split System: Heat Pump with Remote Outdoor Unit-Air-Source) | H5H3V36*K*AAA* |  |  | EVD5X38M17A*+WALLCON | *95CSU0601716B* | 35200 | 21 | 8.5 | 38500 | 29200 | 75.84% | 2.02 | 0 | 11.7 |  |  |  |  | R-454B | 2.9333 | Residential & Commercial | USHP | Ducted CEE Tier 1
216635884 | Central HP <5.4 tons | ACIQ | HRCU-A-CB (Split System: Heat Pump with Remote Outdoor Unit-Air-Source) | H5H3V48*K*AAA* |  |  | EVD5X49M24A*+WALLCON | *80CTL1102120B* | 45500 | 21 | 8.1 | 52500 | 38000 | 72.38% | 1.95 | 0 | 11.5 |  |  |  |  | R-454B | 3.7917 | Residential & Commercial | USHP | Ducted CEE Tier 1
216635918 | Central HP <5.4 tons | ACIQ | HRCU-A-CB (Split System: Heat Pump with Remote Outdoor Unit-Air-Source) | H5H3V48*K*AAA* |  |  | EVD5X60M24A*+WALLCON | *97CMN1002122B* | 45500 | 20.5 | 8.1 | 52500 | 38000 | 72.38% | 1.9 | 0 | 11.5 |  |  |  |  | R-454B | 3.7917 | Residential & Commercial | USHP | Ducted CEE Tier 1
216635699 | Central HP <5.4 tons | ACIQ | HRCU-A-CB (Split System: Heat Pump with Remote Outdoor Unit-Air-Source) | H5H3V36*K*AAA* |  |  | EVD5X42M24A*+WALLCON | *80CTL1102120B* | 35600 | 22 | 8.5 | 38500 | 28400 | 73.77% | 2.04 | 0 | 12.5 |  |  |  |  | R-454B | 2.9667 | Residential & Commercial | USHP | Ducted CEE Tier 1
216635718 | Central HP <5.4 tons | ACIQ | HRCU-A-CB (Split System: Heat Pump with Remote Outdoor Unit-Air-Source) | H5H3V36*K*AAA* |  |  | EVD5X48M24A*+WALLCON | *97CMN0602120B* | 34800 | 21 | 8.5 | 38500 | 28800 | 74.81% | 2.02 | 0 | 11.7 |  |  |  |  | R-454B | 2.9 | Residential & Commercial | USHP | Ducted CEE Tier 1
216635719 | Central HP <5.4 tons | ACIQ | HRCU-A-CB (Split System: Heat Pump with Remote Outdoor Unit-Air-Source) | H5H3V36*K*AAA* |  |  | EVD5X48M24A*+WALLCON | *97CMN0802120B* | 35000 | 21 | 8.5 | 38500 | 28400 | 73.77% | 2.04 | 0 | 12 |  |  |  |  | R-454B | 2.9167 | Residential & Commercial | USHP | Ducted CEE Tier 1
216635736 | Central HP <5.4 tons | ACIQ | HRCU-A-CB (Split System: Heat Pump with Remote Outdoor Unit-Air-Source) | H5H3V36*K*AAA* |  |  | EVD5X49M24A*+WALLCON | *96CTN1202422B* | 35600 | 22 | 8.5 | 38500 | 28400 | 73.77% | 2.04 | 0 | 12.5 |  |  |  |  | R-454B | 2.9667 | Residential & Commercial | USHP | Ducted CEE Tier 1
216635751 | Central HP <5.4 tons | ACIQ | HRCU-A-CB (Split System: Heat Pump with Remote Outdoor Unit-Air-Source) | H5H3V36*K*AAA* |  |  | EVD5X60M21A*+WALLCON | *97CMN0802120B* | 35600 | 21.5 | 8.5 | 38000 | 28600 | 75.26% | 2.02 | 0 | 12.5 |  |  |  |  | R-454B | 2.9667 | Residential & Commercial | USHP | Ducted CEE Tier 1
216635767 | Central HP <5.4 tons | ACIQ | HRCU-A-CB (Split System: Heat Pump with Remote Outdoor Unit-Air-Source) | H5H3V36*K*AAA* |  |  | EVD5X60M24A*+WALLCON | *96CTN1202422B* | 35600 | 22 | 8.5 | 38000 | 28400 | 74.74% | 2.04 | 0 | 12.5 |  |  |  |  | R-454B | 2.9667 | Residential & Commercial | USHP | Ducted CEE Tier 1
216635768 | Central HP <5.4 tons | ACIQ | HRCU-A-CB (Split System: Heat Pump with Remote Outdoor Unit-Air-Source) | H5H3V36*K*AAA* |  |  | EVD5X61M21A*+WALLCON | *80CTL0451712B* | 35400 | 21 | 8.5 | 38500 | 29000 | 75.32% | 2.02 | 0 | 11.7 |  |  |  |  | R-454B | 2.95 | Residential & Commercial | USHP | Ducted CEE Tier 1
216636321 | Central HP <5.4 tons | ACIQ | HRCU-A-CB (Split System: Heat Pump with Remote Outdoor Unit-Air-Source) | H5H3V36*K*AAA* |  |  | EVM5X61M24A*+WALLCON | *80CSU1002120A* | 36000 | 22 | 8.5 | 37400 | 28200 | 75.4% | 2.04 | 0 | 12.5 |  |  |  |  | R-454B | 3 | Residential & Commercial | USHP | Ducted CEE Tier 1
216636334 | Central HP <5.4 tons | ACIQ | HRCU-A-CB (Split System: Heat Pump with Remote Outdoor Unit-Air-Source) | H5H3V36*K*AAA* |  |  | EVD5X61M24A*+WALLCON | *80CSU1002120A* | 36000 | 22 | 8.5 | 37400 | 28400 | 75.94% | 2.04 | 0 | 12.5 |  |  |  |  | R-454B | 3 | Residential & Commercial | USHP | Ducted CEE Tier 1
216635348 | Central HP <5.4 tons | ACIQ | HRCU-A-CB (Split System: Heat Pump with Remote Outdoor Unit-Air-Source) | H5H3V36*K*AAA* |  |  | EA*5X61M21A*+WALLCON | *80CSU0601716A* | 34400 | 20.5 | 9.5 | 34400 | 26000 | 75.58% | 2.06 | 0 | 11.7 |  |  |  |  | R-454B | 2.8667 | Residential & Commercial | USHP | Ducted CEE Tier 1
216635384 | Central HP <5.4 tons | ACIQ | HRCU-A-CB (Split System: Heat Pump with Remote Outdoor Unit-Air-Source) | H5H3V36*K*AAA* |  |  | ESH5X36M12A*+WALLCON | *80CSU0401712A* | 33200 | 19 | 9 | 35000 | 27000 | 77.14% | 1.9 | 0 | 11 |  |  |  |  | R-454B | 2.7667 | Residential & Commercial | USHP | Ducted CEE Tier 1
216635433 | Central HP <5.4 tons | ACIQ | HRCU-A-CB (Split System: Heat Pump with Remote Outdoor Unit-Air-Source) | H5H3V36*K*AAA* |  |  | ESH5X48M12A*+WALLCON | *80CSU0601716A* | 33600 | 19.5 | 9 | 34800 | 26600 | 76.44% | 1.92 | 0 | 11 |  |  |  |  | R-454B | 2.8 | Residential & Commercial | USHP | Ducted CEE Tier 1
216636084 | Central HP <5.4 tons | ACIQ | HRCU-A-CB (Split System: Heat Pump with Remote Outdoor Unit-Air-Source) | H5H3V36*K*AAA* |  |  | ESH5X42M12A*+WALLCON | *80CSU0401712B* | 33600 | 19.5 | 9 | 34600 | 26600 | 76.88% | 1.92 | 0 | 11.7 |  |  |  |  | R-454B | 2.8 | Residential & Commercial | USHP | Ducted CEE Tier 1
216636100 | Central HP <5.4 tons | ACIQ | HRCU-A-CB (Split System: Heat Pump with Remote Outdoor Unit-Air-Source) | H5H3V36*K*AAA* |  |  | ESH5X60M12A*+WALLCON | *80CSU0401712B* | 34200 | 19.5 | 9 | 34200 | 26000 | 76.02% | 1.94 | 0 | 11.7 |  |  |  |  | R-454B | 2.85 | Residential & Commercial | USHP | Ducted CEE Tier 1
216636152 | Central HP <5.4 tons | ACIQ | HRCU-A-CB (Split System: Heat Pump with Remote Outdoor Unit-Air-Source) | H5H3V36*K*AAA* |  |  | EVD5X42M24A*+WALLCON | *97CTN1002122A* | 35600 | 22 | 8.5 | 38000 | 28400 | 74.74% | 2.04 | 0 | 12.5 |  |  |  |  | R-454B | 2.9667 | Residential & Commercial | USHP | Ducted CEE Tier 1
216636170 | Central HP <5.4 tons | ACIQ | HRCU-A-CB (Split System: Heat Pump with Remote Outdoor Unit-Air-Source) | H5H3V36*K*AAA* |  |  | EVD5X60M24A*+WALLCON | *97CTN0802120A* | 35400 | 21.5 | 8.5 | 38000 | 28600 | 75.26% | 2.04 | 0 | 12 |  |  |  |  | R-454B | 2.95 | Residential & Commercial | USHP | Ducted CEE Tier 1
212383467 | Central HP <5.4 tons | GRANDAIRE | HRCU-A-CB (Split System: Heat Pump with Remote Outdoor Unit-Air-Source) | WDLCURAH36ABK |  |  | WLA*434CA* | WFER070B048A* | 36800 | 15.5 | 8.5 | 39000 | 34800 | 89.23% | 2.1 | 0 | 10 |  |  |  |  | R-410A | 3.0667 | Residential & Commercial | USHP | Ducted CEE Tier 1
216678739 | Central HP <5.4 tons | BRYANT HEATING AND COOLING SYSTEMS | HRCU-A-CB (Split System: Heat Pump with Remote Outdoor Unit-Air-Source) | 38MURAQ36AB3* |  |  | CAP**4821AL* | 927TA48060V17*** | 35600 | 15.5 | 8.5 | 38000 | 34400 | 90.53% | 1.96 | 0 | 9.8 |  |  |  |  | R-410A | 2.9667 | Residential & Commercial | USHP
211228795 | Central HP <5.4 tons | GRANDAIRE | HRCU-A-CB (Split System: Heat Pump with Remote Outdoor Unit-Air-Source) | WDLCURAH36ABK |  |  | WLA*484CA* | WFEL090C048B* | 36200 | 16 | 8.5 | 38500 | 34600 | 89.87% | 2.08 | 0 | 10 |  |  |  |  | R-410A | 3.0167 | Residential & Commercial | USHP | Ducted CEE Tier 1
211228981 | Central HP <5.4 tons | GRANDAIRE | HRCU-A-CB (Split System: Heat Pump with Remote Outdoor Unit-Air-Source) | WDLCURAH36ABK |  |  | WLA*484CA* | WFAX080B048A* | 36000 | 16 | 8.5 | 38500 | 34600 | 89.87% | 2.06 | 0 | 10 |  |  |  |  | R-410A | 3 | Residential & Commercial | USHP | Ducted CEE Tier 1
204299366 | Central HP <5.4 tons | BRYANT HEATING AND COOLING SYSTEMS | HRCU-A-CB (Split System: Heat Pump with Remote Outdoor Unit-Air-Source) | 288BNV037*0**A* |  |  | CAP**4824AL*+UI | 88*TA66135C24*** | 32400 | 17.5 | 8.5 | 32400 | 24800 | 76.54% | 2 | 12 | 11.7 |  |  |  |  | R-410A | 2.7 | Residential & Commercial | USHP | Ducted CEE Tier 1
204300450 | Central HP <5.4 tons | BRYANT HEATING AND COOLING SYSTEMS | HRCU-A-CB (Split System: Heat Pump with Remote Outdoor Unit-Air-Source) | 288BNV037*0**A* |  |  | CSPH*4812AL*+UI | 88*TA60090C21*** | 32600 | 17 | 8.1 | 33000 | 25000 | 75.76% | 1.98 | 12 | 11 |  |  |  |  | R-410A | 2.7167 | Residential & Commercial | USHP | Ducted CEE Tier 1
213782252 | Central HP <5.4 tons | KEEPRITE | HRCU-A-CB (Split System: Heat Pump with Remote Outdoor Unit-Air-Source) | CVH837GKA2* |  |  | EHD4X60AAL+WALLCON | *80CTL0902120B* | 33000 | 16.5 | 8.1 | 32200 | 24800 | 77.02% | 2 | 0 | 11.5 |  |  |  |  | R-410A | 2.75 | Residential & Commercial | USHP | Ducted CEE Tier 1
213781632 | Central HP <5.4 tons | KEEPRITE | HRCU-A-CB (Split System: Heat Pump with Remote Outdoor Unit-Air-Source) | CVH837GKA2* |  |  | EA*4X61L21A*+WALLCON | *96CTN0601714B* | 33000 | 17 | 8.1 | 32200 | 25000 | 77.64% | 1.96 | 0 | 11 |  |  |  |  | R-410A | 2.75 | Residential & Commercial | USHP | Ducted CEE Tier 1
216634032 | Central HP <5.4 tons | ACIQ | HRCU-A-CB (Split System: Heat Pump with Remote Outdoor Unit-Air-Source) | H5H0V60*K*AAA* |  |  | EVM5X60M21A*+WALLCON | *80CSU0802120A* | 57000 | 18 | 9 | 63500 | 44500 | 70.08% | 2.08 | 0 | 9 |  |  |  |  | R-454B | 4.75 | Residential & Commercial | USHP
216369251 | Central HP <5.4 tons | Star Air Kontrol | HRCU-A-CB (Split System: Heat Pump with Remote Outdoor Unit-Air-Source) | SAK-60FDN2-M18M |  |  | SAK-60FDN1-M18M | 0 | 54000 | 15.2 | 8.4 | 54000 | 38000 | 70.37% | 1.8 | 0 | 8.6 |  |  |  |  | R-454B | 4.5 | Residential & Commercial | USHP
216676875 | Central HP <5.4 tons | BRYANT HEATING AND COOLING SYSTEMS | HRCU-A-CB (Split System: Heat Pump with Remote Outdoor Unit-Air-Source) | 37MURAQ24AA3 |  |  | CAA**3617AM* | 912SE36060M14*** | 24000 | 15.2 | 8.5 | 24000 | 19400 | 80.83% | 1.92 | 0 | 10 |  |  |  |  | R-454B | 2 | Residential & Commercial | USHP | Ducted CEE Tier 1
206724403 | Central HP <5.4 tons | REZNOR | HRCU-A-CB (Split System: Heat Pump with Remote Outdoor Unit-Air-Source) | GXH48-60MSK4DH |  |  | GMH**-60MSK4DH1 | 0 | 54000 | 16 | 9 | 54000 | 41000 | 75.93% | 1.8 | 10.5 | 10 |  |  |  |  | R-410A | 4.5 | Residential & Commercial | USHP | Ducted CEE Tier 1
211229490 | Central HP <5.4 tons | GRANDAIRE | HRCU-A-CB (Split System: Heat Pump with Remote Outdoor Unit-Air-Source) | WDLCURAH36ABK |  |  | WLA*484DA* | WFSX080C060A* | 36600 | 15.5 | 8.5 | 38500 | 34800 | 90.39% | 2.1 | 0 | 10 |  |  |  |  | R-410A | 3.05 | Residential & Commercial | USHP | Ducted CEE Tier 1
211229329 | Central HP <5.4 tons | GRANDAIRE | HRCU-A-CB (Split System: Heat Pump with Remote Outdoor Unit-Air-Source) | WDLCURAH36ABK |  |  | WLA*484DA* | WFER135D060A* | 36200 | 16 | 8.5 | 38500 | 34600 | 89.87% | 2.06 | 0 | 10 |  |  |  |  | R-410A | 3.0167 | Residential & Commercial | USHP | Ducted CEE Tier 1
210473091 | Central HP <5.4 tons | KEEPRITE | HRCU-A-CB (Split System: Heat Pump with Remote Outdoor Unit-Air-Source) | CVH825GKA3* |  |  | EA*4X43L21A*+WALLCON | *95CSU0601716A* | 24400 | 16.5 | 8.1 | 21200 | 16700 | 78.77% | 2.02 | 0 | 10.5 |  |  |  |  | R-410A | 2.0333 | Residential & Commercial | USHP | Ducted CEE Tier 1
210473102 | Central HP <5.4 tons | KEEPRITE | HRCU-A-CB (Split System: Heat Pump with Remote Outdoor Unit-Air-Source) | CVH825GKA3* |  |  | EA*4X43L21A*+WALLCON | *95CSU0802120A* | 24400 | 17 | 8.5 | 21200 | 16600 | 78.3% | 2.04 | 0 | 11 |  |  |  |  | R-410A | 2.0333 | Residential & Commercial | USHP | Ducted CEE Tier 1
211229397 | Central HP <5.4 tons | GRANDAIRE | HRCU-A-CB (Split System: Heat Pump with Remote Outdoor Unit-Air-Source) | WDLCURAH36ABK |  |  | WLA*484DA* | WFEU100C060A* | 36000 | 16 | 8.5 | 38500 | 34600 | 89.87% | 2.06 | 0 | 10 |  |  |  |  | R-410A | 3 | Residential & Commercial | USHP | Ducted CEE Tier 1
211230451 | Central HP <5.4 tons | GRANDAIRE | HRCU-A-CB (Split System: Heat Pump with Remote Outdoor Unit-Air-Source) | WDLCURAH36ABK |  |  | WLNC484DA* | WFER090D060A* | 36200 | 16.5 | 8.1 | 38500 | 34800 | 90.39% | 2.02 | 0 | 10.5 |  |  |  |  | R-410A | 3.0167 | Residential & Commercial | USHP | Ducted CEE Tier 1
216784680 | Central HP <5.4 tons | CHAMPION HEATING AND COOLING | HRCU-A-CB (Split System: Heat Pump with Remote Outdoor Unit-Air-Source) | HH836E2S11 |  |  | CTU36B5XDS1+TXV | Z8ES100B12LMPS1 | 33400 | 18 | 8.5 | 30800 | 25000 | 81.17% | 2 | 0 | 11.7 |  |  |  |  | R-454B | 2.7833 | Residential & Commercial | USHP | Ducted CEE Tier 1
216497960 | Central HP <5.4 tons | AC PRO | HRCU-A-CB (Split System: Heat Pump with Remote Outdoor Unit-Air-Source) | SPHP-Y-V048BB |  |  | AIRH-Y-V04816CB | 0 | 48000 | 16 | 8.5 | 48000 | 38000 | 79.17% | 1.85 | 0 | 10 |  |  |  |  | R-454B | 4 | Residential & Commercial | USHP | Ducted CEE Tier 1
216678715 | Central HP <5.4 tons | BRYANT HEATING AND COOLING SYSTEMS | HRCU-A-CB (Split System: Heat Pump with Remote Outdoor Unit-Air-Source) | 38MURAQ36AB3* |  |  | CAP**3721AL* | 927TA48060V17*** | 36200 | 15.5 | 8.5 | 38000 | 34400 | 90.53% | 1.96 | 0 | 10 |  |  |  |  | R-410A | 3.0167 | Residential & Commercial | USHP | Ducted CEE Tier 1
216636320 | Central HP <5.4 tons | ACIQ | HRCU-A-CB (Split System: Heat Pump with Remote Outdoor Unit-Air-Source) | H5H3V36*K*AAA* |  |  | EVM5X60M21A*+WALLCON | *96CTN0601714B* | 35200 | 21 | 8.5 | 37400 | 28000 | 74.87% | 2.06 | 0 | 11.7 |  |  |  |  | R-454B | 2.9333 | Residential & Commercial | USHP | Ducted CEE Tier 1
206790211 | Central HP <5.4 tons | BRYANT HEATING AND COOLING SYSTEMS | HRCU-A-CB (Split System: Heat Pump with Remote Outdoor Unit-Air-Source) | 284ANV024*0**B* |  |  | CSPH*4212AL*+UI | 88*TA36045C17*** | 23800 | 19 | 9 | 26600 | 19900 | 74.81% | 2.48 | 14 | 12.5 |  |  |  |  | R-410A | 1.9833 | Residential & Commercial | USHP | Ducted CEE Tier 1
214056540 | Central HP <5.4 tons | GSI | HRCU-A-C (Split System: Heat Pump with Remote Outdoor Unit with No Indoor Fan --Air Source) | SOD30-24HFN1-MW |  |  | SAC-24HWDN1-MN0 | 0 | 24000 | 16.5 | 9.5 | 25000 | 20000 | 80% | 1.95 | 11 | 10.7 |  |  |  |  | R-410A | 2 | Residential & Commercial | USHP | Ducted CEE Tier 1
213773783 | Central HP <5.4 tons | KENMORE | HRCU-A-CB (Split System: Heat Pump with Remote Outdoor Unit-Air-Source) | (C,H,T)VH825GKA3* |  |  | EA*4X48L21A*+WALLCON | *96CTN0601714B* | 24000 | 16.5 | 8.1 | 21000 | 16600 | 79.05% | 2 | 0 | 10.5 |  |  |  |  | R-410A | 2 | Residential & Commercial | USHP | Ducted CEE Tier 1
213773583 | Central HP <5.4 tons | KENMORE | HRCU-A-CB (Split System: Heat Pump with Remote Outdoor Unit-Air-Source) | (C,H,T)VH825GKA3* |  |  | EA*4X43L21A*+WALLCON | *80CTL0701716B* | 24400 | 17 | 8.1 | 21200 | 16600 | 78.3% | 2.02 | 0 | 11 |  |  |  |  | R-410A | 2.0333 | Residential & Commercial | USHP | Ducted CEE Tier 1
206790614 | Central HP <5.4 tons | BRYANT HEATING AND COOLING SYSTEMS | HRCU-A-CB (Split System: Heat Pump with Remote Outdoor Unit-Air-Source) | 284ANV048*0**B* |  |  | CSPH*6012AL*+UI | 987MB66100C21*** | 45000 | 20.5 | 9 | 46000 | 36200 | 78.7% | 2.36 | 12.5 | 11.7 |  |  |  |  | R-410A | 3.75 | Residential & Commercial | USHP | Ducted CEE Tier 1
206790645 | Central HP <5.4 tons | BRYANT HEATING AND COOLING SYSTEMS | HRCU-A-CB (Split System: Heat Pump with Remote Outdoor Unit-Air-Source) | 284ANV048*0**B* |  |  | CAP**4821AL*+UI | 935CA66100C21*** | 44000 | 21 | 9.5 | 46500 | 36200 | 77.85% | 2.28 | 12 | 12 |  |  |  |  | R-410A | 3.6667 | Residential & Commercial | USHP | Ducted CEE Tier 1
213779642 | Central HP <5.4 tons | KEEPRITE | HRCU-A-CB (Split System: Heat Pump with Remote Outdoor Unit-Air-Source) | CVH837GKA** |  |  | EA*4X61L21A*+WALLCON | *80CTL0701716B* | 32800 | 17 | 8.1 | 32200 | 25000 | 77.64% | 1.96 | 0 | 11 |  |  |  |  | R-410A | 2.7333 | Residential & Commercial | USHP | Ducted CEE Tier 1
213779272 | Central HP <5.4 tons | KEEPRITE | HRCU-A-CB (Split System: Heat Pump with Remote Outdoor Unit-Air-Source) | CVH837GKA** |  |  | EA*4X43L21A*+WALLCON | *80CTL0901716B* | 33000 | 17 | 8.5 | 32800 | 25000 | 76.22% | 1.98 | 0 | 11 |  |  |  |  | R-410A | 2.75 | Residential & Commercial | USHP | Ducted CEE Tier 1
204298894 | Central HP <5.4 tons | BRYANT HEATING AND COOLING SYSTEMS | HRCU-A-CB (Split System: Heat Pump with Remote Outdoor Unit-Air-Source) | 288BNV037*0**A* |  |  | CAP**3721AL*+UI | 987MB66100C21*** | 33000 | 17.5 | 8.5 | 33000 | 25200 | 76.36% | 2 | 12 | 11.7 |  |  |  |  | R-410A | 2.75 | Residential & Commercial | USHP | Ducted CEE Tier 1
204299026 | Central HP <5.4 tons | BRYANT HEATING AND COOLING SYSTEMS | HRCU-A-CB (Split System: Heat Pump with Remote Outdoor Unit-Air-Source) | 288BNV037*0**A* |  |  | CAP**4221AL*+UI | 88*TA48090C17*** | 31800 | 17.5 | 8.5 | 33000 | 24400 | 73.94% | 1.9 | 12 | 11.7 |  |  |  |  | R-410A | 2.65 | Residential & Commercial | USHP | Ducted CEE Tier 1
204299826 | Central HP <5.4 tons | BRYANT HEATING AND COOLING SYSTEMS | HRCU-A-CB (Split System: Heat Pump with Remote Outdoor Unit-Air-Source) | 288BNV037*0**A* |  |  | CNPV*4821AL*+UI | 986TC66100C21*** | 32400 | 17.5 | 8.1 | 33000 | 24800 | 75.15% | 1.96 | 11.5 | 11.7 |  |  |  |  | R-410A | 2.7 | Residential & Commercial | USHP | Ducted CEE Tier 1
216635676 | Central HP <5.4 tons | ACIQ | HRCU-A-CB (Split System: Heat Pump with Remote Outdoor Unit-Air-Source) | H5H3V36*K*AAA* |  |  | EVD5X42M21A*+WALLCON | *80CSU0401712A* | 34400 | 21 | 8.5 | 38500 | 28400 | 73.77% | 2.04 | 0 | 11.7 |  |  |  |  | R-454B | 2.8667 | Residential & Commercial | USHP | Ducted CEE Tier 1
216635677 | Central HP <5.4 tons | ACIQ | HRCU-A-CB (Split System: Heat Pump with Remote Outdoor Unit-Air-Source) | H5H3V36*K*AAA* |  |  | EVD5X42M21A*+WALLCON | *80CSU0601716A* | 34400 | 21 | 8.5 | 38500 | 28200 | 73.25% | 2.04 | 0 | 11.7 |  |  |  |  | R-454B | 2.8667 | Residential & Commercial | USHP | Ducted CEE Tier 1
216635724 | Central HP <5.4 tons | ACIQ | HRCU-A-CB (Split System: Heat Pump with Remote Outdoor Unit-Air-Source) | H5H3V36*K*AAA* |  |  | EVD5X49M24A*+WALLCON | *80CSU1002120A* | 35400 | 21.5 | 8.5 | 38500 | 28600 | 74.29% | 2.04 | 0 | 12 |  |  |  |  | R-454B | 2.95 | Residential & Commercial | USHP | Ducted CEE Tier 1
216636327 | Central HP <5.4 tons | ACIQ | HRCU-A-CB (Split System: Heat Pump with Remote Outdoor Unit-Air-Source) | H5H3V36*K*AAA* |  |  | EVD5X61M21A*+WALLCON | *80CTL0702120B* | 35800 | 22 | 8.5 | 37400 | 28400 | 75.94% | 2.02 | 0 | 12.5 |  |  |  |  | R-454B | 2.9833 | Residential & Commercial | USHP | Ducted CEE Tier 1
204300070 | Central HP <5.4 tons | BRYANT HEATING AND COOLING SYSTEMS | HRCU-A-CB (Split System: Heat Pump with Remote Outdoor Unit-Air-Source) | 288BNV037*0**A* |  |  | CSPH*3612AL*+UI | 88*TA60090C21*** | 32200 | 16.5 | 8.1 | 33200 | 24800 | 74.7% | 1.92 | 11.5 | 11 |  |  |  |  | R-410A | 2.6833 | Residential & Commercial | USHP | Ducted CEE Tier 1
212977582 | Central HP <5.4 tons | KEEPRITE | HRCU-A-CB (Split System: Heat Pump with Remote Outdoor Unit-Air-Source) | DLCURAH24ABK |  |  | EA*4X24L17A* | *80MS(N,L)0451412A* | 23400 | 17 | 9 | 27000 | 26200 | 97.04% | 2.2 | 0 | 10 |  |  |  |  | R-410A | 1.95 | Residential & Commercial | USHP | Ducted CEE Tier 1
212975724 | Central HP <5.4 tons | KEEPRITE | HRCU-A-CB (Split System: Heat Pump with Remote Outdoor Unit-Air-Source) | DLCURAH24ABK |  |  | EN(A,D)4X24L17** | *96VTN0601412B* | 23200 | 16.5 | 8.5 | 26800 | 25400 | 94.78% | 2.12 | 0 | 10 |  |  |  |  | R-410A | 1.9333 | Residential & Commercial | USHP | Ducted CEE Tier 1
212975735 | Central HP <5.4 tons | KEEPRITE | HRCU-A-CB (Split System: Heat Pump with Remote Outdoor Unit-Air-Source) | DLCURAH24ABK |  |  | EN(A,D)4X30L14** | *96VTN0601412B* | 23400 | 16.5 | 8.1 | 26000 | 24400 | 93.85% | 2.02 | 0 | 10 |  |  |  |  | R-410A | 1.95 | Residential & Commercial | USHP | Ducted CEE Tier 1
212976985 | Central HP <5.4 tons | KEEPRITE | HRCU-A-CB (Split System: Heat Pump with Remote Outdoor Unit-Air-Source) | DLCURAH24ABK |  |  | EA*4X36L21A* | *96VTN1002122B* | 24200 | 17.5 | 8.5 | 26400 | 23200 | 87.88% | 1.92 | 0 | 10 |  |  |  |  | R-410A | 2.0167 | Residential & Commercial | USHP | Ducted CEE Tier 1
216678053 | Central HP <5.4 tons | BRYANT HEATING AND COOLING SYSTEMS | HRCU-A-CB (Split System: Heat Pump with Remote Outdoor Unit-Air-Source) | 37MURAQ24AA3 |  |  | CAA**2517AM* | 926TC48060V17*** | 24400 | 15.5 | 8.5 | 23200 | 19100 | 82.33% | 1.94 | 0 | 10 |  |  |  |  | R-454B | 2.0333 | Residential & Commercial | USHP | Ducted CEE Tier 1
212970693 | Central HP <5.4 tons | KEEPRITE | HRCU-A-CB (Split System: Heat Pump with Remote Outdoor Unit-Air-Source) | DLCURAH36ABK |  |  | EA*4X48L21A* | *80VSL0902120B* | 35600 | 16.5 | 8.5 | 38500 | 34600 | 89.87% | 2.02 | 0 | 10 |  |  |  |  | R-410A | 2.9667 | Residential & Commercial | USHP | Ducted CEE Tier 1
212970743 | Central HP <5.4 tons | KEEPRITE | HRCU-A-CB (Split System: Heat Pump with Remote Outdoor Unit-Air-Source) | DLCURAH36ABK |  |  | EN(A,D)4X48L24** | *80VSL0902120B* | 36000 | 16.5 | 8.1 | 38000 | 35000 | 92.11% | 2 | 0 | 10 |  |  |  |  | R-410A | 3 | Residential & Commercial | USHP | Ducted CEE Tier 1
212970393 | Central HP <5.4 tons | KEEPRITE | HRCU-A-CB (Split System: Heat Pump with Remote Outdoor Unit-Air-Source) | DLCURAH36ABK |  |  | EA*4X37L17A* | *80VSL0701716B* | 36000 | 15.5 | 8.1 | 38500 | 35000 | 90.91% | 2 | 0 | 10 |  |  |  |  | R-410A | 3 | Residential & Commercial | USHP | Ducted CEE Tier 1
213781542 | Central HP <5.4 tons | KEEPRITE | HRCU-A-CB (Split System: Heat Pump with Remote Outdoor Unit-Air-Source) | CVH837GKA2* |  |  | EA*4X61L21A*+WALLCON | *80CTL0451712B* | 33000 | 17 | 8.1 | 32400 | 25200 | 77.78% | 1.94 | 0 | 11 |  |  |  |  | R-410A | 2.75 | Residential & Commercial | USHP | Ducted CEE Tier 1
213781122 | Central HP <5.4 tons | KEEPRITE | HRCU-A-CB (Split System: Heat Pump with Remote Outdoor Unit-Air-Source) | CVH837GKA2* |  |  | EA*4X42L24A*+WALLCON | *97CMN1002122B* | 31800 | 17 | 8.1 | 33000 | 24200 | 73.33% | 1.88 | 0 | 11 |  |  |  |  | R-410A | 2.65 | Residential & Commercial | USHP | Ducted CEE Tier 1
213781142 | Central HP <5.4 tons | KEEPRITE | HRCU-A-CB (Split System: Heat Pump with Remote Outdoor Unit-Air-Source) | CVH837GKA2* |  |  | EA*4X42L24A*+WALLCON | *96CTN1002122B* | 31800 | 17 | 8.1 | 33000 | 24200 | 73.33% | 1.88 | 0 | 11 |  |  |  |  | R-410A | 2.65 | Residential & Commercial | USHP | Ducted CEE Tier 1
204299446 | Central HP <5.4 tons | BRYANT HEATING AND COOLING SYSTEMS | HRCU-A-CB (Split System: Heat Pump with Remote Outdoor Unit-Air-Source) | 288BNV037*0**A* |  |  | CAP**4824AL*+UI | 987MB60060C21*** | 32200 | 17 | 8.1 | 32800 | 25200 | 76.83% | 1.96 | 11.5 | 11 |  |  |  |  | R-410A | 2.6833 | Residential & Commercial | USHP | Ducted CEE Tier 1
204300200 | Central HP <5.4 tons | BRYANT HEATING AND COOLING SYSTEMS | HRCU-A-CB (Split System: Heat Pump with Remote Outdoor Unit-Air-Source) | 288BNV037*0**A* |  |  | CSPH*3612AL*+UI | 88*TA48090C17*** | 32400 | 17 | 8.1 | 33200 | 24600 | 74.1% | 1.94 | 12 | 11 |  |  |  |  | R-410A | 2.7 | Residential & Commercial | USHP | Ducted CEE Tier 1
212969783 | Central HP <5.4 tons | KEEPRITE | HRCU-A-CB (Split System: Heat Pump with Remote Outdoor Unit-Air-Source) | DLCURAH24ABK |  |  | EA*4X36L17A* | *80VSL0451412B* | 23600 | 17 | 8.5 | 26000 | 24200 | 93.08% | 2 | 0 | 10 |  |  |  |  | R-410A | 1.9667 | Residential & Commercial | USHP | Ducted CEE Tier 1
212971739 | Central HP <5.4 tons | KEEPRITE | HRCU-A-CB (Split System: Heat Pump with Remote Outdoor Unit-Air-Source) | DLCURAH24ABK |  |  | EN(A,D)4X36L21** | *80VTL0701716B* | 23600 | 17 | 8.5 | 26400 | 24200 | 91.67% | 2 | 0 | 10.5 |  |  |  |  | R-410A | 1.9667 | Residential & Commercial | USHP | Ducted CEE Tier 1
212972139 | Central HP <5.4 tons | KEEPRITE | HRCU-A-CB (Split System: Heat Pump with Remote Outdoor Unit-Air-Source) | DLCURAH24ABK |  |  | EA*4X37L21A* | *80VTL0902120B* | 24800 | 17 | 8.5 | 25600 | 21400 | 83.59% | 1.8 | 0 | 10.5 |  |  |  |  | R-410A | 2.0667 | Residential & Commercial | USHP | Ducted CEE Tier 1
212972150 | Central HP <5.4 tons | KEEPRITE | HRCU-A-CB (Split System: Heat Pump with Remote Outdoor Unit-Air-Source) | DLCURAH24ABK |  |  | EN(A,D)4X36L21** | *80VTL0902120B* | 23400 | 17 | 8.5 | 26200 | 24600 | 93.89% | 2.06 | 0 | 10 |  |  |  |  | R-410A | 1.95 | Residential & Commercial | USHP | Ducted CEE Tier 1
212970483 | Central HP <5.4 tons | KEEPRITE | HRCU-A-CB (Split System: Heat Pump with Remote Outdoor Unit-Air-Source) | DLCURAH36ABK |  |  | EN(A,D,W)4X48L21** | *80VSL0701716B* | 36200 | 16 | 8.1 | 38500 | 35000 | 90.91% | 2 | 0 | 10 |  |  |  |  | R-410A | 3.0167 | Residential & Commercial | USHP | Ducted CEE Tier 1
212974059 | Central HP <5.4 tons | KEEPRITE | HRCU-A-CB (Split System: Heat Pump with Remote Outdoor Unit-Air-Source) | DLCURAH36ABK |  |  | EA*4X48L21A* | *96VSN0801716B* | 35400 | 16 | 8.1 | 37800 | 34800 | 92.06% | 2 | 0 | 10 |  |  |  |  | R-410A | 2.95 | Residential & Commercial | USHP | Ducted CEE Tier 1
216732808 | Central HP <5.4 tons | KEEPRITE | HRCU-A-CB (Split System: Heat Pump with Remote Outdoor Unit-Air-Source) | D5CUHAH24AAK |  |  | EA*5X24M17A* | *80CTL0901716B* | 21800 | 15.5 | 8.5 | 21000 | 19100 | 90.95% | 1.98 | 0 | 10.5 |  |  |  |  | R-454B | 1.8167 | Residential & Commercial | USHP | Ducted CEE Tier 1
212975372 | Central HP <5.4 tons | KEEPRITE | HRCU-A-CB (Split System: Heat Pump with Remote Outdoor Unit-Air-Source) | DLCURAH24ABK |  |  | EN(A,D)4X36L21** | *96VTN0401712B* | 23200 | 16 | 8.1 | 26200 | 24800 | 94.66% | 2.06 | 0 | 10 |  |  |  |  | R-410A | 1.9333 | Residential & Commercial | USHP | Ducted CEE Tier 1
212975317 | Central HP <5.4 tons | KEEPRITE | HRCU-A-CB (Split System: Heat Pump with Remote Outdoor Unit-Air-Source) | DLCURAH24ABK |  |  | EA*4X37L17A* | *96VTN0401712B* | 24000 | 16 | 8.1 | 25400 | 22000 | 86.61% | 1.82 | 0 | 10 |  |  |  |  | R-410A | 2 | Residential & Commercial | USHP | Ducted CEE Tier 1
212988010 | Central HP <5.4 tons | GRANDAIRE | HRCU-A-CB (Split System: Heat Pump with Remote Outdoor Unit-Air-Source) | WDLCURAH36ABK |  |  | WLA*484CA* | WFSX100C060B* | 35800 | 16.5 | 8.5 | 37800 | 34600 | 91.53% | 2.04 | 0 | 10 |  |  |  |  | R-410A | 2.9833 | Residential & Commercial | USHP | Ducted CEE Tier 1
204299376 | Central HP <5.4 tons | BRYANT HEATING AND COOLING SYSTEMS | HRCU-A-CB (Split System: Heat Pump with Remote Outdoor Unit-Air-Source) | 288BNV037*0**A* |  |  | CAP**4824AL*+UI | 986TC66120C24*** | 32400 | 17.5 | 8.5 | 32400 | 24800 | 76.54% | 2 | 12 | 11.7 |  |  |  |  | R-410A | 2.7 | Residential & Commercial | USHP | Ducted CEE Tier 1
204299896 | Central HP <5.4 tons | BRYANT HEATING AND COOLING SYSTEMS | HRCU-A-CB (Split System: Heat Pump with Remote Outdoor Unit-Air-Source) | 288BNV037*0**A* |  |  | CNPV*4824AL*+UI | 986TC66120C24*** | 32400 | 17.5 | 8.1 | 32800 | 24800 | 75.61% | 1.96 | 12 | 11.7 |  |  |  |  | R-410A | 2.7 | Residential & Commercial | USHP | Ducted CEE Tier 1
213780642 | Central HP <5.4 tons | KEEPRITE | HRCU-A-CB (Split System: Heat Pump with Remote Outdoor Unit-Air-Source) | CVH837GKA2* |  |  | EA*4X36L17A*+WALLCON | *80CTL0451712B* | 31200 | 16.5 | 8.1 | 33400 | 24600 | 73.65% | 1.8 | 0 | 10.5 |  |  |  |  | R-410A | 2.6 | Residential & Commercial | USHP | Ducted CEE Tier 1
213780842 | Central HP <5.4 tons | KEEPRITE | HRCU-A-CB (Split System: Heat Pump with Remote Outdoor Unit-Air-Source) | CVH837GKA2* |  |  | EA*4X36L21A*+WALLCON | *96CTN1002122B* | 31600 | 17 | 8.1 | 32800 | 24200 | 73.78% | 1.86 | 0 | 11 |  |  |  |  | R-410A | 2.6333 | Residential & Commercial | USHP | Ducted CEE Tier 1
213780192 | Central HP <5.4 tons | KEEPRITE | HRCU-A-CB (Split System: Heat Pump with Remote Outdoor Unit-Air-Source) | CVH837GKA** |  |  | EHD4X48AAL+WALLCON | *80CTL1102120B* | 32600 | 16.5 | 8.1 | 32800 | 24800 | 75.61% | 1.96 | 0 | 11 |  |  |  |  | R-410A | 2.7167 | Residential & Commercial | USHP | Ducted CEE Tier 1
213779742 | Central HP <5.4 tons | KEEPRITE | HRCU-A-CB (Split System: Heat Pump with Remote Outdoor Unit-Air-Source) | CVH837GKA** |  |  | EA*4X61L21A*+WALLCON | *96CTN1002122B* | 33200 | 17.5 | 8.5 | 32000 | 24800 | 77.5% | 1.98 | 0 | 11.7 |  |  |  |  | R-410A | 2.7667 | Residential & Commercial | USHP | Ducted CEE Tier 1
213779392 | Central HP <5.4 tons | KEEPRITE | HRCU-A-CB (Split System: Heat Pump with Remote Outdoor Unit-Air-Source) | CVH837GKA** |  |  | EA*4X48L21A*+WALLCON | *80CTL0901716B* | 32400 | 17 | 8.1 | 32600 | 25000 | 76.69% | 1.96 | 0 | 11 |  |  |  |  | R-410A | 2.7 | Residential & Commercial | USHP | Ducted CEE Tier 1
212985250 | Central HP <5.4 tons | GRANDAIRE | HRCU-A-CB (Split System: Heat Pump with Remote Outdoor Unit-Air-Source) | WDLCURAH36ABK |  |  | WLA*484DA* | WFAX100C060B* | 35800 | 16.5 | 8.5 | 37800 | 35400 | 93.65% | 1.8 | 0 | 10 |  |  |  |  | R-410A | 2.9833 | Residential & Commercial | USHP | Ducted CEE Tier 1
212976494 | Central HP <5.4 tons | KEEPRITE | HRCU-A-CB (Split System: Heat Pump with Remote Outdoor Unit-Air-Source) | DLCURAH30ABK |  |  | EA*4X43L21A* | *96VTN0802120B* | 30600 | 15.2 | 8.1 | 33400 | 26400 | 79.04% | 1.86 | 0 | 9 |  |  |  |  | R-410A | 2.55 | Residential & Commercial | USHP
216678583 | Central HP <5.4 tons | BRYANT HEATING AND COOLING SYSTEMS | HRCU-A-CB (Split System: Heat Pump with Remote Outdoor Unit-Air-Source) | 37MURAQ24AA3 |  |  | F55AA*B30L* | 0 | 25000 | 15.2 | 9 | 24000 | 19400 | 80.83% | 2.04 | 0 | 10 |  |  |  |  | R-454B | 2.0833 | Residential & Commercial | USHP | Ducted CEE Tier 1
216633813 | Central HP <5.4 tons | ACIQ | HRCU-A-CB (Split System: Heat Pump with Remote Outdoor Unit-Air-Source) | H5H0V48*K*AAA* |  |  | EA*5X61M24A*+WALLCON | *80CSU1002120A* | 46000 | 18 | 9 | 48000 | 33800 | 70.42% | 2.08 | 0 | 9.5 |  |  |  |  | R-454B | 3.8333 | Residential & Commercial | USHP
216633946 | Central HP <5.4 tons | ACIQ | HRCU-A-CB (Split System: Heat Pump with Remote Outdoor Unit-Air-Source) | H5H0V48*K*AAA* |  |  | EVD5X48M21A*+WALLCON | *80CSU0802120A* | 47000 | 18.5 | 9 | 50000 | 36400 | 72.8% | 2 | 0 | 10 |  |  |  |  | R-454B | 3.9167 | Residential & Commercial | USHP | Ducted CEE Tier 1
216633995 | Central HP <5.4 tons | ACIQ | HRCU-A-CB (Split System: Heat Pump with Remote Outdoor Unit-Air-Source) | H5H0V48*K*AAA* |  |  | EVD5X60M24A*+WALLCON | *80CSU1002120A* | 48000 | 18.5 | 9 | 50000 | 36600 | 73.2% | 2 | 0 | 10 |  |  |  |  | R-454B | 4 | Residential & Commercial | USHP | Ducted CEE Tier 1
216634533 | Central HP <5.4 tons | ACIQ | HRCU-A-CB (Split System: Heat Pump with Remote Outdoor Unit-Air-Source) | H5H0V48*K*AAA* |  |  | EVM5X60M24A*+WALLCON | *96CTN0802120B* | 48000 | 19 | 9 | 50000 | 36600 | 73.2% | 2 | 0 | 10 |  |  |  |  | R-454B | 4 | Residential & Commercial | USHP | Ducted CEE Tier 1
216634563 | Central HP <5.4 tons | ACIQ | HRCU-A-CB (Split System: Heat Pump with Remote Outdoor Unit-Air-Source) | H5H0V48*K*AAA* |  |  | EVD5X49M24A*+WALLCON | *97CTN1002122A* | 48000 | 19 | 9 | 50000 | 36600 | 73.2% | 2 | 0 | 10.5 |  |  |  |  | R-454B | 4 | Residential & Commercial | USHP | Ducted CEE Tier 1
216634564 | Central HP <5.4 tons | ACIQ | HRCU-A-CB (Split System: Heat Pump with Remote Outdoor Unit-Air-Source) | H5H0V48*K*AAA* |  |  | EVD5X49M24A*+WALLCON | *97CTN1202422A* | 48000 | 19 | 9 | 50000 | 36600 | 73.2% | 2 | 0 | 10.5 |  |  |  |  | R-454B | 4 | Residential & Commercial | USHP | Ducted CEE Tier 1
216633029 | Central HP <5.4 tons | ACIQ | HRCU-A-CB (Split System: Heat Pump with Remote Outdoor Unit-Air-Source) | H5H0V24*K*AAA* |  |  | EA*5X25M17A*+WALLCON | *80CTL0701716B* | 24000 | 17.5 | 9 | 23200 | 16400 | 70.69% | 2 | 0 | 10.5 |  |  |  |  | R-454B | 2 | Residential & Commercial | USHP | Ducted CEE Tier 1
216633059 | Central HP <5.4 tons | ACIQ | HRCU-A-CB (Split System: Heat Pump with Remote Outdoor Unit-Air-Source) | H5H0V24*K*AAA* |  |  | EA*5X36M17A*+WALLCON | *96CTN0801714B* | 23200 | 17 | 9 | 23600 | 16600 | 70.34% | 1.98 | 0 | 10 |  |  |  |  | R-454B | 1.9333 | Residential & Commercial | USHP | Ducted CEE Tier 1
216633076 | Central HP <5.4 tons | ACIQ | HRCU-A-CB (Split System: Heat Pump with Remote Outdoor Unit-Air-Source) | H5H0V24*K*AAA* |  |  | EA*5X37M21A*+WALLCON | *80CTL0901716B* | 24000 | 17.5 | 9 | 23200 | 16300 | 70.26% | 2.02 | 0 | 10.5 |  |  |  |  | R-454B | 2 | Residential & Commercial | USHP | Ducted CEE Tier 1
216633079 | Central HP <5.4 tons | ACIQ | HRCU-A-CB (Split System: Heat Pump with Remote Outdoor Unit-Air-Source) | H5H0V24*K*AAA* |  |  | EA*5X37M21A*+WALLCON | *95CSU1002122B* | 24000 | 17 | 9 | 23200 | 16300 | 70.26% | 2.02 | 0 | 10.5 |  |  |  |  | R-454B | 2 | Residential & Commercial | USHP | Ducted CEE Tier 1
216635755 | Central HP <5.4 tons | ACIQ | HRCU-A-CB (Split System: Heat Pump with Remote Outdoor Unit-Air-Source) | H5H3V36*K*AAA* |  |  | EVD5X60M24A*+WALLCON | *80CSU1002120A* | 35400 | 21.5 | 8.5 | 38000 | 28600 | 75.26% | 2.04 | 0 | 12 |  |  |  |  | R-454B | 2.95 | Residential & Commercial | USHP | Ducted CEE Tier 1
216633951 | Central HP <5.4 tons | ACIQ | HRCU-A-CB (Split System: Heat Pump with Remote Outdoor Unit-Air-Source) | H5H0V48*K*AAA* |  |  | EVD5X48M21A*+WALLCON | *96CTN0801714B* | 46500 | 18 | 9 | 50000 | 35600 | 71.2% | 2 | 0 | 9.5 |  |  |  |  | R-454B | 3.875 | Residential & Commercial | USHP
216633960 | Central HP <5.4 tons | ACIQ | HRCU-A-CB (Split System: Heat Pump with Remote Outdoor Unit-Air-Source) | H5H0V48*K*AAA* |  |  | EVD5X48M24A*+WALLCON | *95CSU1002122B* | 47000 | 18.5 | 9 | 50000 | 36200 | 72.4% | 2.02 | 0 | 10 |  |  |  |  | R-454B | 3.9167 | Residential & Commercial | USHP | Ducted CEE Tier 1
216633985 | Central HP <5.4 tons | ACIQ | HRCU-A-CB (Split System: Heat Pump with Remote Outdoor Unit-Air-Source) | H5H0V48*K*AAA* |  |  | EVD5X60M21A*+WALLCON | *95CSU0601716B* | 47500 | 18 | 9 | 50000 | 37200 | 74.4% | 1.98 | 0 | 10 |  |  |  |  | R-454B | 3.9583 | Residential & Commercial | USHP | Ducted CEE Tier 1
216633999 | Central HP <5.4 tons | ACIQ | HRCU-A-CB (Split System: Heat Pump with Remote Outdoor Unit-Air-Source) | H5H0V48*K*AAA* |  |  | EVD5X60M24A*+WALLCON | *95CSU0802120B* | 47500 | 18.5 | 9 | 50000 | 36600 | 73.2% | 2 | 0 | 10 |  |  |  |  | R-454B | 3.9583 | Residential & Commercial | USHP | Ducted CEE Tier 1
213772433 | Central HP <5.4 tons | KENMORE | HRCU-A-CB (Split System: Heat Pump with Remote Outdoor Unit-Air-Source) | (C,H,T)VH825GKA2* |  |  | EHD4X48AAL+WALLCON | *80CTL0451712B* | 24200 | 16 | 8.1 | 21400 | 16700 | 78.04% | 2 | 0 | 10.5 |  |  |  |  | R-410A | 2.0167 | Residential & Commercial | USHP | Ducted CEE Tier 1
213779422 | Central HP <5.4 tons | KEEPRITE | HRCU-A-CB (Split System: Heat Pump with Remote Outdoor Unit-Air-Source) | CVH837GKA** |  |  | EA*4X48L21A*+WALLCON | *95CSU0601716B* | 32200 | 17 | 8.1 | 32600 | 25000 | 76.69% | 1.94 | 0 | 11 |  |  |  |  | R-410A | 2.6833 | Residential & Commercial | USHP | Ducted CEE Tier 1
213779572 | Central HP <5.4 tons | KEEPRITE | HRCU-A-CB (Split System: Heat Pump with Remote Outdoor Unit-Air-Source) | CVH837GKA** |  |  | EA*4X60L24A*+WALLCON | *80CTL1102120B* | 32800 | 17.5 | 8.1 | 31800 | 24600 | 77.36% | 1.98 | 0 | 11.5 |  |  |  |  | R-410A | 2.7333 | Residential & Commercial | USHP | Ducted CEE Tier 1
213779692 | Central HP <5.4 tons | KEEPRITE | HRCU-A-CB (Split System: Heat Pump with Remote Outdoor Unit-Air-Source) | CVH837GKA** |  |  | EA*4X61L21A*+WALLCON | *97CMN0601714B* | 33000 | 17 | 8.1 | 32200 | 25200 | 78.26% | 1.94 | 0 | 11 |  |  |  |  | R-410A | 2.75 | Residential & Commercial | USHP | Ducted CEE Tier 1
216735475 | Central HP <5.4 tons | KEEPRITE | HRCU-A-CB (Split System: Heat Pump with Remote Outdoor Unit-Air-Source) | D5CUHAH24AAK |  |  | EA*5X37M21A* | *80MS(N,L)0701716A* | 23000 | 16.5 | 8.5 | 20600 | 18400 | 89.32% | 1.98 | 0 | 11 |  |  |  |  | R-454B | 1.9167 | Residential & Commercial | USHP | Ducted CEE Tier 1
216736024 | Central HP <5.4 tons | KEEPRITE | HRCU-A-CB (Split System: Heat Pump with Remote Outdoor Unit-Air-Source) | D5CUHAH24AAK |  |  | EA*5X37M21A* | *96VTN0802120B* | 23200 | 16.5 | 8.5 | 20800 | 18500 | 88.94% | 1.96 | 0 | 11 |  |  |  |  | R-454B | 1.9333 | Residential & Commercial | USHP | Ducted CEE Tier 1
216735776 | Central HP <5.4 tons | KEEPRITE | HRCU-A-CB (Split System: Heat Pump with Remote Outdoor Unit-Air-Source) | D5CUHAH24AAK |  |  | EA*5X37M21A* | *92MSN0801716A* | 23000 | 16.5 | 8.5 | 20400 | 18300 | 89.71% | 1.98 | 0 | 11 |  |  |  |  | R-454B | 1.9167 | Residential & Commercial | USHP | Ducted CEE Tier 1
216735825 | Central HP <5.4 tons | KEEPRITE | HRCU-A-CB (Split System: Heat Pump with Remote Outdoor Unit-Air-Source) | D5CUHAH24AAK |  |  | EA*5X37M21A* | *96MSN0801716A* | 23200 | 16 | 8.5 | 20600 | 18400 | 89.32% | 1.98 | 0 | 11 |  |  |  |  | R-454B | 1.9333 | Residential & Commercial | USHP | Ducted CEE Tier 1
213781172 | Central HP <5.4 tons | KEEPRITE | HRCU-A-CB (Split System: Heat Pump with Remote Outdoor Unit-Air-Source) | CVH837GKA2* |  |  | EA*4X43L21A*+WALLCON | *80CTL0701716B* | 32800 | 17 | 8.5 | 33000 | 25200 | 76.36% | 1.96 | 0 | 11 |  |  |  |  | R-410A | 2.7333 | Residential & Commercial | USHP | Ducted CEE Tier 1
213781342 | Central HP <5.4 tons | KEEPRITE | HRCU-A-CB (Split System: Heat Pump with Remote Outdoor Unit-Air-Source) | CVH837GKA2* |  |  | EA*4X48L21A*+WALLCON | *97CMN0601714B* | 32000 | 16.5 | 8.1 | 32800 | 25200 | 76.83% | 1.94 | 0 | 10.5 |  |  |  |  | R-410A | 2.6667 | Residential & Commercial | USHP | Ducted CEE Tier 1
213781492 | Central HP <5.4 tons | KEEPRITE | HRCU-A-CB (Split System: Heat Pump with Remote Outdoor Unit-Air-Source) | CVH837GKA2* |  |  | EA*4X60L24A*+WALLCON | *80CTL1352422B* | 32800 | 17.5 | 8.1 | 31800 | 24600 | 77.36% | 1.98 | 0 | 11.5 |  |  |  |  | R-410A | 2.7333 | Residential & Commercial | USHP | Ducted CEE Tier 1
213780872 | Central HP <5.4 tons | KEEPRITE | HRCU-A-CB (Split System: Heat Pump with Remote Outdoor Unit-Air-Source) | CVH837GKA2* |  |  | EA*4X37L21A*+WALLCON | *80CTL0901716B* | 32600 | 17 | 8.5 | 32800 | 25000 | 76.22% | 1.98 | 0 | 11 |  |  |  |  | R-410A | 2.7167 | Residential & Commercial | USHP | Ducted CEE Tier 1
213780922 | Central HP <5.4 tons | KEEPRITE | HRCU-A-CB (Split System: Heat Pump with Remote Outdoor Unit-Air-Source) | CVH837GKA2* |  |  | EA*4X37L21A*+WALLCON | *97CMN0801714B* | 32800 | 17 | 8.1 | 33000 | 25200 | 76.36% | 1.96 | 0 | 11 |  |  |  |  | R-410A | 2.7333 | Residential & Commercial | USHP | Ducted CEE Tier 1
213780972 | Central HP <5.4 tons | KEEPRITE | HRCU-A-CB (Split System: Heat Pump with Remote Outdoor Unit-Air-Source) | CVH837GKA2* |  |  | EA*4X42L21A*+WALLCON | *80CTL0451712B* | 31600 | 16.5 | 8.1 | 33400 | 24800 | 74.25% | 1.84 | 0 | 10.5 |  |  |  |  | R-410A | 2.6333 | Residential & Commercial | USHP | Ducted CEE Tier 1
213780172 | Central HP <5.4 tons | KEEPRITE | HRCU-A-CB (Split System: Heat Pump with Remote Outdoor Unit-Air-Source) | CVH837GKA** |  |  | EHD4X48AAL+WALLCON | *80CTL0901716B* | 32400 | 16.5 | 8.1 | 33000 | 24800 | 75.15% | 1.96 | 0 | 11 |  |  |  |  | R-410A | 2.7 | Residential & Commercial | USHP | Ducted CEE Tier 1
212985247 | Central HP <5.4 tons | KEEPRITE | HRCU-A-CB (Split System: Heat Pump with Remote Outdoor Unit-Air-Source) | DLCURAH36ABK |  |  | EA*4X48L24A* | *92MSN1002120A* | 35800 | 16.5 | 8.5 | 37800 | 34600 | 91.53% | 2.02 | 0 | 10 |  |  |  |  | R-410A | 2.9833 | Residential & Commercial | USHP | Ducted CEE Tier 1
216634581 | Central HP <5.4 tons | ACIQ | HRCU-A-CB (Split System: Heat Pump with Remote Outdoor Unit-Air-Source) | H5H0V48*K*AAA* |  |  | EVD5X61M21A*+WALLCON | *80CSU0601716B* | 48500 | 19 | 9 | 50000 | 36800 | 73.6% | 2.1 | 0 | 10 |  |  |  |  | R-454B | 4.0417 | Residential & Commercial | USHP | Ducted CEE Tier 1
204456562 | Central HP <5.4 tons | BRYANT HEATING AND COOLING SYSTEMS | HRCU-A-CB (Split System: Heat Pump with Remote Outdoor Unit-Air-Source) | 288BNV025*0**B* |  |  | CAP**3017AL*+UI | 987MB42080C17*** | 23400 | 16 | 8.1 | 21600 | 16800 | 77.78% | 1.9 | 11 | 10.5 |  |  |  |  | R-410A | 1.95 | Residential & Commercial | USHP | Ducted CEE Tier 1
215668570 | Central HP <5.4 tons | KENMORE | HRCU-A-CB (Split System: Heat Pump with Remote Outdoor Unit-Air-Source) | (C,H,T)5H0V36*K*AAA* |  |  | EA*5X37M17A*+WALLCON | *80CTL0701716B* | 33800 | 17.5 | 9 | 35800 | 25600 | 71.51% | 1.88 | 0 | 9.5 |  |  |  |  | R-454B | 2.8167 | Residential & Commercial | USHP
213780432 | Central HP <5.4 tons | KEEPRITE | HRCU-A-CB (Split System: Heat Pump with Remote Outdoor Unit-Air-Source) | CVH837GKA** |  |  | EHD4X60AAL+WALLCON | *96CTN0801714B* | 32800 | 16.5 | 8.1 | 32200 | 25000 | 77.64% | 1.98 | 0 | 11 |  |  |  |  | R-410A | 2.7333 | Residential & Commercial | USHP | Ducted CEE Tier 1
213773653 | Central HP <5.4 tons | KENMORE | HRCU-A-CB (Split System: Heat Pump with Remote Outdoor Unit-Air-Source) | (C,H,T)VH825GKA3* |  |  | EA*4X43L21A*+WALLCON | *97CMN1002122B* | 24400 | 16.5 | 8.5 | 21200 | 16600 | 78.3% | 2.02 | 0 | 11 |  |  |  |  | R-410A | 2.0333 | Residential & Commercial | USHP | Ducted CEE Tier 1
204298996 | Central HP <5.4 tons | BRYANT HEATING AND COOLING SYSTEMS | HRCU-A-CB (Split System: Heat Pump with Remote Outdoor Unit-Air-Source) | 288BNV037*0**A* |  |  | CAP**4221AL*+UI | 987MB66100C21*** | 31800 | 17 | 8.1 | 33000 | 24400 | 73.94% | 1.9 | 11.5 | 11.5 |  |  |  |  | R-410A | 2.65 | Residential & Commercial | USHP | Ducted CEE Tier 1
204298878 | Central HP <5.4 tons | BRYANT HEATING AND COOLING SYSTEMS | HRCU-A-CB (Split System: Heat Pump with Remote Outdoor Unit-Air-Source) | 288BNV037*0**A* |  |  | CAP**3721AL*+UI | 88*TA48070C17*** | 32800 | 17.5 | 8.5 | 33000 | 25200 | 76.36% | 1.98 | 11 | 11.5 |  |  |  |  | R-410A | 2.7333 | Residential & Commercial | USHP | Ducted CEE Tier 1
216735814 | Central HP <5.4 tons | KEEPRITE | HRCU-A-CB (Split System: Heat Pump with Remote Outdoor Unit-Air-Source) | D5CUHAH24AAK |  |  | EA*5X37M21A* | *96MSN0601716A* | 23200 | 15.5 | 8.5 | 20800 | 18500 | 88.94% | 1.98 | 0 | 11 |  |  |  |  | R-454B | 1.9333 | Residential & Commercial | USHP | Ducted CEE Tier 1
213772753 | Central HP <5.4 tons | KENMORE | HRCU-A-CB (Split System: Heat Pump with Remote Outdoor Unit-Air-Source) | (C,H,T)VH825GKA3* |  |  | EA*4X25L17A*+WALLCON | *80CTL0901716B* | 24400 | 16.5 | 8.1 | 21200 | 16600 | 78.3% | 2 | 0 | 11 |  |  |  |  | R-410A | 2.0333 | Residential & Commercial | USHP | Ducted CEE Tier 1
213772953 | Central HP <5.4 tons | KENMORE | HRCU-A-CB (Split System: Heat Pump with Remote Outdoor Unit-Air-Source) | (C,H,T)VH825GKA3* |  |  | EA*4X36L17A*+WALLCON | *80CTL0701412B* | 23600 | 16.5 | 8.1 | 21400 | 16700 | 78.04% | 1.92 | 0 | 10.5 |  |  |  |  | R-410A | 1.9667 | Residential & Commercial | USHP | Ducted CEE Tier 1
215675331 | Central HP <5.4 tons | KENMORE | HRCU-A-CB (Split System: Heat Pump with Remote Outdoor Unit-Air-Source) | (C,H,T)5H0V48*K*AAA* |  |  | ESH5X60M12A*+WALLCON | *96CTN1002122B* | 45500 | 16.5 | 8.5 | 48000 | 33800 | 70.42% | 2.08 | 0 | 9.5 |  |  |  |  | R-454B | 3.7917 | Residential & Commercial | USHP
204300600 | Central HP <5.4 tons | BRYANT HEATING AND COOLING SYSTEMS | HRCU-A-CB (Split System: Heat Pump with Remote Outdoor Unit-Air-Source) | 288BNV037*0**A* |  |  | CSPH*4812AL*+UI | 987MB60060C21*** | 32400 | 16.5 | 8.1 | 33200 | 25200 | 75.9% | 1.94 | 11.5 | 11 |  |  |  |  | R-410A | 2.7 | Residential & Commercial | USHP | Ducted CEE Tier 1
206135653 | Central HP <5.4 tons | BRYANT HEATING AND COOLING SYSTEMS | HRCU-A-CB (Split System: Heat Pump with Remote Outdoor Unit-Air-Source) | 288BNV037*0**A* |  |  | CAP**3721AL*+UI | 83*CA36040C17*** | 32800 | 17.5 | 8.5 | 33000 | 25200 | 76.36% | 1.98 | 12 | 11 |  |  |  |  | R-410A | 2.7333 | Residential & Commercial | USHP | Ducted CEE Tier 1
212524529 | Central HP <5.4 tons | Hessaire | HRCU-A-CB (Split System: Heat Pump with Remote Outdoor Unit-Air-Source) | HOC24 |  |  | HAH24 | 0 | 22000 | 16.5 | 9 | 23000 | 16900 | 73.48% | 2.05 | 10.9 | 10.1 |  |  |  |  | R-410A | 1.8333 | Residential & Commercial | USHP | Ducted CEE Tier 1
212970653 | Central HP <5.4 tons | KEEPRITE | HRCU-A-CB (Split System: Heat Pump with Remote Outdoor Unit-Air-Source) | DLCURAH36ABK |  |  | EA*4X37L21A* | *80VSL0902120B* | 36600 | 16 | 8.5 | 39000 | 35000 | 89.74% | 2.08 | 0 | 10 |  |  |  |  | R-410A | 3.05 | Residential & Commercial | USHP | Ducted CEE Tier 1
212971130 | Central HP <5.4 tons | KEEPRITE | HRCU-A-CB (Split System: Heat Pump with Remote Outdoor Unit-Air-Source) | DLCURAH24ABK |  |  | EA*4X24L17A* | *80VTL0451412B* | 23200 | 17 | 8.5 | 38500 | 27000 | 70.13% | 2.3 | 0 | 10 |  |  |  |  | R-410A | 1.9333 | Residential & Commercial | USHP | Ducted CEE Tier 1
213779072 | Central HP <5.4 tons | KEEPRITE | HRCU-A-CB (Split System: Heat Pump with Remote Outdoor Unit-Air-Source) | CVH837GKA** |  |  | EA*4X42L21A*+WALLCON | *80CTL0701716B* | 31400 | 17 | 8.1 | 33200 | 24400 | 73.49% | 1.86 | 0 | 10.5 |  |  |  |  | R-410A | 2.6167 | Residential & Commercial | USHP | Ducted CEE Tier 1
206133335 | Central HP <5.4 tons | BRYANT HEATING AND COOLING SYSTEMS | HRCU-A-CB (Split System: Heat Pump with Remote Outdoor Unit-Air-Source) | 288BNV025*0**B* |  |  | CAP**3017AL*+UI | 83*CA36040C17*** | 23400 | 16.5 | 8.1 | 21600 | 16700 | 77.31% | 1.92 | 11 | 10.5 |  |  |  |  | R-410A | 1.95 | Residential & Commercial | USHP | Ducted CEE Tier 1
206133385 | Central HP <5.4 tons | BRYANT HEATING AND COOLING SYSTEMS | HRCU-A-CB (Split System: Heat Pump with Remote Outdoor Unit-Air-Source) | 288BNV025*0**B* |  |  | CAP**3621AL*+UI | 83*CA48060C17*** | 23600 | 16.5 | 8.1 | 21400 | 16600 | 77.57% | 1.94 | 11.5 | 10.5 |  |  |  |  | R-410A | 1.9667 | Residential & Commercial | USHP | Ducted CEE Tier 1
213779122 | Central HP <5.4 tons | KEEPRITE | HRCU-A-CB (Split System: Heat Pump with Remote Outdoor Unit-Air-Source) | CVH837GKA** |  |  | EA*4X42L21A*+WALLCON | *97CMN0601714B* | 31600 | 16.5 | 8.1 | 33200 | 24600 | 74.1% | 1.84 | 0 | 10.5 |  |  |  |  | R-410A | 2.6333 | Residential & Commercial | USHP | Ducted CEE Tier 1
213778972 | Central HP <5.4 tons | KEEPRITE | HRCU-A-CB (Split System: Heat Pump with Remote Outdoor Unit-Air-Source) | CVH837GKA** |  |  | EA*4X37L21A*+WALLCON | *80CTL0902120B* | 32800 | 17 | 8.5 | 33000 | 25000 | 75.76% | 1.98 | 0 | 11 |  |  |  |  | R-410A | 2.7333 | Residential & Commercial | USHP | Ducted CEE Tier 1
204300490 | Central HP <5.4 tons | BRYANT HEATING AND COOLING SYSTEMS | HRCU-A-CB (Split System: Heat Pump with Remote Outdoor Unit-Air-Source) | 288BNV037*0**A* |  |  | CSPH*4812AL*+UI | 986TC66120C24*** | 32600 | 17 | 8.1 | 33000 | 24800 | 75.15% | 1.98 | 11 | 11 |  |  |  |  | R-410A | 2.7167 | Residential & Commercial | USHP | Ducted CEE Tier 1
216737171 | Central HP <5.4 tons | KEEPRITE | HRCU-A-CB (Split System: Heat Pump with Remote Outdoor Unit-Air-Source) | D5CUHAH24AAK |  |  | ESH5X30M12A* | *80VSL0701716B* | 22200 | 16 | 8.1 | 20800 | 18700 | 89.9% | 1.85 | 0 | 10.5 |  |  |  |  | R-454B | 1.85 | Residential & Commercial | USHP | Ducted CEE Tier 1
216737239 | Central HP <5.4 tons | KEEPRITE | HRCU-A-CB (Split System: Heat Pump with Remote Outdoor Unit-Air-Source) | D5CUHAH24AAK |  |  | ESH5X30M12A* | *80MSU0802120A* | 22800 | 16 | 8.5 | 21200 | 19000 | 89.62% | 1.96 | 0 | 10.5 |  |  |  |  | R-454B | 1.9 | Residential & Commercial | USHP | Ducted CEE Tier 1
216733392 | Central HP <5.4 tons | KEEPRITE | HRCU-A-CB (Split System: Heat Pump with Remote Outdoor Unit-Air-Source) | D5CUHAH24AAK |  |  | EA*5X25M17A* | *92MSN0601412A* | 23200 | 16 | 8.5 | 20800 | 18500 | 88.94% | 1.96 | 0 | 11 |  |  |  |  | R-454B | 1.9333 | Residential & Commercial | USHP | Ducted CEE Tier 1
216733259 | Central HP <5.4 tons | KEEPRITE | HRCU-A-CB (Split System: Heat Pump with Remote Outdoor Unit-Air-Source) | D5CUHAH24AAK |  |  | EA*5X25M17A* | *80MSU0401712A* | 23000 | 17 | 8.5 | 20600 | 18400 | 89.32% | 1.96 | 0 | 11 |  |  |  |  | R-454B | 1.9167 | Residential & Commercial | USHP | Ducted CEE Tier 1
216732642 | Central HP <5.4 tons | KEEPRITE | HRCU-A-CB (Split System: Heat Pump with Remote Outdoor Unit-Air-Source) | D5CUHAH24AAK |  |  | EA*5X24M14A* | *96VTN0601412B* | 21800 | 15.5 | 8.5 | 21000 | 19100 | 90.95% | 1.96 | 0 | 10.5 |  |  |  |  | R-454B | 1.8167 | Residential & Commercial | USHP | Ducted CEE Tier 1
216733141 | Central HP <5.4 tons | KEEPRITE | HRCU-A-CB (Split System: Heat Pump with Remote Outdoor Unit-Air-Source) | D5CUHAH24AAK |  |  | EA*5X25M17A* | *80CSU0401712A* | 23600 | 17.5 | 8.5 | 21200 | 18700 | 88.21% | 1.96 | 0 | 11 |  |  |  |  | R-454B | 1.9667 | Residential & Commercial | USHP | Ducted CEE Tier 1
204299336 | Central HP <5.4 tons | BRYANT HEATING AND COOLING SYSTEMS | HRCU-A-CB (Split System: Heat Pump with Remote Outdoor Unit-Air-Source) | 288BNV037*0**A* |  |  | CAP**4821AL*+UI | 987MB60060C21*** | 32200 | 17 | 8.1 | 32800 | 25200 | 76.83% | 1.96 | 11.5 | 11 |  |  |  |  | R-410A | 2.6833 | Residential & Commercial | USHP | Ducted CEE Tier 1
204299836 | Central HP <5.4 tons | BRYANT HEATING AND COOLING SYSTEMS | HRCU-A-CB (Split System: Heat Pump with Remote Outdoor Unit-Air-Source) | 288BNV037*0**A* |  |  | CNPV*4821AL*+UI | 88*TA48090C17*** | 32400 | 18 | 8.1 | 32800 | 24800 | 75.61% | 1.98 | 12.5 | 11.7 |  |  |  |  | R-410A | 2.7 | Residential & Commercial | USHP | Ducted CEE Tier 1
212971651 | Central HP <5.4 tons | KEEPRITE | HRCU-A-CB (Split System: Heat Pump with Remote Outdoor Unit-Air-Source) | DLCURAH24ABK |  |  | EA*4X30L17A* | *80VTL0701716B* | 23600 | 17 | 8.5 | 26000 | 24000 | 92.31% | 2 | 0 | 10 |  |  |  |  | R-410A | 1.9667 | Residential & Commercial | USHP | Ducted CEE Tier 1
204300390 | Central HP <5.4 tons | BRYANT HEATING AND COOLING SYSTEMS | HRCU-A-CB (Split System: Heat Pump with Remote Outdoor Unit-Air-Source) | 288BNV037*0**A* |  |  | CSPH*4212AL*+UI | 88*TA48090C17*** | 32600 | 17 | 8.1 | 33000 | 24800 | 75.15% | 1.96 | 12 | 11 |  |  |  |  | R-410A | 2.7167 | Residential & Commercial | USHP | Ducted CEE Tier 1
213077966 | Central HP <5.4 tons | GRANDAIRE | HRCU-A-CB (Split System: Heat Pump with Remote Outdoor Unit-Air-Source) | WDLCURAH36ABK |  |  | WLA*424CA* | WFE*070B036C* | 35000 | 16 | 8.1 | 38500 | 34800 | 90.39% | 2.04 | 0 | 9.5 |  |  |  |  | R-410A | 2.9167 | Residential & Commercial | USHP
216634162 | Central HP <5.4 tons | ACIQ | HRCU-A-CB (Split System: Heat Pump with Remote Outdoor Unit-Air-Source) | H5H0V24*K*AAA* |  |  | EA*5X30M17A*+WALLCON | *80CSU0401712B* | 23200 | 17 | 8.5 | 23600 | 16600 | 70.34% | 1.98 | 0 | 10 |  |  |  |  | R-454B | 1.9333 | Residential & Commercial | USHP | Ducted CEE Tier 1
206724402 | Central HP <5.4 tons | REZNOR | HRCU-A-CB (Split System: Heat Pump with Remote Outdoor Unit-Air-Source) | GXH48-60MSK4DH |  |  | GMH48-**MSK4DH1 | 0 | 48000 | 17 | 9 | 48000 | 39000 | 81.25% | 1.8 | 11.5 | 11 |  |  |  |  | R-410A | 4 | Residential & Commercial | USHP | Ducted CEE Tier 1
215675241 | Central HP <5.4 tons | KENMORE | HRCU-A-CB (Split System: Heat Pump with Remote Outdoor Unit-Air-Source) | (C,H,T)5H0V48*K*AAA* |  |  | ESH5X60M12A*+WALLCON | *95CSU0601716B* | 45000 | 16 | 8.5 | 48500 | 34200 | 70.52% | 1.94 | 0 | 9 |  |  |  |  | R-454B | 3.75 | Residential & Commercial | USHP
215674973 | Central HP <5.4 tons | KENMORE | HRCU-A-CB (Split System: Heat Pump with Remote Outdoor Unit-Air-Source) | (C,H,T)5H0V48*K*AAA* |  |  | ESH5X48M12A*+WALLCON | *97CMN0602120B* | 44500 | 16 | 8.5 | 49500 | 34800 | 70.3% | 1.92 | 0 | 9 |  |  |  |  | R-454B | 3.7083 | Residential & Commercial | USHP
210470250 | Central HP <5.4 tons | KEEPRITE | HRCU-A-CB (Split System: Heat Pump with Remote Outdoor Unit-Air-Source) | CVH837GKA2* |  |  | EA*4X60L24A*+WALLCON | *95CSU1002122A* | 32800 | 18 | 8.5 | 31800 | 24800 | 77.99% | 2 | 0 | 11.5 |  |  |  |  | R-410A | 2.7333 | Residential & Commercial | USHP | Ducted CEE Tier 1
213781242 | Central HP <5.4 tons | KEEPRITE | HRCU-A-CB (Split System: Heat Pump with Remote Outdoor Unit-Air-Source) | CVH837GKA2* |  |  | EA*4X43L21A*+WALLCON | *97CMN1002122B* | 33000 | 17 | 8.5 | 32600 | 25000 | 76.69% | 1.98 | 0 | 11.5 |  |  |  |  | R-410A | 2.75 | Residential & Commercial | USHP | Ducted CEE Tier 1
206133405 | Central HP <5.4 tons | BRYANT HEATING AND COOLING SYSTEMS | HRCU-A-CB (Split System: Heat Pump with Remote Outdoor Unit-Air-Source) | 288BNV025*0**B* |  |  | CAP**3621AL*+UI | 83*CA60100C21*** | 23600 | 16.5 | 8.1 | 21400 | 16700 | 78.04% | 1.94 | 11.5 | 10.5 |  |  |  |  | R-410A | 1.9667 | Residential & Commercial | USHP | Ducted CEE Tier 1
211726529 | Central HP <5.4 tons | Star Air Kontrol | HRCU-A-CB (Split System: Heat Pump with Remote Outdoor Unit-Air-Source) | SAK-24ADN2-M18M |  |  | SAK-24WN1-M18 | 0 | 24000 | 17 | 9.2 | 26000 | 19400 | 74.62% | 2.1 | 11.3 | 10.5 |  |  |  |  | R-410A | 2 | Residential & Commercial | USHP | Ducted CEE Tier 1
216733560 | Central HP <5.4 tons | KEEPRITE | HRCU-A-CB (Split System: Heat Pump with Remote Outdoor Unit-Air-Source) | D5CUHAH24AAK |  |  | EA*5X25M17A* | *96CTN0801714B* | 23000 | 16.5 | 8.5 | 20600 | 18400 | 89.32% | 1.96 | 0 | 11 |  |  |  |  | R-454B | 1.9167 | Residential & Commercial | USHP | Ducted CEE Tier 1
216733977 | Central HP <5.4 tons | KEEPRITE | HRCU-A-CB (Split System: Heat Pump with Remote Outdoor Unit-Air-Source) | D5CUHAH24AAK |  |  | EA*5X30M17A* | *80CTL0901716B* | 22000 | 16 | 8.1 | 20800 | 18700 | 89.9% | 1.9 | 0 | 10.5 |  |  |  |  | R-454B | 1.8333 | Residential & Commercial | USHP | Ducted CEE Tier 1
214056543 | Central HP <5.4 tons | GSI | HRCU-A-C (Split System: Heat Pump with Remote Outdoor Unit with No Indoor Fan --Air Source) | SOE31U-36HFN1-M |  |  | SAC-36HWDN1-MN0 | 0 | 35000 | 15.2 | 10 | 39000 | 32000 | 82.05% | 2 | 10.2 | 10 |  |  |  |  | R-410A | 2.9167 | Residential & Commercial | USHP | Ducted CEE Tier 1
216634571 | Central HP <5.4 tons | ACIQ | HRCU-A-CB (Split System: Heat Pump with Remote Outdoor Unit-Air-Source) | H5H0V48*K*AAA* |  |  | EVD5X60M21A*+WALLCON | *97CTN0802120A* | 48000 | 19 | 9 | 50000 | 36800 | 73.6% | 2 | 0 | 10 |  |  |  |  | R-454B | 4 | Residential & Commercial | USHP | Ducted CEE Tier 1
216634588 | Central HP <5.4 tons | ACIQ | HRCU-A-CB (Split System: Heat Pump with Remote Outdoor Unit-Air-Source) | H5H0V48*K*AAA* |  |  | EVD5X61M24A*+WALLCON | *80CSU0802120B* | 49000 | 19 | 9 | 50000 | 36400 | 72.8% | 2.12 | 0 | 10.5 |  |  |  |  | R-454B | 4.0833 | Residential & Commercial | USHP | Ducted CEE Tier 1
216634590 | Central HP <5.4 tons | ACIQ | HRCU-A-CB (Split System: Heat Pump with Remote Outdoor Unit-Air-Source) | H5H0V48*K*AAA* |  |  | EVD5X61M24A*+WALLCON | *97CTN0802120A* | 48500 | 19 | 9.5 | 50000 | 36800 | 73.6% | 2.1 | 0 | 10.5 |  |  |  |  | R-454B | 4.0417 | Residential & Commercial | USHP | Ducted CEE Tier 1
216634471 | Central HP <5.4 tons | ACIQ | HRCU-A-CB (Split System: Heat Pump with Remote Outdoor Unit-Air-Source) | H5H0V48*K*AAA* |  |  | EA*5X48M21A*+WALLCON | *97CTN0802120A* | 44000 | 17.5 | 9 | 48500 | 34200 | 70.52% | 2.06 | 0 | 9.5 |  |  |  |  | R-454B | 3.6667 | Residential & Commercial | USHP
204298956 | Central HP <5.4 tons | BRYANT HEATING AND COOLING SYSTEMS | HRCU-A-CB (Split System: Heat Pump with Remote Outdoor Unit-Air-Source) | 288BNV037*0**A* |  |  | CAP**4221AL*+UI | 986TC42080C17*** | 31600 | 17 | 8.1 | 33400 | 24800 | 74.25% | 1.86 | 11.5 | 11 |  |  |  |  | R-410A | 2.6333 | Residential & Commercial | USHP | Ducted CEE Tier 1
204299188 | Central HP <5.4 tons | BRYANT HEATING AND COOLING SYSTEMS | HRCU-A-CB (Split System: Heat Pump with Remote Outdoor Unit-Air-Source) | 288BNV037*0**A* |  |  | CAP**4321AL*+UI | 986TC66100C21*** | 33000 | 17.5 | 8.5 | 33000 | 25200 | 76.36% | 2 | 12 | 11.7 |  |  |  |  | R-410A | 2.75 | Residential & Commercial | USHP | Ducted CEE Tier 1
204299206 | Central HP <5.4 tons | BRYANT HEATING AND COOLING SYSTEMS | HRCU-A-CB (Split System: Heat Pump with Remote Outdoor Unit-Air-Source) | 288BNV037*0**A* |  |  | CAP**4821AL*+UI | 88*TA48070C17*** | 32200 | 17.5 | 8.1 | 32600 | 25000 | 76.69% | 1.96 | 11 | 11.5 |  |  |  |  | R-410A | 2.6833 | Residential & Commercial | USHP | Ducted CEE Tier 1
204299406 | Central HP <5.4 tons | BRYANT HEATING AND COOLING SYSTEMS | HRCU-A-CB (Split System: Heat Pump with Remote Outdoor Unit-Air-Source) | 288BNV037*0**A* |  |  | CAP**4824AL*+UI | 987MB66120C24*** | 32200 | 17.5 | 8.5 | 32600 | 25000 | 76.69% | 1.98 | 12 | 11.7 |  |  |  |  | R-410A | 2.6833 | Residential & Commercial | USHP | Ducted CEE Tier 1
204456454 | Central HP <5.4 tons | BRYANT HEATING AND COOLING SYSTEMS | HRCU-A-CB (Split System: Heat Pump with Remote Outdoor Unit-Air-Source) | 288BNV025*0**B* |  |  | CAP**2517AL*+UI | 986TC42060C17*** | 24200 | 16.5 | 8.1 | 21400 | 16700 | 78.04% | 2 | 11 | 11 |  |  |  |  | R-410A | 2.0167 | Residential & Commercial | USHP | Ducted CEE Tier 1
204456670 | Central HP <5.4 tons | BRYANT HEATING AND COOLING SYSTEMS | HRCU-A-CB (Split System: Heat Pump with Remote Outdoor Unit-Air-Source) | 288BNV025*0**B* |  |  | CAP**3621AL*+UI | 88*TA48070C17*** | 23600 | 16.5 | 8.1 | 21400 | 16600 | 77.57% | 1.94 | 11 | 11 |  |  |  |  | R-410A | 1.9667 | Residential & Commercial | USHP | Ducted CEE Tier 1
206790647 | Central HP <5.4 tons | BRYANT HEATING AND COOLING SYSTEMS | HRCU-A-CB (Split System: Heat Pump with Remote Outdoor Unit-Air-Source) | 284ANV048*0**B* |  |  | CAP**4824AL*+UI | 935CA66100C21*** | 44000 | 21 | 9.5 | 46000 | 36200 | 78.7% | 2.3 | 12 | 12 |  |  |  |  | R-410A | 3.6667 | Residential & Commercial | USHP | Ducted CEE Tier 1
215675261 | Central HP <5.4 tons | KENMORE | HRCU-A-CB (Split System: Heat Pump with Remote Outdoor Unit-Air-Source) | (C,H,T)5H0V48*K*AAA* |  |  | ESH5X60M12A*+WALLCON | *95CSU1002122B* | 45500 | 16.5 | 8.5 | 48000 | 33600 | 70% | 2.06 | 0 | 9.5 |  |  |  |  | R-454B | 3.7917 | Residential & Commercial | USHP
206790262 | Central HP <5.4 tons | BRYANT HEATING AND COOLING SYSTEMS | HRCU-A-CB (Split System: Heat Pump with Remote Outdoor Unit-Air-Source) | 284ANV036*0**B* |  |  | FE4AN(B,F)005L+UI | 0 | 34400 | 21 | 9 | 35800 | 25200 | 70.39% | 2.04 | 13.5 | 13 |  |  |  |  | R-410A | 2.8667 | Residential & Commercial | USHP | Ducted CEE Tier 1
206790447 | Central HP <5.4 tons | BRYANT HEATING AND COOLING SYSTEMS | HRCU-A-CB (Split System: Heat Pump with Remote Outdoor Unit-Air-Source) | 284ANV036*0**B* |  |  | CSPH*4212AL*+UI | 88*TA66135C24*** | 34000 | 18.5 | 9 | 35000 | 26000 | 74.29% | 2.04 | 12.5 | 12 |  |  |  |  | R-410A | 2.8333 | Residential & Commercial | USHP | Ducted CEE Tier 1
206790464 | Central HP <5.4 tons | BRYANT HEATING AND COOLING SYSTEMS | HRCU-A-CB (Split System: Heat Pump with Remote Outdoor Unit-Air-Source) | 284ANV036*0**B* |  |  | CSPH*4812AL*+UI | 986TC42060C17*** | 33800 | 18 | 9 | 35400 | 26200 | 74.01% | 2.02 | 12 | 11.5 |  |  |  |  | R-410A | 2.8167 | Residential & Commercial | USHP | Ducted CEE Tier 1
206790496 | Central HP <5.4 tons | BRYANT HEATING AND COOLING SYSTEMS | HRCU-A-CB (Split System: Heat Pump with Remote Outdoor Unit-Air-Source) | 284ANV036*0**B* |  |  | CAP**3721AL*+UI | 83*CA60100C21*** | 34000 | 19 | 9.5 | 35200 | 25800 | 73.3% | 2.02 | 12.5 | 11.7 |  |  |  |  | R-410A | 2.8333 | Residential & Commercial | USHP | Ducted CEE Tier 1
206790512 | Central HP <5.4 tons | BRYANT HEATING AND COOLING SYSTEMS | HRCU-A-CB (Split System: Heat Pump with Remote Outdoor Unit-Air-Source) | 284ANV036*0**B* |  |  | CAP**4824AL*+UI | 83*CA60100C21*** | 33400 | 19 | 9 | 34800 | 25800 | 74.14% | 2.02 | 12.5 | 11.7 |  |  |  |  | R-410A | 2.7833 | Residential & Commercial | USHP | Ducted CEE Tier 1
206790513 | Central HP <5.4 tons | BRYANT HEATING AND COOLING SYSTEMS | HRCU-A-CB (Split System: Heat Pump with Remote Outdoor Unit-Air-Source) | 284ANV036*0**B* |  |  | CNPV*4217AL*+UI | 83*CA36040C17*** | 33400 | 19.5 | 9 | 35200 | 26400 | 75% | 2 | 13 | 12 |  |  |  |  | R-410A | 2.7833 | Residential & Commercial | USHP | Ducted CEE Tier 1
206790563 | Central HP <5.4 tons | BRYANT HEATING AND COOLING SYSTEMS | HRCU-A-CB (Split System: Heat Pump with Remote Outdoor Unit-Air-Source) | 284ANV036*0**B* |  |  | CAP**6121AL*+UI | 88*TA36045C17*** | 34400 | 19 | 9 | 35000 | 25400 | 72.57% | 1.98 | 12.5 | 11.7 |  |  |  |  | R-410A | 2.8667 | Residential & Commercial | USHP | Ducted CEE Tier 1
206790578 | Central HP <5.4 tons | BRYANT HEATING AND COOLING SYSTEMS | HRCU-A-CB (Split System: Heat Pump with Remote Outdoor Unit-Air-Source) | 284ANV036*0**B* |  |  | CSPH*4212AL*+UI | 987MB42060C17*** | 33600 | 17.5 | 9 | 35600 | 26400 | 74.16% | 2 | 12 | 11 |  |  |  |  | R-410A | 2.8 | Residential & Commercial | USHP | Ducted CEE Tier 1
204456697 | Central HP <5.4 tons | BRYANT HEATING AND COOLING SYSTEMS | HRCU-A-CB (Split System: Heat Pump with Remote Outdoor Unit-Air-Source) | 288BNV025*0**B* |  |  | CAP**3621AL*+UI | 986TC42060C17*** | 23400 | 16.5 | 8.1 | 21600 | 16700 | 77.31% | 1.92 | 11 | 10.5 |  |  |  |  | R-410A | 1.95 | Residential & Commercial | USHP | Ducted CEE Tier 1
216736156 | Central HP <5.4 tons | KEEPRITE | HRCU-A-CB (Split System: Heat Pump with Remote Outdoor Unit-Air-Source) | D5CUHAH24AAK |  |  | ESH5X24M12A* | *80MS(N,L)0701412A* | 22400 | 15.2 | 8.1 | 21200 | 19000 | 89.62% | 1.85 | 0 | 10.5 |  |  |  |  | R-454B | 1.8667 | Residential & Commercial | USHP | Ducted CEE Tier 1
216736274 | Central HP <5.4 tons | KEEPRITE | HRCU-A-CB (Split System: Heat Pump with Remote Outdoor Unit-Air-Source) | D5CUHAH24AAK |  |  | ESH5X24M12A* | *80VSL0451412B* | 22200 | 15.2 | 8.1 | 21000 | 19000 | 90.48% | 1.85 | 0 | 10.5 |  |  |  |  | R-454B | 1.85 | Residential & Commercial | USHP | Ducted CEE Tier 1
216735836 | Central HP <5.4 tons | KEEPRITE | HRCU-A-CB (Split System: Heat Pump with Remote Outdoor Unit-Air-Source) | D5CUHAH24AAK |  |  | EA*5X37M21A* | *96MSN0802120A* | 23000 | 16 | 8.5 | 20600 | 18400 | 89.32% | 1.98 | 0 | 11 |  |  |  |  | R-454B | 1.9167 | Residential & Commercial | USHP | Ducted CEE Tier 1
216735420 | Central HP <5.4 tons | KEEPRITE | HRCU-A-CB (Split System: Heat Pump with Remote Outdoor Unit-Air-Source) | D5CUHAH24AAK |  |  | EA*5X37M21A* | *80CSU0401712A* | 23800 | 17.5 | 8.5 | 21000 | 18600 | 88.57% | 1.96 | 0 | 11 |  |  |  |  | R-454B | 1.9833 | Residential & Commercial | USHP | Ducted CEE Tier 1
216735438 | Central HP <5.4 tons | KEEPRITE | HRCU-A-CB (Split System: Heat Pump with Remote Outdoor Unit-Air-Source) | D5CUHAH24AAK |  |  | EA*5X37M21A* | *80CSU0802120A* | 24000 | 16 | 8.5 | 21200 | 18700 | 88.21% | 1.98 | 0 | 11 |  |  |  |  | R-454B | 2 | Residential & Commercial | USHP | Ducted CEE Tier 1
216735336 | Central HP <5.4 tons | KEEPRITE | HRCU-A-CB (Split System: Heat Pump with Remote Outdoor Unit-Air-Source) | D5CUHAH24AAK |  |  | EA*5X37M17A* | *96VTN0601412B* | 22600 | 16 | 8.5 | 20600 | 18400 | 89.32% | 1.96 | 0 | 11 |  |  |  |  | R-454B | 1.8833 | Residential & Commercial | USHP | Ducted CEE Tier 1
216737087 | Central HP <5.4 tons | KEEPRITE | HRCU-A-CB (Split System: Heat Pump with Remote Outdoor Unit-Air-Source) | D5CUHAH24AAK |  |  | ESH5X30M12A* | *80MS(N,L)0902116A* | 22600 | 15.2 | 8.1 | 21000 | 18900 | 90% | 1.85 | 0 | 10.5 |  |  |  |  | R-454B | 1.8833 | Residential & Commercial | USHP | Ducted CEE Tier 1
216737153 | Central HP <5.4 tons | KEEPRITE | HRCU-A-CB (Split System: Heat Pump with Remote Outdoor Unit-Air-Source) | D5CUHAH24AAK |  |  | ESH5X30M12A* | *80VSL0451412B* | 22200 | 15.5 | 8.1 | 20800 | 18700 | 89.9% | 1.85 | 0 | 10.5 |  |  |  |  | R-454B | 1.85 | Residential & Commercial | USHP | Ducted CEE Tier 1
216735966 | Central HP <5.4 tons | KEEPRITE | HRCU-A-CB (Split System: Heat Pump with Remote Outdoor Unit-Air-Source) | D5CUHAH24AAK |  |  | EA*5X37M21A* | *96CTN0801714B* | 23000 | 16.5 | 8.5 | 20600 | 18400 | 89.32% | 1.96 | 0 | 11 |  |  |  |  | R-454B | 1.9167 | Residential & Commercial | USHP | Ducted CEE Tier 1
216735984 | Central HP <5.4 tons | KEEPRITE | HRCU-A-CB (Split System: Heat Pump with Remote Outdoor Unit-Air-Source) | D5CUHAH24AAK |  |  | EA*5X37M21A* | *96CTN1002122B* | 23400 | 16 | 8.5 | 20800 | 18500 | 88.94% | 1.98 | 0 | 11 |  |  |  |  | R-454B | 1.95 | Residential & Commercial | USHP | Ducted CEE Tier 1
216736836 | Central HP <5.4 tons | KEEPRITE | HRCU-A-CB (Split System: Heat Pump with Remote Outdoor Unit-Air-Source) | D5CUHAH24AAK |  |  | ESH5X24M12A* | *96VTN0601412B* | 22400 | 15.2 | 8.1 | 21200 | 19100 | 90.09% | 1.9 | 0 | 10.5 |  |  |  |  | R-454B | 1.8667 | Residential & Commercial | USHP | Ducted CEE Tier 1
216735634 | Central HP <5.4 tons | KEEPRITE | HRCU-A-CB (Split System: Heat Pump with Remote Outdoor Unit-Air-Source) | D5CUHAH24AAK |  |  | EA*5X37M21A* | *80CTL0902120B* | 23400 | 16 | 8.5 | 20800 | 18600 | 89.42% | 1.98 | 0 | 11 |  |  |  |  | R-454B | 1.95 | Residential & Commercial | USHP | Ducted CEE Tier 1
216735531 | Central HP <5.4 tons | KEEPRITE | HRCU-A-CB (Split System: Heat Pump with Remote Outdoor Unit-Air-Source) | D5CUHAH24AAK |  |  | EA*5X37M21A* | *80VSL0901716B* | 22800 | 16 | 8.5 | 20400 | 18300 | 89.71% | 1.98 | 0 | 11 |  |  |  |  | R-454B | 1.9 | Residential & Commercial | USHP | Ducted CEE Tier 1
213780272 | Central HP <5.4 tons | KEEPRITE | HRCU-A-CB (Split System: Heat Pump with Remote Outdoor Unit-Air-Source) | CVH837GKA** |  |  | EHD4X48AAL+WALLCON | *96CTN0801714B* | 32600 | 16.5 | 8.1 | 33000 | 25000 | 75.76% | 1.94 | 0 | 11 |  |  |  |  | R-410A | 2.7167 | Residential & Commercial | USHP | Ducted CEE Tier 1
213779772 | Central HP <5.4 tons | KEEPRITE | HRCU-A-CB (Split System: Heat Pump with Remote Outdoor Unit-Air-Source) | CVH837GKA** |  |  | EA*4X61L24A*+WALLCON | *80CTL1352422B* | 33200 | 17.5 | 8.5 | 32000 | 24800 | 77.5% | 2 | 0 | 11.7 |  |  |  |  | R-410A | 2.7667 | Residential & Commercial | USHP | Ducted CEE Tier 1
213779502 | Central HP <5.4 tons | KEEPRITE | HRCU-A-CB (Split System: Heat Pump with Remote Outdoor Unit-Air-Source) | CVH837GKA** |  |  | EA*4X48L24A*+WALLCON | *80CTL1102120B* | 32400 | 17.5 | 8.5 | 32200 | 24800 | 77.02% | 1.98 | 0 | 11.5 |  |  |  |  | R-410A | 2.7 | Residential & Commercial | USHP | Ducted CEE Tier 1
213779702 | Central HP <5.4 tons | KEEPRITE | HRCU-A-CB (Split System: Heat Pump with Remote Outdoor Unit-Air-Source) | CVH837GKA** |  |  | EA*4X61L21A*+WALLCON | *97CMN0801714B* | 33000 | 17 | 8.1 | 32200 | 25000 | 77.64% | 1.96 | 0 | 11 |  |  |  |  | R-410A | 2.75 | Residential & Commercial | USHP | Ducted CEE Tier 1
213778752 | Central HP <5.4 tons | KEEPRITE | HRCU-A-CB (Split System: Heat Pump with Remote Outdoor Unit-Air-Source) | CVH837GKA** |  |  | EA*4X36L17A*+WALLCON | *80CTL0701716B* | 31400 | 16.5 | 8.1 | 33400 | 24400 | 73.05% | 1.82 | 0 | 10.5 |  |  |  |  | R-410A | 2.6167 | Residential & Commercial | USHP | Ducted CEE Tier 1
216497962 | Central HP <5.4 tons | AC PRO | HRCU-A-CB (Split System: Heat Pump with Remote Outdoor Unit-Air-Source) | SPHP-Z-V018BB |  |  | AIRH-Z-V018V06C | 0 | 18000 | 19 | 10.1 | 18000 | 18600 | 103.3% | 2.12 | 0 | 12.5 |  |  |  |  | R-454B | 1.5 | Residential & Commercial | USHP | Ducted CEE Tier 1
213780312 | Central HP <5.4 tons | KEEPRITE | HRCU-A-CB (Split System: Heat Pump with Remote Outdoor Unit-Air-Source) | CVH837GKA** |  |  | EHD4X60AAL+WALLCON | *80CTL0701412B* | 32800 | 16.5 | 8.1 | 32400 | 25600 | 79.01% | 2 | 0 | 11 |  |  |  |  | R-410A | 2.7333 | Residential & Commercial | USHP | Ducted CEE Tier 1
213780332 | Central HP <5.4 tons | KEEPRITE | HRCU-A-CB (Split System: Heat Pump with Remote Outdoor Unit-Air-Source) | CVH837GKA** |  |  | EHD4X60AAL+WALLCON | *80CTL0901716B* | 33000 | 16.5 | 8.1 | 32200 | 24800 | 77.02% | 1.98 | 0 | 11 |  |  |  |  | R-410A | 2.75 | Residential & Commercial | USHP | Ducted CEE Tier 1
213772783 | Central HP <5.4 tons | KENMORE | HRCU-A-CB (Split System: Heat Pump with Remote Outdoor Unit-Air-Source) | (C,H,T)VH825GKA3* |  |  | EA*4X25L17A*+WALLCON | *97CMN0801714B* | 24200 | 16.5 | 8.1 | 21400 | 16700 | 78.04% | 2 | 0 | 10.5 |  |  |  |  | R-410A | 2.0167 | Residential & Commercial | USHP | Ducted CEE Tier 1
213772903 | Central HP <5.4 tons | KENMORE | HRCU-A-CB (Split System: Heat Pump with Remote Outdoor Unit-Air-Source) | (C,H,T)VH825GKA3* |  |  | EA*4X30L17A*+WALLCON | *97CMN0801714B* | 23400 | 16 | 8.1 | 21600 | 16700 | 77.31% | 1.9 | 0 | 10.5 |  |  |  |  | R-410A | 1.95 | Residential & Commercial | USHP | Ducted CEE Tier 1
213781182 | Central HP <5.4 tons | KEEPRITE | HRCU-A-CB (Split System: Heat Pump with Remote Outdoor Unit-Air-Source) | CVH837GKA2* |  |  | EA*4X43L21A*+WALLCON | *80CTL0901716B* | 33000 | 17 | 8.5 | 32800 | 25000 | 76.22% | 1.98 | 0 | 11 |  |  |  |  | R-410A | 2.75 | Residential & Commercial | USHP | Ducted CEE Tier 1
213779712 | Central HP <5.4 tons | KEEPRITE | HRCU-A-CB (Split System: Heat Pump with Remote Outdoor Unit-Air-Source) | CVH837GKA** |  |  | EA*4X61L21A*+WALLCON | *97CMN1002122B* | 33200 | 17.5 | 8.5 | 32000 | 24800 | 77.5% | 1.98 | 0 | 11.7 |  |  |  |  | R-410A | 2.7667 | Residential & Commercial | USHP | Ducted CEE Tier 1
213779292 | Central HP <5.4 tons | KEEPRITE | HRCU-A-CB (Split System: Heat Pump with Remote Outdoor Unit-Air-Source) | CVH837GKA** |  |  | EA*4X43L21A*+WALLCON | *80CTL1102120B* | 33000 | 17 | 8.5 | 32600 | 25000 | 76.69% | 1.98 | 0 | 11.5 |  |  |  |  | R-410A | 2.75 | Residential & Commercial | USHP | Ducted CEE Tier 1
215675701 | Central HP <5.4 tons | KENMORE | HRCU-A-CB (Split System: Heat Pump with Remote Outdoor Unit-Air-Source) | (C,H,T)5H0V48*K*AAA* |  |  | EVM5X60M21A*+WALLCON | *80CTL0451712B* | 47500 | 18 | 9 | 50000 | 37600 | 75.2% | 1.98 | 0 | 9.5 |  |  |  |  | R-454B | 3.9583 | Residential & Commercial | USHP
215674572 | Central HP <5.4 tons | KENMORE | HRCU-A-CB (Split System: Heat Pump with Remote Outdoor Unit-Air-Source) | (C,H,T)5H0V48*K*AAA* |  |  | EA*5X61M24A*+WALLCON | *97CMN0602120B* | 45500 | 17.5 | 9 | 48000 | 34200 | 71.25% | 2.06 | 0 | 9.5 |  |  |  |  | R-454B | 3.7917 | Residential & Commercial | USHP
213779342 | Central HP <5.4 tons | KEEPRITE | HRCU-A-CB (Split System: Heat Pump with Remote Outdoor Unit-Air-Source) | CVH837GKA** |  |  | EA*4X43L21A*+WALLCON | *96CTN0601714B* | 32800 | 17 | 8.1 | 33000 | 25400 | 76.97% | 1.96 | 0 | 11 |  |  |  |  | R-410A | 2.7333 | Residential & Commercial | USHP | Ducted CEE Tier 1
213779092 | Central HP <5.4 tons | KEEPRITE | HRCU-A-CB (Split System: Heat Pump with Remote Outdoor Unit-Air-Source) | CVH837GKA** |  |  | EA*4X42L21A*+WALLCON | *80CTL0902120B* | 31800 | 17 | 8.1 | 32800 | 24200 | 73.78% | 1.88 | 0 | 11 |  |  |  |  | R-410A | 2.65 | Residential & Commercial | USHP | Ducted CEE Tier 1
213779212 | Central HP <5.4 tons | KEEPRITE | HRCU-A-CB (Split System: Heat Pump with Remote Outdoor Unit-Air-Source) | CVH837GKA** |  |  | EA*4X42L24A*+WALLCON | *97CMN1002122B* | 31800 | 17 | 8.1 | 33000 | 24200 | 73.33% | 1.88 | 0 | 11 |  |  |  |  | R-410A | 2.65 | Residential & Commercial | USHP | Ducted CEE Tier 1
213779262 | Central HP <5.4 tons | KEEPRITE | HRCU-A-CB (Split System: Heat Pump with Remote Outdoor Unit-Air-Source) | CVH837GKA** |  |  | EA*4X43L21A*+WALLCON | *80CTL0701716B* | 32800 | 17 | 8.5 | 33000 | 25200 | 76.36% | 1.96 | 0 | 11 |  |  |  |  | R-410A | 2.7333 | Residential & Commercial | USHP | Ducted CEE Tier 1
213781282 | Central HP <5.4 tons | KEEPRITE | HRCU-A-CB (Split System: Heat Pump with Remote Outdoor Unit-Air-Source) | CVH837GKA2* |  |  | EA*4X48L21A*+WALLCON | *80CTL0451712B* | 32000 | 16.5 | 8.1 | 32800 | 25200 | 76.83% | 1.92 | 0 | 10.5 |  |  |  |  | R-410A | 2.6667 | Residential & Commercial | USHP | Ducted CEE Tier 1
216633211 | Central HP <5.4 tons | ACIQ | HRCU-A-CB (Split System: Heat Pump with Remote Outdoor Unit-Air-Source) | H5H0V36*K*AAA* |  |  | EA*5X42M21A*+WALLCON | *96CTN0801714B* | 33000 | 17.5 | 9 | 36000 | 25800 | 71.67% | 1.84 | 0 | 9.5 |  |  |  |  | R-454B | 2.75 | Residential & Commercial | USHP
204300080 | Central HP <5.4 tons | BRYANT HEATING AND COOLING SYSTEMS | HRCU-A-CB (Split System: Heat Pump with Remote Outdoor Unit-Air-Source) | 288BNV037*0**A* |  |  | CSPH*3612AL*+UI | 88*TA66135C24*** | 32200 | 16.5 | 8.1 | 33200 | 24600 | 74.1% | 1.94 | 11 | 11 |  |  |  |  | R-410A | 2.6833 | Residential & Commercial | USHP | Ducted CEE Tier 1
204456824 | Central HP <5.4 tons | BRYANT HEATING AND COOLING SYSTEMS | HRCU-A-CB (Split System: Heat Pump with Remote Outdoor Unit-Air-Source) | 288BNV025*0**B* |  |  | CAP**3717AL*+UI | 88*TA48070C17*** | 24200 | 16.5 | 8.1 | 21400 | 16700 | 78.04% | 2 | 11 | 11 |  |  |  |  | R-410A | 2.0167 | Residential & Commercial | USHP | Ducted CEE Tier 1
216633263 | Central HP <5.4 tons | ACIQ | HRCU-A-CB (Split System: Heat Pump with Remote Outdoor Unit-Air-Source) | H5H0V36*K*AAA* |  |  | EA*5X60M24A*+WALLCON | *96CTN1202422B* | 34400 | 18.5 | 9 | 34200 | 24800 | 72.51% | 1.9 | 0 | 10.5 |  |  |  |  | R-454B | 2.8667 | Residential & Commercial | USHP | Ducted CEE Tier 1
216633310 | Central HP <5.4 tons | ACIQ | HRCU-A-CB (Split System: Heat Pump with Remote Outdoor Unit-Air-Source) | H5H0V36*K*AAA* |  |  | ESH5X36M12A*+WALLCON | *97CMN0601714B* | 33400 | 16 | 8.1 | 36000 | 25800 | 71.67% | 1.8 | 0 | 9 |  |  |  |  | R-454B | 2.7833 | Residential & Commercial | USHP
216633313 | Central HP <5.4 tons | ACIQ | HRCU-A-CB (Split System: Heat Pump with Remote Outdoor Unit-Air-Source) | H5H0V36*K*AAA* |  |  | ESH5X36M12A*+WALLCON | *97CMN0802120B* | 33800 | 16.5 | 8.5 | 35800 | 25400 | 70.95% | 1.76 | 0 | 9.5 |  |  |  |  | R-454B | 2.8167 | Residential & Commercial | USHP
216633327 | Central HP <5.4 tons | ACIQ | HRCU-A-CB (Split System: Heat Pump with Remote Outdoor Unit-Air-Source) | H5H0V36*K*AAA* |  |  | ESH5X42M12A*+WALLCON | *80CTL0901716B* | 34000 | 16.5 | 8.5 | 35600 | 25400 | 71.35% | 1.76 | 0 | 9.5 |  |  |  |  | R-454B | 2.8333 | Residential & Commercial | USHP
216633329 | Central HP <5.4 tons | ACIQ | HRCU-A-CB (Split System: Heat Pump with Remote Outdoor Unit-Air-Source) | H5H0V36*K*AAA* |  |  | ESH5X42M12A*+WALLCON | *80CTL1102120B* | 34000 | 16.5 | 8.5 | 35600 | 25200 | 70.79% | 1.78 | 0 | 9.5 |  |  |  |  | R-454B | 2.8333 | Residential & Commercial | USHP
216025752 | Central HP <5.4 tons | Star Air Kontrol | HRCU-A-CB (Split System: Heat Pump with Remote Outdoor Unit-Air-Source) | SAK-24ADN2-M18M |  |  | SAK-24GN1-M18 | 0 | 24000 | 17 | 9.2 | 26000 | 19400 | 74.62% | 2.1 | 11.3 | 10.5 |  |  |  |  | R-410A | 2 | Residential & Commercial | USHP | Ducted CEE Tier 1
216633363 | Central HP <5.4 tons | ACIQ | HRCU-A-CB (Split System: Heat Pump with Remote Outdoor Unit-Air-Source) | H5H0V36*K*AAA* |  |  | ESH5X48M12A*+WALLCON | *97CMN1202422B* | 34200 | 17 | 8.5 | 35400 | 25200 | 71.19% | 1.88 | 0 | 9.5 |  |  |  |  | R-454B | 2.85 | Residential & Commercial | USHP
216633393 | Central HP <5.4 tons | ACIQ | HRCU-A-CB (Split System: Heat Pump with Remote Outdoor Unit-Air-Source) | H5H0V36*K*AAA* |  |  | FCMA5B60L0D*+WALLCON | 0 | 35400 | 19.5 | 9.5 | 34000 | 24400 | 71.76% | 2.04 | 0 | 11.5 |  |  |  |  | R-454B | 2.95 | Residential & Commercial | USHP | Ducted CEE Tier 1
215933031 | Central HP <5.4 tons | KEEPRITE | HRCU-A-CB (Split System: Heat Pump with Remote Outdoor Unit-Air-Source) | C5H3V36*K*AAA* |  |  | ESH5X36M12A*+WALLCON | *80CSU0401712A* | 33200 | 19 | 9 | 35000 | 27000 | 77.14% | 1.9 | 0 | 11 |  |  |  |  | R-454B | 2.7667 | Residential & Commercial | USHP | Ducted CEE Tier 1
215933011 | Central HP <5.4 tons | KEEPRITE | HRCU-A-CB (Split System: Heat Pump with Remote Outdoor Unit-Air-Source) | C5H3V36*K*AAA* |  |  | ESH5X30M12A*+WALLCON | *96CTN0401410B* | 31400 | 16.5 | 9 | 34400 | 26400 | 76.74% | 1.92 | 0 | 10 |  |  |  |  | R-454B | 2.6167 | Residential & Commercial | USHP | Ducted CEE Tier 1
216735379 | Central HP <5.4 tons | KEEPRITE | HRCU-A-CB (Split System: Heat Pump with Remote Outdoor Unit-Air-Source) | D5CUHAH24AAK |  |  | EA*5X37M17A* | *97VTN0801716A* | 23000 | 16.5 | 8.5 | 20800 | 18500 | 88.94% | 1.96 | 0 | 11 |  |  |  |  | R-454B | 1.9167 | Residential & Commercial | USHP | Ducted CEE Tier 1
216735177 | Central HP <5.4 tons | KEEPRITE | HRCU-A-CB (Split System: Heat Pump with Remote Outdoor Unit-Air-Source) | D5CUHAH24AAK |  |  | EA*5X37M17A* | *96MSN0401410A* | 22800 | 15.2 | 8.1 | 20800 | 18500 | 88.94% | 1.9 | 0 | 10.5 |  |  |  |  | R-454B | 1.9 | Residential & Commercial | USHP | Ducted CEE Tier 1
216634576 | Central HP <5.4 tons | ACIQ | HRCU-A-CB (Split System: Heat Pump with Remote Outdoor Unit-Air-Source) | H5H0V48*K*AAA* |  |  | EVD5X60M24A*+WALLCON | *97CTN0802120A* | 48000 | 19 | 9 | 50000 | 36600 | 73.2% | 2 | 0 | 10 |  |  |  |  | R-454B | 4 | Residential & Commercial | USHP | Ducted CEE Tier 1
216634592 | Central HP <5.4 tons | ACIQ | HRCU-A-CB (Split System: Heat Pump with Remote Outdoor Unit-Air-Source) | H5H0V48*K*AAA* |  |  | EVD5X61M24A*+WALLCON | *97CTN1202422A* | 48500 | 19.5 | 9.5 | 50000 | 36600 | 73.2% | 2.12 | 0 | 10.5 |  |  |  |  | R-454B | 4.0417 | Residential & Commercial | USHP | Ducted CEE Tier 1
216735034 | Central HP <5.4 tons | KEEPRITE | HRCU-A-CB (Split System: Heat Pump with Remote Outdoor Unit-Air-Source) | D5CUHAH24AAK |  |  | EA*5X37M17A* | *80CTL0701412B* | 22800 | 16.5 | 8.5 | 20600 | 18400 | 89.32% | 1.96 | 0 | 11 |  |  |  |  | R-454B | 1.9 | Residential & Commercial | USHP | Ducted CEE Tier 1
216634490 | Central HP <5.4 tons | ACIQ | HRCU-A-CB (Split System: Heat Pump with Remote Outdoor Unit-Air-Source) | H5H0V48*K*AAA* |  |  | EA*5X61M24A*+WALLCON | *97CTN0802120A* | 46000 | 18 | 9 | 48000 | 33800 | 70.42% | 2.08 | 0 | 10 |  |  |  |  | R-454B | 3.8333 | Residential & Commercial | USHP | Ducted CEE Tier 1
216634504 | Central HP <5.4 tons | ACIQ | HRCU-A-CB (Split System: Heat Pump with Remote Outdoor Unit-Air-Source) | H5H0V48*K*AAA* |  |  | ESH5X60M12A*+WALLCON | *80CSU0601716B* | 45500 | 17 | 8.5 | 48000 | 33800 | 70.42% | 2.08 | 0 | 9.5 |  |  |  |  | R-454B | 3.7917 | Residential & Commercial | USHP
216634540 | Central HP <5.4 tons | ACIQ | HRCU-A-CB (Split System: Heat Pump with Remote Outdoor Unit-Air-Source) | H5H0V48*K*AAA* |  |  | EVM5X61M24A*+WALLCON | *80CSU0802120B* | 49000 | 19 | 9 | 50000 | 36400 | 72.8% | 2.12 | 0 | 10.5 |  |  |  |  | R-454B | 4.0833 | Residential & Commercial | USHP | Ducted CEE Tier 1
216634557 | Central HP <5.4 tons | ACIQ | HRCU-A-CB (Split System: Heat Pump with Remote Outdoor Unit-Air-Source) | H5H0V48*K*AAA* |  |  | EVD5X48M24A*+WALLCON | *97CTN1002122A* | 47000 | 19 | 9 | 50000 | 36400 | 72.8% | 1.98 | 0 | 10 |  |  |  |  | R-454B | 3.9167 | Residential & Commercial | USHP | Ducted CEE Tier 1
206790579 | Central HP <5.4 tons | BRYANT HEATING AND COOLING SYSTEMS | HRCU-A-CB (Split System: Heat Pump with Remote Outdoor Unit-Air-Source) | 284ANV036*0**B* |  |  | CSPH*4812AL*+UI | 987MB42060C17*** | 33600 | 18 | 9 | 35400 | 26200 | 74.01% | 2 | 12 | 11 |  |  |  |  | R-410A | 2.8 | Residential & Commercial | USHP | Ducted CEE Tier 1
206790581 | Central HP <5.4 tons | BRYANT HEATING AND COOLING SYSTEMS | HRCU-A-CB (Split System: Heat Pump with Remote Outdoor Unit-Air-Source) | 284ANV036*0**B* |  |  | CAP**3717AL*+UI | 88*TA36070C14*** | 34000 | 19.5 | 9.5 | 35400 | 26200 | 74.01% | 2.02 | 12 | 11.7 |  |  |  |  | R-410A | 2.8333 | Residential & Commercial | USHP | Ducted CEE Tier 1
215939951 | Central HP <5.4 tons | KEEPRITE | HRCU-A-CB (Split System: Heat Pump with Remote Outdoor Unit-Air-Source) | C5H3V36*K*AAA* |  |  | ESH5X36M12A*+WALLCON | *80CSU0401712B* | 33400 | 19 | 9 | 34800 | 26600 | 76.44% | 1.92 | 0 | 11.5 |  |  |  |  | R-454B | 2.7833 | Residential & Commercial | USHP | Ducted CEE Tier 1
211263754 | Central HP <5.4 tons | BRYANT HEATING AND COOLING SYSTEMS | HRCU-A-CB (Split System: Heat Pump with Remote Outdoor Unit-Air-Source) | 38MURAQ18AB3* |  |  | CNPV*3014AL* | 915SB30026E14*** | 18100 | 15.5 | 8.5 | 18800 | 18400 | 97.87% | 2.2 | 0 | 11 |  |  |  |  | R-410A | 1.5083 | Residential & Commercial | USHP | Ducted CEE Tier 1
204300150 | Central HP <5.4 tons | BRYANT HEATING AND COOLING SYSTEMS | HRCU-A-CB (Split System: Heat Pump with Remote Outdoor Unit-Air-Source) | 288BNV037*0**A* |  |  | CSPH*3612AL*+UI | 987MB66100C21*** | 32200 | 16.5 | 8.1 | 33200 | 24800 | 74.7% | 1.94 | 11.5 | 11 |  |  |  |  | R-410A | 2.6833 | Residential & Commercial | USHP | Ducted CEE Tier 1
204300350 | Central HP <5.4 tons | BRYANT HEATING AND COOLING SYSTEMS | HRCU-A-CB (Split System: Heat Pump with Remote Outdoor Unit-Air-Source) | 288BNV037*0**A* |  |  | CSPH*4212AL*+UI | 987MB66120C24*** | 32400 | 16.5 | 8.1 | 33200 | 25000 | 75.3% | 1.96 | 11.5 | 11 |  |  |  |  | R-410A | 2.7 | Residential & Commercial | USHP | Ducted CEE Tier 1
215935002 | Central HP <5.4 tons | KENMORE | HRCU-A-CB (Split System: Heat Pump with Remote Outdoor Unit-Air-Source) | (C,H,T)5H3V36*K*AAA* |  |  | EVM5X49M21A*+WALLCON | *80CTL0451712B* | 35200 | 21 | 8.5 | 39000 | 29400 | 75.38% | 2 | 0 | 11.7 |  |  |  |  | R-454B | 2.9333 | Residential & Commercial | USHP | Ducted CEE Tier 1
215935252 | Central HP <5.4 tons | KENMORE | HRCU-A-CB (Split System: Heat Pump with Remote Outdoor Unit-Air-Source) | (C,H,T)5H3V36*K*AAA* |  |  | EVM5X60M21A*+WALLCON | *95CSU0802120B* | 35600 | 21.5 | 8.5 | 38000 | 28600 | 75.26% | 2.04 | 0 | 12 |  |  |  |  | R-454B | 2.9667 | Residential & Commercial | USHP | Ducted CEE Tier 1
211263316 | Central HP <5.4 tons | BRYANT HEATING AND COOLING SYSTEMS | HRCU-A-CB (Split System: Heat Pump with Remote Outdoor Unit-Air-Source) | 38MURAQ18AB3* |  |  | CNPV*2417AL* | 8(0,1)*SA36045E17*** | 18400 | 15.5 | 8.5 | 19400 | 18500 | 95.36% | 2.24 | 0 | 11 |  |  |  |  | R-410A | 1.5333 | Residential & Commercial | USHP | Ducted CEE Tier 1
211263777 | Central HP <5.4 tons | BRYANT HEATING AND COOLING SYSTEMS | HRCU-A-CB (Split System: Heat Pump with Remote Outdoor Unit-Air-Source) | 38MURAQ18AB3* |  |  | CNPV*3014AL* | 8(0,1)*SA36045E14*** | 18200 | 16 | 8.5 | 18600 | 18400 | 98.92% | 2.22 | 0 | 11 |  |  |  |  | R-410A | 1.5167 | Residential & Commercial | USHP | Ducted CEE Tier 1
216634010 | Central HP <5.4 tons | ACIQ | HRCU-A-CB (Split System: Heat Pump with Remote Outdoor Unit-Air-Source) | H5H0V48*K*AAA* |  |  | EVD5X61M21A*+WALLCON | *80CTL0902120B* | 48500 | 19.5 | 9.5 | 50000 | 36600 | 73.2% | 2.12 | 0 | 10.5 |  |  |  |  | R-454B | 4.0417 | Residential & Commercial | USHP | Ducted CEE Tier 1
216634278 | Central HP <5.4 tons | ACIQ | HRCU-A-CB (Split System: Heat Pump with Remote Outdoor Unit-Air-Source) | H5H0V36*K*AAA* |  |  | EA*5X43M21A*+WALLCON | *80CSU0401712B* | 34600 | 18 | 9 | 35200 | 25000 | 71.02% | 1.9 | 0 | 10 |  |  |  |  | R-454B | 2.8833 | Residential & Commercial | USHP | Ducted CEE Tier 1
216634532 | Central HP <5.4 tons | ACIQ | HRCU-A-CB (Split System: Heat Pump with Remote Outdoor Unit-Air-Source) | H5H0V48*K*AAA* |  |  | EVM5X60M21A*+WALLCON | *97CTN1002122A* | 48000 | 19 | 9 | 50000 | 36800 | 73.6% | 2 | 0 | 10.5 |  |  |  |  | R-454B | 4 | Residential & Commercial | USHP | Ducted CEE Tier 1
206765870 | Central HP <5.4 tons | BRYANT HEATING AND COOLING SYSTEMS | HRCU-A-CB (Split System: Heat Pump with Remote Outdoor Unit-Air-Source) | 288BNV025*0**C* |  |  | CAP**3717AL*+UI | 986TC42060C17*** | 24000 | 16 | 8.1 | 21400 | 16800 | 78.5% | 1.98 | 11 | 11 |  |  |  |  | R-410A | 2 | Residential & Commercial | USHP | Ducted CEE Tier 1
206767693 | Central HP <5.4 tons | BRYANT HEATING AND COOLING SYSTEMS | HRCU-A-CB (Split System: Heat Pump with Remote Outdoor Unit-Air-Source) | 288BNV025*0**C* |  |  | CSPH*3612AL*+UI | 935CA60080C21*** | 24000 | 16 | 8.1 | 21400 | 16600 | 77.57% | 1.98 | 11 | 10.5 |  |  |  |  | R-410A | 2 | Residential & Commercial | USHP | Ducted CEE Tier 1
211264730 | Central HP <5.4 tons | BRYANT HEATING AND COOLING SYSTEMS | HRCU-A-CB (Split System: Heat Pump with Remote Outdoor Unit-Air-Source) | 38MURAQ18AB3* |  |  | PF4MN*A18L* | 0 | 18000 | 15.5 | 8.5 | 19000 | 19100 | 100.5% | 2.28 | 0 | 10.5 |  |  |  |  | R-410A | 1.5 | Residential & Commercial | USHP | Ducted CEE Tier 1
216736760 | Central HP <5.4 tons | KEEPRITE | HRCU-A-CB (Split System: Heat Pump with Remote Outdoor Unit-Air-Source) | D5CUHAH24AAK |  |  | ESH5X24M12A* | *95MSU0802120A* | 22400 | 15.2 | 8.1 | 21200 | 19100 | 90.09% | 1.85 | 0 | 10.5 |  |  |  |  | R-454B | 1.8667 | Residential & Commercial | USHP | Ducted CEE Tier 1
216736292 | Central HP <5.4 tons | KEEPRITE | HRCU-A-CB (Split System: Heat Pump with Remote Outdoor Unit-Air-Source) | D5CUHAH24AAK |  |  | ESH5X24M12A* | *80VSL0701716B* | 22400 | 16 | 8.1 | 21200 | 19100 | 90.09% | 1.85 | 0 | 10.5 |  |  |  |  | R-454B | 1.8667 | Residential & Commercial | USHP | Ducted CEE Tier 1
204456643 | Central HP <5.4 tons | BRYANT HEATING AND COOLING SYSTEMS | HRCU-A-CB (Split System: Heat Pump with Remote Outdoor Unit-Air-Source) | 288BNV025*0**B* |  |  | CAP**3617AL*+UI | 88*TA36070C14*** | 23600 | 17 | 8.1 | 21400 | 16600 | 77.57% | 1.94 | 11 | 11 |  |  |  |  | R-410A | 1.9667 | Residential & Commercial | USHP | Ducted CEE Tier 1
206133435 | Central HP <5.4 tons | BRYANT HEATING AND COOLING SYSTEMS | HRCU-A-CB (Split System: Heat Pump with Remote Outdoor Unit-Air-Source) | 288BNV025*0**B* |  |  | CAP**3721AL*+UI | 83*CA36040C17*** | 24400 | 17 | 8.5 | 21200 | 16600 | 78.3% | 2.04 | 11.5 | 11 |  |  |  |  | R-410A | 2.0333 | Residential & Commercial | USHP | Ducted CEE Tier 1
216735357 | Central HP <5.4 tons | KEEPRITE | HRCU-A-CB (Split System: Heat Pump with Remote Outdoor Unit-Air-Source) | D5CUHAH24AAK |  |  | EA*5X37M17A* | *96VTN0801716B* | 23000 | 16.5 | 8.5 | 20800 | 18500 | 88.94% | 1.96 | 0 | 11 |  |  |  |  | R-454B | 1.9167 | Residential & Commercial | USHP | Ducted CEE Tier 1
216734757 | Central HP <5.4 tons | KEEPRITE | HRCU-A-CB (Split System: Heat Pump with Remote Outdoor Unit-Air-Source) | D5CUHAH24AAK |  |  | EA*5X36M17A* | *96CTN0401410B* | 22200 | 15.2 | 8.1 | 21000 | 18800 | 89.52% | 1.85 | 0 | 10.5 |  |  |  |  | R-454B | 1.85 | Residential & Commercial | USHP | Ducted CEE Tier 1
216634303 | Central HP <5.4 tons | ACIQ | HRCU-A-CB (Split System: Heat Pump with Remote Outdoor Unit-Air-Source) | H5H0V36*K*AAA* |  |  | EA*5X61M24A*+WALLCON | *97CTN0802120A* | 34800 | 18 | 9 | 34400 | 24800 | 72.09% | 1.92 | 0 | 10.5 |  |  |  |  | R-454B | 2.9 | Residential & Commercial | USHP | Ducted CEE Tier 1
211397783 | Central HP <5.4 tons | CHAMPION HEATING AND COOLING | HRCU-A-CB (Split System: Heat Pump with Remote Outdoor Unit-Air-Source) | HMH72B341 |  |  | XAFC48FBCN1 | TM8V100C16MP12 | 34000 | 16.5 | 8.5 | 33200 | 24400 | 73.49% | 2.1 | 0 | 9 |  |  |  |  | R-410A | 2.8333 | Residential & Commercial | USHP
216734868 | Central HP <5.4 tons | KEEPRITE | HRCU-A-CB (Split System: Heat Pump with Remote Outdoor Unit-Air-Source) | D5CUHAH24AAK |  |  | EA*5X36M17A* | OMV098J12* | 22400 | 15.2 | 8.1 | 20800 | 18700 | 89.9% | 1.9 | 0 | 10.5 |  |  |  |  | R-454B | 1.8667 | Residential & Commercial | USHP | Ducted CEE Tier 1
211245969 | Central HP <5.4 tons | GRANDAIRE | HRCU-A-CB (Split System: Heat Pump with Remote Outdoor Unit-Air-Source) | WDLCURAH24ABK |  |  | FM(C,U)4Z36**AL* | 0 | 24200 | 18 | 9 | 26600 | 23000 | 86.47% | 1.92 | 0 | 10.5 |  |  |  |  | R-410A | 2.0167 | Residential & Commercial | USHP | Ducted CEE Tier 1
206765798 | Central HP <5.4 tons | BRYANT HEATING AND COOLING SYSTEMS | HRCU-A-CB (Split System: Heat Pump with Remote Outdoor Unit-Air-Source) | 288BNV025*0**C* |  |  | CAP**3621AL*+UI | 987MB66100C21*** | 23600 | 16.5 | 8.1 | 21400 | 16600 | 77.57% | 1.94 | 11 | 11 |  |  |  |  | R-410A | 1.9667 | Residential & Commercial | USHP | Ducted CEE Tier 1
206767168 | Central HP <5.4 tons | BRYANT HEATING AND COOLING SYSTEMS | HRCU-A-CB (Split System: Heat Pump with Remote Outdoor Unit-Air-Source) | 288BNV025*0**C* |  |  | CAP**3621AL*+UI | 83*CA60100C21*** | 23600 | 16.5 | 8.1 | 21400 | 16700 | 78.04% | 1.92 | 11.5 | 10.5 |  |  |  |  | R-410A | 1.9667 | Residential & Commercial | USHP | Ducted CEE Tier 1
213779002 | Central HP <5.4 tons | KEEPRITE | HRCU-A-CB (Split System: Heat Pump with Remote Outdoor Unit-Air-Source) | CVH837GKA** |  |  | EA*4X37L21A*+WALLCON | *97CMN0601714B* | 32600 | 16.5 | 8.1 | 33200 | 25400 | 76.51% | 1.94 | 0 | 11 |  |  |  |  | R-410A | 2.7167 | Residential & Commercial | USHP | Ducted CEE Tier 1
213779102 | Central HP <5.4 tons | KEEPRITE | HRCU-A-CB (Split System: Heat Pump with Remote Outdoor Unit-Air-Source) | CVH837GKA** |  |  | EA*4X42L21A*+WALLCON | *80CTL1102120B* | 31800 | 17 | 8.1 | 32800 | 24200 | 73.78% | 1.88 | 0 | 11 |  |  |  |  | R-410A | 2.65 | Residential & Commercial | USHP | Ducted CEE Tier 1
215912232 | Central HP <5.4 tons | CHAMPION HEATING AND COOLING | HRCU-A-CB (Split System: Heat Pump with Remote Outdoor Unit-Air-Source) | HH824E2S11 |  |  | CTM36B5ADS1 | TM9Y060B12MP11 | 23000 | 17 | 9 | 23000 | 18000 | 78.26% | 2 | 0 | 12 |  |  |  |  | R-454B | 1.9167 | Residential & Commercial | USHP | Ducted CEE Tier 1
215912239 | Central HP <5.4 tons | CHAMPION HEATING AND COOLING | HRCU-A-CB (Split System: Heat Pump with Remote Outdoor Unit-Air-Source) | HH824E2S11 |  |  | CTM36B5ADS1 | TM9E060B12MP12 | 23000 | 17 | 9 | 23000 | 18400 | 80% | 2 | 0 | 12 |  |  |  |  | R-454B | 1.9167 | Residential & Commercial | USHP | Ducted CEE Tier 1
215934992 | Central HP <5.4 tons | KENMORE | HRCU-A-CB (Split System: Heat Pump with Remote Outdoor Unit-Air-Source) | (C,H,T)5H3V36*K*AAA* |  |  | EVM5X49M21A*+WALLCON | *80CSU1002120A* | 35600 | 21.5 | 8.5 | 38000 | 28800 | 75.79% | 2.02 | 0 | 12 |  |  |  |  | R-454B | 2.9667 | Residential & Commercial | USHP | Ducted CEE Tier 1
211262609 | Central HP <5.4 tons | BRYANT HEATING AND COOLING SYSTEMS | HRCU-A-CB (Split System: Heat Pump with Remote Outdoor Unit-Air-Source) | 38MURAQ18AB3* |  |  | CNPV*2414AL* | 915SB36060E14*** | 17800 | 16 | 8.5 | 18700 | 18800 | 100.5% | 2.26 | 0 | 11 |  |  |  |  | R-410A | 1.4833 | Residential & Commercial | USHP | Ducted CEE Tier 1
211262860 | Central HP <5.4 tons | BRYANT HEATING AND COOLING SYSTEMS | HRCU-A-CB (Split System: Heat Pump with Remote Outdoor Unit-Air-Source) | 38MURAQ18AB3* |  |  | CNPV*2417AL* | 926SA36040V17*** | 17700 | 15.5 | 8.5 | 18700 | 18800 | 100.5% | 2.26 | 0 | 10.5 |  |  |  |  | R-410A | 1.475 | Residential & Commercial | USHP | Ducted CEE Tier 1
211262912 | Central HP <5.4 tons | BRYANT HEATING AND COOLING SYSTEMS | HRCU-A-CB (Split System: Heat Pump with Remote Outdoor Unit-Air-Source) | 38MURAQ18AB3* |  |  | CNPV*2417AL* | 935SA36040E17*** | 17600 | 16 | 8.5 | 18500 | 18800 | 101.6% | 2.26 | 0 | 11 |  |  |  |  | R-410A | 1.4667 | Residential & Commercial | USHP | Ducted CEE Tier 1
211263076 | Central HP <5.4 tons | BRYANT HEATING AND COOLING SYSTEMS | HRCU-A-CB (Split System: Heat Pump with Remote Outdoor Unit-Air-Source) | 38MURAQ18AB3* |  |  | CNPV*2417AL* | 926TB36040V17*** | 17700 | 15.5 | 8.5 | 18700 | 18800 | 100.5% | 2.26 | 0 | 10.5 |  |  |  |  | R-410A | 1.475 | Residential & Commercial | USHP | Ducted CEE Tier 1
211263505 | Central HP <5.4 tons | BRYANT HEATING AND COOLING SYSTEMS | HRCU-A-CB (Split System: Heat Pump with Remote Outdoor Unit-Air-Source) | 38MURAQ18AB3* |  |  | CNPV*2417AL* | 83*SA48060E17*** | 18500 | 16 | 8.5 | 19400 | 18500 | 95.36% | 2.24 | 0 | 11 |  |  |  |  | R-410A | 1.5417 | Residential & Commercial | USHP | Ducted CEE Tier 1
211264690 | Central HP <5.4 tons | BRYANT HEATING AND COOLING SYSTEMS | HRCU-A-CB (Split System: Heat Pump with Remote Outdoor Unit-Air-Source) | 38MURAQ18AB3* |  |  | CNPV*3017AL* | OVLAAB036098 | 18200 | 15.5 | 8.5 | 18800 | 18400 | 97.87% | 2.2 | 0 | 11 |  |  |  |  | R-410A | 1.5167 | Residential & Commercial | USHP | Ducted CEE Tier 1
211264708 | Central HP <5.4 tons | BRYANT HEATING AND COOLING SYSTEMS | HRCU-A-CB (Split System: Heat Pump with Remote Outdoor Unit-Air-Source) | 38MURAQ18AB3* |  |  | CNPV*3017AL* | OVMAAB042112 | 18200 | 15.5 | 8.5 | 18900 | 18400 | 97.35% | 2.2 | 0 | 11 |  |  |  |  | R-410A | 1.5167 | Residential & Commercial | USHP | Ducted CEE Tier 1
216734925 | Central HP <5.4 tons | KEEPRITE | HRCU-A-CB (Split System: Heat Pump with Remote Outdoor Unit-Air-Source) | D5CUHAH24AAK |  |  | EA*5X37M17A* | *80MS(N,L)0701412A* | 22800 | 16.5 | 8.5 | 20600 | 18400 | 89.32% | 1.98 | 0 | 11 |  |  |  |  | R-454B | 1.9 | Residential & Commercial | USHP | Ducted CEE Tier 1
216734936 | Central HP <5.4 tons | KEEPRITE | HRCU-A-CB (Split System: Heat Pump with Remote Outdoor Unit-Air-Source) | D5CUHAH24AAK |  |  | EA*5X37M17A* | *80MS(N,L)0701712A* | 23000 | 16.5 | 8.5 | 20800 | 18500 | 88.94% | 1.98 | 0 | 11 |  |  |  |  | R-454B | 1.9167 | Residential & Commercial | USHP | Ducted CEE Tier 1
211262213 | Central HP <5.4 tons | BRYANT HEATING AND COOLING SYSTEMS | HRCU-A-CB (Split System: Heat Pump with Remote Outdoor Unit-Air-Source) | 38MURAQ18AB3* |  |  | CAP**3017AL* | OVMAAB042112 | 18200 | 15.5 | 8.5 | 18900 | 18400 | 97.35% | 2.2 | 0 | 10.5 |  |  |  |  | R-410A | 1.5167 | Residential & Commercial | USHP | Ducted CEE Tier 1
206767177 | Central HP <5.4 tons | BRYANT HEATING AND COOLING SYSTEMS | HRCU-A-CB (Split System: Heat Pump with Remote Outdoor Unit-Air-Source) | 288BNV025*0**C* |  |  | CAP**3717AL*+UI | 83*CA36040C17*** | 24200 | 17 | 8.1 | 21400 | 16600 | 77.57% | 2 | 11.5 | 11 |  |  |  |  | R-410A | 2.0167 | Residential & Commercial | USHP | Ducted CEE Tier 1
206767186 | Central HP <5.4 tons | BRYANT HEATING AND COOLING SYSTEMS | HRCU-A-CB (Split System: Heat Pump with Remote Outdoor Unit-Air-Source) | 288BNV025*0**C* |  |  | CAP**3717AL*+UI | 83*CA48060C17*** | 24200 | 16.5 | 8.1 | 21400 | 16700 | 78.04% | 1.98 | 11.5 | 10.5 |  |  |  |  | R-410A | 2.0167 | Residential & Commercial | USHP | Ducted CEE Tier 1
216497957 | Central HP <5.4 tons | AC PRO | HRCU-A-CB (Split System: Heat Pump with Remote Outdoor Unit-Air-Source) | SPHP-Y-V024BB |  |  | AIRH-Y-V02408CB | 0 | 24000 | 18.1 | 9.7 | 26000 | 21600 | 83.08% | 1.87 | 0 | 11 |  |  |  |  | R-454B | 2 | Residential & Commercial | USHP | Ducted CEE Tier 1
216634281 | Central HP <5.4 tons | ACIQ | HRCU-A-CB (Split System: Heat Pump with Remote Outdoor Unit-Air-Source) | H5H0V36*K*AAA* |  |  | EA*5X43M21A*+WALLCON | *97CTN0801716A* | 34200 | 17.5 | 9 | 35400 | 25400 | 71.75% | 1.88 | 0 | 9.5 |  |  |  |  | R-454B | 2.85 | Residential & Commercial | USHP
216633977 | Central HP <5.4 tons | ACIQ | HRCU-A-CB (Split System: Heat Pump with Remote Outdoor Unit-Air-Source) | H5H0V48*K*AAA* |  |  | EVD5X60M21A*+WALLCON | *80CSU0802120A* | 48000 | 19 | 9 | 50000 | 36600 | 73.2% | 2.12 | 0 | 10 |  |  |  |  | R-454B | 4 | Residential & Commercial | USHP | Ducted CEE Tier 1
215935061 | Central HP <5.4 tons | KEEPRITE | HRCU-A-CB (Split System: Heat Pump with Remote Outdoor Unit-Air-Source) | C5H3V36*K*AAA* |  |  | EVM5X49M21A*+WALLCON | *95CSU0601716B* | 35400 | 21.5 | 8.5 | 38500 | 29000 | 75.32% | 2.02 | 0 | 12 |  |  |  |  | R-454B | 2.95 | Residential & Commercial | USHP | Ducted CEE Tier 1
215933061 | Central HP <5.4 tons | KEEPRITE | HRCU-A-CB (Split System: Heat Pump with Remote Outdoor Unit-Air-Source) | C5H3V36*K*AAA* |  |  | ESH5X36M12A*+WALLCON | *80CTL0451712B* | 32800 | 18.5 | 9 | 35800 | 27600 | 77.09% | 1.88 | 0 | 10.5 |  |  |  |  | R-454B | 2.7333 | Residential & Commercial | USHP | Ducted CEE Tier 1
211262764 | Central HP <5.4 tons | BRYANT HEATING AND COOLING SYSTEMS | HRCU-A-CB (Split System: Heat Pump with Remote Outdoor Unit-Air-Source) | 38MURAQ18AB3* |  |  | CNPV*2414AL* | 8(0,1)*SA36070E14*** | 17500 | 16 | 8.5 | 18400 | 18800 | 102.2% | 2.26 | 0 | 11 |  |  |  |  | R-410A | 1.4583 | Residential & Commercial | USHP | Ducted CEE Tier 1
216633800 | Central HP <5.4 tons | ACIQ | HRCU-A-CB (Split System: Heat Pump with Remote Outdoor Unit-Air-Source) | H5H0V48*K*AAA* |  |  | EA*5X61M21A*+WALLCON | *80CTL0701716B* | 45500 | 17.5 | 9 | 48000 | 34000 | 70.83% | 2.06 | 0 | 9.5 |  |  |  |  | R-454B | 3.7917 | Residential & Commercial | USHP
216633807 | Central HP <5.4 tons | ACIQ | HRCU-A-CB (Split System: Heat Pump with Remote Outdoor Unit-Air-Source) | H5H0V48*K*AAA* |  |  | EA*5X61M21A*+WALLCON | *97CMN0602120B* | 45500 | 17.5 | 9 | 48000 | 34200 | 71.25% | 2.06 | 0 | 9.5 |  |  |  |  | R-454B | 3.7917 | Residential & Commercial | USHP
216633857 | Central HP <5.4 tons | ACIQ | HRCU-A-CB (Split System: Heat Pump with Remote Outdoor Unit-Air-Source) | H5H0V48*K*AAA* |  |  | ESH5X60M12A*+WALLCON | *80CTL1102120B* | 45500 | 16.5 | 8.5 | 48000 | 33600 | 70% | 2.06 | 0 | 9.5 |  |  |  |  | R-454B | 3.7917 | Residential & Commercial | USHP
216633161 | Central HP <5.4 tons | ACIQ | HRCU-A-CB (Split System: Heat Pump with Remote Outdoor Unit-Air-Source) | H5H0V36*K*AAA* |  |  | EA*5X37M17A*+WALLCON | *80CSU0401712A* | 34000 | 17.5 | 9 | 35600 | 25400 | 71.35% | 1.88 | 0 | 9 |  |  |  |  | R-454B | 2.8333 | Residential & Commercial | USHP
216633162 | Central HP <5.4 tons | ACIQ | HRCU-A-CB (Split System: Heat Pump with Remote Outdoor Unit-Air-Source) | H5H0V36*K*AAA* |  |  | EA*5X37M17A*+WALLCON | *80CSU0601716A* | 33800 | 17.5 | 9 | 35800 | 25600 | 71.51% | 1.88 | 0 | 9.5 |  |  |  |  | R-454B | 2.8167 | Residential & Commercial | USHP
216734690 | Central HP <5.4 tons | KEEPRITE | HRCU-A-CB (Split System: Heat Pump with Remote Outdoor Unit-Air-Source) | D5CUHAH24AAK |  |  | EA*5X36M17A* | *96VSN0401410B* | 22200 | 15.5 | 8.1 | 21000 | 18800 | 89.52% | 1.85 | 0 | 10.5 |  |  |  |  | R-454B | 1.85 | Residential & Commercial | USHP | Ducted CEE Tier 1
216734806 | Central HP <5.4 tons | KEEPRITE | HRCU-A-CB (Split System: Heat Pump with Remote Outdoor Unit-Air-Source) | D5CUHAH24AAK |  |  | EA*5X36M17A* | *96VTN0601412B* | 22200 | 16 | 8.1 | 20800 | 18700 | 89.9% | 1.85 | 0 | 10.5 |  |  |  |  | R-454B | 1.85 | Residential & Commercial | USHP | Ducted CEE Tier 1
211264942 | Central HP <5.4 tons | BRYANT HEATING AND COOLING SYSTEMS | HRCU-A-CB (Split System: Heat Pump with Remote Outdoor Unit-Air-Source) | 38MURAQ18AB3* |  |  | FMA4X24**AL* | 0 | 17400 | 16 | 8.5 | 18500 | 20000 | 108.1% | 2.44 | 0 | 10.5 |  |  |  |  | R-410A | 1.45 | Residential & Commercial | USHP | Ducted CEE Tier 1
206135683 | Central HP <5.4 tons | BRYANT HEATING AND COOLING SYSTEMS | HRCU-A-CB (Split System: Heat Pump with Remote Outdoor Unit-Air-Source) | 288BNV037*0**A* |  |  | CAP**4221AL*+UI | 83*CA48060C17*** | 31800 | 17 | 8.1 | 33200 | 24400 | 73.49% | 1.86 | 11.5 | 11 |  |  |  |  | R-410A | 2.65 | Residential & Commercial | USHP | Ducted CEE Tier 1
206135733 | Central HP <5.4 tons | BRYANT HEATING AND COOLING SYSTEMS | HRCU-A-CB (Split System: Heat Pump with Remote Outdoor Unit-Air-Source) | 288BNV037*0**A* |  |  | CAP**4321AL*+UI | 83*CA48060C17*** | 32800 | 17 | 8.5 | 33000 | 25200 | 76.36% | 1.96 | 12 | 11 |  |  |  |  | R-410A | 2.7333 | Residential & Commercial | USHP | Ducted CEE Tier 1
211265008 | Central HP <5.4 tons | BRYANT HEATING AND COOLING SYSTEMS | HRCU-A-CB (Split System: Heat Pump with Remote Outdoor Unit-Air-Source) | 38MURAQ18AB3* |  |  | FM(C,U)4Z30**AL* | 0 | 18000 | 17.5 | 8.5 | 18500 | 18900 | 102.2% | 2.3 | 0 | 11 |  |  |  |  | R-410A | 1.5 | Residential & Commercial | USHP | Ducted CEE Tier 1
216733343 | Central HP <5.4 tons | KEEPRITE | HRCU-A-CB (Split System: Heat Pump with Remote Outdoor Unit-Air-Source) | D5CUHAH24AAK |  |  | EA*5X25M17A* | *95CSU0601716B* | 23000 | 16.5 | 8.5 | 20600 | 18400 | 89.32% | 1.96 | 0 | 11 |  |  |  |  | R-454B | 1.9167 | Residential & Commercial | USHP | Ducted CEE Tier 1
214395018 | Central HP <5.4 tons | GRANDAIRE | HRCU-A-CB (Split System: Heat Pump with Remote Outdoor Unit-Air-Source) | WDLCURAH24ABK |  |  | WLNC244BA* | WFSX060B048B* | 23400 | 16 | 9 | 26600 | 24200 | 90.98% | 2 | 0 | 10 |  |  |  |  | R-410A | 1.95 | Residential & Commercial | USHP | Ducted CEE Tier 1
211397978 | Central HP <5.4 tons | CHAMPION HEATING AND COOLING | HRCU-A-CB (Split System: Heat Pump with Remote Outdoor Unit-Air-Source) | HMH72B341 |  |  | XAHC48FBCN1 | TM8V080B12MP12 | 32400 | 16 | 8.1 | 32000 | 23600 | 73.75% | 1.98 | 0 | 8.5 |  |  |  |  | R-410A | 2.7 | Residential & Commercial | USHP
211264921 | Central HP <5.4 tons | BRYANT HEATING AND COOLING SYSTEMS | HRCU-A-CB (Split System: Heat Pump with Remote Outdoor Unit-Air-Source) | 38MURAQ18AB3* |  |  | FMA4X18**AL* | 0 | 17400 | 16 | 8.5 | 18500 | 20000 | 108.1% | 2.44 | 0 | 10.5 |  |  |  |  | R-410A | 1.45 | Residential & Commercial | USHP | Ducted CEE Tier 1
211265030 | Central HP <5.4 tons | BRYANT HEATING AND COOLING SYSTEMS | HRCU-A-CB (Split System: Heat Pump with Remote Outdoor Unit-Air-Source) | 38MURAQ18AB3* |  |  | FV4CNF002L | 0 | 18100 | 16.5 | 8.5 | 18500 | 18000 | 97.3% | 2.18 | 0 | 11 |  |  |  |  | R-410A | 1.5083 | Residential & Commercial | USHP | Ducted CEE Tier 1
211264855 | Central HP <5.4 tons | BRYANT HEATING AND COOLING SYSTEMS | HRCU-A-CB (Split System: Heat Pump with Remote Outdoor Unit-Air-Source) | 38MURAQ18AB3* |  |  | FX4DNF019L | 0 | 17800 | 16.5 | 8.5 | 18300 | 18500 | 101.1% | 2.22 | 0 | 10.5 |  |  |  |  | R-410A | 1.4833 | Residential & Commercial | USHP | Ducted CEE Tier 1
215935142 | Central HP <5.4 tons | KENMORE | HRCU-A-CB (Split System: Heat Pump with Remote Outdoor Unit-Air-Source) | (C,H,T)5H3V36*K*AAA* |  |  | EVM5X49M21A*+WALLCON | *96CTN1002122B* | 35600 | 22 | 8.5 | 38000 | 28600 | 75.26% | 2.02 | 0 | 12.5 |  |  |  |  | R-454B | 2.9667 | Residential & Commercial | USHP | Ducted CEE Tier 1
215934442 | Central HP <5.4 tons | KENMORE | HRCU-A-CB (Split System: Heat Pump with Remote Outdoor Unit-Air-Source) | (C,H,T)5H3V48*K*AAA* |  |  | ESH5X48M12A*+WALLCON | *80CTL0701412B* | 43000 | 19.5 | 8.5 | 49000 | 35400 | 72.24% | 1.8 | 0 | 11 |  |  |  |  | R-454B | 3.5833 | Residential & Commercial | USHP | Ducted CEE Tier 1
215934492 | Central HP <5.4 tons | KENMORE | HRCU-A-CB (Split System: Heat Pump with Remote Outdoor Unit-Air-Source) | (C,H,T)5H3V48*K*AAA* |  |  | ESH5X48M12A*+WALLCON | *97CMN0802120B* | 44000 | 20 | 9 | 48500 | 36600 | 75.46% | 1.8 | 0 | 10.5 |  |  |  |  | R-454B | 3.6667 | Residential & Commercial | USHP | Ducted CEE Tier 1
206767497 | Central HP <5.4 tons | BRYANT HEATING AND COOLING SYSTEMS | HRCU-A-CB (Split System: Heat Pump with Remote Outdoor Unit-Air-Source) | 288BNV025*0**C* |  |  | CAP**3621AL*+UI | 935CA48060C17*** | 23600 | 16.5 | 8.1 | 21600 | 16700 | 77.31% | 1.92 | 11 | 10.5 |  |  |  |  | R-410A | 1.9667 | Residential & Commercial | USHP | Ducted CEE Tier 1
216369248 | Central HP <5.4 tons | Star Air Kontrol | HRCU-A-CB (Split System: Heat Pump with Remote Outdoor Unit-Air-Source) | SAK-24FDN2-M18M |  |  | SAK-24FDN1-M18M | 0 | 24000 | 18.1 | 9.7 | 26000 | 21600 | 83.08% | 1.87 | 0 | 11 |  |  |  |  | R-454B | 2 | Residential & Commercial | USHP | Ducted CEE Tier 1
216633183 | Central HP <5.4 tons | ACIQ | HRCU-A-CB (Split System: Heat Pump with Remote Outdoor Unit-Air-Source) | H5H0V36*K*AAA* |  |  | EA*5X37M21A*+WALLCON | *95CSU0802120B* | 34400 | 17.5 | 9 | 35400 | 25200 | 71.19% | 1.9 | 0 | 10 |  |  |  |  | R-454B | 2.8667 | Residential & Commercial | USHP | Ducted CEE Tier 1
216633197 | Central HP <5.4 tons | ACIQ | HRCU-A-CB (Split System: Heat Pump with Remote Outdoor Unit-Air-Source) | H5H0V36*K*AAA* |  |  | EA*5X42M21A*+WALLCON | *80CTL0701716B* | 33000 | 17.5 | 9 | 36000 | 25800 | 71.67% | 1.86 | 0 | 9.5 |  |  |  |  | R-454B | 2.75 | Residential & Commercial | USHP
216633199 | Central HP <5.4 tons | ACIQ | HRCU-A-CB (Split System: Heat Pump with Remote Outdoor Unit-Air-Source) | H5H0V36*K*AAA* |  |  | EA*5X42M21A*+WALLCON | *80CTL0901716B* | 33200 | 18 | 9 | 35800 | 25600 | 71.51% | 1.86 | 0 | 10 |  |  |  |  | R-454B | 2.7667 | Residential & Commercial | USHP | Ducted CEE Tier 1
216633217 | Central HP <5.4 tons | ACIQ | HRCU-A-CB (Split System: Heat Pump with Remote Outdoor Unit-Air-Source) | H5H0V36*K*AAA* |  |  | EA*5X43M21A*+WALLCON | *80CTL0701716B* | 34400 | 18 | 8.1 | 35400 | 25200 | 71.19% | 1.9 | 0 | 10 |  |  |  |  | R-454B | 2.8667 | Residential & Commercial | USHP | Ducted CEE Tier 1
211398044 | Central HP <5.4 tons | CHAMPION HEATING AND COOLING | HRCU-A-CB (Split System: Heat Pump with Remote Outdoor Unit-Air-Source) | HMH72B341 |  |  | XAFC48FBCN1 | TM8V080B12MP12 | 33000 | 16 | 8.1 | 32600 | 24000 | 73.62% | 2.02 | 0 | 9 |  |  |  |  | R-410A | 2.75 | Residential & Commercial | USHP
214584624 | Central HP <5.4 tons | CHAMPION HEATING AND COOLING | HRCU-A-CB (Split System: Heat Pump with Remote Outdoor Unit-Air-Source) | HH836E2S11 |  |  | CTF36B5CDS1 | Z8ES100B12SMPS1 | 33400 | 18 | 8.5 | 30800 | 25000 | 81.17% | 2 | 0 | 11.7 |  |  |  |  | R-454B | 2.7833 | Residential & Commercial | USHP | Ducted CEE Tier 1
216633240 | Central HP <5.4 tons | ACIQ | HRCU-A-CB (Split System: Heat Pump with Remote Outdoor Unit-Air-Source) | H5H0V36*K*AAA* |  |  | EA*5X48M21A*+WALLCON | *95CSU0601716B* | 33600 | 17.5 | 9 | 35200 | 25200 | 71.59% | 1.88 | 0 | 9.5 |  |  |  |  | R-454B | 2.8 | Residential & Commercial | USHP
216633272 | Central HP <5.4 tons | ACIQ | HRCU-A-CB (Split System: Heat Pump with Remote Outdoor Unit-Air-Source) | H5H0V36*K*AAA* |  |  | EA*5X61M21A*+WALLCON | *95CSU0601716B* | 34600 | 17.5 | 9 | 34600 | 25000 | 72.25% | 1.9 | 0 | 10 |  |  |  |  | R-454B | 2.8833 | Residential & Commercial | USHP | Ducted CEE Tier 1
216633340 | Central HP <5.4 tons | ACIQ | HRCU-A-CB (Split System: Heat Pump with Remote Outdoor Unit-Air-Source) | H5H0V36*K*AAA* |  |  | ESH5X42M12A*+WALLCON | *96CTN0601714B* | 33600 | 16.5 | 8.5 | 35800 | 25600 | 71.51% | 1.76 | 0 | 9 |  |  |  |  | R-454B | 2.8 | Residential & Commercial | USHP
216633347 | Central HP <5.4 tons | ACIQ | HRCU-A-CB (Split System: Heat Pump with Remote Outdoor Unit-Air-Source) | H5H0V36*K*AAA* |  |  | ESH5X48M12A*+WALLCON | *80CTL0451712B* | 33800 | 16.5 | 8.5 | 35600 | 25600 | 71.91% | 1.78 | 0 | 9 |  |  |  |  | R-454B | 2.8167 | Residential & Commercial | USHP
215935361 | Central HP <5.4 tons | KEEPRITE | HRCU-A-CB (Split System: Heat Pump with Remote Outdoor Unit-Air-Source) | C5H3V36*K*AAA* |  |  | EVM5X60M24A*+WALLCON | *80CTL1102120B* | 35600 | 22 | 8.5 | 38000 | 28400 | 74.74% | 2.04 | 0 | 12.5 |  |  |  |  | R-454B | 2.9667 | Residential & Commercial | USHP | Ducted CEE Tier 1
216678581 | Central HP <5.4 tons | BRYANT HEATING AND COOLING SYSTEMS | HRCU-A-CB (Split System: Heat Pump with Remote Outdoor Unit-Air-Source) | 37MURAQ24AA3 |  |  | FJ5AN*B30L* | 0 | 25000 | 15.2 | 9 | 24000 | 19400 | 80.83% | 2.04 | 0 | 10 |  |  |  |  | R-454B | 2.0833 | Residential & Commercial | USHP | Ducted CEE Tier 1
216678606 | Central HP <5.4 tons | BRYANT HEATING AND COOLING SYSTEMS | HRCU-A-CB (Split System: Heat Pump with Remote Outdoor Unit-Air-Source) | 37MURAQ24AA3 |  |  | FG5ANXC36L* | 0 | 24600 | 16 | 9 | 24200 | 19400 | 80.17% | 2.02 | 0 | 10 |  |  |  |  | R-454B | 2.05 | Residential & Commercial | USHP | Ducted CEE Tier 1
214397023 | Central HP <5.4 tons | CHAMPION HEATING AND COOLING | HRCU-A-CB (Split System: Heat Pump with Remote Outdoor Unit-Air-Source) | HH860E2S11 |  |  | CTF60C5CGS1+JMET16CS2N1 | 0 | 45500 | 19 | 9 | 45500 | 34200 | 75.16% | 2 | 0 | 11.7 |  |  |  |  | R-454B | 3.7917 | Residential & Commercial | USHP | Ducted CEE Tier 1
211264877 | Central HP <5.4 tons | BRYANT HEATING AND COOLING SYSTEMS | HRCU-A-CB (Split System: Heat Pump with Remote Outdoor Unit-Air-Source) | 38MURAQ18AB3* |  |  | FX4DNF025L | 0 | 18100 | 16 | 8.5 | 18600 | 18500 | 99.46% | 2.22 | 0 | 10.5 |  |  |  |  | R-410A | 1.5083 | Residential & Commercial | USHP | Ducted CEE Tier 1
216633827 | Central HP <5.4 tons | ACIQ | HRCU-A-CB (Split System: Heat Pump with Remote Outdoor Unit-Air-Source) | H5H0V48*K*AAA* |  |  | ESH5X48M12A*+WALLCON | *80CSU0802120A* | 45000 | 16.5 | 8.5 | 48500 | 34200 | 70.52% | 2.06 | 0 | 9.5 |  |  |  |  | R-454B | 3.75 | Residential & Commercial | USHP
213772933 | Central HP <5.4 tons | KENMORE | HRCU-A-CB (Split System: Heat Pump with Remote Outdoor Unit-Air-Source) | (C,H,T)VH825GKA3* |  |  | EA*4X30L17A*+WALLCON | *96CTN0801714B* | 23400 | 16.5 | 8.1 | 21600 | 16700 | 77.31% | 1.9 | 0 | 10.5 |  |  |  |  | R-410A | 1.95 | Residential & Commercial | USHP | Ducted CEE Tier 1
216633877 | Central HP <5.4 tons | ACIQ | HRCU-A-CB (Split System: Heat Pump with Remote Outdoor Unit-Air-Source) | H5H0V48*K*AAA* |  |  | EVM5X48M21A*+WALLCON | *95CSU0802120B* | 47000 | 18 | 9 | 50000 | 36600 | 73.2% | 1.98 | 0 | 9.5 |  |  |  |  | R-454B | 3.9167 | Residential & Commercial | USHP
216633882 | Central HP <5.4 tons | ACIQ | HRCU-A-CB (Split System: Heat Pump with Remote Outdoor Unit-Air-Source) | H5H0V48*K*AAA* |  |  | EVM5X48M21A*+WALLCON | *96CTN0801714B* | 46500 | 18 | 9 | 50000 | 35600 | 71.2% | 2 | 0 | 9.5 |  |  |  |  | R-454B | 3.875 | Residential & Commercial | USHP
216633177 | Central HP <5.4 tons | ACIQ | HRCU-A-CB (Split System: Heat Pump with Remote Outdoor Unit-Air-Source) | H5H0V36*K*AAA* |  |  | EA*5X37M21A*+WALLCON | *80CTL0701716B* | 34400 | 18 | 9 | 35400 | 25200 | 71.19% | 1.9 | 0 | 10 |  |  |  |  | R-454B | 2.8667 | Residential & Commercial | USHP | Ducted CEE Tier 1
216633228 | Central HP <5.4 tons | ACIQ | HRCU-A-CB (Split System: Heat Pump with Remote Outdoor Unit-Air-Source) | H5H0V36*K*AAA* |  |  | EA*5X43M21A*+WALLCON | *97CMN1002122B* | 34600 | 18 | 9 | 35200 | 25000 | 71.02% | 1.9 | 0 | 10 |  |  |  |  | R-454B | 2.8833 | Residential & Commercial | USHP | Ducted CEE Tier 1
216633229 | Central HP <5.4 tons | ACIQ | HRCU-A-CB (Split System: Heat Pump with Remote Outdoor Unit-Air-Source) | H5H0V36*K*AAA* |  |  | EA*5X43M21A*+WALLCON | *96CTN0801714B* | 34400 | 18 | 8.1 | 35400 | 25200 | 71.19% | 1.9 | 0 | 10 |  |  |  |  | R-454B | 2.8667 | Residential & Commercial | USHP | Ducted CEE Tier 1
215935132 | Central HP <5.4 tons | KENMORE | HRCU-A-CB (Split System: Heat Pump with Remote Outdoor Unit-Air-Source) | (C,H,T)5H3V36*K*AAA* |  |  | EVM5X49M21A*+WALLCON | *96CTN0801714B* | 35400 | 21.5 | 8.5 | 38500 | 28800 | 74.81% | 2.02 | 0 | 12 |  |  |  |  | R-454B | 2.95 | Residential & Commercial | USHP | Ducted CEE Tier 1
215935182 | Central HP <5.4 tons | KENMORE | HRCU-A-CB (Split System: Heat Pump with Remote Outdoor Unit-Air-Source) | (C,H,T)5H3V36*K*AAA* |  |  | EVM5X60M21A*+WALLCON | *80CTL0451712B* | 35200 | 21 | 8.5 | 39000 | 29400 | 75.38% | 2 | 0 | 11.7 |  |  |  |  | R-454B | 2.9333 | Residential & Commercial | USHP | Ducted CEE Tier 1
215932661 | Central HP <5.4 tons | KEEPRITE | HRCU-A-CB (Split System: Heat Pump with Remote Outdoor Unit-Air-Source) | C5H3V36*K*AAA* |  |  | EA*5X61M21A*+WALLCON | *80CSU0401712A* | 34400 | 20.5 | 9 | 34600 | 26200 | 75.72% | 1.94 | 0 | 11.7 |  |  |  |  | R-454B | 2.8667 | Residential & Commercial | USHP | Ducted CEE Tier 1
215932511 | Central HP <5.4 tons | KEEPRITE | HRCU-A-CB (Split System: Heat Pump with Remote Outdoor Unit-Air-Source) | C5H3V36*K*AAA* |  |  | EA*5X48M21A*+WALLCON | *96CTN0601714B* | 33000 | 19.5 | 9.5 | 34000 | 26000 | 76.47% | 2.04 | 0 | 11 |  |  |  |  | R-454B | 2.75 | Residential & Commercial | USHP | Ducted CEE Tier 1
215932611 | Central HP <5.4 tons | KEEPRITE | HRCU-A-CB (Split System: Heat Pump with Remote Outdoor Unit-Air-Source) | C5H3V36*K*AAA* |  |  | EA*5X60M24A*+WALLCON | *97CMN0802120B* | 34000 | 20 | 9.5 | 34200 | 26000 | 76.02% | 2.06 | 0 | 11.7 |  |  |  |  | R-454B | 2.8333 | Residential & Commercial | USHP | Ducted CEE Tier 1
214650001 | Central HP <5.4 tons | CHAMPION HEATING AND COOLING | HRCU-A-CB (Split System: Heat Pump with Remote Outdoor Unit-Air-Source) | HH824E2S11 |  |  | CTU30B5XCS1+TXV | TL9E060B12UH11 | 23000 | 17 | 9.5 | 23000 | 18400 | 80% | 2 | 0 | 12 |  |  |  |  | R-454B | 1.9167 | Residential & Commercial | USHP | Ducted CEE Tier 1
214651271 | Central HP <5.4 tons | CHAMPION HEATING AND COOLING | HRCU-A-CB (Split System: Heat Pump with Remote Outdoor Unit-Air-Source) | HH824E2S11 |  |  | CTU36B5XDS1+TXV | TP9C060B12MP13 | 23000 | 18 | 9.5 | 23000 | 18800 | 81.74% | 2 | 0 | 12 |  |  |  |  | R-454B | 1.9167 | Residential & Commercial | USHP | Ducted CEE Tier 1
216733511 | Central HP <5.4 tons | KEEPRITE | HRCU-A-CB (Split System: Heat Pump with Remote Outdoor Unit-Air-Source) | D5CUHAH24AAK |  |  | EA*5X25M17A* | *96VSN0801716B* | 23200 | 16.5 | 8.5 | 20800 | 18500 | 88.94% | 1.96 | 0 | 11 |  |  |  |  | R-454B | 1.9333 | Residential & Commercial | USHP | Ducted CEE Tier 1
216734264 | Central HP <5.4 tons | KEEPRITE | HRCU-A-CB (Split System: Heat Pump with Remote Outdoor Unit-Air-Source) | D5CUHAH24AAK |  |  | EA*5X30M17A* | *96VTN0601412B* | 22200 | 16 | 8.1 | 20800 | 18800 | 90.38% | 1.85 | 0 | 10.5 |  |  |  |  | R-454B | 1.85 | Residential & Commercial | USHP | Ducted CEE Tier 1
216733811 | Central HP <5.4 tons | KEEPRITE | HRCU-A-CB (Split System: Heat Pump with Remote Outdoor Unit-Air-Source) | D5CUHAH24AAK |  |  | EA*5X30M17A* | *80CSU0401712A* | 22800 | 17 | 8.5 | 21200 | 19000 | 89.62% | 1.94 | 0 | 11 |  |  |  |  | R-454B | 1.9 | Residential & Commercial | USHP | Ducted CEE Tier 1
216633773 | Central HP <5.4 tons | ACIQ | HRCU-A-CB (Split System: Heat Pump with Remote Outdoor Unit-Air-Source) | H5H0V48*K*AAA* |  |  | EA*5X48M21A*+WALLCON | *80CTL1102120B* | 44500 | 18 | 9 | 48500 | 34000 | 70.1% | 2.06 | 0 | 9.5 |  |  |  |  | R-454B | 3.7083 | Residential & Commercial | USHP
216633775 | Central HP <5.4 tons | ACIQ | HRCU-A-CB (Split System: Heat Pump with Remote Outdoor Unit-Air-Source) | H5H0V48*K*AAA* |  |  | EA*5X48M21A*+WALLCON | *95CSU0802120B* | 44000 | 17.5 | 9 | 48500 | 34200 | 70.52% | 2.06 | 0 | 9.5 |  |  |  |  | R-454B | 3.6667 | Residential & Commercial | USHP
216633793 | Central HP <5.4 tons | ACIQ | HRCU-A-CB (Split System: Heat Pump with Remote Outdoor Unit-Air-Source) | H5H0V48*K*AAA* |  |  | EA*5X60M24A*+WALLCON | *97CMN1202422B* | 45000 | 18 | 9 | 47500 | 33600 | 70.74% | 2.06 | 0 | 10 |  |  |  |  | R-454B | 3.75 | Residential & Commercial | USHP | Ducted CEE Tier 1
216633841 | Central HP <5.4 tons | ACIQ | HRCU-A-CB (Split System: Heat Pump with Remote Outdoor Unit-Air-Source) | H5H0V48*K*AAA* |  |  | ESH5X48M12A*+WALLCON | *97CMN0801714B* | 44500 | 16 | 8.5 | 49500 | 34800 | 70.3% | 1.92 | 0 | 9 |  |  |  |  | R-454B | 3.7083 | Residential & Commercial | USHP
216683748 | Central HP <5.4 tons | Conforto | HRCU-A-CB (Split System: Heat Pump with Remote Outdoor Unit-Air-Source) | MHSD118DACFC |  |  | MHAH118DACFC | 0 | 18000 | 18 | 9.3 | 19000 | 16500 | 86.84% | 2.04 | 12.5 | 12.4 |  |  |  |  | R-410A | 1.5 | Residential & Commercial | USHP | Ducted CEE Tier 1
213296951 | Central HP <5.4 tons | CHAMPION HEATING AND COOLING | HRCU-A-CB (Split System: Heat Pump with Remote Outdoor Unit-Air-Source) | HMH72B341 |  |  | XAFC36DBCN1 | Z8ES080C20LMPS1 | 34000 | 18 | 8.5 | 33400 | 24400 | 73.05% | 2.12 | 0 | 10 |  |  |  |  | R-410A | 2.8333 | Residential & Commercial | USHP | Ducted CEE Tier 1
216634634 | Central HP <5.4 tons | ACIQ | HRCU-A-CB (Split System: Heat Pump with Remote Outdoor Unit-Air-Source) | H5H0V60*K*AAA* |  |  | EVD5X60M21A*+WALLCON | *96CTN0802120B* | 56500 | 18 | 9 | 64000 | 45000 | 70.31% | 2.08 | 0 | 9 |  |  |  |  | R-454B | 4.7083 | Residential & Commercial | USHP
216634652 | Central HP <5.4 tons | ACIQ | HRCU-A-CB (Split System: Heat Pump with Remote Outdoor Unit-Air-Source) | H5H0V60*K*AAA* |  |  | EVD5X61M21A*+WALLCON | *97CTN0802120A* | 57000 | 18.5 | 9 | 64000 | 45000 | 70.31% | 2.08 | 0 | 9 |  |  |  |  | R-454B | 4.75 | Residential & Commercial | USHP
216734483 | Central HP <5.4 tons | KEEPRITE | HRCU-A-CB (Split System: Heat Pump with Remote Outdoor Unit-Air-Source) | D5CUHAH24AAK |  |  | EA*5X36M17A* | *80CTL0451712B* | 22200 | 16 | 8.1 | 20800 | 18700 | 89.9% | 1.85 | 0 | 10.5 |  |  |  |  | R-454B | 1.85 | Residential & Commercial | USHP | Ducted CEE Tier 1
216734501 | Central HP <5.4 tons | KEEPRITE | HRCU-A-CB (Split System: Heat Pump with Remote Outdoor Unit-Air-Source) | D5CUHAH24AAK |  |  | EA*5X36M17A* | *80CTL0701716B* | 22400 | 16.5 | 8.5 | 20800 | 18700 | 89.9% | 1.96 | 0 | 10.5 |  |  |  |  | R-454B | 1.8667 | Residential & Commercial | USHP | Ducted CEE Tier 1
216736789 | Central HP <5.4 tons | KEEPRITE | HRCU-A-CB (Split System: Heat Pump with Remote Outdoor Unit-Air-Source) | D5CUHAH24AAK |  |  | ESH5X24M12A* | *96CTN0601714B* | 22400 | 15.5 | 8.1 | 21200 | 19000 | 89.62% | 1.85 | 0 | 10.5 |  |  |  |  | R-454B | 1.8667 | Residential & Commercial | USHP | Ducted CEE Tier 1
216736898 | Central HP <5.4 tons | KEEPRITE | HRCU-A-CB (Split System: Heat Pump with Remote Outdoor Unit-Air-Source) | D5CUHAH24AAK |  |  | ESH5X24M12A* | *96VTN1202422B* | 22400 | 15.2 | 8.1 | 21200 | 19100 | 90.09% | 1.85 | 0 | 10.5 |  |  |  |  | R-454B | 1.8667 | Residential & Commercial | USHP | Ducted CEE Tier 1
215935212 | Central HP <5.4 tons | KENMORE | HRCU-A-CB (Split System: Heat Pump with Remote Outdoor Unit-Air-Source) | (C,H,T)5H3V36*K*AAA* |  |  | EVM5X60M21A*+WALLCON | *80CTL0901716B* | 35600 | 22 | 8.5 | 38000 | 28600 | 75.26% | 2.02 | 0 | 12 |  |  |  |  | R-454B | 2.9667 | Residential & Commercial | USHP | Ducted CEE Tier 1
215933922 | Central HP <5.4 tons | KENMORE | HRCU-A-CB (Split System: Heat Pump with Remote Outdoor Unit-Air-Source) | (C,H,T)5H3V36*K*AAA* |  |  | ESH5X60M12A*+WALLCON | *96CTN0601714B* | 33800 | 19 | 9 | 33800 | 25600 | 75.74% | 1.94 | 0 | 11 |  |  |  |  | R-454B | 2.8167 | Residential & Commercial | USHP | Ducted CEE Tier 1
215934542 | Central HP <5.4 tons | KENMORE | HRCU-A-CB (Split System: Heat Pump with Remote Outdoor Unit-Air-Source) | (C,H,T)5H3V48*K*AAA* |  |  | ESH5X48M12A*+WALLCON | *96CTN1202422B* | 44500 | 20 | 9 | 48500 | 36400 | 75.05% | 1.82 | 0 | 10.5 |  |  |  |  | R-454B | 3.7083 | Residential & Commercial | USHP | Ducted CEE Tier 1
215934242 | Central HP <5.4 tons | KENMORE | HRCU-A-CB (Split System: Heat Pump with Remote Outdoor Unit-Air-Source) | (C,H,T)5H3V48*K*AAA* |  |  | EA*5X61M21A*+WALLCON | *97CMN0602120B* | 44500 | 20.5 | 9.4 | 49000 | 37400 | 76.33% | 2 | 0 | 10 |  |  |  |  | R-454B | 3.7083 | Residential & Commercial | USHP | Ducted CEE Tier 1
215932202 | Central HP <5.4 tons | KENMORE | HRCU-A-CB (Split System: Heat Pump with Remote Outdoor Unit-Air-Source) | (C,H,T)5H3V36*K*AAA* |  |  | EA*5X42M21A*+WALLCON | *80CSU0601716A* | 32600 | 20 | 9.5 | 34800 | 26800 | 77.01% | 2 | 0 | 11 |  |  |  |  | R-454B | 2.7167 | Residential & Commercial | USHP | Ducted CEE Tier 1
215933372 | Central HP <5.4 tons | KENMORE | HRCU-A-CB (Split System: Heat Pump with Remote Outdoor Unit-Air-Source) | (C,H,T)5H3V36*K*AAA* |  |  | ESH5X42M12A*+WALLCON | *95CSU0601716B* | 33400 | 18.5 | 9 | 35200 | 27000 | 76.7% | 1.92 | 0 | 11 |  |  |  |  | R-454B | 2.7833 | Residential & Commercial | USHP | Ducted CEE Tier 1
216633245 | Central HP <5.4 tons | ACIQ | HRCU-A-CB (Split System: Heat Pump with Remote Outdoor Unit-Air-Source) | H5H0V36*K*AAA* |  |  | EA*5X48M21A*+WALLCON | *97CMN0801714B* | 33600 | 17.5 | 9 | 35200 | 25200 | 71.59% | 1.88 | 0 | 9.5 |  |  |  |  | R-454B | 2.8 | Residential & Commercial | USHP
216633261 | Central HP <5.4 tons | ACIQ | HRCU-A-CB (Split System: Heat Pump with Remote Outdoor Unit-Air-Source) | H5H0V36*K*AAA* |  |  | EA*5X60M24A*+WALLCON | *97CMN1202422B* | 34400 | 18.5 | 9 | 34200 | 24800 | 72.51% | 1.9 | 0 | 10 |  |  |  |  | R-454B | 2.8667 | Residential & Commercial | USHP | Ducted CEE Tier 1
216633309 | Central HP <5.4 tons | ACIQ | HRCU-A-CB (Split System: Heat Pump with Remote Outdoor Unit-Air-Source) | H5H0V36*K*AAA* |  |  | ESH5X36M12A*+WALLCON | *95CSU1002122B* | 33800 | 16.5 | 8.5 | 35800 | 25400 | 70.95% | 1.76 | 0 | 9.5 |  |  |  |  | R-454B | 2.8167 | Residential & Commercial | USHP
216633328 | Central HP <5.4 tons | ACIQ | HRCU-A-CB (Split System: Heat Pump with Remote Outdoor Unit-Air-Source) | H5H0V36*K*AAA* |  |  | ESH5X42M12A*+WALLCON | *80CTL0902120B* | 34000 | 16.5 | 8.5 | 35600 | 25200 | 70.79% | 1.78 | 0 | 9.5 |  |  |  |  | R-454B | 2.8333 | Residential & Commercial | USHP
216633376 | Central HP <5.4 tons | ACIQ | HRCU-A-CB (Split System: Heat Pump with Remote Outdoor Unit-Air-Source) | H5H0V36*K*AAA* |  |  | ESH5X60M12A*+WALLCON | *80CTL0902120B* | 34600 | 17 | 8.5 | 34600 | 24800 | 71.68% | 1.92 | 0 | 10 |  |  |  |  | R-454B | 2.8833 | Residential & Commercial | USHP | Ducted CEE Tier 1
216633378 | Central HP <5.4 tons | ACIQ | HRCU-A-CB (Split System: Heat Pump with Remote Outdoor Unit-Air-Source) | H5H0V36*K*AAA* |  |  | ESH5X60M12A*+WALLCON | *80CTL1352422B* | 34600 | 17 | 8.5 | 34600 | 24800 | 71.68% | 1.92 | 0 | 10 |  |  |  |  | R-454B | 2.8833 | Residential & Commercial | USHP | Ducted CEE Tier 1
216634580 | Central HP <5.4 tons | ACIQ | HRCU-A-CB (Split System: Heat Pump with Remote Outdoor Unit-Air-Source) | H5H0V48*K*AAA* |  |  | EVD5X61M21A*+WALLCON | *80CSU0401712B* | 48500 | 19 | 9 | 50000 | 36800 | 73.6% | 2.12 | 0 | 10 |  |  |  |  | R-454B | 4.0417 | Residential & Commercial | USHP | Ducted CEE Tier 1
216633781 | Central HP <5.4 tons | ACIQ | HRCU-A-CB (Split System: Heat Pump with Remote Outdoor Unit-Air-Source) | H5H0V48*K*AAA* |  |  | EA*5X48M21A*+WALLCON | *96CTN1002122B* | 44000 | 17.5 | 9 | 48500 | 34000 | 70.1% | 2.04 | 0 | 9.5 |  |  |  |  | R-454B | 3.6667 | Residential & Commercial | USHP
216633811 | Central HP <5.4 tons | ACIQ | HRCU-A-CB (Split System: Heat Pump with Remote Outdoor Unit-Air-Source) | H5H0V48*K*AAA* |  |  | EA*5X61M21A*+WALLCON | *96CTN1002122B* | 46000 | 18 | 9 | 47500 | 33800 | 71.16% | 2.08 | 0 | 10 |  |  |  |  | R-454B | 3.8333 | Residential & Commercial | USHP | Ducted CEE Tier 1
216633864 | Central HP <5.4 tons | ACIQ | HRCU-A-CB (Split System: Heat Pump with Remote Outdoor Unit-Air-Source) | H5H0V48*K*AAA* |  |  | ESH5X60M12A*+WALLCON | *97CMN0802120B* | 45500 | 16.5 | 8.5 | 48000 | 33800 | 70.42% | 2.06 | 0 | 9.5 |  |  |  |  | R-454B | 3.7917 | Residential & Commercial | USHP
216633896 | Central HP <5.4 tons | ACIQ | HRCU-A-CB (Split System: Heat Pump with Remote Outdoor Unit-Air-Source) | H5H0V48*K*AAA* |  |  | EVM5X49M21A*+WALLCON | *97CMN0602120B* | 47500 | 18.5 | 9 | 50000 | 37200 | 74.4% | 1.98 | 0 | 10 |  |  |  |  | R-454B | 3.9583 | Residential & Commercial | USHP | Ducted CEE Tier 1
216633897 | Central HP <5.4 tons | ACIQ | HRCU-A-CB (Split System: Heat Pump with Remote Outdoor Unit-Air-Source) | H5H0V48*K*AAA* |  |  | EVM5X49M21A*+WALLCON | *97CMN0801714B* | 47500 | 18.5 | 9 | 50000 | 37400 | 74.8% | 1.98 | 0 | 10 |  |  |  |  | R-454B | 3.9583 | Residential & Commercial | USHP | Ducted CEE Tier 1
211263178 | Central HP <5.4 tons | BRYANT HEATING AND COOLING SYSTEMS | HRCU-A-CB (Split System: Heat Pump with Remote Outdoor Unit-Air-Source) | 38MURAQ18AB3* |  |  | CNPV*2417AL* | 915SB36060E14*** | 17800 | 16 | 8.5 | 18700 | 18800 | 100.5% | 2.26 | 0 | 11 |  |  |  |  | R-410A | 1.4833 | Residential & Commercial | USHP | Ducted CEE Tier 1
216634480 | Central HP <5.4 tons | ACIQ | HRCU-A-CB (Split System: Heat Pump with Remote Outdoor Unit-Air-Source) | H5H0V48*K*AAA* |  |  | EA*5X61M21A*+WALLCON | *80CSU0401712B* | 46000 | 18 | 9 | 47500 | 33600 | 70.74% | 2.06 | 0 | 9.5 |  |  |  |  | R-454B | 3.8333 | Residential & Commercial | USHP
216634498 | Central HP <5.4 tons | ACIQ | HRCU-A-CB (Split System: Heat Pump with Remote Outdoor Unit-Air-Source) | H5H0V48*K*AAA* |  |  | ESH5X48M12A*+WALLCON | *97CTN0801716A* | 44500 | 16 | 8.5 | 49500 | 34800 | 70.3% | 1.92 | 0 | 9 |  |  |  |  | R-454B | 3.7083 | Residential & Commercial | USHP
206770974 | Central HP <5.4 tons | BRYANT HEATING AND COOLING SYSTEMS | HRCU-A-CB (Split System: Heat Pump with Remote Outdoor Unit-Air-Source) | 288BNV037*0**B* |  |  | CAP**3617AL*+UI | 88*TA48070C17*** | 31400 | 17 | 8.1 | 33400 | 24400 | 73.05% | 1.84 | 11 | 11 |  |  |  |  | R-410A | 2.6167 | Residential & Commercial | USHP | Ducted CEE Tier 1
215942427 | Central HP <5.4 tons | KEEPRITE | HRCU-A-CB (Split System: Heat Pump with Remote Outdoor Unit-Air-Source) | C5H3V36*K*AAA* |  |  | EVM5X61M24A*+WALLCON | *80CSU1002120A* | 36000 | 22 | 8.5 | 37400 | 28200 | 75.4% | 2.04 | 0 | 12.5 |  |  |  |  | R-454B | 3 | Residential & Commercial | USHP | Ducted CEE Tier 1
216633907 | Central HP <5.4 tons | ACIQ | HRCU-A-CB (Split System: Heat Pump with Remote Outdoor Unit-Air-Source) | H5H0V48*K*AAA* |  |  | EVM5X60M21A*+WALLCON | *80CTL0702120B* | 48000 | 19 | 9 | 50000 | 36800 | 73.6% | 2 | 0 | 10 |  |  |  |  | R-454B | 4 | Residential & Commercial | USHP | Ducted CEE Tier 1
216633966 | Central HP <5.4 tons | ACIQ | HRCU-A-CB (Split System: Heat Pump with Remote Outdoor Unit-Air-Source) | H5H0V48*K*AAA* |  |  | EVD5X49M24A*+WALLCON | *80CTL0902120B* | 48000 | 19 | 9 | 50000 | 36400 | 72.8% | 2 | 0 | 10.5 |  |  |  |  | R-454B | 4 | Residential & Commercial | USHP | Ducted CEE Tier 1
216633968 | Central HP <5.4 tons | ACIQ | HRCU-A-CB (Split System: Heat Pump with Remote Outdoor Unit-Air-Source) | H5H0V48*K*AAA* |  |  | EVD5X49M24A*+WALLCON | *80CTL1352422B* | 48000 | 19 | 9 | 50000 | 36400 | 72.8% | 2 | 0 | 10.5 |  |  |  |  | R-454B | 4 | Residential & Commercial | USHP | Ducted CEE Tier 1
216634002 | Central HP <5.4 tons | ACIQ | HRCU-A-CB (Split System: Heat Pump with Remote Outdoor Unit-Air-Source) | H5H0V48*K*AAA* |  |  | EVD5X60M24A*+WALLCON | *97CMN1202422B* | 48000 | 19 | 9 | 50000 | 36600 | 73.2% | 2 | 0 | 10 |  |  |  |  | R-454B | 4 | Residential & Commercial | USHP | Ducted CEE Tier 1
215934861 | Central HP <5.4 tons | KEEPRITE | HRCU-A-CB (Split System: Heat Pump with Remote Outdoor Unit-Air-Source) | C5H3V36*K*AAA* |  |  | EVM5X44M21A*+WALLCON | *80CTL1102120B* | 35600 | 22 | 8.5 | 38000 | 28400 | 74.74% | 2.02 | 0 | 12.5 |  |  |  |  | R-454B | 2.9667 | Residential & Commercial | USHP | Ducted CEE Tier 1
215934711 | Central HP <5.4 tons | KEEPRITE | HRCU-A-CB (Split System: Heat Pump with Remote Outdoor Unit-Air-Source) | C5H3V36*K*AAA* |  |  | EVM5X32M17A*+WALLCON | *96CTN0601714B* | 35200 | 21 | 8.5 | 38000 | 28000 | 73.68% | 2.06 | 0 | 11.7 |  |  |  |  | R-454B | 2.9333 | Residential & Commercial | USHP | Ducted CEE Tier 1
216678488 | Central HP <5.4 tons | BRYANT HEATING AND COOLING SYSTEMS | HRCU-A-CB (Split System: Heat Pump with Remote Outdoor Unit-Air-Source) | 37MURAQ24AA3 |  |  | CAA**3721AM* | OVMAAB042112 | 25200 | 15.2 | 9 | 23600 | 19300 | 81.78% | 2.06 | 0 | 10 |  |  |  |  | R-454B | 2.1 | Residential & Commercial | USHP | Ducted CEE Tier 1
215935071 | Central HP <5.4 tons | KEEPRITE | HRCU-A-CB (Split System: Heat Pump with Remote Outdoor Unit-Air-Source) | C5H3V36*K*AAA* |  |  | EVM5X49M21A*+WALLCON | *95CSU0802120B* | 35600 | 21.5 | 8.5 | 38000 | 28600 | 75.26% | 2.02 | 0 | 12 |  |  |  |  | R-454B | 2.9667 | Residential & Commercial | USHP | Ducted CEE Tier 1
215942527 | Central HP <5.4 tons | KEEPRITE | HRCU-A-CB (Split System: Heat Pump with Remote Outdoor Unit-Air-Source) | C5H3V36*K*AAA* |  |  | EVD5X61M21A*+WALLCON | *97CMN0802120B* | 35800 | 22 | 8.5 | 37400 | 28200 | 75.4% | 2.04 | 0 | 12.5 |  |  |  |  | R-454B | 2.9833 | Residential & Commercial | USHP | Ducted CEE Tier 1
213772963 | Central HP <5.4 tons | KENMORE | HRCU-A-CB (Split System: Heat Pump with Remote Outdoor Unit-Air-Source) | (C,H,T)VH825GKA3* |  |  | EA*4X36L17A*+WALLCON | *80CTL0701716B* | 23600 | 16.5 | 8.1 | 21400 | 16700 | 78.04% | 1.92 | 0 | 10.5 |  |  |  |  | R-410A | 1.9667 | Residential & Commercial | USHP | Ducted CEE Tier 1
215941391 | Central HP <5.4 tons | KEEPRITE | HRCU-A-CB (Split System: Heat Pump with Remote Outdoor Unit-Air-Source) | C5H3V48*K*AAA* |  |  | EVM5X60M21A*+WALLCON | *96CTN0802120B* | 45500 | 20.5 | 8.1 | 53000 | 38500 | 72.64% | 1.95 | 0 | 11 |  |  |  |  | R-454B | 3.7917 | Residential & Commercial | USHP | Ducted CEE Tier 1
215934891 | Central HP <5.4 tons | KEEPRITE | HRCU-A-CB (Split System: Heat Pump with Remote Outdoor Unit-Air-Source) | C5H3V36*K*AAA* |  |  | EVM5X44M21A*+WALLCON | *95CSU1002122B* | 35600 | 22 | 8.5 | 38000 | 28400 | 74.74% | 2.02 | 0 | 12.5 |  |  |  |  | R-454B | 2.9667 | Residential & Commercial | USHP | Ducted CEE Tier 1
215933891 | Central HP <5.4 tons | KEEPRITE | HRCU-A-CB (Split System: Heat Pump with Remote Outdoor Unit-Air-Source) | C5H3V36*K*AAA* |  |  | ESH5X60M12A*+WALLCON | *97CMN0802120B* | 34200 | 19.5 | 9 | 34400 | 26000 | 75.58% | 1.94 | 0 | 11.7 |  |  |  |  | R-454B | 2.85 | Residential & Commercial | USHP | Ducted CEE Tier 1
216783494 | Central HP <5.4 tons | CHAMPION HEATING AND COOLING | HRCU-A-CB (Split System: Heat Pump with Remote Outdoor Unit-Air-Source) | HH824E2S11 |  |  | CTF36B5ADS1 | Z8ES100B12LMPS1 | 23000 | 19 | 9.5 | 23000 | 18800 | 81.74% | 2 | 0 | 12 |  |  |  |  | R-454B | 1.9167 | Residential & Commercial | USHP | Ducted CEE Tier 1
206773651 | Central HP <5.4 tons | BRYANT HEATING AND COOLING SYSTEMS | HRCU-A-CB (Split System: Heat Pump with Remote Outdoor Unit-Air-Source) | 288BNV037*0**B* |  |  | CSPH*4212AL*+UI | 935CA60080C21*** | 32600 | 17 | 8.1 | 33000 | 24800 | 75.15% | 1.96 | 11.5 | 11 |  |  |  |  | R-410A | 2.7167 | Residential & Commercial | USHP | Ducted CEE Tier 1
214242833 | Central HP <5.4 tons | KENMORE | HRCU-A-CB (Split System: Heat Pump with Remote Outdoor Unit-Air-Source) | (C,H,T)VH825GKA2* |  |  | EN(A,D)4X36L21**+WALLCON | *96CTN0601714B* | 23400 | 16 | 8.1 | 21600 | 16800 | 77.78% | 1.9 | 0 | 10.5 |  |  |  |  | R-410A | 1.95 | Residential & Commercial | USHP | Ducted CEE Tier 1
214242703 | Central HP <5.4 tons | KENMORE | HRCU-A-CB (Split System: Heat Pump with Remote Outdoor Unit-Air-Source) | (C,H,T)VH825GKA2* |  |  | EN(A,D,W)4X36L17**+WALLCON | *97CMN0801714B* | 23400 | 16.5 | 8.1 | 21600 | 16700 | 77.31% | 1.92 | 0 | 10.5 |  |  |  |  | R-410A | 1.95 | Residential & Commercial | USHP | Ducted CEE Tier 1
214242733 | Central HP <5.4 tons | KENMORE | HRCU-A-CB (Split System: Heat Pump with Remote Outdoor Unit-Air-Source) | (C,H,T)VH825GKA2* |  |  | EN(A,D,W)4X36L17**+WALLCON | *96CTN0801714B* | 23400 | 16.5 | 8.1 | 21600 | 16700 | 77.31% | 1.92 | 0 | 11 |  |  |  |  | R-410A | 1.95 | Residential & Commercial | USHP | Ducted CEE Tier 1
216734658 | Central HP <5.4 tons | KEEPRITE | HRCU-A-CB (Split System: Heat Pump with Remote Outdoor Unit-Air-Source) | D5CUHAH24AAK |  |  | EA*5X36M17A* | *96MSN0601412A* | 22400 | 15.5 | 8.1 | 20800 | 18800 | 90.38% | 1.9 | 0 | 10.5 |  |  |  |  | R-454B | 1.8667 | Residential & Commercial | USHP | Ducted CEE Tier 1
216734717 | Central HP <5.4 tons | KEEPRITE | HRCU-A-CB (Split System: Heat Pump with Remote Outdoor Unit-Air-Source) | D5CUHAH24AAK |  |  | EA*5X36M17A* | *96VSN0601716B* | 22400 | 16 | 8.5 | 20800 | 18700 | 89.9% | 1.96 | 0 | 10.5 |  |  |  |  | R-454B | 1.8667 | Residential & Commercial | USHP | Ducted CEE Tier 1
216734344 | Central HP <5.4 tons | KEEPRITE | HRCU-A-CB (Split System: Heat Pump with Remote Outdoor Unit-Air-Source) | D5CUHAH24AAK |  |  | EA*5X36M17A* | *80CSU0401712A* | 23000 | 17 | 8.5 | 21200 | 18900 | 89.15% | 1.94 | 0 | 11 |  |  |  |  | R-454B | 1.9167 | Residential & Commercial | USHP | Ducted CEE Tier 1
216734383 | Central HP <5.4 tons | KEEPRITE | HRCU-A-CB (Split System: Heat Pump with Remote Outdoor Unit-Air-Source) | D5CUHAH24AAK |  |  | EA*5X36M17A* | *80MS(N,L)0701412A* | 22400 | 16.5 | 8.5 | 20800 | 18700 | 89.9% | 1.96 | 0 | 11 |  |  |  |  | R-454B | 1.8667 | Residential & Commercial | USHP | Ducted CEE Tier 1
216634546 | Central HP <5.4 tons | ACIQ | HRCU-A-CB (Split System: Heat Pump with Remote Outdoor Unit-Air-Source) | H5H0V48*K*AAA* |  |  | EVD5X48M21A*+WALLCON | *80CSU0401712B* | 47000 | 18 | 9 | 50000 | 36400 | 72.8% | 2.02 | 0 | 9.5 |  |  |  |  | R-454B | 3.9167 | Residential & Commercial | USHP
216634549 | Central HP <5.4 tons | ACIQ | HRCU-A-CB (Split System: Heat Pump with Remote Outdoor Unit-Air-Source) | H5H0V48*K*AAA* |  |  | EVD5X48M21A*+WALLCON | *80CSU1002120B* | 47000 | 18 | 9 | 50000 | 36400 | 72.8% | 2.02 | 0 | 9.5 |  |  |  |  | R-454B | 3.9167 | Residential & Commercial | USHP
216733710 | Central HP <5.4 tons | KEEPRITE | HRCU-A-CB (Split System: Heat Pump with Remote Outdoor Unit-Air-Source) | D5CUHAH24AAK |  |  | EA*5X30M14A* | *80VTL0451412B* | 22000 | 16 | 8.1 | 20800 | 18700 | 89.9% | 1.85 | 0 | 10.5 |  |  |  |  | R-454B | 1.8333 | Residential & Commercial | USHP | Ducted CEE Tier 1
206133295 | Central HP <5.4 tons | BRYANT HEATING AND COOLING SYSTEMS | HRCU-A-CB (Split System: Heat Pump with Remote Outdoor Unit-Air-Source) | 288BNV025*0**B* |  |  | CAP**2417AL*+UI | 83*CA36040C17*** | 23200 | 16.5 | 8.1 | 22000 | 16800 | 76.36% | 1.9 | 11 | 10.5 |  |  |  |  | R-410A | 1.9333 | Residential & Commercial | USHP | Ducted CEE Tier 1
206133345 | Central HP <5.4 tons | BRYANT HEATING AND COOLING SYSTEMS | HRCU-A-CB (Split System: Heat Pump with Remote Outdoor Unit-Air-Source) | 288BNV025*0**B* |  |  | CAP**3017AL*+UI | 83*CA48060C17*** | 23400 | 16.5 | 8.1 | 21600 | 16700 | 77.31% | 1.92 | 11 | 10.5 |  |  |  |  | R-410A | 1.95 | Residential & Commercial | USHP | Ducted CEE Tier 1
206133647 | Central HP <5.4 tons | BRYANT HEATING AND COOLING SYSTEMS | HRCU-A-CB (Split System: Heat Pump with Remote Outdoor Unit-Air-Source) | 288BNV025*0**B* |  |  | CSPH*3012AL*+UI | 83*CA36040C17*** | 23800 | 16 | 8.1 | 21800 | 16800 | 77.06% | 1.98 | 11 | 10.5 |  |  |  |  | R-410A | 1.9833 | Residential & Commercial | USHP | Ducted CEE Tier 1
213607595 | Central HP <5.4 tons | KEEPRITE | HRCU-A-CB (Split System: Heat Pump with Remote Outdoor Unit-Air-Source) | DLCURAH18ABK |  |  | FTMA4X24L0B* | 0 | 18100 | 16.5 | 8.5 | 18200 | 18200 | 100% | 2.2 | 0 | 11 |  |  |  |  | R-410A | 1.5083 | Residential & Commercial | USHP | Ducted CEE Tier 1
211262033 | Central HP <5.4 tons | KEEPRITE | HRCU-A-CB (Split System: Heat Pump with Remote Outdoor Unit-Air-Source) | DLCURAH18ABK |  |  | EA*4X30L17A* | *80ES(N,L)0451712A* | 18000 | 16 | 8.5 | 18500 | 18500 | 100% | 2.22 | 0 | 10.5 |  |  |  |  | R-410A | 1.5 | Residential & Commercial | USHP | Ducted CEE Tier 1
214398298 | Central HP <5.4 tons | CHAMPION HEATING AND COOLING | HRCU-A-CB (Split System: Heat Pump with Remote Outdoor Unit-Air-Source) | HH860E2S11 |  |  | CTM60C5CGS1 | TM9Y100C20MP11 | 44500 | 17 | 9 | 46500 | 34800 | 74.84% | 2 | 0 | 11 |  |  |  |  | R-454B | 3.7083 | Residential & Commercial | USHP | Ducted CEE Tier 1
213492157 | Central HP <5.4 tons | PolarWave | HRCU-A-C (Split System: Heat Pump with Remote Outdoor Unit with No Indoor Fan --Air Source) | ACIQ-24-HPB |  |  | ACIQ-24-ACL-14 | 0 | 24000 | 16.1 | 9.8 | 25000 | 20000 | 80% | 2 | 0 | 10.7 |  |  |  |  | R-410A | 2 | Residential & Commercial | USHP | Ducted CEE Tier 1
214398548 | Central HP <5.4 tons | CHAMPION HEATING AND COOLING | HRCU-A-CB (Split System: Heat Pump with Remote Outdoor Unit-Air-Source) | HH836E2S11 |  |  | CTM36C5CDS1 | TL9E080C16UH11 | 34200 | 18 | 8.5 | 32600 | 26800 | 82.21% | 2 | 0 | 11 |  |  |  |  | R-454B | 2.85 | Residential & Commercial | USHP | Ducted CEE Tier 1
216734905 | Central HP <5.4 tons | KEEPRITE | HRCU-A-CB (Split System: Heat Pump with Remote Outdoor Unit-Air-Source) | D5CUHAH24AAK |  |  | EA*5X37M17A* | *80MS(N,L)0451412A* | 22800 | 16 | 8.5 | 20800 | 18500 | 88.94% | 1.98 | 0 | 11 |  |  |  |  | R-454B | 1.9 | Residential & Commercial | USHP | Ducted CEE Tier 1
216736128 | Central HP <5.4 tons | KEEPRITE | HRCU-A-CB (Split System: Heat Pump with Remote Outdoor Unit-Air-Source) | D5CUHAH24AAK |  |  | ESH5X24M12A* | *80CSU0401712A* | 23000 | 16 | 8.5 | 21400 | 19300 | 90.19% | 1.96 | 0 | 10.5 |  |  |  |  | R-454B | 1.9167 | Residential & Commercial | USHP | Ducted CEE Tier 1
216734404 | Central HP <5.4 tons | KEEPRITE | HRCU-A-CB (Split System: Heat Pump with Remote Outdoor Unit-Air-Source) | D5CUHAH24AAK |  |  | EA*5X36M17A* | *80MS(N,L)0701716A* | 22400 | 16 | 8.1 | 20800 | 18700 | 89.9% | 1.9 | 0 | 11 |  |  |  |  | R-454B | 1.8667 | Residential & Commercial | USHP | Ducted CEE Tier 1
216734604 | Central HP <5.4 tons | KEEPRITE | HRCU-A-CB (Split System: Heat Pump with Remote Outdoor Unit-Air-Source) | D5CUHAH24AAK |  |  | EA*5X36M17A* | *92MSN0601714A* | 22400 | 16 | 8.1 | 20800 | 18700 | 89.9% | 1.9 | 0 | 10.5 |  |  |  |  | R-454B | 1.8667 | Residential & Commercial | USHP | Ducted CEE Tier 1
213779172 | Central HP <5.4 tons | KEEPRITE | HRCU-A-CB (Split System: Heat Pump with Remote Outdoor Unit-Air-Source) | CVH837GKA** |  |  | EA*4X42L21A*+WALLCON | *96CTN1002122B* | 31800 | 17 | 8.1 | 32800 | 24400 | 74.39% | 1.88 | 0 | 11 |  |  |  |  | R-410A | 2.65 | Residential & Commercial | USHP | Ducted CEE Tier 1
204299052 | Central HP <5.4 tons | KEEPRITE | HRCU-A-CB (Split System: Heat Pump with Remote Outdoor Unit-Air-Source) | CVH837GKA** |  |  | EA*4X42L21A*+WALLCON | *97CMN0602120A* | 31600 | 17 | 8.1 | 33400 | 24800 | 74.25% | 1.86 | 11 | 11 |  |  |  |  | R-410A | 2.6333 | Residential & Commercial | USHP | Ducted CEE Tier 1
214242333 | Central HP <5.4 tons | KENMORE | HRCU-A-CB (Split System: Heat Pump with Remote Outdoor Unit-Air-Source) | (C,H,T)VH825GKA3* |  |  | EN(A,D)4X48L24**+WALLCON | *80CTL0902120B* | 24200 | 17 | 8.1 | 21200 | 16600 | 78.3% | 2 | 0 | 11 |  |  |  |  | R-410A | 2.0167 | Residential & Commercial | USHP | Ducted CEE Tier 1
216633961 | Central HP <5.4 tons | ACIQ | HRCU-A-CB (Split System: Heat Pump with Remote Outdoor Unit-Air-Source) | H5H0V48*K*AAA* |  |  | EVD5X48M24A*+WALLCON | *97CMN0802120B* | 47000 | 18.5 | 9 | 50000 | 36400 | 72.8% | 2 | 0 | 10 |  |  |  |  | R-454B | 3.9167 | Residential & Commercial | USHP | Ducted CEE Tier 1
215935232 | Central HP <5.4 tons | KENMORE | HRCU-A-CB (Split System: Heat Pump with Remote Outdoor Unit-Air-Source) | (C,H,T)5H3V36*K*AAA* |  |  | EVM5X60M21A*+WALLCON | *80CTL1102120B* | 35600 | 22 | 8.5 | 38000 | 28400 | 74.74% | 2.02 | 0 | 12.5 |  |  |  |  | R-454B | 2.9667 | Residential & Commercial | USHP | Ducted CEE Tier 1
214241633 | Central HP <5.4 tons | KENMORE | HRCU-A-CB (Split System: Heat Pump with Remote Outdoor Unit-Air-Source) | (C,H,T)VH825GKA3* |  |  | EN(A,D)4X24L17**+WALLCON | *96CTN0601714B* | 23200 | 15.5 | 8.1 | 22200 | 16900 | 76.13% | 1.9 | 0 | 10.5 |  |  |  |  | R-410A | 1.9333 | Residential & Commercial | USHP | Ducted CEE Tier 1
214056542 | Central HP <5.4 tons | GSI | HRCU-A-C (Split System: Heat Pump with Remote Outdoor Unit with No Indoor Fan --Air Source) | SOE31U-36HFN1-M |  |  | SVB-36B23T4N1 | 0 | 35000 | 15.5 | 8.6 | 38000 | 31600 | 83.16% | 1.85 | 0 | 10 |  |  |  |  | R-410A | 2.9167 | Residential & Commercial | USHP | Ducted CEE Tier 1
214241833 | Central HP <5.4 tons | KENMORE | HRCU-A-CB (Split System: Heat Pump with Remote Outdoor Unit-Air-Source) | (C,H,T)VH825GKA3* |  |  | EN(A,D,W)4X36L17**+WALLCON | *97CMN0801714B* | 23400 | 16.5 | 8.1 | 21600 | 16700 | 77.31% | 1.9 | 0 | 10.5 |  |  |  |  | R-410A | 1.95 | Residential & Commercial | USHP | Ducted CEE Tier 1
214240011 | Central HP <5.4 tons | KENMORE | HRCU-A-CB (Split System: Heat Pump with Remote Outdoor Unit-Air-Source) | (C,H,T)VH837GKA** |  |  | EN(A,D)4X48L24**+WALLCON | *97CMN1202422B* | 32400 | 17 | 8.1 | 32800 | 24600 | 75% | 1.94 | 0 | 11.5 |  |  |  |  | R-410A | 2.7 | Residential & Commercial | USHP | Ducted CEE Tier 1
214239391 | Central HP <5.4 tons | KENMORE | HRCU-A-CB (Split System: Heat Pump with Remote Outdoor Unit-Air-Source) | (C,H,T)VH837GKA2* |  |  | EN(A,D,W)4X60L24**+WALLCON | *97CMN1002122B* | 32800 | 17.5 | 8.1 | 32200 | 24600 | 76.4% | 1.96 | 0 | 12 |  |  |  |  | R-410A | 2.7333 | Residential & Commercial | USHP | Ducted CEE Tier 1
214239041 | Central HP <5.4 tons | KENMORE | HRCU-A-CB (Split System: Heat Pump with Remote Outdoor Unit-Air-Source) | (C,H,T)VH837GKA2* |  |  | END4X42L17**+WALLCON | *96CTN0801714B* | 32000 | 16.5 | 8.1 | 33000 | 24800 | 75.15% | 1.9 | 0 | 11 |  |  |  |  | R-410A | 2.6667 | Residential & Commercial | USHP | Ducted CEE Tier 1
215941121 | Central HP <5.4 tons | KEEPRITE | HRCU-A-CB (Split System: Heat Pump with Remote Outdoor Unit-Air-Source) | C5H3V48*K*AAA* |  |  | EA*5X61M24A*+WALLCON | *97CTN1002122A* | 45500 | 21.5 | 9.5 | 48500 | 36800 | 75.88% | 2 | 0 | 11 |  |  |  |  | R-454B | 3.7917 | Residential & Commercial | USHP | Ducted CEE Tier 1
215934921 | Central HP <5.4 tons | KEEPRITE | HRCU-A-CB (Split System: Heat Pump with Remote Outdoor Unit-Air-Source) | C5H3V36*K*AAA* |  |  | EVM5X44M21A*+WALLCON | *97CMN0802120B* | 35600 | 21.5 | 8.5 | 38000 | 28600 | 75.26% | 2.02 | 0 | 12 |  |  |  |  | R-454B | 2.9667 | Residential & Commercial | USHP | Ducted CEE Tier 1
215934771 | Central HP <5.4 tons | KEEPRITE | HRCU-A-CB (Split System: Heat Pump with Remote Outdoor Unit-Air-Source) | C5H3V36*K*AAA* |  |  | EVM5X43M21A*+WALLCON | *96CTN0601714B* | 34600 | 20.5 | 8.5 | 38000 | 27600 | 72.63% | 2.06 | 0 | 11.5 |  |  |  |  | R-454B | 2.8833 | Residential & Commercial | USHP | Ducted CEE Tier 1
215933971 | Central HP <5.4 tons | KEEPRITE | HRCU-A-CB (Split System: Heat Pump with Remote Outdoor Unit-Air-Source) | C5H3V36*K*AAA* |  |  | FCMA5B60L0D*+WALLCON | 0 | 35000 | 22 | 9.5 | 33400 | 25200 | 75.45% | 2.08 | 0 | 13 |  |  |  |  | R-454B | 2.9167 | Residential & Commercial | USHP | Ducted CEE Tier 1
215934371 | Central HP <5.4 tons | KEEPRITE | HRCU-A-CB (Split System: Heat Pump with Remote Outdoor Unit-Air-Source) | C5H3V48*K*AAA* |  |  | EA*5X61M24A*+WALLCON | *97CMN0602120B* | 44500 | 20.5 | 9.5 | 48500 | 37400 | 77.11% | 2 | 0 | 10.5 |  |  |  |  | R-454B | 3.7083 | Residential & Commercial | USHP | Ducted CEE Tier 1
215934521 | Central HP <5.4 tons | KEEPRITE | HRCU-A-CB (Split System: Heat Pump with Remote Outdoor Unit-Air-Source) | C5H3V48*K*AAA* |  |  | ESH5X48M12A*+WALLCON | *96CTN0801714B* | 43000 | 19.5 | 8.5 | 49000 | 35400 | 72.24% | 1.8 | 0 | 11 |  |  |  |  | R-454B | 3.5833 | Residential & Commercial | USHP | Ducted CEE Tier 1
206136321 | Central HP <5.4 tons | BRYANT HEATING AND COOLING SYSTEMS | HRCU-A-CB (Split System: Heat Pump with Remote Outdoor Unit-Air-Source) | 288BNV037*0**A* |  |  | CSPH*3612AL*+UI | 935CA66100C21*** | 32200 | 16.5 | 8.1 | 33200 | 24600 | 74.1% | 1.94 | 11.5 | 11 |  |  |  |  | R-410A | 2.6833 | Residential & Commercial | USHP | Ducted CEE Tier 1
206136351 | Central HP <5.4 tons | BRYANT HEATING AND COOLING SYSTEMS | HRCU-A-CB (Split System: Heat Pump with Remote Outdoor Unit-Air-Source) | 288BNV037*0**A* |  |  | CSPH*4812AL*+UI | 935CA60080C21*** | 32600 | 17 | 8.1 | 33000 | 24800 | 75.15% | 1.98 | 11.5 | 11 |  |  |  |  | R-410A | 2.7167 | Residential & Commercial | USHP | Ducted CEE Tier 1
211261798 | Central HP <5.4 tons | KEEPRITE | HRCU-A-CB (Split System: Heat Pump with Remote Outdoor Unit-Air-Source) | DLCURAH18ABK |  |  | EA*4X30L17A* | *96VTN0401712A* | 17900 | 15.5 | 8.5 | 18500 | 18500 | 100% | 2.22 | 0 | 10.5 |  |  |  |  | R-410A | 1.4917 | Residential & Commercial | USHP | Ducted CEE Tier 1
211261851 | Central HP <5.4 tons | KEEPRITE | HRCU-A-CB (Split System: Heat Pump with Remote Outdoor Unit-Air-Source) | DLCURAH18ABK |  |  | EA*4X30L17A* | *95ESN0401410A* | 17900 | 15.5 | 8.5 | 18500 | 18500 | 100% | 2.22 | 0 | 10.5 |  |  |  |  | R-410A | 1.4917 | Residential & Commercial | USHP | Ducted CEE Tier 1
216733661 | Central HP <5.4 tons | KEEPRITE | HRCU-A-CB (Split System: Heat Pump with Remote Outdoor Unit-Air-Source) | D5CUHAH24AAK |  |  | EA*5X30M14A* | *80MS(N,L)0451412A* | 22200 | 16 | 8.1 | 20800 | 18800 | 90.38% | 1.85 | 0 | 10.5 |  |  |  |  | R-454B | 1.85 | Residential & Commercial | USHP | Ducted CEE Tier 1
214398726 | Central HP <5.4 tons | CHAMPION HEATING AND COOLING | HRCU-A-CB (Split System: Heat Pump with Remote Outdoor Unit-Air-Source) | HH860E2S11 |  |  | CTM60D5CGS1 | TM9V120D20MP12 | 44000 | 18 | 9 | 44000 | 33400 | 75.91% | 2 | 0 | 11.7 |  |  |  |  | R-454B | 3.6667 | Residential & Commercial | USHP | Ducted CEE Tier 1
216374613 | Central HP <5.4 tons | CHAMPION HEATING AND COOLING | HRCU-A-CB (Split System: Heat Pump with Remote Outdoor Unit-Air-Source) | HH860E2S11 |  |  | CTU60C5XGS1+TXV | Z9ET100C16SMPS1 | 44500 | 19 | 9 | 45500 | 33200 | 72.97% | 2 | 0 | 11 |  |  |  |  | R-454B | 3.7083 | Residential & Commercial | USHP | Ducted CEE Tier 1
214779600 | Central HP <5.4 tons | CHAMPION HEATING AND COOLING | HRCU-A-CB (Split System: Heat Pump with Remote Outdoor Unit-Air-Source) | HMH72B341 |  |  | XAHC36DBCN1 | Z9ES080C16SMPS1 | 33200 | 17 | 8.5 | 32000 | 22400 | 70% | 1.8 | 0 | 10 |  |  |  |  | R-410A | 2.7667 | Residential & Commercial | USHP | Ducted CEE Tier 1
214398679 | Central HP <5.4 tons | CHAMPION HEATING AND COOLING | HRCU-A-CB (Split System: Heat Pump with Remote Outdoor Unit-Air-Source) | HH860E2S11 |  |  | CTM60C5CGS1 | TM9E100C20MP12 | 44500 | 17 | 9 | 45000 | 33800 | 75.11% | 2 | 0 | 11.7 |  |  |  |  | R-454B | 3.7083 | Residential & Commercial | USHP | Ducted CEE Tier 1
214398714 | Central HP <5.4 tons | CHAMPION HEATING AND COOLING | HRCU-A-CB (Split System: Heat Pump with Remote Outdoor Unit-Air-Source) | HH860E2S11 |  |  | CTF60C5CGS1 | TP9C100C20MP13 | 44000 | 18 | 9 | 45000 | 33800 | 75.11% | 2 | 0 | 11 |  |  |  |  | R-454B | 3.6667 | Residential & Commercial | USHP | Ducted CEE Tier 1
206771559 | Central HP <5.4 tons | BRYANT HEATING AND COOLING SYSTEMS | HRCU-A-CB (Split System: Heat Pump with Remote Outdoor Unit-Air-Source) | 288BNV037*0**B* |  |  | CAP**4224AL*+UI | 987MB66100C21*** | 31800 | 17.5 | 8.1 | 33000 | 24400 | 73.94% | 1.9 | 12 | 11.5 |  |  |  |  | R-410A | 2.65 | Residential & Commercial | USHP | Ducted CEE Tier 1
206771910 | Central HP <5.4 tons | BRYANT HEATING AND COOLING SYSTEMS | HRCU-A-CB (Split System: Heat Pump with Remote Outdoor Unit-Air-Source) | 288BNV037*0**B* |  |  | CAP**4824AL*+UI | 986TC66120C24*** | 32400 | 17.5 | 8.5 | 32400 | 24800 | 76.54% | 2 | 12 | 11.7 |  |  |  |  | R-410A | 2.7 | Residential & Commercial | USHP | Ducted CEE Tier 1
214397759 | Central HP <5.4 tons | CHAMPION HEATING AND COOLING | HRCU-A-CB (Split System: Heat Pump with Remote Outdoor Unit-Air-Source) | HH836E2S11 |  |  | CTF36C5CDS1 | TPLC080C16MP13 | 34000 | 18 | 8.5 | 31600 | 26000 | 82.28% | 2 | 0 | 11 |  |  |  |  | R-454B | 2.8333 | Residential & Commercial | USHP | Ducted CEE Tier 1
214397795 | Central HP <5.4 tons | CHAMPION HEATING AND COOLING | HRCU-A-CB (Split System: Heat Pump with Remote Outdoor Unit-Air-Source) | HH836E2S11 |  |  | CTM48C5CFS1+JME12C2SN1 | 0 | 34000 | 19 | 9 | 31400 | 25200 | 80.25% | 2 | 0 | 11.7 |  |  |  |  | R-454B | 2.8333 | Residential & Commercial | USHP | Ducted CEE Tier 1
215932822 | Central HP <5.4 tons | KENMORE | HRCU-A-CB (Split System: Heat Pump with Remote Outdoor Unit-Air-Source) | (C,H,T)5H3V36*K*AAA* |  |  | EA*5X61M21A*+WALLCON | *96CTN0601714B* | 34000 | 20 | 9.4 | 33800 | 25600 | 75.74% | 2.05 | 0 | 11 |  |  |  |  | R-454B | 2.8333 | Residential & Commercial | USHP | Ducted CEE Tier 1
215932502 | Central HP <5.4 tons | KENMORE | HRCU-A-CB (Split System: Heat Pump with Remote Outdoor Unit-Air-Source) | (C,H,T)5H3V36*K*AAA* |  |  | EA*5X48M21A*+WALLCON | *97CMN0802120B* | 33400 | 20 | 9.5 | 34600 | 26400 | 76.3% | 2.02 | 0 | 11.5 |  |  |  |  | R-454B | 2.7833 | Residential & Commercial | USHP | Ducted CEE Tier 1
215932552 | Central HP <5.4 tons | KENMORE | HRCU-A-CB (Split System: Heat Pump with Remote Outdoor Unit-Air-Source) | (C,H,T)5H3V36*K*AAA* |  |  | EA*5X60M24A*+WALLCON | *80CTL0902120B* | 34000 | 20.5 | 9.5 | 34000 | 25800 | 75.88% | 2.06 | 0 | 12 |  |  |  |  | R-454B | 2.8333 | Residential & Commercial | USHP | Ducted CEE Tier 1
215932252 | Central HP <5.4 tons | KENMORE | HRCU-A-CB (Split System: Heat Pump with Remote Outdoor Unit-Air-Source) | (C,H,T)5H3V36*K*AAA* |  |  | EA*5X42M21A*+WALLCON | *80CTL0901716B* | 32600 | 20 | 9.5 | 35000 | 26800 | 76.57% | 2.02 | 0 | 11 |  |  |  |  | R-454B | 2.7167 | Residential & Commercial | USHP | Ducted CEE Tier 1
215935051 | Central HP <5.4 tons | KEEPRITE | HRCU-A-CB (Split System: Heat Pump with Remote Outdoor Unit-Air-Source) | C5H3V36*K*AAA* |  |  | EVM5X49M21A*+WALLCON | *80CTL1102120B* | 35600 | 22 | 8.5 | 38000 | 28400 | 74.74% | 2.02 | 0 | 12.5 |  |  |  |  | R-454B | 2.9667 | Residential & Commercial | USHP | Ducted CEE Tier 1
206765546 | Central HP <5.4 tons | BRYANT HEATING AND COOLING SYSTEMS | HRCU-A-CB (Split System: Heat Pump with Remote Outdoor Unit-Air-Source) | 288BNV025*0**C* |  |  | CAP**2517AL*+UI | 88*TA36070C14*** | 24400 | 17.5 | 8.5 | 21200 | 16600 | 78.3% | 2.02 | 11 | 11.5 |  |  |  |  | R-410A | 2.0333 | Residential & Commercial | USHP | Ducted CEE Tier 1
214397489 | Central HP <5.4 tons | CHAMPION HEATING AND COOLING | HRCU-A-CB (Split System: Heat Pump with Remote Outdoor Unit-Air-Source) | HH860E2S11 |  |  | CTF60C5CGS1 | TL8E080C16UH11 | 44000 | 18 | 9 | 44500 | 33600 | 75.51% | 2 | 0 | 11.7 |  |  |  |  | R-454B | 3.6667 | Residential & Commercial | USHP | Ducted CEE Tier 1
214397921 | Central HP <5.4 tons | CHAMPION HEATING AND COOLING | HRCU-A-CB (Split System: Heat Pump with Remote Outdoor Unit-Air-Source) | HH860E2S11 |  |  | CTF60D5CGS1 | TM9E120D20MP12 | 45000 | 17 | 9 | 47000 | 35000 | 74.47% | 2 | 0 | 11 |  |  |  |  | R-454B | 3.75 | Residential & Commercial | USHP | Ducted CEE Tier 1
214398355 | Central HP <5.4 tons | CHAMPION HEATING AND COOLING | HRCU-A-CB (Split System: Heat Pump with Remote Outdoor Unit-Air-Source) | HH824E2S11 |  |  | CTF30A5ADS1 | TL8E060A12UH11 | 23000 | 18 | 9.5 | 23000 | 18700 | 81.3% | 2 | 0 | 12 |  |  |  |  | R-454B | 1.9167 | Residential & Commercial | USHP | Ducted CEE Tier 1
214397946 | Central HP <5.4 tons | CHAMPION HEATING AND COOLING | HRCU-A-CB (Split System: Heat Pump with Remote Outdoor Unit-Air-Source) | HH824E2S11 |  |  | CTF30A5ADS1 | TMLE040A12MP11 | 23000 | 18 | 9.5 | 23000 | 18500 | 80.43% | 2 | 0 | 12 |  |  |  |  | R-454B | 1.9167 | Residential & Commercial | USHP | Ducted CEE Tier 1
215935331 | Central HP <5.4 tons | KEEPRITE | HRCU-A-CB (Split System: Heat Pump with Remote Outdoor Unit-Air-Source) | C5H3V36*K*AAA* |  |  | EVM5X60M24A*+WALLCON | *80CSU1002120A* | 35400 | 21.5 | 8.5 | 38000 | 28600 | 75.26% | 2.02 | 0 | 12 |  |  |  |  | R-454B | 2.95 | Residential & Commercial | USHP | Ducted CEE Tier 1
216634599 | Central HP <5.4 tons | ACIQ | HRCU-A-CB (Split System: Heat Pump with Remote Outdoor Unit-Air-Source) | H5H0V60*K*AAA* |  |  | EA*5X61M21A*+WALLCON | *80CSU0401712B* | 55500 | 18 | 8.5 | 58500 | 41000 | 70.09% | 2.04 | 0 | 9 |  |  |  |  | R-454B | 4.625 | Residential & Commercial | USHP
216634097 | Central HP <5.4 tons | ACIQ | HRCU-A-CB (Split System: Heat Pump with Remote Outdoor Unit-Air-Source) | H5H0V60*K*AAA* |  |  | EVD5X61M21A*+WALLCON | *97CMN0602120B* | 56000 | 17.5 | 9 | 65000 | 46000 | 70.77% | 2.06 | 0 | 8.5 |  |  |  |  | R-454B | 4.6667 | Residential & Commercial | USHP
216634112 | Central HP <5.4 tons | ACIQ | HRCU-A-CB (Split System: Heat Pump with Remote Outdoor Unit-Air-Source) | H5H0V60*K*AAA* |  |  | EA*5X60M24A*+WALLCON | *80CTL0702120B* | 54500 | 18 | 8.5 | 59500 | 42000 | 70.59% | 1.88 | 0 | 8.5 |  |  |  |  | R-454B | 4.5417 | Residential & Commercial | USHP
216634115 | Central HP <5.4 tons | ACIQ | HRCU-A-CB (Split System: Heat Pump with Remote Outdoor Unit-Air-Source) | H5H0V60*K*AAA* |  |  | EA*5X60M24A*+WALLCON | *80CTL1352422B* | 55500 | 18.5 | 9 | 59000 | 41500 | 70.34% | 2.02 | 0 | 9 |  |  |  |  | R-454B | 4.625 | Residential & Commercial | USHP
211261600 | Central HP <5.4 tons | KEEPRITE | HRCU-A-CB (Split System: Heat Pump with Remote Outdoor Unit-Air-Source) | DLCURAH18ABK |  |  | EA*4X30L17A* | *96VSN0401712A* | 17900 | 15.5 | 8.5 | 18500 | 18500 | 100% | 2.22 | 0 | 10.5 |  |  |  |  | R-410A | 1.4917 | Residential & Commercial | USHP | Ducted CEE Tier 1
211261216 | Central HP <5.4 tons | KEEPRITE | HRCU-A-CB (Split System: Heat Pump with Remote Outdoor Unit-Air-Source) | DLCURAH18ABK |  |  | EA*4X25L17A* | OLV098A12* | 18600 | 16 | 8.5 | 18600 | 17400 | 93.55% | 2.12 | 0 | 11 |  |  |  |  | R-410A | 1.55 | Residential & Commercial | USHP | Ducted CEE Tier 1
211260945 | Central HP <5.4 tons | KEEPRITE | HRCU-A-CB (Split System: Heat Pump with Remote Outdoor Unit-Air-Source) | DLCURAH18ABK |  |  | EA*4X25L17A* | *96VTN0601412A* | 18500 | 16 | 8.5 | 18300 | 17400 | 95.08% | 2.12 | 0 | 11 |  |  |  |  | R-410A | 1.5417 | Residential & Commercial | USHP | Ducted CEE Tier 1
211260528 | Central HP <5.4 tons | KEEPRITE | HRCU-A-CB (Split System: Heat Pump with Remote Outdoor Unit-Air-Source) | DLCURAH18ABK |  |  | EA*4X24L17A* | *96VTN0601714A* | 17600 | 15.5 | 8.5 | 18600 | 19100 | 102.7% | 2.3 | 0 | 10.5 |  |  |  |  | R-410A | 1.4667 | Residential & Commercial | USHP | Ducted CEE Tier 1
214243002 | Central HP <5.4 tons | KEEPRITE | HRCU-A-CB (Split System: Heat Pump with Remote Outdoor Unit-Air-Source) | CVH825GKA2* |  |  | EN(A,D,W)4X42L21**+WALLCON | *80CTL1102120B* | 23800 | 16.5 | 8.1 | 21400 | 16600 | 77.57% | 1.96 | 0 | 11 |  |  |  |  | R-410A | 1.9833 | Residential & Commercial | USHP | Ducted CEE Tier 1
216736390 | Central HP <5.4 tons | KEEPRITE | HRCU-A-CB (Split System: Heat Pump with Remote Outdoor Unit-Air-Source) | D5CUHAH24AAK |  |  | ESH5X24M12A* | *80CTL0701412B* | 22200 | 16 | 8.1 | 21000 | 18900 | 90% | 1.85 | 0 | 10.5 |  |  |  |  | R-454B | 1.85 | Residential & Commercial | USHP | Ducted CEE Tier 1
216736692 | Central HP <5.4 tons | KEEPRITE | HRCU-A-CB (Split System: Heat Pump with Remote Outdoor Unit-Air-Source) | D5CUHAH24AAK |  |  | ESH5X24M12A* | *96VSN0601716B* | 22400 | 15.2 | 8.1 | 21200 | 19100 | 90.09% | 1.85 | 0 | 10.5 |  |  |  |  | R-454B | 1.8667 | Residential & Commercial | USHP | Ducted CEE Tier 1
216736940 | Central HP <5.4 tons | KEEPRITE | HRCU-A-CB (Split System: Heat Pump with Remote Outdoor Unit-Air-Source) | D5CUHAH24AAK |  |  | ESH5X24M12A* | *97VTN1002120A* | 22400 | 15.5 | 8.1 | 21200 | 19100 | 90.09% | 1.85 | 0 | 10.5 |  |  |  |  | R-454B | 1.8667 | Residential & Commercial | USHP | Ducted CEE Tier 1
215934241 | Central HP <5.4 tons | KEEPRITE | HRCU-A-CB (Split System: Heat Pump with Remote Outdoor Unit-Air-Source) | C5H3V48*K*AAA* |  |  | EA*5X61M21A*+WALLCON | *97CMN0602120B* | 44500 | 20.5 | 9.4 | 49000 | 37400 | 76.33% | 2 | 0 | 10 |  |  |  |  | R-454B | 3.7083 | Residential & Commercial | USHP | Ducted CEE Tier 1
215934741 | Central HP <5.4 tons | KEEPRITE | HRCU-A-CB (Split System: Heat Pump with Remote Outdoor Unit-Air-Source) | C5H3V36*K*AAA* |  |  | EVM5X42M21A*+WALLCON | *97CMN0601714B* | 34000 | 20 | 8.1 | 38000 | 27000 | 71.05% | 2 | 0 | 11 |  |  |  |  | R-454B | 2.8333 | Residential & Commercial | USHP | Ducted CEE Tier 1
215934761 | Central HP <5.4 tons | KEEPRITE | HRCU-A-CB (Split System: Heat Pump with Remote Outdoor Unit-Air-Source) | C5H3V36*K*AAA* |  |  | EVM5X43M21A*+WALLCON | *97CMN0601714B* | 34400 | 20.5 | 8.5 | 38000 | 27600 | 72.63% | 2.08 | 0 | 11 |  |  |  |  | R-454B | 2.8667 | Residential & Commercial | USHP | Ducted CEE Tier 1
215933741 | Central HP <5.4 tons | KEEPRITE | HRCU-A-CB (Split System: Heat Pump with Remote Outdoor Unit-Air-Source) | C5H3V36*K*AAA* |  |  | ESH5X60M12A*+WALLCON | *80CSU1002120A* | 34200 | 19.5 | 9 | 34400 | 26200 | 76.16% | 1.96 | 0 | 11.7 |  |  |  |  | R-454B | 2.85 | Residential & Commercial | USHP | Ducted CEE Tier 1
215933841 | Central HP <5.4 tons | KEEPRITE | HRCU-A-CB (Split System: Heat Pump with Remote Outdoor Unit-Air-Source) | C5H3V36*K*AAA* |  |  | ESH5X60M12A*+WALLCON | *95CSU0802120B* | 34200 | 19.5 | 9 | 34400 | 26000 | 75.58% | 1.96 | 0 | 11.7 |  |  |  |  | R-454B | 2.85 | Residential & Commercial | USHP | Ducted CEE Tier 1
216633071 | Central HP <5.4 tons | ACIQ | HRCU-A-CB (Split System: Heat Pump with Remote Outdoor Unit-Air-Source) | H5H0V24*K*AAA* |  |  | EA*5X37M21A*+WALLCON | *80CSU0401712A* | 24000 | 18 | 9 | 23200 | 16300 | 70.26% | 2.02 | 0 | 10.5 |  |  |  |  | R-454B | 2 | Residential & Commercial | USHP | Ducted CEE Tier 1
216735247 | Central HP <5.4 tons | KEEPRITE | HRCU-A-CB (Split System: Heat Pump with Remote Outdoor Unit-Air-Source) | D5CUHAH24AAK |  |  | EA*5X37M17A* | *96VSN0601716B* | 22800 | 16 | 8.5 | 20600 | 18400 | 89.32% | 1.96 | 0 | 11 |  |  |  |  | R-454B | 1.9 | Residential & Commercial | USHP | Ducted CEE Tier 1
216735315 | Central HP <5.4 tons | KEEPRITE | HRCU-A-CB (Split System: Heat Pump with Remote Outdoor Unit-Air-Source) | D5CUHAH24AAK |  |  | EA*5X37M17A* | *96VTN0401410B* | 22600 | 15.5 | 8.1 | 20800 | 18500 | 88.94% | 1.85 | 0 | 10.5 |  |  |  |  | R-454B | 1.8833 | Residential & Commercial | USHP | Ducted CEE Tier 1
211264756 | Central HP <5.4 tons | BRYANT HEATING AND COOLING SYSTEMS | HRCU-A-CB (Split System: Heat Pump with Remote Outdoor Unit-Air-Source) | 38MURAQ18AB3* |  |  | FB4CNF018L | 0 | 17400 | 16 | 8.5 | 18300 | 19400 | 106% | 2.34 | 0 | 10.5 |  |  |  |  | R-410A | 1.45 | Residential & Commercial | USHP | Ducted CEE Tier 1
211264824 | Central HP <5.4 tons | BRYANT HEATING AND COOLING SYSTEMS | HRCU-A-CB (Split System: Heat Pump with Remote Outdoor Unit-Air-Source) | 38MURAQ18AB3* |  |  | FB4CNP024L | 0 | 17300 | 16 | 8.5 | 18200 | 19400 | 106.6% | 2.34 | 0 | 10.5 |  |  |  |  | R-410A | 1.4417 | Residential & Commercial | USHP | Ducted CEE Tier 1
216734916 | Central HP <5.4 tons | KEEPRITE | HRCU-A-CB (Split System: Heat Pump with Remote Outdoor Unit-Air-Source) | D5CUHAH24AAK |  |  | EA*5X37M17A* | *80MS(N,L)0451714A* | 22800 | 15.5 | 8.1 | 20800 | 18500 | 88.94% | 1.9 | 0 | 11 |  |  |  |  | R-454B | 1.9 | Residential & Commercial | USHP | Ducted CEE Tier 1
216734564 | Central HP <5.4 tons | KEEPRITE | HRCU-A-CB (Split System: Heat Pump with Remote Outdoor Unit-Air-Source) | D5CUHAH24AAK |  |  | EA*5X36M17A* | *97CMN0801714B* | 22200 | 16 | 8.1 | 20800 | 18600 | 89.42% | 1.85 | 0 | 10.5 |  |  |  |  | R-454B | 1.85 | Residential & Commercial | USHP | Ducted CEE Tier 1
206767033 | Central HP <5.4 tons | BRYANT HEATING AND COOLING SYSTEMS | HRCU-A-CB (Split System: Heat Pump with Remote Outdoor Unit-Air-Source) | 288BNV025*0**C* |  |  | CSPH*3612AL*+UI | 88*TA36070C14*** | 24000 | 16.5 | 8.1 | 21400 | 16600 | 77.57% | 2 | 11.5 | 11 |  |  |  |  | R-410A | 2 | Residential & Commercial | USHP | Ducted CEE Tier 1
206767114 | Central HP <5.4 tons | BRYANT HEATING AND COOLING SYSTEMS | HRCU-A-CB (Split System: Heat Pump with Remote Outdoor Unit-Air-Source) | 288BNV025*0**C* |  |  | CAP**3017AL*+UI | 83*CA48060C17*** | 23400 | 16.5 | 8.1 | 21600 | 16700 | 77.31% | 1.9 | 11 | 10.5 |  |  |  |  | R-410A | 1.95 | Residential & Commercial | USHP | Ducted CEE Tier 1
214876093 | Central HP <5.4 tons | CHAMPION HEATING AND COOLING | HRCU-A-CB (Split System: Heat Pump with Remote Outdoor Unit-Air-Source) | HMH72B341 |  |  | XAHC36DBCN1+JMC16C2SN1 | 0 | 34000 | 18.5 | 8.5 | 34000 | 23800 | 70% | 2 | 0 | 10 |  |  |  |  | R-410A | 2.8333 | Residential & Commercial | USHP | Ducted CEE Tier 1
206790024 | Central HP <5.4 tons | BRYANT HEATING AND COOLING SYSTEMS | HRCU-A-CB (Split System: Heat Pump with Remote Outdoor Unit-Air-Source) | 284ANV024*0**B* |  |  | CAP**3621AL*+UI | 987MB42060C17*** | 23200 | 19.5 | 10 | 26800 | 20000 | 74.63% | 2.38 | 13 | 12.5 |  |  |  |  | R-410A | 1.9333 | Residential & Commercial | USHP | Ducted CEE Tier 1
206790031 | Central HP <5.4 tons | BRYANT HEATING AND COOLING SYSTEMS | HRCU-A-CB (Split System: Heat Pump with Remote Outdoor Unit-Air-Source) | 284ANV024*0**B* |  |  | CAP**4221AL*+UI | 987MB42060C17*** | 23200 | 19.5 | 10.5 | 26800 | 20000 | 74.63% | 2.42 | 13 | 13 |  |  |  |  | R-410A | 1.9333 | Residential & Commercial | USHP | Ducted CEE Tier 1
215935332 | Central HP <5.4 tons | KENMORE | HRCU-A-CB (Split System: Heat Pump with Remote Outdoor Unit-Air-Source) | (C,H,T)5H3V36*K*AAA* |  |  | EVM5X60M24A*+WALLCON | *80CSU1002120A* | 35400 | 21.5 | 8.5 | 38000 | 28600 | 75.26% | 2.02 | 0 | 12 |  |  |  |  | R-454B | 2.95 | Residential & Commercial | USHP | Ducted CEE Tier 1
216634011 | Central HP <5.4 tons | ACIQ | HRCU-A-CB (Split System: Heat Pump with Remote Outdoor Unit-Air-Source) | H5H0V48*K*AAA* |  |  | EVD5X61M21A*+WALLCON | *80CTL1102120B* | 48500 | 19.5 | 9.5 | 50000 | 36600 | 73.2% | 2.12 | 0 | 10.5 |  |  |  |  | R-454B | 4.0417 | Residential & Commercial | USHP | Ducted CEE Tier 1
216634029 | Central HP <5.4 tons | ACIQ | HRCU-A-CB (Split System: Heat Pump with Remote Outdoor Unit-Air-Source) | H5H0V48*K*AAA* |  |  | EVD5X61M24A*+WALLCON | *97CMN1202422B* | 48500 | 19.5 | 9.5 | 50000 | 36800 | 73.6% | 2.12 | 0 | 10.5 |  |  |  |  | R-454B | 4.0417 | Residential & Commercial | USHP | Ducted CEE Tier 1
215934191 | Central HP <5.4 tons | KEEPRITE | HRCU-A-CB (Split System: Heat Pump with Remote Outdoor Unit-Air-Source) | C5H3V48*K*AAA* |  |  | EA*5X61M21A*+WALLCON | *80CTL0902120B* | 45500 | 21.5 | 9.5 | 48500 | 36600 | 75.46% | 2 | 0 | 11.5 |  |  |  |  | R-454B | 3.7917 | Residential & Commercial | USHP | Ducted CEE Tier 1
211262562 | Central HP <5.4 tons | BRYANT HEATING AND COOLING SYSTEMS | HRCU-A-CB (Split System: Heat Pump with Remote Outdoor Unit-Air-Source) | 38MURAQ18AB3* |  |  | CNPV*2414AL* | 82*TA36045V14*** | 17600 | 16 | 8.5 | 18500 | 18800 | 101.6% | 2.26 | 0 | 11 |  |  |  |  | R-410A | 1.4667 | Residential & Commercial | USHP | Ducted CEE Tier 1
211262582 | Central HP <5.4 tons | BRYANT HEATING AND COOLING SYSTEMS | HRCU-A-CB (Split System: Heat Pump with Remote Outdoor Unit-Air-Source) | 38MURAQ18AB3* |  |  | CNPV*2414AL* | 82*TA36070V14*** | 17700 | 16 | 8.5 | 18500 | 18800 | 101.6% | 2.26 | 0 | 11 |  |  |  |  | R-410A | 1.475 | Residential & Commercial | USHP | Ducted CEE Tier 1
211262673 | Central HP <5.4 tons | BRYANT HEATING AND COOLING SYSTEMS | HRCU-A-CB (Split System: Heat Pump with Remote Outdoor Unit-Air-Source) | 38MURAQ18AB3* |  |  | CNPV*2414AL* | 915SB30026E14*** | 18000 | 15.5 | 8.5 | 19000 | 18700 | 98.42% | 2.24 | 0 | 10.5 |  |  |  |  | R-410A | 1.5 | Residential & Commercial | USHP | Ducted CEE Tier 1
216634582 | Central HP <5.4 tons | ACIQ | HRCU-A-CB (Split System: Heat Pump with Remote Outdoor Unit-Air-Source) | H5H0V48*K*AAA* |  |  | EVD5X61M21A*+WALLCON | *80CSU0802120B* | 49000 | 19 | 9 | 50000 | 36600 | 73.2% | 2.12 | 0 | 10 |  |  |  |  | R-454B | 4.0833 | Residential & Commercial | USHP | Ducted CEE Tier 1
216634479 | Central HP <5.4 tons | ACIQ | HRCU-A-CB (Split System: Heat Pump with Remote Outdoor Unit-Air-Source) | H5H0V48*K*AAA* |  |  | EA*5X61M21A*+WALLCON | *96CTN0802120B* | 46000 | 18 | 9 | 48000 | 33800 | 70.42% | 2.08 | 0 | 10 |  |  |  |  | R-454B | 3.8333 | Residential & Commercial | USHP | Ducted CEE Tier 1
206790136 | Central HP <5.4 tons | BRYANT HEATING AND COOLING SYSTEMS | HRCU-A-CB (Split System: Heat Pump with Remote Outdoor Unit-Air-Source) | 284ANV024*0**B* |  |  | CAP**3617AL*+UI | 88*TA48070C17*** | 23200 | 20.5 | 10 | 26600 | 19900 | 74.81% | 2.42 | 14 | 13 |  |  |  |  | R-410A | 1.9333 | Residential & Commercial | USHP | Ducted CEE Tier 1
206790137 | Central HP <5.4 tons | BRYANT HEATING AND COOLING SYSTEMS | HRCU-A-CB (Split System: Heat Pump with Remote Outdoor Unit-Air-Source) | 284ANV024*0**B* |  |  | CAP**3617AL*+UI | 986TC42060C17*** | 23200 | 19.5 | 10 | 26800 | 20000 | 74.63% | 2.4 | 14 | 13 |  |  |  |  | R-410A | 1.9333 | Residential & Commercial | USHP | Ducted CEE Tier 1
206790385 | Central HP <5.4 tons | BRYANT HEATING AND COOLING SYSTEMS | HRCU-A-CB (Split System: Heat Pump with Remote Outdoor Unit-Air-Source) | 284ANV036*0**B* |  |  | CNPV*4221AL*+UI | 987MB42080C17*** | 32800 | 18.5 | 9 | 35600 | 26800 | 75.28% | 1.96 | 12 | 11.7 |  |  |  |  | R-410A | 2.7333 | Residential & Commercial | USHP | Ducted CEE Tier 1
206790405 | Central HP <5.4 tons | BRYANT HEATING AND COOLING SYSTEMS | HRCU-A-CB (Split System: Heat Pump with Remote Outdoor Unit-Air-Source) | 284ANV036*0**B* |  |  | CNPV*4821AL*+UI | 987MB60060C21*** | 33600 | 19 | 9 | 35400 | 26200 | 74.01% | 2.02 | 12.5 | 12 |  |  |  |  | R-410A | 2.8 | Residential & Commercial | USHP | Ducted CEE Tier 1
216634600 | Central HP <5.4 tons | ACIQ | HRCU-A-CB (Split System: Heat Pump with Remote Outdoor Unit-Air-Source) | H5H0V60*K*AAA* |  |  | EA*5X61M21A*+WALLCON | *80CSU0601716B* | 55500 | 18 | 8.5 | 58500 | 41000 | 70.09% | 2.04 | 0 | 9 |  |  |  |  | R-454B | 4.625 | Residential & Commercial | USHP
216634615 | Central HP <5.4 tons | ACIQ | HRCU-A-CB (Split System: Heat Pump with Remote Outdoor Unit-Air-Source) | H5H0V60*K*AAA* |  |  | EVM5X60M21A*+WALLCON | *96CTN0802120B* | 56500 | 18 | 9 | 64000 | 45000 | 70.31% | 2.06 | 0 | 9 |  |  |  |  | R-454B | 4.7083 | Residential & Commercial | USHP
215912234 | Central HP <5.4 tons | CHAMPION HEATING AND COOLING | HRCU-A-CB (Split System: Heat Pump with Remote Outdoor Unit-Air-Source) | HH824E2S11 |  |  | CTM36B5ADS1 | TM9Y080B12MP11 | 23000 | 18 | 9.5 | 23000 | 18500 | 80.43% | 2 | 0 | 12 |  |  |  |  | R-454B | 1.9167 | Residential & Commercial | USHP | Ducted CEE Tier 1
215935382 | Central HP <5.4 tons | KENMORE | HRCU-A-CB (Split System: Heat Pump with Remote Outdoor Unit-Air-Source) | (C,H,T)5H3V36*K*AAA* |  |  | EVM5X60M24A*+WALLCON | *95CSU0802120B* | 35400 | 21.5 | 8.5 | 38000 | 28600 | 75.26% | 2.04 | 0 | 12 |  |  |  |  | R-454B | 2.95 | Residential & Commercial | USHP | Ducted CEE Tier 1
216634648 | Central HP <5.4 tons | ACIQ | HRCU-A-CB (Split System: Heat Pump with Remote Outdoor Unit-Air-Source) | H5H0V60*K*AAA* |  |  | EVD5X61M21A*+WALLCON | *80CSU0401712B* | 56500 | 18 | 9 | 61500 | 43500 | 70.73% | 2.12 | 0 | 9.5 |  |  |  |  | R-454B | 4.7083 | Residential & Commercial | USHP
215934571 | Central HP <5.4 tons | KEEPRITE | HRCU-A-CB (Split System: Heat Pump with Remote Outdoor Unit-Air-Source) | C5H3V48*K*AAA* |  |  | ESH5X60M12A*+WALLCON | *80CTL0901716B* | 44000 | 20.5 | 9 | 49000 | 35800 | 73.06% | 1.86 | 0 | 11.5 |  |  |  |  | R-454B | 3.6667 | Residential & Commercial | USHP | Ducted CEE Tier 1
215934271 | Central HP <5.4 tons | KEEPRITE | HRCU-A-CB (Split System: Heat Pump with Remote Outdoor Unit-Air-Source) | C5H3V48*K*AAA* |  |  | EA*5X61M21A*+WALLCON | *97CMN1002122B* | 45500 | 21 | 9.5 | 48500 | 36800 | 75.88% | 2 | 0 | 11 |  |  |  |  | R-454B | 3.7917 | Residential & Commercial | USHP | Ducted CEE Tier 1
216374659 | Central HP <5.4 tons | CHAMPION HEATING AND COOLING | HRCU-A-CB (Split System: Heat Pump with Remote Outdoor Unit-Air-Source) | HH860E2S11 |  |  | CTM60C5CHS1 | Z9ET100C20SMPS1 | 53500 | 19 | 8.5 | 54000 | 39000 | 72.22% | 2 | 0 | 11 |  |  |  |  | R-454B | 4.4583 | Residential & Commercial | USHP | Ducted CEE Tier 1
214397825 | Central HP <5.4 tons | CHAMPION HEATING AND COOLING | HRCU-A-CB (Split System: Heat Pump with Remote Outdoor Unit-Air-Source) | HH860E2S11 |  |  | CTM60C5CGS1 | TM9V080C16MP12 | 43500 | 18 | 9 | 44000 | 34000 | 77.27% | 2 | 0 | 11 |  |  |  |  | R-454B | 3.625 | Residential & Commercial | USHP | Ducted CEE Tier 1
214398194 | Central HP <5.4 tons | CHAMPION HEATING AND COOLING | HRCU-A-CB (Split System: Heat Pump with Remote Outdoor Unit-Air-Source) | HH836E2S11 |  |  | JHE42C5CF2SS1 | 0 | 34000 | 19 | 9 | 31400 | 25200 | 80.25% | 2 | 0 | 11.7 |  |  |  |  | R-454B | 2.8333 | Residential & Commercial | USHP | Ducted CEE Tier 1
213298031 | Central HP <5.4 tons | CHAMPION HEATING AND COOLING | HRCU-A-CB (Split System: Heat Pump with Remote Outdoor Unit-Air-Source) | HMH72B341 |  |  | XAFC36DBCN1 | Z8ES080C16SMPS1 | 34000 | 18 | 8.5 | 33400 | 24200 | 72.46% | 2.14 | 0 | 10 |  |  |  |  | R-410A | 2.8333 | Residential & Commercial | USHP | Ducted CEE Tier 1
206765573 | Central HP <5.4 tons | BRYANT HEATING AND COOLING SYSTEMS | HRCU-A-CB (Split System: Heat Pump with Remote Outdoor Unit-Air-Source) | 288BNV025*0**C* |  |  | CAP**3017AL*+UI | 88*TA36045C17*** | 23400 | 16 | 8.1 | 21600 | 16800 | 77.78% | 1.9 | 11 | 10.5 |  |  |  |  | R-410A | 1.95 | Residential & Commercial | USHP | Ducted CEE Tier 1
215932311 | Central HP <5.4 tons | KEEPRITE | HRCU-A-CB (Split System: Heat Pump with Remote Outdoor Unit-Air-Source) | C5H3V36*K*AAA* |  |  | EA*5X42M21A*+WALLCON | *97CMN0801714B* | 32400 | 19.5 | 9.5 | 35400 | 27200 | 76.84% | 2 | 0 | 11 |  |  |  |  | R-454B | 2.7 | Residential & Commercial | USHP | Ducted CEE Tier 1
215932011 | Central HP <5.4 tons | KEEPRITE | HRCU-A-CB (Split System: Heat Pump with Remote Outdoor Unit-Air-Source) | C5H3V36*K*AAA* |  |  | EA*5X30M17A*+WALLCON | *97CMN0601714B* | 31800 | 18.5 | 9 | 34600 | 26600 | 76.88% | 1.9 | 0 | 10.5 |  |  |  |  | R-454B | 2.65 | Residential & Commercial | USHP | Ducted CEE Tier 1
215931661 | Central HP <5.4 tons | KEEPRITE | HRCU-A-CB (Split System: Heat Pump with Remote Outdoor Unit-Air-Source) | C5H3V60*K*AAA* |  |  | EA*5X61M21A*+WALLCON | *80CTL0701716B* | 56000 | 18 | 8.5 | 61000 | 45500 | 74.59% | 2.1 | 0 | 11 |  |  |  |  | R-454B | 4.6667 | Residential & Commercial | USHP | Ducted CEE Tier 1
215931761 | Central HP <5.4 tons | KEEPRITE | HRCU-A-CB (Split System: Heat Pump with Remote Outdoor Unit-Air-Source) | C5H3V60*K*AAA* |  |  | EA*5X61M24A*+WALLCON | *97CMN1002122B* | 57000 | 18.5 | 8.5 | 60500 | 46500 | 76.86% | 2.02 | 0 | 11.5 |  |  |  |  | R-454B | 4.75 | Residential & Commercial | USHP | Ducted CEE Tier 1
211260160 | Central HP <5.4 tons | KEEPRITE | HRCU-A-CB (Split System: Heat Pump with Remote Outdoor Unit-Air-Source) | DLCURAH18ABK |  |  | EA*4X24L14A* | *96VTN0401410A* | 17300 | 16 | 8.5 | 18300 | 19200 | 104.9% | 2.3 | 0 | 10.5 |  |  |  |  | R-410A | 1.4417 | Residential & Commercial | USHP | Ducted CEE Tier 1
211260313 | Central HP <5.4 tons | KEEPRITE | HRCU-A-CB (Split System: Heat Pump with Remote Outdoor Unit-Air-Source) | DLCURAH18ABK |  |  | EA*4X24L17A* | *96VSN0801716A* | 17400 | 16 | 8.5 | 18300 | 19200 | 104.9% | 2.3 | 0 | 10.5 |  |  |  |  | R-410A | 1.45 | Residential & Commercial | USHP | Ducted CEE Tier 1
214243052 | Central HP <5.4 tons | KEEPRITE | HRCU-A-CB (Split System: Heat Pump with Remote Outdoor Unit-Air-Source) | CVH825GKA2* |  |  | EN(A,D,W)4X42L21**+WALLCON | *96CTN0601714B* | 23600 | 16 | 8.1 | 21600 | 16700 | 77.31% | 1.94 | 0 | 11 |  |  |  |  | R-410A | 1.9667 | Residential & Commercial | USHP | Ducted CEE Tier 1
214242602 | Central HP <5.4 tons | KEEPRITE | HRCU-A-CB (Split System: Heat Pump with Remote Outdoor Unit-Air-Source) | CVH825GKA2* |  |  | EN(A,D)4X30L17**+WALLCON | *97CMN0801714B* | 23400 | 16.5 | 8.1 | 21600 | 16700 | 77.31% | 1.92 | 0 | 10.5 |  |  |  |  | R-410A | 1.95 | Residential & Commercial | USHP | Ducted CEE Tier 1
214242952 | Central HP <5.4 tons | KEEPRITE | HRCU-A-CB (Split System: Heat Pump with Remote Outdoor Unit-Air-Source) | CVH825GKA2* |  |  | END4X42L17**+WALLCON | *96CTN0801714B* | 24000 | 16.5 | 8.1 | 21400 | 16700 | 78.04% | 1.98 | 0 | 11 |  |  |  |  | R-410A | 2 | Residential & Commercial | USHP | Ducted CEE Tier 1
206771082 | Central HP <5.4 tons | BRYANT HEATING AND COOLING SYSTEMS | HRCU-A-CB (Split System: Heat Pump with Remote Outdoor Unit-Air-Source) | 288BNV037*0**B* |  |  | CAP**3621AL*+UI | 986TC42080C17*** | 31400 | 17 | 8.1 | 33400 | 24400 | 73.05% | 1.84 | 11 | 11 |  |  |  |  | R-410A | 2.6167 | Residential & Commercial | USHP | Ducted CEE Tier 1
206772955 | Central HP <5.4 tons | BRYANT HEATING AND COOLING SYSTEMS | HRCU-A-CB (Split System: Heat Pump with Remote Outdoor Unit-Air-Source) | 288BNV037*0**B* |  |  | CSPH*4812AL*+UI | 987MB66100C21*** | 32600 | 17 | 8.1 | 33000 | 24800 | 75.15% | 1.98 | 12 | 11 |  |  |  |  | R-410A | 2.7167 | Residential & Commercial | USHP | Ducted CEE Tier 1
206773473 | Central HP <5.4 tons | BRYANT HEATING AND COOLING SYSTEMS | HRCU-A-CB (Split System: Heat Pump with Remote Outdoor Unit-Air-Source) | 288BNV037*0**B* |  |  | CAP**4321AL*+UI | 935CA60080C21*** | 33000 | 17.5 | 8.5 | 32800 | 25000 | 76.22% | 2 | 12 | 11.5 |  |  |  |  | R-410A | 2.75 | Residential & Commercial | USHP | Ducted CEE Tier 1
216633931 | Central HP <5.4 tons | ACIQ | HRCU-A-CB (Split System: Heat Pump with Remote Outdoor Unit-Air-Source) | H5H0V48*K*AAA* |  |  | EVM5X61M24A*+WALLCON | *80CSU0802120A* | 49000 | 19.5 | 9 | 50000 | 36600 | 73.2% | 2.1 | 0 | 10.5 |  |  |  |  | R-454B | 4.0833 | Residential & Commercial | USHP | Ducted CEE Tier 1
214574536 | Central HP <5.4 tons | KENMORE | HRCU-A-CB (Split System: Heat Pump with Remote Outdoor Unit-Air-Source) | (C,H,T)VH837GKA2* |  |  | EN(A,D,W)4X42L21**+WALLCON | *95CSU1002122B* | 31800 | 17 | 8.1 | 33000 | 24400 | 73.94% | 1.9 | 0 | 11.5 |  |  |  |  | R-410A | 2.65 | Residential & Commercial | USHP | Ducted CEE Tier 1
216634558 | Central HP <5.4 tons | ACIQ | HRCU-A-CB (Split System: Heat Pump with Remote Outdoor Unit-Air-Source) | H5H0V48*K*AAA* |  |  | EVD5X48M24A*+WALLCON | *97CTN1202422A* | 47000 | 18.5 | 9 | 50000 | 36400 | 72.8% | 2 | 0 | 10 |  |  |  |  | R-454B | 3.9167 | Residential & Commercial | USHP | Ducted CEE Tier 1
216737106 | Central HP <5.4 tons | KEEPRITE | HRCU-A-CB (Split System: Heat Pump with Remote Outdoor Unit-Air-Source) | D5CUHAH24AAK |  |  | ESH5X30M12A* | *80MS(N,L)0902420A* | 22200 | 15.5 | 8.1 | 21000 | 18800 | 89.52% | 1.9 | 0 | 10.5 |  |  |  |  | R-454B | 1.85 | Residential & Commercial | USHP | Ducted CEE Tier 1
216634512 | Central HP <5.4 tons | ACIQ | HRCU-A-CB (Split System: Heat Pump with Remote Outdoor Unit-Air-Source) | H5H0V48*K*AAA* |  |  | EVM5X48M21A*+WALLCON | *80CSU0601716B* | 47000 | 18 | 9 | 50000 | 36400 | 72.8% | 2 | 0 | 9.5 |  |  |  |  | R-454B | 3.9167 | Residential & Commercial | USHP
216634517 | Central HP <5.4 tons | ACIQ | HRCU-A-CB (Split System: Heat Pump with Remote Outdoor Unit-Air-Source) | H5H0V48*K*AAA* |  |  | EVM5X49M21A*+WALLCON | *96CTN0802120B* | 48000 | 19 | 9 | 50000 | 36800 | 73.6% | 2 | 0 | 10 |  |  |  |  | R-454B | 4 | Residential & Commercial | USHP | Ducted CEE Tier 1
216634519 | Central HP <5.4 tons | ACIQ | HRCU-A-CB (Split System: Heat Pump with Remote Outdoor Unit-Air-Source) | H5H0V48*K*AAA* |  |  | EVM5X49M21A*+WALLCON | *80CSU0601716B* | 48000 | 18.5 | 9 | 50000 | 36800 | 73.6% | 2 | 0 | 10 |  |  |  |  | R-454B | 4 | Residential & Commercial | USHP | Ducted CEE Tier 1
216634537 | Central HP <5.4 tons | ACIQ | HRCU-A-CB (Split System: Heat Pump with Remote Outdoor Unit-Air-Source) | H5H0V48*K*AAA* |  |  | EVM5X60M24A*+WALLCON | *97CTN1002122A* | 48000 | 19 | 9 | 50000 | 36600 | 73.2% | 2 | 0 | 10 |  |  |  |  | R-454B | 4 | Residential & Commercial | USHP | Ducted CEE Tier 1
216634542 | Central HP <5.4 tons | ACIQ | HRCU-A-CB (Split System: Heat Pump with Remote Outdoor Unit-Air-Source) | H5H0V48*K*AAA* |  |  | EVM5X61M24A*+WALLCON | *97CTN0802120A* | 48500 | 19 | 9.5 | 50000 | 36800 | 73.6% | 2.1 | 0 | 10.5 |  |  |  |  | R-454B | 4.0417 | Residential & Commercial | USHP | Ducted CEE Tier 1
216634560 | Central HP <5.4 tons | ACIQ | HRCU-A-CB (Split System: Heat Pump with Remote Outdoor Unit-Air-Source) | H5H0V48*K*AAA* |  |  | EVD5X49M24A*+WALLCON | *80CSU0802120B* | 48000 | 19 | 9 | 50000 | 36200 | 72.4% | 2.12 | 0 | 10 |  |  |  |  | R-454B | 4 | Residential & Commercial | USHP | Ducted CEE Tier 1
206136285 | Central HP <5.4 tons | BRYANT HEATING AND COOLING SYSTEMS | HRCU-A-CB (Split System: Heat Pump with Remote Outdoor Unit-Air-Source) | 288BNV037*0**A* |  |  | CNPV*4821AL*+UI | 935CA66100C21*** | 32400 | 17.5 | 8.1 | 32800 | 24600 | 75% | 1.98 | 12 | 11.7 |  |  |  |  | R-410A | 2.7 | Residential & Commercial | USHP | Ducted CEE Tier 1
206790419 | Central HP <5.4 tons | BRYANT HEATING AND COOLING SYSTEMS | HRCU-A-CB (Split System: Heat Pump with Remote Outdoor Unit-Air-Source) | 284ANV036*0**B* |  |  | CNPV*6024AL*+UI | 88*TA66135C24*** | 34400 | 20.5 | 9 | 34800 | 25400 | 72.99% | 2.04 | 13 | 12.5 |  |  |  |  | R-410A | 2.8667 | Residential & Commercial | USHP | Ducted CEE Tier 1
206790486 | Central HP <5.4 tons | BRYANT HEATING AND COOLING SYSTEMS | HRCU-A-CB (Split System: Heat Pump with Remote Outdoor Unit-Air-Source) | 284ANV036*0**B* |  |  | CSPH*6012AL*+UI | 987MB66120C24*** | 34400 | 18.5 | 9 | 34600 | 25400 | 73.41% | 2.04 | 12.5 | 12 |  |  |  |  | R-410A | 2.8667 | Residential & Commercial | USHP | Ducted CEE Tier 1
206790520 | Central HP <5.4 tons | BRYANT HEATING AND COOLING SYSTEMS | HRCU-A-CB (Split System: Heat Pump with Remote Outdoor Unit-Air-Source) | 284ANV036*0**B* |  |  | CSPH*3612AL*+UI | 83*CA48060C17*** | 33600 | 18.5 | 9 | 35200 | 26200 | 74.43% | 2 | 12 | 11.5 |  |  |  |  | R-410A | 2.8 | Residential & Commercial | USHP | Ducted CEE Tier 1
206790538 | Central HP <5.4 tons | BRYANT HEATING AND COOLING SYSTEMS | HRCU-A-CB (Split System: Heat Pump with Remote Outdoor Unit-Air-Source) | 284ANV036*0**B* |  |  | CAP**4224AL*+UI | 935CA66100C21*** | 33200 | 19.5 | 9.5 | 35400 | 26400 | 74.58% | 2 | 12.5 | 12 |  |  |  |  | R-410A | 2.7667 | Residential & Commercial | USHP | Ducted CEE Tier 1
206790138 | Central HP <5.4 tons | BRYANT HEATING AND COOLING SYSTEMS | HRCU-A-CB (Split System: Heat Pump with Remote Outdoor Unit-Air-Source) | 284ANV024*0**B* |  |  | CAP**3617AL*+UI | 986TC42080C17*** | 23200 | 20 | 10 | 26600 | 19900 | 74.81% | 2.4 | 14 | 13 |  |  |  |  | R-410A | 1.9333 | Residential & Commercial | USHP | Ducted CEE Tier 1
206790187 | Central HP <5.4 tons | BRYANT HEATING AND COOLING SYSTEMS | HRCU-A-CB (Split System: Heat Pump with Remote Outdoor Unit-Air-Source) | 284ANV024*0**B* |  |  | CNPV*4221AL*+UI | 986TC42060C17*** | 23400 | 20 | 10 | 26800 | 20000 | 74.63% | 2.42 | 14 | 13 |  |  |  |  | R-410A | 1.95 | Residential & Commercial | USHP | Ducted CEE Tier 1
214398167 | Central HP <5.4 tons | CHAMPION HEATING AND COOLING | HRCU-A-CB (Split System: Heat Pump with Remote Outdoor Unit-Air-Source) | HH836E2S11 |  |  | CTM36C5CDS1 | TP9C100C16MP13 | 33800 | 18 | 8.5 | 31400 | 25800 | 82.17% | 2 | 0 | 11 |  |  |  |  | R-454B | 2.8167 | Residential & Commercial | USHP | Ducted CEE Tier 1
216633914 | Central HP <5.4 tons | ACIQ | HRCU-A-CB (Split System: Heat Pump with Remote Outdoor Unit-Air-Source) | H5H0V48*K*AAA* |  |  | EVM5X60M21A*+WALLCON | *97CMN0602120B* | 47500 | 18.5 | 9 | 50000 | 37200 | 74.4% | 1.98 | 0 | 10 |  |  |  |  | R-454B | 3.9583 | Residential & Commercial | USHP | Ducted CEE Tier 1
216634015 | Central HP <5.4 tons | ACIQ | HRCU-A-CB (Split System: Heat Pump with Remote Outdoor Unit-Air-Source) | H5H0V48*K*AAA* |  |  | EVD5X61M21A*+WALLCON | *97CMN0602120B* | 48000 | 18.5 | 9 | 50000 | 37400 | 74.8% | 2 | 0 | 10 |  |  |  |  | R-454B | 4 | Residential & Commercial | USHP | Ducted CEE Tier 1
215933571 | Central HP <5.4 tons | KEEPRITE | HRCU-A-CB (Split System: Heat Pump with Remote Outdoor Unit-Air-Source) | C5H3V36*K*AAA* |  |  | ESH5X48M12A*+WALLCON | *80CTL0702120B* | 33600 | 19.5 | 9 | 34800 | 26600 | 76.44% | 1.94 | 0 | 11.5 |  |  |  |  | R-454B | 2.8 | Residential & Commercial | USHP | Ducted CEE Tier 1
215933641 | Central HP <5.4 tons | KEEPRITE | HRCU-A-CB (Split System: Heat Pump with Remote Outdoor Unit-Air-Source) | C5H3V36*K*AAA* |  |  | ESH5X48M12A*+WALLCON | *97CMN0601714B* | 33400 | 19 | 9 | 34200 | 26200 | 76.61% | 1.96 | 0 | 10.5 |  |  |  |  | R-454B | 2.7833 | Residential & Commercial | USHP | Ducted CEE Tier 1
214397472 | Central HP <5.4 tons | CHAMPION HEATING AND COOLING | HRCU-A-CB (Split System: Heat Pump with Remote Outdoor Unit-Air-Source) | HH860E2S11 |  |  | CTF60C5CGS1 | TMLE120C20MP11 | 44500 | 17 | 9 | 45000 | 33600 | 74.67% | 2 | 0 | 11.7 |  |  |  |  | R-454B | 3.7083 | Residential & Commercial | USHP | Ducted CEE Tier 1
214398640 | Central HP <5.4 tons | CHAMPION HEATING AND COOLING | HRCU-A-CB (Split System: Heat Pump with Remote Outdoor Unit-Air-Source) | HH860E2S11 |  |  | CTF60C5CGS1 | TM8V100C16MP12 | 43500 | 18 | 9 | 44000 | 33400 | 75.91% | 2 | 0 | 11.7 |  |  |  |  | R-454B | 3.625 | Residential & Commercial | USHP | Ducted CEE Tier 1
214398372 | Central HP <5.4 tons | CHAMPION HEATING AND COOLING | HRCU-A-CB (Split System: Heat Pump with Remote Outdoor Unit-Air-Source) | HH824E2S11 |  |  | CTM30B5ACS1+JME08B2SN1 | 0 | 23000 | 19 | 9.5 | 23000 | 18400 | 80% | 2 | 0 | 12 |  |  |  |  | R-454B | 1.9167 | Residential & Commercial | USHP | Ducted CEE Tier 1
214397655 | Central HP <5.4 tons | CHAMPION HEATING AND COOLING | HRCU-A-CB (Split System: Heat Pump with Remote Outdoor Unit-Air-Source) | HH836E2S11 |  |  | CTF48C5CFS1 | TP9C100C16MP13 | 33200 | 18 | 9 | 31200 | 25200 | 80.77% | 2 | 0 | 11 |  |  |  |  | R-454B | 2.7667 | Residential & Commercial | USHP | Ducted CEE Tier 1
213297766 | Central HP <5.4 tons | CHAMPION HEATING AND COOLING | HRCU-A-CB (Split System: Heat Pump with Remote Outdoor Unit-Air-Source) | HMH72B341 |  |  | XAFC30CXXN1+TXV | Z8ES120C20LMPS1 | 33000 | 17.5 | 8.5 | 33000 | 23400 | 70.91% | 2.04 | 0 | 9.5 |  |  |  |  | R-410A | 2.75 | Residential & Commercial | USHP
213297816 | Central HP <5.4 tons | CHAMPION HEATING AND COOLING | HRCU-A-CB (Split System: Heat Pump with Remote Outdoor Unit-Air-Source) | HMH72B341 |  |  | XAHC30CXXN1+TXV | Z8ES080B12LMPS1 | 31800 | 17 | 8.1 | 32200 | 22600 | 70.19% | 2 | 0 | 10 |  |  |  |  | R-410A | 2.65 | Residential & Commercial | USHP | Ducted CEE Tier 1
213296946 | Central HP <5.4 tons | CHAMPION HEATING AND COOLING | HRCU-A-CB (Split System: Heat Pump with Remote Outdoor Unit-Air-Source) | HMH72B341 |  |  | XAFC36DBCN1 | Z8ES080C20SMPS1 | 34000 | 18 | 8.5 | 33400 | 24400 | 73.05% | 2.12 | 0 | 10 |  |  |  |  | R-410A | 2.8333 | Residential & Commercial | USHP | Ducted CEE Tier 1
213297246 | Central HP <5.4 tons | CHAMPION HEATING AND COOLING | HRCU-A-CB (Split System: Heat Pump with Remote Outdoor Unit-Air-Source) | HMH72B341 |  |  | XAFB36DXXN1+TXV | Z9ET040A10SMPS1 | 34000 | 18 | 8.1 | 33400 | 23800 | 71.26% | 2.04 | 0 | 9.5 |  |  |  |  | R-410A | 2.8333 | Residential & Commercial | USHP
213297316 | Central HP <5.4 tons | CHAMPION HEATING AND COOLING | HRCU-A-CB (Split System: Heat Pump with Remote Outdoor Unit-Air-Source) | HMH72B341 |  |  | XAFC36DBCN1 | Z8ET080C16LMPS1 | 34000 | 18.5 | 8.5 | 33400 | 24200 | 72.46% | 2.14 | 0 | 9.5 |  |  |  |  | R-410A | 2.8333 | Residential & Commercial | USHP
215934262 | Central HP <5.4 tons | KENMORE | HRCU-A-CB (Split System: Heat Pump with Remote Outdoor Unit-Air-Source) | (C,H,T)5H3V48*K*AAA* |  |  | EA*5X61M21A*+WALLCON | *97CMN0802120B* | 45000 | 21 | 9.5 | 48500 | 37000 | 76.29% | 2 | 0 | 11 |  |  |  |  | R-454B | 3.75 | Residential & Commercial | USHP | Ducted CEE Tier 1
216634079 | Central HP <5.4 tons | ACIQ | HRCU-A-CB (Split System: Heat Pump with Remote Outdoor Unit-Air-Source) | H5H0V60*K*AAA* |  |  | EVD5X60M24A*+WALLCON | *80CSU1002120A* | 56500 | 18 | 9 | 63000 | 44500 | 70.63% | 2.08 | 0 | 9 |  |  |  |  | R-454B | 4.7083 | Residential & Commercial | USHP
216735747 | Central HP <5.4 tons | KEEPRITE | HRCU-A-CB (Split System: Heat Pump with Remote Outdoor Unit-Air-Source) | D5CUHAH24AAK |  |  | EA*5X37M21A* | *97CMN1002122B* | 23400 | 16 | 8.5 | 20800 | 18500 | 88.94% | 1.98 | 0 | 11 |  |  |  |  | R-454B | 1.95 | Residential & Commercial | USHP | Ducted CEE Tier 1
216734443 | Central HP <5.4 tons | KEEPRITE | HRCU-A-CB (Split System: Heat Pump with Remote Outdoor Unit-Air-Source) | D5CUHAH24AAK |  |  | EA*5X36M17A* | *80VSL0701716B* | 22200 | 16.5 | 8.1 | 20800 | 18700 | 89.9% | 1.85 | 0 | 10.5 |  |  |  |  | R-454B | 1.85 | Residential & Commercial | USHP | Ducted CEE Tier 1
214398464 | Central HP <5.4 tons | CHAMPION HEATING AND COOLING | HRCU-A-CB (Split System: Heat Pump with Remote Outdoor Unit-Air-Source) | HH860E2S11 |  |  | CTM60D5CJS1+JMVT20DC2N1 | 0 | 54000 | 19 | 9 | 55500 | 39500 | 71.17% | 2 | 0 | 11 |  |  |  |  | R-454B | 4.5 | Residential & Commercial | USHP | Ducted CEE Tier 1
214398684 | Central HP <5.4 tons | CHAMPION HEATING AND COOLING | HRCU-A-CB (Split System: Heat Pump with Remote Outdoor Unit-Air-Source) | HH860E2S11 |  |  | CTF60C5CGS1 | TM8E100C20MP11 | 44500 | 17 | 9 | 45000 | 33800 | 75.11% | 2 | 0 | 11.7 |  |  |  |  | R-454B | 3.7083 | Residential & Commercial | USHP | Ducted CEE Tier 1
216623472 | Central HP <5.4 tons | ELIOS | HRCU-A-C (Split System: Heat Pump with Remote Outdoor Unit with No Indoor Fan --Air Source) | ESHMA18R2AN1 |  |  | GCHMA24RBAS1 | 0 | 18000 | 16.1 | 9.5 | 19000 | 18000 | 94.74% | 2.06 | 0 | 11.7 |  |  |  |  | R-454B | 1.5 | Residential & Commercial | USHP | Ducted CEE Tier 1
216046601 | Central HP <5.4 tons | ELIOS | HRCU-A-CB (Split System: Heat Pump with Remote Outdoor Unit-Air-Source) | ESHMA60R2AN1 |  |  | EAHMA60R4AS1 | 0 | 54000 | 16 | 9 | 56000 | 52000 | 92.86% | 1.8 | 0 | 10 |  |  |  |  | R-454B | 4.5 | Residential & Commercial | USHP | Ducted CEE Tier 1
215931791 | Central HP <5.4 tons | KEEPRITE | HRCU-A-CB (Split System: Heat Pump with Remote Outdoor Unit-Air-Source) | C5H3V60*K*AAA* |  |  | EA*5X61M24A*+WALLCON | *96CTN1202422B* | 57000 | 18.5 | 8.5 | 60500 | 46500 | 76.86% | 2.02 | 0 | 11.5 |  |  |  |  | R-454B | 4.75 | Residential & Commercial | USHP | Ducted CEE Tier 1
215931841 | Central HP <5.4 tons | KEEPRITE | HRCU-A-CB (Split System: Heat Pump with Remote Outdoor Unit-Air-Source) | C5H3V60*K*AAA* |  |  | ESH5X60M12A*+WALLCON | *80CTL1102120B* | 56500 | 18 | 8.1 | 61000 | 46000 | 75.41% | 2 | 0 | 11.5 |  |  |  |  | R-454B | 4.7083 | Residential & Commercial | USHP | Ducted CEE Tier 1
206771028 | Central HP <5.4 tons | BRYANT HEATING AND COOLING SYSTEMS | HRCU-A-CB (Split System: Heat Pump with Remote Outdoor Unit-Air-Source) | 288BNV037*0**B* |  |  | CAP**3617AL*+UI | 88*TA48090C17*** | 31600 | 17.5 | 8.1 | 33200 | 24200 | 72.89% | 1.86 | 11 | 11 |  |  |  |  | R-410A | 2.6333 | Residential & Commercial | USHP | Ducted CEE Tier 1
206771775 | Central HP <5.4 tons | BRYANT HEATING AND COOLING SYSTEMS | HRCU-A-CB (Split System: Heat Pump with Remote Outdoor Unit-Air-Source) | 288BNV037*0**B* |  |  | CAP**4821AL*+UI | 88*TA60090C21*** | 32200 | 17.5 | 8.5 | 32600 | 25000 | 76.69% | 1.98 | 12 | 11.7 |  |  |  |  | R-410A | 2.6833 | Residential & Commercial | USHP | Ducted CEE Tier 1
216634080 | Central HP <5.4 tons | ACIQ | HRCU-A-CB (Split System: Heat Pump with Remote Outdoor Unit-Air-Source) | H5H0V60*K*AAA* |  |  | EVD5X60M24A*+WALLCON | *80CTL0702120B* | 56000 | 18 | 9 | 63500 | 45000 | 70.87% | 2.06 | 0 | 9 |  |  |  |  | R-454B | 4.6667 | Residential & Commercial | USHP
216634095 | Central HP <5.4 tons | ACIQ | HRCU-A-CB (Split System: Heat Pump with Remote Outdoor Unit-Air-Source) | H5H0V60*K*AAA* |  |  | EVD5X61M21A*+WALLCON | *95CSU0802120B* | 57000 | 18 | 9 | 64000 | 45000 | 70.31% | 2.08 | 0 | 9 |  |  |  |  | R-454B | 4.75 | Residential & Commercial | USHP
216634113 | Central HP <5.4 tons | ACIQ | HRCU-A-CB (Split System: Heat Pump with Remote Outdoor Unit-Air-Source) | H5H0V60*K*AAA* |  |  | EA*5X60M24A*+WALLCON | *80CTL0902120B* | 55000 | 18.5 | 9 | 59000 | 41500 | 70.34% | 2.04 | 0 | 9 |  |  |  |  | R-454B | 4.5833 | Residential & Commercial | USHP
216634036 | Central HP <5.4 tons | ACIQ | HRCU-A-CB (Split System: Heat Pump with Remote Outdoor Unit-Air-Source) | H5H0V60*K*AAA* |  |  | EVM5X60M21A*+WALLCON | *80CTL0902120B* | 57000 | 18.5 | 9 | 63500 | 44500 | 70.08% | 2.08 | 0 | 9.5 |  |  |  |  | R-454B | 4.75 | Residential & Commercial | USHP
216634087 | Central HP <5.4 tons | ACIQ | HRCU-A-CB (Split System: Heat Pump with Remote Outdoor Unit-Air-Source) | H5H0V60*K*AAA* |  |  | EVD5X60M24A*+WALLCON | *97CMN0802120B* | 56500 | 18 | 9 | 63500 | 44500 | 70.08% | 2.08 | 0 | 9 |  |  |  |  | R-454B | 4.7083 | Residential & Commercial | USHP
216634090 | Central HP <5.4 tons | ACIQ | HRCU-A-CB (Split System: Heat Pump with Remote Outdoor Unit-Air-Source) | H5H0V60*K*AAA* |  |  | EVD5X60M24A*+WALLCON | *96CTN1002122B* | 56500 | 18.5 | 9 | 63000 | 44500 | 70.63% | 2.08 | 0 | 9 |  |  |  |  | R-454B | 4.7083 | Residential & Commercial | USHP
215934511 | Central HP <5.4 tons | KEEPRITE | HRCU-A-CB (Split System: Heat Pump with Remote Outdoor Unit-Air-Source) | C5H3V48*K*AAA* |  |  | ESH5X48M12A*+WALLCON | *97CMN1202422B* | 44000 | 20 | 9 | 48500 | 36600 | 75.46% | 1.82 | 0 | 10.5 |  |  |  |  | R-454B | 3.6667 | Residential & Commercial | USHP | Ducted CEE Tier 1
206790539 | Central HP <5.4 tons | BRYANT HEATING AND COOLING SYSTEMS | HRCU-A-CB (Split System: Heat Pump with Remote Outdoor Unit-Air-Source) | 284ANV036*0**B* |  |  | CAP**4321AL*+UI | 935CA48060C17*** | 34200 | 19 | 9 | 35400 | 26000 | 73.45% | 2.02 | 12 | 11.7 |  |  |  |  | R-410A | 2.85 | Residential & Commercial | USHP | Ducted CEE Tier 1
213297366 | Central HP <5.4 tons | CHAMPION HEATING AND COOLING | HRCU-A-CB (Split System: Heat Pump with Remote Outdoor Unit-Air-Source) | HMH72B341 |  |  | XAFB30CXXN1+TXV | Z8ES100B12SMPS1 | 32800 | 18 | 8.5 | 33000 | 23200 | 70.3% | 2.04 | 0 | 9.5 |  |  |  |  | R-410A | 2.7333 | Residential & Commercial | USHP
213297491 | Central HP <5.4 tons | CHAMPION HEATING AND COOLING | HRCU-A-CB (Split System: Heat Pump with Remote Outdoor Unit-Air-Source) | HMH72B341 |  |  | XAHC30CXXN1+TXV | Z8ET100C16LMPS1 | 32400 | 17.5 | 8.5 | 32000 | 22800 | 71.25% | 2.02 | 0 | 9.5 |  |  |  |  | R-410A | 2.7 | Residential & Commercial | USHP
213297541 | Central HP <5.4 tons | CHAMPION HEATING AND COOLING | HRCU-A-CB (Split System: Heat Pump with Remote Outdoor Unit-Air-Source) | HMH72B341 |  |  | XAHC36DXXN1+TXV | Z8ES100C20SMPS1 | 34000 | 17 | 8.5 | 33400 | 23600 | 70.66% | 2.08 | 0 | 9.5 |  |  |  |  | R-410A | 2.8333 | Residential & Commercial | USHP
213297071 | Central HP <5.4 tons | CHAMPION HEATING AND COOLING | HRCU-A-CB (Split System: Heat Pump with Remote Outdoor Unit-Air-Source) | HMH72B341 |  |  | XAFC36DXXN1+TXV | Z8ET100C20LMPS1 | 34000 | 18.5 | 8.5 | 33400 | 24200 | 72.46% | 2.14 | 0 | 9.5 |  |  |  |  | R-410A | 2.8333 | Residential & Commercial | USHP
212969793 | Central HP <5.4 tons | KEEPRITE | HRCU-A-CB (Split System: Heat Pump with Remote Outdoor Unit-Air-Source) | DLCURAH24ABK |  |  | EA*4X37L17A* | *80VSL0451412B* | 24200 | 17 | 8.5 | 25200 | 22000 | 87.3% | 1.84 | 0 | 10 |  |  |  |  | R-410A | 2.0167 | Residential & Commercial | USHP | Ducted CEE Tier 1
216634030 | Central HP <5.4 tons | ACIQ | HRCU-A-CB (Split System: Heat Pump with Remote Outdoor Unit-Air-Source) | H5H0V48*K*AAA* |  |  | EVD5X61M24A*+WALLCON | *96CTN1002122B* | 48500 | 19.5 | 9.5 | 50000 | 36800 | 73.6% | 2.12 | 0 | 10.5 |  |  |  |  | R-454B | 4.0417 | Residential & Commercial | USHP | Ducted CEE Tier 1
216634031 | Central HP <5.4 tons | ACIQ | HRCU-A-CB (Split System: Heat Pump with Remote Outdoor Unit-Air-Source) | H5H0V48*K*AAA* |  |  | EVD5X61M24A*+WALLCON | *96CTN1202422B* | 48500 | 19.5 | 9.5 | 50000 | 36600 | 73.2% | 2.12 | 0 | 10.5 |  |  |  |  | R-454B | 4.0417 | Residential & Commercial | USHP | Ducted CEE Tier 1
215934561 | Central HP <5.4 tons | KEEPRITE | HRCU-A-CB (Split System: Heat Pump with Remote Outdoor Unit-Air-Source) | C5H3V48*K*AAA* |  |  | ESH5X60M12A*+WALLCON | *80CTL0701412B* | 43500 | 19.5 | 9 | 49500 | 35600 | 71.92% | 1.9 | 0 | 11 |  |  |  |  | R-454B | 3.625 | Residential & Commercial | USHP | Ducted CEE Tier 1
215934611 | Central HP <5.4 tons | KEEPRITE | HRCU-A-CB (Split System: Heat Pump with Remote Outdoor Unit-Air-Source) | C5H3V48*K*AAA* |  |  | ESH5X60M12A*+WALLCON | *96CTN0801714B* | 43500 | 19.5 | 9 | 49000 | 35600 | 72.65% | 1.92 | 0 | 11.5 |  |  |  |  | R-454B | 3.625 | Residential & Commercial | USHP | Ducted CEE Tier 1
215934061 | Central HP <5.4 tons | KEEPRITE | HRCU-A-CB (Split System: Heat Pump with Remote Outdoor Unit-Air-Source) | C5H3V48*K*AAA* |  |  | EA*5X48M21A*+WALLCON | *97CMN0801714B* | 42500 | 20 | 9.5 | 48500 | 36400 | 75.05% | 2 | 0 | 10.5 |  |  |  |  | R-454B | 3.5417 | Residential & Commercial | USHP | Ducted CEE Tier 1
214398397 | Central HP <5.4 tons | CHAMPION HEATING AND COOLING | HRCU-A-CB (Split System: Heat Pump with Remote Outdoor Unit-Air-Source) | HH824E2S11 |  |  | CTM30B5ACS1 | TM8E080B12MP11 | 23000 | 17 | 9.5 | 23000 | 18300 | 79.57% | 2 | 0 | 12 |  |  |  |  | R-454B | 1.9167 | Residential & Commercial | USHP | Ducted CEE Tier 1
214398674 | Central HP <5.4 tons | CHAMPION HEATING AND COOLING | HRCU-A-CB (Split System: Heat Pump with Remote Outdoor Unit-Air-Source) | HH860E2S11 |  |  | CTM60C5CGS1+JME16C2SN1 | 0 | 44500 | 19 | 9 | 44000 | 33000 | 75% | 2 | 0 | 12 |  |  |  |  | R-454B | 3.7083 | Residential & Commercial | USHP | Ducted CEE Tier 1
214398249 | Central HP <5.4 tons | CHAMPION HEATING AND COOLING | HRCU-A-CB (Split System: Heat Pump with Remote Outdoor Unit-Air-Source) | HH860E2S11 |  |  | CTM60C5CGS1 | TM8Y100C20MP11 | 44500 | 18 | 9 | 45000 | 33800 | 75.11% | 2 | 0 | 11.7 |  |  |  |  | R-454B | 3.7083 | Residential & Commercial | USHP | Ducted CEE Tier 1
215933521 | Central HP <5.4 tons | KEEPRITE | HRCU-A-CB (Split System: Heat Pump with Remote Outdoor Unit-Air-Source) | C5H3V36*K*AAA* |  |  | ESH5X48M12A*+WALLCON | *80CSU0601716A* | 33600 | 19.5 | 9 | 34800 | 26600 | 76.44% | 1.92 | 0 | 11 |  |  |  |  | R-454B | 2.8 | Residential & Commercial | USHP | Ducted CEE Tier 1
215933371 | Central HP <5.4 tons | KEEPRITE | HRCU-A-CB (Split System: Heat Pump with Remote Outdoor Unit-Air-Source) | C5H3V36*K*AAA* |  |  | ESH5X42M12A*+WALLCON | *95CSU0601716B* | 33400 | 18.5 | 9 | 35200 | 27000 | 76.7% | 1.92 | 0 | 11 |  |  |  |  | R-454B | 2.7833 | Residential & Commercial | USHP | Ducted CEE Tier 1
216374756 | Central HP <5.4 tons | CHAMPION HEATING AND COOLING | HRCU-A-CB (Split System: Heat Pump with Remote Outdoor Unit-Air-Source) | HH836E2S11 |  |  | CTU48C5XFS1+TXV | Z9ET100C16SMPS1 | 33400 | 19 | 9.5 | 31400 | 23800 | 75.8% | 2 | 0 | 11 |  |  |  |  | R-454B | 2.7833 | Residential & Commercial | USHP | Ducted CEE Tier 1
216623479 | Central HP <5.4 tons | ELIOS | HRCU-A-C (Split System: Heat Pump with Remote Outdoor Unit with No Indoor Fan --Air Source) | ESHMA18R2AN1 |  |  | GUHMA24RBAS1 | 0 | 18000 | 16.1 | 9.5 | 19000 | 18000 | 94.74% | 2.06 | 0 | 11.7 |  |  |  |  | R-454B | 1.5 | Residential & Commercial | USHP | Ducted CEE Tier 1
215934541 | Central HP <5.4 tons | KEEPRITE | HRCU-A-CB (Split System: Heat Pump with Remote Outdoor Unit-Air-Source) | C5H3V48*K*AAA* |  |  | ESH5X48M12A*+WALLCON | *96CTN1202422B* | 44500 | 20 | 9 | 48500 | 36400 | 75.05% | 1.82 | 0 | 10.5 |  |  |  |  | R-454B | 3.7083 | Residential & Commercial | USHP | Ducted CEE Tier 1
215933441 | Central HP <5.4 tons | KEEPRITE | HRCU-A-CB (Split System: Heat Pump with Remote Outdoor Unit-Air-Source) | C5H3V36*K*AAA* |  |  | ESH5X42M12A*+WALLCON | *97CMN1002122B* | 33600 | 19 | 9 | 34600 | 26600 | 76.88% | 1.94 | 0 | 11.5 |  |  |  |  | R-454B | 2.8 | Residential & Commercial | USHP | Ducted CEE Tier 1
215932721 | Central HP <5.4 tons | KEEPRITE | HRCU-A-CB (Split System: Heat Pump with Remote Outdoor Unit-Air-Source) | C5H3V36*K*AAA* |  |  | EA*5X61M21A*+WALLCON | *80CTL0901716B* | 34400 | 20.5 | 9 | 34400 | 26200 | 76.16% | 1.96 | 0 | 11.7 |  |  |  |  | R-454B | 2.8667 | Residential & Commercial | USHP | Ducted CEE Tier 1
215932471 | Central HP <5.4 tons | KEEPRITE | HRCU-A-CB (Split System: Heat Pump with Remote Outdoor Unit-Air-Source) | C5H3V36*K*AAA* |  |  | EA*5X48M21A*+WALLCON | *97CMN0601714B* | 33000 | 19.5 | 9.5 | 34000 | 26000 | 76.47% | 2.04 | 0 | 11 |  |  |  |  | R-454B | 2.75 | Residential & Commercial | USHP | Ducted CEE Tier 1
215932501 | Central HP <5.4 tons | KEEPRITE | HRCU-A-CB (Split System: Heat Pump with Remote Outdoor Unit-Air-Source) | C5H3V36*K*AAA* |  |  | EA*5X48M21A*+WALLCON | *97CMN0802120B* | 33400 | 20 | 9.5 | 34600 | 26400 | 76.3% | 2.02 | 0 | 11.5 |  |  |  |  | R-454B | 2.7833 | Residential & Commercial | USHP | Ducted CEE Tier 1
214398484 | Central HP <5.4 tons | CHAMPION HEATING AND COOLING | HRCU-A-CB (Split System: Heat Pump with Remote Outdoor Unit-Air-Source) | HH836E2S11 |  |  | CTM48C5CFS1 | TMLE100C16MP11 | 33600 | 19 | 9 | 31400 | 25400 | 80.89% | 2 | 0 | 11 |  |  |  |  | R-454B | 2.8 | Residential & Commercial | USHP | Ducted CEE Tier 1
214398489 | Central HP <5.4 tons | CHAMPION HEATING AND COOLING | HRCU-A-CB (Split System: Heat Pump with Remote Outdoor Unit-Air-Source) | HH836E2S11 |  |  | CTM36B5CDS1 | TM8Y080B12MP11 | 33400 | 18 | 8.5 | 31200 | 25600 | 82.05% | 2 | 0 | 11 |  |  |  |  | R-454B | 2.7833 | Residential & Commercial | USHP | Ducted CEE Tier 1
214397837 | Central HP <5.4 tons | CHAMPION HEATING AND COOLING | HRCU-A-CB (Split System: Heat Pump with Remote Outdoor Unit-Air-Source) | HH860E2S11 |  |  | CTF60C5CGS1+JMVT17CC2N1 | 0 | 44500 | 18 | 9 | 44000 | 33000 | 75% | 2 | 0 | 12 |  |  |  |  | R-454B | 3.7083 | Residential & Commercial | USHP | Ducted CEE Tier 1
214397916 | Central HP <5.4 tons | CHAMPION HEATING AND COOLING | HRCU-A-CB (Split System: Heat Pump with Remote Outdoor Unit-Air-Source) | HH860E2S11 |  |  | CTM60D5CGS1 | TM9Y120D20MP11 | 43500 | 18 | 9 | 44000 | 33400 | 75.91% | 2 | 0 | 11.7 |  |  |  |  | R-454B | 3.625 | Residential & Commercial | USHP | Ducted CEE Tier 1
214397805 | Central HP <5.4 tons | CHAMPION HEATING AND COOLING | HRCU-A-CB (Split System: Heat Pump with Remote Outdoor Unit-Air-Source) | HH836E2S11 |  |  | CTM48C5CFS1 | TM9Y100C16MP11 | 32800 | 19 | 9 | 31000 | 25200 | 81.29% | 2 | 0 | 11 |  |  |  |  | R-454B | 2.7333 | Residential & Commercial | USHP | Ducted CEE Tier 1
216735940 | Central HP <5.4 tons | KEEPRITE | HRCU-A-CB (Split System: Heat Pump with Remote Outdoor Unit-Air-Source) | D5CUHAH24AAK |  |  | EA*5X37M21A* | *95MSU1002120A* | 23200 | 16.5 | 8.5 | 20600 | 18400 | 89.32% | 1.96 | 0 | 11 |  |  |  |  | R-454B | 1.9333 | Residential & Commercial | USHP | Ducted CEE Tier 1
216735795 | Central HP <5.4 tons | KEEPRITE | HRCU-A-CB (Split System: Heat Pump with Remote Outdoor Unit-Air-Source) | D5CUHAH24AAK |  |  | EA*5X37M21A* | *92MSN1002120A* | 23000 | 16.5 | 8.5 | 20600 | 18400 | 89.32% | 1.98 | 0 | 11 |  |  |  |  | R-454B | 1.9167 | Residential & Commercial | USHP | Ducted CEE Tier 1
215934601 | Central HP <5.4 tons | KEEPRITE | HRCU-A-CB (Split System: Heat Pump with Remote Outdoor Unit-Air-Source) | C5H3V48*K*AAA* |  |  | ESH5X60M12A*+WALLCON | *97CMN0801714B* | 44000 | 19.5 | 9 | 49000 | 36400 | 74.29% | 1.84 | 0 | 11 |  |  |  |  | R-454B | 3.6667 | Residential & Commercial | USHP | Ducted CEE Tier 1
216634607 | Central HP <5.4 tons | ACIQ | HRCU-A-CB (Split System: Heat Pump with Remote Outdoor Unit-Air-Source) | H5H0V60*K*AAA* |  |  | ESH5X60M12A*+WALLCON | *96CTN0802120B* | 55500 | 17 | 8.5 | 60000 | 42000 | 70% | 1.9 | 0 | 8.5 |  |  |  |  | R-454B | 4.625 | Residential & Commercial | USHP
216634523 | Central HP <5.4 tons | ACIQ | HRCU-A-CB (Split System: Heat Pump with Remote Outdoor Unit-Air-Source) | H5H0V48*K*AAA* |  |  | EVM5X49M21A*+WALLCON | *97CTN0802120A* | 48000 | 19 | 9 | 50000 | 36800 | 73.6% | 2 | 0 | 10 |  |  |  |  | R-454B | 4 | Residential & Commercial | USHP | Ducted CEE Tier 1
216634591 | Central HP <5.4 tons | ACIQ | HRCU-A-CB (Split System: Heat Pump with Remote Outdoor Unit-Air-Source) | H5H0V48*K*AAA* |  |  | EVD5X61M24A*+WALLCON | *97CTN1002122A* | 48500 | 19.5 | 9.5 | 50000 | 36600 | 73.2% | 2.12 | 0 | 10.5 |  |  |  |  | R-454B | 4.0417 | Residential & Commercial | USHP | Ducted CEE Tier 1
215934621 | Central HP <5.4 tons | KEEPRITE | HRCU-A-CB (Split System: Heat Pump with Remote Outdoor Unit-Air-Source) | C5H3V48*K*AAA* |  |  | FCMA5B48L0C*+WALLCON | 0 | 45500 | 22 | 9.5 | 48500 | 36000 | 74.23% | 1.96 | 0 | 12 |  |  |  |  | R-454B | 3.7917 | Residential & Commercial | USHP | Ducted CEE Tier 1
214728364 | Central HP <5.4 tons | CHAMPION HEATING AND COOLING | HRCU-A-CB (Split System: Heat Pump with Remote Outdoor Unit-Air-Source) | HH836E2S11 |  |  | CTU36B5XDS1+TXV | TM9E080B12MP12 | 33600 | 18 | 8.5 | 31800 | 26000 | 81.76% | 2 | 0 | 11 |  |  |  |  | R-454B | 2.8 | Residential & Commercial | USHP | Ducted CEE Tier 1
214606517 | Central HP <5.4 tons | CHAMPION HEATING AND COOLING | HRCU-A-C (Split System: Heat Pump with Remote Outdoor Unit with No Indoor Fan --Air Source) | HH836E2S11 |  |  | CTM36B5CDS1 | 0 | 32800 | 15.2 | 8.1 | 31000 | 22600 | 72.9% | 2 | 0 | 11 |  |  |  |  | R-454B | 2.7333 | Residential & Commercial | USHP | Ducted CEE Tier 1
215934501 | Central HP <5.4 tons | KEEPRITE | HRCU-A-CB (Split System: Heat Pump with Remote Outdoor Unit-Air-Source) | C5H3V48*K*AAA* |  |  | ESH5X48M12A*+WALLCON | *97CMN1002122B* | 44000 | 20 | 9 | 48500 | 36400 | 75.05% | 1.82 | 0 | 10.5 |  |  |  |  | R-454B | 3.6667 | Residential & Commercial | USHP | Ducted CEE Tier 1
215934131 | Central HP <5.4 tons | KEEPRITE | HRCU-A-CB (Split System: Heat Pump with Remote Outdoor Unit-Air-Source) | C5H3V48*K*AAA* |  |  | EA*5X60M24A*+WALLCON | *95CSU0802120B* | 44500 | 21 | 9.5 | 48500 | 36600 | 75.46% | 2 | 0 | 11 |  |  |  |  | R-454B | 3.7083 | Residential & Commercial | USHP | Ducted CEE Tier 1
213772323 | Central HP <5.4 tons | KENMORE | HRCU-A-CB (Split System: Heat Pump with Remote Outdoor Unit-Air-Source) | (C,H,T)VH825GKA2* |  |  | EHD4X42AAL+WALLCON | *80CTL1352422B* | 24200 | 16 | 8.1 | 21400 | 16600 | 77.57% | 2 | 0 | 10.5 |  |  |  |  | R-410A | 2.0167 | Residential & Commercial | USHP | Ducted CEE Tier 1
206771541 | Central HP <5.4 tons | BRYANT HEATING AND COOLING SYSTEMS | HRCU-A-CB (Split System: Heat Pump with Remote Outdoor Unit-Air-Source) | 288BNV037*0**B* |  |  | CAP**4224AL*+UI | 986TC66120C24*** | 31800 | 17.5 | 8.1 | 33000 | 24400 | 73.94% | 1.9 | 11 | 11.5 |  |  |  |  | R-410A | 2.65 | Residential & Commercial | USHP | Ducted CEE Tier 1
213297091 | Central HP <5.4 tons | CHAMPION HEATING AND COOLING | HRCU-A-CB (Split System: Heat Pump with Remote Outdoor Unit-Air-Source) | HMH72B341 |  |  | XAHC36DXXN1+TXV | Z8ET080B12LMPS1 | 33000 | 18 | 8.1 | 32000 | 22400 | 70% | 2 | 0 | 9.5 |  |  |  |  | R-410A | 2.75 | Residential & Commercial | USHP
212546249 | Central HP <5.4 tons | iFLOW | HRCU-A-C (Split System: Heat Pump with Remote Outdoor Unit with No Indoor Fan --Air Source) | 70HPIC24A |  |  | 70C1824BA | 0 | 24000 | 16.5 | 9.5 | 25000 | 20000 | 80% | 1.95 | 11 | 10.7 |  |  |  |  | R-410A | 2 | Residential & Commercial | USHP | Ducted CEE Tier 1
216736798 | Central HP <5.4 tons | KEEPRITE | HRCU-A-CB (Split System: Heat Pump with Remote Outdoor Unit-Air-Source) | D5CUHAH24AAK |  |  | ESH5X24M12A* | *96CTN0801714B* | 22200 | 15.2 | 8.1 | 21000 | 19000 | 90.48% | 1.85 | 0 | 10.5 |  |  |  |  | R-454B | 1.85 | Residential & Commercial | USHP | Ducted CEE Tier 1
213081448 | Central HP <5.4 tons | ELIOS | HRCU-A-C (Split System: Heat Pump with Remote Outdoor Unit with No Indoor Fan --Air Source) | DEA18HOS20230E7 |  |  | CUB24HAC20BWT7A | 0 | 18000 | 16.1 | 9.5 | 19000 | 15000 | 78.95% | 2.2 | 11.6 | 11.7 |  |  |  |  | R-410A | 1.5 | Residential & Commercial | USHP | Ducted CEE Tier 1
214397754 | Central HP <5.4 tons | CHAMPION HEATING AND COOLING | HRCU-A-CB (Split System: Heat Pump with Remote Outdoor Unit-Air-Source) | HH836E2S11 |  |  | CTF36C5CDS1 | TMLV100C16MP12 | 34000 | 18 | 8.5 | 31600 | 26000 | 82.28% | 2 | 0 | 11 |  |  |  |  | R-454B | 2.8333 | Residential & Commercial | USHP | Ducted CEE Tier 1
214398108 | Central HP <5.4 tons | CHAMPION HEATING AND COOLING | HRCU-A-CB (Split System: Heat Pump with Remote Outdoor Unit-Air-Source) | HH836E2S11 |  |  | CTF36C5CDS1+JMC16C2SN1 | 0 | 34800 | 19 | 9 | 32200 | 25800 | 80.12% | 2 | 0 | 11.7 |  |  |  |  | R-454B | 2.9 | Residential & Commercial | USHP | Ducted CEE Tier 1
214398113 | Central HP <5.4 tons | CHAMPION HEATING AND COOLING | HRCU-A-CB (Split System: Heat Pump with Remote Outdoor Unit-Air-Source) | HH836E2S11 |  |  | CTM36B5CDS1 | TM8V080B12MP12 | 32800 | 17 | 8.5 | 30800 | 25200 | 81.82% | 2 | 0 | 11 |  |  |  |  | R-454B | 2.7333 | Residential & Commercial | USHP | Ducted CEE Tier 1
213297656 | Central HP <5.4 tons | CHAMPION HEATING AND COOLING | HRCU-A-CB (Split System: Heat Pump with Remote Outdoor Unit-Air-Source) | HMH72B341 |  |  | XAHB36DXXN1+TXV | Z8ES040A12LMPS1 | 33200 | 17.5 | 8.1 | 32800 | 23000 | 70.12% | 2.02 | 0 | 10 |  |  |  |  | R-410A | 2.7667 | Residential & Commercial | USHP | Ducted CEE Tier 1
213297781 | Central HP <5.4 tons | CHAMPION HEATING AND COOLING | HRCU-A-CB (Split System: Heat Pump with Remote Outdoor Unit-Air-Source) | HMH72B341 |  |  | XAFC30CXXN1+TXV | Z8ES100C16SMPS1 | 33600 | 18 | 8.5 | 33000 | 23400 | 70.91% | 2.06 | 0 | 9.5 |  |  |  |  | R-410A | 2.8 | Residential & Commercial | USHP
213297826 | Central HP <5.4 tons | CHAMPION HEATING AND COOLING | HRCU-A-CB (Split System: Heat Pump with Remote Outdoor Unit-Air-Source) | HMH72B341 |  |  | XAFB30CXXN1+TXV | Z8ES080B12LMPS1 | 33000 | 18 | 8.5 | 33000 | 23400 | 70.91% | 2.04 | 0 | 9.5 |  |  |  |  | R-410A | 2.75 | Residential & Commercial | USHP
213297876 | Central HP <5.4 tons | CHAMPION HEATING AND COOLING | HRCU-A-CB (Split System: Heat Pump with Remote Outdoor Unit-Air-Source) | HMH72B341 |  |  | XAFC36DXXN1+TXV | Z9ES080C16SMPS1 | 34000 | 17.5 | 8.1 | 33400 | 23800 | 71.26% | 2.06 | 0 | 9.5 |  |  |  |  | R-410A | 2.8333 | Residential & Commercial | USHP
213297901 | Central HP <5.4 tons | CHAMPION HEATING AND COOLING | HRCU-A-CB (Split System: Heat Pump with Remote Outdoor Unit-Air-Source) | HMH72B341 |  |  | XAFB36DBCN1 | Z9ES060A10SMPS1 | 33400 | 18.5 | 8.1 | 32800 | 23200 | 70.73% | 2.02 | 0 | 9.5 |  |  |  |  | R-410A | 2.7833 | Residential & Commercial | USHP
214242452 | Central HP <5.4 tons | KEEPRITE | HRCU-A-CB (Split System: Heat Pump with Remote Outdoor Unit-Air-Source) | CVH825GKA2* |  |  | EN(A,D)4X24L17**+WALLCON | *80CTL0901716B* | 23200 | 16 | 8.1 | 22000 | 16900 | 76.82% | 1.92 | 0 | 10.5 |  |  |  |  | R-410A | 1.9333 | Residential & Commercial | USHP | Ducted CEE Tier 1
216623476 | Central HP <5.4 tons | ELIOS | HRCU-A-C (Split System: Heat Pump with Remote Outdoor Unit with No Indoor Fan --Air Source) | ESHMA60R2AN1 |  |  | GCHMA60RDAS1 | 0 | 47000 | 15.2 | 8.1 | 58000 | 43000 | 74.14% | 1.83 | 0 | 10 |  |  |  |  | R-454B | 3.9167 | Residential & Commercial | USHP | Ducted CEE Tier 1
215934161 | Central HP <5.4 tons | KEEPRITE | HRCU-A-CB (Split System: Heat Pump with Remote Outdoor Unit-Air-Source) | C5H3V48*K*AAA* |  |  | EA*5X61M21A*+WALLCON | *80CTL0701716B* | 44500 | 20.5 | 9 | 49000 | 37400 | 76.33% | 2 | 0 | 11 |  |  |  |  | R-454B | 3.7083 | Residential & Commercial | USHP | Ducted CEE Tier 1
215934211 | Central HP <5.4 tons | KEEPRITE | HRCU-A-CB (Split System: Heat Pump with Remote Outdoor Unit-Air-Source) | C5H3V48*K*AAA* |  |  | EA*5X61M21A*+WALLCON | *95CSU0601716B* | 44500 | 20.5 | 9.5 | 49000 | 36600 | 74.69% | 2 | 0 | 11 |  |  |  |  | R-454B | 3.7083 | Residential & Commercial | USHP | Ducted CEE Tier 1
216634465 | Central HP <5.4 tons | ACIQ | HRCU-A-CB (Split System: Heat Pump with Remote Outdoor Unit-Air-Source) | H5H0V48*K*AAA* |  |  | EA*5X48M21A*+WALLCON | *96CTN0802120B* | 44000 | 17.5 | 9 | 48500 | 34200 | 70.52% | 2.06 | 0 | 9.5 |  |  |  |  | R-454B | 3.6667 | Residential & Commercial | USHP
216634466 | Central HP <5.4 tons | ACIQ | HRCU-A-CB (Split System: Heat Pump with Remote Outdoor Unit-Air-Source) | H5H0V48*K*AAA* |  |  | EA*5X48M21A*+WALLCON | *80CSU0401712B* | 44000 | 17.5 | 9 | 48500 | 34000 | 70.1% | 2.04 | 0 | 9.5 |  |  |  |  | R-454B | 3.6667 | Residential & Commercial | USHP
216634481 | Central HP <5.4 tons | ACIQ | HRCU-A-CB (Split System: Heat Pump with Remote Outdoor Unit-Air-Source) | H5H0V48*K*AAA* |  |  | EA*5X61M21A*+WALLCON | *80CSU0601716B* | 46000 | 17.5 | 9 | 48000 | 33800 | 70.42% | 2.08 | 0 | 9.5 |  |  |  |  | R-454B | 3.8333 | Residential & Commercial | USHP
216634482 | Central HP <5.4 tons | ACIQ | HRCU-A-CB (Split System: Heat Pump with Remote Outdoor Unit-Air-Source) | H5H0V48*K*AAA* |  |  | EA*5X61M21A*+WALLCON | *80CSU0802120B* | 46000 | 18 | 9 | 47500 | 33400 | 70.32% | 2.08 | 0 | 10 |  |  |  |  | R-454B | 3.8333 | Residential & Commercial | USHP | Ducted CEE Tier 1
214398214 | Central HP <5.4 tons | CHAMPION HEATING AND COOLING | HRCU-A-CB (Split System: Heat Pump with Remote Outdoor Unit-Air-Source) | HH836E2S11 |  |  | CTF48C5CFS1 | TM9Y080C16MP11 | 32800 | 19 | 9 | 31000 | 25200 | 81.29% | 2 | 0 | 11 |  |  |  |  | R-454B | 2.7333 | Residential & Commercial | USHP | Ducted CEE Tier 1
214397712 | Central HP <5.4 tons | CHAMPION HEATING AND COOLING | HRCU-A-CB (Split System: Heat Pump with Remote Outdoor Unit-Air-Source) | HH836E2S11 |  |  | CTM36C5CDS1 | TMLE120C16MP11 | 33800 | 18 | 8.5 | 31600 | 25800 | 81.65% | 2 | 0 | 11 |  |  |  |  | R-454B | 2.8167 | Residential & Commercial | USHP | Ducted CEE Tier 1
214397739 | Central HP <5.4 tons | CHAMPION HEATING AND COOLING | HRCU-A-CB (Split System: Heat Pump with Remote Outdoor Unit-Air-Source) | HH836E2S11 |  |  | CTM36C5CDS1 | TMLE120C20MP11 | 34600 | 16 | 8.5 | 32600 | 26800 | 82.21% | 2 | 0 | 11 |  |  |  |  | R-454B | 2.8833 | Residential & Commercial | USHP | Ducted CEE Tier 1
214398005 | Central HP <5.4 tons | CHAMPION HEATING AND COOLING | HRCU-A-CB (Split System: Heat Pump with Remote Outdoor Unit-Air-Source) | HH860E2S11 |  |  | CTF60D5CHS1 | TM9Y120D20MP11 | 53500 | 19 | 8.5 | 54500 | 39500 | 72.48% | 2 | 0 | 11 |  |  |  |  | R-454B | 4.4583 | Residential & Commercial | USHP | Ducted CEE Tier 1
214397580 | Central HP <5.4 tons | CHAMPION HEATING AND COOLING | HRCU-A-CB (Split System: Heat Pump with Remote Outdoor Unit-Air-Source) | HH860E2S11 |  |  | CTF60C5CHS1 | TM8E120C20MP11 | 54000 | 19 | 8.5 | 54500 | 39500 | 72.48% | 2 | 0 | 11 |  |  |  |  | R-454B | 4.5 | Residential & Commercial | USHP | Ducted CEE Tier 1
213296921 | Central HP <5.4 tons | CHAMPION HEATING AND COOLING | HRCU-A-CB (Split System: Heat Pump with Remote Outdoor Unit-Air-Source) | HMH72B341 |  |  | XAFC36DXXN1+TXV | Z8ES100B12LMPS1 | 34000 | 18.5 | 8.1 | 34000 | 24600 | 72.35% | 2.12 | 0 | 9.5 |  |  |  |  | R-410A | 2.8333 | Residential & Commercial | USHP
213297041 | Central HP <5.4 tons | CHAMPION HEATING AND COOLING | HRCU-A-CB (Split System: Heat Pump with Remote Outdoor Unit-Air-Source) | HMH72B341 |  |  | XAHC36DXXN1+TXV | Z9ES080B12SMPS1 | 33000 | 16.5 | 8.1 | 32200 | 22800 | 70.81% | 2 | 0 | 9.5 |  |  |  |  | R-410A | 2.75 | Residential & Commercial | USHP
206790569 | Central HP <5.4 tons | BRYANT HEATING AND COOLING SYSTEMS | HRCU-A-CB (Split System: Heat Pump with Remote Outdoor Unit-Air-Source) | 284ANV036*0**B* |  |  | CSPH*4812AL*+UI | 88*TA36045C17*** | 33800 | 18 | 9 | 35400 | 26200 | 74.01% | 2 | 12 | 11 |  |  |  |  | R-410A | 2.8167 | Residential & Commercial | USHP | Ducted CEE Tier 1
214807742 | Central HP <5.4 tons | CHAMPION HEATING AND COOLING | HRCU-A-CB (Split System: Heat Pump with Remote Outdoor Unit-Air-Source) | HH824E2S11 |  |  | CTM36B5ADS1 | TP9C080B12MP13 | 23000 | 18 | 9.5 | 23000 | 18500 | 80.43% | 2 | 0 | 12 |  |  |  |  | R-454B | 1.9167 | Residential & Commercial | USHP | Ducted CEE Tier 1
215935282 | Central HP <5.4 tons | KENMORE | HRCU-A-CB (Split System: Heat Pump with Remote Outdoor Unit-Air-Source) | (C,H,T)5H3V36*K*AAA* |  |  | EVM5X60M21A*+WALLCON | *97CMN0801714B* | 35400 | 21.5 | 8.5 | 38500 | 29000 | 75.32% | 2.02 | 0 | 12 |  |  |  |  | R-454B | 2.95 | Residential & Commercial | USHP | Ducted CEE Tier 1
213298086 | Central HP <5.4 tons | CHAMPION HEATING AND COOLING | HRCU-A-CB (Split System: Heat Pump with Remote Outdoor Unit-Air-Source) | HMH72B341 |  |  | XAUB36DXXN1+TXV | Z8ES040A12LMPS1 | 34000 | 18 | 8.5 | 33400 | 24200 | 72.46% | 2.1 | 0 | 10 |  |  |  |  | R-410A | 2.8333 | Residential & Commercial | USHP | Ducted CEE Tier 1
213298036 | Central HP <5.4 tons | CHAMPION HEATING AND COOLING | HRCU-A-CB (Split System: Heat Pump with Remote Outdoor Unit-Air-Source) | HMH72B341 |  |  | XAFC36DBCN1 | Z8ES080C16LMPS1 | 34000 | 18 | 8.5 | 33400 | 24200 | 72.46% | 2.14 | 0 | 10 |  |  |  |  | R-410A | 2.8333 | Residential & Commercial | USHP | Ducted CEE Tier 1
213297156 | Central HP <5.4 tons | CHAMPION HEATING AND COOLING | HRCU-A-CB (Split System: Heat Pump with Remote Outdoor Unit-Air-Source) | HMH72B341 |  |  | XAHB30CXXN1+TXV | Z8ES100B12LMPS1 | 32000 | 17 | 8.1 | 32200 | 22600 | 70.19% | 2 | 0 | 9.5 |  |  |  |  | R-410A | 2.6667 | Residential & Commercial | USHP
206790063 | Central HP <5.4 tons | BRYANT HEATING AND COOLING SYSTEMS | HRCU-A-CB (Split System: Heat Pump with Remote Outdoor Unit-Air-Source) | 284ANV024*0**B* |  |  | CNPV*3617AL*+UI | 88*TA48090C17*** | 23400 | 21 | 10 | 26600 | 19800 | 74.44% | 2.4 | 14 | 13.5 |  |  |  |  | R-410A | 1.95 | Residential & Commercial | USHP | Ducted CEE Tier 1
206790072 | Central HP <5.4 tons | BRYANT HEATING AND COOLING SYSTEMS | HRCU-A-CB (Split System: Heat Pump with Remote Outdoor Unit-Air-Source) | 284ANV024*0**B* |  |  | CNPV*4217AL*+UI | 987MB42080C17*** | 23600 | 20 | 10 | 26600 | 19900 | 74.81% | 2.46 | 13 | 13 |  |  |  |  | R-410A | 1.9667 | Residential & Commercial | USHP | Ducted CEE Tier 1
206790272 | Central HP <5.4 tons | BRYANT HEATING AND COOLING SYSTEMS | HRCU-A-CB (Split System: Heat Pump with Remote Outdoor Unit-Air-Source) | 284ANV036*0**B* |  |  | CAP**3721AL*+UI | 987MB42080C17*** | 34200 | 19 | 9.5 | 35400 | 25800 | 72.88% | 2.02 | 12 | 11.7 |  |  |  |  | R-410A | 2.85 | Residential & Commercial | USHP | Ducted CEE Tier 1
206790308 | Central HP <5.4 tons | BRYANT HEATING AND COOLING SYSTEMS | HRCU-A-CB (Split System: Heat Pump with Remote Outdoor Unit-Air-Source) | 284ANV036*0**B* |  |  | CAP**4321AL*+UI | 987MB42080C17*** | 34200 | 19 | 9.5 | 35400 | 25800 | 72.88% | 2.02 | 12.5 | 11.7 |  |  |  |  | R-410A | 2.85 | Residential & Commercial | USHP | Ducted CEE Tier 1
206790367 | Central HP <5.4 tons | BRYANT HEATING AND COOLING SYSTEMS | HRCU-A-CB (Split System: Heat Pump with Remote Outdoor Unit-Air-Source) | 284ANV036*0**B* |  |  | CAP**6124AL*+UI | 986TC66120C24*** | 34800 | 20 | 9 | 34400 | 25000 | 72.67% | 2.02 | 13 | 12.5 |  |  |  |  | R-410A | 2.9 | Residential & Commercial | USHP | Ducted CEE Tier 1
206771892 | Central HP <5.4 tons | BRYANT HEATING AND COOLING SYSTEMS | HRCU-A-CB (Split System: Heat Pump with Remote Outdoor Unit-Air-Source) | 288BNV037*0**B* |  |  | CAP**4824AL*+UI | 88*TA60090C21*** | 32400 | 17.5 | 8.5 | 32600 | 25000 | 76.69% | 1.98 | 12 | 11.7 |  |  |  |  | R-410A | 2.7 | Residential & Commercial | USHP | Ducted CEE Tier 1
206772883 | Central HP <5.4 tons | BRYANT HEATING AND COOLING SYSTEMS | HRCU-A-CB (Split System: Heat Pump with Remote Outdoor Unit-Air-Source) | 288BNV037*0**B* |  |  | CSPH*4812AL*+UI | 88*TA60090C21*** | 32600 | 17 | 8.1 | 33000 | 25000 | 75.76% | 1.98 | 12 | 11 |  |  |  |  | R-410A | 2.7167 | Residential & Commercial | USHP | Ducted CEE Tier 1
215932251 | Central HP <5.4 tons | KEEPRITE | HRCU-A-CB (Split System: Heat Pump with Remote Outdoor Unit-Air-Source) | C5H3V36*K*AAA* |  |  | EA*5X42M21A*+WALLCON | *80CTL0901716B* | 32600 | 20 | 9.5 | 35000 | 26800 | 76.57% | 2.02 | 0 | 11 |  |  |  |  | R-454B | 2.7167 | Residential & Commercial | USHP | Ducted CEE Tier 1
215932271 | Central HP <5.4 tons | KEEPRITE | HRCU-A-CB (Split System: Heat Pump with Remote Outdoor Unit-Air-Source) | C5H3V36*K*AAA* |  |  | EA*5X42M21A*+WALLCON | *95CSU0601716B* | 32400 | 19.5 | 9.5 | 35400 | 27200 | 76.84% | 2 | 0 | 11 |  |  |  |  | R-454B | 2.7 | Residential & Commercial | USHP | Ducted CEE Tier 1
214398199 | Central HP <5.4 tons | CHAMPION HEATING AND COOLING | HRCU-A-CB (Split System: Heat Pump with Remote Outdoor Unit-Air-Source) | HH836E2S11 |  |  | CTF48C5CFS1 | TM8E100C16MP11 | 33400 | 19 | 9 | 31400 | 25400 | 80.89% | 2 | 0 | 11 |  |  |  |  | R-454B | 2.7833 | Residential & Commercial | USHP | Ducted CEE Tier 1
213298076 | Central HP <5.4 tons | CHAMPION HEATING AND COOLING | HRCU-A-CB (Split System: Heat Pump with Remote Outdoor Unit-Air-Source) | HMH72B341 |  |  | XAUB36DXXN1+TXV | Z8ES040A12SMPS1 | 34000 | 18 | 8.5 | 33400 | 24200 | 72.46% | 2.1 | 0 | 10 |  |  |  |  | R-410A | 2.8333 | Residential & Commercial | USHP | Ducted CEE Tier 1
214397511 | Central HP <5.4 tons | CHAMPION HEATING AND COOLING | HRCU-A-CB (Split System: Heat Pump with Remote Outdoor Unit-Air-Source) | HH860E2S11 |  |  | CTM60D5CGS1 | TM9E120D20MP12 | 45000 | 17 | 9 | 46500 | 34800 | 74.84% | 2 | 0 | 11 |  |  |  |  | R-454B | 3.75 | Residential & Commercial | USHP | Ducted CEE Tier 1
215933034 | Central HP <5.4 tons | CARRIER | HRCU-A-CB (Split System: Heat Pump with Remote Outdoor Unit-Air-Source) | 27VNA336A*030* |  |  | CSAH*3612AM*+UI | 58CU*A060C17**16 | 33200 | 19 | 9 | 34800 | 26800 | 77.01% | 1.92 | 0 | 11 |  |  |  |  | R-454B | 2.7667 | Residential & Commercial | USHP | Ducted CEE Tier 1
216634170 | Central HP <5.4 tons | ACIQ | HRCU-A-CB (Split System: Heat Pump with Remote Outdoor Unit-Air-Source) | H5H0V24*K*AAA* |  |  | EA*5X37M17A*+WALLCON | *80CSU0401712B* | 23800 | 17 | 9 | 23400 | 16400 | 70.09% | 2 | 0 | 10 |  |  |  |  | R-454B | 1.9833 | Residential & Commercial | USHP | Ducted CEE Tier 1
216634172 | Central HP <5.4 tons | ACIQ | HRCU-A-CB (Split System: Heat Pump with Remote Outdoor Unit-Air-Source) | H5H0V24*K*AAA* |  |  | EA*5X37M17A*+WALLCON | *97CTN0601716A* | 23600 | 16.5 | 9 | 23600 | 16600 | 70.34% | 1.98 | 0 | 10 |  |  |  |  | R-454B | 1.9667 | Residential & Commercial | USHP | Ducted CEE Tier 1
216634173 | Central HP <5.4 tons | ACIQ | HRCU-A-CB (Split System: Heat Pump with Remote Outdoor Unit-Air-Source) | H5H0V24*K*AAA* |  |  | EA*5X37M17A*+WALLCON | *97CTN0801716A* | 23800 | 17 | 9 | 23400 | 16500 | 70.51% | 2 | 0 | 10 |  |  |  |  | R-454B | 1.9833 | Residential & Commercial | USHP | Ducted CEE Tier 1
206767551 | Central HP <5.4 tons | BRYANT HEATING AND COOLING SYSTEMS | HRCU-A-CB (Split System: Heat Pump with Remote Outdoor Unit-Air-Source) | 288BNV025*0**C* |  |  | CAP**3721AL*+UI | 935CA66100C21*** | 24400 | 17 | 8.5 | 21200 | 16600 | 78.3% | 2.04 | 11.5 | 11 |  |  |  |  | R-410A | 2.0333 | Residential & Commercial | USHP | Ducted CEE Tier 1
216634514 | Central HP <5.4 tons | ACIQ | HRCU-A-CB (Split System: Heat Pump with Remote Outdoor Unit-Air-Source) | H5H0V48*K*AAA* |  |  | EVM5X48M21A*+WALLCON | *80CSU1002120B* | 47000 | 18 | 9 | 50000 | 36400 | 72.8% | 2 | 0 | 9.5 |  |  |  |  | R-454B | 3.9167 | Residential & Commercial | USHP
216634516 | Central HP <5.4 tons | ACIQ | HRCU-A-CB (Split System: Heat Pump with Remote Outdoor Unit-Air-Source) | H5H0V48*K*AAA* |  |  | EVM5X48M21A*+WALLCON | *97CTN1002122A* | 47000 | 18.5 | 9 | 50000 | 36400 | 72.8% | 2 | 0 | 10 |  |  |  |  | R-454B | 3.9167 | Residential & Commercial | USHP | Ducted CEE Tier 1
216634548 | Central HP <5.4 tons | ACIQ | HRCU-A-CB (Split System: Heat Pump with Remote Outdoor Unit-Air-Source) | H5H0V48*K*AAA* |  |  | EVD5X48M21A*+WALLCON | *80CSU0802120B* | 47000 | 18.5 | 9 | 50000 | 36200 | 72.4% | 2.02 | 0 | 10 |  |  |  |  | R-454B | 3.9167 | Residential & Commercial | USHP | Ducted CEE Tier 1
216634566 | Central HP <5.4 tons | ACIQ | HRCU-A-CB (Split System: Heat Pump with Remote Outdoor Unit-Air-Source) | H5H0V48*K*AAA* |  |  | EVD5X60M21A*+WALLCON | *80CSU0401712B* | 48000 | 18.5 | 9 | 50000 | 36600 | 73.2% | 2 | 0 | 10 |  |  |  |  | R-454B | 4 | Residential & Commercial | USHP | Ducted CEE Tier 1
213298061 | Central HP <5.4 tons | CHAMPION HEATING AND COOLING | HRCU-A-CB (Split System: Heat Pump with Remote Outdoor Unit-Air-Source) | HMH72B341 |  |  | XAFB36DXXN1+TXV | Z8ES040A12SMPS1 | 34000 | 18 | 8.5 | 33400 | 24200 | 72.46% | 2.1 | 0 | 10 |  |  |  |  | R-410A | 2.8333 | Residential & Commercial | USHP | Ducted CEE Tier 1
213296961 | Central HP <5.4 tons | CHAMPION HEATING AND COOLING | HRCU-A-CB (Split System: Heat Pump with Remote Outdoor Unit-Air-Source) | HMH72B341 |  |  | XAHC36DXXN1+TXV | Z8ES080B12LMPS1 | 33400 | 17.5 | 8.1 | 32800 | 23000 | 70.12% | 2.02 | 0 | 10 |  |  |  |  | R-410A | 2.7833 | Residential & Commercial | USHP | Ducted CEE Tier 1
213297376 | Central HP <5.4 tons | CHAMPION HEATING AND COOLING | HRCU-A-CB (Split System: Heat Pump with Remote Outdoor Unit-Air-Source) | HMH72B341 |  |  | XAUB30CXXN1+TXV | Z8ES100B12SMPS1 | 32800 | 18 | 8.5 | 33000 | 23200 | 70.3% | 2.04 | 0 | 9.5 |  |  |  |  | R-410A | 2.7333 | Residential & Commercial | USHP
213297526 | Central HP <5.4 tons | CHAMPION HEATING AND COOLING | HRCU-A-CB (Split System: Heat Pump with Remote Outdoor Unit-Air-Source) | HMH72B341 |  |  | XAHC36DXXN1+TXV | Z8ES120C16LMPS1 | 34000 | 17.5 | 8.1 | 33400 | 24000 | 71.86% | 2.08 | 0 | 9.5 |  |  |  |  | R-410A | 2.8333 | Residential & Commercial | USHP
213297861 | Central HP <5.4 tons | CHAMPION HEATING AND COOLING | HRCU-A-CB (Split System: Heat Pump with Remote Outdoor Unit-Air-Source) | HMH72B341 |  |  | XAFC30CXXN1+TXV | Z9ET080B12SMPS1 | 32800 | 18.5 | 8.1 | 33000 | 23400 | 70.91% | 2.02 | 0 | 10 |  |  |  |  | R-410A | 2.7333 | Residential & Commercial | USHP | Ducted CEE Tier 1
213297946 | Central HP <5.4 tons | CHAMPION HEATING AND COOLING | HRCU-A-CB (Split System: Heat Pump with Remote Outdoor Unit-Air-Source) | HMH72B341 |  |  | XAFD48FXXN1+TXV | Z8ES120C16LMPS1 | 34000 | 16.5 | 8.5 | 32800 | 23400 | 71.34% | 2.1 | 0 | 9.5 |  |  |  |  | R-410A | 2.8333 | Residential & Commercial | USHP
213298046 | Central HP <5.4 tons | CHAMPION HEATING AND COOLING | HRCU-A-CB (Split System: Heat Pump with Remote Outdoor Unit-Air-Source) | HMH72B341 |  |  | XAFC36DXXN1+TXV | Z8ES080B12LMPS1 | 34000 | 18 | 8.1 | 33400 | 24000 | 71.86% | 2.08 | 0 | 10 |  |  |  |  | R-410A | 2.8333 | Residential & Commercial | USHP | Ducted CEE Tier 1
216374674 | Central HP <5.4 tons | CHAMPION HEATING AND COOLING | HRCU-A-CB (Split System: Heat Pump with Remote Outdoor Unit-Air-Source) | HH836E2S11 |  |  | CTM36C5CDS1 | Z9ET080C16SMPS1 | 33400 | 18 | 8.5 | 31000 | 23600 | 76.13% | 2 | 0 | 11 |  |  |  |  | R-454B | 2.7833 | Residential & Commercial | USHP | Ducted CEE Tier 1
214398174 | Central HP <5.4 tons | CHAMPION HEATING AND COOLING | HRCU-A-CB (Split System: Heat Pump with Remote Outdoor Unit-Air-Source) | HH836E2S11 |  |  | CTM36C5CDS1 | TM8E100C16MP11 | 33800 | 18 | 8.5 | 31600 | 25800 | 81.65% | 2 | 0 | 11 |  |  |  |  | R-454B | 2.8167 | Residential & Commercial | USHP | Ducted CEE Tier 1
214398224 | Central HP <5.4 tons | CHAMPION HEATING AND COOLING | HRCU-A-CB (Split System: Heat Pump with Remote Outdoor Unit-Air-Source) | HH836E2S11 |  |  | CTF48C5CFS1 | TMLE120C16MP11 | 33600 | 19 | 9 | 31400 | 25400 | 80.89% | 2 | 0 | 11 |  |  |  |  | R-454B | 2.8 | Residential & Commercial | USHP | Ducted CEE Tier 1
213296931 | Central HP <5.4 tons | CHAMPION HEATING AND COOLING | HRCU-A-CB (Split System: Heat Pump with Remote Outdoor Unit-Air-Source) | HMH72B341 |  |  | XAFC36DBCN1 | Z8ES100B12LMPS1 | 34000 | 18.5 | 8.1 | 34000 | 24600 | 72.35% | 2.12 | 0 | 9.5 |  |  |  |  | R-410A | 2.8333 | Residential & Commercial | USHP
213296981 | Central HP <5.4 tons | CHAMPION HEATING AND COOLING | HRCU-A-CB (Split System: Heat Pump with Remote Outdoor Unit-Air-Source) | HMH72B341 |  |  | XAFB36DXXN1+TXV | Z8ES080B12LMPS1 | 34000 | 18 | 8.1 | 33400 | 24000 | 71.86% | 2.08 | 0 | 10 |  |  |  |  | R-410A | 2.8333 | Residential & Commercial | USHP | Ducted CEE Tier 1
213297131 | Central HP <5.4 tons | CHAMPION HEATING AND COOLING | HRCU-A-CB (Split System: Heat Pump with Remote Outdoor Unit-Air-Source) | HMH72B341 |  |  | XAFC48FBCN1 | Z8ES120C16LMPS1 | 34000 | 16.5 | 8.5 | 32800 | 23400 | 71.34% | 2.1 | 0 | 9.5 |  |  |  |  | R-410A | 2.8333 | Residential & Commercial | USHP
213297556 | Central HP <5.4 tons | CHAMPION HEATING AND COOLING | HRCU-A-CB (Split System: Heat Pump with Remote Outdoor Unit-Air-Source) | HMH72B341 |  |  | XAHC36DBCN1 | Z8ES100C20LMPS1 | 34000 | 17 | 8.5 | 33400 | 23600 | 70.66% | 2.08 | 0 | 9.5 |  |  |  |  | R-410A | 2.8333 | Residential & Commercial | USHP
213298066 | Central HP <5.4 tons | CHAMPION HEATING AND COOLING | HRCU-A-CB (Split System: Heat Pump with Remote Outdoor Unit-Air-Source) | HMH72B341 |  |  | XAFB36DXXN1+TXV | Z8ES040A12LMPS1 | 34000 | 18 | 8.5 | 33400 | 24200 | 72.46% | 2.1 | 0 | 10 |  |  |  |  | R-410A | 2.8333 | Residential & Commercial | USHP | Ducted CEE Tier 1
213297166 | Central HP <5.4 tons | CHAMPION HEATING AND COOLING | HRCU-A-CB (Split System: Heat Pump with Remote Outdoor Unit-Air-Source) | HMH72B341 |  |  | XAHC30CXXN1+TXV | Z8ES080C20LMPS1 | 32800 | 17.5 | 8.5 | 32000 | 22800 | 71.25% | 2.02 | 0 | 9.5 |  |  |  |  | R-410A | 2.7333 | Residential & Commercial | USHP
213296971 | Central HP <5.4 tons | CHAMPION HEATING AND COOLING | HRCU-A-CB (Split System: Heat Pump with Remote Outdoor Unit-Air-Source) | HMH72B341 |  |  | XAHC36DBCN1 | Z8ES080B12LMPS1 | 33400 | 17.5 | 8.1 | 32800 | 23000 | 70.12% | 2.02 | 0 | 10 |  |  |  |  | R-410A | 2.7833 | Residential & Commercial | USHP | Ducted CEE Tier 1
213296996 | Central HP <5.4 tons | CHAMPION HEATING AND COOLING | HRCU-A-CB (Split System: Heat Pump with Remote Outdoor Unit-Air-Source) | HMH72B341 |  |  | XAFB36DBCN1 | Z8ES080B12LMPS1 | 34000 | 18 | 8.1 | 33400 | 24000 | 71.86% | 2.08 | 0 | 10 |  |  |  |  | R-410A | 2.8333 | Residential & Commercial | USHP | Ducted CEE Tier 1
213297021 | Central HP <5.4 tons | CHAMPION HEATING AND COOLING | HRCU-A-CB (Split System: Heat Pump with Remote Outdoor Unit-Air-Source) | HMH72B341 |  |  | XAFB36DBCN1 | Z9ET080B12SMPS1 | 33800 | 18 | 8.5 | 33000 | 23200 | 70.3% | 2 | 0 | 10 |  |  |  |  | R-410A | 2.8167 | Residential & Commercial | USHP | Ducted CEE Tier 1
213297241 | Central HP <5.4 tons | CHAMPION HEATING AND COOLING | HRCU-A-CB (Split System: Heat Pump with Remote Outdoor Unit-Air-Source) | HMH72B341 |  |  | XAFC36DBCN1 | Z9ET080B12SMPS1 | 33800 | 18 | 8.5 | 33000 | 23200 | 70.3% | 2 | 0 | 10 |  |  |  |  | R-410A | 2.8167 | Residential & Commercial | USHP | Ducted CEE Tier 1
213297441 | Central HP <5.4 tons | CHAMPION HEATING AND COOLING | HRCU-A-CB (Split System: Heat Pump with Remote Outdoor Unit-Air-Source) | HMH72B341 |  |  | XAFB36DXXN1+TXV | Z9ET060B12SMPS1 | 34000 | 18.5 | 8.1 | 33400 | 24000 | 71.86% | 2.06 | 0 | 9.5 |  |  |  |  | R-410A | 2.8333 | Residential & Commercial | USHP
213297991 | Central HP <5.4 tons | CHAMPION HEATING AND COOLING | HRCU-A-CB (Split System: Heat Pump with Remote Outdoor Unit-Air-Source) | HMH72B341 |  |  | XAHB36DBCN1 | Z8ES100B12SMPS1 | 33400 | 17.5 | 8.1 | 32800 | 23200 | 70.73% | 2.02 | 0 | 9.5 |  |  |  |  | R-410A | 2.7833 | Residential & Commercial | USHP
213297751 | Central HP <5.4 tons | CHAMPION HEATING AND COOLING | HRCU-A-CB (Split System: Heat Pump with Remote Outdoor Unit-Air-Source) | HMH72B341 |  |  | XAFD48FBCN1 | Z8ET080C16LMPS1 | 33600 | 17.5 | 8.5 | 32800 | 23200 | 70.73% | 2.08 | 0 | 9.5 |  |  |  |  | R-410A | 2.8 | Residential & Commercial | USHP
213297206 | Central HP <5.4 tons | CHAMPION HEATING AND COOLING | HRCU-A-CB (Split System: Heat Pump with Remote Outdoor Unit-Air-Source) | HMH72B341 |  |  | XAUB30CXXN1+TXV | Z8ES040A12LMPS1 | 33200 | 18 | 8.5 | 33000 | 23400 | 70.91% | 2.06 | 0 | 10 |  |  |  |  | R-410A | 2.7667 | Residential & Commercial | USHP | Ducted CEE Tier 1
213297331 | Central HP <5.4 tons | CHAMPION HEATING AND COOLING | HRCU-A-CB (Split System: Heat Pump with Remote Outdoor Unit-Air-Source) | HMH72B341 |  |  | XAHC30CXXN1+TXV | Z8ES120C16LMPS1 | 32600 | 17 | 8.5 | 32000 | 22600 | 70.62% | 2.04 | 0 | 9.5 |  |  |  |  | R-410A | 2.7167 | Residential & Commercial | USHP
213297506 | Central HP <5.4 tons | CHAMPION HEATING AND COOLING | HRCU-A-CB (Split System: Heat Pump with Remote Outdoor Unit-Air-Source) | HMH72B341 |  |  | XAUC48FXXN1+TXV | Z8ET080C16LMPS1 | 33600 | 17.5 | 8.5 | 32800 | 23200 | 70.73% | 2.08 | 0 | 9.5 |  |  |  |  | R-410A | 2.8 | Residential & Commercial | USHP
213297631 | Central HP <5.4 tons | CHAMPION HEATING AND COOLING | HRCU-A-CB (Split System: Heat Pump with Remote Outdoor Unit-Air-Source) | HMH72B341 |  |  | XAHB36DXXN1+TXV | Z8ES080B12SMPS1 | 33200 | 17.5 | 8.1 | 32800 | 23000 | 70.12% | 2 | 0 | 10 |  |  |  |  | R-410A | 2.7667 | Residential & Commercial | USHP | Ducted CEE Tier 1
213297676 | Central HP <5.4 tons | CHAMPION HEATING AND COOLING | HRCU-A-CB (Split System: Heat Pump with Remote Outdoor Unit-Air-Source) | HMH72B341 |  |  | XAFC30CXXN1+JMET12CS2N1+TXV | 0 | 33800 | 18.5 | 8.5 | 33000 | 23200 | 70.3% | 2.08 | 0 | 10 |  |  |  |  | R-410A | 2.8167 | Residential & Commercial | USHP | Ducted CEE Tier 1
213297681 | Central HP <5.4 tons | CHAMPION HEATING AND COOLING | HRCU-A-CB (Split System: Heat Pump with Remote Outdoor Unit-Air-Source) | HMH72B341 |  |  | XAFC36DXXN1+TXV | Z9ET100C16SMPS1 | 34000 | 18.5 | 8.1 | 33400 | 24400 | 73.05% | 2.08 | 0 | 10 |  |  |  |  | R-410A | 2.8333 | Residential & Commercial | USHP | Ducted CEE Tier 1
214398040 | Central HP <5.4 tons | CHAMPION HEATING AND COOLING | HRCU-A-CB (Split System: Heat Pump with Remote Outdoor Unit-Air-Source) | HH860E2S11 |  |  | CTM60C5CHS1 | TM8V100C20MP12 | 53500 | 19 | 9 | 54000 | 39000 | 72.22% | 2 | 0 | 11 |  |  |  |  | R-454B | 4.4583 | Residential & Commercial | USHP | Ducted CEE Tier 1
213297831 | Central HP <5.4 tons | CHAMPION HEATING AND COOLING | HRCU-A-CB (Split System: Heat Pump with Remote Outdoor Unit-Air-Source) | HMH72B341 |  |  | XAUB30CXXN1+TXV | Z8ES080B12SMPS1 | 33000 | 18 | 8.5 | 33000 | 23400 | 70.91% | 2.04 | 0 | 9.5 |  |  |  |  | R-410A | 2.75 | Residential & Commercial | USHP
214397749 | Central HP <5.4 tons | CHAMPION HEATING AND COOLING | HRCU-A-CB (Split System: Heat Pump with Remote Outdoor Unit-Air-Source) | HH836E2S11 |  |  | CTF36C5CDS1 | TM8V080C16MP12 | 34000 | 18 | 8.5 | 31600 | 26000 | 82.28% | 2 | 0 | 11 |  |  |  |  | R-454B | 2.8333 | Residential & Commercial | USHP | Ducted CEE Tier 1
206773126 | Central HP <5.4 tons | BRYANT HEATING AND COOLING SYSTEMS | HRCU-A-CB (Split System: Heat Pump with Remote Outdoor Unit-Air-Source) | 288BNV037*0**B* |  |  | CAP**4321AL*+UI | 83*CA60100C21*** | 32800 | 17 | 8.5 | 33000 | 25200 | 76.36% | 1.98 | 12 | 11 |  |  |  |  | R-410A | 2.7333 | Residential & Commercial | USHP | Ducted CEE Tier 1
215931851 | Central HP <5.4 tons | KEEPRITE | HRCU-A-CB (Split System: Heat Pump with Remote Outdoor Unit-Air-Source) | C5H3V60*K*AAA* |  |  | ESH5X60M12A*+WALLCON | *95CSU0802120B* | 56000 | 17.5 | 8.1 | 61000 | 46000 | 75.41% | 1.95 | 0 | 11 |  |  |  |  | R-454B | 4.6667 | Residential & Commercial | USHP | Ducted CEE Tier 1
214397788 | Central HP <5.4 tons | CHAMPION HEATING AND COOLING | HRCU-A-CB (Split System: Heat Pump with Remote Outdoor Unit-Air-Source) | HH836E2S11 |  |  | CTF48C5CFS1 | TP9C080C16MP13 | 33200 | 18 | 9 | 31600 | 25400 | 80.38% | 2 | 0 | 11 |  |  |  |  | R-454B | 2.7667 | Residential & Commercial | USHP | Ducted CEE Tier 1
213297856 | Central HP <5.4 tons | CHAMPION HEATING AND COOLING | HRCU-A-CB (Split System: Heat Pump with Remote Outdoor Unit-Air-Source) | HMH72B341 |  |  | XAFC36DBCN1+JMET12CS2N1 | 0 | 34000 | 18.5 | 8.5 | 34000 | 24200 | 71.18% | 2.14 | 0 | 10 |  |  |  |  | R-410A | 2.8333 | Residential & Commercial | USHP | Ducted CEE Tier 1
216634473 | Central HP <5.4 tons | ACIQ | HRCU-A-CB (Split System: Heat Pump with Remote Outdoor Unit-Air-Source) | H5H0V48*K*AAA* |  |  | EA*5X60M24A*+WALLCON | *96CTN0802120B* | 45000 | 18 | 9 | 47500 | 33600 | 70.74% | 2.06 | 0 | 10 |  |  |  |  | R-454B | 3.75 | Residential & Commercial | USHP | Ducted CEE Tier 1
216634489 | Central HP <5.4 tons | ACIQ | HRCU-A-CB (Split System: Heat Pump with Remote Outdoor Unit-Air-Source) | H5H0V48*K*AAA* |  |  | EA*5X61M24A*+WALLCON | *80CSU1002120B* | 46000 | 18 | 9 | 47500 | 33600 | 70.74% | 2.08 | 0 | 9.5 |  |  |  |  | R-454B | 3.8333 | Residential & Commercial | USHP
216634508 | Central HP <5.4 tons | ACIQ | HRCU-A-CB (Split System: Heat Pump with Remote Outdoor Unit-Air-Source) | H5H0V48*K*AAA* |  |  | ESH5X60M12A*+WALLCON | *97CTN0802120A* | 45500 | 16.5 | 8.5 | 48000 | 33800 | 70.42% | 2.06 | 0 | 9.5 |  |  |  |  | R-454B | 3.7917 | Residential & Commercial | USHP
216634521 | Central HP <5.4 tons | ACIQ | HRCU-A-CB (Split System: Heat Pump with Remote Outdoor Unit-Air-Source) | H5H0V48*K*AAA* |  |  | EVM5X49M21A*+WALLCON | *80CSU1002120B* | 48000 | 18.5 | 9 | 50000 | 36600 | 73.2% | 2 | 0 | 10 |  |  |  |  | R-454B | 4 | Residential & Commercial | USHP | Ducted CEE Tier 1
206771694 | Central HP <5.4 tons | BRYANT HEATING AND COOLING SYSTEMS | HRCU-A-CB (Split System: Heat Pump with Remote Outdoor Unit-Air-Source) | 288BNV037*0**B* |  |  | CAP**4321AL*+UI | 987MB66100C21*** | 33000 | 17.5 | 8.5 | 33000 | 25200 | 76.36% | 2 | 12 | 11.7 |  |  |  |  | R-410A | 2.75 | Residential & Commercial | USHP | Ducted CEE Tier 1
214398234 | Central HP <5.4 tons | CHAMPION HEATING AND COOLING | HRCU-A-CB (Split System: Heat Pump with Remote Outdoor Unit-Air-Source) | HH836E2S11 |  |  | CTM48C5CFS1+JMC16C2SN1 | 0 | 34400 | 19 | 9 | 31800 | 25200 | 79.25% | 2 | 0 | 11.7 |  |  |  |  | R-454B | 2.8667 | Residential & Commercial | USHP | Ducted CEE Tier 1
213297786 | Central HP <5.4 tons | CHAMPION HEATING AND COOLING | HRCU-A-CB (Split System: Heat Pump with Remote Outdoor Unit-Air-Source) | HMH72B341 |  |  | XAFC30CXXN1+TXV | Z8ES100C16LMPS1 | 33600 | 18 | 8.5 | 33000 | 23400 | 70.91% | 2.06 | 0 | 9.5 |  |  |  |  | R-410A | 2.8 | Residential & Commercial | USHP
213297986 | Central HP <5.4 tons | CHAMPION HEATING AND COOLING | HRCU-A-CB (Split System: Heat Pump with Remote Outdoor Unit-Air-Source) | HMH72B341 |  |  | XAHB36DXXN1+TXV | Z8ES100B12LMPS1 | 33400 | 17.5 | 8.1 | 32800 | 23200 | 70.73% | 2.02 | 0 | 9.5 |  |  |  |  | R-410A | 2.7833 | Residential & Commercial | USHP
214397734 | Central HP <5.4 tons | CHAMPION HEATING AND COOLING | HRCU-A-CB (Split System: Heat Pump with Remote Outdoor Unit-Air-Source) | HH836E2S11 |  |  | CTM36C5CDS1 | TM8E120C20MP11 | 34600 | 16 | 8.5 | 32600 | 26800 | 82.21% | 2 | 0 | 11 |  |  |  |  | R-454B | 2.8833 | Residential & Commercial | USHP | Ducted CEE Tier 1
216634583 | Central HP <5.4 tons | ACIQ | HRCU-A-CB (Split System: Heat Pump with Remote Outdoor Unit-Air-Source) | H5H0V48*K*AAA* |  |  | EVD5X61M21A*+WALLCON | *80CSU1002120B* | 48500 | 19 | 9 | 50000 | 36800 | 73.6% | 2.12 | 0 | 10 |  |  |  |  | R-454B | 4.0417 | Residential & Commercial | USHP | Ducted CEE Tier 1
216633945 | Central HP <5.4 tons | ACIQ | HRCU-A-CB (Split System: Heat Pump with Remote Outdoor Unit-Air-Source) | H5H0V48*K*AAA* |  |  | EVD5X48M21A*+WALLCON | *80CSU0601716A* | 47000 | 18 | 9 | 50000 | 36400 | 72.8% | 2 | 0 | 9.5 |  |  |  |  | R-454B | 3.9167 | Residential & Commercial | USHP
213296886 | Central HP <5.4 tons | CHAMPION HEATING AND COOLING | HRCU-A-CB (Split System: Heat Pump with Remote Outdoor Unit-Air-Source) | HMH72B341 |  |  | XAFC36DBCN1 | Z8ES120C16SMPS1 | 34000 | 18 | 8.5 | 33400 | 24400 | 73.05% | 2.12 | 0 | 9.5 |  |  |  |  | R-410A | 2.8333 | Residential & Commercial | USHP
206790258 | Central HP <5.4 tons | BRYANT HEATING AND COOLING SYSTEMS | HRCU-A-CB (Split System: Heat Pump with Remote Outdoor Unit-Air-Source) | 284ANV024*0**B* |  |  | CNPV*3621AL*+UI | 935CA66100C21*** | 23200 | 20.5 | 10 | 26600 | 19900 | 74.81% | 2.4 | 14 | 13 |  |  |  |  | R-410A | 1.9333 | Residential & Commercial | USHP | Ducted CEE Tier 1
213297111 | Central HP <5.4 tons | CHAMPION HEATING AND COOLING | HRCU-A-CB (Split System: Heat Pump with Remote Outdoor Unit-Air-Source) | HMH72B341 |  |  | XAFC48FXXN1+TXV | Z8ES120C16SMPS1 | 34000 | 16.5 | 8.5 | 32800 | 23400 | 71.34% | 2.1 | 0 | 9.5 |  |  |  |  | R-410A | 2.8333 | Residential & Commercial | USHP
213297696 | Central HP <5.4 tons | CHAMPION HEATING AND COOLING | HRCU-A-CB (Split System: Heat Pump with Remote Outdoor Unit-Air-Source) | HMH72B341 |  |  | XAFC36DBCN1 | Z9ET060B12SMPS1 | 33800 | 17.5 | 8.5 | 33400 | 23400 | 70.06% | 2 | 0 | 9.5 |  |  |  |  | R-410A | 2.8167 | Residential & Commercial | USHP
213297846 | Central HP <5.4 tons | CHAMPION HEATING AND COOLING | HRCU-A-CB (Split System: Heat Pump with Remote Outdoor Unit-Air-Source) | HMH72B341 |  |  | XAHB36DBCN1+JMVT12BC2N1 | 0 | 33200 | 18 | 8.1 | 32200 | 22600 | 70.19% | 2.02 | 0 | 10 |  |  |  |  | R-410A | 2.7667 | Residential & Commercial | USHP | Ducted CEE Tier 1
213297976 | Central HP <5.4 tons | CHAMPION HEATING AND COOLING | HRCU-A-CB (Split System: Heat Pump with Remote Outdoor Unit-Air-Source) | HMH72B341 |  |  | XAHC36DBCN1 | Z8ES100C16LMPS1 | 34000 | 17.5 | 8.1 | 33400 | 24000 | 71.86% | 2.08 | 0 | 9.5 |  |  |  |  | R-410A | 2.8333 | Residential & Commercial | USHP
213297181 | Central HP <5.4 tons | CHAMPION HEATING AND COOLING | HRCU-A-CB (Split System: Heat Pump with Remote Outdoor Unit-Air-Source) | HMH72B341 |  |  | XAFC30CXXN1+TXV | Z8ES080B12SMPS1 | 33200 | 18 | 8.5 | 33000 | 23400 | 70.91% | 2.04 | 0 | 10 |  |  |  |  | R-410A | 2.7667 | Residential & Commercial | USHP | Ducted CEE Tier 1
213297231 | Central HP <5.4 tons | CHAMPION HEATING AND COOLING | HRCU-A-CB (Split System: Heat Pump with Remote Outdoor Unit-Air-Source) | HMH72B341 |  |  | XAUB30CXXN1+JMET12BS2N1+TXV | 0 | 33200 | 18.5 | 8.5 | 33000 | 23200 | 70.3% | 2.06 | 0 | 10 |  |  |  |  | R-410A | 2.7667 | Residential & Commercial | USHP | Ducted CEE Tier 1
213297281 | Central HP <5.4 tons | CHAMPION HEATING AND COOLING | HRCU-A-CB (Split System: Heat Pump with Remote Outdoor Unit-Air-Source) | HMH72B341 |  |  | XAFB30CXXN1+TXV | Z9ES060B12SMPS1 | 32400 | 17 | 8.1 | 33000 | 23200 | 70.3% | 2.02 | 0 | 9.5 |  |  |  |  | R-410A | 2.7 | Residential & Commercial | USHP
213297196 | Central HP <5.4 tons | CHAMPION HEATING AND COOLING | HRCU-A-CB (Split System: Heat Pump with Remote Outdoor Unit-Air-Source) | HMH72B341 |  |  | XAFB30CXXN1+TXV | Z8ES040A12LMPS1 | 33200 | 18 | 8.5 | 33000 | 23400 | 70.91% | 2.06 | 0 | 10 |  |  |  |  | R-410A | 2.7667 | Residential & Commercial | USHP | Ducted CEE Tier 1
213297341 | Central HP <5.4 tons | CHAMPION HEATING AND COOLING | HRCU-A-CB (Split System: Heat Pump with Remote Outdoor Unit-Air-Source) | HMH72B341 |  |  | XAFC36DXXN1+TXV | Z8ES100C20LMPS1 | 34000 | 17.5 | 8.5 | 33400 | 24200 | 72.46% | 2.14 | 0 | 9.5 |  |  |  |  | R-410A | 2.8333 | Residential & Commercial | USHP
213297466 | Central HP <5.4 tons | CHAMPION HEATING AND COOLING | HRCU-A-CB (Split System: Heat Pump with Remote Outdoor Unit-Air-Source) | HMH72B341 |  |  | XAFC30CXXN1+TXV | Z9ES080B12SMPS1 | 32600 | 17 | 8.1 | 33000 | 23200 | 70.3% | 2.02 | 0 | 9.5 |  |  |  |  | R-410A | 2.7167 | Residential & Commercial | USHP
213297841 | Central HP <5.4 tons | CHAMPION HEATING AND COOLING | HRCU-A-CB (Split System: Heat Pump with Remote Outdoor Unit-Air-Source) | HMH72B341 |  |  | XAHB36DXXN1+JMVT12BC2N1+TXV | 0 | 33200 | 18 | 8.1 | 32200 | 22600 | 70.19% | 2.02 | 0 | 10 |  |  |  |  | R-410A | 2.7667 | Residential & Commercial | USHP | Ducted CEE Tier 1
213296966 | Central HP <5.4 tons | CHAMPION HEATING AND COOLING | HRCU-A-CB (Split System: Heat Pump with Remote Outdoor Unit-Air-Source) | HMH72B341 |  |  | XAHC36DBCN1 | Z8ES080B12SMPS1 | 33400 | 17.5 | 8.1 | 32800 | 23000 | 70.12% | 2.02 | 0 | 10 |  |  |  |  | R-410A | 2.7833 | Residential & Commercial | USHP | Ducted CEE Tier 1
216634598 | Central HP <5.4 tons | ACIQ | HRCU-A-CB (Split System: Heat Pump with Remote Outdoor Unit-Air-Source) | H5H0V60*K*AAA* |  |  | EA*5X60M24A*+WALLCON | *97CTN1202422A* | 55000 | 18.5 | 9 | 59000 | 41500 | 70.34% | 2.02 | 0 | 9 |  |  |  |  | R-454B | 4.5833 | Residential & Commercial | USHP
216643942 | Central HP <5.4 tons | KEEPRITE | HRCU-A-CB (Split System: Heat Pump with Remote Outdoor Unit-Air-Source) | D5CUHAH18AAK |  |  | EA*5X19M17A* | *92MSN0801716A* | 18500 | 15.2 | 10.5 | 20000 | 17800 | 89% | 2 | 0 | 11.5 |  |  |  |  | R-454B | 1.5417 | Residential & Commercial | USHP | Ducted CEE Tier 1
216644658 | Central HP <5.4 tons | KEEPRITE | HRCU-A-CB (Split System: Heat Pump with Remote Outdoor Unit-Air-Source) | D5CUHAH18AAK |  |  | FM(C,U)5Z24**AL* | 0 | 18000 | 15.2 | 12.5 | 21200 | 18800 | 88.68% | 2.08 | 0 | 11 |  |  |  |  | R-454B | 1.5 | Residential & Commercial | USHP | Ducted CEE Tier 1
213297351 | Central HP <5.4 tons | CHAMPION HEATING AND COOLING | HRCU-A-CB (Split System: Heat Pump with Remote Outdoor Unit-Air-Source) | HMH72B341 |  |  | XAFC36DBCN1 | Z8ES100C20LMPS1 | 34000 | 17.5 | 8.5 | 33400 | 24200 | 72.46% | 2.14 | 0 | 9.5 |  |  |  |  | R-410A | 2.8333 | Residential & Commercial | USHP
206771712 | Central HP <5.4 tons | BRYANT HEATING AND COOLING SYSTEMS | HRCU-A-CB (Split System: Heat Pump with Remote Outdoor Unit-Air-Source) | 288BNV037*0**B* |  |  | CAP**4321AL*+UI | 986TC66100C21*** | 33000 | 17.5 | 8.5 | 33000 | 25200 | 76.36% | 2 | 12 | 11.7 |  |  |  |  | R-410A | 2.75 | Residential & Commercial | USHP | Ducted CEE Tier 1
216734699 | Central HP <5.4 tons | KEEPRITE | HRCU-A-CB (Split System: Heat Pump with Remote Outdoor Unit-Air-Source) | D5CUHAH24AAK |  |  | EA*5X36M17A* | *96VSN0401712B* | 22200 | 15.5 | 8.1 | 20800 | 18700 | 89.9% | 1.85 | 0 | 10.5 |  |  |  |  | R-454B | 1.85 | Residential & Commercial | USHP | Ducted CEE Tier 1
216734363 | Central HP <5.4 tons | KEEPRITE | HRCU-A-CB (Split System: Heat Pump with Remote Outdoor Unit-Air-Source) | D5CUHAH24AAK |  |  | EA*5X36M17A* | *80MS(N,L)0451412A* | 22400 | 16 | 8.5 | 20800 | 18700 | 89.9% | 1.96 | 0 | 11 |  |  |  |  | R-454B | 1.8667 | Residential & Commercial | USHP | Ducted CEE Tier 1
206772847 | Central HP <5.4 tons | BRYANT HEATING AND COOLING SYSTEMS | HRCU-A-CB (Split System: Heat Pump with Remote Outdoor Unit-Air-Source) | 288BNV037*0**B* |  |  | CSPH*4212AL*+UI | 987MB60060C21*** | 32400 | 16.5 | 8.1 | 33400 | 25200 | 75.45% | 1.94 | 11.5 | 10.5 |  |  |  |  | R-410A | 2.7 | Residential & Commercial | USHP | Ducted CEE Tier 1
206772964 | Central HP <5.4 tons | BRYANT HEATING AND COOLING SYSTEMS | HRCU-A-CB (Split System: Heat Pump with Remote Outdoor Unit-Air-Source) | 288BNV037*0**B* |  |  | CSPH*4812AL*+UI | 987MB66120C24*** | 32600 | 16.5 | 8.1 | 33000 | 25000 | 75.76% | 1.96 | 11.5 | 11 |  |  |  |  | R-410A | 2.7167 | Residential & Commercial | USHP | Ducted CEE Tier 1
214398345 | Central HP <5.4 tons | CHAMPION HEATING AND COOLING | HRCU-A-CB (Split System: Heat Pump with Remote Outdoor Unit-Air-Source) | HH860E2S11 |  |  | CTF60C5CGS1 | TM8Y080C16MP11 | 44000 | 18 | 9 | 44000 | 33400 | 75.91% | 2 | 0 | 11.7 |  |  |  |  | R-454B | 3.6667 | Residential & Commercial | USHP | Ducted CEE Tier 1
214397625 | Central HP <5.4 tons | CHAMPION HEATING AND COOLING | HRCU-A-CB (Split System: Heat Pump with Remote Outdoor Unit-Air-Source) | HH860E2S11 |  |  | CTM60C5CHS1 | TM8E120C20MP11 | 53500 | 19 | 8.5 | 54000 | 39000 | 72.22% | 2 | 0 | 11 |  |  |  |  | R-454B | 4.4583 | Residential & Commercial | USHP | Ducted CEE Tier 1
214397692 | Central HP <5.4 tons | CHAMPION HEATING AND COOLING | HRCU-A-CB (Split System: Heat Pump with Remote Outdoor Unit-Air-Source) | HH836E2S11 |  |  | CTF36C5CDS1 | TMLE120C20MP11 | 34600 | 17 | 8.5 | 32600 | 26600 | 81.6% | 2 | 0 | 11 |  |  |  |  | R-454B | 2.8833 | Residential & Commercial | USHP | Ducted CEE Tier 1
214398179 | Central HP <5.4 tons | CHAMPION HEATING AND COOLING | HRCU-A-CB (Split System: Heat Pump with Remote Outdoor Unit-Air-Source) | HH836E2S11 |  |  | CTM36C5CDS1 | TMLE100C16MP11 | 33800 | 18 | 8.5 | 31600 | 25800 | 81.65% | 2 | 0 | 11 |  |  |  |  | R-454B | 2.8167 | Residential & Commercial | USHP | Ducted CEE Tier 1
206772396 | Central HP <5.4 tons | BRYANT HEATING AND COOLING SYSTEMS | HRCU-A-CB (Split System: Heat Pump with Remote Outdoor Unit-Air-Source) | 288BNV037*0**B* |  |  | CNPV*4824AL*+UI | 987MB66100C21*** | 32400 | 17.5 | 8.1 | 33000 | 24800 | 75.15% | 1.96 | 12 | 11.7 |  |  |  |  | R-410A | 2.7 | Residential & Commercial | USHP | Ducted CEE Tier 1
206772982 | Central HP <5.4 tons | BRYANT HEATING AND COOLING SYSTEMS | HRCU-A-CB (Split System: Heat Pump with Remote Outdoor Unit-Air-Source) | 288BNV037*0**B* |  |  | CSPH*4812AL*+UI | 986TC66100C21*** | 32600 | 17 | 8.1 | 33000 | 24800 | 75.15% | 1.98 | 12 | 11 |  |  |  |  | R-410A | 2.7167 | Residential & Commercial | USHP | Ducted CEE Tier 1
216634522 | Central HP <5.4 tons | ACIQ | HRCU-A-CB (Split System: Heat Pump with Remote Outdoor Unit-Air-Source) | H5H0V48*K*AAA* |  |  | EVM5X49M21A*+WALLCON | *97CTN0801716A* | 47500 | 18.5 | 9 | 50000 | 37200 | 74.4% | 1.98 | 0 | 10 |  |  |  |  | R-454B | 3.9583 | Residential & Commercial | USHP | Ducted CEE Tier 1
214398079 | Central HP <5.4 tons | CHAMPION HEATING AND COOLING | HRCU-A-CB (Split System: Heat Pump with Remote Outdoor Unit-Air-Source) | HH836E2S11 |  |  | CTM48C5CFS1 | TM9V100C16MP12 | 33200 | 19 | 9 | 31200 | 25200 | 80.77% | 2 | 0 | 11 |  |  |  |  | R-454B | 2.7667 | Residential & Commercial | USHP | Ducted CEE Tier 1
213297596 | Central HP <5.4 tons | CHAMPION HEATING AND COOLING | HRCU-A-CB (Split System: Heat Pump with Remote Outdoor Unit-Air-Source) | HMH72B341 |  |  | XAUB36DXXN1+TXV | Z8ES100B12SMPS1 | 34000 | 18 | 8.1 | 34000 | 24600 | 72.35% | 2.1 | 0 | 9.5 |  |  |  |  | R-410A | 2.8333 | Residential & Commercial | USHP
213297711 | Central HP <5.4 tons | CHAMPION HEATING AND COOLING | HRCU-A-CB (Split System: Heat Pump with Remote Outdoor Unit-Air-Source) | HMH72B341 |  |  | XAFC36DXXN1+TXV | Z9ES080B12SMPS1 | 34000 | 17.5 | 8.1 | 33400 | 23800 | 71.26% | 2.06 | 0 | 9.5 |  |  |  |  | R-410A | 2.8333 | Residential & Commercial | USHP
213297796 | Central HP <5.4 tons | CHAMPION HEATING AND COOLING | HRCU-A-CB (Split System: Heat Pump with Remote Outdoor Unit-Air-Source) | HMH72B341 |  |  | XAFC30CXXN1+TXV | Z8ES100B12LMPS1 | 33000 | 18 | 8.5 | 33000 | 23200 | 70.3% | 2.04 | 0 | 9.5 |  |  |  |  | R-410A | 2.75 | Residential & Commercial | USHP
213296841 | Central HP <5.4 tons | CHAMPION HEATING AND COOLING | HRCU-A-CB (Split System: Heat Pump with Remote Outdoor Unit-Air-Source) | HMH72B341 |  |  | XAFC30CXXN1+TXV | Z8ET100C20LMPS1 | 33600 | 18.5 | 8.5 | 33000 | 23200 | 70.3% | 2.08 | 0 | 9.5 |  |  |  |  | R-410A | 2.8 | Residential & Commercial | USHP
213081441 | Central HP <5.4 tons | ELIOS | HRCU-A-CB (Split System: Heat Pump with Remote Outdoor Unit-Air-Source) | DEA18HOS20230E7 |  |  | FEA18HIAHUU230X7 | 0 | 18000 | 18 | 9.3 | 19000 | 16500 | 86.84% | 2.04 | 12.5 | 12.4 |  |  |  |  | R-410A | 1.5 | Residential & Commercial | USHP | Ducted CEE Tier 1
215934491 | Central HP <5.4 tons | KEEPRITE | HRCU-A-CB (Split System: Heat Pump with Remote Outdoor Unit-Air-Source) | C5H3V48*K*AAA* |  |  | ESH5X48M12A*+WALLCON | *97CMN0802120B* | 44000 | 20 | 9 | 48500 | 36600 | 75.46% | 1.8 | 0 | 10.5 |  |  |  |  | R-454B | 3.6667 | Residential & Commercial | USHP | Ducted CEE Tier 1
215934591 | Central HP <5.4 tons | KEEPRITE | HRCU-A-CB (Split System: Heat Pump with Remote Outdoor Unit-Air-Source) | C5H3V48*K*AAA* |  |  | ESH5X60M12A*+WALLCON | *95CSU1002122B* | 45000 | 20.5 | 9 | 48500 | 36400 | 75.05% | 1.84 | 0 | 11.5 |  |  |  |  | R-454B | 3.75 | Residential & Commercial | USHP | Ducted CEE Tier 1
213298051 | Central HP <5.4 tons | CHAMPION HEATING AND COOLING | HRCU-A-CB (Split System: Heat Pump with Remote Outdoor Unit-Air-Source) | HMH72B341 |  |  | XAFC36DBCN1 | Z8ES080B12SMPS1 | 34000 | 18 | 8.1 | 33400 | 24000 | 71.86% | 2.08 | 0 | 10 |  |  |  |  | R-410A | 2.8333 | Residential & Commercial | USHP | Ducted CEE Tier 1
214397722 | Central HP <5.4 tons | CHAMPION HEATING AND COOLING | HRCU-A-CB (Split System: Heat Pump with Remote Outdoor Unit-Air-Source) | HH836E2S11 |  |  | CTF36C5CDS1 | TP9C100C16MP13 | 33800 | 18 | 8.5 | 31400 | 25600 | 81.53% | 2 | 0 | 11 |  |  |  |  | R-454B | 2.8167 | Residential & Commercial | USHP | Ducted CEE Tier 1
214398140 | Central HP <5.4 tons | CHAMPION HEATING AND COOLING | HRCU-A-CB (Split System: Heat Pump with Remote Outdoor Unit-Air-Source) | HH836E2S11 |  |  | CTM36B5CDS1 | TM9Y060B12MP11 | 33000 | 17 | 8.5 | 31200 | 25600 | 82.05% | 2 | 0 | 11 |  |  |  |  | R-454B | 2.75 | Residential & Commercial | USHP | Ducted CEE Tier 1
214398615 | Central HP <5.4 tons | CHAMPION HEATING AND COOLING | HRCU-A-CB (Split System: Heat Pump with Remote Outdoor Unit-Air-Source) | HH836E2S11 |  |  | CTM48C5CFS1 | TM9E080C16MP12 | 33800 | 19 | 9 | 32000 | 25400 | 79.38% | 2 | 0 | 11 |  |  |  |  | R-454B | 2.8167 | Residential & Commercial | USHP | Ducted CEE Tier 1
214397815 | Central HP <5.4 tons | CHAMPION HEATING AND COOLING | HRCU-A-CB (Split System: Heat Pump with Remote Outdoor Unit-Air-Source) | HH836E2S11 |  |  | CTF48C5CFS1 | TMLE080C20MP11 | 34600 | 17 | 8.5 | 32800 | 25800 | 78.66% | 2 | 0 | 11 |  |  |  |  | R-454B | 2.8833 | Residential & Commercial | USHP | Ducted CEE Tier 1
213297256 | Central HP <5.4 tons | CHAMPION HEATING AND COOLING | HRCU-A-CB (Split System: Heat Pump with Remote Outdoor Unit-Air-Source) | HMH72B341 |  |  | XAUB36DXXN1+TXV | Z9ET040A10SMPS1 | 34000 | 18 | 8.1 | 33400 | 23800 | 71.26% | 2.04 | 0 | 9.5 |  |  |  |  | R-410A | 2.8333 | Residential & Commercial | USHP
213297356 | Central HP <5.4 tons | CHAMPION HEATING AND COOLING | HRCU-A-CB (Split System: Heat Pump with Remote Outdoor Unit-Air-Source) | HMH72B341 |  |  | XAHC30CXXN1+TXV | Z8ES100B12SMPS1 | 32000 | 17.5 | 8.1 | 32200 | 22600 | 70.19% | 2 | 0 | 9.5 |  |  |  |  | R-410A | 2.6667 | Residential & Commercial | USHP
213297651 | Central HP <5.4 tons | CHAMPION HEATING AND COOLING | HRCU-A-CB (Split System: Heat Pump with Remote Outdoor Unit-Air-Source) | HMH72B341 |  |  | XAHB36DXXN1+TXV | Z8ES040A12SMPS1 | 33200 | 17.5 | 8.1 | 32800 | 23000 | 70.12% | 2.02 | 0 | 10 |  |  |  |  | R-410A | 2.7667 | Residential & Commercial | USHP | Ducted CEE Tier 1
213296806 | Central HP <5.4 tons | CHAMPION HEATING AND COOLING | HRCU-A-CB (Split System: Heat Pump with Remote Outdoor Unit-Air-Source) | HMH72B341 |  |  | XAFC36DXXN1+TXV | Z9ES100C16SMPS1 | 34000 | 16.5 | 8.1 | 33400 | 24000 | 71.86% | 2.08 | 0 | 9.5 |  |  |  |  | R-410A | 2.8333 | Residential & Commercial | USHP
215934441 | Central HP <5.4 tons | KEEPRITE | HRCU-A-CB (Split System: Heat Pump with Remote Outdoor Unit-Air-Source) | C5H3V48*K*AAA* |  |  | ESH5X48M12A*+WALLCON | *80CTL0701412B* | 43000 | 19.5 | 8.5 | 49000 | 35400 | 72.24% | 1.8 | 0 | 11 |  |  |  |  | R-454B | 3.5833 | Residential & Commercial | USHP | Ducted CEE Tier 1
215934091 | Central HP <5.4 tons | KEEPRITE | HRCU-A-CB (Split System: Heat Pump with Remote Outdoor Unit-Air-Source) | C5H3V48*K*AAA* |  |  | EA*5X60M24A*+WALLCON | *80CSU1002120A* | 44500 | 21 | 9.5 | 48500 | 36400 | 75.05% | 2 | 0 | 11 |  |  |  |  | R-454B | 3.7083 | Residential & Commercial | USHP | Ducted CEE Tier 1
214397729 | Central HP <5.4 tons | CHAMPION HEATING AND COOLING | HRCU-A-CB (Split System: Heat Pump with Remote Outdoor Unit-Air-Source) | HH836E2S11 |  |  | CTM36C5CDS1 | TM9E100C16MP12 | 33800 | 18 | 8.5 | 31600 | 25800 | 81.65% | 2 | 0 | 11 |  |  |  |  | R-454B | 2.8167 | Residential & Commercial | USHP | Ducted CEE Tier 1
214398474 | Central HP <5.4 tons | CHAMPION HEATING AND COOLING | HRCU-A-CB (Split System: Heat Pump with Remote Outdoor Unit-Air-Source) | HH836E2S11 |  |  | CTF48C5CFS1+JMVT16CC2N1 | 0 | 34400 | 19 | 9 | 32000 | 25200 | 78.75% | 2 | 0 | 11.7 |  |  |  |  | R-454B | 2.8667 | Residential & Commercial | USHP | Ducted CEE Tier 1
213297031 | Central HP <5.4 tons | CHAMPION HEATING AND COOLING | HRCU-A-CB (Split System: Heat Pump with Remote Outdoor Unit-Air-Source) | HMH72B341 |  |  | XAFC36DXXN1+TXV | Z9ES100C20SMPS1 | 34000 | 17.5 | 8.5 | 33400 | 24000 | 71.86% | 2.1 | 0 | 9.5 |  |  |  |  | R-410A | 2.8333 | Residential & Commercial | USHP
213297431 | Central HP <5.4 tons | CHAMPION HEATING AND COOLING | HRCU-A-CB (Split System: Heat Pump with Remote Outdoor Unit-Air-Source) | HMH72B341 |  |  | XAHB30CXXN1+JMET12BS2N1+TXV | 0 | 32400 | 18 | 8.1 | 32400 | 22800 | 70.37% | 2.02 | 0 | 10 |  |  |  |  | R-410A | 2.7 | Residential & Commercial | USHP | Ducted CEE Tier 1
213297456 | Central HP <5.4 tons | CHAMPION HEATING AND COOLING | HRCU-A-CB (Split System: Heat Pump with Remote Outdoor Unit-Air-Source) | HMH72B341 |  |  | XAFC36DXXN1+TXV | Z9ES080C20SMPS1 | 34000 | 17.5 | 8.5 | 33400 | 24000 | 71.86% | 2.1 | 0 | 9.5 |  |  |  |  | R-410A | 2.8333 | Residential & Commercial | USHP
213297481 | Central HP <5.4 tons | CHAMPION HEATING AND COOLING | HRCU-A-CB (Split System: Heat Pump with Remote Outdoor Unit-Air-Source) | HMH72B341 |  |  | XAUB36DXXN1+TXV | Z9ES060B12SMPS1 | 34000 | 17 | 8.1 | 33400 | 23800 | 71.26% | 2.04 | 0 | 9.5 |  |  |  |  | R-410A | 2.8333 | Residential & Commercial | USHP
213297801 | Central HP <5.4 tons | CHAMPION HEATING AND COOLING | HRCU-A-CB (Split System: Heat Pump with Remote Outdoor Unit-Air-Source) | HMH72B341 |  |  | XAFC30CXXN1+TXV | Z8ES080C20SMPS1 | 33600 | 18 | 8.5 | 33000 | 23200 | 70.3% | 2.08 | 0 | 10 |  |  |  |  | R-410A | 2.8 | Residential & Commercial | USHP | Ducted CEE Tier 1
213297851 | Central HP <5.4 tons | CHAMPION HEATING AND COOLING | HRCU-A-CB (Split System: Heat Pump with Remote Outdoor Unit-Air-Source) | HMH72B341 |  |  | XAFC36DXXN1+JMET12CS2N1+TXV | 0 | 34000 | 18.5 | 8.5 | 34000 | 24200 | 71.18% | 2.14 | 0 | 10 |  |  |  |  | R-410A | 2.8333 | Residential & Commercial | USHP | Ducted CEE Tier 1
213296791 | Central HP <5.4 tons | CHAMPION HEATING AND COOLING | HRCU-A-CB (Split System: Heat Pump with Remote Outdoor Unit-Air-Source) | HMH72B341 |  |  | XAHC36DBCN1 | Z9ET100C16SMPS1 | 33600 | 18 | 8.5 | 33000 | 23200 | 70.3% | 2.04 | 0 | 10 |  |  |  |  | R-410A | 2.8 | Residential & Commercial | USHP | Ducted CEE Tier 1
213296911 | Central HP <5.4 tons | CHAMPION HEATING AND COOLING | HRCU-A-CB (Split System: Heat Pump with Remote Outdoor Unit-Air-Source) | HMH72B341 |  |  | XAFC36DBCN1 | Z8ES100C16LMPS1 | 34000 | 18 | 8.5 | 33400 | 24400 | 73.05% | 2.12 | 0 | 9.5 |  |  |  |  | R-410A | 2.8333 | Residential & Commercial | USHP
213297076 | Central HP <5.4 tons | CHAMPION HEATING AND COOLING | HRCU-A-CB (Split System: Heat Pump with Remote Outdoor Unit-Air-Source) | HMH72B341 |  |  | XAFC36DBCN1 | Z8ET100C20LMPS1 | 34800 | 18.5 | 8.5 | 33400 | 23400 | 70.06% | 2.08 | 0 | 10 |  |  |  |  | R-410A | 2.9 | Residential & Commercial | USHP | Ducted CEE Tier 1
213296876 | Central HP <5.4 tons | CHAMPION HEATING AND COOLING | HRCU-A-CB (Split System: Heat Pump with Remote Outdoor Unit-Air-Source) | HMH72B341 |  |  | XAFC36DXXN1+TXV | Z8ES120C16SMPS1 | 34000 | 18 | 8.5 | 33400 | 24400 | 73.05% | 2.12 | 0 | 9.5 |  |  |  |  | R-410A | 2.8333 | Residential & Commercial | USHP
213296991 | Central HP <5.4 tons | CHAMPION HEATING AND COOLING | HRCU-A-CB (Split System: Heat Pump with Remote Outdoor Unit-Air-Source) | HMH72B341 |  |  | XAUB36DXXN1+TXV | Z8ES080B12SMPS1 | 34000 | 18 | 8.1 | 33400 | 24000 | 71.86% | 2.08 | 0 | 10 |  |  |  |  | R-410A | 2.8333 | Residential & Commercial | USHP | Ducted CEE Tier 1
213297026 | Central HP <5.4 tons | CHAMPION HEATING AND COOLING | HRCU-A-CB (Split System: Heat Pump with Remote Outdoor Unit-Air-Source) | HMH72B341 |  |  | XAUB36DXXN1+TXV | Z9ET080B12SMPS1 | 34000 | 18.5 | 8.1 | 33400 | 24200 | 72.46% | 2.08 | 0 | 9.5 |  |  |  |  | R-410A | 2.8333 | Residential & Commercial | USHP
213297061 | Central HP <5.4 tons | CHAMPION HEATING AND COOLING | HRCU-A-CB (Split System: Heat Pump with Remote Outdoor Unit-Air-Source) | HMH72B341 |  |  | XAFB30CXXN1+TXV | Z9ES060A10SMPS1 | 32400 | 18.5 | 8.1 | 33000 | 23200 | 70.3% | 2.02 | 0 | 9.5 |  |  |  |  | R-410A | 2.7 | Residential & Commercial | USHP
213296856 | Central HP <5.4 tons | CHAMPION HEATING AND COOLING | HRCU-A-CB (Split System: Heat Pump with Remote Outdoor Unit-Air-Source) | HMH72B341 |  |  | XAFC36DXXN1+TXV | Z8ES120C20SMPS1 | 34000 | 17.5 | 8.5 | 34000 | 24600 | 72.35% | 2.12 | 0 | 9.5 |  |  |  |  | R-410A | 2.8333 | Residential & Commercial | USHP
213296956 | Central HP <5.4 tons | CHAMPION HEATING AND COOLING | HRCU-A-CB (Split System: Heat Pump with Remote Outdoor Unit-Air-Source) | HMH72B341 |  |  | XAHC36DXXN1+TXV | Z8ES080B12SMPS1 | 33400 | 17.5 | 8.1 | 32800 | 23000 | 70.12% | 2.02 | 0 | 10 |  |  |  |  | R-410A | 2.7833 | Residential & Commercial | USHP | Ducted CEE Tier 1
213297006 | Central HP <5.4 tons | CHAMPION HEATING AND COOLING | HRCU-A-CB (Split System: Heat Pump with Remote Outdoor Unit-Air-Source) | HMH72B341 |  |  | XAFA30DXXN1+TXV | Z8ES040A12SMPS1 | 33800 | 17.5 | 8.1 | 33400 | 23400 | 70.06% | 2.04 | 0 | 10 |  |  |  |  | R-410A | 2.8167 | Residential & Commercial | USHP | Ducted CEE Tier 1
213297081 | Central HP <5.4 tons | CHAMPION HEATING AND COOLING | HRCU-A-CB (Split System: Heat Pump with Remote Outdoor Unit-Air-Source) | HMH72B341 |  |  | XAHC36DXXN1+TXV | Z8ET080C16LMPS1 | 34000 | 18.5 | 8.5 | 33400 | 24000 | 71.86% | 2.1 | 0 | 9.5 |  |  |  |  | R-410A | 2.8333 | Residential & Commercial | USHP
213297531 | Central HP <5.4 tons | CHAMPION HEATING AND COOLING | HRCU-A-CB (Split System: Heat Pump with Remote Outdoor Unit-Air-Source) | HMH72B341 |  |  | XAHC36DBCN1 | Z8ES120C16SMPS1 | 34000 | 17.5 | 8.1 | 33400 | 24000 | 71.86% | 2.08 | 0 | 9.5 |  |  |  |  | R-410A | 2.8333 | Residential & Commercial | USHP
213297581 | Central HP <5.4 tons | CHAMPION HEATING AND COOLING | HRCU-A-CB (Split System: Heat Pump with Remote Outdoor Unit-Air-Source) | HMH72B341 |  |  | XAFB36DXXN1+TXV | Z8ES100B12SMPS1 | 34000 | 18 | 8.1 | 34000 | 24600 | 72.35% | 2.1 | 0 | 9.5 |  |  |  |  | R-410A | 2.8333 | Residential & Commercial | USHP
211263005 | Central HP <5.4 tons | BRYANT HEATING AND COOLING SYSTEMS | HRCU-A-CB (Split System: Heat Pump with Remote Outdoor Unit-Air-Source) | 38MURAQ18AB3* |  |  | CNPV*2417AL* | 935SA48060E17*** | 18500 | 15.5 | 8.5 | 19500 | 18400 | 94.36% | 2.24 | 0 | 11 |  |  |  |  | R-410A | 1.5417 | Residential & Commercial | USHP | Ducted CEE Tier 1
211263048 | Central HP <5.4 tons | BRYANT HEATING AND COOLING SYSTEMS | HRCU-A-CB (Split System: Heat Pump with Remote Outdoor Unit-Air-Source) | 38MURAQ18AB3* |  |  | CNPV*2417AL* | 82*TA36045V14*** | 17600 | 16 | 8.5 | 18500 | 18800 | 101.6% | 2.26 | 0 | 11 |  |  |  |  | R-410A | 1.4667 | Residential & Commercial | USHP | Ducted CEE Tier 1
211263802 | Central HP <5.4 tons | BRYANT HEATING AND COOLING SYSTEMS | HRCU-A-CB (Split System: Heat Pump with Remote Outdoor Unit-Air-Source) | 38MURAQ18AB3* |  |  | CNPV*3014AL* | 912SD36060E14*** | 18200 | 16 | 8.5 | 18700 | 18300 | 97.86% | 2.22 | 0 | 11 |  |  |  |  | R-410A | 1.5167 | Residential & Commercial | USHP | Ducted CEE Tier 1
215935262 | Central HP <5.4 tons | KENMORE | HRCU-A-CB (Split System: Heat Pump with Remote Outdoor Unit-Air-Source) | (C,H,T)5H3V36*K*AAA* |  |  | EVM5X60M21A*+WALLCON | *95CSU1002122B* | 35600 | 22 | 8.5 | 38000 | 28400 | 74.74% | 2.02 | 0 | 12.5 |  |  |  |  | R-454B | 2.9667 | Residential & Commercial | USHP | Ducted CEE Tier 1
215934551 | Central HP <5.4 tons | KEEPRITE | HRCU-A-CB (Split System: Heat Pump with Remote Outdoor Unit-Air-Source) | C5H3V48*K*AAA* |  |  | ESH5X60M12A*+WALLCON | *80CSU1002120A* | 45000 | 20.5 | 9 | 48500 | 36600 | 75.46% | 1.82 | 0 | 11 |  |  |  |  | R-454B | 3.75 | Residential & Commercial | USHP | Ducted CEE Tier 1
206765555 | Central HP <5.4 tons | BRYANT HEATING AND COOLING SYSTEMS | HRCU-A-CB (Split System: Heat Pump with Remote Outdoor Unit-Air-Source) | 288BNV025*0**C* |  |  | CAP**2517AL*+UI | 88*TA48090C17*** | 24400 | 17.5 | 8.5 | 21200 | 16600 | 78.3% | 2.04 | 12 | 11.5 |  |  |  |  | R-410A | 2.0333 | Residential & Commercial | USHP | Ducted CEE Tier 1
206766032 | Central HP <5.4 tons | BRYANT HEATING AND COOLING SYSTEMS | HRCU-A-CB (Split System: Heat Pump with Remote Outdoor Unit-Air-Source) | 288BNV025*0**C* |  |  | CAP**3721AL*+UI | 88*TA48090C17*** | 24600 | 17.5 | 8.5 | 21000 | 16500 | 78.57% | 2.04 | 12 | 11.7 |  |  |  |  | R-410A | 2.05 | Residential & Commercial | USHP | Ducted CEE Tier 1
213297001 | Central HP <5.4 tons | CHAMPION HEATING AND COOLING | HRCU-A-CB (Split System: Heat Pump with Remote Outdoor Unit-Air-Source) | HMH72B341 |  |  | XAUB36DXXN1+TXV | Z8ES080B12LMPS1 | 34000 | 18 | 8.1 | 33400 | 24000 | 71.86% | 2.08 | 0 | 10 |  |  |  |  | R-410A | 2.8333 | Residential & Commercial | USHP | Ducted CEE Tier 1
213297051 | Central HP <5.4 tons | CHAMPION HEATING AND COOLING | HRCU-A-CB (Split System: Heat Pump with Remote Outdoor Unit-Air-Source) | HMH72B341 |  |  | XAHC36DXXN1+TXV | Z9ES060B12SMPS1 | 33000 | 16.5 | 8.1 | 32200 | 22800 | 70.81% | 2 | 0 | 9.5 |  |  |  |  | R-410A | 2.75 | Residential & Commercial | USHP
213297336 | Central HP <5.4 tons | CHAMPION HEATING AND COOLING | HRCU-A-CB (Split System: Heat Pump with Remote Outdoor Unit-Air-Source) | HMH72B341 |  |  | XAFC36DXXN1+TXV | Z8ES100C20SMPS1 | 34000 | 17.5 | 8.5 | 33400 | 24200 | 72.46% | 2.14 | 0 | 9.5 |  |  |  |  | R-410A | 2.8333 | Residential & Commercial | USHP
213297436 | Central HP <5.4 tons | CHAMPION HEATING AND COOLING | HRCU-A-CB (Split System: Heat Pump with Remote Outdoor Unit-Air-Source) | HMH72B341 |  |  | XAFC30CXXN1+TXV | Z9ET100C16SMPS1 | 32600 | 18 | 8.5 | 33000 | 23200 | 70.3% | 2.02 | 0 | 10 |  |  |  |  | R-410A | 2.7167 | Residential & Commercial | USHP | Ducted CEE Tier 1
213298071 | Central HP <5.4 tons | CHAMPION HEATING AND COOLING | HRCU-A-CB (Split System: Heat Pump with Remote Outdoor Unit-Air-Source) | HMH72B341 |  |  | XAFB36DBCN1 | Z8ES040A12SMPS1 | 34000 | 18 | 8.5 | 33400 | 24200 | 72.46% | 2.1 | 0 | 10 |  |  |  |  | R-410A | 2.8333 | Residential & Commercial | USHP | Ducted CEE Tier 1
215934881 | Central HP <5.4 tons | KEEPRITE | HRCU-A-CB (Split System: Heat Pump with Remote Outdoor Unit-Air-Source) | C5H3V36*K*AAA* |  |  | EVM5X44M21A*+WALLCON | *95CSU0802120B* | 35600 | 21.5 | 8.5 | 38000 | 28600 | 75.26% | 2.04 | 0 | 12 |  |  |  |  | R-454B | 2.9667 | Residential & Commercial | USHP | Ducted CEE Tier 1
215934931 | Central HP <5.4 tons | KEEPRITE | HRCU-A-CB (Split System: Heat Pump with Remote Outdoor Unit-Air-Source) | C5H3V36*K*AAA* |  |  | EVM5X44M21A*+WALLCON | *97CMN1002122B* | 35600 | 22 | 8.5 | 38000 | 28600 | 75.26% | 2.02 | 0 | 12.5 |  |  |  |  | R-454B | 2.9667 | Residential & Commercial | USHP | Ducted CEE Tier 1
213297701 | Central HP <5.4 tons | CHAMPION HEATING AND COOLING | HRCU-A-CB (Split System: Heat Pump with Remote Outdoor Unit-Air-Source) | HMH72B341 |  |  | XAHC36DXXN1+TXV | Z9ES080C20SMPS1 | 34000 | 17 | 8.1 | 33400 | 23600 | 70.66% | 2.06 | 0 | 9.5 |  |  |  |  | R-410A | 2.8333 | Residential & Commercial | USHP
213297726 | Central HP <5.4 tons | CHAMPION HEATING AND COOLING | HRCU-A-CB (Split System: Heat Pump with Remote Outdoor Unit-Air-Source) | HMH72B341 |  |  | XAFC36DXXN1+TXV | Z8ET120C20LMPS1 | 34000 | 18.5 | 8.5 | 33400 | 24200 | 72.46% | 2.12 | 0 | 9.5 |  |  |  |  | R-410A | 2.8333 | Residential & Commercial | USHP
213297756 | Central HP <5.4 tons | CHAMPION HEATING AND COOLING | HRCU-A-CB (Split System: Heat Pump with Remote Outdoor Unit-Air-Source) | HMH72B341 |  |  | XAHB30CXXN1+TXV | Z8ET080B12LMPS1 | 31800 | 18 | 8.1 | 32200 | 22600 | 70.19% | 2 | 0 | 9.5 |  |  |  |  | R-410A | 2.65 | Residential & Commercial | USHP
213297931 | Central HP <5.4 tons | CHAMPION HEATING AND COOLING | HRCU-A-CB (Split System: Heat Pump with Remote Outdoor Unit-Air-Source) | HMH72B341 |  |  | XAFB36DBCN1 | Z8ET080B12LMPS1 | 34000 | 18.5 | 8.1 | 33400 | 24000 | 71.86% | 2.08 | 0 | 9.5 |  |  |  |  | R-410A | 2.8333 | Residential & Commercial | USHP
213298001 | Central HP <5.4 tons | CHAMPION HEATING AND COOLING | HRCU-A-CB (Split System: Heat Pump with Remote Outdoor Unit-Air-Source) | HMH72B341 |  |  | XAHC36DXXN1+TXV | Z8ES080C20SMPS1 | 34000 | 17.5 | 8.1 | 33400 | 23600 | 70.66% | 2.08 | 0 | 9.5 |  |  |  |  | R-410A | 2.8333 | Residential & Commercial | USHP
213298026 | Central HP <5.4 tons | CHAMPION HEATING AND COOLING | HRCU-A-CB (Split System: Heat Pump with Remote Outdoor Unit-Air-Source) | HMH72B341 |  |  | XAFC36DXXN1+TXV | Z8ES080C16LMPS1 | 34000 | 18 | 8.5 | 33400 | 24200 | 72.46% | 2.14 | 0 | 10 |  |  |  |  | R-410A | 2.8333 | Residential & Commercial | USHP | Ducted CEE Tier 1
215933721 | Central HP <5.4 tons | KEEPRITE | HRCU-A-CB (Split System: Heat Pump with Remote Outdoor Unit-Air-Source) | C5H3V36*K*AAA* |  |  | ESH5X60M12A*+WALLCON | *80CSU0401712A* | 34200 | 20 | 9 | 34400 | 26200 | 76.16% | 1.94 | 0 | 11.7 |  |  |  |  | R-454B | 2.85 | Residential & Commercial | USHP | Ducted CEE Tier 1
214573235 | Central HP <5.4 tons | KEEPRITE | HRCU-A-CB (Split System: Heat Pump with Remote Outdoor Unit-Air-Source) | CVH837GKA** |  |  | EHD4X48AAL+WALLCON | *97CMN0802120B* | 32600 | 17 | 8.5 | 32800 | 25000 | 76.22% | 1.98 | 0 | 11 |  |  |  |  | R-410A | 2.7167 | Residential & Commercial | USHP | Ducted CEE Tier 1
214573335 | Central HP <5.4 tons | KEEPRITE | HRCU-A-CB (Split System: Heat Pump with Remote Outdoor Unit-Air-Source) | CVH837GKA** |  |  | EN(A,D)4X36L21**+WALLCON | *95CSU1002122B* | 31400 | 17 | 8.1 | 33000 | 24000 | 72.73% | 1.84 | 0 | 11 |  |  |  |  | R-410A | 2.6167 | Residential & Commercial | USHP | Ducted CEE Tier 1
214573385 | Central HP <5.4 tons | KEEPRITE | HRCU-A-CB (Split System: Heat Pump with Remote Outdoor Unit-Air-Source) | CVH837GKA** |  |  | EN(A,D,W)4X42L21**+WALLCON | *95CSU0802120B* | 31800 | 17 | 8.1 | 33000 | 24600 | 74.55% | 1.88 | 0 | 11 |  |  |  |  | R-410A | 2.65 | Residential & Commercial | USHP | Ducted CEE Tier 1
214573455 | Central HP <5.4 tons | KEEPRITE | HRCU-A-CB (Split System: Heat Pump with Remote Outdoor Unit-Air-Source) | CVH837GKA** |  |  | EN(A,D,W)4X48L21**+WALLCON | *95CSU1002122B* | 32400 | 17.5 | 8.5 | 32600 | 24800 | 76.07% | 1.98 | 0 | 11.5 |  |  |  |  | R-410A | 2.7 | Residential & Commercial | USHP | Ducted CEE Tier 1
211264420 | Central HP <5.4 tons | BRYANT HEATING AND COOLING SYSTEMS | HRCU-A-CB (Split System: Heat Pump with Remote Outdoor Unit-Air-Source) | 38MURAQ18AB3* |  |  | CNPV*3017AL* | 915SB30026E14*** | 18200 | 15.5 | 8.5 | 18800 | 18400 | 97.87% | 2.2 | 0 | 11 |  |  |  |  | R-410A | 1.5167 | Residential & Commercial | USHP | Ducted CEE Tier 1
206766023 | Central HP <5.4 tons | BRYANT HEATING AND COOLING SYSTEMS | HRCU-A-CB (Split System: Heat Pump with Remote Outdoor Unit-Air-Source) | 288BNV025*0**C* |  |  | CAP**3721AL*+UI | 986TC66100C21*** | 24400 | 16.5 | 8.5 | 21200 | 16600 | 78.3% | 2.04 | 11 | 11 |  |  |  |  | R-410A | 2.0333 | Residential & Commercial | USHP | Ducted CEE Tier 1
206766050 | Central HP <5.4 tons | BRYANT HEATING AND COOLING SYSTEMS | HRCU-A-CB (Split System: Heat Pump with Remote Outdoor Unit-Air-Source) | 288BNV025*0**C* |  |  | CAP**3721AL*+UI | 987MB60060C21*** | 24400 | 16.5 | 8.1 | 21200 | 16700 | 78.77% | 2.02 | 11 | 11 |  |  |  |  | R-410A | 2.0333 | Residential & Commercial | USHP | Ducted CEE Tier 1
213778732 | Central HP <5.4 tons | KEEPRITE | HRCU-A-CB (Split System: Heat Pump with Remote Outdoor Unit-Air-Source) | CVH837GKA** |  |  | EA*4X36L17A*+WALLCON | *80CTL0451712B* | 31200 | 16.5 | 8.1 | 33400 | 24600 | 73.65% | 1.8 | 0 | 10.5 |  |  |  |  | R-410A | 2.6 | Residential & Commercial | USHP | Ducted CEE Tier 1
214573435 | Central HP <5.4 tons | KEEPRITE | HRCU-A-CB (Split System: Heat Pump with Remote Outdoor Unit-Air-Source) | CVH837GKA** |  |  | EN(A,D,W)4X48L21**+WALLCON | *80CTL0702120B* | 32400 | 18.5 | 8.1 | 32800 | 24800 | 75.61% | 1.96 | 0 | 11.5 |  |  |  |  | R-410A | 2.7 | Residential & Commercial | USHP | Ducted CEE Tier 1
215931672 | Central HP <5.4 tons | KENMORE | HRCU-A-CB (Split System: Heat Pump with Remote Outdoor Unit-Air-Source) | (C,H,T)5H3V60*K*AAA* |  |  | EA*5X61M24A*+WALLCON | *80CSU0802120A* | 57000 | 19 | 8.5 | 60500 | 46000 | 76.03% | 2.04 | 0 | 11.5 |  |  |  |  | R-454B | 4.75 | Residential & Commercial | USHP | Ducted CEE Tier 1
215934991 | Central HP <5.4 tons | KEEPRITE | HRCU-A-CB (Split System: Heat Pump with Remote Outdoor Unit-Air-Source) | C5H3V36*K*AAA* |  |  | EVM5X49M21A*+WALLCON | *80CSU1002120A* | 35600 | 21.5 | 8.5 | 38000 | 28800 | 75.79% | 2.02 | 0 | 12 |  |  |  |  | R-454B | 2.9667 | Residential & Commercial | USHP | Ducted CEE Tier 1
215935091 | Central HP <5.4 tons | KEEPRITE | HRCU-A-CB (Split System: Heat Pump with Remote Outdoor Unit-Air-Source) | C5H3V36*K*AAA* |  |  | EVM5X49M21A*+WALLCON | *97CMN0602120B* | 35400 | 21 | 8.5 | 38500 | 29000 | 75.32% | 2.02 | 0 | 12 |  |  |  |  | R-454B | 2.95 | Residential & Commercial | USHP | Ducted CEE Tier 1
215933901 | Central HP <5.4 tons | KEEPRITE | HRCU-A-CB (Split System: Heat Pump with Remote Outdoor Unit-Air-Source) | C5H3V36*K*AAA* |  |  | ESH5X60M12A*+WALLCON | *97CMN1002122B* | 34200 | 19.5 | 9 | 34200 | 26000 | 76.02% | 1.94 | 0 | 11.7 |  |  |  |  | R-454B | 2.85 | Residential & Commercial | USHP | Ducted CEE Tier 1
215933921 | Central HP <5.4 tons | KEEPRITE | HRCU-A-CB (Split System: Heat Pump with Remote Outdoor Unit-Air-Source) | C5H3V36*K*AAA* |  |  | ESH5X60M12A*+WALLCON | *96CTN0601714B* | 33800 | 19 | 9 | 33800 | 25600 | 75.74% | 1.94 | 0 | 11 |  |  |  |  | R-454B | 2.8167 | Residential & Commercial | USHP | Ducted CEE Tier 1
215933601 | Central HP <5.4 tons | KEEPRITE | HRCU-A-CB (Split System: Heat Pump with Remote Outdoor Unit-Air-Source) | C5H3V36*K*AAA* |  |  | ESH5X48M12A*+WALLCON | *80CTL1352422B* | 33800 | 19.5 | 9 | 34600 | 26400 | 76.3% | 1.94 | 0 | 11.7 |  |  |  |  | R-454B | 2.8167 | Residential & Commercial | USHP | Ducted CEE Tier 1
215933751 | Central HP <5.4 tons | KEEPRITE | HRCU-A-CB (Split System: Heat Pump with Remote Outdoor Unit-Air-Source) | C5H3V36*K*AAA* |  |  | ESH5X60M12A*+WALLCON | *80CTL0451712B* | 33800 | 19 | 9 | 35200 | 26800 | 76.14% | 1.92 | 0 | 11 |  |  |  |  | R-454B | 2.8167 | Residential & Commercial | USHP | Ducted CEE Tier 1
215933771 | Central HP <5.4 tons | KEEPRITE | HRCU-A-CB (Split System: Heat Pump with Remote Outdoor Unit-Air-Source) | C5H3V36*K*AAA* |  |  | ESH5X60M12A*+WALLCON | *80CTL0701716B* | 34000 | 19.5 | 9 | 34600 | 26400 | 76.3% | 1.94 | 0 | 11.5 |  |  |  |  | R-454B | 2.8333 | Residential & Commercial | USHP | Ducted CEE Tier 1
215933831 | Central HP <5.4 tons | KEEPRITE | HRCU-A-CB (Split System: Heat Pump with Remote Outdoor Unit-Air-Source) | C5H3V36*K*AAA* |  |  | ESH5X60M12A*+WALLCON | *95CSU0601716B* | 34000 | 19 | 9 | 34800 | 26400 | 75.86% | 1.92 | 0 | 11 |  |  |  |  | R-454B | 2.8333 | Residential & Commercial | USHP | Ducted CEE Tier 1
215933381 | Central HP <5.4 tons | KEEPRITE | HRCU-A-CB (Split System: Heat Pump with Remote Outdoor Unit-Air-Source) | C5H3V36*K*AAA* |  |  | ESH5X42M12A*+WALLCON | *95CSU0802120B* | 33600 | 19 | 9 | 34800 | 26600 | 76.44% | 1.92 | 0 | 11 |  |  |  |  | R-454B | 2.8 | Residential & Commercial | USHP | Ducted CEE Tier 1
215933631 | Central HP <5.4 tons | KEEPRITE | HRCU-A-CB (Split System: Heat Pump with Remote Outdoor Unit-Air-Source) | C5H3V36*K*AAA* |  |  | ESH5X48M12A*+WALLCON | *95CSU1002122B* | 33800 | 19.5 | 9 | 34600 | 26400 | 76.3% | 1.94 | 0 | 11.7 |  |  |  |  | R-454B | 2.8167 | Residential & Commercial | USHP | Ducted CEE Tier 1
216623473 | Central HP <5.4 tons | ELIOS | HRCU-A-C (Split System: Heat Pump with Remote Outdoor Unit with No Indoor Fan --Air Source) | ESHMA24R2AN1 |  |  | GCHMA24RBAS1 | 0 | 24000 | 16 | 9.5 | 25000 | 21000 | 84% | 1.8 | 0 | 10 |  |  |  |  | R-454B | 2 | Residential & Commercial | USHP | Ducted CEE Tier 1
215932911 | Central HP <5.4 tons | KEEPRITE | HRCU-A-CB (Split System: Heat Pump with Remote Outdoor Unit-Air-Source) | C5H3V36*K*AAA* |  |  | EA*5X61M24A*+WALLCON | *97CMN0602120B* | 34200 | 20 | 9 | 34800 | 26400 | 75.86% | 1.92 | 0 | 11.5 |  |  |  |  | R-454B | 2.85 | Residential & Commercial | USHP | Ducted CEE Tier 1
213297406 | Central HP <5.4 tons | CHAMPION HEATING AND COOLING | HRCU-A-CB (Split System: Heat Pump with Remote Outdoor Unit-Air-Source) | HMH72B341 |  |  | XAHB30CXXN1+TXV | Z8ES040A12SMPS1 | 31800 | 17 | 8.1 | 32200 | 22600 | 70.19% | 2 | 0 | 10 |  |  |  |  | R-410A | 2.65 | Residential & Commercial | USHP | Ducted CEE Tier 1
213297056 | Central HP <5.4 tons | CHAMPION HEATING AND COOLING | HRCU-A-CB (Split System: Heat Pump with Remote Outdoor Unit-Air-Source) | HMH72B341 |  |  | XAHC36DBCN1 | Z9ES060B12SMPS1 | 33000 | 16.5 | 8.5 | 32000 | 22400 | 70% | 1.8 | 0 | 10 |  |  |  |  | R-410A | 2.75 | Residential & Commercial | USHP | Ducted CEE Tier 1
215932101 | Central HP <5.4 tons | KEEPRITE | HRCU-A-CB (Split System: Heat Pump with Remote Outdoor Unit-Air-Source) | C5H3V36*K*AAA* |  |  | EA*5X36M17A*+WALLCON | *97CMN0801714B* | 32000 | 19 | 9.5 | 35600 | 27400 | 76.97% | 1.98 | 0 | 10.5 |  |  |  |  | R-454B | 2.6667 | Residential & Commercial | USHP | Ducted CEE Tier 1
206765564 | Central HP <5.4 tons | BRYANT HEATING AND COOLING SYSTEMS | HRCU-A-CB (Split System: Heat Pump with Remote Outdoor Unit-Air-Source) | 288BNV025*0**C* |  |  | CAP**3014AL*+UI | 88*TA36070C14*** | 23400 | 17 | 8.1 | 21600 | 16700 | 77.31% | 1.92 | 11 | 11 |  |  |  |  | R-410A | 1.95 | Residential & Commercial | USHP | Ducted CEE Tier 1
206765816 | Central HP <5.4 tons | BRYANT HEATING AND COOLING SYSTEMS | HRCU-A-CB (Split System: Heat Pump with Remote Outdoor Unit-Air-Source) | 288BNV025*0**C* |  |  | CAP**3621AL*+UI | 986TC66100C21*** | 23600 | 16.5 | 8.1 | 21400 | 16600 | 77.57% | 1.94 | 11 | 11 |  |  |  |  | R-410A | 1.9667 | Residential & Commercial | USHP | Ducted CEE Tier 1
206765825 | Central HP <5.4 tons | BRYANT HEATING AND COOLING SYSTEMS | HRCU-A-CB (Split System: Heat Pump with Remote Outdoor Unit-Air-Source) | 288BNV025*0**C* |  |  | CAP**3621AL*+UI | 88*TA48090C17*** | 23600 | 17.5 | 8.1 | 21400 | 16600 | 77.57% | 1.96 | 11 | 11 |  |  |  |  | R-410A | 1.9667 | Residential & Commercial | USHP | Ducted CEE Tier 1
206767204 | Central HP <5.4 tons | BRYANT HEATING AND COOLING SYSTEMS | HRCU-A-CB (Split System: Heat Pump with Remote Outdoor Unit-Air-Source) | 288BNV025*0**C* |  |  | CAP**3721AL*+UI | 83*CA48060C17*** | 24400 | 17 | 8.1 | 21200 | 16600 | 78.3% | 2.02 | 11.5 | 11 |  |  |  |  | R-410A | 2.0333 | Residential & Commercial | USHP | Ducted CEE Tier 1
216623480 | Central HP <5.4 tons | ELIOS | HRCU-A-C (Split System: Heat Pump with Remote Outdoor Unit with No Indoor Fan --Air Source) | ESHMA24R2AN1 |  |  | GUHMA24RBAS1 | 0 | 24000 | 16 | 9.5 | 25000 | 21000 | 84% | 1.8 | 0 | 10 |  |  |  |  | R-454B | 2 | Residential & Commercial | USHP | Ducted CEE Tier 1
215934901 | Central HP <5.4 tons | KEEPRITE | HRCU-A-CB (Split System: Heat Pump with Remote Outdoor Unit-Air-Source) | C5H3V36*K*AAA* |  |  | EVM5X44M21A*+WALLCON | *97CMN0602120B* | 35400 | 21 | 8.5 | 38500 | 29000 | 75.32% | 2.02 | 0 | 12 |  |  |  |  | R-454B | 2.95 | Residential & Commercial | USHP | Ducted CEE Tier 1
215934951 | Central HP <5.4 tons | KEEPRITE | HRCU-A-CB (Split System: Heat Pump with Remote Outdoor Unit-Air-Source) | C5H3V36*K*AAA* |  |  | EVM5X44M21A*+WALLCON | *96CTN1002122B* | 35600 | 22 | 8.5 | 38000 | 28600 | 75.26% | 2.02 | 0 | 12.5 |  |  |  |  | R-454B | 2.9667 | Residential & Commercial | USHP | Ducted CEE Tier 1
214239641 | Central HP <5.4 tons | KENMORE | HRCU-A-CB (Split System: Heat Pump with Remote Outdoor Unit-Air-Source) | (C,H,T)VH837GKA** |  |  | END4X42L17**+WALLCON | *80CTL0451712B* | 31800 | 16.5 | 8.1 | 33400 | 25000 | 74.85% | 1.86 | 0 | 11 |  |  |  |  | R-410A | 2.65 | Residential & Commercial | USHP | Ducted CEE Tier 1
216635493 | Central HP <5.4 tons | ACIQ | HRCU-A-CB (Split System: Heat Pump with Remote Outdoor Unit-Air-Source) | H5H3V48*K*AAA* |  |  | EA*5X60M24A*+WALLCON | *80CTL1352422B* | 45000 | 21.5 | 9.5 | 48000 | 36200 | 75.42% | 2 | 0 | 11.5 |  |  |  |  | R-454B | 3.75 | Residential & Commercial | USHP | Ducted CEE Tier 1
216635510 | Central HP <5.4 tons | ACIQ | HRCU-A-CB (Split System: Heat Pump with Remote Outdoor Unit-Air-Source) | H5H3V48*K*AAA* |  |  | EA*5X61M21A*+WALLCON | *96CTN1002122B* | 45500 | 21 | 9.5 | 48500 | 36800 | 75.88% | 2 | 0 | 11 |  |  |  |  | R-454B | 3.7917 | Residential & Commercial | USHP | Ducted CEE Tier 1
216635527 | Central HP <5.4 tons | ACIQ | HRCU-A-CB (Split System: Heat Pump with Remote Outdoor Unit-Air-Source) | H5H3V48*K*AAA* |  |  | ESH5X48M12A*+WALLCON | *80CTL0902120B* | 44500 | 20.5 | 9 | 48500 | 36400 | 75.05% | 1.82 | 0 | 11 |  |  |  |  | R-454B | 3.7083 | Residential & Commercial | USHP | Ducted CEE Tier 1
214397326 | Central HP <5.4 tons | CHAMPION HEATING AND COOLING | HRCU-A-CB (Split System: Heat Pump with Remote Outdoor Unit-Air-Source) | HH836E2S11 |  |  | CTF48C5CFS1 | TM9E100C16MP12 | 33400 | 19 | 9 | 31400 | 25400 | 80.89% | 2 | 0 | 11 |  |  |  |  | R-454B | 2.7833 | Residential & Commercial | USHP | Ducted CEE Tier 1
215932871 | Central HP <5.4 tons | KEEPRITE | HRCU-A-CB (Split System: Heat Pump with Remote Outdoor Unit-Air-Source) | C5H3V36*K*AAA* |  |  | EA*5X61M24A*+WALLCON | *80CTL0902120B* | 34600 | 20.5 | 9.5 | 34200 | 25800 | 75.44% | 2.06 | 0 | 12 |  |  |  |  | R-454B | 2.8833 | Residential & Commercial | USHP | Ducted CEE Tier 1
216736371 | Central HP <5.4 tons | KEEPRITE | HRCU-A-CB (Split System: Heat Pump with Remote Outdoor Unit-Air-Source) | D5CUHAH24AAK |  |  | ESH5X24M12A* | *80MSU1002120A* | 22800 | 15.5 | 8.5 | 21400 | 19300 | 90.19% | 1.96 | 0 | 10.5 |  |  |  |  | R-454B | 1.9 | Residential & Commercial | USHP | Ducted CEE Tier 1
216736146 | Central HP <5.4 tons | KEEPRITE | HRCU-A-CB (Split System: Heat Pump with Remote Outdoor Unit-Air-Source) | D5CUHAH24AAK |  |  | ESH5X24M12A* | *80CSU1002120A* | 23000 | 15.2 | 8.5 | 21800 | 19500 | 89.45% | 1.96 | 0 | 10 |  |  |  |  | R-454B | 1.9167 | Residential & Commercial | USHP | Ducted CEE Tier 1
216735873 | Central HP <5.4 tons | KEEPRITE | HRCU-A-CB (Split System: Heat Pump with Remote Outdoor Unit-Air-Source) | D5CUHAH24AAK |  |  | EA*5X37M21A* | *96VSN0601716B* | 23000 | 16.5 | 8.5 | 20600 | 18400 | 89.32% | 1.96 | 0 | 11 |  |  |  |  | R-454B | 1.9167 | Residential & Commercial | USHP | Ducted CEE Tier 1
216735346 | Central HP <5.4 tons | KEEPRITE | HRCU-A-CB (Split System: Heat Pump with Remote Outdoor Unit-Air-Source) | D5CUHAH24AAK |  |  | EA*5X37M17A* | *96VTN0601716B* | 22800 | 16 | 8.5 | 20600 | 18400 | 89.32% | 1.96 | 0 | 11 |  |  |  |  | R-454B | 1.9 | Residential & Commercial | USHP | Ducted CEE Tier 1
215932971 | Central HP <5.4 tons | KEEPRITE | HRCU-A-CB (Split System: Heat Pump with Remote Outdoor Unit-Air-Source) | C5H3V36*K*AAA* |  |  | ESH5X24M12A*+WALLCON | *97CMN0601714B* | 32000 | 17.5 | 9 | 35000 | 27000 | 77.14% | 1.9 | 0 | 10 |  |  |  |  | R-454B | 2.6667 | Residential & Commercial | USHP | Ducted CEE Tier 1
213297906 | Central HP <5.4 tons | CHAMPION HEATING AND COOLING | HRCU-A-CB (Split System: Heat Pump with Remote Outdoor Unit-Air-Source) | HMH72B341 |  |  | XAUB36DXXN1+TXV | Z9ES060A10SMPS1 | 33400 | 18.5 | 8.1 | 32800 | 23200 | 70.73% | 2.02 | 0 | 9.5 |  |  |  |  | R-410A | 2.7833 | Residential & Commercial | USHP
213297951 | Central HP <5.4 tons | CHAMPION HEATING AND COOLING | HRCU-A-CB (Split System: Heat Pump with Remote Outdoor Unit-Air-Source) | HMH72B341 |  |  | XAFD48FBCN1 | Z8ES120C16SMPS1 | 34000 | 16.5 | 8.5 | 32800 | 23400 | 71.34% | 2.1 | 0 | 9.5 |  |  |  |  | R-410A | 2.8333 | Residential & Commercial | USHP
215934941 | Central HP <5.4 tons | KEEPRITE | HRCU-A-CB (Split System: Heat Pump with Remote Outdoor Unit-Air-Source) | C5H3V36*K*AAA* |  |  | EVM5X44M21A*+WALLCON | *96CTN0801714B* | 35400 | 21.5 | 8.5 | 38500 | 28800 | 74.81% | 2.02 | 0 | 12 |  |  |  |  | R-454B | 2.95 | Residential & Commercial | USHP | Ducted CEE Tier 1
216046597 | Central HP <5.4 tons | ELIOS | HRCU-A-CB (Split System: Heat Pump with Remote Outdoor Unit-Air-Source) | ESHMA24R2AN1 |  |  | EAHMA24R4AS1 | 0 | 23000 | 18.3 | 10 | 24000 | 21600 | 90% | 1.87 | 0 | 11.7 |  |  |  |  | R-454B | 1.9167 | Residential & Commercial | USHP | Ducted CEE Tier 1
213296866 | Central HP <5.4 tons | CHAMPION HEATING AND COOLING | HRCU-A-CB (Split System: Heat Pump with Remote Outdoor Unit-Air-Source) | HMH72B341 |  |  | XAFC36DBCN1 | Z8ES120C20SMPS1 | 34000 | 17.5 | 8.5 | 34000 | 24600 | 72.35% | 2.12 | 0 | 9.5 |  |  |  |  | R-410A | 2.8333 | Residential & Commercial | USHP
213296986 | Central HP <5.4 tons | CHAMPION HEATING AND COOLING | HRCU-A-CB (Split System: Heat Pump with Remote Outdoor Unit-Air-Source) | HMH72B341 |  |  | XAFB36DBCN1 | Z8ES080B12SMPS1 | 34000 | 18 | 8.1 | 33400 | 24000 | 71.86% | 2.08 | 0 | 10 |  |  |  |  | R-410A | 2.8333 | Residential & Commercial | USHP | Ducted CEE Tier 1
215934731 | Central HP <5.4 tons | KEEPRITE | HRCU-A-CB (Split System: Heat Pump with Remote Outdoor Unit-Air-Source) | C5H3V36*K*AAA* |  |  | EVM5X36M17A*+WALLCON | *96CTN0601714B* | 34000 | 20 | 8.1 | 38000 | 27200 | 71.58% | 2 | 0 | 11 |  |  |  |  | R-454B | 2.8333 | Residential & Commercial | USHP | Ducted CEE Tier 1
215933811 | Central HP <5.4 tons | KEEPRITE | HRCU-A-CB (Split System: Heat Pump with Remote Outdoor Unit-Air-Source) | C5H3V36*K*AAA* |  |  | ESH5X60M12A*+WALLCON | *80CTL1102120B* | 34200 | 19.5 | 9 | 34400 | 26000 | 75.58% | 1.96 | 0 | 11.7 |  |  |  |  | R-454B | 2.85 | Residential & Commercial | USHP | Ducted CEE Tier 1
215933391 | Central HP <5.4 tons | KEEPRITE | HRCU-A-CB (Split System: Heat Pump with Remote Outdoor Unit-Air-Source) | C5H3V36*K*AAA* |  |  | ESH5X42M12A*+WALLCON | *95CSU1002122B* | 33600 | 19.5 | 9 | 34600 | 26400 | 76.3% | 1.92 | 0 | 11.7 |  |  |  |  | R-454B | 2.8 | Residential & Commercial | USHP | Ducted CEE Tier 1
215933451 | Central HP <5.4 tons | KEEPRITE | HRCU-A-CB (Split System: Heat Pump with Remote Outdoor Unit-Air-Source) | C5H3V36*K*AAA* |  |  | ESH5X42M12A*+WALLCON | *97CMN1202422B* | 33600 | 19 | 9 | 34800 | 26600 | 76.44% | 1.94 | 0 | 11.5 |  |  |  |  | R-454B | 2.8 | Residential & Commercial | USHP | Ducted CEE Tier 1
215932681 | Central HP <5.4 tons | KEEPRITE | HRCU-A-CB (Split System: Heat Pump with Remote Outdoor Unit-Air-Source) | C5H3V36*K*AAA* |  |  | EA*5X61M21A*+WALLCON | *80CSU1002120A* | 34400 | 20 | 9 | 34600 | 26200 | 75.72% | 1.94 | 0 | 11.7 |  |  |  |  | R-454B | 2.8667 | Residential & Commercial | USHP | Ducted CEE Tier 1
215933151 | Central HP <5.4 tons | KEEPRITE | HRCU-A-CB (Split System: Heat Pump with Remote Outdoor Unit-Air-Source) | C5H3V36*K*AAA* |  |  | ESH5X36M12A*+WALLCON | *95CSU0802120B* | 33200 | 18.5 | 9 | 35000 | 26800 | 76.57% | 1.92 | 0 | 11 |  |  |  |  | R-454B | 2.7667 | Residential & Commercial | USHP | Ducted CEE Tier 1
215932731 | Central HP <5.4 tons | KEEPRITE | HRCU-A-CB (Split System: Heat Pump with Remote Outdoor Unit-Air-Source) | C5H3V36*K*AAA* |  |  | EA*5X61M21A*+WALLCON | *80CTL0902120B* | 34400 | 20.5 | 9.5 | 34200 | 26000 | 76.02% | 2.06 | 0 | 12 |  |  |  |  | R-454B | 2.8667 | Residential & Commercial | USHP | Ducted CEE Tier 1
215932751 | Central HP <5.4 tons | KEEPRITE | HRCU-A-CB (Split System: Heat Pump with Remote Outdoor Unit-Air-Source) | C5H3V36*K*AAA* |  |  | EA*5X61M21A*+WALLCON | *95CSU0601716B* | 34200 | 20 | 9 | 34800 | 26600 | 76.44% | 1.92 | 0 | 11.5 |  |  |  |  | R-454B | 2.85 | Residential & Commercial | USHP | Ducted CEE Tier 1
215932801 | Central HP <5.4 tons | KEEPRITE | HRCU-A-CB (Split System: Heat Pump with Remote Outdoor Unit-Air-Source) | C5H3V36*K*AAA* |  |  | EA*5X61M21A*+WALLCON | *97CMN0801714B* | 34200 | 20 | 9 | 35000 | 26600 | 76% | 1.94 | 0 | 11.5 |  |  |  |  | R-454B | 2.85 | Residential & Commercial | USHP | Ducted CEE Tier 1
215932901 | Central HP <5.4 tons | KEEPRITE | HRCU-A-CB (Split System: Heat Pump with Remote Outdoor Unit-Air-Source) | C5H3V36*K*AAA* |  |  | EA*5X61M24A*+WALLCON | *95CSU1002122B* | 34600 | 20.5 | 9.5 | 34200 | 25800 | 75.44% | 2.06 | 0 | 12 |  |  |  |  | R-454B | 2.8833 | Residential & Commercial | USHP | Ducted CEE Tier 1
215933801 | Central HP <5.4 tons | KEEPRITE | HRCU-A-CB (Split System: Heat Pump with Remote Outdoor Unit-Air-Source) | C5H3V36*K*AAA* |  |  | ESH5X60M12A*+WALLCON | *80CTL0902120B* | 34200 | 19.5 | 9 | 34200 | 25800 | 75.44% | 1.96 | 0 | 12 |  |  |  |  | R-454B | 2.85 | Residential & Commercial | USHP | Ducted CEE Tier 1
215933871 | Central HP <5.4 tons | KEEPRITE | HRCU-A-CB (Split System: Heat Pump with Remote Outdoor Unit-Air-Source) | C5H3V36*K*AAA* |  |  | ESH5X60M12A*+WALLCON | *97CMN0602120B* | 34000 | 19 | 9 | 34800 | 26400 | 75.86% | 1.92 | 0 | 11.5 |  |  |  |  | R-454B | 2.8333 | Residential & Commercial | USHP | Ducted CEE Tier 1
215933101 | Central HP <5.4 tons | KEEPRITE | HRCU-A-CB (Split System: Heat Pump with Remote Outdoor Unit-Air-Source) | C5H3V36*K*AAA* |  |  | ESH5X36M12A*+WALLCON | *80CTL0901716B* | 33200 | 19 | 9 | 35000 | 26800 | 76.57% | 1.92 | 0 | 11 |  |  |  |  | R-454B | 2.7667 | Residential & Commercial | USHP | Ducted CEE Tier 1
215932551 | Central HP <5.4 tons | KEEPRITE | HRCU-A-CB (Split System: Heat Pump with Remote Outdoor Unit-Air-Source) | C5H3V36*K*AAA* |  |  | EA*5X60M24A*+WALLCON | *80CTL0902120B* | 34000 | 20.5 | 9.5 | 34000 | 25800 | 75.88% | 2.06 | 0 | 12 |  |  |  |  | R-454B | 2.8333 | Residential & Commercial | USHP | Ducted CEE Tier 1
206767470 | Central HP <5.4 tons | BRYANT HEATING AND COOLING SYSTEMS | HRCU-A-CB (Split System: Heat Pump with Remote Outdoor Unit-Air-Source) | 288BNV025*0**C* |  |  | CAP**2517AL*+UI | 935CA48060C17*** | 24200 | 16.5 | 8.1 | 21400 | 16700 | 78.04% | 2 | 11 | 10.5 |  |  |  |  | R-410A | 2.0167 | Residential & Commercial | USHP | Ducted CEE Tier 1
216735804 | Central HP <5.4 tons | KEEPRITE | HRCU-A-CB (Split System: Heat Pump with Remote Outdoor Unit-Air-Source) | D5CUHAH24AAK |  |  | EA*5X37M21A* | *92MSN1002122A* | 23600 | 16 | 8.5 | 21000 | 18600 | 88.57% | 1.96 | 0 | 11 |  |  |  |  | R-454B | 1.9667 | Residential & Commercial | USHP | Ducted CEE Tier 1
216734736 | Central HP <5.4 tons | KEEPRITE | HRCU-A-CB (Split System: Heat Pump with Remote Outdoor Unit-Air-Source) | D5CUHAH24AAK |  |  | EA*5X36M17A* | *95MSU0401712A* | 22400 | 16 | 8.5 | 21000 | 18800 | 89.52% | 1.96 | 0 | 10.5 |  |  |  |  | R-454B | 1.8667 | Residential & Commercial | USHP | Ducted CEE Tier 1
206767488 | Central HP <5.4 tons | BRYANT HEATING AND COOLING SYSTEMS | HRCU-A-CB (Split System: Heat Pump with Remote Outdoor Unit-Air-Source) | 288BNV025*0**C* |  |  | CAP**3617AL*+UI | 935CA48060C17*** | 23400 | 16.5 | 8.1 | 21600 | 16800 | 77.78% | 1.92 | 11 | 10.5 |  |  |  |  | R-410A | 1.95 | Residential & Commercial | USHP | Ducted CEE Tier 1
215935111 | Central HP <5.4 tons | KEEPRITE | HRCU-A-CB (Split System: Heat Pump with Remote Outdoor Unit-Air-Source) | C5H3V36*K*AAA* |  |  | EVM5X49M21A*+WALLCON | *97CMN0802120B* | 35600 | 21.5 | 8.5 | 38000 | 28600 | 75.26% | 2.04 | 0 | 12 |  |  |  |  | R-454B | 2.9667 | Residential & Commercial | USHP | Ducted CEE Tier 1
215935261 | Central HP <5.4 tons | KEEPRITE | HRCU-A-CB (Split System: Heat Pump with Remote Outdoor Unit-Air-Source) | C5H3V36*K*AAA* |  |  | EVM5X60M21A*+WALLCON | *95CSU1002122B* | 35600 | 22 | 8.5 | 38000 | 28400 | 74.74% | 2.02 | 0 | 12.5 |  |  |  |  | R-454B | 2.9667 | Residential & Commercial | USHP | Ducted CEE Tier 1
215935011 | Central HP <5.4 tons | KEEPRITE | HRCU-A-CB (Split System: Heat Pump with Remote Outdoor Unit-Air-Source) | C5H3V36*K*AAA* |  |  | EVM5X49M21A*+WALLCON | *80CTL0701716B* | 35400 | 21.5 | 8.5 | 38500 | 29000 | 75.32% | 2.02 | 0 | 12 |  |  |  |  | R-454B | 2.95 | Residential & Commercial | USHP | Ducted CEE Tier 1
215934791 | Central HP <5.4 tons | KEEPRITE | HRCU-A-CB (Split System: Heat Pump with Remote Outdoor Unit-Air-Source) | C5H3V36*K*AAA* |  |  | EVM5X44M21A*+WALLCON | *80CSU0601716A* | 35600 | 22 | 8.5 | 38000 | 28600 | 75.26% | 2.02 | 0 | 12 |  |  |  |  | R-454B | 2.9667 | Residential & Commercial | USHP | Ducted CEE Tier 1
215932401 | Central HP <5.4 tons | KEEPRITE | HRCU-A-CB (Split System: Heat Pump with Remote Outdoor Unit-Air-Source) | C5H3V36*K*AAA* |  |  | EA*5X48M21A*+WALLCON | *80CSU1002120A* | 33400 | 20 | 9.5 | 34600 | 26400 | 76.3% | 2.04 | 0 | 11.5 |  |  |  |  | R-454B | 2.7833 | Residential & Commercial | USHP | Ducted CEE Tier 1
215932201 | Central HP <5.4 tons | KEEPRITE | HRCU-A-CB (Split System: Heat Pump with Remote Outdoor Unit-Air-Source) | C5H3V36*K*AAA* |  |  | EA*5X42M21A*+WALLCON | *80CSU0601716A* | 32600 | 20 | 9.5 | 34800 | 26800 | 77.01% | 2 | 0 | 11 |  |  |  |  | R-454B | 2.7167 | Residential & Commercial | USHP | Ducted CEE Tier 1
215932421 | Central HP <5.4 tons | KEEPRITE | HRCU-A-CB (Split System: Heat Pump with Remote Outdoor Unit-Air-Source) | C5H3V36*K*AAA* |  |  | EA*5X48M21A*+WALLCON | *80CTL0702120B* | 33400 | 20 | 9.5 | 34600 | 26400 | 76.3% | 2.04 | 0 | 11.5 |  |  |  |  | R-454B | 2.7833 | Residential & Commercial | USHP | Ducted CEE Tier 1
215932301 | Central HP <5.4 tons | KEEPRITE | HRCU-A-CB (Split System: Heat Pump with Remote Outdoor Unit-Air-Source) | C5H3V36*K*AAA* |  |  | EA*5X42M21A*+WALLCON | *97CMN0602120B* | 32600 | 19 | 9.5 | 35200 | 27200 | 77.27% | 2 | 0 | 11 |  |  |  |  | R-454B | 2.7167 | Residential & Commercial | USHP | Ducted CEE Tier 1
206765663 | Central HP <5.4 tons | BRYANT HEATING AND COOLING SYSTEMS | HRCU-A-CB (Split System: Heat Pump with Remote Outdoor Unit-Air-Source) | 288BNV025*0**C* |  |  | CAP**3617AL*+UI | 986TC42060C17*** | 23400 | 16 | 8.1 | 21600 | 16800 | 77.78% | 1.92 | 11 | 10.5 |  |  |  |  | R-410A | 1.95 | Residential & Commercial | USHP | Ducted CEE Tier 1
206765681 | Central HP <5.4 tons | BRYANT HEATING AND COOLING SYSTEMS | HRCU-A-CB (Split System: Heat Pump with Remote Outdoor Unit-Air-Source) | 288BNV025*0**C* |  |  | CAP**3617AL*+UI | 987MB42060C17*** | 23400 | 16 | 8.1 | 21600 | 16800 | 77.78% | 1.92 | 11 | 10.5 |  |  |  |  | R-410A | 1.95 | Residential & Commercial | USHP | Ducted CEE Tier 1
206765906 | Central HP <5.4 tons | BRYANT HEATING AND COOLING SYSTEMS | HRCU-A-CB (Split System: Heat Pump with Remote Outdoor Unit-Air-Source) | 288BNV025*0**C* |  |  | CAP**3717AL*+UI | 88*TA36070C14*** | 24200 | 17 | 8.1 | 21400 | 16600 | 77.57% | 2 | 11 | 11 |  |  |  |  | R-410A | 2.0167 | Residential & Commercial | USHP | Ducted CEE Tier 1
215674611 | Central HP <5.4 tons | KENMORE | HRCU-A-CB (Split System: Heat Pump with Remote Outdoor Unit-Air-Source) | (C,H,T)5H0V48*K*AAA* |  |  | EA*5X61M24A*+WALLCON | *97CMN1002122B* | 46000 | 18.5 | 9 | 47500 | 33600 | 70.74% | 2.06 | 0 | 10 |  |  |  |  | R-454B | 3.8333 | Residential & Commercial | USHP | Ducted CEE Tier 1
206135723 | Central HP <5.4 tons | BRYANT HEATING AND COOLING SYSTEMS | HRCU-A-CB (Split System: Heat Pump with Remote Outdoor Unit-Air-Source) | 288BNV037*0**A* |  |  | CAP**4321AL*+UI | 83*CA36040C17*** | 33000 | 17.5 | 8.5 | 33000 | 25000 | 75.76% | 1.98 | 12 | 11 |  |  |  |  | R-410A | 2.75 | Residential & Commercial | USHP | Ducted CEE Tier 1
215934911 | Central HP <5.4 tons | KEEPRITE | HRCU-A-CB (Split System: Heat Pump with Remote Outdoor Unit-Air-Source) | C5H3V36*K*AAA* |  |  | EVM5X44M21A*+WALLCON | *97CMN0801714B* | 35400 | 21.5 | 8.5 | 38500 | 29000 | 75.32% | 2.02 | 0 | 12 |  |  |  |  | R-454B | 2.95 | Residential & Commercial | USHP | Ducted CEE Tier 1
215933711 | Central HP <5.4 tons | KEEPRITE | HRCU-A-CB (Split System: Heat Pump with Remote Outdoor Unit-Air-Source) | C5H3V36*K*AAA* |  |  | ESH5X48M12A*+WALLCON | *96CTN1202422B* | 33800 | 19.5 | 9 | 34600 | 26400 | 76.3% | 1.92 | 0 | 11.7 |  |  |  |  | R-454B | 2.8167 | Residential & Commercial | USHP | Ducted CEE Tier 1
215933961 | Central HP <5.4 tons | KEEPRITE | HRCU-A-CB (Split System: Heat Pump with Remote Outdoor Unit-Air-Source) | C5H3V36*K*AAA* |  |  | FCMA5B36L0C*+WALLCON | 0 | 33000 | 20.5 | 9.5 | 34800 | 26800 | 77.01% | 2 | 0 | 11.7 |  |  |  |  | R-454B | 2.75 | Residential & Commercial | USHP | Ducted CEE Tier 1
215933091 | Central HP <5.4 tons | KEEPRITE | HRCU-A-CB (Split System: Heat Pump with Remote Outdoor Unit-Air-Source) | C5H3V36*K*AAA* |  |  | ESH5X36M12A*+WALLCON | *80CTL0702120B* | 33200 | 19 | 9 | 35000 | 26800 | 76.57% | 1.92 | 0 | 11 |  |  |  |  | R-454B | 2.7667 | Residential & Commercial | USHP | Ducted CEE Tier 1
215932691 | Central HP <5.4 tons | KEEPRITE | HRCU-A-CB (Split System: Heat Pump with Remote Outdoor Unit-Air-Source) | C5H3V36*K*AAA* |  |  | EA*5X61M21A*+WALLCON | *80CTL0451712B* | 34000 | 19.5 | 9 | 35200 | 26800 | 76.14% | 1.92 | 0 | 11 |  |  |  |  | R-454B | 2.8333 | Residential & Commercial | USHP | Ducted CEE Tier 1
215932741 | Central HP <5.4 tons | KEEPRITE | HRCU-A-CB (Split System: Heat Pump with Remote Outdoor Unit-Air-Source) | C5H3V36*K*AAA* |  |  | EA*5X61M21A*+WALLCON | *80CTL1102120B* | 34400 | 20.5 | 9.5 | 34200 | 26000 | 76.02% | 2.06 | 0 | 12 |  |  |  |  | R-454B | 2.8667 | Residential & Commercial | USHP | Ducted CEE Tier 1
215932441 | Central HP <5.4 tons | KEEPRITE | HRCU-A-CB (Split System: Heat Pump with Remote Outdoor Unit-Air-Source) | C5H3V36*K*AAA* |  |  | EA*5X48M21A*+WALLCON | *80CTL0902120B* | 33400 | 20 | 9.5 | 34600 | 26400 | 76.3% | 2.04 | 0 | 11.7 |  |  |  |  | R-454B | 2.7833 | Residential & Commercial | USHP | Ducted CEE Tier 1
215932491 | Central HP <5.4 tons | KEEPRITE | HRCU-A-CB (Split System: Heat Pump with Remote Outdoor Unit-Air-Source) | C5H3V36*K*AAA* |  |  | EA*5X48M21A*+WALLCON | *97CMN0801714B* | 33200 | 19.5 | 9.5 | 35000 | 26800 | 76.57% | 2.02 | 0 | 11 |  |  |  |  | R-454B | 2.7667 | Residential & Commercial | USHP | Ducted CEE Tier 1
216675746 | Central HP <5.4 tons | KEEPRITE | HRCU-A-CB (Split System: Heat Pump with Remote Outdoor Unit-Air-Source) | D5CURAH24AAK |  |  | EA*5X25M17A* | *80MS(N,L)0451714A* | 24200 | 15.2 | 8.5 | 23200 | 19100 | 82.33% | 1.96 | 0 | 10 |  |  |  |  | R-454B | 2.0167 | Residential & Commercial | USHP | Ducted CEE Tier 1
215933611 | Central HP <5.4 tons | KEEPRITE | HRCU-A-CB (Split System: Heat Pump with Remote Outdoor Unit-Air-Source) | C5H3V36*K*AAA* |  |  | ESH5X48M12A*+WALLCON | *95CSU0601716B* | 33600 | 19 | 9 | 35200 | 27000 | 76.7% | 1.92 | 0 | 11 |  |  |  |  | R-454B | 2.8 | Residential & Commercial | USHP | Ducted CEE Tier 1
206765501 | Central HP <5.4 tons | BRYANT HEATING AND COOLING SYSTEMS | HRCU-A-CB (Split System: Heat Pump with Remote Outdoor Unit-Air-Source) | 288BNV025*0**C* |  |  | CAP**2517AL*+UI | 88*TA48070C17*** | 24400 | 16.5 | 8.1 | 21200 | 16600 | 78.3% | 2.02 | 11 | 11 |  |  |  |  | R-410A | 2.0333 | Residential & Commercial | USHP | Ducted CEE Tier 1
206765537 | Central HP <5.4 tons | BRYANT HEATING AND COOLING SYSTEMS | HRCU-A-CB (Split System: Heat Pump with Remote Outdoor Unit-Air-Source) | 288BNV025*0**C* |  |  | CAP**2517AL*+UI | 987MB42080C17*** | 24200 | 16.5 | 8.1 | 21400 | 16700 | 78.04% | 2 | 11 | 11 |  |  |  |  | R-410A | 2.0167 | Residential & Commercial | USHP | Ducted CEE Tier 1
206765753 | Central HP <5.4 tons | BRYANT HEATING AND COOLING SYSTEMS | HRCU-A-CB (Split System: Heat Pump with Remote Outdoor Unit-Air-Source) | 288BNV025*0**C* |  |  | CAP**3621AL*+UI | 986TC42060C17*** | 23400 | 16.5 | 8.1 | 21600 | 16700 | 77.31% | 1.92 | 11 | 10.5 |  |  |  |  | R-410A | 1.95 | Residential & Commercial | USHP | Ducted CEE Tier 1
206767222 | Central HP <5.4 tons | BRYANT HEATING AND COOLING SYSTEMS | HRCU-A-CB (Split System: Heat Pump with Remote Outdoor Unit-Air-Source) | 288BNV025*0**C* |  |  | CAP**3721AL*+UI | 83*CA60100C21*** | 24400 | 16.5 | 8.1 | 21200 | 16700 | 78.77% | 2.02 | 11.5 | 10.5 |  |  |  |  | R-410A | 2.0333 | Residential & Commercial | USHP | Ducted CEE Tier 1
206765852 | Central HP <5.4 tons | BRYANT HEATING AND COOLING SYSTEMS | HRCU-A-CB (Split System: Heat Pump with Remote Outdoor Unit-Air-Source) | 288BNV025*0**C* |  |  | CAP**3717AL*+UI | 88*TA36045C17*** | 24000 | 16 | 8.1 | 21600 | 16800 | 77.78% | 1.98 | 11 | 10.5 |  |  |  |  | R-410A | 2 | Residential & Commercial | USHP | Ducted CEE Tier 1
215932431 | Central HP <5.4 tons | KEEPRITE | HRCU-A-CB (Split System: Heat Pump with Remote Outdoor Unit-Air-Source) | C5H3V36*K*AAA* |  |  | EA*5X48M21A*+WALLCON | *80CTL0901716B* | 33400 | 20 | 9.5 | 34600 | 26400 | 76.3% | 2.04 | 0 | 11.5 |  |  |  |  | R-454B | 2.7833 | Residential & Commercial | USHP | Ducted CEE Tier 1
206765476 | Central HP <5.4 tons | BRYANT HEATING AND COOLING SYSTEMS | HRCU-A-CB (Split System: Heat Pump with Remote Outdoor Unit-Air-Source) | 288BNV025*0**C* |  |  | CAP**2417AL*+UI | 88*TA48090C17*** | 23400 | 17 | 8.1 | 21800 | 16700 | 76.61% | 1.9 | 11.5 | 11 |  |  |  |  | R-410A | 1.95 | Residential & Commercial | USHP | Ducted CEE Tier 1
206765960 | Central HP <5.4 tons | BRYANT HEATING AND COOLING SYSTEMS | HRCU-A-CB (Split System: Heat Pump with Remote Outdoor Unit-Air-Source) | 288BNV025*0**C* |  |  | CAP**3721AL*+UI | 986TC42060C17*** | 24400 | 16.5 | 8.1 | 21200 | 16700 | 78.77% | 2.02 | 11 | 11 |  |  |  |  | R-410A | 2.0333 | Residential & Commercial | USHP | Ducted CEE Tier 1
215933131 | Central HP <5.4 tons | KEEPRITE | HRCU-A-CB (Split System: Heat Pump with Remote Outdoor Unit-Air-Source) | C5H3V36*K*AAA* |  |  | ESH5X36M12A*+WALLCON | *80CTL1352422B* | 33400 | 19 | 9 | 34800 | 26600 | 76.44% | 1.92 | 0 | 11.5 |  |  |  |  | R-454B | 2.7833 | Residential & Commercial | USHP | Ducted CEE Tier 1
215933181 | Central HP <5.4 tons | KEEPRITE | HRCU-A-CB (Split System: Heat Pump with Remote Outdoor Unit-Air-Source) | C5H3V36*K*AAA* |  |  | ESH5X36M12A*+WALLCON | *97CMN0602120B* | 33000 | 18.5 | 9 | 35400 | 27200 | 76.84% | 1.92 | 0 | 11 |  |  |  |  | R-454B | 2.75 | Residential & Commercial | USHP | Ducted CEE Tier 1
215934641 | Central HP <5.4 tons | KEEPRITE | HRCU-A-CB (Split System: Heat Pump with Remote Outdoor Unit-Air-Source) | C5H3V36*K*AAA* |  |  | EVM5X25M17A*+WALLCON | *96CTN0601714B* | 34000 | 20 | 8.1 | 38000 | 27200 | 71.58% | 2 | 0 | 11 |  |  |  |  | R-454B | 2.8333 | Residential & Commercial | USHP | Ducted CEE Tier 1
206765422 | Central HP <5.4 tons | BRYANT HEATING AND COOLING SYSTEMS | HRCU-A-CB (Split System: Heat Pump with Remote Outdoor Unit-Air-Source) | 288BNV025*0**C* |  |  | CAP**2417AL*+UI | 88*TA48070C17*** | 23200 | 16.5 | 8.1 | 22000 | 16800 | 76.36% | 1.9 | 11 | 10.5 |  |  |  |  | R-410A | 1.9333 | Residential & Commercial | USHP | Ducted CEE Tier 1
206765431 | Central HP <5.4 tons | BRYANT HEATING AND COOLING SYSTEMS | HRCU-A-CB (Split System: Heat Pump with Remote Outdoor Unit-Air-Source) | 288BNV025*0**C* |  |  | CAP**2417AL*+UI | 986TC42060C17*** | 23200 | 16 | 8.1 | 22000 | 16900 | 76.82% | 1.88 | 11 | 10.5 |  |  |  |  | R-410A | 1.9333 | Residential & Commercial | USHP | Ducted CEE Tier 1
206765708 | Central HP <5.4 tons | BRYANT HEATING AND COOLING SYSTEMS | HRCU-A-CB (Split System: Heat Pump with Remote Outdoor Unit-Air-Source) | 288BNV025*0**C* |  |  | CAP**3617AL*+UI | 88*TA48090C17*** | 23600 | 17 | 8.1 | 21400 | 16600 | 77.57% | 1.94 | 11.5 | 11 |  |  |  |  | R-410A | 1.9667 | Residential & Commercial | USHP | Ducted CEE Tier 1
214241732 | Central HP <5.4 tons | KEEPRITE | HRCU-A-CB (Split System: Heat Pump with Remote Outdoor Unit-Air-Source) | CVH825GKA3* |  |  | EN(A,D)4X30L17**+WALLCON | *97CMN0801714B* | 23400 | 16.5 | 8.1 | 21600 | 16700 | 77.31% | 1.9 | 0 | 10.5 |  |  |  |  | R-410A | 1.95 | Residential & Commercial | USHP | Ducted CEE Tier 1
215932541 | Central HP <5.4 tons | KEEPRITE | HRCU-A-CB (Split System: Heat Pump with Remote Outdoor Unit-Air-Source) | C5H3V36*K*AAA* |  |  | EA*5X60M24A*+WALLCON | *80CTL0702120B* | 34000 | 20.5 | 9.5 | 34200 | 26000 | 76.02% | 2.04 | 0 | 11.7 |  |  |  |  | R-454B | 2.8333 | Residential & Commercial | USHP | Ducted CEE Tier 1
215932191 | Central HP <5.4 tons | KEEPRITE | HRCU-A-CB (Split System: Heat Pump with Remote Outdoor Unit-Air-Source) | C5H3V36*K*AAA* |  |  | EA*5X42M21A*+WALLCON | *80CSU0401712A* | 32600 | 20 | 9.5 | 35000 | 26800 | 76.57% | 2 | 0 | 11 |  |  |  |  | R-454B | 2.7167 | Residential & Commercial | USHP | Ducted CEE Tier 1
206765618 | Central HP <5.4 tons | BRYANT HEATING AND COOLING SYSTEMS | HRCU-A-CB (Split System: Heat Pump with Remote Outdoor Unit-Air-Source) | 288BNV025*0**C* |  |  | CAP**3017AL*+UI | 987MB42080C17*** | 23400 | 16 | 8.1 | 21600 | 16800 | 77.78% | 1.9 | 11 | 10.5 |  |  |  |  | R-410A | 1.95 | Residential & Commercial | USHP | Ducted CEE Tier 1
216633026 | Central HP <5.4 tons | ACIQ | HRCU-A-CB (Split System: Heat Pump with Remote Outdoor Unit-Air-Source) | H5H0V24*K*AAA* |  |  | EA*5X25M17A*+WALLCON | *80CSU0401712A* | 24000 | 17.5 | 9 | 23400 | 16400 | 70.09% | 2.02 | 0 | 10.5 |  |  |  |  | R-454B | 2 | Residential & Commercial | USHP | Ducted CEE Tier 1
216633060 | Central HP <5.4 tons | ACIQ | HRCU-A-CB (Split System: Heat Pump with Remote Outdoor Unit-Air-Source) | H5H0V24*K*AAA* |  |  | EA*5X37M17A*+WALLCON | *80CSU0401712A* | 23800 | 17 | 9 | 23400 | 16500 | 70.51% | 2 | 0 | 10.5 |  |  |  |  | R-454B | 1.9833 | Residential & Commercial | USHP | Ducted CEE Tier 1
215934651 | Central HP <5.4 tons | KEEPRITE | HRCU-A-CB (Split System: Heat Pump with Remote Outdoor Unit-Air-Source) | C5H3V36*K*AAA* |  |  | EVM5X30M17A*+WALLCON | *97CMN0601714B* | 34000 | 20 | 8.1 | 38000 | 27200 | 71.58% | 2 | 0 | 11 |  |  |  |  | R-454B | 2.8333 | Residential & Commercial | USHP | Ducted CEE Tier 1
215934751 | Central HP <5.4 tons | KEEPRITE | HRCU-A-CB (Split System: Heat Pump with Remote Outdoor Unit-Air-Source) | C5H3V36*K*AAA* |  |  | EVM5X42M21A*+WALLCON | *96CTN0601714B* | 34000 | 20.5 | 8.1 | 38000 | 27000 | 71.05% | 1.95 | 0 | 11 |  |  |  |  | R-454B | 2.8333 | Residential & Commercial | USHP | Ducted CEE Tier 1
215935362 | Central HP <5.4 tons | KENMORE | HRCU-A-CB (Split System: Heat Pump with Remote Outdoor Unit-Air-Source) | (C,H,T)5H3V36*K*AAA* |  |  | EVM5X60M24A*+WALLCON | *80CTL1102120B* | 35600 | 22 | 8.5 | 38000 | 28400 | 74.74% | 2.04 | 0 | 12.5 |  |  |  |  | R-454B | 2.9667 | Residential & Commercial | USHP | Ducted CEE Tier 1
215935062 | Central HP <5.4 tons | KENMORE | HRCU-A-CB (Split System: Heat Pump with Remote Outdoor Unit-Air-Source) | (C,H,T)5H3V36*K*AAA* |  |  | EVM5X49M21A*+WALLCON | *95CSU0601716B* | 35400 | 21.5 | 8.5 | 38500 | 29000 | 75.32% | 2.02 | 0 | 12 |  |  |  |  | R-454B | 2.95 | Residential & Commercial | USHP | Ducted CEE Tier 1
215932631 | Central HP <5.4 tons | KEEPRITE | HRCU-A-CB (Split System: Heat Pump with Remote Outdoor Unit-Air-Source) | C5H3V36*K*AAA* |  |  | EA*5X60M24A*+WALLCON | *97CMN1202422B* | 34000 | 20.5 | 9.5 | 34200 | 26000 | 76.02% | 2.06 | 0 | 11.7 |  |  |  |  | R-454B | 2.8333 | Residential & Commercial | USHP | Ducted CEE Tier 1
215932651 | Central HP <5.4 tons | KEEPRITE | HRCU-A-CB (Split System: Heat Pump with Remote Outdoor Unit-Air-Source) | C5H3V36*K*AAA* |  |  | EA*5X60M24A*+WALLCON | *96CTN1202422B* | 34000 | 20.5 | 9.5 | 34000 | 26000 | 76.47% | 2.06 | 0 | 12 |  |  |  |  | R-454B | 2.8333 | Residential & Commercial | USHP | Ducted CEE Tier 1
215932381 | Central HP <5.4 tons | KEEPRITE | HRCU-A-CB (Split System: Heat Pump with Remote Outdoor Unit-Air-Source) | C5H3V36*K*AAA* |  |  | EA*5X43M21A*+WALLCON | *96CTN0601714B* | 33800 | 19.5 | 9.5 | 34200 | 26000 | 76.02% | 2.06 | 0 | 11 |  |  |  |  | R-454B | 2.8167 | Residential & Commercial | USHP | Ducted CEE Tier 1
214398429 | Central HP <5.4 tons | CHAMPION HEATING AND COOLING | HRCU-A-CB (Split System: Heat Pump with Remote Outdoor Unit-Air-Source) | HH860E2S11 |  |  | CTM60C5CHS1+JMVT17CC2N1 | 0 | 53500 | 19 | 9 | 53000 | 38000 | 71.7% | 2 | 0 | 12 |  |  |  |  | R-454B | 4.4583 | Residential & Commercial | USHP | Ducted CEE Tier 1
213774692 | Central HP <5.4 tons | KEEPRITE | HRCU-A-CB (Split System: Heat Pump with Remote Outdoor Unit-Air-Source) | CVH825GKA3* |  |  | EHD4X48AAL+WALLCON | *96CTN0601714B* | 24200 | 16 | 8.1 | 21400 | 16600 | 77.57% | 2 | 0 | 10.5 |  |  |  |  | R-410A | 2.0167 | Residential & Commercial | USHP | Ducted CEE Tier 1
214606544 | Central HP <5.4 tons | CHAMPION HEATING AND COOLING | HRCU-A-C (Split System: Heat Pump with Remote Outdoor Unit with No Indoor Fan --Air Source) | HH860E2S11 |  |  | CTM60D5CGS1 | 0 | 44500 | 15.2 | 8.5 | 46000 | 34200 | 74.35% | 2 | 0 | 11 |  |  |  |  | R-454B | 3.7083 | Residential & Commercial | USHP | Ducted CEE Tier 1
214606569 | Central HP <5.4 tons | CHAMPION HEATING AND COOLING | HRCU-A-C (Split System: Heat Pump with Remote Outdoor Unit with No Indoor Fan --Air Source) | HH860E2S11 |  |  | CTF60D5CHS1 | 0 | 54000 | 15.2 | 8.1 | 55000 | 40000 | 72.73% | 2 | 0 | 11 |  |  |  |  | R-454B | 4.5 | Residential & Commercial | USHP | Ducted CEE Tier 1
216633051 | Central HP <5.4 tons | ACIQ | HRCU-A-CB (Split System: Heat Pump with Remote Outdoor Unit-Air-Source) | H5H0V24*K*AAA* |  |  | EA*5X36M17A*+WALLCON | *80CTL0451712B* | 23000 | 16.5 | 9 | 23800 | 16700 | 70.17% | 1.98 | 0 | 10 |  |  |  |  | R-454B | 1.9167 | Residential & Commercial | USHP | Ducted CEE Tier 1
216633053 | Central HP <5.4 tons | ACIQ | HRCU-A-CB (Split System: Heat Pump with Remote Outdoor Unit-Air-Source) | H5H0V24*K*AAA* |  |  | EA*5X36M17A*+WALLCON | *80CTL0701716B* | 23200 | 17 | 9 | 23600 | 16600 | 70.34% | 1.98 | 0 | 10 |  |  |  |  | R-454B | 1.9333 | Residential & Commercial | USHP | Ducted CEE Tier 1
216633084 | Central HP <5.4 tons | ACIQ | HRCU-A-CB (Split System: Heat Pump with Remote Outdoor Unit-Air-Source) | H5H0V24*K*AAA* |  |  | EA*5X37M21A*+WALLCON | *96CTN0601714B* | 24000 | 17.5 | 9 | 23400 | 16400 | 70.09% | 2 | 0 | 10.5 |  |  |  |  | R-454B | 2 | Residential & Commercial | USHP | Ducted CEE Tier 1
213774552 | Central HP <5.4 tons | KEEPRITE | HRCU-A-CB (Split System: Heat Pump with Remote Outdoor Unit-Air-Source) | CVH825GKA3* |  |  | EHD4X42AAL+WALLCON | *96CTN1202422B* | 24200 | 16 | 8.1 | 21400 | 16600 | 77.57% | 2 | 0 | 10.5 |  |  |  |  | R-410A | 2.0167 | Residential & Commercial | USHP | Ducted CEE Tier 1
214398244 | Central HP <5.4 tons | CHAMPION HEATING AND COOLING | HRCU-A-CB (Split System: Heat Pump with Remote Outdoor Unit-Air-Source) | HH860E2S11 |  |  | CTM60C5CGS1 | TM8Y120C20MP11 | 44500 | 18 | 9 | 45000 | 33800 | 75.11% | 2 | 0 | 11.7 |  |  |  |  | R-454B | 3.7083 | Residential & Commercial | USHP | Ducted CEE Tier 1
214397926 | Central HP <5.4 tons | CHAMPION HEATING AND COOLING | HRCU-A-CB (Split System: Heat Pump with Remote Outdoor Unit-Air-Source) | HH824E2S11 |  |  | CTF36B5ADS1+JMVT12BC2N1 | 0 | 23000 | 19 | 9.5 | 23000 | 18500 | 80.43% | 2 | 0 | 12 |  |  |  |  | R-454B | 1.9167 | Residential & Commercial | USHP | Ducted CEE Tier 1
214397978 | Central HP <5.4 tons | CHAMPION HEATING AND COOLING | HRCU-A-CB (Split System: Heat Pump with Remote Outdoor Unit-Air-Source) | HH824E2S11 |  |  | CTF30B5ACS1 | TM9V080B12MP12 | 23000 | 17 | 9.5 | 23000 | 18200 | 79.13% | 2 | 0 | 12 |  |  |  |  | R-454B | 1.9167 | Residential & Commercial | USHP | Ducted CEE Tier 1
214397941 | Central HP <5.4 tons | CHAMPION HEATING AND COOLING | HRCU-A-CB (Split System: Heat Pump with Remote Outdoor Unit-Air-Source) | HH824E2S11 |  |  | CTF30A5ADS1 | TM8E040A12MP11 | 23000 | 18 | 9.5 | 23000 | 18500 | 80.43% | 2 | 0 | 12 |  |  |  |  | R-454B | 1.9167 | Residential & Commercial | USHP | Ducted CEE Tier 1
214397521 | Central HP <5.4 tons | CHAMPION HEATING AND COOLING | HRCU-A-CB (Split System: Heat Pump with Remote Outdoor Unit-Air-Source) | HH824E2S11 |  |  | CTF30A5ADS1 | TM9E040A10MP12 | 23000 | 17 | 9 | 23000 | 18000 | 78.26% | 2 | 0 | 12 |  |  |  |  | R-454B | 1.9167 | Residential & Commercial | USHP | Ducted CEE Tier 1
213081443 | Central HP <5.4 tons | ELIOS | HRCU-A-CB (Split System: Heat Pump with Remote Outdoor Unit-Air-Source) | DEA30HOS20230E7 |  |  | FEA30HIAHUU230X7 | 0 | 30000 | 16.2 | 8.9 | 33000 | 24000 | 72.73% | 1.8 | 11 | 10 |  |  |  |  | R-410A | 2.5 | Residential & Commercial | USHP | Ducted CEE Tier 1
213781943 | Central HP <5.4 tons | KENMORE | HRCU-A-CB (Split System: Heat Pump with Remote Outdoor Unit-Air-Source) | (C,H,T)VH837GKA2* |  |  | EHD4X42AAL+WALLCON | *80CTL1102120B* | 32600 | 16.5 | 8.1 | 32800 | 24600 | 75% | 1.94 | 0 | 11 |  |  |  |  | R-410A | 2.7167 | Residential & Commercial | USHP | Ducted CEE Tier 1
214397847 | Central HP <5.4 tons | CHAMPION HEATING AND COOLING | HRCU-A-CB (Split System: Heat Pump with Remote Outdoor Unit-Air-Source) | HH860E2S11 |  |  | CTF60C5CGS1 | TM8E120C16MP11 | 44500 | 18 | 9 | 45500 | 34200 | 75.16% | 2 | 0 | 11 |  |  |  |  | R-454B | 3.7083 | Residential & Commercial | USHP | Ducted CEE Tier 1
214397504 | Central HP <5.4 tons | CHAMPION HEATING AND COOLING | HRCU-A-CB (Split System: Heat Pump with Remote Outdoor Unit-Air-Source) | HH860E2S11 |  |  | CTF60C5CGS1 | TP9C080C16MP13 | 43500 | 17 | 9 | 44000 | 33600 | 76.36% | 2 | 0 | 11 |  |  |  |  | R-454B | 3.625 | Residential & Commercial | USHP | Ducted CEE Tier 1
213782143 | Central HP <5.4 tons | KENMORE | HRCU-A-CB (Split System: Heat Pump with Remote Outdoor Unit-Air-Source) | (C,H,T)VH837GKA2* |  |  | EHD4X48AAL+WALLCON | *97CMN0801714B* | 32400 | 16.5 | 8.1 | 33000 | 25000 | 75.76% | 1.94 | 0 | 11 |  |  |  |  | R-410A | 2.7 | Residential & Commercial | USHP | Ducted CEE Tier 1
215934691 | Central HP <5.4 tons | KEEPRITE | HRCU-A-CB (Split System: Heat Pump with Remote Outdoor Unit-Air-Source) | C5H3V36*K*AAA* |  |  | EVM5X32M17A*+WALLCON | *97CMN0601714B* | 35000 | 21 | 8.5 | 38000 | 28000 | 73.68% | 2.06 | 0 | 11.5 |  |  |  |  | R-454B | 2.9167 | Residential & Commercial | USHP | Ducted CEE Tier 1
215933591 | Central HP <5.4 tons | KEEPRITE | HRCU-A-CB (Split System: Heat Pump with Remote Outdoor Unit-Air-Source) | C5H3V36*K*AAA* |  |  | ESH5X48M12A*+WALLCON | *80CTL0902120B* | 33800 | 19.5 | 9 | 34600 | 26400 | 76.3% | 1.94 | 0 | 11.7 |  |  |  |  | R-454B | 2.8167 | Residential & Commercial | USHP | Ducted CEE Tier 1
215933491 | Central HP <5.4 tons | KEEPRITE | HRCU-A-CB (Split System: Heat Pump with Remote Outdoor Unit-Air-Source) | C5H3V36*K*AAA* |  |  | ESH5X42M12A*+WALLCON | *96CTN1002122B* | 33600 | 19 | 9 | 34600 | 26600 | 76.88% | 1.94 | 0 | 11.5 |  |  |  |  | R-454B | 2.8 | Residential & Commercial | USHP | Ducted CEE Tier 1
215933541 | Central HP <5.4 tons | KEEPRITE | HRCU-A-CB (Split System: Heat Pump with Remote Outdoor Unit-Air-Source) | C5H3V36*K*AAA* |  |  | ESH5X48M12A*+WALLCON | *80CTL0451712B* | 33400 | 18.5 | 9 | 35600 | 27400 | 76.97% | 1.9 | 0 | 10.5 |  |  |  |  | R-454B | 2.7833 | Residential & Commercial | USHP | Ducted CEE Tier 1
215933321 | Central HP <5.4 tons | KEEPRITE | HRCU-A-CB (Split System: Heat Pump with Remote Outdoor Unit-Air-Source) | C5H3V36*K*AAA* |  |  | ESH5X42M12A*+WALLCON | *80CTL0701716B* | 33400 | 19 | 9 | 35200 | 26800 | 76.14% | 1.9 | 0 | 11 |  |  |  |  | R-454B | 2.7833 | Residential & Commercial | USHP | Ducted CEE Tier 1
216374649 | Central HP <5.4 tons | CHAMPION HEATING AND COOLING | HRCU-A-CB (Split System: Heat Pump with Remote Outdoor Unit-Air-Source) | HH860E2S11 |  |  | CTM60C5CGS1 | Z9ET080C16SMPS1 | 44000 | 18 | 9 | 45000 | 32800 | 72.89% | 2 | 0 | 11 |  |  |  |  | R-454B | 3.6667 | Residential & Commercial | USHP | Ducted CEE Tier 1
213297211 | Central HP <5.4 tons | CHAMPION HEATING AND COOLING | HRCU-A-CB (Split System: Heat Pump with Remote Outdoor Unit-Air-Source) | HMH72B341 |  |  | XAHC30CXXN1+JMET12CS2N1+TXV | 0 | 32800 | 18 | 8.5 | 32400 | 22800 | 70.37% | 2.04 | 0 | 10 |  |  |  |  | R-410A | 2.7333 | Residential & Commercial | USHP | Ducted CEE Tier 1
213297326 | Central HP <5.4 tons | CHAMPION HEATING AND COOLING | HRCU-A-CB (Split System: Heat Pump with Remote Outdoor Unit-Air-Source) | HMH72B341 |  |  | XAHC30CXXN1+TXV | Z8ES120C16SMPS1 | 32600 | 17 | 8.5 | 32000 | 22600 | 70.62% | 2.04 | 0 | 9.5 |  |  |  |  | R-410A | 2.7167 | Residential & Commercial | USHP
213297511 | Central HP <5.4 tons | CHAMPION HEATING AND COOLING | HRCU-A-CB (Split System: Heat Pump with Remote Outdoor Unit-Air-Source) | HMH72B341 |  |  | XAFC36DXXN1+TXV | Z8ET080B12LMPS1 | 34000 | 18.5 | 8.1 | 33400 | 24000 | 71.86% | 2.08 | 0 | 9.5 |  |  |  |  | R-410A | 2.8333 | Residential & Commercial | USHP
213297496 | Central HP <5.4 tons | CHAMPION HEATING AND COOLING | HRCU-A-CB (Split System: Heat Pump with Remote Outdoor Unit-Air-Source) | HMH72B341 |  |  | XAFC48FXXN1+TXV | Z8ET080C16LMPS1 | 33600 | 17.5 | 8.5 | 32800 | 23200 | 70.73% | 2.08 | 0 | 9.5 |  |  |  |  | R-410A | 2.8 | Residential & Commercial | USHP
214398279 | Central HP <5.4 tons | CHAMPION HEATING AND COOLING | HRCU-A-CB (Split System: Heat Pump with Remote Outdoor Unit-Air-Source) | HH860E2S11 |  |  | CTF60C5CGS1 | TPLC120C20MP13 | 44500 | 18 | 9 | 45000 | 33800 | 75.11% | 2 | 0 | 11 |  |  |  |  | R-454B | 3.7083 | Residential & Commercial | USHP | Ducted CEE Tier 1
206765933 | Central HP <5.4 tons | BRYANT HEATING AND COOLING SYSTEMS | HRCU-A-CB (Split System: Heat Pump with Remote Outdoor Unit-Air-Source) | 288BNV025*0**C* |  |  | CAP**3721AL*+UI | 88*TA48070C17*** | 24400 | 17 | 8.5 | 21200 | 16600 | 78.3% | 2.02 | 11 | 11 |  |  |  |  | R-410A | 2.0333 | Residential & Commercial | USHP | Ducted CEE Tier 1
206767087 | Central HP <5.4 tons | BRYANT HEATING AND COOLING SYSTEMS | HRCU-A-CB (Split System: Heat Pump with Remote Outdoor Unit-Air-Source) | 288BNV025*0**C* |  |  | CAP**2517AL*+UI | 83*CA36040C17*** | 24400 | 17 | 8.1 | 21200 | 16600 | 78.3% | 2.02 | 11.5 | 11 |  |  |  |  | R-410A | 2.0333 | Residential & Commercial | USHP | Ducted CEE Tier 1
214397897 | Central HP <5.4 tons | CHAMPION HEATING AND COOLING | HRCU-A-CB (Split System: Heat Pump with Remote Outdoor Unit-Air-Source) | HH860E2S11 |  |  | CTM60C5CGS1 | TPLC100C20MP13 | 44000 | 18 | 9 | 44500 | 33600 | 75.51% | 2 | 0 | 11.7 |  |  |  |  | R-454B | 3.6667 | Residential & Commercial | USHP | Ducted CEE Tier 1
213081450 | Central HP <5.4 tons | ELIOS | HRCU-A-C (Split System: Heat Pump with Remote Outdoor Unit with No Indoor Fan --Air Source) | DEA30HOS20230E7 |  |  | CUB36HAC20CWT7A | 0 | 30000 | 15.5 | 9.7 | 33000 | 27000 | 81.82% | 1.85 | 10.7 | 10.5 |  |  |  |  | R-410A | 2.5 | Residential & Commercial | USHP | Ducted CEE Tier 1
214397872 | Central HP <5.4 tons | CHAMPION HEATING AND COOLING | HRCU-A-CB (Split System: Heat Pump with Remote Outdoor Unit-Air-Source) | HH860E2S11 |  |  | CTF60C5CGS1 | TM9E080C20MP12 | 44500 | 17 | 9 | 45000 | 33800 | 75.11% | 2 | 0 | 11.7 |  |  |  |  | R-454B | 3.7083 | Residential & Commercial | USHP | Ducted CEE Tier 1
214570695 | Central HP <5.4 tons | KEEPRITE | HRCU-A-CB (Split System: Heat Pump with Remote Outdoor Unit-Air-Source) | CVH825GKA3* |  |  | EA*4X48L21A*+WALLCON | *95CSU1002122B* | 24000 | 17 | 8.5 | 21000 | 16500 | 78.57% | 2.02 | 0 | 11 |  |  |  |  | R-410A | 2 | Residential & Commercial | USHP | Ducted CEE Tier 1
214570495 | Central HP <5.4 tons | KEEPRITE | HRCU-A-CB (Split System: Heat Pump with Remote Outdoor Unit-Air-Source) | CVH825GKA3* |  |  | EA*4X42L21A*+WALLCON | *80CTL0702120B* | 23800 | 16.5 | 8.1 | 21400 | 16600 | 77.57% | 1.96 | 0 | 10.5 |  |  |  |  | R-410A | 1.9833 | Residential & Commercial | USHP | Ducted CEE Tier 1
215934952 | Central HP <5.4 tons | KENMORE | HRCU-A-CB (Split System: Heat Pump with Remote Outdoor Unit-Air-Source) | (C,H,T)5H3V36*K*AAA* |  |  | EVM5X44M21A*+WALLCON | *96CTN1002122B* | 35600 | 22 | 8.5 | 38000 | 28600 | 75.26% | 2.02 | 0 | 12.5 |  |  |  |  | R-454B | 2.9667 | Residential & Commercial | USHP | Ducted CEE Tier 1
215934852 | Central HP <5.4 tons | KENMORE | HRCU-A-CB (Split System: Heat Pump with Remote Outdoor Unit-Air-Source) | (C,H,T)5H3V36*K*AAA* |  |  | EVM5X44M21A*+WALLCON | *80CTL0902120B* | 35600 | 22 | 8.5 | 38000 | 28400 | 74.74% | 2.02 | 0 | 12.5 |  |  |  |  | R-454B | 2.9667 | Residential & Commercial | USHP | Ducted CEE Tier 1
214606571 | Central HP <5.4 tons | CHAMPION HEATING AND COOLING | HRCU-A-C (Split System: Heat Pump with Remote Outdoor Unit with No Indoor Fan --Air Source) | HH860E2S11 |  |  | CTF60C5CHS1 | 0 | 54000 | 15.2 | 8.1 | 55000 | 40000 | 72.73% | 2 | 0 | 11 |  |  |  |  | R-454B | 4.5 | Residential & Commercial | USHP | Ducted CEE Tier 1
215934812 | Central HP <5.4 tons | KENMORE | HRCU-A-CB (Split System: Heat Pump with Remote Outdoor Unit-Air-Source) | (C,H,T)5H3V36*K*AAA* |  |  | EVM5X44M21A*+WALLCON | *80CTL0451712B* | 35200 | 21 | 8.5 | 39000 | 29400 | 75.38% | 2 | 0 | 11.7 |  |  |  |  | R-454B | 2.9333 | Residential & Commercial | USHP | Ducted CEE Tier 1
215933592 | Central HP <5.4 tons | KENMORE | HRCU-A-CB (Split System: Heat Pump with Remote Outdoor Unit-Air-Source) | (C,H,T)5H3V36*K*AAA* |  |  | ESH5X48M12A*+WALLCON | *80CTL0902120B* | 33800 | 19.5 | 9 | 34600 | 26400 | 76.3% | 1.94 | 0 | 11.7 |  |  |  |  | R-454B | 2.8167 | Residential & Commercial | USHP | Ducted CEE Tier 1
215933662 | Central HP <5.4 tons | KENMORE | HRCU-A-CB (Split System: Heat Pump with Remote Outdoor Unit-Air-Source) | (C,H,T)5H3V36*K*AAA* |  |  | ESH5X48M12A*+WALLCON | *97CMN0801714B* | 33400 | 19 | 9 | 35200 | 27000 | 76.7% | 1.92 | 0 | 11 |  |  |  |  | R-454B | 2.7833 | Residential & Commercial | USHP | Ducted CEE Tier 1
215933742 | Central HP <5.4 tons | KENMORE | HRCU-A-CB (Split System: Heat Pump with Remote Outdoor Unit-Air-Source) | (C,H,T)5H3V36*K*AAA* |  |  | ESH5X60M12A*+WALLCON | *80CSU1002120A* | 34200 | 19.5 | 9 | 34400 | 26200 | 76.16% | 1.96 | 0 | 11.7 |  |  |  |  | R-454B | 2.85 | Residential & Commercial | USHP | Ducted CEE Tier 1
215932992 | Central HP <5.4 tons | KENMORE | HRCU-A-CB (Split System: Heat Pump with Remote Outdoor Unit-Air-Source) | (C,H,T)5H3V36*K*AAA* |  |  | ESH5X24M12A*+WALLCON | *96CTN0601714B* | 32000 | 17.5 | 9 | 35000 | 27000 | 77.14% | 1.9 | 0 | 10 |  |  |  |  | R-454B | 2.6667 | Residential & Commercial | USHP | Ducted CEE Tier 1
215932492 | Central HP <5.4 tons | KENMORE | HRCU-A-CB (Split System: Heat Pump with Remote Outdoor Unit-Air-Source) | (C,H,T)5H3V36*K*AAA* |  |  | EA*5X48M21A*+WALLCON | *97CMN0801714B* | 33200 | 19.5 | 9.5 | 35000 | 26800 | 76.57% | 2.02 | 0 | 11 |  |  |  |  | R-454B | 2.7667 | Residential & Commercial | USHP | Ducted CEE Tier 1
216623475 | Central HP <5.4 tons | ELIOS | HRCU-A-C (Split System: Heat Pump with Remote Outdoor Unit with No Indoor Fan --Air Source) | ESHMA30R2AN1 |  |  | GCHMA36RCAS1 | 0 | 29000 | 16 | 9.5 | 32000 | 32000 | 100% | 1.85 | 0 | 10 |  |  |  |  | R-454B | 2.4167 | Residential & Commercial | USHP | Ducted CEE Tier 1
214398694 | Central HP <5.4 tons | CHAMPION HEATING AND COOLING | HRCU-A-CB (Split System: Heat Pump with Remote Outdoor Unit-Air-Source) | HH860E2S11 |  |  | CTM60C5CGS1 | TM8E100C20MP11 | 44500 | 17 | 9 | 45000 | 33800 | 75.11% | 2 | 0 | 11.7 |  |  |  |  | R-454B | 3.7083 | Residential & Commercial | USHP | Ducted CEE Tier 1
213782123 | Central HP <5.4 tons | KENMORE | HRCU-A-CB (Split System: Heat Pump with Remote Outdoor Unit-Air-Source) | (C,H,T)VH837GKA2* |  |  | EHD4X48AAL+WALLCON | *95CSU0601716B* | 32400 | 16 | 8.1 | 33000 | 25000 | 75.76% | 1.94 | 0 | 11 |  |  |  |  | R-410A | 2.7 | Residential & Commercial | USHP | Ducted CEE Tier 1
206772378 | Central HP <5.4 tons | BRYANT HEATING AND COOLING SYSTEMS | HRCU-A-CB (Split System: Heat Pump with Remote Outdoor Unit-Air-Source) | 288BNV037*0**B* |  |  | CNPV*4824AL*+UI | 986TC66120C24*** | 32400 | 17.5 | 8.1 | 32800 | 24800 | 75.61% | 1.96 | 12 | 11.7 |  |  |  |  | R-410A | 2.7 | Residential & Commercial | USHP | Ducted CEE Tier 1
214398417 | Central HP <5.4 tons | CHAMPION HEATING AND COOLING | HRCU-A-CB (Split System: Heat Pump with Remote Outdoor Unit-Air-Source) | HH860E2S11 |  |  | CTF60D5CHS1 | TP9C120D20MP13 | 54000 | 19 | 9 | 54500 | 39500 | 72.48% | 2 | 0 | 11 |  |  |  |  | R-454B | 4.5 | Residential & Commercial | USHP | Ducted CEE Tier 1
213781593 | Central HP <5.4 tons | KENMORE | HRCU-A-CB (Split System: Heat Pump with Remote Outdoor Unit-Air-Source) | (C,H,T)VH837GKA2* |  |  | EA*4X61L21A*+WALLCON | *95CSU0601716B* | 33000 | 17 | 8.1 | 32200 | 25000 | 77.64% | 1.96 | 0 | 11 |  |  |  |  | R-410A | 2.75 | Residential & Commercial | USHP | Ducted CEE Tier 1
213781423 | Central HP <5.4 tons | KENMORE | HRCU-A-CB (Split System: Heat Pump with Remote Outdoor Unit-Air-Source) | (C,H,T)VH837GKA2* |  |  | EA*4X48L24A*+WALLCON | *80CTL1352422B* | 32400 | 17.5 | 8.5 | 32400 | 24800 | 76.54% | 1.98 | 0 | 11.5 |  |  |  |  | R-410A | 2.7 | Residential & Commercial | USHP | Ducted CEE Tier 1
213781443 | Central HP <5.4 tons | KENMORE | HRCU-A-CB (Split System: Heat Pump with Remote Outdoor Unit-Air-Source) | (C,H,T)VH837GKA2* |  |  | EA*4X48L24A*+WALLCON | *97CMN1202422B* | 32200 | 17 | 8.1 | 32600 | 24800 | 76.07% | 1.98 | 0 | 11 |  |  |  |  | R-410A | 2.6833 | Residential & Commercial | USHP | Ducted CEE Tier 1
213781493 | Central HP <5.4 tons | KENMORE | HRCU-A-CB (Split System: Heat Pump with Remote Outdoor Unit-Air-Source) | (C,H,T)VH837GKA2* |  |  | EA*4X60L24A*+WALLCON | *80CTL1352422B* | 32800 | 17.5 | 8.1 | 31800 | 24600 | 77.36% | 1.98 | 0 | 11.5 |  |  |  |  | R-410A | 2.7333 | Residential & Commercial | USHP | Ducted CEE Tier 1
213781123 | Central HP <5.4 tons | KENMORE | HRCU-A-CB (Split System: Heat Pump with Remote Outdoor Unit-Air-Source) | (C,H,T)VH837GKA2* |  |  | EA*4X42L24A*+WALLCON | *97CMN1002122B* | 31800 | 17 | 8.1 | 33000 | 24200 | 73.33% | 1.88 | 0 | 11 |  |  |  |  | R-410A | 2.65 | Residential & Commercial | USHP | Ducted CEE Tier 1
216623482 | Central HP <5.4 tons | ELIOS | HRCU-A-C (Split System: Heat Pump with Remote Outdoor Unit with No Indoor Fan --Air Source) | ESHMA30R2AN1 |  |  | GUHMA36RCAS1 | 0 | 29000 | 16 | 9.5 | 32000 | 32000 | 100% | 1.85 | 0 | 10 |  |  |  |  | R-454B | 2.4167 | Residential & Commercial | USHP | Ducted CEE Tier 1
216046598 | Central HP <5.4 tons | ELIOS | HRCU-A-CB (Split System: Heat Pump with Remote Outdoor Unit-Air-Source) | ESHMA30R2AN1 |  |  | EAHMA30R4AS1 | 0 | 30000 | 16.8 | 10 | 34000 | 32600 | 95.88% | 1.96 | 0 | 11.7 |  |  |  |  | R-454B | 2.5 | Residential & Commercial | USHP | Ducted CEE Tier 1
206771271 | Central HP <5.4 tons | BRYANT HEATING AND COOLING SYSTEMS | HRCU-A-CB (Split System: Heat Pump with Remote Outdoor Unit-Air-Source) | 288BNV037*0**B* |  |  | CAP**3721AL*+UI | 88*TA60090C21*** | 32800 | 17.5 | 8.5 | 33000 | 25200 | 76.36% | 1.98 | 12 | 11.7 |  |  |  |  | R-410A | 2.7333 | Residential & Commercial | USHP | Ducted CEE Tier 1
206772423 | Central HP <5.4 tons | BRYANT HEATING AND COOLING SYSTEMS | HRCU-A-CB (Split System: Heat Pump with Remote Outdoor Unit-Air-Source) | 288BNV037*0**B* |  |  | CNPV*4824AL*+UI | 986TC66100C21*** | 32400 | 17.5 | 8.1 | 33000 | 24800 | 75.15% | 1.96 | 12 | 11.7 |  |  |  |  | R-410A | 2.7 | Residential & Commercial | USHP | Ducted CEE Tier 1
206772550 | Central HP <5.4 tons | BRYANT HEATING AND COOLING SYSTEMS | HRCU-A-CB (Split System: Heat Pump with Remote Outdoor Unit-Air-Source) | 288BNV037*0**B* |  |  | CSPH*3612AL*+UI | 88*TA66135C24*** | 32200 | 16.5 | 8.1 | 33200 | 24600 | 74.1% | 1.94 | 11 | 11 |  |  |  |  | R-410A | 2.6833 | Residential & Commercial | USHP | Ducted CEE Tier 1
214573255 | Central HP <5.4 tons | KEEPRITE | HRCU-A-CB (Split System: Heat Pump with Remote Outdoor Unit-Air-Source) | CVH837GKA** |  |  | EHD4X60AAL+WALLCON | *80CTL0702120B* | 33000 | 17 | 8.5 | 32200 | 25000 | 77.64% | 2 | 0 | 11 |  |  |  |  | R-410A | 2.75 | Residential & Commercial | USHP | Ducted CEE Tier 1
215934092 | Central HP <5.4 tons | KENMORE | HRCU-A-CB (Split System: Heat Pump with Remote Outdoor Unit-Air-Source) | (C,H,T)5H3V48*K*AAA* |  |  | EA*5X60M24A*+WALLCON | *80CSU1002120A* | 44500 | 21 | 9.5 | 48500 | 36400 | 75.05% | 2 | 0 | 11 |  |  |  |  | R-454B | 3.7083 | Residential & Commercial | USHP | Ducted CEE Tier 1
206771523 | Central HP <5.4 tons | BRYANT HEATING AND COOLING SYSTEMS | HRCU-A-CB (Split System: Heat Pump with Remote Outdoor Unit-Air-Source) | 288BNV037*0**B* |  |  | CAP**4224AL*+UI | 88*TA60090C21*** | 31800 | 17.5 | 8.1 | 33200 | 24400 | 73.49% | 1.9 | 11 | 11.5 |  |  |  |  | R-410A | 2.65 | Residential & Commercial | USHP | Ducted CEE Tier 1
214398055 | Central HP <5.4 tons | CHAMPION HEATING AND COOLING | HRCU-A-CB (Split System: Heat Pump with Remote Outdoor Unit-Air-Source) | HH860E2S11 |  |  | CTM60C5CHS1 | TPLC120C20MP13 | 53500 | 19 | 9 | 54000 | 39000 | 72.22% | 2 | 0 | 11 |  |  |  |  | R-454B | 4.4583 | Residential & Commercial | USHP | Ducted CEE Tier 1
213782303 | Central HP <5.4 tons | KENMORE | HRCU-A-CB (Split System: Heat Pump with Remote Outdoor Unit-Air-Source) | (C,H,T)VH837GKA2* |  |  | EHD4X60AAL+WALLCON | *97CMN0801714B* | 32800 | 16.5 | 8.1 | 32600 | 25000 | 76.69% | 1.96 | 0 | 11 |  |  |  |  | R-410A | 2.7333 | Residential & Commercial | USHP | Ducted CEE Tier 1
206771757 | Central HP <5.4 tons | BRYANT HEATING AND COOLING SYSTEMS | HRCU-A-CB (Split System: Heat Pump with Remote Outdoor Unit-Air-Source) | 288BNV037*0**B* |  |  | CAP**4821AL*+UI | 88*TA48070C17*** | 32200 | 17.5 | 8.1 | 32600 | 25000 | 76.69% | 1.96 | 11 | 11.5 |  |  |  |  | R-410A | 2.6833 | Residential & Commercial | USHP | Ducted CEE Tier 1
206771955 | Central HP <5.4 tons | BRYANT HEATING AND COOLING SYSTEMS | HRCU-A-CB (Split System: Heat Pump with Remote Outdoor Unit-Air-Source) | 288BNV037*0**B* |  |  | CAP**4824AL*+UI | 986TC66100C21*** | 32400 | 17.5 | 8.5 | 32600 | 24800 | 76.07% | 2 | 12 | 11.7 |  |  |  |  | R-410A | 2.7 | Residential & Commercial | USHP | Ducted CEE Tier 1
206771973 | Central HP <5.4 tons | BRYANT HEATING AND COOLING SYSTEMS | HRCU-A-CB (Split System: Heat Pump with Remote Outdoor Unit-Air-Source) | 288BNV037*0**B* |  |  | CAP**4824AL*+UI | 987MB60060C21*** | 32200 | 17 | 8.1 | 32800 | 25200 | 76.83% | 1.96 | 11.5 | 11 |  |  |  |  | R-410A | 2.6833 | Residential & Commercial | USHP | Ducted CEE Tier 1
206772811 | Central HP <5.4 tons | BRYANT HEATING AND COOLING SYSTEMS | HRCU-A-CB (Split System: Heat Pump with Remote Outdoor Unit-Air-Source) | 288BNV037*0**B* |  |  | CSPH*4212AL*+UI | 986TC66100C21*** | 32600 | 16.5 | 8.1 | 33000 | 24800 | 75.15% | 1.96 | 12 | 11 |  |  |  |  | R-410A | 2.7167 | Residential & Commercial | USHP | Ducted CEE Tier 1
214398699 | Central HP <5.4 tons | CHAMPION HEATING AND COOLING | HRCU-A-CB (Split System: Heat Pump with Remote Outdoor Unit-Air-Source) | HH860E2S11 |  |  | CTM60C5CGS1 | TMLE100C20MP11 | 44500 | 17 | 9 | 45000 | 33800 | 75.11% | 2 | 0 | 11.7 |  |  |  |  | R-454B | 3.7083 | Residential & Commercial | USHP | Ducted CEE Tier 1
213782043 | Central HP <5.4 tons | KENMORE | HRCU-A-CB (Split System: Heat Pump with Remote Outdoor Unit-Air-Source) | (C,H,T)VH837GKA2* |  |  | EHD4X42AAL+WALLCON | *96CTN1202422B* | 32600 | 16.5 | 8.1 | 33000 | 24600 | 74.55% | 1.94 | 0 | 11 |  |  |  |  | R-410A | 2.7167 | Residential & Commercial | USHP | Ducted CEE Tier 1
213782343 | Central HP <5.4 tons | KENMORE | HRCU-A-CB (Split System: Heat Pump with Remote Outdoor Unit-Air-Source) | (C,H,T)VH837GKA2* |  |  | EHD4X60AAL+WALLCON | *96CTN0801714B* | 32800 | 16.5 | 8.1 | 32200 | 25000 | 77.64% | 1.98 | 0 | 11 |  |  |  |  | R-410A | 2.7333 | Residential & Commercial | USHP | Ducted CEE Tier 1
214397620 | Central HP <5.4 tons | CHAMPION HEATING AND COOLING | HRCU-A-CB (Split System: Heat Pump with Remote Outdoor Unit-Air-Source) | HH860E2S11 |  |  | CTF60C5CHS1 | TM8Y100C20MP11 | 54000 | 19 | 9 | 55000 | 39500 | 71.82% | 2 | 0 | 11 |  |  |  |  | R-454B | 4.5 | Residential & Commercial | USHP | Ducted CEE Tier 1
214397595 | Central HP <5.4 tons | CHAMPION HEATING AND COOLING | HRCU-A-CB (Split System: Heat Pump with Remote Outdoor Unit-Air-Source) | HH860E2S11 |  |  | CTM60D5CHS1+JMVT20DC2N1 | 0 | 53500 | 19 | 9 | 53000 | 38000 | 71.7% | 2 | 0 | 12 |  |  |  |  | R-454B | 4.4583 | Residential & Commercial | USHP | Ducted CEE Tier 1
214397640 | Central HP <5.4 tons | CHAMPION HEATING AND COOLING | HRCU-A-CB (Split System: Heat Pump with Remote Outdoor Unit-Air-Source) | HH860E2S11 |  |  | CTF60D5CJS1 | TM9E120D20MP12 | 53000 | 18 | 9 | 55000 | 40000 | 72.73% | 2 | 0 | 11 |  |  |  |  | R-454B | 4.4167 | Residential & Commercial | USHP | Ducted CEE Tier 1
213781693 | Central HP <5.4 tons | KENMORE | HRCU-A-CB (Split System: Heat Pump with Remote Outdoor Unit-Air-Source) | (C,H,T)VH837GKA2* |  |  | EA*4X61L24A*+WALLCON | *97CMN1002122B* | 33200 | 17.5 | 8.5 | 32000 | 24800 | 77.5% | 2 | 0 | 11.7 |  |  |  |  | R-410A | 2.7667 | Residential & Commercial | USHP | Ducted CEE Tier 1
214398424 | Central HP <5.4 tons | CHAMPION HEATING AND COOLING | HRCU-A-CB (Split System: Heat Pump with Remote Outdoor Unit-Air-Source) | HH860E2S11 |  |  | CTF60C5CHS1+JME16C2SN1 | 0 | 54000 | 19 | 9 | 53500 | 38500 | 71.96% | 2 | 0 | 12 |  |  |  |  | R-454B | 4.5 | Residential & Commercial | USHP | Ducted CEE Tier 1
214397615 | Central HP <5.4 tons | CHAMPION HEATING AND COOLING | HRCU-A-CB (Split System: Heat Pump with Remote Outdoor Unit-Air-Source) | HH860E2S11 |  |  | CTF60C5CHS1 | TM8Y120C20MP11 | 54000 | 19 | 9 | 55000 | 39500 | 71.82% | 2 | 0 | 11 |  |  |  |  | R-454B | 4.5 | Residential & Commercial | USHP | Ducted CEE Tier 1
214398308 | Central HP <5.4 tons | CHAMPION HEATING AND COOLING | HRCU-A-CB (Split System: Heat Pump with Remote Outdoor Unit-Air-Source) | HH860E2S11 |  |  | CTF60C5CGS1 | TMLE080C20MP11 | 44500 | 17 | 9 | 45000 | 33800 | 75.11% | 2 | 0 | 11.7 |  |  |  |  | R-454B | 3.7083 | Residential & Commercial | USHP | Ducted CEE Tier 1
214398340 | Central HP <5.4 tons | CHAMPION HEATING AND COOLING | HRCU-A-CB (Split System: Heat Pump with Remote Outdoor Unit-Air-Source) | HH860E2S11 |  |  | CTF60C5CGS1 | TM8Y100C16MP11 | 44000 | 18 | 9 | 44000 | 33400 | 75.91% | 2 | 0 | 11.7 |  |  |  |  | R-454B | 3.6667 | Residential & Commercial | USHP | Ducted CEE Tier 1
213782353 | Central HP <5.4 tons | KENMORE | HRCU-A-CB (Split System: Heat Pump with Remote Outdoor Unit-Air-Source) | (C,H,T)VH837GKA2* |  |  | EHD4X60AAL+WALLCON | *96CTN1002122B* | 33000 | 16.5 | 8.1 | 32200 | 24800 | 77.02% | 2 | 0 | 11.5 |  |  |  |  | R-410A | 2.75 | Residential & Commercial | USHP | Ducted CEE Tier 1
213782203 | Central HP <5.4 tons | KENMORE | HRCU-A-CB (Split System: Heat Pump with Remote Outdoor Unit-Air-Source) | (C,H,T)VH837GKA2* |  |  | EHD4X48AAL+WALLCON | *96CTN1202422B* | 32600 | 16.5 | 8.1 | 33000 | 24800 | 75.15% | 1.96 | 0 | 11 |  |  |  |  | R-410A | 2.7167 | Residential & Commercial | USHP | Ducted CEE Tier 1
213782253 | Central HP <5.4 tons | KENMORE | HRCU-A-CB (Split System: Heat Pump with Remote Outdoor Unit-Air-Source) | (C,H,T)VH837GKA2* |  |  | EHD4X60AAL+WALLCON | *80CTL0902120B* | 33000 | 16.5 | 8.1 | 32200 | 24800 | 77.02% | 2 | 0 | 11.5 |  |  |  |  | R-410A | 2.75 | Residential & Commercial | USHP | Ducted CEE Tier 1
213782003 | Central HP <5.4 tons | KENMORE | HRCU-A-CB (Split System: Heat Pump with Remote Outdoor Unit-Air-Source) | (C,H,T)VH837GKA2* |  |  | EHD4X42AAL+WALLCON | *97CMN1202422B* | 32400 | 16.5 | 8.1 | 32800 | 24800 | 75.61% | 1.94 | 0 | 11 |  |  |  |  | R-410A | 2.7 | Residential & Commercial | USHP | Ducted CEE Tier 1
213781633 | Central HP <5.4 tons | KENMORE | HRCU-A-CB (Split System: Heat Pump with Remote Outdoor Unit-Air-Source) | (C,H,T)VH837GKA2* |  |  | EA*4X61L21A*+WALLCON | *96CTN0601714B* | 33000 | 17 | 8.1 | 32200 | 25000 | 77.64% | 1.96 | 0 | 11 |  |  |  |  | R-410A | 2.75 | Residential & Commercial | USHP | Ducted CEE Tier 1
216633770 | Central HP <5.4 tons | ACIQ | HRCU-A-CB (Split System: Heat Pump with Remote Outdoor Unit-Air-Source) | H5H0V48*K*AAA* |  |  | EA*5X48M21A*+WALLCON | *80CTL0702120B* | 44000 | 17.5 | 9 | 48500 | 34200 | 70.52% | 2.06 | 0 | 9.5 |  |  |  |  | R-454B | 3.6667 | Residential & Commercial | USHP
216633822 | Central HP <5.4 tons | ACIQ | HRCU-A-CB (Split System: Heat Pump with Remote Outdoor Unit-Air-Source) | H5H0V48*K*AAA* |  |  | EA*5X61M24A*+WALLCON | *97CMN1002122B* | 46000 | 18.5 | 9 | 47500 | 33600 | 70.74% | 2.06 | 0 | 10 |  |  |  |  | R-454B | 3.8333 | Residential & Commercial | USHP | Ducted CEE Tier 1
216633853 | Central HP <5.4 tons | ACIQ | HRCU-A-CB (Split System: Heat Pump with Remote Outdoor Unit-Air-Source) | H5H0V48*K*AAA* |  |  | ESH5X60M12A*+WALLCON | *80CTL0701716B* | 45000 | 16 | 8.5 | 48500 | 34200 | 70.52% | 1.94 | 0 | 9 |  |  |  |  | R-454B | 3.75 | Residential & Commercial | USHP
216633855 | Central HP <5.4 tons | ACIQ | HRCU-A-CB (Split System: Heat Pump with Remote Outdoor Unit-Air-Source) | H5H0V48*K*AAA* |  |  | ESH5X60M12A*+WALLCON | *80CTL0901716B* | 45500 | 16.5 | 8.5 | 48000 | 34000 | 70.83% | 2.06 | 0 | 9.5 |  |  |  |  | R-454B | 3.7917 | Residential & Commercial | USHP
216633856 | Central HP <5.4 tons | ACIQ | HRCU-A-CB (Split System: Heat Pump with Remote Outdoor Unit-Air-Source) | H5H0V48*K*AAA* |  |  | ESH5X60M12A*+WALLCON | *80CTL0902120B* | 45500 | 16.5 | 8.5 | 48000 | 33600 | 70% | 2.06 | 0 | 9.5 |  |  |  |  | R-454B | 3.7917 | Residential & Commercial | USHP
216633989 | Central HP <5.4 tons | ACIQ | HRCU-A-CB (Split System: Heat Pump with Remote Outdoor Unit-Air-Source) | H5H0V48*K*AAA* |  |  | EVD5X60M21A*+WALLCON | *97CMN0801714B* | 47500 | 18.5 | 9 | 50000 | 37400 | 74.8% | 1.98 | 0 | 10 |  |  |  |  | R-454B | 3.9583 | Residential & Commercial | USHP | Ducted CEE Tier 1
214398045 | Central HP <5.4 tons | CHAMPION HEATING AND COOLING | HRCU-A-CB (Split System: Heat Pump with Remote Outdoor Unit-Air-Source) | HH860E2S11 |  |  | CTM60C5CHS1 | TMLV120C20MP12 | 53500 | 19 | 9 | 54000 | 39000 | 72.22% | 2 | 0 | 11 |  |  |  |  | R-454B | 4.4583 | Residential & Commercial | USHP | Ducted CEE Tier 1
214398259 | Central HP <5.4 tons | CHAMPION HEATING AND COOLING | HRCU-A-CB (Split System: Heat Pump with Remote Outdoor Unit-Air-Source) | HH860E2S11 |  |  | CTF60C5CGS1 | TM8V120C20MP12 | 44500 | 18 | 9 | 45000 | 33800 | 75.11% | 2 | 0 | 11 |  |  |  |  | R-454B | 3.7083 | Residential & Commercial | USHP | Ducted CEE Tier 1
215935272 | Central HP <5.4 tons | KENMORE | HRCU-A-CB (Split System: Heat Pump with Remote Outdoor Unit-Air-Source) | (C,H,T)5H3V36*K*AAA* |  |  | EVM5X60M21A*+WALLCON | *97CMN0602120B* | 35400 | 21 | 8.5 | 38500 | 29000 | 75.32% | 2.02 | 0 | 12 |  |  |  |  | R-454B | 2.95 | Residential & Commercial | USHP | Ducted CEE Tier 1
215935072 | Central HP <5.4 tons | KENMORE | HRCU-A-CB (Split System: Heat Pump with Remote Outdoor Unit-Air-Source) | (C,H,T)5H3V36*K*AAA* |  |  | EVM5X49M21A*+WALLCON | *95CSU0802120B* | 35600 | 21.5 | 8.5 | 38000 | 28600 | 75.26% | 2.02 | 0 | 12 |  |  |  |  | R-454B | 2.9667 | Residential & Commercial | USHP | Ducted CEE Tier 1
215935122 | Central HP <5.4 tons | KENMORE | HRCU-A-CB (Split System: Heat Pump with Remote Outdoor Unit-Air-Source) | (C,H,T)5H3V36*K*AAA* |  |  | EVM5X49M21A*+WALLCON | *97CMN1002122B* | 35600 | 22 | 8.5 | 38000 | 28600 | 75.26% | 2.02 | 0 | 12.5 |  |  |  |  | R-454B | 2.9667 | Residential & Commercial | USHP | Ducted CEE Tier 1
215934972 | Central HP <5.4 tons | KENMORE | HRCU-A-CB (Split System: Heat Pump with Remote Outdoor Unit-Air-Source) | (C,H,T)5H3V36*K*AAA* |  |  | EVM5X48M21A*+WALLCON | *96CTN0601714B* | 34600 | 20.5 | 8.5 | 38000 | 27600 | 72.63% | 2.05 | 0 | 11.5 |  |  |  |  | R-454B | 2.8833 | Residential & Commercial | USHP | Ducted CEE Tier 1
215934112 | Central HP <5.4 tons | KENMORE | HRCU-A-CB (Split System: Heat Pump with Remote Outdoor Unit-Air-Source) | (C,H,T)5H3V48*K*AAA* |  |  | EA*5X60M24A*+WALLCON | *80CTL1102120B* | 45000 | 21.5 | 9.5 | 48000 | 36200 | 75.42% | 2 | 0 | 11 |  |  |  |  | R-454B | 3.75 | Residential & Commercial | USHP | Ducted CEE Tier 1
214809229 | Central HP <5.4 tons | CHAMPION HEATING AND COOLING | HRCU-A-CB (Split System: Heat Pump with Remote Outdoor Unit-Air-Source) | HH860E2S11 |  |  | CTU60C5XGS1+TXV | TM8Y100C16MP11 | 44000 | 18 | 9 | 44000 | 33400 | 75.91% | 2 | 0 | 11.7 |  |  |  |  | R-454B | 3.6667 | Residential & Commercial | USHP | Ducted CEE Tier 1
216633964 | Central HP <5.4 tons | ACIQ | HRCU-A-CB (Split System: Heat Pump with Remote Outdoor Unit-Air-Source) | H5H0V48*K*AAA* |  |  | EVD5X49M24A*+WALLCON | *80CSU0802120A* | 48000 | 19 | 9 | 50000 | 36400 | 72.8% | 2.12 | 0 | 10 |  |  |  |  | R-454B | 4 | Residential & Commercial | USHP | Ducted CEE Tier 1
214809160 | Central HP <5.4 tons | CHAMPION HEATING AND COOLING | HRCU-A-CB (Split System: Heat Pump with Remote Outdoor Unit-Air-Source) | HH860E2S11 |  |  | CTU60C5XGS1+JME16C2SN1+TXV | 0 | 45000 | 19 | 9 | 45000 | 33000 | 73.33% | 2 | 0 | 12 |  |  |  |  | R-454B | 3.75 | Residential & Commercial | USHP | Ducted CEE Tier 1
214809263 | Central HP <5.4 tons | CHAMPION HEATING AND COOLING | HRCU-A-CB (Split System: Heat Pump with Remote Outdoor Unit-Air-Source) | HH860E2S11 |  |  | CTU60C5XGS1+TXV | Z9ES100C20SMPS1 | 45500 | 18 | 9 | 46500 | 34000 | 73.12% | 2 | 0 | 11.7 |  |  |  |  | R-454B | 3.7917 | Residential & Commercial | USHP | Ducted CEE Tier 1
215932592 | Central HP <5.4 tons | KENMORE | HRCU-A-CB (Split System: Heat Pump with Remote Outdoor Unit-Air-Source) | (C,H,T)5H3V36*K*AAA* |  |  | EA*5X60M24A*+WALLCON | *95CSU1002122B* | 34000 | 20.5 | 9.5 | 34000 | 25800 | 75.88% | 2.04 | 0 | 12 |  |  |  |  | R-454B | 2.8333 | Residential & Commercial | USHP | Ducted CEE Tier 1
215934582 | Central HP <5.4 tons | KENMORE | HRCU-A-CB (Split System: Heat Pump with Remote Outdoor Unit-Air-Source) | (C,H,T)5H3V48*K*AAA* |  |  | ESH5X60M12A*+WALLCON | *95CSU0601716B* | 44000 | 19.5 | 9 | 49000 | 36400 | 74.29% | 1.84 | 0 | 11 |  |  |  |  | R-454B | 3.6667 | Residential & Commercial | USHP | Ducted CEE Tier 1
215934502 | Central HP <5.4 tons | KENMORE | HRCU-A-CB (Split System: Heat Pump with Remote Outdoor Unit-Air-Source) | (C,H,T)5H3V48*K*AAA* |  |  | ESH5X48M12A*+WALLCON | *97CMN1002122B* | 44000 | 20 | 9 | 48500 | 36400 | 75.05% | 1.82 | 0 | 10.5 |  |  |  |  | R-454B | 3.6667 | Residential & Commercial | USHP | Ducted CEE Tier 1
215934532 | Central HP <5.4 tons | KENMORE | HRCU-A-CB (Split System: Heat Pump with Remote Outdoor Unit-Air-Source) | (C,H,T)5H3V48*K*AAA* |  |  | ESH5X48M12A*+WALLCON | *96CTN1002122B* | 44000 | 20 | 9 | 48500 | 36400 | 75.05% | 1.82 | 0 | 10.5 |  |  |  |  | R-454B | 3.6667 | Residential & Commercial | USHP | Ducted CEE Tier 1
215934452 | Central HP <5.4 tons | KENMORE | HRCU-A-CB (Split System: Heat Pump with Remote Outdoor Unit-Air-Source) | (C,H,T)5H3V48*K*AAA* |  |  | ESH5X48M12A*+WALLCON | *80CTL0901716B* | 43500 | 20 | 9 | 48500 | 35800 | 73.81% | 1.86 | 0 | 11 |  |  |  |  | R-454B | 3.625 | Residential & Commercial | USHP | Ducted CEE Tier 1
215934432 | Central HP <5.4 tons | KENMORE | HRCU-A-CB (Split System: Heat Pump with Remote Outdoor Unit-Air-Source) | (C,H,T)5H3V48*K*AAA* |  |  | ESH5X48M12A*+WALLCON | *80CSU1002120A* | 44000 | 20 | 9 | 48500 | 36600 | 75.46% | 1.8 | 0 | 10.5 |  |  |  |  | R-454B | 3.6667 | Residential & Commercial | USHP | Ducted CEE Tier 1
215934082 | Central HP <5.4 tons | KENMORE | HRCU-A-CB (Split System: Heat Pump with Remote Outdoor Unit-Air-Source) | (C,H,T)5H3V48*K*AAA* |  |  | EA*5X48M21A*+WALLCON | *96CTN0801714B* | 42500 | 20 | 9 | 48500 | 35200 | 72.58% | 2 | 0 | 11 |  |  |  |  | R-454B | 3.5417 | Residential & Commercial | USHP | Ducted CEE Tier 1
215934182 | Central HP <5.4 tons | KENMORE | HRCU-A-CB (Split System: Heat Pump with Remote Outdoor Unit-Air-Source) | (C,H,T)5H3V48*K*AAA* |  |  | EA*5X61M21A*+WALLCON | *80CTL0901716B* | 44500 | 21 | 9.5 | 48500 | 36000 | 74.23% | 2 | 0 | 11.5 |  |  |  |  | R-454B | 3.7083 | Residential & Commercial | USHP | Ducted CEE Tier 1
214809180 | Central HP <5.4 tons | CHAMPION HEATING AND COOLING | HRCU-A-CB (Split System: Heat Pump with Remote Outdoor Unit-Air-Source) | HH860E2S11 |  |  | CTU60C5XGS1+TXV | TMLV100C16MP12 | 43500 | 18 | 9 | 44000 | 33400 | 75.91% | 2 | 0 | 11.7 |  |  |  |  | R-454B | 3.625 | Residential & Commercial | USHP | Ducted CEE Tier 1
214397635 | Central HP <5.4 tons | CHAMPION HEATING AND COOLING | HRCU-A-CB (Split System: Heat Pump with Remote Outdoor Unit-Air-Source) | HH860E2S11 |  |  | CTF60C5CHS1 | TM9E080C20MP12 | 54000 | 19 | 8.5 | 55000 | 39500 | 71.82% | 2 | 0 | 11 |  |  |  |  | R-454B | 4.5 | Residential & Commercial | USHP | Ducted CEE Tier 1
214397568 | Central HP <5.4 tons | CHAMPION HEATING AND COOLING | HRCU-A-CB (Split System: Heat Pump with Remote Outdoor Unit-Air-Source) | HH824E2S11 |  |  | CTF30B5ACS1 | TM9V060B12MP12 | 23000 | 17 | 9.5 | 23000 | 18300 | 79.57% | 2 | 0 | 12 |  |  |  |  | R-454B | 1.9167 | Residential & Commercial | USHP | Ducted CEE Tier 1
206765672 | Central HP <5.4 tons | BRYANT HEATING AND COOLING SYSTEMS | HRCU-A-CB (Split System: Heat Pump with Remote Outdoor Unit-Air-Source) | 288BNV025*0**C* |  |  | CAP**3617AL*+UI | 986TC42080C17*** | 23600 | 16.5 | 8.1 | 21600 | 16700 | 77.31% | 1.92 | 11.5 | 10.5 |  |  |  |  | R-410A | 1.9667 | Residential & Commercial | USHP | Ducted CEE Tier 1
206765690 | Central HP <5.4 tons | BRYANT HEATING AND COOLING SYSTEMS | HRCU-A-CB (Split System: Heat Pump with Remote Outdoor Unit-Air-Source) | 288BNV025*0**C* |  |  | CAP**3617AL*+UI | 987MB42080C17*** | 23400 | 16.5 | 8.1 | 21600 | 16700 | 77.31% | 1.92 | 11 | 10.5 |  |  |  |  | R-410A | 1.95 | Residential & Commercial | USHP | Ducted CEE Tier 1
215934652 | Central HP <5.4 tons | KENMORE | HRCU-A-CB (Split System: Heat Pump with Remote Outdoor Unit-Air-Source) | (C,H,T)5H3V36*K*AAA* |  |  | EVM5X30M17A*+WALLCON | *97CMN0601714B* | 34000 | 20 | 8.1 | 38000 | 27200 | 71.58% | 2 | 0 | 11 |  |  |  |  | R-454B | 2.8333 | Residential & Commercial | USHP | Ducted CEE Tier 1
215933782 | Central HP <5.4 tons | KENMORE | HRCU-A-CB (Split System: Heat Pump with Remote Outdoor Unit-Air-Source) | (C,H,T)5H3V36*K*AAA* |  |  | ESH5X60M12A*+WALLCON | *80CTL0702120B* | 34200 | 19.5 | 9 | 34400 | 26000 | 75.58% | 1.96 | 0 | 11.7 |  |  |  |  | R-454B | 2.85 | Residential & Commercial | USHP | Ducted CEE Tier 1
206765449 | Central HP <5.4 tons | BRYANT HEATING AND COOLING SYSTEMS | HRCU-A-CB (Split System: Heat Pump with Remote Outdoor Unit-Air-Source) | 288BNV025*0**C* |  |  | CAP**2417AL*+UI | 987MB42060C17*** | 23000 | 16 | 8.1 | 22000 | 17000 | 77.27% | 1.88 | 11 | 10.5 |  |  |  |  | R-410A | 1.9167 | Residential & Commercial | USHP | Ducted CEE Tier 1
206765897 | Central HP <5.4 tons | BRYANT HEATING AND COOLING SYSTEMS | HRCU-A-CB (Split System: Heat Pump with Remote Outdoor Unit-Air-Source) | 288BNV025*0**C* |  |  | CAP**3717AL*+UI | 987MB42080C17*** | 24200 | 16 | 8.1 | 21400 | 16800 | 78.5% | 1.98 | 11 | 11 |  |  |  |  | R-410A | 2.0167 | Residential & Commercial | USHP | Ducted CEE Tier 1
206772225 | Central HP <5.4 tons | BRYANT HEATING AND COOLING SYSTEMS | HRCU-A-CB (Split System: Heat Pump with Remote Outdoor Unit-Air-Source) | 288BNV037*0**B* |  |  | CNPV*4821AL*+UI | 88*TA48070C17*** | 32400 | 17.5 | 8.1 | 33000 | 25000 | 75.76% | 1.94 | 12 | 11.5 |  |  |  |  | R-410A | 2.7 | Residential & Commercial | USHP | Ducted CEE Tier 1
206772541 | Central HP <5.4 tons | BRYANT HEATING AND COOLING SYSTEMS | HRCU-A-CB (Split System: Heat Pump with Remote Outdoor Unit-Air-Source) | 288BNV037*0**B* |  |  | CSPH*3612AL*+UI | 88*TA60090C21*** | 32200 | 16.5 | 8.1 | 33200 | 24800 | 74.7% | 1.92 | 11.5 | 11 |  |  |  |  | R-410A | 2.6833 | Residential & Commercial | USHP | Ducted CEE Tier 1
216633903 | Central HP <5.4 tons | ACIQ | HRCU-A-CB (Split System: Heat Pump with Remote Outdoor Unit-Air-Source) | H5H0V48*K*AAA* |  |  | EVM5X60M21A*+WALLCON | *80CSU0802120A* | 48000 | 19 | 9 | 50000 | 36600 | 73.2% | 2.12 | 0 | 10 |  |  |  |  | R-454B | 4 | Residential & Commercial | USHP | Ducted CEE Tier 1
216634020 | Central HP <5.4 tons | ACIQ | HRCU-A-CB (Split System: Heat Pump with Remote Outdoor Unit-Air-Source) | H5H0V48*K*AAA* |  |  | EVD5X61M24A*+WALLCON | *80CSU0802120A* | 49000 | 19.5 | 9 | 50000 | 36600 | 73.2% | 2.1 | 0 | 10.5 |  |  |  |  | R-454B | 4.0833 | Residential & Commercial | USHP | Ducted CEE Tier 1
216623812 | Central HP <5.4 tons | ELIOS | HRCU-A-C (Split System: Heat Pump with Remote Outdoor Unit with No Indoor Fan --Air Source) | ESHMB36R2AN1 |  |  | GCHMA36RCAS1 | 0 | 36000 | 15.8 | 9.4 | 38000 | 36000 | 94.74% | 1.9 | 0 | 10.7 |  |  |  |  | R-454B | 3 | Residential & Commercial | USHP | Ducted CEE Tier 1
216634155 | Central HP <5.4 tons | ACIQ | HRCU-A-CB (Split System: Heat Pump with Remote Outdoor Unit-Air-Source) | H5H0V24*K*AAA* |  |  | EA*5X24M17A*+WALLCON | *80CSU0601716B* | 22800 | 16.5 | 8.5 | 24000 | 16800 | 70% | 1.96 | 0 | 10 |  |  |  |  | R-454B | 1.9 | Residential & Commercial | USHP | Ducted CEE Tier 1
216634157 | Central HP <5.4 tons | ACIQ | HRCU-A-CB (Split System: Heat Pump with Remote Outdoor Unit-Air-Source) | H5H0V24*K*AAA* |  |  | EA*5X24M17A*+WALLCON | *97CTN0801716A* | 22800 | 16.5 | 9 | 24000 | 16900 | 70.42% | 1.94 | 0 | 10 |  |  |  |  | R-454B | 1.9 | Residential & Commercial | USHP | Ducted CEE Tier 1
213781273 | Central HP <5.4 tons | KENMORE | HRCU-A-CB (Split System: Heat Pump with Remote Outdoor Unit-Air-Source) | (C,H,T)VH837GKA2* |  |  | EA*4X43L21A*+WALLCON | *96CTN1002122B* | 33000 | 17 | 8.5 | 32600 | 25000 | 76.69% | 1.98 | 0 | 11.5 |  |  |  |  | R-410A | 2.75 | Residential & Commercial | USHP | Ducted CEE Tier 1
213780773 | Central HP <5.4 tons | KENMORE | HRCU-A-CB (Split System: Heat Pump with Remote Outdoor Unit-Air-Source) | (C,H,T)VH837GKA2* |  |  | EA*4X36L21A*+WALLCON | *80CTL1102120B* | 31600 | 17 | 8.1 | 32800 | 24200 | 73.78% | 1.86 | 0 | 11 |  |  |  |  | R-410A | 2.6333 | Residential & Commercial | USHP | Ducted CEE Tier 1
213780823 | Central HP <5.4 tons | KENMORE | HRCU-A-CB (Split System: Heat Pump with Remote Outdoor Unit-Air-Source) | (C,H,T)VH837GKA2* |  |  | EA*4X36L21A*+WALLCON | *96CTN0601714B* | 31400 | 16.5 | 8.1 | 33200 | 24400 | 73.49% | 1.82 | 0 | 10.5 |  |  |  |  | R-410A | 2.6167 | Residential & Commercial | USHP | Ducted CEE Tier 1
213780873 | Central HP <5.4 tons | KENMORE | HRCU-A-CB (Split System: Heat Pump with Remote Outdoor Unit-Air-Source) | (C,H,T)VH837GKA2* |  |  | EA*4X37L21A*+WALLCON | *80CTL0901716B* | 32600 | 17 | 8.5 | 32800 | 25000 | 76.22% | 1.98 | 0 | 11 |  |  |  |  | R-410A | 2.7167 | Residential & Commercial | USHP | Ducted CEE Tier 1
213780973 | Central HP <5.4 tons | KENMORE | HRCU-A-CB (Split System: Heat Pump with Remote Outdoor Unit-Air-Source) | (C,H,T)VH837GKA2* |  |  | EA*4X42L21A*+WALLCON | *80CTL0451712B* | 31600 | 16.5 | 8.1 | 33400 | 24800 | 74.25% | 1.84 | 0 | 10.5 |  |  |  |  | R-410A | 2.6333 | Residential & Commercial | USHP | Ducted CEE Tier 1
213780673 | Central HP <5.4 tons | KENMORE | HRCU-A-CB (Split System: Heat Pump with Remote Outdoor Unit-Air-Source) | (C,H,T)VH837GKA2* |  |  | EA*4X36L17A*+WALLCON | *80CTL0901716B* | 31200 | 16.5 | 8.1 | 33200 | 24200 | 72.89% | 1.84 | 0 | 10.5 |  |  |  |  | R-410A | 2.6 | Residential & Commercial | USHP | Ducted CEE Tier 1
206773063 | Central HP <5.4 tons | BRYANT HEATING AND COOLING SYSTEMS | HRCU-A-CB (Split System: Heat Pump with Remote Outdoor Unit-Air-Source) | 288BNV037*0**B* |  |  | CAP**4221AL*+UI | 83*CA48060C17*** | 31800 | 17 | 8.1 | 33200 | 24400 | 73.49% | 1.86 | 11.5 | 11 |  |  |  |  | R-410A | 2.65 | Residential & Commercial | USHP | Ducted CEE Tier 1
213781553 | Central HP <5.4 tons | KENMORE | HRCU-A-CB (Split System: Heat Pump with Remote Outdoor Unit-Air-Source) | (C,H,T)VH837GKA2* |  |  | EA*4X61L21A*+WALLCON | *80CTL0701716B* | 32800 | 17 | 8.1 | 32200 | 25000 | 77.64% | 1.96 | 0 | 11 |  |  |  |  | R-410A | 2.7333 | Residential & Commercial | USHP | Ducted CEE Tier 1
213781053 | Central HP <5.4 tons | KENMORE | HRCU-A-CB (Split System: Heat Pump with Remote Outdoor Unit-Air-Source) | (C,H,T)VH837GKA2* |  |  | EA*4X42L21A*+WALLCON | *97CMN1002122B* | 31800 | 17 | 8.1 | 33000 | 24400 | 73.94% | 1.88 | 0 | 11 |  |  |  |  | R-410A | 2.65 | Residential & Commercial | USHP | Ducted CEE Tier 1
206773099 | Central HP <5.4 tons | BRYANT HEATING AND COOLING SYSTEMS | HRCU-A-CB (Split System: Heat Pump with Remote Outdoor Unit-Air-Source) | 288BNV037*0**B* |  |  | CAP**4321AL*+UI | 83*CA36040C17*** | 33000 | 17.5 | 8.5 | 33000 | 25000 | 75.76% | 1.98 | 12 | 11 |  |  |  |  | R-410A | 2.75 | Residential & Commercial | USHP | Ducted CEE Tier 1
206773383 | Central HP <5.4 tons | BRYANT HEATING AND COOLING SYSTEMS | HRCU-A-CB (Split System: Heat Pump with Remote Outdoor Unit-Air-Source) | 288BNV037*0**B* |  |  | CSPH*4812AL*+UI | 83*CA60100C21*** | 32600 | 16.5 | 8.1 | 33000 | 25000 | 75.76% | 1.96 | 11.5 | 11 |  |  |  |  | R-410A | 2.7167 | Residential & Commercial | USHP | Ducted CEE Tier 1
215935202 | Central HP <5.4 tons | KENMORE | HRCU-A-CB (Split System: Heat Pump with Remote Outdoor Unit-Air-Source) | (C,H,T)5H3V36*K*AAA* |  |  | EVM5X60M21A*+WALLCON | *80CTL0702120B* | 35600 | 21.5 | 8.5 | 38000 | 28600 | 75.26% | 2.02 | 0 | 12 |  |  |  |  | R-454B | 2.9667 | Residential & Commercial | USHP | Ducted CEE Tier 1
215935352 | Central HP <5.4 tons | KENMORE | HRCU-A-CB (Split System: Heat Pump with Remote Outdoor Unit-Air-Source) | (C,H,T)5H3V36*K*AAA* |  |  | EVM5X60M24A*+WALLCON | *80CTL0902120B* | 35600 | 22 | 8.5 | 38000 | 28400 | 74.74% | 2.04 | 0 | 12.5 |  |  |  |  | R-454B | 2.9667 | Residential & Commercial | USHP | Ducted CEE Tier 1
214056538 | Central HP <5.4 tons | GSI | HRCU-A-C (Split System: Heat Pump with Remote Outdoor Unit with No Indoor Fan --Air Source) | SOX430U-18HFN1-M |  |  | SAC-24HWDN1-MN0 | 0 | 18000 | 16.1 | 9.5 | 19000 | 15000 | 78.95% | 2.2 | 11.6 | 11.7 |  |  |  |  | R-410A | 1.5 | Residential & Commercial | USHP | Ducted CEE Tier 1
212546248 | Central HP <5.4 tons | iFLOW | HRCU-A-C (Split System: Heat Pump with Remote Outdoor Unit with No Indoor Fan --Air Source) | 70HPIC18A |  |  | 70C1824BA | 0 | 18000 | 16.1 | 9.5 | 19000 | 15000 | 78.95% | 2.2 | 11.6 | 11.7 |  |  |  |  | R-410A | 1.5 | Residential & Commercial | USHP | Ducted CEE Tier 1
216633050 | Central HP <5.4 tons | ACIQ | HRCU-A-CB (Split System: Heat Pump with Remote Outdoor Unit-Air-Source) | H5H0V24*K*AAA* |  |  | EA*5X36M17A*+WALLCON | *80CSU0601716A* | 23200 | 17 | 9 | 23600 | 16600 | 70.34% | 1.98 | 0 | 10 |  |  |  |  | R-454B | 1.9333 | Residential & Commercial | USHP | Ducted CEE Tier 1
216635274 | Central HP <5.4 tons | ACIQ | HRCU-A-CB (Split System: Heat Pump with Remote Outdoor Unit-Air-Source) | H5H3V36*K*AAA* |  |  | EA*5X24M14A*+WALLCON | *96CTN0401410B* | 30400 | 17 | 9 | 35000 | 26800 | 76.57% | 1.9 | 0 | 10 |  |  |  |  | R-454B | 2.5333 | Residential & Commercial | USHP | Ducted CEE Tier 1
216635290 | Central HP <5.4 tons | ACIQ | HRCU-A-CB (Split System: Heat Pump with Remote Outdoor Unit-Air-Source) | H5H3V36*K*AAA* |  |  | EA*5X36M17A*+WALLCON | *97CMN0601714B* | 32000 | 19 | 9.5 | 34600 | 26600 | 76.88% | 2 | 0 | 10.5 |  |  |  |  | R-454B | 2.6667 | Residential & Commercial | USHP | Ducted CEE Tier 1
216635291 | Central HP <5.4 tons | ACIQ | HRCU-A-CB (Split System: Heat Pump with Remote Outdoor Unit-Air-Source) | H5H3V36*K*AAA* |  |  | EA*5X36M17A*+WALLCON | *97CMN0801714B* | 32000 | 19 | 9.5 | 35600 | 27400 | 76.97% | 1.98 | 0 | 10.5 |  |  |  |  | R-454B | 2.6667 | Residential & Commercial | USHP | Ducted CEE Tier 1
214398449 | Central HP <5.4 tons | CHAMPION HEATING AND COOLING | HRCU-A-CB (Split System: Heat Pump with Remote Outdoor Unit-Air-Source) | HH860E2S11 |  |  | CTM60C5CHS1 | TMLE100C20MP11 | 53500 | 19 | 8.5 | 55000 | 39000 | 70.91% | 2 | 0 | 11 |  |  |  |  | R-454B | 4.4583 | Residential & Commercial | USHP | Ducted CEE Tier 1
213782293 | Central HP <5.4 tons | KENMORE | HRCU-A-CB (Split System: Heat Pump with Remote Outdoor Unit-Air-Source) | (C,H,T)VH837GKA2* |  |  | EHD4X60AAL+WALLCON | *97CMN0601714B* | 32800 | 16 | 8.1 | 32400 | 25200 | 77.78% | 1.96 | 0 | 11 |  |  |  |  | R-410A | 2.7333 | Residential & Commercial | USHP | Ducted CEE Tier 1
214397556 | Central HP <5.4 tons | CHAMPION HEATING AND COOLING | HRCU-A-CB (Split System: Heat Pump with Remote Outdoor Unit-Air-Source) | HH824E2S11 |  |  | CTM30B5ACS1 | TM8V080B12MP12 | 23000 | 17 | 9.5 | 23000 | 17900 | 77.83% | 2 | 0 | 12 |  |  |  |  | R-454B | 1.9167 | Residential & Commercial | USHP | Ducted CEE Tier 1
214397931 | Central HP <5.4 tons | CHAMPION HEATING AND COOLING | HRCU-A-CB (Split System: Heat Pump with Remote Outdoor Unit-Air-Source) | HH824E2S11 |  |  | CTF36B5ADS1+JME12B2SN1 | 0 | 23000 | 19 | 9.5 | 23000 | 18500 | 80.43% | 2 | 0 | 12 |  |  |  |  | R-454B | 1.9167 | Residential & Commercial | USHP | Ducted CEE Tier 1
215933732 | Central HP <5.4 tons | KENMORE | HRCU-A-CB (Split System: Heat Pump with Remote Outdoor Unit-Air-Source) | (C,H,T)5H3V36*K*AAA* |  |  | ESH5X60M12A*+WALLCON | *80CSU0601716A* | 34000 | 19.5 | 9 | 34400 | 26000 | 75.58% | 1.94 | 0 | 11.7 |  |  |  |  | R-454B | 2.8333 | Residential & Commercial | USHP | Ducted CEE Tier 1
215933632 | Central HP <5.4 tons | KENMORE | HRCU-A-CB (Split System: Heat Pump with Remote Outdoor Unit-Air-Source) | (C,H,T)5H3V36*K*AAA* |  |  | ESH5X48M12A*+WALLCON | *95CSU1002122B* | 33800 | 19.5 | 9 | 34600 | 26400 | 76.3% | 1.94 | 0 | 11.7 |  |  |  |  | R-454B | 2.8167 | Residential & Commercial | USHP | Ducted CEE Tier 1
210472893 | Central HP <5.4 tons | KEEPRITE | HRCU-A-CB (Split System: Heat Pump with Remote Outdoor Unit-Air-Source) | CVH825GKA3* |  |  | EA*4X42L21A*+WALLCON | *80CTL0701716A* | 23800 | 16.5 | 8.1 | 21400 | 16600 | 77.57% | 1.96 | 0 | 11 |  |  |  |  | R-410A | 1.9833 | Residential & Commercial | USHP | Ducted CEE Tier 1
216635307 | Central HP <5.4 tons | ACIQ | HRCU-A-CB (Split System: Heat Pump with Remote Outdoor Unit-Air-Source) | H5H3V36*K*AAA* |  |  | EA*5X42M21A*+WALLCON | *80CTL1102120B* | 32800 | 20 | 9.5 | 34600 | 26600 | 76.88% | 2.02 | 0 | 11.5 |  |  |  |  | R-454B | 2.7333 | Residential & Commercial | USHP | Ducted CEE Tier 1
216635309 | Central HP <5.4 tons | ACIQ | HRCU-A-CB (Split System: Heat Pump with Remote Outdoor Unit-Air-Source) | H5H3V36*K*AAA* |  |  | EA*5X42M21A*+WALLCON | *95CSU1002122B* | 32800 | 20 | 9.5 | 34600 | 26600 | 76.88% | 2.02 | 0 | 11.5 |  |  |  |  | R-454B | 2.7333 | Residential & Commercial | USHP | Ducted CEE Tier 1
216635310 | Central HP <5.4 tons | ACIQ | HRCU-A-CB (Split System: Heat Pump with Remote Outdoor Unit-Air-Source) | H5H3V36*K*AAA* |  |  | EA*5X42M21A*+WALLCON | *97CMN0601714B* | 32400 | 19 | 9.5 | 34400 | 26400 | 76.74% | 2.04 | 0 | 10.5 |  |  |  |  | R-454B | 2.7 | Residential & Commercial | USHP | Ducted CEE Tier 1
216635323 | Central HP <5.4 tons | ACIQ | HRCU-A-CB (Split System: Heat Pump with Remote Outdoor Unit-Air-Source) | H5H3V36*K*AAA* |  |  | EA*5X48M21A*+WALLCON | *80CTL0702120B* | 33400 | 20 | 9.5 | 34600 | 26400 | 76.3% | 2.04 | 0 | 11.5 |  |  |  |  | R-454B | 2.7833 | Residential & Commercial | USHP | Ducted CEE Tier 1
216635326 | Central HP <5.4 tons | ACIQ | HRCU-A-CB (Split System: Heat Pump with Remote Outdoor Unit-Air-Source) | H5H3V36*K*AAA* |  |  | EA*5X48M21A*+WALLCON | *80CTL1102120B* | 33400 | 20.5 | 9.5 | 34400 | 26200 | 76.16% | 2.04 | 0 | 11.7 |  |  |  |  | R-454B | 2.7833 | Residential & Commercial | USHP | Ducted CEE Tier 1
216635442 | Central HP <5.4 tons | ACIQ | HRCU-A-CB (Split System: Heat Pump with Remote Outdoor Unit-Air-Source) | H5H3V36*K*AAA* |  |  | ESH5X48M12A*+WALLCON | *95CSU0601716B* | 33600 | 19 | 9 | 35200 | 27000 | 76.7% | 1.92 | 0 | 11 |  |  |  |  | R-454B | 2.8 | Residential & Commercial | USHP | Ducted CEE Tier 1
216635457 | Central HP <5.4 tons | ACIQ | HRCU-A-CB (Split System: Heat Pump with Remote Outdoor Unit-Air-Source) | H5H3V36*K*AAA* |  |  | ESH5X60M12A*+WALLCON | *80CTL0701412B* | 34000 | 19.5 | 9 | 34800 | 26400 | 75.86% | 1.92 | 0 | 11 |  |  |  |  | R-454B | 2.8333 | Residential & Commercial | USHP | Ducted CEE Tier 1
215934212 | Central HP <5.4 tons | KENMORE | HRCU-A-CB (Split System: Heat Pump with Remote Outdoor Unit-Air-Source) | (C,H,T)5H3V48*K*AAA* |  |  | EA*5X61M21A*+WALLCON | *95CSU0601716B* | 44500 | 20.5 | 9.5 | 49000 | 36600 | 74.69% | 2 | 0 | 11 |  |  |  |  | R-454B | 3.7083 | Residential & Commercial | USHP | Ducted CEE Tier 1
213782363 | Central HP <5.4 tons | KENMORE | HRCU-A-CB (Split System: Heat Pump with Remote Outdoor Unit-Air-Source) | (C,H,T)VH837GKA2* |  |  | EHD4X60AAL+WALLCON | *96CTN1202422B* | 33000 | 16.5 | 8.1 | 32200 | 24800 | 77.02% | 2 | 0 | 11.5 |  |  |  |  | R-410A | 2.75 | Residential & Commercial | USHP | Ducted CEE Tier 1
206772784 | Central HP <5.4 tons | BRYANT HEATING AND COOLING SYSTEMS | HRCU-A-CB (Split System: Heat Pump with Remote Outdoor Unit-Air-Source) | 288BNV037*0**B* |  |  | CSPH*4212AL*+UI | 987MB66100C21*** | 32600 | 16.5 | 8.1 | 33000 | 24800 | 75.15% | 1.96 | 12 | 11 |  |  |  |  | R-410A | 2.7167 | Residential & Commercial | USHP | Ducted CEE Tier 1
214397573 | Central HP <5.4 tons | CHAMPION HEATING AND COOLING | HRCU-A-CB (Split System: Heat Pump with Remote Outdoor Unit-Air-Source) | HH824E2S11 |  |  | CTF30B5ACS1 | TP9C060B12MP13 | 23000 | 17 | 9.5 | 23000 | 18300 | 79.57% | 2 | 0 | 12 |  |  |  |  | R-454B | 1.9167 | Residential & Commercial | USHP | Ducted CEE Tier 1
206773527 | Central HP <5.4 tons | BRYANT HEATING AND COOLING SYSTEMS | HRCU-A-CB (Split System: Heat Pump with Remote Outdoor Unit-Air-Source) | 288BNV037*0**B* |  |  | CAP**4824AL*+UI | 935CA66100C21*** | 32400 | 17.5 | 8.5 | 32400 | 24800 | 76.54% | 2 | 12 | 11.5 |  |  |  |  | R-410A | 2.7 | Residential & Commercial | USHP | Ducted CEE Tier 1
206773045 | Central HP <5.4 tons | BRYANT HEATING AND COOLING SYSTEMS | HRCU-A-CB (Split System: Heat Pump with Remote Outdoor Unit-Air-Source) | 288BNV037*0**B* |  |  | CAP**3721AL*+UI | 83*CA48060C17*** | 32800 | 17 | 8.5 | 33000 | 25200 | 76.36% | 1.96 | 12 | 11 |  |  |  |  | R-410A | 2.7333 | Residential & Commercial | USHP | Ducted CEE Tier 1
206765924 | Central HP <5.4 tons | BRYANT HEATING AND COOLING SYSTEMS | HRCU-A-CB (Split System: Heat Pump with Remote Outdoor Unit-Air-Source) | 288BNV025*0**C* |  |  | CAP**3721AL*+UI | 88*TA36045C17*** | 24200 | 16.5 | 8.1 | 21200 | 16700 | 78.77% | 2 | 11 | 11 |  |  |  |  | R-410A | 2.0167 | Residential & Commercial | USHP | Ducted CEE Tier 1
206767042 | Central HP <5.4 tons | BRYANT HEATING AND COOLING SYSTEMS | HRCU-A-CB (Split System: Heat Pump with Remote Outdoor Unit-Air-Source) | 288BNV025*0**C* |  |  | CSPH*3612AL*+UI | 88*TA48090C17*** | 24200 | 16.5 | 8.1 | 21400 | 16600 | 77.57% | 2 | 11 | 11 |  |  |  |  | R-410A | 2.0167 | Residential & Commercial | USHP | Ducted CEE Tier 1
216635459 | Central HP <5.4 tons | ACIQ | HRCU-A-CB (Split System: Heat Pump with Remote Outdoor Unit-Air-Source) | H5H3V36*K*AAA* |  |  | ESH5X60M12A*+WALLCON | *80CTL0702120B* | 34200 | 19.5 | 9 | 34400 | 26000 | 75.58% | 1.96 | 0 | 11.7 |  |  |  |  | R-454B | 2.85 | Residential & Commercial | USHP | Ducted CEE Tier 1
216635476 | Central HP <5.4 tons | ACIQ | HRCU-A-CB (Split System: Heat Pump with Remote Outdoor Unit-Air-Source) | H5H3V36*K*AAA* |  |  | ESH5X60M12A*+WALLCON | *96CTN1202422B* | 34200 | 19.5 | 9 | 34200 | 26000 | 76.02% | 1.94 | 0 | 11.7 |  |  |  |  | R-454B | 2.85 | Residential & Commercial | USHP | Ducted CEE Tier 1
216635594 | Central HP <5.4 tons | ACIQ | HRCU-A-CB (Split System: Heat Pump with Remote Outdoor Unit-Air-Source) | H5H3V36*K*AAA* |  |  | EVM5X49M21A*+WALLCON | *96CTN0801714B* | 35400 | 21.5 | 8.5 | 38500 | 28800 | 74.81% | 2.02 | 0 | 12 |  |  |  |  | R-454B | 2.95 | Residential & Commercial | USHP | Ducted CEE Tier 1
216635611 | Central HP <5.4 tons | ACIQ | HRCU-A-CB (Split System: Heat Pump with Remote Outdoor Unit-Air-Source) | H5H3V36*K*AAA* |  |  | EVM5X60M21A*+WALLCON | *97CMN1002122B* | 35600 | 22 | 8.5 | 38000 | 28600 | 75.26% | 2.02 | 0 | 12.5 |  |  |  |  | R-454B | 2.9667 | Residential & Commercial | USHP | Ducted CEE Tier 1
216635624 | Central HP <5.4 tons | ACIQ | HRCU-A-CB (Split System: Heat Pump with Remote Outdoor Unit-Air-Source) | H5H3V36*K*AAA* |  |  | EVM5X60M24A*+WALLCON | *97CMN1202422B* | 35400 | 22 | 8.5 | 38000 | 28400 | 74.74% | 2.04 | 0 | 12.5 |  |  |  |  | R-454B | 2.95 | Residential & Commercial | USHP | Ducted CEE Tier 1
216635692 | Central HP <5.4 tons | ACIQ | HRCU-A-CB (Split System: Heat Pump with Remote Outdoor Unit-Air-Source) | H5H3V36*K*AAA* |  |  | EVD5X42M21A*+WALLCON | *97CMN1002122B* | 34400 | 21 | 8.5 | 38500 | 28000 | 72.73% | 2.06 | 0 | 12 |  |  |  |  | R-454B | 2.8667 | Residential & Commercial | USHP | Ducted CEE Tier 1
216635709 | Central HP <5.4 tons | ACIQ | HRCU-A-CB (Split System: Heat Pump with Remote Outdoor Unit-Air-Source) | H5H3V36*K*AAA* |  |  | EVD5X48M21A*+WALLCON | *97CMN0601714B* | 34400 | 20.5 | 8.5 | 38000 | 27600 | 72.63% | 2.08 | 0 | 11 |  |  |  |  | R-454B | 2.8667 | Residential & Commercial | USHP | Ducted CEE Tier 1
206771505 | Central HP <5.4 tons | BRYANT HEATING AND COOLING SYSTEMS | HRCU-A-CB (Split System: Heat Pump with Remote Outdoor Unit-Air-Source) | 288BNV037*0**B* |  |  | CAP**4221AL*+UI | 987MB60060C21*** | 31600 | 17 | 8.1 | 33400 | 24800 | 74.25% | 1.86 | 11 | 11 |  |  |  |  | R-410A | 2.6333 | Residential & Commercial | USHP | Ducted CEE Tier 1
214584644 | Central HP <5.4 tons | CHAMPION HEATING AND COOLING | HRCU-A-CB (Split System: Heat Pump with Remote Outdoor Unit-Air-Source) | HH860E2S11 |  |  | CTM60C5CGS1 | Z8ES120C20SMPS1 | 44000 | 18 | 9 | 44500 | 33400 | 75.06% | 2 | 0 | 11.7 |  |  |  |  | R-454B | 3.6667 | Residential & Commercial | USHP | Ducted CEE Tier 1
214807804 | Central HP <5.4 tons | CHAMPION HEATING AND COOLING | HRCU-A-CB (Split System: Heat Pump with Remote Outdoor Unit-Air-Source) | HH824E2S11 |  |  | CTU30B5XCS1+JME08B2SN1+TXV | 0 | 23000 | 19 | 9.5 | 23000 | 18500 | 80.43% | 2 | 0 | 12 |  |  |  |  | R-454B | 1.9167 | Residential & Commercial | USHP | Ducted CEE Tier 1
204456806 | Central HP <5.4 tons | BRYANT HEATING AND COOLING SYSTEMS | HRCU-A-CB (Split System: Heat Pump with Remote Outdoor Unit-Air-Source) | 288BNV025*0**B* |  |  | CAP**3621AL*+UI | 987MB60060C21*** | 23600 | 16 | 8.1 | 21600 | 16700 | 77.31% | 1.92 | 11 | 10.5 |  |  |  |  | R-410A | 1.9667 | Residential & Commercial | USHP | Ducted CEE Tier 1
211227707 | Central HP <5.4 tons | KEEPRITE | HRCU-A-CB (Split System: Heat Pump with Remote Outdoor Unit-Air-Source) | DLCURAH36ABK |  |  | EA*4X42L21A* | *96VTN1002120A* | 35800 | 15.5 | 8.1 | 39500 | 35200 | 89.11% | 1.9 | 0 | 9.5 |  |  |  |  | R-410A | 2.9833 | Residential & Commercial | USHP
216718862 | Central HP <5.4 tons | ELIOS | HRCU-A-C (Split System: Heat Pump with Remote Outdoor Unit with No Indoor Fan --Air Source) | ESHMA48R2AN1 |  |  | GCHMA48RCAS1 | 0 | 45000 | 15.2 | 8.8 | 48000 | 42000 | 87.5% | 1.85 | 0 | 10 |  |  |  |  | R-454B | 3.75 | Residential & Commercial | USHP | Ducted CEE Tier 1
206771118 | Central HP <5.4 tons | BRYANT HEATING AND COOLING SYSTEMS | HRCU-A-CB (Split System: Heat Pump with Remote Outdoor Unit-Air-Source) | 288BNV037*0**B* |  |  | CAP**3621AL*+UI | 987MB66100C21*** | 31600 | 17 | 8.1 | 33200 | 24200 | 72.89% | 1.86 | 11.5 | 11 |  |  |  |  | R-410A | 2.6333 | Residential & Commercial | USHP | Ducted CEE Tier 1
206771487 | Central HP <5.4 tons | BRYANT HEATING AND COOLING SYSTEMS | HRCU-A-CB (Split System: Heat Pump with Remote Outdoor Unit-Air-Source) | 288BNV037*0**B* |  |  | CAP**4221AL*+UI | 88*TA48090C17*** | 31800 | 17.5 | 8.5 | 33000 | 24400 | 73.94% | 1.9 | 12 | 11.7 |  |  |  |  | R-410A | 2.65 | Residential & Commercial | USHP | Ducted CEE Tier 1
206771568 | Central HP <5.4 tons | BRYANT HEATING AND COOLING SYSTEMS | HRCU-A-CB (Split System: Heat Pump with Remote Outdoor Unit-Air-Source) | 288BNV037*0**B* |  |  | CAP**4224AL*+UI | 987MB66120C24*** | 31800 | 17 | 8.1 | 33200 | 24400 | 73.49% | 1.88 | 11.5 | 11 |  |  |  |  | R-410A | 2.65 | Residential & Commercial | USHP | Ducted CEE Tier 1
206771586 | Central HP <5.4 tons | BRYANT HEATING AND COOLING SYSTEMS | HRCU-A-CB (Split System: Heat Pump with Remote Outdoor Unit-Air-Source) | 288BNV037*0**B* |  |  | CAP**4224AL*+UI | 986TC66100C21*** | 31800 | 17.5 | 8.1 | 33000 | 24400 | 73.94% | 1.9 | 12 | 11.5 |  |  |  |  | R-410A | 2.65 | Residential & Commercial | USHP | Ducted CEE Tier 1
206771604 | Central HP <5.4 tons | BRYANT HEATING AND COOLING SYSTEMS | HRCU-A-CB (Split System: Heat Pump with Remote Outdoor Unit-Air-Source) | 288BNV037*0**B* |  |  | CAP**4224AL*+UI | 987MB60060C21*** | 31600 | 17 | 8.1 | 33400 | 24600 | 73.65% | 1.88 | 11.5 | 11 |  |  |  |  | R-410A | 2.6333 | Residential & Commercial | USHP | Ducted CEE Tier 1
216635742 | Central HP <5.4 tons | ACIQ | HRCU-A-CB (Split System: Heat Pump with Remote Outdoor Unit-Air-Source) | H5H3V36*K*AAA* |  |  | EVD5X60M21A*+WALLCON | *80CTL0702120B* | 35600 | 21.5 | 8.5 | 38000 | 28600 | 75.26% | 2.04 | 0 | 12 |  |  |  |  | R-454B | 2.9667 | Residential & Commercial | USHP | Ducted CEE Tier 1
216635744 | Central HP <5.4 tons | ACIQ | HRCU-A-CB (Split System: Heat Pump with Remote Outdoor Unit-Air-Source) | H5H3V36*K*AAA* |  |  | EVD5X60M21A*+WALLCON | *80CTL0902120B* | 35600 | 22 | 8.5 | 38000 | 28400 | 74.74% | 2.02 | 0 | 12.5 |  |  |  |  | R-454B | 2.9667 | Residential & Commercial | USHP | Ducted CEE Tier 1
206773000 | Central HP <5.4 tons | BRYANT HEATING AND COOLING SYSTEMS | HRCU-A-CB (Split System: Heat Pump with Remote Outdoor Unit-Air-Source) | 288BNV037*0**B* |  |  | CSPH*4812AL*+UI | 88*TA48090C17*** | 32800 | 17.5 | 8.1 | 33000 | 24800 | 75.15% | 1.98 | 12 | 11.5 |  |  |  |  | R-410A | 2.7333 | Residential & Commercial | USHP | Ducted CEE Tier 1
206773018 | Central HP <5.4 tons | BRYANT HEATING AND COOLING SYSTEMS | HRCU-A-CB (Split System: Heat Pump with Remote Outdoor Unit-Air-Source) | 288BNV037*0**B* |  |  | CSPH*4812AL*+UI | 987MB60060C21*** | 32400 | 16.5 | 8.1 | 33200 | 25200 | 75.9% | 1.94 | 11.5 | 11 |  |  |  |  | R-410A | 2.7 | Residential & Commercial | USHP | Ducted CEE Tier 1
206773036 | Central HP <5.4 tons | BRYANT HEATING AND COOLING SYSTEMS | HRCU-A-CB (Split System: Heat Pump with Remote Outdoor Unit-Air-Source) | 288BNV037*0**B* |  |  | CAP**3721AL*+UI | 83*CA36040C17*** | 32800 | 17.5 | 8.5 | 33000 | 25200 | 76.36% | 1.98 | 12 | 11 |  |  |  |  | R-410A | 2.7333 | Residential & Commercial | USHP | Ducted CEE Tier 1
206773518 | Central HP <5.4 tons | BRYANT HEATING AND COOLING SYSTEMS | HRCU-A-CB (Split System: Heat Pump with Remote Outdoor Unit-Air-Source) | 288BNV037*0**B* |  |  | CAP**4824AL*+UI | 935CA60080C21*** | 32400 | 17.5 | 8.5 | 32400 | 24800 | 76.54% | 2 | 12 | 11.5 |  |  |  |  | R-410A | 2.7 | Residential & Commercial | USHP | Ducted CEE Tier 1
214398365 | Central HP <5.4 tons | CHAMPION HEATING AND COOLING | HRCU-A-CB (Split System: Heat Pump with Remote Outdoor Unit-Air-Source) | HH824E2S11 |  |  | CTF36B5ADS1 | TP9C080B12MP13 | 23000 | 18 | 9.5 | 23000 | 18400 | 80% | 2 | 0 | 12 |  |  |  |  | R-454B | 1.9167 | Residential & Commercial | USHP | Ducted CEE Tier 1
206133767 | Central HP <5.4 tons | BRYANT HEATING AND COOLING SYSTEMS | HRCU-A-CB (Split System: Heat Pump with Remote Outdoor Unit-Air-Source) | 288BNV025*0**B* |  |  | CAP**3621AL*+UI | 935CA48060C17*** | 23600 | 16.5 | 8.1 | 21600 | 16700 | 77.31% | 1.92 | 11 | 10.5 |  |  |  |  | R-410A | 1.9667 | Residential & Commercial | USHP | Ducted CEE Tier 1
206133983 | Central HP <5.4 tons | BRYANT HEATING AND COOLING SYSTEMS | HRCU-A-CB (Split System: Heat Pump with Remote Outdoor Unit-Air-Source) | 288BNV025*0**B* |  |  | CSPH*3612AL*+UI | 935CA60080C21*** | 24000 | 16 | 8.1 | 21400 | 16600 | 77.57% | 1.98 | 11 | 10.5 |  |  |  |  | R-410A | 2 | Residential & Commercial | USHP | Ducted CEE Tier 1
214397995 | Central HP <5.4 tons | CHAMPION HEATING AND COOLING | HRCU-A-CB (Split System: Heat Pump with Remote Outdoor Unit-Air-Source) | HH824E2S11 |  |  | CTF30B5ACS1 | TL9E060B12UH11 | 23000 | 17 | 9.5 | 23000 | 18400 | 80% | 2 | 0 | 12 |  |  |  |  | R-454B | 1.9167 | Residential & Commercial | USHP | Ducted CEE Tier 1
213081451 | Central HP <5.4 tons | ELIOS | HRCU-A-C (Split System: Heat Pump with Remote Outdoor Unit with No Indoor Fan --Air Source) | DEA36HOS20230E7 |  |  | CUB36HAC20CWT7A | 0 | 35000 | 15.2 | 10 | 39000 | 32000 | 82.05% | 2 | 10.2 | 10 |  |  |  |  | R-410A | 2.9167 | Residential & Commercial | USHP | Ducted CEE Tier 1
214574595 | Central HP <5.4 tons | KEEPRITE | HRCU-A-CB (Split System: Heat Pump with Remote Outdoor Unit-Air-Source) | CVH837GKA2* |  |  | EN(A,D,W)4X48L21**+WALLCON | *95CSU1002122B* | 32400 | 17.5 | 8.5 | 32600 | 24800 | 76.07% | 1.98 | 0 | 11.5 |  |  |  |  | R-410A | 2.7 | Residential & Commercial | USHP | Ducted CEE Tier 1
206771019 | Central HP <5.4 tons | BRYANT HEATING AND COOLING SYSTEMS | HRCU-A-CB (Split System: Heat Pump with Remote Outdoor Unit-Air-Source) | 288BNV037*0**B* |  |  | CAP**3617AL*+UI | 88*TA36070C14*** | 31400 | 17.5 | 8.1 | 33400 | 24400 | 73.05% | 1.84 | 11.5 | 11 |  |  |  |  | R-410A | 2.6167 | Residential & Commercial | USHP | Ducted CEE Tier 1
206133687 | Central HP <5.4 tons | BRYANT HEATING AND COOLING SYSTEMS | HRCU-A-CB (Split System: Heat Pump with Remote Outdoor Unit-Air-Source) | 288BNV025*0**B* |  |  | CSPH*3612AL*+UI | 83*CA36040C17*** | 24000 | 16 | 8.1 | 21400 | 16600 | 77.57% | 1.98 | 11 | 10.5 |  |  |  |  | R-410A | 2 | Residential & Commercial | USHP | Ducted CEE Tier 1
213279900 | Central HP <5.4 tons | iFLOW | HRCU-A-C (Split System: Heat Pump with Remote Outdoor Unit with No Indoor Fan --Air Source) | 70HPIC36A |  |  | 70C3036BA | 0 | 35000 | 15.5 | 8.6 | 38000 | 31600 | 83.16% | 1.85 | 0 | 10 |  |  |  |  | R-410A | 2.9167 | Residential & Commercial | USHP | Ducted CEE Tier 1
216046600 | Central HP <5.4 tons | ELIOS | HRCU-A-CB (Split System: Heat Pump with Remote Outdoor Unit-Air-Source) | ESHMA48R2AN1 |  |  | EAHMA48R4AS1 | 0 | 48000 | 16.5 | 9.5 | 50000 | 46000 | 92% | 1.9 | 0 | 10.5 |  |  |  |  | R-454B | 4 | Residential & Commercial | USHP | Ducted CEE Tier 1
212546252 | Central HP <5.4 tons | iFLOW | HRCU-A-C (Split System: Heat Pump with Remote Outdoor Unit with No Indoor Fan --Air Source) | 70HPIC36A |  |  | 70C3036CA | 0 | 35000 | 15.2 | 10 | 39000 | 32000 | 82.05% | 2 | 10.2 | 10 |  |  |  |  | R-410A | 2.9167 | Residential & Commercial | USHP | Ducted CEE Tier 1
213081452 | Central HP <5.4 tons | ELIOS | HRCU-A-C (Split System: Heat Pump with Remote Outdoor Unit with No Indoor Fan --Air Source) | DEA36HOS20230E7 |  |  | CUB36HAC20BWT7A | 0 | 35000 | 15.5 | 8.6 | 38000 | 31600 | 83.16% | 1.85 | 0 | 10 |  |  |  |  | R-410A | 2.9167 | Residential & Commercial | USHP | Ducted CEE Tier 1
210596310 | Central HP <5.4 tons | BRYANT HEATING AND COOLING SYSTEMS | HRCU-A-CB (Split System: Heat Pump with Remote Outdoor Unit-Air-Source) | 288BNV025*0**B* |  |  | CAP**4224AL*+UI | 83*CA60100C21*** | 23800 | 16.5 | 8.1 | 21400 | 16700 | 78.04% | 1.96 | 0 | 10.5 |  |  |  |  | R-410A | 1.9833 | Residential & Commercial | USHP | Ducted CEE Tier 1
210596324 | Central HP <5.4 tons | BRYANT HEATING AND COOLING SYSTEMS | HRCU-A-CB (Split System: Heat Pump with Remote Outdoor Unit-Air-Source) | 288BNV025*0**B* |  |  | CAP**4321AL*+UI | 88*TA48090C17*** | 24600 | 17.5 | 8.5 | 21000 | 16500 | 78.57% | 2.04 | 0 | 11.7 |  |  |  |  | R-410A | 2.05 | Residential & Commercial | USHP | Ducted CEE Tier 1
210596327 | Central HP <5.4 tons | BRYANT HEATING AND COOLING SYSTEMS | HRCU-A-CB (Split System: Heat Pump with Remote Outdoor Unit-Air-Source) | 288BNV025*0**B* |  |  | CAP**4321AL*+UI | 935CA66100C21*** | 24400 | 17 | 8.5 | 21200 | 16600 | 78.3% | 2.04 | 0 | 11 |  |  |  |  | R-410A | 2.0333 | Residential & Commercial | USHP | Ducted CEE Tier 1
210596410 | Central HP <5.4 tons | BRYANT HEATING AND COOLING SYSTEMS | HRCU-A-CB (Split System: Heat Pump with Remote Outdoor Unit-Air-Source) | 288BNV025*0**B* |  |  | CNPV*4824AL*+UI | 987MB66100C21*** | 24200 | 17 | 8.1 | 21400 | 16600 | 77.57% | 2.02 | 0 | 11.5 |  |  |  |  | R-410A | 2.0167 | Residential & Commercial | USHP | Ducted CEE Tier 1
216623811 | Central HP <5.4 tons | ELIOS | HRCU-A-C (Split System: Heat Pump with Remote Outdoor Unit with No Indoor Fan --Air Source) | ESHMB36R2AN1 |  |  | GCHMA36RBAS1 | 0 | 36000 | 15.8 | 9.4 | 38000 | 36000 | 94.74% | 1.9 | 0 | 10.7 |  |  |  |  | R-454B | 3 | Residential & Commercial | USHP | Ducted CEE Tier 1
215931631 | Central HP <5.4 tons | KEEPRITE | HRCU-A-CB (Split System: Heat Pump with Remote Outdoor Unit-Air-Source) | C5H3V60*K*AAA* |  |  | EA*5X60M24A*+WALLCON | *97CMN1202422B* | 55500 | 18.5 | 8.5 | 60500 | 46000 | 76.03% | 2.06 | 0 | 11 |  |  |  |  | R-454B | 4.625 | Residential & Commercial | USHP | Ducted CEE Tier 1
206133777 | Central HP <5.4 tons | BRYANT HEATING AND COOLING SYSTEMS | HRCU-A-CB (Split System: Heat Pump with Remote Outdoor Unit-Air-Source) | 288BNV025*0**B* |  |  | CAP**3621AL*+UI | 935CA60080C21*** | 23600 | 16.5 | 8.1 | 21400 | 16600 | 77.57% | 1.94 | 11 | 11 |  |  |  |  | R-410A | 1.9667 | Residential & Commercial | USHP | Ducted CEE Tier 1
215933482 | Central HP <5.4 tons | KENMORE | HRCU-A-CB (Split System: Heat Pump with Remote Outdoor Unit-Air-Source) | (C,H,T)5H3V36*K*AAA* |  |  | ESH5X42M12A*+WALLCON | *96CTN0801714B* | 33400 | 19 | 9 | 35000 | 26800 | 76.57% | 1.9 | 0 | 11 |  |  |  |  | R-454B | 2.7833 | Residential & Commercial | USHP | Ducted CEE Tier 1
215932962 | Central HP <5.4 tons | KENMORE | HRCU-A-CB (Split System: Heat Pump with Remote Outdoor Unit-Air-Source) | (C,H,T)5H3V36*K*AAA* |  |  | EA*5X61M24A*+WALLCON | *96CTN1202422B* | 34400 | 20.5 | 9.5 | 34200 | 26000 | 76.02% | 2.08 | 0 | 12 |  |  |  |  | R-454B | 2.8667 | Residential & Commercial | USHP | Ducted CEE Tier 1
215932862 | Central HP <5.4 tons | KENMORE | HRCU-A-CB (Split System: Heat Pump with Remote Outdoor Unit-Air-Source) | (C,H,T)5H3V36*K*AAA* |  |  | EA*5X61M24A*+WALLCON | *80CTL0702120B* | 34400 | 20.5 | 9.5 | 34400 | 26000 | 75.58% | 2.06 | 0 | 12 |  |  |  |  | R-454B | 2.8667 | Residential & Commercial | USHP | Ducted CEE Tier 1
215932812 | Central HP <5.4 tons | KENMORE | HRCU-A-CB (Split System: Heat Pump with Remote Outdoor Unit-Air-Source) | (C,H,T)5H3V36*K*AAA* |  |  | EA*5X61M21A*+WALLCON | *97CMN1002122B* | 34400 | 20.5 | 9.5 | 34200 | 26000 | 76.02% | 2.06 | 0 | 12 |  |  |  |  | R-454B | 2.8667 | Residential & Commercial | USHP | Ducted CEE Tier 1
216644178 | Central HP <5.4 tons | KEEPRITE | HRCU-A-CB (Split System: Heat Pump with Remote Outdoor Unit-Air-Source) | D5CUHAH18AAK |  |  | EA*5X25M17A* | *96VSN0601412B* | 18000 | 15.2 | 9 | 19700 | 17600 | 89.34% | 1.88 | 0 | 11 |  |  |  |  | R-454B | 1.5 | Residential & Commercial | USHP | Ducted CEE Tier 1
216644287 | Central HP <5.4 tons | KEEPRITE | HRCU-A-CB (Split System: Heat Pump with Remote Outdoor Unit-Air-Source) | D5CUHAH18AAK |  |  | EA*5X25M17A* | *95MSU0601716A* | 18100 | 15.2 | 9 | 19700 | 17600 | 89.34% | 1.9 | 0 | 11 |  |  |  |  | R-454B | 1.5083 | Residential & Commercial | USHP | Ducted CEE Tier 1
215932612 | Central HP <5.4 tons | KENMORE | HRCU-A-CB (Split System: Heat Pump with Remote Outdoor Unit-Air-Source) | (C,H,T)5H3V36*K*AAA* |  |  | EA*5X60M24A*+WALLCON | *97CMN0802120B* | 34000 | 20 | 9.5 | 34200 | 26000 | 76.02% | 2.06 | 0 | 11.7 |  |  |  |  | R-454B | 2.8333 | Residential & Commercial | USHP | Ducted CEE Tier 1
215932412 | Central HP <5.4 tons | KENMORE | HRCU-A-CB (Split System: Heat Pump with Remote Outdoor Unit-Air-Source) | (C,H,T)5H3V36*K*AAA* |  |  | EA*5X48M21A*+WALLCON | *80CTL0451712B* | 33000 | 19.5 | 9 | 35400 | 27200 | 76.84% | 1.9 | 0 | 10.5 |  |  |  |  | R-454B | 2.75 | Residential & Commercial | USHP | Ducted CEE Tier 1
206771145 | Central HP <5.4 tons | BRYANT HEATING AND COOLING SYSTEMS | HRCU-A-CB (Split System: Heat Pump with Remote Outdoor Unit-Air-Source) | 288BNV037*0**B* |  |  | CAP**3621AL*+UI | 88*TA48090C17*** | 31600 | 17.5 | 8.1 | 33000 | 24200 | 73.33% | 1.86 | 11.5 | 11.5 |  |  |  |  | R-410A | 2.6333 | Residential & Commercial | USHP | Ducted CEE Tier 1
206771388 | Central HP <5.4 tons | BRYANT HEATING AND COOLING SYSTEMS | HRCU-A-CB (Split System: Heat Pump with Remote Outdoor Unit-Air-Source) | 288BNV037*0**B* |  |  | CAP**4221AL*+UI | 88*TA48070C17*** | 31800 | 17 | 8.1 | 33200 | 24600 | 74.1% | 1.88 | 11 | 11 |  |  |  |  | R-410A | 2.65 | Residential & Commercial | USHP | Ducted CEE Tier 1
206771406 | Central HP <5.4 tons | BRYANT HEATING AND COOLING SYSTEMS | HRCU-A-CB (Split System: Heat Pump with Remote Outdoor Unit-Air-Source) | 288BNV037*0**B* |  |  | CAP**4221AL*+UI | 88*TA60090C21*** | 31800 | 17.5 | 8.1 | 33200 | 24400 | 73.49% | 1.9 | 11 | 11.5 |  |  |  |  | R-410A | 2.65 | Residential & Commercial | USHP | Ducted CEE Tier 1
215932212 | Central HP <5.4 tons | KENMORE | HRCU-A-CB (Split System: Heat Pump with Remote Outdoor Unit-Air-Source) | (C,H,T)5H3V36*K*AAA* |  |  | EA*5X42M21A*+WALLCON | *80CSU1002120A* | 32600 | 19.5 | 9.5 | 35000 | 26800 | 76.57% | 2.02 | 0 | 11 |  |  |  |  | R-454B | 2.7167 | Residential & Commercial | USHP | Ducted CEE Tier 1
215932062 | Central HP <5.4 tons | KENMORE | HRCU-A-CB (Split System: Heat Pump with Remote Outdoor Unit-Air-Source) | (C,H,T)5H3V36*K*AAA* |  |  | EA*5X36M17A*+WALLCON | *80CTL0451712B* | 32000 | 19 | 9 | 36000 | 27800 | 77.22% | 1.88 | 0 | 10 |  |  |  |  | R-454B | 2.6667 | Residential & Commercial | USHP | Ducted CEE Tier 1
206771622 | Central HP <5.4 tons | BRYANT HEATING AND COOLING SYSTEMS | HRCU-A-CB (Split System: Heat Pump with Remote Outdoor Unit-Air-Source) | 288BNV037*0**B* |  |  | CAP**4321AL*+UI | 88*TA48070C17*** | 32800 | 17.5 | 8.5 | 33000 | 25200 | 76.36% | 1.98 | 11 | 11.7 |  |  |  |  | R-410A | 2.7333 | Residential & Commercial | USHP | Ducted CEE Tier 1
206771874 | Central HP <5.4 tons | BRYANT HEATING AND COOLING SYSTEMS | HRCU-A-CB (Split System: Heat Pump with Remote Outdoor Unit-Air-Source) | 288BNV037*0**B* |  |  | CAP**4821AL*+UI | 987MB60060C21*** | 32200 | 17 | 8.1 | 32800 | 25200 | 76.83% | 1.96 | 11.5 | 11 |  |  |  |  | R-410A | 2.6833 | Residential & Commercial | USHP | Ducted CEE Tier 1
206772892 | Central HP <5.4 tons | BRYANT HEATING AND COOLING SYSTEMS | HRCU-A-CB (Split System: Heat Pump with Remote Outdoor Unit-Air-Source) | 288BNV037*0**B* |  |  | CSPH*4812AL*+UI | 88*TA66135C24*** | 32600 | 17 | 8.1 | 33000 | 24800 | 75.15% | 1.98 | 11 | 11 |  |  |  |  | R-410A | 2.7167 | Residential & Commercial | USHP | Ducted CEE Tier 1
206773446 | Central HP <5.4 tons | BRYANT HEATING AND COOLING SYSTEMS | HRCU-A-CB (Split System: Heat Pump with Remote Outdoor Unit-Air-Source) | 288BNV037*0**B* |  |  | CAP**4221AL*+UI | 935CA66100C21*** | 31800 | 17.5 | 8.1 | 33000 | 24400 | 73.94% | 1.9 | 11.5 | 11 |  |  |  |  | R-410A | 2.65 | Residential & Commercial | USHP | Ducted CEE Tier 1
214584579 | Central HP <5.4 tons | CHAMPION HEATING AND COOLING | HRCU-A-CB (Split System: Heat Pump with Remote Outdoor Unit-Air-Source) | HH860E2S11 |  |  | CTM60C5CHS1 | Z8ES120C20SMPS1 | 53500 | 19 | 9 | 53500 | 38000 | 71.03% | 2 | 0 | 11.7 |  |  |  |  | R-454B | 4.4583 | Residential & Commercial | USHP | Ducted CEE Tier 1
214215183 | Central HP <5.4 tons | ELIOS | HRCU-A-C (Split System: Heat Pump with Remote Outdoor Unit with No Indoor Fan --Air Source) | DEA30HOS20230E7 |  |  | CUB36HAC20BWT7A | 0 | 29000 | 15.2 | 8.5 | 31000 | 22600 | 72.9% | 1.8 | 0 | 10 |  |  |  |  | R-410A | 2.4167 | Residential & Commercial | USHP | Ducted CEE Tier 1
214574475 | Central HP <5.4 tons | KEEPRITE | HRCU-A-CB (Split System: Heat Pump with Remote Outdoor Unit-Air-Source) | CVH837GKA2* |  |  | EN(A,D)4X36L21**+WALLCON | *95CSU1002122B* | 31400 | 17 | 8.1 | 33000 | 24000 | 72.73% | 1.84 | 0 | 11 |  |  |  |  | R-410A | 2.6167 | Residential & Commercial | USHP | Ducted CEE Tier 1
214574405 | Central HP <5.4 tons | KEEPRITE | HRCU-A-CB (Split System: Heat Pump with Remote Outdoor Unit-Air-Source) | CVH837GKA2* |  |  | EHD4X60AAL+WALLCON | *95CSU0802120B* | 33000 | 17 | 8.5 | 32200 | 25000 | 77.64% | 2 | 0 | 11 |  |  |  |  | R-410A | 2.75 | Residential & Commercial | USHP | Ducted CEE Tier 1
214574155 | Central HP <5.4 tons | KEEPRITE | HRCU-A-CB (Split System: Heat Pump with Remote Outdoor Unit-Air-Source) | CVH837GKA2* |  |  | EA*4X61L24A*+WALLCON | *80CTL0702120B* | 33200 | 18 | 8.5 | 32000 | 24800 | 77.5% | 2 | 0 | 11.5 |  |  |  |  | R-410A | 2.7667 | Residential & Commercial | USHP | Ducted CEE Tier 1
216634260 | Central HP <5.4 tons | ACIQ | HRCU-A-CB (Split System: Heat Pump with Remote Outdoor Unit-Air-Source) | H5H0V36*K*AAA* |  |  | EA*5X37M17A*+WALLCON | *80CSU0601716B* | 34000 | 17 | 9 | 35600 | 25400 | 71.35% | 1.86 | 0 | 9.5 |  |  |  |  | R-454B | 2.8333 | Residential & Commercial | USHP
216634269 | Central HP <5.4 tons | ACIQ | HRCU-A-CB (Split System: Heat Pump with Remote Outdoor Unit-Air-Source) | H5H0V36*K*AAA* |  |  | EA*5X37M21A*+WALLCON | *97CTN1002122A* | 34600 | 18 | 9 | 35200 | 25000 | 71.02% | 1.9 | 0 | 10 |  |  |  |  | R-454B | 2.8833 | Residential & Commercial | USHP | Ducted CEE Tier 1
216634308 | Central HP <5.4 tons | ACIQ | HRCU-A-CB (Split System: Heat Pump with Remote Outdoor Unit-Air-Source) | H5H0V36*K*AAA* |  |  | ESH5X36M12A*+WALLCON | *80CSU0601716B* | 33800 | 16.5 | 8.5 | 35600 | 25400 | 71.35% | 1.76 | 0 | 9.5 |  |  |  |  | R-454B | 2.8167 | Residential & Commercial | USHP
215932222 | Central HP <5.4 tons | KENMORE | HRCU-A-CB (Split System: Heat Pump with Remote Outdoor Unit-Air-Source) | (C,H,T)5H3V36*K*AAA* |  |  | EA*5X42M21A*+WALLCON | *80CTL0451712B* | 32200 | 19 | 9 | 35800 | 27600 | 77.09% | 1.88 | 0 | 10.5 |  |  |  |  | R-454B | 2.6833 | Residential & Commercial | USHP | Ducted CEE Tier 1
213081444 | Central HP <5.4 tons | ELIOS | HRCU-A-CB (Split System: Heat Pump with Remote Outdoor Unit-Air-Source) | DEA36HOS20230E7 |  |  | FEA36HIAHUU230X7 | 0 | 36000 | 16 | 9.5 | 40000 | 34400 | 86% | 1.97 | 10.5 | 10 |  |  |  |  | R-410A | 3 | Residential & Commercial | USHP | Ducted CEE Tier 1
216636042 | Central HP <5.4 tons | ACIQ | HRCU-A-CB (Split System: Heat Pump with Remote Outdoor Unit-Air-Source) | H5H3V36*K*AAA* |  |  | EA*5X36M17A*+WALLCON | *80CSU0401712B* | 32400 | 19.5 | 9.5 | 35000 | 26800 | 76.57% | 2 | 0 | 11 |  |  |  |  | R-454B | 2.7 | Residential & Commercial | USHP | Ducted CEE Tier 1
216636043 | Central HP <5.4 tons | ACIQ | HRCU-A-CB (Split System: Heat Pump with Remote Outdoor Unit-Air-Source) | H5H3V36*K*AAA* |  |  | EA*5X36M17A*+WALLCON | *80CSU0601716B* | 32400 | 19.5 | 9.5 | 35000 | 27000 | 77.14% | 2 | 0 | 11 |  |  |  |  | R-454B | 2.7 | Residential & Commercial | USHP | Ducted CEE Tier 1
216636078 | Central HP <5.4 tons | ACIQ | HRCU-A-CB (Split System: Heat Pump with Remote Outdoor Unit-Air-Source) | H5H3V36*K*AAA* |  |  | ESH5X36M12A*+WALLCON | *97CTN0601716A* | 33000 | 18 | 9 | 35600 | 27400 | 76.97% | 1.9 | 0 | 10.5 |  |  |  |  | R-454B | 2.75 | Residential & Commercial | USHP | Ducted CEE Tier 1
216636127 | Central HP <5.4 tons | ACIQ | HRCU-A-CB (Split System: Heat Pump with Remote Outdoor Unit-Air-Source) | H5H3V36*K*AAA* |  |  | EVM5X60M21A*+WALLCON | *97CTN1002122A* | 35600 | 22 | 8.5 | 38000 | 28600 | 75.26% | 2.02 | 0 | 12.5 |  |  |  |  | R-454B | 2.9667 | Residential & Commercial | USHP | Ducted CEE Tier 1
211263244 | Central HP <5.4 tons | BRYANT HEATING AND COOLING SYSTEMS | HRCU-A-CB (Split System: Heat Pump with Remote Outdoor Unit-Air-Source) | 38MURAQ18AB3* |  |  | CNPV*2417AL* | 915SB30026E14*** | 18000 | 15.5 | 8.5 | 19000 | 18700 | 98.42% | 2.24 | 0 | 10.5 |  |  |  |  | R-410A | 1.5 | Residential & Commercial | USHP | Ducted CEE Tier 1
216634263 | Central HP <5.4 tons | ACIQ | HRCU-A-CB (Split System: Heat Pump with Remote Outdoor Unit-Air-Source) | H5H0V36*K*AAA* |  |  | EA*5X37M21A*+WALLCON | *96CTN0802120B* | 34400 | 18 | 9 | 35400 | 25200 | 71.19% | 1.88 | 0 | 10 |  |  |  |  | R-454B | 2.8667 | Residential & Commercial | USHP | Ducted CEE Tier 1
216634298 | Central HP <5.4 tons | ACIQ | HRCU-A-CB (Split System: Heat Pump with Remote Outdoor Unit-Air-Source) | H5H0V36*K*AAA* |  |  | EA*5X61M21A*+WALLCON | *97CTN0601716A* | 34400 | 17.5 | 9 | 34600 | 25200 | 72.83% | 1.9 | 0 | 9.5 |  |  |  |  | R-454B | 2.8667 | Residential & Commercial | USHP
213297086 | Central HP <5.4 tons | CHAMPION HEATING AND COOLING | HRCU-A-CB (Split System: Heat Pump with Remote Outdoor Unit-Air-Source) | HMH72B341 |  |  | XAHC36DBCN1 | Z8ET080C16LMPS1 | 34000 | 18.5 | 8.5 | 33400 | 24000 | 71.86% | 2.1 | 0 | 9.5 |  |  |  |  | R-410A | 2.8333 | Residential & Commercial | USHP
213297251 | Central HP <5.4 tons | CHAMPION HEATING AND COOLING | HRCU-A-CB (Split System: Heat Pump with Remote Outdoor Unit-Air-Source) | HMH72B341 |  |  | XAFB36DBCN1 | Z9ET040A10SMPS1 | 33400 | 17.5 | 8.5 | 33000 | 23200 | 70.3% | 1.98 | 0 | 9.5 |  |  |  |  | R-410A | 2.7833 | Residential & Commercial | USHP
214574745 | Central HP <5.4 tons | KEEPRITE | HRCU-A-CB (Split System: Heat Pump with Remote Outdoor Unit-Air-Source) | CVH837GKA2* |  |  | EN(A,D,W)4X60L24**+WALLCON | *96CTN0802120B* | 32800 | 19 | 8.5 | 32200 | 24600 | 76.4% | 1.98 | 0 | 12 |  |  |  |  | R-410A | 2.7333 | Residential & Commercial | USHP | Ducted CEE Tier 1
214574545 | Central HP <5.4 tons | KEEPRITE | HRCU-A-CB (Split System: Heat Pump with Remote Outdoor Unit-Air-Source) | CVH837GKA2* |  |  | EN(A,D,W)4X42L21**+WALLCON | *97CMN0602120B* | 31600 | 16.5 | 8.1 | 33200 | 24600 | 74.1% | 1.86 | 0 | 11 |  |  |  |  | R-410A | 2.6333 | Residential & Commercial | USHP | Ducted CEE Tier 1
216634312 | Central HP <5.4 tons | ACIQ | HRCU-A-CB (Split System: Heat Pump with Remote Outdoor Unit-Air-Source) | H5H0V36*K*AAA* |  |  | ESH5X36M12A*+WALLCON | *97CTN1002122A* | 33800 | 16 | 8.5 | 35800 | 25400 | 70.95% | 1.76 | 0 | 9.5 |  |  |  |  | R-454B | 2.8167 | Residential & Commercial | USHP
216634314 | Central HP <5.4 tons | ACIQ | HRCU-A-CB (Split System: Heat Pump with Remote Outdoor Unit-Air-Source) | H5H0V36*K*AAA* |  |  | ESH5X42M12A*+WALLCON | *96CTN0802120B* | 34000 | 16 | 8.5 | 35600 | 25200 | 70.79% | 1.76 | 0 | 9.5 |  |  |  |  | R-454B | 2.8333 | Residential & Commercial | USHP
213297601 | Central HP <5.4 tons | CHAMPION HEATING AND COOLING | HRCU-A-CB (Split System: Heat Pump with Remote Outdoor Unit-Air-Source) | HMH72B341 |  |  | XAFB36DBCN1 | Z8ES100B12LMPS1 | 34000 | 18 | 8.1 | 34000 | 24600 | 72.35% | 2.1 | 0 | 9.5 |  |  |  |  | R-410A | 2.8333 | Residential & Commercial | USHP
213296916 | Central HP <5.4 tons | CHAMPION HEATING AND COOLING | HRCU-A-CB (Split System: Heat Pump with Remote Outdoor Unit-Air-Source) | HMH72B341 |  |  | XAFC36DXXN1+TXV | Z8ES100B12SMPS1 | 34000 | 18.5 | 8.1 | 34000 | 24600 | 72.35% | 2.12 | 0 | 9.5 |  |  |  |  | R-410A | 2.8333 | Residential & Commercial | USHP
213296936 | Central HP <5.4 tons | CHAMPION HEATING AND COOLING | HRCU-A-CB (Split System: Heat Pump with Remote Outdoor Unit-Air-Source) | HMH72B341 |  |  | XAFC36DXXN1+TXV | Z8ES080C20SMPS1 | 34000 | 18 | 8.5 | 33400 | 24400 | 73.05% | 2.12 | 0 | 10 |  |  |  |  | R-410A | 2.8333 | Residential & Commercial | USHP | Ducted CEE Tier 1
214397551 | Central HP <5.4 tons | CHAMPION HEATING AND COOLING | HRCU-A-CB (Split System: Heat Pump with Remote Outdoor Unit-Air-Source) | HH824E2S11 |  |  | CTM30B5ACS1 | TM8Y080B12MP11 | 23000 | 17 | 9.5 | 23000 | 18700 | 81.3% | 2 | 0 | 12 |  |  |  |  | R-454B | 1.9167 | Residential & Commercial | USHP | Ducted CEE Tier 1
206765467 | Central HP <5.4 tons | BRYANT HEATING AND COOLING SYSTEMS | HRCU-A-CB (Split System: Heat Pump with Remote Outdoor Unit-Air-Source) | 288BNV025*0**C* |  |  | CAP**2417AL*+UI | 88*TA36070C14*** | 23400 | 17 | 8.1 | 22000 | 16700 | 75.91% | 1.9 | 11 | 11 |  |  |  |  | R-410A | 1.95 | Residential & Commercial | USHP | Ducted CEE Tier 1
206765654 | Central HP <5.4 tons | BRYANT HEATING AND COOLING SYSTEMS | HRCU-A-CB (Split System: Heat Pump with Remote Outdoor Unit-Air-Source) | 288BNV025*0**C* |  |  | CAP**3617AL*+UI | 88*TA48070C17*** | 23600 | 16.5 | 8.1 | 21400 | 16700 | 78.04% | 1.94 | 11.5 | 11 |  |  |  |  | R-410A | 1.9667 | Residential & Commercial | USHP | Ducted CEE Tier 1
206766871 | Central HP <5.4 tons | BRYANT HEATING AND COOLING SYSTEMS | HRCU-A-CB (Split System: Heat Pump with Remote Outdoor Unit-Air-Source) | 288BNV025*0**C* |  |  | CSPH*3012AL*+UI | 88*TA48090C17*** | 23800 | 16 | 8.1 | 21800 | 16700 | 76.61% | 1.98 | 11 | 10.5 |  |  |  |  | R-410A | 1.9833 | Residential & Commercial | USHP | Ducted CEE Tier 1
206765888 | Central HP <5.4 tons | BRYANT HEATING AND COOLING SYSTEMS | HRCU-A-CB (Split System: Heat Pump with Remote Outdoor Unit-Air-Source) | 288BNV025*0**C* |  |  | CAP**3717AL*+UI | 987MB42060C17*** | 24000 | 16 | 8.1 | 21600 | 16900 | 78.24% | 1.98 | 11 | 10.5 |  |  |  |  | R-410A | 2 | Residential & Commercial | USHP | Ducted CEE Tier 1
216633380 | Central HP <5.4 tons | ACIQ | HRCU-A-CB (Split System: Heat Pump with Remote Outdoor Unit-Air-Source) | H5H0V36*K*AAA* |  |  | ESH5X60M12A*+WALLCON | *95CSU1002122B* | 34600 | 17 | 8.5 | 34600 | 24800 | 71.68% | 1.92 | 0 | 10 |  |  |  |  | R-454B | 2.8833 | Residential & Commercial | USHP | Ducted CEE Tier 1
213297151 | Central HP <5.4 tons | CHAMPION HEATING AND COOLING | HRCU-A-CB (Split System: Heat Pump with Remote Outdoor Unit-Air-Source) | HMH72B341 |  |  | XAHB30CXXN1+TXV | Z8ES100B12SMPS1 | 32000 | 17 | 8.1 | 32200 | 22600 | 70.19% | 2 | 0 | 9.5 |  |  |  |  | R-410A | 2.6667 | Residential & Commercial | USHP
213297186 | Central HP <5.4 tons | CHAMPION HEATING AND COOLING | HRCU-A-CB (Split System: Heat Pump with Remote Outdoor Unit-Air-Source) | HMH72B341 |  |  | XAFC30CXXN1+TXV | Z8ES080B12LMPS1 | 33200 | 18 | 8.5 | 33000 | 23400 | 70.91% | 2.04 | 0 | 10 |  |  |  |  | R-410A | 2.7667 | Residential & Commercial | USHP | Ducted CEE Tier 1
213297636 | Central HP <5.4 tons | CHAMPION HEATING AND COOLING | HRCU-A-CB (Split System: Heat Pump with Remote Outdoor Unit-Air-Source) | HMH72B341 |  |  | XAHB36DXXN1+TXV | Z8ES080B12LMPS1 | 33200 | 17.5 | 8.1 | 32800 | 23000 | 70.12% | 2 | 0 | 10 |  |  |  |  | R-410A | 2.7667 | Residential & Commercial | USHP | Ducted CEE Tier 1
216634296 | Central HP <5.4 tons | ACIQ | HRCU-A-CB (Split System: Heat Pump with Remote Outdoor Unit-Air-Source) | H5H0V36*K*AAA* |  |  | EA*5X61M21A*+WALLCON | *80CSU0401712B* | 35000 | 18 | 9 | 34400 | 24800 | 72.09% | 1.92 | 0 | 10 |  |  |  |  | R-454B | 2.9167 | Residential & Commercial | USHP | Ducted CEE Tier 1
216634297 | Central HP <5.4 tons | ACIQ | HRCU-A-CB (Split System: Heat Pump with Remote Outdoor Unit-Air-Source) | H5H0V36*K*AAA* |  |  | EA*5X61M21A*+WALLCON | *80CSU0601716B* | 35000 | 18 | 9 | 34400 | 24800 | 72.09% | 1.92 | 0 | 10 |  |  |  |  | R-454B | 2.9167 | Residential & Commercial | USHP | Ducted CEE Tier 1
216634299 | Central HP <5.4 tons | ACIQ | HRCU-A-CB (Split System: Heat Pump with Remote Outdoor Unit-Air-Source) | H5H0V36*K*AAA* |  |  | EA*5X61M21A*+WALLCON | *97CTN0801716A* | 34600 | 18 | 9 | 34600 | 25000 | 72.25% | 1.92 | 0 | 10 |  |  |  |  | R-454B | 2.8833 | Residential & Commercial | USHP | Ducted CEE Tier 1
216634313 | Central HP <5.4 tons | ACIQ | HRCU-A-CB (Split System: Heat Pump with Remote Outdoor Unit-Air-Source) | H5H0V36*K*AAA* |  |  | ESH5X36M12A*+WALLCON | *97CTN1202422A* | 33800 | 16.5 | 8.5 | 35800 | 25400 | 70.95% | 1.76 | 0 | 9.5 |  |  |  |  | R-454B | 2.8167 | Residential & Commercial | USHP
216634329 | Central HP <5.4 tons | ACIQ | HRCU-A-CB (Split System: Heat Pump with Remote Outdoor Unit-Air-Source) | H5H0V36*K*AAA* |  |  | ESH5X60M12A*+WALLCON | *96CTN0802120B* | 34600 | 16.5 | 8.5 | 34600 | 24800 | 71.68% | 1.8 | 0 | 9.5 |  |  |  |  | R-454B | 2.8833 | Residential & Commercial | USHP
216634331 | Central HP <5.4 tons | ACIQ | HRCU-A-CB (Split System: Heat Pump with Remote Outdoor Unit-Air-Source) | H5H0V36*K*AAA* |  |  | ESH5X60M12A*+WALLCON | *80CSU0601716B* | 34600 | 17 | 8.5 | 34600 | 24800 | 71.68% | 1.92 | 0 | 10 |  |  |  |  | R-454B | 2.8833 | Residential & Commercial | USHP | Ducted CEE Tier 1
206765969 | Central HP <5.4 tons | BRYANT HEATING AND COOLING SYSTEMS | HRCU-A-CB (Split System: Heat Pump with Remote Outdoor Unit-Air-Source) | 288BNV025*0**C* |  |  | CAP**3721AL*+UI | 986TC42080C17*** | 24400 | 16.5 | 8.1 | 21200 | 16700 | 78.77% | 2.02 | 11 | 11 |  |  |  |  | R-410A | 2.0333 | Residential & Commercial | USHP | Ducted CEE Tier 1
206767105 | Central HP <5.4 tons | BRYANT HEATING AND COOLING SYSTEMS | HRCU-A-CB (Split System: Heat Pump with Remote Outdoor Unit-Air-Source) | 288BNV025*0**C* |  |  | CAP**3017AL*+UI | 83*CA36040C17*** | 23400 | 16.5 | 8.1 | 21600 | 16700 | 77.31% | 1.9 | 11 | 10.5 |  |  |  |  | R-410A | 1.95 | Residential & Commercial | USHP | Ducted CEE Tier 1
206767123 | Central HP <5.4 tons | BRYANT HEATING AND COOLING SYSTEMS | HRCU-A-CB (Split System: Heat Pump with Remote Outdoor Unit-Air-Source) | 288BNV025*0**C* |  |  | CAP**3617AL*+UI | 83*CA36040C17*** | 23600 | 16.5 | 8.1 | 21400 | 16600 | 77.57% | 1.94 | 11 | 10.5 |  |  |  |  | R-410A | 1.9667 | Residential & Commercial | USHP | Ducted CEE Tier 1
206767141 | Central HP <5.4 tons | BRYANT HEATING AND COOLING SYSTEMS | HRCU-A-CB (Split System: Heat Pump with Remote Outdoor Unit-Air-Source) | 288BNV025*0**C* |  |  | CAP**3621AL*+UI | 83*CA36040C17*** | 23600 | 17 | 8.1 | 21400 | 16600 | 77.57% | 1.94 | 11.5 | 10.5 |  |  |  |  | R-410A | 1.9667 | Residential & Commercial | USHP | Ducted CEE Tier 1
214397956 | Central HP <5.4 tons | CHAMPION HEATING AND COOLING | HRCU-A-CB (Split System: Heat Pump with Remote Outdoor Unit-Air-Source) | HH824E2S11 |  |  | CTF36B5ADS1 | TP9C060B12MP13 | 23000 | 18 | 9.5 | 23000 | 18800 | 81.74% | 2 | 0 | 12 |  |  |  |  | R-454B | 1.9167 | Residential & Commercial | USHP | Ducted CEE Tier 1
214397990 | Central HP <5.4 tons | CHAMPION HEATING AND COOLING | HRCU-A-CB (Split System: Heat Pump with Remote Outdoor Unit-Air-Source) | HH824E2S11 |  |  | CTM30B5ACS1 | TM9E080B12MP12 | 23000 | 17 | 9.5 | 23000 | 18600 | 80.87% | 2 | 0 | 12 |  |  |  |  | R-454B | 1.9167 | Residential & Commercial | USHP | Ducted CEE Tier 1
216735485 | Central HP <5.4 tons | KEEPRITE | HRCU-A-CB (Split System: Heat Pump with Remote Outdoor Unit-Air-Source) | D5CUHAH24AAK |  |  | EA*5X37M21A* | *80MS(N,L)0702116A* | 23200 | 16 | 8.5 | 20600 | 18400 | 89.32% | 1.98 | 0 | 11 |  |  |  |  | R-454B | 1.9333 | Residential & Commercial | USHP | Ducted CEE Tier 1
206765978 | Central HP <5.4 tons | BRYANT HEATING AND COOLING SYSTEMS | HRCU-A-CB (Split System: Heat Pump with Remote Outdoor Unit-Air-Source) | 288BNV025*0**C* |  |  | CAP**3721AL*+UI | 987MB42060C17*** | 24200 | 16 | 8.1 | 21200 | 16800 | 79.25% | 2 | 11 | 11 |  |  |  |  | R-410A | 2.0167 | Residential & Commercial | USHP | Ducted CEE Tier 1
206767533 | Central HP <5.4 tons | BRYANT HEATING AND COOLING SYSTEMS | HRCU-A-CB (Split System: Heat Pump with Remote Outdoor Unit-Air-Source) | 288BNV025*0**C* |  |  | CAP**3721AL*+UI | 935CA48060C17*** | 24400 | 16.5 | 8.1 | 21400 | 16700 | 78.04% | 2.02 | 11.5 | 10.5 |  |  |  |  | R-410A | 2.0333 | Residential & Commercial | USHP | Ducted CEE Tier 1
213297671 | Central HP <5.4 tons | CHAMPION HEATING AND COOLING | HRCU-A-CB (Split System: Heat Pump with Remote Outdoor Unit-Air-Source) | HMH72B341 |  |  | XAHB30CXXN1+JMVT12BC2N1+TXV | 0 | 32600 | 17.5 | 8.1 | 32400 | 22800 | 70.37% | 2.02 | 0 | 9.5 |  |  |  |  | R-410A | 2.7167 | Residential & Commercial | USHP
213297736 | Central HP <5.4 tons | CHAMPION HEATING AND COOLING | HRCU-A-CB (Split System: Heat Pump with Remote Outdoor Unit-Air-Source) | HMH72B341 |  |  | XAHC36DXXN1+TXV | Z8ET100C16LMPS1 | 34000 | 17.5 | 8.1 | 33400 | 23800 | 71.26% | 2.08 | 0 | 9.5 |  |  |  |  | R-410A | 2.8333 | Residential & Commercial | USHP
215932031 | Central HP <5.4 tons | KEEPRITE | HRCU-A-CB (Split System: Heat Pump with Remote Outdoor Unit-Air-Source) | C5H3V36*K*AAA* |  |  | EA*5X30M17A*+WALLCON | *96CTN0601714B* | 31800 | 19 | 9.5 | 34600 | 26600 | 76.88% | 2 | 0 | 10.5 |  |  |  |  | R-454B | 2.65 | Residential & Commercial | USHP | Ducted CEE Tier 1
206765510 | Central HP <5.4 tons | BRYANT HEATING AND COOLING SYSTEMS | HRCU-A-CB (Split System: Heat Pump with Remote Outdoor Unit-Air-Source) | 288BNV025*0**C* |  |  | CAP**2517AL*+UI | 986TC42060C17*** | 24200 | 16.5 | 8.1 | 21400 | 16700 | 78.04% | 2 | 11 | 11 |  |  |  |  | R-410A | 2.0167 | Residential & Commercial | USHP | Ducted CEE Tier 1
206765861 | Central HP <5.4 tons | BRYANT HEATING AND COOLING SYSTEMS | HRCU-A-CB (Split System: Heat Pump with Remote Outdoor Unit-Air-Source) | 288BNV025*0**C* |  |  | CAP**3717AL*+UI | 88*TA48070C17*** | 24200 | 16.5 | 8.1 | 21400 | 16700 | 78.04% | 2 | 11 | 11 |  |  |  |  | R-410A | 2.0167 | Residential & Commercial | USHP | Ducted CEE Tier 1
211263388 | Central HP <5.4 tons | BRYANT HEATING AND COOLING SYSTEMS | HRCU-A-CB (Split System: Heat Pump with Remote Outdoor Unit-Air-Source) | 38MURAQ18AB3* |  |  | CNPV*2417AL* | 912SD42060E17*** | 17700 | 16 | 8.5 | 18500 | 18800 | 101.6% | 2.26 | 0 | 11 |  |  |  |  | R-410A | 1.475 | Residential & Commercial | USHP | Ducted CEE Tier 1
210596541 | Central HP <5.4 tons | BRYANT HEATING AND COOLING SYSTEMS | HRCU-A-CB (Split System: Heat Pump with Remote Outdoor Unit-Air-Source) | 288BNV037*0**A* |  |  | CAP**6121AL*+UI | 88*TA48090C17*** | 33200 | 18 | 8.5 | 32000 | 24800 | 77.5% | 2 | 0 | 12 |  |  |  |  | R-410A | 2.7667 | Residential & Commercial | USHP | Ducted CEE Tier 1
210596559 | Central HP <5.4 tons | BRYANT HEATING AND COOLING SYSTEMS | HRCU-A-CB (Split System: Heat Pump with Remote Outdoor Unit-Air-Source) | 288BNV037*0**A* |  |  | CAP**6124AL*+UI | 987MB60060C21*** | 33000 | 17.5 | 8.5 | 32400 | 25200 | 77.78% | 1.98 | 0 | 11.7 |  |  |  |  | R-410A | 2.75 | Residential & Commercial | USHP | Ducted CEE Tier 1
210596574 | Central HP <5.4 tons | BRYANT HEATING AND COOLING SYSTEMS | HRCU-A-CB (Split System: Heat Pump with Remote Outdoor Unit-Air-Source) | 288BNV037*0**A* |  |  | CNPV*4821AL*+UI | 83*CA48060C17*** | 32400 | 17 | 8.1 | 33000 | 24800 | 75.15% | 1.94 | 0 | 11.7 |  |  |  |  | R-410A | 2.7 | Residential & Commercial | USHP | Ducted CEE Tier 1
210596575 | Central HP <5.4 tons | BRYANT HEATING AND COOLING SYSTEMS | HRCU-A-CB (Split System: Heat Pump with Remote Outdoor Unit-Air-Source) | 288BNV037*0**A* |  |  | CNPV*4824AL*+UI | 83*CA60100C21*** | 32400 | 17 | 8.1 | 33000 | 24800 | 75.15% | 1.94 | 0 | 11.5 |  |  |  |  | R-410A | 2.7 | Residential & Commercial | USHP | Ducted CEE Tier 1
216633195 | Central HP <5.4 tons | ACIQ | HRCU-A-CB (Split System: Heat Pump with Remote Outdoor Unit-Air-Source) | H5H0V36*K*AAA* |  |  | EA*5X42M21A*+WALLCON | *80CSU1002120A* | 33000 | 17.5 | 8.5 | 35800 | 25600 | 71.51% | 1.86 | 0 | 9.5 |  |  |  |  | R-454B | 2.75 | Residential & Commercial | USHP
214574565 | Central HP <5.4 tons | KEEPRITE | HRCU-A-CB (Split System: Heat Pump with Remote Outdoor Unit-Air-Source) | CVH837GKA2* |  |  | EN(A,D,W)4X42L21**+WALLCON | *96CTN0802120B* | 31800 | 17 | 8.1 | 33000 | 24400 | 73.94% | 1.9 | 0 | 11.5 |  |  |  |  | R-410A | 2.65 | Residential & Commercial | USHP | Ducted CEE Tier 1
214574415 | Central HP <5.4 tons | KEEPRITE | HRCU-A-CB (Split System: Heat Pump with Remote Outdoor Unit-Air-Source) | CVH837GKA2* |  |  | EHD4X60AAL+WALLCON | *95CSU1002122B* | 33000 | 18 | 8.5 | 32000 | 24800 | 77.5% | 2.02 | 0 | 11.5 |  |  |  |  | R-410A | 2.75 | Residential & Commercial | USHP | Ducted CEE Tier 1
206133465 | Central HP <5.4 tons | BRYANT HEATING AND COOLING SYSTEMS | HRCU-A-CB (Split System: Heat Pump with Remote Outdoor Unit-Air-Source) | 288BNV025*0**B* |  |  | CAP**3721AL*+UI | 83*CA60100C21*** | 24400 | 16.5 | 8.1 | 21200 | 16700 | 78.77% | 2.02 | 11.5 | 11 |  |  |  |  | R-410A | 2.0333 | Residential & Commercial | USHP | Ducted CEE Tier 1
216623478 | Central HP <5.4 tons | ELIOS | HRCU-A-C (Split System: Heat Pump with Remote Outdoor Unit with No Indoor Fan --Air Source) | ESHEA24R2AN1 |  |  | GUHMA24RBAS1 | 0 | 24000 | 16 | 9 | 25000 | 19000 | 76% | 1.8 | 0 | 10 |  |  |  |  | R-454B | 2 | Residential & Commercial | USHP | Ducted CEE Tier 1
216635543 | Central HP <5.4 tons | ACIQ | HRCU-A-CB (Split System: Heat Pump with Remote Outdoor Unit-Air-Source) | H5H3V48*K*AAA* |  |  | FCMA5B48L0C*+WALLCON | 0 | 45500 | 22 | 9.5 | 48500 | 36000 | 74.23% | 1.96 | 0 | 12 |  |  |  |  | R-454B | 3.7917 | Residential & Commercial | USHP | Ducted CEE Tier 1
216635792 | Central HP <5.4 tons | ACIQ | HRCU-A-CB (Split System: Heat Pump with Remote Outdoor Unit-Air-Source) | H5H3V48*K*AAA* |  |  | EVM5X48M21A*+WALLCON | *96CTN0801714B* | 43000 | 19 | 8.1 | 53000 | 37600 | 70.94% | 2 | 0 | 11 |  |  |  |  | R-454B | 3.5833 | Residential & Commercial | USHP | Ducted CEE Tier 1
216636178 | Central HP <5.4 tons | ACIQ | HRCU-A-CB (Split System: Heat Pump with Remote Outdoor Unit-Air-Source) | H5H3V48*K*AAA* |  |  | EA*5X48M21A*+WALLCON | *97CTN0801716A* | 43000 | 20 | 9.5 | 48500 | 37400 | 77.11% | 2 | 0 | 10.5 |  |  |  |  | R-454B | 3.5833 | Residential & Commercial | USHP | Ducted CEE Tier 1
216636229 | Central HP <5.4 tons | ACIQ | HRCU-A-CB (Split System: Heat Pump with Remote Outdoor Unit-Air-Source) | H5H3V48*K*AAA* |  |  | EVM5X60M24A*+WALLCON | *97CTN1202422A* | 45500 | 20.5 | 8.1 | 52500 | 38000 | 72.38% | 1.95 | 0 | 11.5 |  |  |  |  | R-454B | 3.7917 | Residential & Commercial | USHP | Ducted CEE Tier 1
216633254 | Central HP <5.4 tons | ACIQ | HRCU-A-CB (Split System: Heat Pump with Remote Outdoor Unit-Air-Source) | H5H0V36*K*AAA* |  |  | EA*5X60M24A*+WALLCON | *80CTL1102120B* | 34400 | 18.5 | 9 | 34200 | 24600 | 71.93% | 1.92 | 0 | 10.5 |  |  |  |  | R-454B | 2.8667 | Residential & Commercial | USHP | Ducted CEE Tier 1
216633285 | Central HP <5.4 tons | ACIQ | HRCU-A-CB (Split System: Heat Pump with Remote Outdoor Unit-Air-Source) | H5H0V36*K*AAA* |  |  | EA*5X61M24A*+WALLCON | *80CTL0902120B* | 35000 | 18.5 | 9 | 34400 | 24600 | 71.51% | 1.92 | 0 | 10.5 |  |  |  |  | R-454B | 2.9167 | Residential & Commercial | USHP | Ducted CEE Tier 1
216633302 | Central HP <5.4 tons | ACIQ | HRCU-A-CB (Split System: Heat Pump with Remote Outdoor Unit-Air-Source) | H5H0V36*K*AAA* |  |  | ESH5X36M12A*+WALLCON | *80CTL0702120B* | 33600 | 16.5 | 8.5 | 35800 | 25400 | 70.95% | 1.76 | 0 | 9.5 |  |  |  |  | R-454B | 2.8 | Residential & Commercial | USHP
214397963 | Central HP <5.4 tons | CHAMPION HEATING AND COOLING | HRCU-A-CB (Split System: Heat Pump with Remote Outdoor Unit-Air-Source) | HH824E2S11 |  |  | CTF30B5ACS1+JME08B2SN1 | 0 | 23000 | 19 | 9.5 | 23000 | 18500 | 80.43% | 2 | 0 | 12 |  |  |  |  | R-454B | 1.9167 | Residential & Commercial | USHP | Ducted CEE Tier 1
214397983 | Central HP <5.4 tons | CHAMPION HEATING AND COOLING | HRCU-A-CB (Split System: Heat Pump with Remote Outdoor Unit-Air-Source) | HH824E2S11 |  |  | CTF30B5ACS1 | TP9C080B12MP13 | 23000 | 17 | 9.5 | 23000 | 18200 | 79.13% | 2 | 0 | 12 |  |  |  |  | R-454B | 1.9167 | Residential & Commercial | USHP | Ducted CEE Tier 1
206133355 | Central HP <5.4 tons | BRYANT HEATING AND COOLING SYSTEMS | HRCU-A-CB (Split System: Heat Pump with Remote Outdoor Unit-Air-Source) | 288BNV025*0**B* |  |  | CAP**3617AL*+UI | 83*CA36040C17*** | 23600 | 16.5 | 8.1 | 21400 | 16600 | 77.57% | 1.94 | 11 | 10.5 |  |  |  |  | R-410A | 1.9667 | Residential & Commercial | USHP | Ducted CEE Tier 1
213782103 | Central HP <5.4 tons | KENMORE | HRCU-A-CB (Split System: Heat Pump with Remote Outdoor Unit-Air-Source) | (C,H,T)VH837GKA2* |  |  | EHD4X48AAL+WALLCON | *80CTL1102120B* | 32600 | 16.5 | 8.1 | 32800 | 24800 | 75.61% | 1.96 | 0 | 11 |  |  |  |  | R-410A | 2.7167 | Residential & Commercial | USHP | Ducted CEE Tier 1
206772243 | Central HP <5.4 tons | BRYANT HEATING AND COOLING SYSTEMS | HRCU-A-CB (Split System: Heat Pump with Remote Outdoor Unit-Air-Source) | 288BNV037*0**B* |  |  | CNPV*4821AL*+UI | 88*TA60090C21*** | 32400 | 17.5 | 8.1 | 33000 | 24800 | 75.15% | 1.96 | 12 | 11.7 |  |  |  |  | R-410A | 2.7 | Residential & Commercial | USHP | Ducted CEE Tier 1
206135763 | Central HP <5.4 tons | BRYANT HEATING AND COOLING SYSTEMS | HRCU-A-CB (Split System: Heat Pump with Remote Outdoor Unit-Air-Source) | 288BNV037*0**A* |  |  | CAP**4821AL*+UI | 83*CA36040C17*** | 32400 | 17.5 | 8.1 | 32600 | 25000 | 76.69% | 1.96 | 12 | 11 |  |  |  |  | R-410A | 2.7 | Residential & Commercial | USHP | Ducted CEE Tier 1
216736908 | Central HP <5.4 tons | KEEPRITE | HRCU-A-CB (Split System: Heat Pump with Remote Outdoor Unit-Air-Source) | D5CUHAH24AAK |  |  | ESH5X24M12A* | *97VTN0601716A* | 22400 | 15.2 | 8.1 | 21200 | 19100 | 90.09% | 1.85 | 0 | 10.5 |  |  |  |  | R-454B | 1.8667 | Residential & Commercial | USHP | Ducted CEE Tier 1
206133827 | Central HP <5.4 tons | BRYANT HEATING AND COOLING SYSTEMS | HRCU-A-CB (Split System: Heat Pump with Remote Outdoor Unit-Air-Source) | 288BNV025*0**B* |  |  | CAP**3721AL*+UI | 935CA66100C21*** | 24400 | 17 | 8.5 | 21200 | 16600 | 78.3% | 2.04 | 11.5 | 11 |  |  |  |  | R-410A | 2.0333 | Residential & Commercial | USHP | Ducted CEE Tier 1
213279880 | Central HP <5.4 tons | iFLOW | HRCU-A-C (Split System: Heat Pump with Remote Outdoor Unit with No Indoor Fan --Air Source) | 70HPIC45A |  |  | 70C5460DA | 0 | 45000 | 15.2 | 9.2 | 55000 | 46500 | 84.55% | 1.8 | 0 | 10 |  |  |  |  | R-410A | 3.75 | Residential & Commercial | USHP | Ducted CEE Tier 1
216760016 | Central HP <5.4 tons | ELIOS | HRCU-A-C (Split System: Heat Pump with Remote Outdoor Unit with No Indoor Fan --Air Source) | ESHMB36R2AN1 |  |  | GUHMA36RCAS1 | 0 | 36000 | 15.8 | 9.4 | 38000 | 36000 | 94.74% | 1.9 | 0 | 10.7 |  |  |  |  | R-454B | 3 | Residential & Commercial | USHP | Ducted CEE Tier 1
206771325 | Central HP <5.4 tons | BRYANT HEATING AND COOLING SYSTEMS | HRCU-A-CB (Split System: Heat Pump with Remote Outdoor Unit-Air-Source) | 288BNV037*0**B* |  |  | CAP**3721AL*+UI | 987MB66100C21*** | 33000 | 17.5 | 8.5 | 33000 | 25200 | 76.36% | 2 | 12 | 11.7 |  |  |  |  | R-410A | 2.75 | Residential & Commercial | USHP | Ducted CEE Tier 1
216633296 | Central HP <5.4 tons | ACIQ | HRCU-A-CB (Split System: Heat Pump with Remote Outdoor Unit-Air-Source) | H5H0V36*K*AAA* |  |  | ESH5X36M12A*+WALLCON | *80CSU0401712A* | 33600 | 16.5 | 8.5 | 35800 | 25400 | 70.95% | 1.76 | 0 | 9.5 |  |  |  |  | R-454B | 2.8 | Residential & Commercial | USHP
214397867 | Central HP <5.4 tons | CHAMPION HEATING AND COOLING | HRCU-A-CB (Split System: Heat Pump with Remote Outdoor Unit-Air-Source) | HH860E2S11 |  |  | CTM60C5CGS1 | TMLE120C16MP11 | 44500 | 18 | 9 | 45500 | 34200 | 75.16% | 2 | 0 | 11 |  |  |  |  | R-454B | 3.7083 | Residential & Commercial | USHP | Ducted CEE Tier 1
213782163 | Central HP <5.4 tons | KENMORE | HRCU-A-CB (Split System: Heat Pump with Remote Outdoor Unit-Air-Source) | (C,H,T)VH837GKA2* |  |  | EHD4X48AAL+WALLCON | *97CMN1202422B* | 32600 | 16.5 | 8.1 | 33000 | 24800 | 75.15% | 1.96 | 0 | 11 |  |  |  |  | R-410A | 2.7167 | Residential & Commercial | USHP | Ducted CEE Tier 1
214574165 | Central HP <5.4 tons | KEEPRITE | HRCU-A-CB (Split System: Heat Pump with Remote Outdoor Unit-Air-Source) | CVH837GKA2* |  |  | EA*4X61L24A*+WALLCON | *95CSU0802120B* | 33200 | 17.5 | 8.5 | 32000 | 24800 | 77.5% | 2 | 0 | 11.5 |  |  |  |  | R-410A | 2.7667 | Residential & Commercial | USHP | Ducted CEE Tier 1
214574065 | Central HP <5.4 tons | KEEPRITE | HRCU-A-CB (Split System: Heat Pump with Remote Outdoor Unit-Air-Source) | CVH837GKA2* |  |  | EA*4X60L24A*+WALLCON | *97CMN0602120B* | 32600 | 17.5 | 8.5 | 31800 | 25000 | 78.62% | 1.96 | 0 | 11 |  |  |  |  | R-410A | 2.7167 | Residential & Commercial | USHP | Ducted CEE Tier 1
216735296 | Central HP <5.4 tons | KEEPRITE | HRCU-A-CB (Split System: Heat Pump with Remote Outdoor Unit-Air-Source) | D5CUHAH24AAK |  |  | EA*5X37M17A* | *96CTN0601714B* | 23000 | 16.5 | 8.5 | 20800 | 18500 | 88.94% | 1.96 | 0 | 11 |  |  |  |  | R-454B | 1.9167 | Residential & Commercial | USHP | Ducted CEE Tier 1
213772583 | Central HP <5.4 tons | KENMORE | HRCU-A-CB (Split System: Heat Pump with Remote Outdoor Unit-Air-Source) | (C,H,T)VH825GKA2* |  |  | EHD4X48AAL+WALLCON | *96CTN1002122B* | 24200 | 16 | 8.1 | 21200 | 16600 | 78.3% | 2.02 | 0 | 11 |  |  |  |  | R-410A | 2.0167 | Residential & Commercial | USHP | Ducted CEE Tier 1
206772360 | Central HP <5.4 tons | BRYANT HEATING AND COOLING SYSTEMS | HRCU-A-CB (Split System: Heat Pump with Remote Outdoor Unit-Air-Source) | 288BNV037*0**B* |  |  | CNPV*4824AL*+UI | 88*TA60090C21*** | 32400 | 17.5 | 8.1 | 33000 | 24800 | 75.15% | 1.96 | 12 | 11.7 |  |  |  |  | R-410A | 2.7 | Residential & Commercial | USHP | Ducted CEE Tier 1
216735305 | Central HP <5.4 tons | KEEPRITE | HRCU-A-CB (Split System: Heat Pump with Remote Outdoor Unit-Air-Source) | D5CUHAH24AAK |  |  | EA*5X37M17A* | *96CTN0801714B* | 22800 | 16.5 | 8.5 | 20800 | 18400 | 88.46% | 1.98 | 0 | 11 |  |  |  |  | R-454B | 1.9 | Residential & Commercial | USHP | Ducted CEE Tier 1
216735076 | Central HP <5.4 tons | KEEPRITE | HRCU-A-CB (Split System: Heat Pump with Remote Outdoor Unit-Air-Source) | D5CUHAH24AAK |  |  | EA*5X37M17A* | *80VTL0701716B* | 22800 | 16 | 8.5 | 20800 | 18400 | 88.46% | 1.96 | 0 | 11 |  |  |  |  | R-454B | 1.9 | Residential & Commercial | USHP | Ducted CEE Tier 1
216735137 | Central HP <5.4 tons | KEEPRITE | HRCU-A-CB (Split System: Heat Pump with Remote Outdoor Unit-Air-Source) | D5CUHAH24AAK |  |  | EA*5X37M17A* | *92MSN0601412A* | 23000 | 15.5 | 8.5 | 20800 | 18500 | 88.94% | 1.98 | 0 | 11 |  |  |  |  | R-454B | 1.9167 | Residential & Commercial | USHP | Ducted CEE Tier 1
216734994 | Central HP <5.4 tons | KEEPRITE | HRCU-A-CB (Split System: Heat Pump with Remote Outdoor Unit-Air-Source) | D5CUHAH24AAK |  |  | EA*5X37M17A* | *80VSL0901716B* | 23000 | 16.5 | 8.5 | 20800 | 18500 | 88.94% | 1.96 | 0 | 11 |  |  |  |  | R-454B | 1.9167 | Residential & Commercial | USHP | Ducted CEE Tier 1
214574095 | Central HP <5.4 tons | KEEPRITE | HRCU-A-CB (Split System: Heat Pump with Remote Outdoor Unit-Air-Source) | CVH837GKA2* |  |  | EA*4X61L21A*+WALLCON | *80CTL0702120B* | 33200 | 17.5 | 8.5 | 32000 | 25000 | 78.12% | 2 | 0 | 11.5 |  |  |  |  | R-410A | 2.7667 | Residential & Commercial | USHP | Ducted CEE Tier 1
214573745 | Central HP <5.4 tons | KEEPRITE | HRCU-A-CB (Split System: Heat Pump with Remote Outdoor Unit-Air-Source) | CVH837GKA2* |  |  | EA*4X42L21A*+WALLCON | *95CSU0802120B* | 31800 | 17 | 8.5 | 33000 | 24400 | 73.94% | 1.9 | 0 | 11 |  |  |  |  | R-410A | 2.65 | Residential & Commercial | USHP | Ducted CEE Tier 1
213780253 | Central HP <5.4 tons | KENMORE | HRCU-A-CB (Split System: Heat Pump with Remote Outdoor Unit-Air-Source) | (C,H,T)VH837GKA** |  |  | EHD4X48AAL+WALLCON | *97CMN1202422B* | 32600 | 16.5 | 8.1 | 33000 | 24800 | 75.15% | 1.96 | 0 | 11 |  |  |  |  | R-410A | 2.7167 | Residential & Commercial | USHP | Ducted CEE Tier 1
213780273 | Central HP <5.4 tons | KENMORE | HRCU-A-CB (Split System: Heat Pump with Remote Outdoor Unit-Air-Source) | (C,H,T)VH837GKA** |  |  | EHD4X48AAL+WALLCON | *96CTN0801714B* | 32600 | 16.5 | 8.1 | 33000 | 25000 | 75.76% | 1.94 | 0 | 11 |  |  |  |  | R-410A | 2.7167 | Residential & Commercial | USHP | Ducted CEE Tier 1
215668754 | Central HP <5.4 tons | KENMORE | HRCU-A-CB (Split System: Heat Pump with Remote Outdoor Unit-Air-Source) | (C,H,T)5H0V36*K*AAA* |  |  | EA*5X37M21A*+WALLCON | *97CMN0802120B* | 34400 | 18 | 8.1 | 35400 | 25200 | 71.19% | 1.88 | 0 | 10 |  |  |  |  | R-454B | 2.8667 | Residential & Commercial | USHP | Ducted CEE Tier 1
214573195 | Central HP <5.4 tons | KEEPRITE | HRCU-A-CB (Split System: Heat Pump with Remote Outdoor Unit-Air-Source) | CVH837GKA** |  |  | EHD4X48AAL+WALLCON | *80CTL0702120B* | 32600 | 17.5 | 8.5 | 32800 | 25000 | 76.22% | 1.98 | 0 | 11 |  |  |  |  | R-410A | 2.7167 | Residential & Commercial | USHP | Ducted CEE Tier 1
214573865 | Central HP <5.4 tons | KEEPRITE | HRCU-A-CB (Split System: Heat Pump with Remote Outdoor Unit-Air-Source) | CVH837GKA2* |  |  | EA*4X43L21A*+WALLCON | *95CSU0802120B* | 32800 | 17.5 | 8.5 | 32800 | 25200 | 76.83% | 2 | 0 | 11 |  |  |  |  | R-410A | 2.7333 | Residential & Commercial | USHP | Ducted CEE Tier 1
213781953 | Central HP <5.4 tons | KENMORE | HRCU-A-CB (Split System: Heat Pump with Remote Outdoor Unit-Air-Source) | (C,H,T)VH837GKA2* |  |  | EHD4X42AAL+WALLCON | *80CTL1352422B* | 32600 | 16.5 | 8.1 | 33000 | 24600 | 74.55% | 1.96 | 0 | 11 |  |  |  |  | R-410A | 2.7167 | Residential & Commercial | USHP | Ducted CEE Tier 1
216633247 | Central HP <5.4 tons | ACIQ | HRCU-A-CB (Split System: Heat Pump with Remote Outdoor Unit-Air-Source) | H5H0V36*K*AAA* |  |  | EA*5X48M21A*+WALLCON | *97CMN1002122B* | 33800 | 18 | 9 | 35000 | 25000 | 71.43% | 1.9 | 0 | 10 |  |  |  |  | R-454B | 2.8167 | Residential & Commercial | USHP | Ducted CEE Tier 1
216633258 | Central HP <5.4 tons | ACIQ | HRCU-A-CB (Split System: Heat Pump with Remote Outdoor Unit-Air-Source) | H5H0V36*K*AAA* |  |  | EA*5X60M24A*+WALLCON | *97CMN0602120B* | 34200 | 18 | 9 | 34400 | 25000 | 72.67% | 1.9 | 0 | 10 |  |  |  |  | R-454B | 2.85 | Residential & Commercial | USHP | Ducted CEE Tier 1
216633267 | Central HP <5.4 tons | ACIQ | HRCU-A-CB (Split System: Heat Pump with Remote Outdoor Unit-Air-Source) | H5H0V36*K*AAA* |  |  | EA*5X61M21A*+WALLCON | *80CTL0451712B* | 34400 | 17.5 | 9 | 34600 | 25200 | 72.83% | 1.9 | 0 | 9.5 |  |  |  |  | R-454B | 2.8667 | Residential & Commercial | USHP
216633333 | Central HP <5.4 tons | ACIQ | HRCU-A-CB (Split System: Heat Pump with Remote Outdoor Unit-Air-Source) | H5H0V36*K*AAA* |  |  | ESH5X42M12A*+WALLCON | *95CSU1002122B* | 34000 | 16.5 | 8.5 | 35600 | 25200 | 70.79% | 1.78 | 0 | 9.5 |  |  |  |  | R-454B | 2.8333 | Residential & Commercial | USHP
216633342 | Central HP <5.4 tons | ACIQ | HRCU-A-CB (Split System: Heat Pump with Remote Outdoor Unit-Air-Source) | H5H0V36*K*AAA* |  |  | ESH5X42M12A*+WALLCON | *96CTN1002122B* | 34000 | 16.5 | 8.5 | 35600 | 25200 | 70.79% | 1.78 | 0 | 9.5 |  |  |  |  | R-454B | 2.8333 | Residential & Commercial | USHP
216633356 | Central HP <5.4 tons | ACIQ | HRCU-A-CB (Split System: Heat Pump with Remote Outdoor Unit-Air-Source) | H5H0V36*K*AAA* |  |  | ESH5X48M12A*+WALLCON | *95CSU0802120B* | 34200 | 16.5 | 8.5 | 35400 | 25200 | 71.19% | 1.88 | 0 | 9.5 |  |  |  |  | R-454B | 2.85 | Residential & Commercial | USHP
211264672 | Central HP <5.4 tons | BRYANT HEATING AND COOLING SYSTEMS | HRCU-A-CB (Split System: Heat Pump with Remote Outdoor Unit-Air-Source) | 38MURAQ18AB3* |  |  | CNPV*3017AL* | OVMAAB036098 | 18400 | 16 | 8.5 | 18900 | 18300 | 96.83% | 2.2 | 0 | 11 |  |  |  |  | R-410A | 1.5333 | Residential & Commercial | USHP | Ducted CEE Tier 1
206771442 | Central HP <5.4 tons | BRYANT HEATING AND COOLING SYSTEMS | HRCU-A-CB (Split System: Heat Pump with Remote Outdoor Unit-Air-Source) | 288BNV037*0**B* |  |  | CAP**4221AL*+UI | 987MB42080C17*** | 31600 | 17 | 8.1 | 33400 | 24800 | 74.25% | 1.86 | 11.5 | 11 |  |  |  |  | R-410A | 2.6333 | Residential & Commercial | USHP | Ducted CEE Tier 1
206771460 | Central HP <5.4 tons | BRYANT HEATING AND COOLING SYSTEMS | HRCU-A-CB (Split System: Heat Pump with Remote Outdoor Unit-Air-Source) | 288BNV037*0**B* |  |  | CAP**4221AL*+UI | 987MB66100C21*** | 31800 | 17 | 8.1 | 33000 | 24400 | 73.94% | 1.9 | 11.5 | 11.5 |  |  |  |  | R-410A | 2.65 | Residential & Commercial | USHP | Ducted CEE Tier 1
206766862 | Central HP <5.4 tons | BRYANT HEATING AND COOLING SYSTEMS | HRCU-A-CB (Split System: Heat Pump with Remote Outdoor Unit-Air-Source) | 288BNV025*0**C* |  |  | CSPH*3012AL*+UI | 88*TA36070C14*** | 23800 | 16 | 8.1 | 21800 | 16700 | 76.61% | 1.98 | 11 | 10.5 |  |  |  |  | R-410A | 1.9833 | Residential & Commercial | USHP | Ducted CEE Tier 1
206767150 | Central HP <5.4 tons | BRYANT HEATING AND COOLING SYSTEMS | HRCU-A-CB (Split System: Heat Pump with Remote Outdoor Unit-Air-Source) | 288BNV025*0**C* |  |  | CAP**3621AL*+UI | 83*CA48060C17*** | 23600 | 16.5 | 8.1 | 21400 | 16600 | 77.57% | 1.94 | 11.5 | 10.5 |  |  |  |  | R-410A | 1.9667 | Residential & Commercial | USHP | Ducted CEE Tier 1
213411088 | Central HP <5.4 tons | HISENSE | HRCU-A-C (Split System: Heat Pump with Remote Outdoor Unit with No Indoor Fan --Air Source) | AUWR-48U3SP |  |  | DC61A44-245R | 0 | 42000 | 15.55 | 8.55 | 42000 | 34600 | 82.38% | 1.94 | 0 | 11.4 |  |  |  |  | R-410A | 3.5 | Residential & Commercial | USHP | Ducted CEE Tier 1
206771928 | Central HP <5.4 tons | BRYANT HEATING AND COOLING SYSTEMS | HRCU-A-CB (Split System: Heat Pump with Remote Outdoor Unit-Air-Source) | 288BNV037*0**B* |  |  | CAP**4824AL*+UI | 987MB66100C21*** | 32400 | 17.5 | 8.5 | 32600 | 24800 | 76.07% | 2 | 12 | 11.7 |  |  |  |  | R-410A | 2.7 | Residential & Commercial | USHP | Ducted CEE Tier 1
214573965 | Central HP <5.4 tons | KEEPRITE | HRCU-A-CB (Split System: Heat Pump with Remote Outdoor Unit-Air-Source) | CVH837GKA2* |  |  | EA*4X48L21A*+WALLCON | *96CTN0802120B* | 32400 | 17.5 | 8.5 | 32400 | 24800 | 76.54% | 2 | 0 | 11.5 |  |  |  |  | R-410A | 2.7 | Residential & Commercial | USHP | Ducted CEE Tier 1
216633332 | Central HP <5.4 tons | ACIQ | HRCU-A-CB (Split System: Heat Pump with Remote Outdoor Unit-Air-Source) | H5H0V36*K*AAA* |  |  | ESH5X42M12A*+WALLCON | *95CSU0802120B* | 34000 | 16 | 8.5 | 35600 | 25400 | 71.35% | 1.78 | 0 | 9.5 |  |  |  |  | R-454B | 2.8333 | Residential & Commercial | USHP
216633334 | Central HP <5.4 tons | ACIQ | HRCU-A-CB (Split System: Heat Pump with Remote Outdoor Unit-Air-Source) | H5H0V36*K*AAA* |  |  | ESH5X42M12A*+WALLCON | *97CMN0601714B* | 33600 | 16 | 8.5 | 35800 | 25600 | 71.51% | 1.76 | 0 | 9 |  |  |  |  | R-454B | 2.8 | Residential & Commercial | USHP
216633373 | Central HP <5.4 tons | ACIQ | HRCU-A-CB (Split System: Heat Pump with Remote Outdoor Unit-Air-Source) | H5H0V36*K*AAA* |  |  | ESH5X60M12A*+WALLCON | *80CTL0701716B* | 34400 | 17 | 8.5 | 34800 | 25000 | 71.84% | 1.8 | 0 | 9.5 |  |  |  |  | R-454B | 2.8667 | Residential & Commercial | USHP
216633384 | Central HP <5.4 tons | ACIQ | HRCU-A-CB (Split System: Heat Pump with Remote Outdoor Unit-Air-Source) | H5H0V36*K*AAA* |  |  | ESH5X60M12A*+WALLCON | *97CMN0802120B* | 34600 | 17 | 8.5 | 34600 | 24800 | 71.68% | 1.8 | 0 | 10 |  |  |  |  | R-454B | 2.8833 | Residential & Commercial | USHP | Ducted CEE Tier 1
215934291 | Central HP <5.4 tons | KEEPRITE | HRCU-A-CB (Split System: Heat Pump with Remote Outdoor Unit-Air-Source) | C5H3V48*K*AAA* |  |  | EA*5X61M21A*+WALLCON | *96CTN1002122B* | 45500 | 21 | 9.5 | 48500 | 36800 | 75.88% | 2 | 0 | 11 |  |  |  |  | R-454B | 3.7917 | Residential & Commercial | USHP | Ducted CEE Tier 1
213081442 | Central HP <5.4 tons | ELIOS | HRCU-A-CB (Split System: Heat Pump with Remote Outdoor Unit-Air-Source) | DEA24HOS20230E7 |  |  | FEA24HIAHUU230X7 | 0 | 24000 | 17.4 | 10 | 24000 | 22600 | 94.17% | 1.91 | 12.5 | 11.7 |  |  |  |  | R-410A | 2 | Residential & Commercial | USHP | Ducted CEE Tier 1
206771937 | Central HP <5.4 tons | BRYANT HEATING AND COOLING SYSTEMS | HRCU-A-CB (Split System: Heat Pump with Remote Outdoor Unit-Air-Source) | 288BNV037*0**B* |  |  | CAP**4824AL*+UI | 987MB66120C24*** | 32200 | 17.5 | 8.5 | 32600 | 25000 | 76.69% | 1.98 | 12 | 11.7 |  |  |  |  | R-410A | 2.6833 | Residential & Commercial | USHP | Ducted CEE Tier 1
206772640 | Central HP <5.4 tons | BRYANT HEATING AND COOLING SYSTEMS | HRCU-A-CB (Split System: Heat Pump with Remote Outdoor Unit-Air-Source) | 288BNV037*0**B* |  |  | CSPH*3612AL*+UI | 986TC66100C21*** | 32200 | 16.5 | 8.1 | 33200 | 24800 | 74.7% | 1.94 | 11.5 | 11 |  |  |  |  | R-410A | 2.6833 | Residential & Commercial | USHP | Ducted CEE Tier 1
206773090 | Central HP <5.4 tons | BRYANT HEATING AND COOLING SYSTEMS | HRCU-A-CB (Split System: Heat Pump with Remote Outdoor Unit-Air-Source) | 288BNV037*0**B* |  |  | CAP**4224AL*+UI | 83*CA60100C21*** | 31800 | 17 | 8.1 | 33200 | 24400 | 73.49% | 1.88 | 11.5 | 11 |  |  |  |  | R-410A | 2.65 | Residential & Commercial | USHP | Ducted CEE Tier 1
206773509 | Central HP <5.4 tons | BRYANT HEATING AND COOLING SYSTEMS | HRCU-A-CB (Split System: Heat Pump with Remote Outdoor Unit-Air-Source) | 288BNV037*0**B* |  |  | CAP**4821AL*+UI | 935CA66100C21*** | 32400 | 17.5 | 8.5 | 32600 | 24800 | 76.07% | 2 | 12 | 11.5 |  |  |  |  | R-410A | 2.7 | Residential & Commercial | USHP | Ducted CEE Tier 1
213782283 | Central HP <5.4 tons | KENMORE | HRCU-A-CB (Split System: Heat Pump with Remote Outdoor Unit-Air-Source) | (C,H,T)VH837GKA2* |  |  | EHD4X60AAL+WALLCON | *95CSU0601716B* | 32800 | 16.5 | 8.1 | 32200 | 25000 | 77.64% | 1.96 | 0 | 11 |  |  |  |  | R-410A | 2.7333 | Residential & Commercial | USHP | Ducted CEE Tier 1
216735856 | Central HP <5.4 tons | KEEPRITE | HRCU-A-CB (Split System: Heat Pump with Remote Outdoor Unit-Air-Source) | D5CUHAH24AAK |  |  | EA*5X37M21A* | *96MSN1002122A* | 23400 | 16 | 8.5 | 20800 | 18600 | 89.42% | 1.98 | 0 | 11 |  |  |  |  | R-454B | 1.95 | Residential & Commercial | USHP | Ducted CEE Tier 1
216735920 | Central HP <5.4 tons | KEEPRITE | HRCU-A-CB (Split System: Heat Pump with Remote Outdoor Unit-Air-Source) | D5CUHAH24AAK |  |  | EA*5X37M21A* | *95MSU0601716A* | 23000 | 16.5 | 8.5 | 20600 | 18400 | 89.32% | 1.96 | 0 | 11 |  |  |  |  | R-454B | 1.9167 | Residential & Commercial | USHP | Ducted CEE Tier 1
216735720 | Central HP <5.4 tons | KEEPRITE | HRCU-A-CB (Split System: Heat Pump with Remote Outdoor Unit-Air-Source) | D5CUHAH24AAK |  |  | EA*5X37M21A* | *97CMN0602120B* | 23400 | 15.5 | 8.5 | 21000 | 18600 | 88.57% | 1.98 | 0 | 11 |  |  |  |  | R-454B | 1.95 | Residential & Commercial | USHP | Ducted CEE Tier 1
206790467 | Central HP <5.4 tons | BRYANT HEATING AND COOLING SYSTEMS | HRCU-A-CB (Split System: Heat Pump with Remote Outdoor Unit-Air-Source) | 284ANV036*0**B* |  |  | CSPH*4812AL*+UI | 987MB42080C17*** | 33800 | 18.5 | 9 | 35200 | 26000 | 73.86% | 2.02 | 12 | 11.5 |  |  |  |  | R-410A | 2.8167 | Residential & Commercial | USHP | Ducted CEE Tier 1
216633791 | Central HP <5.4 tons | ACIQ | HRCU-A-CB (Split System: Heat Pump with Remote Outdoor Unit-Air-Source) | H5H0V48*K*AAA* |  |  | EA*5X60M24A*+WALLCON | *97CMN0802120B* | 45000 | 18 | 9 | 47500 | 33600 | 70.74% | 2.06 | 0 | 10 |  |  |  |  | R-454B | 3.75 | Residential & Commercial | USHP | Ducted CEE Tier 1
216633809 | Central HP <5.4 tons | ACIQ | HRCU-A-CB (Split System: Heat Pump with Remote Outdoor Unit-Air-Source) | H5H0V48*K*AAA* |  |  | EA*5X61M21A*+WALLCON | *97CMN1002122B* | 46000 | 18 | 9 | 47500 | 33800 | 71.16% | 2.08 | 0 | 10 |  |  |  |  | R-454B | 3.8333 | Residential & Commercial | USHP | Ducted CEE Tier 1
206771163 | Central HP <5.4 tons | BRYANT HEATING AND COOLING SYSTEMS | HRCU-A-CB (Split System: Heat Pump with Remote Outdoor Unit-Air-Source) | 288BNV037*0**B* |  |  | CAP**3621AL*+UI | 987MB60060C21*** | 31400 | 17 | 8.1 | 33600 | 24600 | 73.21% | 1.84 | 11 | 11 |  |  |  |  | R-410A | 2.6167 | Residential & Commercial | USHP | Ducted CEE Tier 1
206771424 | Central HP <5.4 tons | BRYANT HEATING AND COOLING SYSTEMS | HRCU-A-CB (Split System: Heat Pump with Remote Outdoor Unit-Air-Source) | 288BNV037*0**B* |  |  | CAP**4221AL*+UI | 986TC42080C17*** | 31600 | 17 | 8.1 | 33400 | 24800 | 74.25% | 1.86 | 11.5 | 11 |  |  |  |  | R-410A | 2.6333 | Residential & Commercial | USHP | Ducted CEE Tier 1
213782183 | Central HP <5.4 tons | KENMORE | HRCU-A-CB (Split System: Heat Pump with Remote Outdoor Unit-Air-Source) | (C,H,T)VH837GKA2* |  |  | EHD4X48AAL+WALLCON | *96CTN0801714B* | 32600 | 16.5 | 8.1 | 33000 | 25000 | 75.76% | 1.94 | 0 | 11 |  |  |  |  | R-410A | 2.7167 | Residential & Commercial | USHP | Ducted CEE Tier 1
213781663 | Central HP <5.4 tons | KENMORE | HRCU-A-CB (Split System: Heat Pump with Remote Outdoor Unit-Air-Source) | (C,H,T)VH837GKA2* |  |  | EA*4X61L24A*+WALLCON | *80CTL0902120B* | 33200 | 17.5 | 8.5 | 32000 | 24800 | 77.5% | 2 | 0 | 11.7 |  |  |  |  | R-410A | 2.7667 | Residential & Commercial | USHP | Ducted CEE Tier 1
213781413 | Central HP <5.4 tons | KENMORE | HRCU-A-CB (Split System: Heat Pump with Remote Outdoor Unit-Air-Source) | (C,H,T)VH837GKA2* |  |  | EA*4X48L24A*+WALLCON | *80CTL1102120B* | 32400 | 17.5 | 8.5 | 32200 | 24800 | 77.02% | 1.98 | 0 | 11.5 |  |  |  |  | R-410A | 2.7 | Residential & Commercial | USHP | Ducted CEE Tier 1
213780743 | Central HP <5.4 tons | KENMORE | HRCU-A-CB (Split System: Heat Pump with Remote Outdoor Unit-Air-Source) | (C,H,T)VH837GKA2* |  |  | EA*4X36L21A*+WALLCON | *80CTL0701716B* | 31400 | 16.5 | 8.1 | 33000 | 24400 | 73.94% | 1.84 | 0 | 10.5 |  |  |  |  | R-410A | 2.6167 | Residential & Commercial | USHP | Ducted CEE Tier 1
213780943 | Central HP <5.4 tons | KENMORE | HRCU-A-CB (Split System: Heat Pump with Remote Outdoor Unit-Air-Source) | (C,H,T)VH837GKA2* |  |  | EA*4X37L21A*+WALLCON | *96CTN0601714B* | 32600 | 17 | 8.1 | 33000 | 25400 | 76.97% | 1.94 | 0 | 11 |  |  |  |  | R-410A | 2.7167 | Residential & Commercial | USHP | Ducted CEE Tier 1
213779323 | Central HP <5.4 tons | KENMORE | HRCU-A-CB (Split System: Heat Pump with Remote Outdoor Unit-Air-Source) | (C,H,T)VH837GKA** |  |  | EA*4X43L21A*+WALLCON | *97CMN0801714B* | 32800 | 17 | 8.1 | 33000 | 25200 | 76.36% | 1.96 | 0 | 11 |  |  |  |  | R-410A | 2.7333 | Residential & Commercial | USHP | Ducted CEE Tier 1
213779373 | Central HP <5.4 tons | KENMORE | HRCU-A-CB (Split System: Heat Pump with Remote Outdoor Unit-Air-Source) | (C,H,T)VH837GKA** |  |  | EA*4X48L21A*+WALLCON | *80CTL0451712B* | 32000 | 16.5 | 8.1 | 32800 | 25200 | 76.83% | 1.92 | 0 | 10.5 |  |  |  |  | R-410A | 2.6667 | Residential & Commercial | USHP | Ducted CEE Tier 1
216633346 | Central HP <5.4 tons | ACIQ | HRCU-A-CB (Split System: Heat Pump with Remote Outdoor Unit-Air-Source) | H5H0V36*K*AAA* |  |  | ESH5X48M12A*+WALLCON | *80CSU1002120A* | 34200 | 16.5 | 8.5 | 35400 | 25200 | 71.19% | 1.88 | 0 | 9.5 |  |  |  |  | R-454B | 2.85 | Residential & Commercial | USHP
213781513 | Central HP <5.4 tons | KENMORE | HRCU-A-CB (Split System: Heat Pump with Remote Outdoor Unit-Air-Source) | (C,H,T)VH837GKA2* |  |  | EA*4X60L24A*+WALLCON | *97CMN1202422B* | 32800 | 17.5 | 8.1 | 31600 | 24600 | 77.85% | 1.98 | 0 | 11.5 |  |  |  |  | R-410A | 2.7333 | Residential & Commercial | USHP | Ducted CEE Tier 1
213781913 | Central HP <5.4 tons | KENMORE | HRCU-A-CB (Split System: Heat Pump with Remote Outdoor Unit-Air-Source) | (C,H,T)VH837GKA2* |  |  | EHD4X42AAL+WALLCON | *80CTL0701716B* | 32400 | 16 | 8.1 | 33200 | 24800 | 74.7% | 1.92 | 0 | 11 |  |  |  |  | R-410A | 2.7 | Residential & Commercial | USHP | Ducted CEE Tier 1
213782233 | Central HP <5.4 tons | KENMORE | HRCU-A-CB (Split System: Heat Pump with Remote Outdoor Unit-Air-Source) | (C,H,T)VH837GKA2* |  |  | EHD4X60AAL+WALLCON | *80CTL0701716B* | 32800 | 16.5 | 8.1 | 32400 | 25000 | 77.16% | 1.98 | 0 | 11 |  |  |  |  | R-410A | 2.7333 | Residential & Commercial | USHP | Ducted CEE Tier 1
213782263 | Central HP <5.4 tons | KENMORE | HRCU-A-CB (Split System: Heat Pump with Remote Outdoor Unit-Air-Source) | (C,H,T)VH837GKA2* |  |  | EHD4X60AAL+WALLCON | *80CTL1102120B* | 33000 | 16.5 | 8.1 | 32200 | 25400 | 78.88% | 2.04 | 0 | 11.5 |  |  |  |  | R-410A | 2.75 | Residential & Commercial | USHP | Ducted CEE Tier 1
213781243 | Central HP <5.4 tons | KENMORE | HRCU-A-CB (Split System: Heat Pump with Remote Outdoor Unit-Air-Source) | (C,H,T)VH837GKA2* |  |  | EA*4X43L21A*+WALLCON | *97CMN1002122B* | 33000 | 17 | 8.5 | 32600 | 25000 | 76.69% | 1.98 | 0 | 11.5 |  |  |  |  | R-410A | 2.75 | Residential & Commercial | USHP | Ducted CEE Tier 1
206771100 | Central HP <5.4 tons | BRYANT HEATING AND COOLING SYSTEMS | HRCU-A-CB (Split System: Heat Pump with Remote Outdoor Unit-Air-Source) | 288BNV037*0**B* |  |  | CAP**3621AL*+UI | 987MB42080C17*** | 31400 | 17 | 8.1 | 33400 | 24600 | 73.65% | 1.84 | 11 | 11 |  |  |  |  | R-410A | 2.6167 | Residential & Commercial | USHP | Ducted CEE Tier 1
206771253 | Central HP <5.4 tons | BRYANT HEATING AND COOLING SYSTEMS | HRCU-A-CB (Split System: Heat Pump with Remote Outdoor Unit-Air-Source) | 288BNV037*0**B* |  |  | CAP**3721AL*+UI | 88*TA48070C17*** | 32800 | 17.5 | 8.5 | 33000 | 25200 | 76.36% | 1.98 | 11 | 11.5 |  |  |  |  | R-410A | 2.7333 | Residential & Commercial | USHP | Ducted CEE Tier 1
206771352 | Central HP <5.4 tons | BRYANT HEATING AND COOLING SYSTEMS | HRCU-A-CB (Split System: Heat Pump with Remote Outdoor Unit-Air-Source) | 288BNV037*0**B* |  |  | CAP**3721AL*+UI | 88*TA48090C17*** | 33000 | 18 | 8.5 | 32800 | 25000 | 76.22% | 2 | 12 | 11.7 |  |  |  |  | R-410A | 2.75 | Residential & Commercial | USHP | Ducted CEE Tier 1
214574125 | Central HP <5.4 tons | KEEPRITE | HRCU-A-CB (Split System: Heat Pump with Remote Outdoor Unit-Air-Source) | CVH837GKA2* |  |  | EA*4X61L21A*+WALLCON | *97CMN0602120B* | 33000 | 17.5 | 8.5 | 32200 | 25000 | 77.64% | 1.98 | 0 | 11 |  |  |  |  | R-410A | 2.75 | Residential & Commercial | USHP | Ducted CEE Tier 1
214574175 | Central HP <5.4 tons | KEEPRITE | HRCU-A-CB (Split System: Heat Pump with Remote Outdoor Unit-Air-Source) | CVH837GKA2* |  |  | EA*4X61L24A*+WALLCON | *95CSU1002122B* | 33200 | 18.5 | 8.5 | 31800 | 24800 | 77.99% | 2 | 0 | 11.5 |  |  |  |  | R-410A | 2.7667 | Residential & Commercial | USHP | Ducted CEE Tier 1
214574295 | Central HP <5.4 tons | KEEPRITE | HRCU-A-CB (Split System: Heat Pump with Remote Outdoor Unit-Air-Source) | CVH837GKA2* |  |  | EHD4X42AAL+WALLCON | *95CSU1002122B* | 32600 | 17 | 8.5 | 32800 | 24800 | 75.61% | 1.96 | 0 | 11 |  |  |  |  | R-410A | 2.7167 | Residential & Commercial | USHP | Ducted CEE Tier 1
214574375 | Central HP <5.4 tons | KEEPRITE | HRCU-A-CB (Split System: Heat Pump with Remote Outdoor Unit-Air-Source) | CVH837GKA2* |  |  | EHD4X48AAL+WALLCON | *97CMN0802120B* | 32600 | 17 | 8.5 | 32800 | 25000 | 76.22% | 1.98 | 0 | 11 |  |  |  |  | R-410A | 2.7167 | Residential & Commercial | USHP | Ducted CEE Tier 1
214573775 | Central HP <5.4 tons | KEEPRITE | HRCU-A-CB (Split System: Heat Pump with Remote Outdoor Unit-Air-Source) | CVH837GKA2* |  |  | EA*4X42L21A*+WALLCON | *97CMN0802120B* | 31800 | 17 | 8.5 | 32800 | 24400 | 74.39% | 1.9 | 0 | 11 |  |  |  |  | R-410A | 2.65 | Residential & Commercial | USHP | Ducted CEE Tier 1
214574025 | Central HP <5.4 tons | KEEPRITE | HRCU-A-CB (Split System: Heat Pump with Remote Outdoor Unit-Air-Source) | CVH837GKA2* |  |  | EA*4X48L24A*+WALLCON | *96CTN0802120B* | 32400 | 17.5 | 8.5 | 32200 | 24800 | 77.02% | 2 | 0 | 11.5 |  |  |  |  | R-410A | 2.7 | Residential & Commercial | USHP | Ducted CEE Tier 1
212975328 | Central HP <5.4 tons | KEEPRITE | HRCU-A-CB (Split System: Heat Pump with Remote Outdoor Unit-Air-Source) | DLCURAH24ABK |  |  | EA*4X37L21A* | *96VTN0401712B* | 24200 | 16.5 | 8.5 | 25400 | 21600 | 85.04% | 1.8 | 0 | 10 |  |  |  |  | R-410A | 2.0167 | Residential & Commercial | USHP | Ducted CEE Tier 1
211387052 | Central HP <5.4 tons | CHAMPION HEATING AND COOLING | HRCU-A-CB (Split System: Heat Pump with Remote Outdoor Unit-Air-Source) | HMH72B341 |  |  | XAFB30CXXN1+TXV | TM9Y080B12MP11 | 32800 | 17.5 | 8.1 | 34000 | 23800 | 70% | 2.02 | 0 | 9.5 |  |  |  |  | R-410A | 2.7333 | Residential & Commercial | USHP
211387318 | Central HP <5.4 tons | CHAMPION HEATING AND COOLING | HRCU-A-CB (Split System: Heat Pump with Remote Outdoor Unit-Air-Source) | HMH72B341 |  |  | XAFC36DXXN1+TXV | TP9C100C20MP13 | 34000 | 17.5 | 8.1 | 34000 | 24800 | 72.94% | 2.12 | 0 | 9.5 |  |  |  |  | R-410A | 2.8333 | Residential & Commercial | USHP
211387567 | Central HP <5.4 tons | CHAMPION HEATING AND COOLING | HRCU-A-CB (Split System: Heat Pump with Remote Outdoor Unit-Air-Source) | HMH72B341 |  |  | XAHC36DXXN1+TXV | TM9V080C16MP12 | 33400 | 17 | 8.1 | 33200 | 23400 | 70.48% | 2.04 | 0 | 9.5 |  |  |  |  | R-410A | 2.7833 | Residential & Commercial | USHP
211386716 | Central HP <5.4 tons | CHAMPION HEATING AND COOLING | HRCU-A-CB (Split System: Heat Pump with Remote Outdoor Unit-Air-Source) | HMH72B341 |  |  | XAHC36DXXN1+TXV | TM9Y100C16MP11 | 33800 | 16.5 | 8.1 | 33600 | 24000 | 71.43% | 2.04 | 0 | 9.5 |  |  |  |  | R-410A | 2.8167 | Residential & Commercial | USHP
211386799 | Central HP <5.4 tons | CHAMPION HEATING AND COOLING | HRCU-A-CB (Split System: Heat Pump with Remote Outdoor Unit-Air-Source) | HMH72B341 |  |  | XAHC36DXXN1+TXV | TM9Y080C16MP11 | 33800 | 16.5 | 8.1 | 33600 | 24000 | 71.43% | 2.04 | 0 | 9.5 |  |  |  |  | R-410A | 2.8167 | Residential & Commercial | USHP
211386882 | Central HP <5.4 tons | CHAMPION HEATING AND COOLING | HRCU-A-CB (Split System: Heat Pump with Remote Outdoor Unit-Air-Source) | HMH72B341 |  |  | XAHC36DXXN1+TXV | TM9Y080B12MP11 | 33400 | 17.5 | 8.1 | 33600 | 24000 | 71.43% | 2.02 | 0 | 9.5 |  |  |  |  | R-410A | 2.7833 | Residential & Commercial | USHP
211386400 | Central HP <5.4 tons | CHAMPION HEATING AND COOLING | HRCU-A-CB (Split System: Heat Pump with Remote Outdoor Unit-Air-Source) | HMH72B341 |  |  | XAHC48FBCN1 | TL8E100C20UH11 | 33400 | 16 | 8.5 | 32000 | 23200 | 72.5% | 2.06 | 0 | 9.5 |  |  |  |  | R-410A | 2.7833 | Residential & Commercial | USHP
213781993 | Central HP <5.4 tons | KENMORE | HRCU-A-CB (Split System: Heat Pump with Remote Outdoor Unit-Air-Source) | (C,H,T)VH837GKA2* |  |  | EHD4X42AAL+WALLCON | *97CMN1002122B* | 32600 | 16.5 | 8.1 | 33000 | 24600 | 74.55% | 1.94 | 0 | 11 |  |  |  |  | R-410A | 2.7167 | Residential & Commercial | USHP | Ducted CEE Tier 1
213781523 | Central HP <5.4 tons | KENMORE | HRCU-A-CB (Split System: Heat Pump with Remote Outdoor Unit-Air-Source) | (C,H,T)VH837GKA2* |  |  | EA*4X60L24A*+WALLCON | *96CTN1002122B* | 32800 | 17.5 | 8.1 | 31800 | 24600 | 77.36% | 1.98 | 0 | 11.7 |  |  |  |  | R-410A | 2.7333 | Residential & Commercial | USHP | Ducted CEE Tier 1
213781543 | Central HP <5.4 tons | KENMORE | HRCU-A-CB (Split System: Heat Pump with Remote Outdoor Unit-Air-Source) | (C,H,T)VH837GKA2* |  |  | EA*4X61L21A*+WALLCON | *80CTL0451712B* | 33000 | 17 | 8.1 | 32400 | 25200 | 77.78% | 1.94 | 0 | 11 |  |  |  |  | R-410A | 2.75 | Residential & Commercial | USHP | Ducted CEE Tier 1
213781373 | Central HP <5.4 tons | KENMORE | HRCU-A-CB (Split System: Heat Pump with Remote Outdoor Unit-Air-Source) | (C,H,T)VH837GKA2* |  |  | EA*4X48L21A*+WALLCON | *96CTN0601714B* | 32200 | 17 | 8.1 | 32600 | 25200 | 77.3% | 1.94 | 0 | 11 |  |  |  |  | R-410A | 2.6833 | Residential & Commercial | USHP | Ducted CEE Tier 1
206136005 | Central HP <5.4 tons | BRYANT HEATING AND COOLING SYSTEMS | HRCU-A-CB (Split System: Heat Pump with Remote Outdoor Unit-Air-Source) | 288BNV037*0**A* |  |  | CSPH*4812AL*+UI | 83*CA36040C17*** | 32600 | 16.5 | 8.1 | 33000 | 24800 | 75.15% | 1.96 | 11.5 | 11 |  |  |  |  | R-410A | 2.7167 | Residential & Commercial | USHP | Ducted CEE Tier 1
216737198 | Central HP <5.4 tons | KEEPRITE | HRCU-A-CB (Split System: Heat Pump with Remote Outdoor Unit-Air-Source) | D5CUHAH24AAK |  |  | ESH5X30M12A* | *80VSL1102122B* | 22800 | 15.2 | 8.1 | 21200 | 19000 | 89.62% | 1.85 | 0 | 10.5 |  |  |  |  | R-454B | 1.9 | Residential & Commercial | USHP | Ducted CEE Tier 1
213296821 | Central HP <5.4 tons | CHAMPION HEATING AND COOLING | HRCU-A-CB (Split System: Heat Pump with Remote Outdoor Unit-Air-Source) | HMH72B341 |  |  | XAFC36DXXN1+TXV | Z9ES060B12SMPS1 | 34000 | 17.5 | 8.1 | 33400 | 24000 | 71.86% | 2.06 | 0 | 9.5 |  |  |  |  | R-410A | 2.8333 | Residential & Commercial | USHP
213296896 | Central HP <5.4 tons | CHAMPION HEATING AND COOLING | HRCU-A-CB (Split System: Heat Pump with Remote Outdoor Unit-Air-Source) | HMH72B341 |  |  | XAFC36DXXN1+TXV | Z8ES100C16SMPS1 | 34000 | 18 | 8.5 | 33400 | 24400 | 73.05% | 2.12 | 0 | 9.5 |  |  |  |  | R-410A | 2.8333 | Residential & Commercial | USHP
214574605 | Central HP <5.4 tons | KEEPRITE | HRCU-A-CB (Split System: Heat Pump with Remote Outdoor Unit-Air-Source) | CVH837GKA2* |  |  | EN(A,D,W)4X48L21**+WALLCON | *97CMN0602120B* | 32200 | 17 | 8.1 | 33000 | 25000 | 75.76% | 1.94 | 0 | 11.5 |  |  |  |  | R-410A | 2.6833 | Residential & Commercial | USHP | Ducted CEE Tier 1
214574655 | Central HP <5.4 tons | KEEPRITE | HRCU-A-CB (Split System: Heat Pump with Remote Outdoor Unit-Air-Source) | CVH837GKA2* |  |  | EN(A,D)4X48L24**+WALLCON | *95CSU1002122B* | 32400 | 17.5 | 8.5 | 32600 | 24800 | 76.07% | 1.98 | 0 | 11.5 |  |  |  |  | R-410A | 2.7 | Residential & Commercial | USHP | Ducted CEE Tier 1
213297346 | Central HP <5.4 tons | CHAMPION HEATING AND COOLING | HRCU-A-CB (Split System: Heat Pump with Remote Outdoor Unit-Air-Source) | HMH72B341 |  |  | XAFC36DBCN1 | Z8ES100C20SMPS1 | 34000 | 17.5 | 8.5 | 33400 | 24200 | 72.46% | 2.14 | 0 | 9.5 |  |  |  |  | R-410A | 2.8333 | Residential & Commercial | USHP
213297461 | Central HP <5.4 tons | CHAMPION HEATING AND COOLING | HRCU-A-CB (Split System: Heat Pump with Remote Outdoor Unit-Air-Source) | HMH72B341 |  |  | XAFC36DBCN1 | Z9ES080C20SMPS1 | 33800 | 17 | 8.5 | 32800 | 23000 | 70.12% | 1.8 | 0 | 10 |  |  |  |  | R-410A | 2.8167 | Residential & Commercial | USHP | Ducted CEE Tier 1
213296811 | Central HP <5.4 tons | CHAMPION HEATING AND COOLING | HRCU-A-CB (Split System: Heat Pump with Remote Outdoor Unit-Air-Source) | HMH72B341 |  |  | XAFC36DBCN1 | Z9ES100C16SMPS1 | 34000 | 16.5 | 8.1 | 33400 | 24000 | 71.86% | 2.08 | 0 | 9.5 |  |  |  |  | R-410A | 2.8333 | Residential & Commercial | USHP
213296861 | Central HP <5.4 tons | CHAMPION HEATING AND COOLING | HRCU-A-CB (Split System: Heat Pump with Remote Outdoor Unit-Air-Source) | HMH72B341 |  |  | XAFC36DXXN1+TXV | Z8ES120C20LMPS1 | 34000 | 17.5 | 8.5 | 34000 | 24600 | 72.35% | 2.12 | 0 | 9.5 |  |  |  |  | R-410A | 2.8333 | Residential & Commercial | USHP
213296941 | Central HP <5.4 tons | CHAMPION HEATING AND COOLING | HRCU-A-CB (Split System: Heat Pump with Remote Outdoor Unit-Air-Source) | HMH72B341 |  |  | XAFC36DXXN1+TXV | Z8ES080C20LMPS1 | 34000 | 18 | 8.5 | 33400 | 24400 | 73.05% | 2.12 | 0 | 10 |  |  |  |  | R-410A | 2.8333 | Residential & Commercial | USHP | Ducted CEE Tier 1
213297011 | Central HP <5.4 tons | CHAMPION HEATING AND COOLING | HRCU-A-CB (Split System: Heat Pump with Remote Outdoor Unit-Air-Source) | HMH72B341 |  |  | XAFA30DXXN1+TXV | Z8ES040A12LMPS1 | 33800 | 17.5 | 8.1 | 33400 | 23400 | 70.06% | 2.04 | 0 | 10 |  |  |  |  | R-410A | 2.8167 | Residential & Commercial | USHP | Ducted CEE Tier 1
214397630 | Central HP <5.4 tons | CHAMPION HEATING AND COOLING | HRCU-A-CB (Split System: Heat Pump with Remote Outdoor Unit-Air-Source) | HH860E2S11 |  |  | CTM60C5CHS1 | TMLE120C20MP11 | 53500 | 19 | 8.5 | 54000 | 39000 | 72.22% | 2 | 0 | 11 |  |  |  |  | R-454B | 4.4583 | Residential & Commercial | USHP | Ducted CEE Tier 1
213781333 | Central HP <5.4 tons | KENMORE | HRCU-A-CB (Split System: Heat Pump with Remote Outdoor Unit-Air-Source) | (C,H,T)VH837GKA2* |  |  | EA*4X48L21A*+WALLCON | *95CSU0601716B* | 32200 | 17 | 8.1 | 32600 | 25000 | 76.69% | 1.94 | 0 | 11 |  |  |  |  | R-410A | 2.6833 | Residential & Commercial | USHP | Ducted CEE Tier 1
213781383 | Central HP <5.4 tons | KENMORE | HRCU-A-CB (Split System: Heat Pump with Remote Outdoor Unit-Air-Source) | (C,H,T)VH837GKA2* |  |  | EA*4X48L21A*+WALLCON | *96CTN0801714B* | 32200 | 17 | 8.1 | 32800 | 25000 | 76.22% | 1.96 | 0 | 11 |  |  |  |  | R-410A | 2.6833 | Residential & Commercial | USHP | Ducted CEE Tier 1
213781283 | Central HP <5.4 tons | KENMORE | HRCU-A-CB (Split System: Heat Pump with Remote Outdoor Unit-Air-Source) | (C,H,T)VH837GKA2* |  |  | EA*4X48L21A*+WALLCON | *80CTL0451712B* | 32000 | 16.5 | 8.1 | 32800 | 25200 | 76.83% | 1.92 | 0 | 10.5 |  |  |  |  | R-410A | 2.6667 | Residential & Commercial | USHP | Ducted CEE Tier 1
216735729 | Central HP <5.4 tons | KEEPRITE | HRCU-A-CB (Split System: Heat Pump with Remote Outdoor Unit-Air-Source) | D5CUHAH24AAK |  |  | EA*5X37M21A* | *97CMN0801714B* | 22800 | 16 | 8.5 | 20400 | 18300 | 89.71% | 1.98 | 0 | 11 |  |  |  |  | R-454B | 1.9 | Residential & Commercial | USHP | Ducted CEE Tier 1
216735522 | Central HP <5.4 tons | KEEPRITE | HRCU-A-CB (Split System: Heat Pump with Remote Outdoor Unit-Air-Source) | D5CUHAH24AAK |  |  | EA*5X37M21A* | *80VSL0701716B* | 23000 | 16.5 | 8.5 | 20600 | 18300 | 88.83% | 1.96 | 0 | 11 |  |  |  |  | R-454B | 1.9167 | Residential & Commercial | USHP | Ducted CEE Tier 1
216735447 | Central HP <5.4 tons | KEEPRITE | HRCU-A-CB (Split System: Heat Pump with Remote Outdoor Unit-Air-Source) | D5CUHAH24AAK |  |  | EA*5X37M21A* | *80CSU1002120A* | 23800 | 16.5 | 8.5 | 21400 | 18900 | 88.32% | 1.96 | 0 | 11 |  |  |  |  | R-454B | 1.9833 | Residential & Commercial | USHP | Ducted CEE Tier 1
216735168 | Central HP <5.4 tons | KEEPRITE | HRCU-A-CB (Split System: Heat Pump with Remote Outdoor Unit-Air-Source) | D5CUHAH24AAK |  |  | EA*5X37M17A* | *96MSN0261410A* | 22800 | 15.5 | 8.1 | 20800 | 18500 | 88.94% | 1.9 | 0 | 11 |  |  |  |  | R-454B | 1.9 | Residential & Commercial | USHP | Ducted CEE Tier 1
216735188 | Central HP <5.4 tons | KEEPRITE | HRCU-A-CB (Split System: Heat Pump with Remote Outdoor Unit-Air-Source) | D5CUHAH24AAK |  |  | EA*5X37M17A* | *96MSN0601412A* | 22800 | 15.5 | 8.1 | 20800 | 18500 | 88.94% | 1.9 | 0 | 11 |  |  |  |  | R-454B | 1.9 | Residential & Commercial | USHP | Ducted CEE Tier 1
206772613 | Central HP <5.4 tons | BRYANT HEATING AND COOLING SYSTEMS | HRCU-A-CB (Split System: Heat Pump with Remote Outdoor Unit-Air-Source) | 288BNV037*0**B* |  |  | CSPH*3612AL*+UI | 987MB66100C21*** | 32200 | 16.5 | 8.1 | 33200 | 24800 | 74.7% | 1.94 | 11.5 | 11 |  |  |  |  | R-410A | 2.6833 | Residential & Commercial | USHP | Ducted CEE Tier 1
213296826 | Central HP <5.4 tons | CHAMPION HEATING AND COOLING | HRCU-A-CB (Split System: Heat Pump with Remote Outdoor Unit-Air-Source) | HMH72B341 |  |  | XAFC36DBCN1 | Z9ES060B12SMPS1 | 33000 | 16.5 | 8.5 | 32000 | 22400 | 70% | 1.8 | 0 | 10 |  |  |  |  | R-410A | 2.75 | Residential & Commercial | USHP | Ducted CEE Tier 1
213296891 | Central HP <5.4 tons | CHAMPION HEATING AND COOLING | HRCU-A-CB (Split System: Heat Pump with Remote Outdoor Unit-Air-Source) | HMH72B341 |  |  | XAFC36DBCN1 | Z8ES120C16LMPS1 | 34000 | 18 | 8.5 | 33400 | 24400 | 73.05% | 2.12 | 0 | 9.5 |  |  |  |  | R-410A | 2.8333 | Residential & Commercial | USHP
214855379 | Central HP <5.4 tons | HISENSE | HRCU-A-CB (Split System: Heat Pump with Remote Outdoor Unit-Air-Source) | AUWR-6024P |  |  | AUH-6024 | 0 | 57000 | 19 | 9 | 57000 | 42000 | 73.68% | 2.46 | 0 | 11 |  |  |  |  | R-454B | 4.75 | Residential & Commercial | USHP | Ducted CEE Tier 1
216736719 | Central HP <5.4 tons | KEEPRITE | HRCU-A-CB (Split System: Heat Pump with Remote Outdoor Unit-Air-Source) | D5CUHAH24AAK |  |  | ESH5X24M12A* | *96VSN1002120B* | 22400 | 15.2 | 8.1 | 21200 | 19100 | 90.09% | 1.85 | 0 | 10.5 |  |  |  |  | R-454B | 1.8667 | Residential & Commercial | USHP | Ducted CEE Tier 1
216737005 | Central HP <5.4 tons | KEEPRITE | HRCU-A-CB (Split System: Heat Pump with Remote Outdoor Unit-Air-Source) | D5CUHAH24AAK |  |  | ESH5X30M12A* | *80CSU1002120A* | 23200 | 16 | 8.5 | 21600 | 19300 | 89.35% | 1.94 | 0 | 10.5 |  |  |  |  | R-454B | 1.9333 | Residential & Commercial | USHP | Ducted CEE Tier 1
211206941 | Central HP <5.4 tons | CHAMPION HEATING AND COOLING | HRCU-A-CB (Split System: Heat Pump with Remote Outdoor Unit-Air-Source) | HL20B4821 |  |  | XAMC48HE3N1+CC | TM9V080C16MP12 | 43500 | 18 | 8.5 | 45500 | 36800 | 80.88% | 2.14 | 0 | 11 |  |  |  |  | R-410A | 3.625 | Residential & Commercial | USHP | Ducted CEE Tier 1
211390425 | Central HP <5.4 tons | CHAMPION HEATING AND COOLING | HRCU-A-CB (Split System: Heat Pump with Remote Outdoor Unit-Air-Source) | HMH72B341 |  |  | XAHC36DXXN1+TXV | TPLC080B12MP13 | 32800 | 16.5 | 8.1 | 32800 | 23200 | 70.73% | 1.98 | 0 | 9.5 |  |  |  |  | R-410A | 2.7333 | Residential & Commercial | USHP
211398532 | Central HP <5.4 tons | CHAMPION HEATING AND COOLING | HRCU-A-CB (Split System: Heat Pump with Remote Outdoor Unit-Air-Source) | HMH72B341 |  |  | XAFC48FXXN1+TXV | TMLE100C16MP11 | 33600 | 17 | 8.5 | 32400 | 23600 | 72.84% | 2.06 | 0 | 9.5 |  |  |  |  | R-410A | 2.8 | Residential & Commercial | USHP
214771730 | Central HP <5.4 tons | BOSCH | HRCU-A-C (Split System: Heat Pump with Remote Outdoor Unit with No Indoor Fan --Air Source) | BOVA-36RTB-M20S |  |  | BMAC4248CBTA | 0 | 32000 | 15.2 | 9 | 34200 | 24000 | 70.18% | 1.85 | 0 | 11 |  |  |  |  | R-454B | 2.6667 | Residential & Commercial | USHP | Ducted CEE Tier 1
213781143 | Central HP <5.4 tons | KENMORE | HRCU-A-CB (Split System: Heat Pump with Remote Outdoor Unit-Air-Source) | (C,H,T)VH837GKA2* |  |  | EA*4X42L24A*+WALLCON | *96CTN1002122B* | 31800 | 17 | 8.1 | 33000 | 24200 | 73.33% | 1.88 | 0 | 11 |  |  |  |  | R-410A | 2.65 | Residential & Commercial | USHP | Ducted CEE Tier 1
213780443 | Central HP <5.4 tons | KENMORE | HRCU-A-CB (Split System: Heat Pump with Remote Outdoor Unit-Air-Source) | (C,H,T)VH837GKA** |  |  | EHD4X60AAL+WALLCON | *96CTN1002122B* | 33000 | 16.5 | 8.1 | 32200 | 24800 | 77.02% | 2 | 0 | 11.5 |  |  |  |  | R-410A | 2.75 | Residential & Commercial | USHP | Ducted CEE Tier 1
213780343 | Central HP <5.4 tons | KENMORE | HRCU-A-CB (Split System: Heat Pump with Remote Outdoor Unit-Air-Source) | (C,H,T)VH837GKA** |  |  | EHD4X60AAL+WALLCON | *80CTL0902120B* | 33000 | 16.5 | 8.1 | 32200 | 24800 | 77.02% | 2 | 0 | 11.5 |  |  |  |  | R-410A | 2.75 | Residential & Commercial | USHP | Ducted CEE Tier 1
213779573 | Central HP <5.4 tons | KENMORE | HRCU-A-CB (Split System: Heat Pump with Remote Outdoor Unit-Air-Source) | (C,H,T)VH837GKA** |  |  | EA*4X60L24A*+WALLCON | *80CTL1102120B* | 32800 | 17.5 | 8.1 | 31800 | 24600 | 77.36% | 1.98 | 0 | 11.5 |  |  |  |  | R-410A | 2.7333 | Residential & Commercial | USHP | Ducted CEE Tier 1
213779723 | Central HP <5.4 tons | KENMORE | HRCU-A-CB (Split System: Heat Pump with Remote Outdoor Unit-Air-Source) | (C,H,T)VH837GKA** |  |  | EA*4X61L21A*+WALLCON | *96CTN0601714B* | 33000 | 17 | 8.1 | 32200 | 25000 | 77.64% | 1.96 | 0 | 11 |  |  |  |  | R-410A | 2.75 | Residential & Commercial | USHP | Ducted CEE Tier 1
213780043 | Central HP <5.4 tons | KENMORE | HRCU-A-CB (Split System: Heat Pump with Remote Outdoor Unit-Air-Source) | (C,H,T)VH837GKA** |  |  | EHD4X42AAL+WALLCON | *80CTL1352422B* | 32600 | 16.5 | 8.1 | 33000 | 24600 | 74.55% | 1.96 | 0 | 11 |  |  |  |  | R-410A | 2.7167 | Residential & Commercial | USHP | Ducted CEE Tier 1
213782313 | Central HP <5.4 tons | KENMORE | HRCU-A-CB (Split System: Heat Pump with Remote Outdoor Unit-Air-Source) | (C,H,T)VH837GKA2* |  |  | EHD4X60AAL+WALLCON | *97CMN1002122B* | 33000 | 16.5 | 8.1 | 32200 | 24800 | 77.02% | 2 | 0 | 11.5 |  |  |  |  | R-410A | 2.75 | Residential & Commercial | USHP | Ducted CEE Tier 1
213782063 | Central HP <5.4 tons | KENMORE | HRCU-A-CB (Split System: Heat Pump with Remote Outdoor Unit-Air-Source) | (C,H,T)VH837GKA2* |  |  | EHD4X48AAL+WALLCON | *80CTL0701412B* | 32600 | 16.5 | 8.1 | 33200 | 25000 | 75.3% | 1.94 | 0 | 11 |  |  |  |  | R-410A | 2.7167 | Residential & Commercial | USHP | Ducted CEE Tier 1
216737145 | Central HP <5.4 tons | KEEPRITE | HRCU-A-CB (Split System: Heat Pump with Remote Outdoor Unit-Air-Source) | D5CUHAH24AAK |  |  | ESH5X30M12A* | *80MS(N,L)1552420A* | 22400 | 15.2 | 8.1 | 21000 | 18800 | 89.52% | 1.9 | 0 | 10.5 |  |  |  |  | R-454B | 1.8667 | Residential & Commercial | USHP | Ducted CEE Tier 1
216737162 | Central HP <5.4 tons | KEEPRITE | HRCU-A-CB (Split System: Heat Pump with Remote Outdoor Unit-Air-Source) | D5CUHAH24AAK |  |  | ESH5X30M12A* | *80VSL0701412B* | 22600 | 16 | 8.1 | 21000 | 18800 | 89.52% | 1.85 | 0 | 10.5 |  |  |  |  | R-454B | 1.8833 | Residential & Commercial | USHP | Ducted CEE Tier 1
216737180 | Central HP <5.4 tons | KEEPRITE | HRCU-A-CB (Split System: Heat Pump with Remote Outdoor Unit-Air-Source) | D5CUHAH24AAK |  |  | ESH5X30M12A* | *80VSL0901716B* | 22600 | 16 | 8.1 | 21000 | 18900 | 90% | 1.85 | 0 | 10.5 |  |  |  |  | R-454B | 1.8833 | Residential & Commercial | USHP | Ducted CEE Tier 1
216736728 | Central HP <5.4 tons | KEEPRITE | HRCU-A-CB (Split System: Heat Pump with Remote Outdoor Unit-Air-Source) | D5CUHAH24AAK |  |  | ESH5X24M12A* | *96VSN1202422B* | 22400 | 15.2 | 8.1 | 21200 | 19100 | 90.09% | 1.85 | 0 | 10.5 |  |  |  |  | R-454B | 1.8667 | Residential & Commercial | USHP | Ducted CEE Tier 1
216735540 | Central HP <5.4 tons | KEEPRITE | HRCU-A-CB (Split System: Heat Pump with Remote Outdoor Unit-Air-Source) | D5CUHAH24AAK |  |  | EA*5X37M21A* | *80VSL0902120B* | 23400 | 16 | 8.5 | 20800 | 18600 | 89.42% | 1.98 | 0 | 11 |  |  |  |  | R-454B | 1.95 | Residential & Commercial | USHP | Ducted CEE Tier 1
213779223 | Central HP <5.4 tons | KENMORE | HRCU-A-CB (Split System: Heat Pump with Remote Outdoor Unit-Air-Source) | (C,H,T)VH837GKA** |  |  | EA*4X42L24A*+WALLCON | *97CMN1202422B* | 31800 | 17 | 8.1 | 32800 | 24400 | 74.39% | 1.88 | 0 | 11 |  |  |  |  | R-410A | 2.65 | Residential & Commercial | USHP | Ducted CEE Tier 1
213779473 | Central HP <5.4 tons | KENMORE | HRCU-A-CB (Split System: Heat Pump with Remote Outdoor Unit-Air-Source) | (C,H,T)VH837GKA** |  |  | EA*4X48L21A*+WALLCON | *96CTN0801714B* | 32200 | 17 | 8.1 | 32800 | 25000 | 76.22% | 1.96 | 0 | 11 |  |  |  |  | R-410A | 2.6833 | Residential & Commercial | USHP | Ducted CEE Tier 1
213779523 | Central HP <5.4 tons | KENMORE | HRCU-A-CB (Split System: Heat Pump with Remote Outdoor Unit-Air-Source) | (C,H,T)VH837GKA** |  |  | EA*4X48L24A*+WALLCON | *97CMN1002122B* | 32400 | 17 | 8.5 | 32200 | 24800 | 77.02% | 1.98 | 0 | 11 |  |  |  |  | R-410A | 2.7 | Residential & Commercial | USHP | Ducted CEE Tier 1
213778803 | Central HP <5.4 tons | KENMORE | HRCU-A-CB (Split System: Heat Pump with Remote Outdoor Unit-Air-Source) | (C,H,T)VH837GKA** |  |  | EA*4X36L17A*+WALLCON | *96CTN0601714B* | 31200 | 16.5 | 8.1 | 33400 | 24600 | 73.65% | 1.82 | 0 | 10.5 |  |  |  |  | R-410A | 2.6 | Residential & Commercial | USHP | Ducted CEE Tier 1
213774593 | Central HP <5.4 tons | KENMORE | HRCU-A-CB (Split System: Heat Pump with Remote Outdoor Unit-Air-Source) | (C,H,T)VH825GKA3* |  |  | EHD4X48AAL+WALLCON | *80CTL0901716B* | 24400 | 16.5 | 8.1 | 21200 | 16600 | 78.3% | 2 | 0 | 10.5 |  |  |  |  | R-410A | 2.0333 | Residential & Commercial | USHP | Ducted CEE Tier 1
213774693 | Central HP <5.4 tons | KENMORE | HRCU-A-CB (Split System: Heat Pump with Remote Outdoor Unit-Air-Source) | (C,H,T)VH825GKA3* |  |  | EHD4X48AAL+WALLCON | *96CTN0601714B* | 24200 | 16 | 8.1 | 21400 | 16600 | 77.57% | 2 | 0 | 10.5 |  |  |  |  | R-410A | 2.0167 | Residential & Commercial | USHP | Ducted CEE Tier 1
214807693 | Central HP <5.4 tons | CHAMPION HEATING AND COOLING | HRCU-A-CB (Split System: Heat Pump with Remote Outdoor Unit-Air-Source) | HH824E2S11 |  |  | CTU36B5XDS1+JMET08BS2N1+TXV | 0 | 23000 | 19 | 9 | 23000 | 17800 | 77.39% | 2 | 0 | 12 |  |  |  |  | R-454B | 1.9167 | Residential & Commercial | USHP | Ducted CEE Tier 1
206772829 | Central HP <5.4 tons | BRYANT HEATING AND COOLING SYSTEMS | HRCU-A-CB (Split System: Heat Pump with Remote Outdoor Unit-Air-Source) | 288BNV037*0**B* |  |  | CSPH*4212AL*+UI | 88*TA48090C17*** | 32600 | 17 | 8.1 | 33000 | 24800 | 75.15% | 1.96 | 12 | 11 |  |  |  |  | R-410A | 2.7167 | Residential & Commercial | USHP | Ducted CEE Tier 1
206773464 | Central HP <5.4 tons | BRYANT HEATING AND COOLING SYSTEMS | HRCU-A-CB (Split System: Heat Pump with Remote Outdoor Unit-Air-Source) | 288BNV037*0**B* |  |  | CAP**4224AL*+UI | 935CA66100C21*** | 31800 | 17.5 | 8.1 | 33000 | 24400 | 73.94% | 1.9 | 11.5 | 11 |  |  |  |  | R-410A | 2.65 | Residential & Commercial | USHP | Ducted CEE Tier 1
206773500 | Central HP <5.4 tons | BRYANT HEATING AND COOLING SYSTEMS | HRCU-A-CB (Split System: Heat Pump with Remote Outdoor Unit-Air-Source) | 288BNV037*0**B* |  |  | CAP**4821AL*+UI | 935CA60080C21*** | 32400 | 17.5 | 8.5 | 32600 | 25000 | 76.69% | 1.98 | 12 | 11.5 |  |  |  |  | R-410A | 2.7 | Residential & Commercial | USHP | Ducted CEE Tier 1
206773599 | Central HP <5.4 tons | BRYANT HEATING AND COOLING SYSTEMS | HRCU-A-CB (Split System: Heat Pump with Remote Outdoor Unit-Air-Source) | 288BNV037*0**B* |  |  | CNPV*4821AL*+UI | 935CA60080C21*** | 32400 | 17.5 | 8.1 | 32800 | 24800 | 75.61% | 1.96 | 12 | 11.7 |  |  |  |  | R-410A | 2.7 | Residential & Commercial | USHP | Ducted CEE Tier 1
214239960 | Central HP <5.4 tons | KEEPRITE | HRCU-A-CB (Split System: Heat Pump with Remote Outdoor Unit-Air-Source) | CVH837GKA** |  |  | EN(A,D,W)4X48L21**+WALLCON | *96CTN1002122B* | 32400 | 17 | 8.1 | 32600 | 24600 | 75.46% | 1.96 | 0 | 11.7 |  |  |  |  | R-410A | 2.7 | Residential & Commercial | USHP | Ducted CEE Tier 1
212977666 | Central HP <5.4 tons | KEEPRITE | HRCU-A-CB (Split System: Heat Pump with Remote Outdoor Unit-Air-Source) | DLCURAH24ABK |  |  | EN(A,D)4X24L17** | *80MS(N,L)0451412A* | 23200 | 16.5 | 8.5 | 26800 | 25000 | 93.28% | 2.08 | 0 | 10 |  |  |  |  | R-410A | 1.9333 | Residential & Commercial | USHP | Ducted CEE Tier 1
216633335 | Central HP <5.4 tons | ACIQ | HRCU-A-CB (Split System: Heat Pump with Remote Outdoor Unit-Air-Source) | H5H0V36*K*AAA* |  |  | ESH5X42M12A*+WALLCON | *97CMN0801714B* | 33800 | 16.5 | 8.5 | 35800 | 25400 | 70.95% | 1.78 | 0 | 9 |  |  |  |  | R-454B | 2.8167 | Residential & Commercial | USHP
216633336 | Central HP <5.4 tons | ACIQ | HRCU-A-CB (Split System: Heat Pump with Remote Outdoor Unit-Air-Source) | H5H0V36*K*AAA* |  |  | ESH5X42M12A*+WALLCON | *97CMN0802120B* | 34000 | 16.5 | 8.5 | 35600 | 25200 | 70.79% | 1.78 | 0 | 9.5 |  |  |  |  | R-454B | 2.8333 | Residential & Commercial | USHP
216633351 | Central HP <5.4 tons | ACIQ | HRCU-A-CB (Split System: Heat Pump with Remote Outdoor Unit-Air-Source) | H5H0V36*K*AAA* |  |  | ESH5X48M12A*+WALLCON | *80CTL0901716B* | 34200 | 17 | 8.5 | 35400 | 25200 | 71.19% | 1.88 | 0 | 9.5 |  |  |  |  | R-454B | 2.85 | Residential & Commercial | USHP
216633353 | Central HP <5.4 tons | ACIQ | HRCU-A-CB (Split System: Heat Pump with Remote Outdoor Unit-Air-Source) | H5H0V36*K*AAA* |  |  | ESH5X48M12A*+WALLCON | *80CTL1102120B* | 34200 | 17 | 8.5 | 35400 | 25200 | 71.19% | 1.9 | 0 | 9.5 |  |  |  |  | R-454B | 2.85 | Residential & Commercial | USHP
216633385 | Central HP <5.4 tons | ACIQ | HRCU-A-CB (Split System: Heat Pump with Remote Outdoor Unit-Air-Source) | H5H0V36*K*AAA* |  |  | ESH5X60M12A*+WALLCON | *97CMN1002122B* | 34600 | 17 | 8.5 | 34600 | 24800 | 71.68% | 1.92 | 0 | 10 |  |  |  |  | R-454B | 2.8833 | Residential & Commercial | USHP | Ducted CEE Tier 1
216633386 | Central HP <5.4 tons | ACIQ | HRCU-A-CB (Split System: Heat Pump with Remote Outdoor Unit-Air-Source) | H5H0V36*K*AAA* |  |  | ESH5X60M12A*+WALLCON | *97CMN1202422B* | 34600 | 17 | 8.5 | 34600 | 24800 | 71.68% | 1.8 | 0 | 10 |  |  |  |  | R-454B | 2.8833 | Residential & Commercial | USHP | Ducted CEE Tier 1
206903533 | Central HP <5.4 tons | HISENSE | HRCU-A-CB (Split System: Heat Pump with Remote Outdoor Unit-Air-Source) | AUWR-48U3SP2 |  |  | AUH-48UX3SEH2 | 0 | 48000 | 17.5 | 8.5 | 47000 | 33000 | 70.21% | 1.9 | 10.2 | 10.1 |  |  |  |  | R-410A | 4 | Residential & Commercial | USHP | Ducted CEE Tier 1
216633901 | Central HP <5.4 tons | ACIQ | HRCU-A-CB (Split System: Heat Pump with Remote Outdoor Unit-Air-Source) | H5H0V48*K*AAA* |  |  | EVM5X49M21A*+WALLCON | *96CTN1002122B* | 48000 | 19 | 9 | 50000 | 36800 | 73.6% | 2 | 0 | 10.5 |  |  |  |  | R-454B | 4 | Residential & Commercial | USHP | Ducted CEE Tier 1
216633915 | Central HP <5.4 tons | ACIQ | HRCU-A-CB (Split System: Heat Pump with Remote Outdoor Unit-Air-Source) | H5H0V48*K*AAA* |  |  | EVM5X60M21A*+WALLCON | *97CMN0801714B* | 47500 | 18.5 | 9 | 50000 | 37400 | 74.8% | 1.98 | 0 | 10 |  |  |  |  | R-454B | 3.9583 | Residential & Commercial | USHP | Ducted CEE Tier 1
216633949 | Central HP <5.4 tons | ACIQ | HRCU-A-CB (Split System: Heat Pump with Remote Outdoor Unit-Air-Source) | H5H0V48*K*AAA* |  |  | EVD5X48M21A*+WALLCON | *95CSU0601716B* | 46500 | 17.5 | 9 | 50000 | 37000 | 74% | 1.98 | 0 | 9.5 |  |  |  |  | R-454B | 3.875 | Residential & Commercial | USHP
216633958 | Central HP <5.4 tons | ACIQ | HRCU-A-CB (Split System: Heat Pump with Remote Outdoor Unit-Air-Source) | H5H0V48*K*AAA* |  |  | EVD5X48M24A*+WALLCON | *80CTL1352422B* | 47000 | 19 | 9 | 50000 | 36200 | 72.4% | 2 | 0 | 10 |  |  |  |  | R-454B | 3.9167 | Residential & Commercial | USHP | Ducted CEE Tier 1
216633967 | Central HP <5.4 tons | ACIQ | HRCU-A-CB (Split System: Heat Pump with Remote Outdoor Unit-Air-Source) | H5H0V48*K*AAA* |  |  | EVD5X49M24A*+WALLCON | *80CTL1102120B* | 48000 | 19 | 9 | 50000 | 36400 | 72.8% | 2 | 0 | 10.5 |  |  |  |  | R-454B | 4 | Residential & Commercial | USHP | Ducted CEE Tier 1
216633969 | Central HP <5.4 tons | ACIQ | HRCU-A-CB (Split System: Heat Pump with Remote Outdoor Unit-Air-Source) | H5H0V48*K*AAA* |  |  | EVD5X49M24A*+WALLCON | *95CSU1002122B* | 48000 | 19 | 9 | 50000 | 36400 | 72.8% | 2.02 | 0 | 10 |  |  |  |  | R-454B | 4 | Residential & Commercial | USHP | Ducted CEE Tier 1
216633983 | Central HP <5.4 tons | ACIQ | HRCU-A-CB (Split System: Heat Pump with Remote Outdoor Unit-Air-Source) | H5H0V48*K*AAA* |  |  | EVD5X60M21A*+WALLCON | *80CTL0902120B* | 48000 | 19 | 9.5 | 50000 | 36600 | 73.2% | 2.12 | 0 | 10.5 |  |  |  |  | R-454B | 4 | Residential & Commercial | USHP | Ducted CEE Tier 1
216734785 | Central HP <5.4 tons | KEEPRITE | HRCU-A-CB (Split System: Heat Pump with Remote Outdoor Unit-Air-Source) | D5CUHAH24AAK |  |  | EA*5X36M17A* | *96VTN0401410B* | 22200 | 15.5 | 8.1 | 20800 | 18800 | 90.38% | 1.85 | 0 | 10.5 |  |  |  |  | R-454B | 1.85 | Residential & Commercial | USHP | Ducted CEE Tier 1
216734626 | Central HP <5.4 tons | KEEPRITE | HRCU-A-CB (Split System: Heat Pump with Remote Outdoor Unit-Air-Source) | D5CUHAH24AAK |  |  | EA*5X36M17A* | *96MSN0261410A* | 22200 | 15.5 | 8.1 | 20800 | 18700 | 89.9% | 1.9 | 0 | 10.5 |  |  |  |  | R-454B | 1.85 | Residential & Commercial | USHP | Ducted CEE Tier 1
207698171 | Central HP <5.4 tons | Honeywell | HRCU-A-CB (Split System: Heat Pump with Remote Outdoor Unit-Air-Source) | HOH16S-60AA |  |  | HVTAN-48A | 0 | 45000 | 16 | 8.5 | 46000 | 32400 | 70.43% | 2 | 11.2 | 10.4 |  |  |  |  | R-410A | 3.75 | Residential & Commercial | USHP | Ducted CEE Tier 1
206772919 | Central HP <5.4 tons | BRYANT HEATING AND COOLING SYSTEMS | HRCU-A-CB (Split System: Heat Pump with Remote Outdoor Unit-Air-Source) | 288BNV037*0**B* |  |  | CSPH*4812AL*+UI | 986TC66120C24*** | 32600 | 17 | 8.1 | 33000 | 24800 | 75.15% | 1.98 | 11 | 11 |  |  |  |  | R-410A | 2.7167 | Residential & Commercial | USHP | Ducted CEE Tier 1
206772658 | Central HP <5.4 tons | BRYANT HEATING AND COOLING SYSTEMS | HRCU-A-CB (Split System: Heat Pump with Remote Outdoor Unit-Air-Source) | 288BNV037*0**B* |  |  | CSPH*3612AL*+UI | 88*TA48090C17*** | 32400 | 17 | 8.1 | 33200 | 24600 | 74.1% | 1.94 | 12 | 11 |  |  |  |  | R-410A | 2.7 | Residential & Commercial | USHP | Ducted CEE Tier 1
206772694 | Central HP <5.4 tons | BRYANT HEATING AND COOLING SYSTEMS | HRCU-A-CB (Split System: Heat Pump with Remote Outdoor Unit-Air-Source) | 288BNV037*0**B* |  |  | CSPH*4212AL*+UI | 88*TA48070C17*** | 32400 | 16.5 | 8.1 | 33200 | 25000 | 75.3% | 1.94 | 11.5 | 11 |  |  |  |  | R-410A | 2.7 | Residential & Commercial | USHP | Ducted CEE Tier 1
212976014 | Central HP <5.4 tons | KEEPRITE | HRCU-A-CB (Split System: Heat Pump with Remote Outdoor Unit-Air-Source) | DLCURAH24ABK |  |  | EA*4X25L17A* | *96VTN0801716B* | 24400 | 17 | 8.5 | 25400 | 21600 | 85.04% | 1.8 | 0 | 10 |  |  |  |  | R-410A | 2.0333 | Residential & Commercial | USHP | Ducted CEE Tier 1
212977015 | Central HP <5.4 tons | KEEPRITE | HRCU-A-CB (Split System: Heat Pump with Remote Outdoor Unit-Air-Source) | DLCURAH30ABK |  |  | EA*4X36L21A* | *96VTN1002122B* | 29800 | 15.2 | 8.1 | 34200 | 28000 | 81.87% | 1.78 | 0 | 9 |  |  |  |  | R-410A | 2.4833 | Residential & Commercial | USHP
212976749 | Central HP <5.4 tons | KEEPRITE | HRCU-A-CB (Split System: Heat Pump with Remote Outdoor Unit-Air-Source) | DLCURAH30ABK |  |  | EA*4X42L24A* | *96VTN1002120B* | 30200 | 15.2 | 8.1 | 34200 | 27400 | 80.12% | 1.8 | 0 | 9 |  |  |  |  | R-410A | 2.5167 | Residential & Commercial | USHP
211398798 | Central HP <5.4 tons | CHAMPION HEATING AND COOLING | HRCU-A-CB (Split System: Heat Pump with Remote Outdoor Unit-Air-Source) | HMH72B341 |  |  | XAHC48FXXN1+TXV | TM8E080C16MP11 | 32800 | 16.5 | 8.5 | 31600 | 23000 | 72.78% | 2.04 | 0 | 9.5 |  |  |  |  | R-410A | 2.7333 | Residential & Commercial | USHP
211391211 | Central HP <5.4 tons | CHAMPION HEATING AND COOLING | HRCU-A-CB (Split System: Heat Pump with Remote Outdoor Unit-Air-Source) | HMH72B341 |  |  | XAUB30CXXN1+TXV | TPLC060A12MP13 | 32800 | 17.5 | 8.1 | 33400 | 23400 | 70.06% | 2.02 | 0 | 9.5 |  |  |  |  | R-410A | 2.7333 | Residential & Commercial | USHP
211391329 | Central HP <5.4 tons | CHAMPION HEATING AND COOLING | HRCU-A-CB (Split System: Heat Pump with Remote Outdoor Unit-Air-Source) | HMH72B341 |  |  | XAFC36DXXN1+TXV | TMLE120C16MP11 | 34000 | 18 | 8.5 | 33600 | 23800 | 70.83% | 2.08 | 0 | 10 |  |  |  |  | R-410A | 2.8333 | Residential & Commercial | USHP | Ducted CEE Tier 1
211391464 | Central HP <5.4 tons | CHAMPION HEATING AND COOLING | HRCU-A-CB (Split System: Heat Pump with Remote Outdoor Unit-Air-Source) | HMH72B341 |  |  | XAHC30CXXN1+TXV | TM8E100C16MP11 | 32200 | 16.5 | 8.1 | 32400 | 22800 | 70.37% | 2 | 0 | 9.5 |  |  |  |  | R-410A | 2.6833 | Residential & Commercial | USHP
211391479 | Central HP <5.4 tons | CHAMPION HEATING AND COOLING | HRCU-A-CB (Split System: Heat Pump with Remote Outdoor Unit-Air-Source) | HMH72B341 |  |  | XAHC30CXXN1+TXV | TMLE100C16MP11 | 32200 | 16.5 | 8.1 | 32400 | 22800 | 70.37% | 2 | 0 | 9.5 |  |  |  |  | R-410A | 2.6833 | Residential & Commercial | USHP
211391494 | Central HP <5.4 tons | CHAMPION HEATING AND COOLING | HRCU-A-CB (Split System: Heat Pump with Remote Outdoor Unit-Air-Source) | HMH72B341 |  |  | XAFC36DXXN1+TXV | TM8E100C16MP11 | 34000 | 17.5 | 8.1 | 33600 | 23800 | 70.83% | 2.08 | 0 | 10 |  |  |  |  | R-410A | 2.8333 | Residential & Commercial | USHP | Ducted CEE Tier 1
206772405 | Central HP <5.4 tons | BRYANT HEATING AND COOLING SYSTEMS | HRCU-A-CB (Split System: Heat Pump with Remote Outdoor Unit-Air-Source) | 288BNV037*0**B* |  |  | CNPV*4824AL*+UI | 987MB66120C24*** | 32400 | 17.5 | 8.1 | 33000 | 24800 | 75.15% | 1.96 | 12 | 11.5 |  |  |  |  | R-410A | 2.7 | Residential & Commercial | USHP | Ducted CEE Tier 1
206772820 | Central HP <5.4 tons | BRYANT HEATING AND COOLING SYSTEMS | HRCU-A-CB (Split System: Heat Pump with Remote Outdoor Unit-Air-Source) | 288BNV037*0**B* |  |  | CSPH*4212AL*+UI | 88*TA36070C14*** | 32400 | 17 | 8.1 | 33200 | 25000 | 75.3% | 1.94 | 11.5 | 11 |  |  |  |  | R-410A | 2.7 | Residential & Commercial | USHP | Ducted CEE Tier 1
206773455 | Central HP <5.4 tons | BRYANT HEATING AND COOLING SYSTEMS | HRCU-A-CB (Split System: Heat Pump with Remote Outdoor Unit-Air-Source) | 288BNV037*0**B* |  |  | CAP**4224AL*+UI | 935CA60080C21*** | 31800 | 17.5 | 8.1 | 33000 | 24400 | 73.94% | 1.9 | 11.5 | 11 |  |  |  |  | R-410A | 2.65 | Residential & Commercial | USHP | Ducted CEE Tier 1
206773642 | Central HP <5.4 tons | BRYANT HEATING AND COOLING SYSTEMS | HRCU-A-CB (Split System: Heat Pump with Remote Outdoor Unit-Air-Source) | 288BNV037*0**B* |  |  | CSPH*3612AL*+UI | 935CA66100C21*** | 32200 | 16.5 | 8.1 | 33200 | 24600 | 74.1% | 1.94 | 11.5 | 11 |  |  |  |  | R-410A | 2.6833 | Residential & Commercial | USHP | Ducted CEE Tier 1
214572955 | Central HP <5.4 tons | KEEPRITE | HRCU-A-CB (Split System: Heat Pump with Remote Outdoor Unit-Air-Source) | CVH837GKA** |  |  | EA*4X61L21A*+WALLCON | *80CTL0702120B* | 33200 | 17.5 | 8.5 | 32000 | 25000 | 78.12% | 2 | 0 | 11.5 |  |  |  |  | R-410A | 2.7667 | Residential & Commercial | USHP | Ducted CEE Tier 1
216644585 | Central HP <5.4 tons | KEEPRITE | HRCU-A-CB (Split System: Heat Pump with Remote Outdoor Unit-Air-Source) | D5CUHAH18AAK |  |  | EA*5X30M17A* | OLV098A12* | 18200 | 15.2 | 9.5 | 20400 | 18400 | 90.2% | 1.94 | 0 | 11 |  |  |  |  | R-454B | 1.5167 | Residential & Commercial | USHP | Ducted CEE Tier 1
216634004 | Central HP <5.4 tons | ACIQ | HRCU-A-CB (Split System: Heat Pump with Remote Outdoor Unit-Air-Source) | H5H0V48*K*AAA* |  |  | EVD5X61M21A*+WALLCON | *80CSU0601716A* | 48500 | 19 | 9 | 50000 | 36800 | 73.6% | 2 | 0 | 10 |  |  |  |  | R-454B | 4.0417 | Residential & Commercial | USHP | Ducted CEE Tier 1
216634005 | Central HP <5.4 tons | ACIQ | HRCU-A-CB (Split System: Heat Pump with Remote Outdoor Unit-Air-Source) | H5H0V48*K*AAA* |  |  | EVD5X61M21A*+WALLCON | *80CSU1002120A* | 48500 | 19 | 9 | 50000 | 37000 | 74% | 2 | 0 | 10 |  |  |  |  | R-454B | 4.0417 | Residential & Commercial | USHP | Ducted CEE Tier 1
214573155 | Central HP <5.4 tons | KEEPRITE | HRCU-A-CB (Split System: Heat Pump with Remote Outdoor Unit-Air-Source) | CVH837GKA** |  |  | EHD4X42AAL+WALLCON | *95CSU1002122B* | 32600 | 17 | 8.5 | 32800 | 24800 | 75.61% | 1.96 | 0 | 11 |  |  |  |  | R-410A | 2.7167 | Residential & Commercial | USHP | Ducted CEE Tier 1
214572925 | Central HP <5.4 tons | KEEPRITE | HRCU-A-CB (Split System: Heat Pump with Remote Outdoor Unit-Air-Source) | CVH837GKA** |  |  | EA*4X60L24A*+WALLCON | *97CMN0602120B* | 32600 | 17.5 | 8.5 | 31800 | 25000 | 78.62% | 1.96 | 0 | 11 |  |  |  |  | R-410A | 2.7167 | Residential & Commercial | USHP | Ducted CEE Tier 1
206772712 | Central HP <5.4 tons | BRYANT HEATING AND COOLING SYSTEMS | HRCU-A-CB (Split System: Heat Pump with Remote Outdoor Unit-Air-Source) | 288BNV037*0**B* |  |  | CSPH*4212AL*+UI | 88*TA60090C21*** | 32400 | 16.5 | 8.1 | 33200 | 24800 | 74.7% | 1.96 | 12 | 11 |  |  |  |  | R-410A | 2.7 | Residential & Commercial | USHP | Ducted CEE Tier 1
206773180 | Central HP <5.4 tons | BRYANT HEATING AND COOLING SYSTEMS | HRCU-A-CB (Split System: Heat Pump with Remote Outdoor Unit-Air-Source) | 288BNV037*0**B* |  |  | CAP**4824AL*+UI | 83*CA60100C21*** | 32200 | 17 | 8.1 | 32600 | 25000 | 76.69% | 1.96 | 12 | 11 |  |  |  |  | R-410A | 2.6833 | Residential & Commercial | USHP | Ducted CEE Tier 1
216736119 | Central HP <5.4 tons | KEEPRITE | HRCU-A-CB (Split System: Heat Pump with Remote Outdoor Unit-Air-Source) | D5CUHAH24AAK |  |  | EA*5X37M21A* | OMV112K14A | 23600 | 16 | 8.5 | 21200 | 18800 | 88.68% | 1.96 | 0 | 11 |  |  |  |  | R-454B | 1.9667 | Residential & Commercial | USHP | Ducted CEE Tier 1
216736167 | Central HP <5.4 tons | KEEPRITE | HRCU-A-CB (Split System: Heat Pump with Remote Outdoor Unit-Air-Source) | D5CUHAH24AAK |  |  | ESH5X24M12A* | *80MS(N,L)0701712A* | 22200 | 15.2 | 8.1 | 21000 | 18900 | 90% | 1.9 | 0 | 10.5 |  |  |  |  | R-454B | 1.85 | Residential & Commercial | USHP | Ducted CEE Tier 1
216736283 | Central HP <5.4 tons | KEEPRITE | HRCU-A-CB (Split System: Heat Pump with Remote Outdoor Unit-Air-Source) | D5CUHAH24AAK |  |  | ESH5X24M12A* | *80VSL0701412B* | 22200 | 16 | 8.1 | 21000 | 18900 | 90% | 1.85 | 0 | 10.5 |  |  |  |  | R-454B | 1.85 | Residential & Commercial | USHP | Ducted CEE Tier 1
216735882 | Central HP <5.4 tons | KEEPRITE | HRCU-A-CB (Split System: Heat Pump with Remote Outdoor Unit-Air-Source) | D5CUHAH24AAK |  |  | EA*5X37M21A* | *96VSN0801716B* | 23200 | 16.5 | 8.5 | 20800 | 18500 | 88.94% | 1.96 | 0 | 11 |  |  |  |  | R-454B | 1.9333 | Residential & Commercial | USHP | Ducted CEE Tier 1
213081449 | Central HP <5.4 tons | ELIOS | HRCU-A-C (Split System: Heat Pump with Remote Outdoor Unit with No Indoor Fan --Air Source) | DEA24HOS20230E7 |  |  | CUB24HAC20BWT7A | 0 | 24000 | 16.5 | 9.5 | 25000 | 20000 | 80% | 1.95 | 11 | 10.7 |  |  |  |  | R-410A | 2 | Residential & Commercial | USHP | Ducted CEE Tier 1
215853427 | Central HP <5.4 tons | CHAMPION HEATING AND COOLING | HRCU-A-CB (Split System: Heat Pump with Remote Outdoor Unit-Air-Source) | HH836E2S11 |  |  | CTM36C5CDS1+JMVT16CC2N1 | 0 | 34400 | 19 | 9 | 31600 | 25800 | 81.65% | 2 | 0 | 11.7 |  |  |  |  | R-454B | 2.8667 | Residential & Commercial | USHP | Ducted CEE Tier 1
214574555 | Central HP <5.4 tons | KEEPRITE | HRCU-A-CB (Split System: Heat Pump with Remote Outdoor Unit-Air-Source) | CVH837GKA2* |  |  | EN(A,D,W)4X42L21**+WALLCON | *97CMN0802120B* | 31800 | 17 | 8.1 | 33000 | 24400 | 73.94% | 1.88 | 0 | 11 |  |  |  |  | R-410A | 2.65 | Residential & Commercial | USHP | Ducted CEE Tier 1
214841714 | Central HP <5.4 tons | HISENSE | HRCU-A-C (Split System: Heat Pump with Remote Outdoor Unit with No Indoor Fan --Air Source) | AUWR-48U3SP2 |  |  | DC61A44-245R | 0 | 42000 | 15.55 | 8.55 | 42000 | 34600 | 82.38% | 1.94 | 0 | 11.4 |  |  |  |  | R-410A | 3.5 | Residential & Commercial | USHP | Ducted CEE Tier 1
214573485 | Central HP <5.4 tons | KEEPRITE | HRCU-A-CB (Split System: Heat Pump with Remote Outdoor Unit-Air-Source) | CVH837GKA** |  |  | EN(A,D,W)4X48L21**+WALLCON | *96CTN0802120B* | 32400 | 17.5 | 8.5 | 32600 | 24800 | 76.07% | 1.98 | 0 | 11.5 |  |  |  |  | R-410A | 2.7 | Residential & Commercial | USHP | Ducted CEE Tier 1
214573355 | Central HP <5.4 tons | KEEPRITE | HRCU-A-CB (Split System: Heat Pump with Remote Outdoor Unit-Air-Source) | CVH837GKA** |  |  | EN(A,D)4X36L21**+WALLCON | *97CMN0802120B* | 31400 | 17 | 8.1 | 33200 | 24200 | 72.89% | 1.82 | 0 | 11 |  |  |  |  | R-410A | 2.6167 | Residential & Commercial | USHP | Ducted CEE Tier 1
214573035 | Central HP <5.4 tons | KEEPRITE | HRCU-A-CB (Split System: Heat Pump with Remote Outdoor Unit-Air-Source) | CVH837GKA** |  |  | EA*4X61L24A*+WALLCON | *95CSU1002122B* | 33200 | 18.5 | 8.5 | 31800 | 24800 | 77.99% | 2 | 0 | 11.5 |  |  |  |  | R-410A | 2.7667 | Residential & Commercial | USHP | Ducted CEE Tier 1
213781063 | Central HP <5.4 tons | KENMORE | HRCU-A-CB (Split System: Heat Pump with Remote Outdoor Unit-Air-Source) | (C,H,T)VH837GKA2* |  |  | EA*4X42L21A*+WALLCON | *96CTN0601714B* | 31600 | 16.5 | 8.1 | 33200 | 24600 | 74.1% | 1.86 | 0 | 10.5 |  |  |  |  | R-410A | 2.6333 | Residential & Commercial | USHP | Ducted CEE Tier 1
213781163 | Central HP <5.4 tons | KENMORE | HRCU-A-CB (Split System: Heat Pump with Remote Outdoor Unit-Air-Source) | (C,H,T)VH837GKA2* |  |  | EA*4X43L21A*+WALLCON | *80CTL0451712B* | 32600 | 16.5 | 8.1 | 33200 | 25400 | 76.51% | 1.94 | 0 | 10.5 |  |  |  |  | R-410A | 2.7167 | Residential & Commercial | USHP | Ducted CEE Tier 1
214574585 | Central HP <5.4 tons | KEEPRITE | HRCU-A-CB (Split System: Heat Pump with Remote Outdoor Unit-Air-Source) | CVH837GKA2* |  |  | EN(A,D,W)4X48L21**+WALLCON | *95CSU0802120B* | 32400 | 17.5 | 8.1 | 32800 | 24800 | 75.61% | 1.96 | 0 | 11.5 |  |  |  |  | R-410A | 2.7 | Residential & Commercial | USHP | Ducted CEE Tier 1
214574385 | Central HP <5.4 tons | KEEPRITE | HRCU-A-CB (Split System: Heat Pump with Remote Outdoor Unit-Air-Source) | CVH837GKA2* |  |  | EHD4X48AAL+WALLCON | *96CTN0802120B* | 32600 | 17.5 | 8.5 | 32600 | 24800 | 76.07% | 1.98 | 0 | 11 |  |  |  |  | R-410A | 2.7167 | Residential & Commercial | USHP | Ducted CEE Tier 1
206771847 | Central HP <5.4 tons | BRYANT HEATING AND COOLING SYSTEMS | HRCU-A-CB (Split System: Heat Pump with Remote Outdoor Unit-Air-Source) | 288BNV037*0**B* |  |  | CAP**4821AL*+UI | 986TC66100C21*** | 32400 | 17.5 | 8.5 | 32600 | 25000 | 76.69% | 1.98 | 12 | 11.7 |  |  |  |  | R-410A | 2.7 | Residential & Commercial | USHP | Ducted CEE Tier 1
214573545 | Central HP <5.4 tons | KEEPRITE | HRCU-A-CB (Split System: Heat Pump with Remote Outdoor Unit-Air-Source) | CVH837GKA** |  |  | EN(A,D)4X48L24**+WALLCON | *96CTN0802120B* | 32400 | 17.5 | 8.5 | 32600 | 24800 | 76.07% | 1.98 | 0 | 11.5 |  |  |  |  | R-410A | 2.7 | Residential & Commercial | USHP | Ducted CEE Tier 1
214572795 | Central HP <5.4 tons | KEEPRITE | HRCU-A-CB (Split System: Heat Pump with Remote Outdoor Unit-Air-Source) | CVH837GKA** |  |  | EA*4X48L21A*+WALLCON | *95CSU1002122B* | 32400 | 17.5 | 8.5 | 32400 | 24800 | 76.54% | 2 | 0 | 11.5 |  |  |  |  | R-410A | 2.7 | Residential & Commercial | USHP | Ducted CEE Tier 1
206772072 | Central HP <5.4 tons | BRYANT HEATING AND COOLING SYSTEMS | HRCU-A-CB (Split System: Heat Pump with Remote Outdoor Unit-Air-Source) | 288BNV037*0**B* |  |  | CNPV*4217AL*+UI | 88*TA48090C17*** | 32200 | 17.5 | 8.1 | 33000 | 24600 | 74.55% | 1.92 | 11 | 11.7 |  |  |  |  | R-410A | 2.6833 | Residential & Commercial | USHP | Ducted CEE Tier 1
216623781 | Central HP <5.4 tons | HISENSE | HRCU-A-CB (Split System: Heat Pump with Remote Outdoor Unit-Air-Source) | AUWR-24U3TJ3 |  |  | AUH-24UX3TDH3 | 0 | 24000 | 18 | 9 | 24000 | 18000 | 75% | 2 | 0 | 10 |  |  |  |  | R-454B | 2 | Residential & Commercial | USHP | Ducted CEE Tier 1
206767666 | Central HP <5.4 tons | BRYANT HEATING AND COOLING SYSTEMS | HRCU-A-CB (Split System: Heat Pump with Remote Outdoor Unit-Air-Source) | 288BNV025*0**C* |  |  | CSPH*3012AL*+UI | 935CA60080C21*** | 23800 | 16 | 8.1 | 21800 | 16700 | 76.61% | 1.98 | 11 | 10.5 |  |  |  |  | R-410A | 1.9833 | Residential & Commercial | USHP | Ducted CEE Tier 1
211391713 | Central HP <5.4 tons | CHAMPION HEATING AND COOLING | HRCU-A-CB (Split System: Heat Pump with Remote Outdoor Unit-Air-Source) | HMH72B341 |  |  | XAHB30CXXN1+TXV | TM8E100B12MP11 | 32000 | 17 | 8.1 | 32800 | 23000 | 70.12% | 1.98 | 0 | 9.5 |  |  |  |  | R-410A | 2.6667 | Residential & Commercial | USHP
211392313 | Central HP <5.4 tons | CHAMPION HEATING AND COOLING | HRCU-A-CB (Split System: Heat Pump with Remote Outdoor Unit-Air-Source) | HMH72B341 |  |  | XAFC36DXXN1+TXV | TMLE080B12MP11 | 34000 | 18 | 8.1 | 34000 | 24400 | 71.76% | 2.06 | 0 | 9.5 |  |  |  |  | R-410A | 2.8333 | Residential & Commercial | USHP
211392684 | Central HP <5.4 tons | CHAMPION HEATING AND COOLING | HRCU-A-CB (Split System: Heat Pump with Remote Outdoor Unit-Air-Source) | HMH72B341 |  |  | XAUB36DXXN1+TXV | TMLE060A12MP11 | 34000 | 18 | 8.1 | 33800 | 23800 | 70.41% | 2.06 | 0 | 10 |  |  |  |  | R-410A | 2.8333 | Residential & Commercial | USHP | Ducted CEE Tier 1
211392917 | Central HP <5.4 tons | CHAMPION HEATING AND COOLING | HRCU-A-CB (Split System: Heat Pump with Remote Outdoor Unit-Air-Source) | HMH72B341 |  |  | XAFB30CXXN1+TXV | TM8E040A12MP11 | 32800 | 18 | 8.1 | 33400 | 23400 | 70.06% | 2.04 | 0 | 10 |  |  |  |  | R-410A | 2.7333 | Residential & Commercial | USHP | Ducted CEE Tier 1
211392932 | Central HP <5.4 tons | CHAMPION HEATING AND COOLING | HRCU-A-CB (Split System: Heat Pump with Remote Outdoor Unit-Air-Source) | HMH72B341 |  |  | XAFB30CXXN1+TXV | TMLE040A12MP11 | 32800 | 18 | 8.1 | 33400 | 23400 | 70.06% | 2.04 | 0 | 10 |  |  |  |  | R-410A | 2.7333 | Residential & Commercial | USHP | Ducted CEE Tier 1
211393085 | Central HP <5.4 tons | CHAMPION HEATING AND COOLING | HRCU-A-CB (Split System: Heat Pump with Remote Outdoor Unit-Air-Source) | HMH72B341 |  |  | XAHC30CXXN1+TXV | TL9E080C16UH11 | 32400 | 17 | 8.1 | 33000 | 23200 | 70.3% | 2 | 0 | 9.5 |  |  |  |  | R-410A | 2.7 | Residential & Commercial | USHP
216634001 | Central HP <5.4 tons | ACIQ | HRCU-A-CB (Split System: Heat Pump with Remote Outdoor Unit-Air-Source) | H5H0V48*K*AAA* |  |  | EVD5X60M24A*+WALLCON | *97CMN0602120B* | 47500 | 18.5 | 9 | 50000 | 37000 | 74% | 1.98 | 0 | 10 |  |  |  |  | R-454B | 3.9583 | Residential & Commercial | USHP | Ducted CEE Tier 1
216634008 | Central HP <5.4 tons | ACIQ | HRCU-A-CB (Split System: Heat Pump with Remote Outdoor Unit-Air-Source) | H5H0V48*K*AAA* |  |  | EVD5X61M21A*+WALLCON | *80CTL0702120B* | 48500 | 19 | 9 | 50000 | 37000 | 74% | 2 | 0 | 10.5 |  |  |  |  | R-454B | 4.0417 | Residential & Commercial | USHP | Ducted CEE Tier 1
216634135 | Central HP <5.4 tons | ACIQ | HRCU-A-CB (Split System: Heat Pump with Remote Outdoor Unit-Air-Source) | H5H0V60*K*AAA* |  |  | EA*5X61M24A*+WALLCON | *97CMN1002122B* | 56000 | 18.5 | 9 | 60000 | 42000 | 70% | 2.02 | 0 | 9 |  |  |  |  | R-454B | 4.6667 | Residential & Commercial | USHP
206135663 | Central HP <5.4 tons | BRYANT HEATING AND COOLING SYSTEMS | HRCU-A-CB (Split System: Heat Pump with Remote Outdoor Unit-Air-Source) | 288BNV037*0**A* |  |  | CAP**3721AL*+UI | 83*CA48060C17*** | 32800 | 17 | 8.5 | 33000 | 25200 | 76.36% | 1.96 | 12 | 11 |  |  |  |  | R-410A | 2.7333 | Residential & Commercial | USHP | Ducted CEE Tier 1
206773135 | Central HP <5.4 tons | BRYANT HEATING AND COOLING SYSTEMS | HRCU-A-CB (Split System: Heat Pump with Remote Outdoor Unit-Air-Source) | 288BNV037*0**B* |  |  | CAP**4821AL*+UI | 83*CA36040C17*** | 32400 | 17.5 | 8.1 | 32600 | 25000 | 76.69% | 1.96 | 12 | 11 |  |  |  |  | R-410A | 2.7 | Residential & Commercial | USHP | Ducted CEE Tier 1
216734726 | Central HP <5.4 tons | KEEPRITE | HRCU-A-CB (Split System: Heat Pump with Remote Outdoor Unit-Air-Source) | D5CUHAH24AAK |  |  | EA*5X36M17A* | *96VSN0801716B* | 22200 | 16 | 8.1 | 20800 | 18700 | 89.9% | 1.85 | 0 | 10.5 |  |  |  |  | R-454B | 1.85 | Residential & Commercial | USHP | Ducted CEE Tier 1
216734510 | Central HP <5.4 tons | KEEPRITE | HRCU-A-CB (Split System: Heat Pump with Remote Outdoor Unit-Air-Source) | D5CUHAH24AAK |  |  | EA*5X36M17A* | *80CTL0901716B* | 22200 | 16 | 8.1 | 20800 | 18600 | 89.42% | 1.85 | 0 | 10.5 |  |  |  |  | R-454B | 1.85 | Residential & Commercial | USHP | Ducted CEE Tier 1
216633952 | Central HP <5.4 tons | ACIQ | HRCU-A-CB (Split System: Heat Pump with Remote Outdoor Unit-Air-Source) | H5H0V48*K*AAA* |  |  | EVD5X48M21A*+WALLCON | *96CTN1002122B* | 47000 | 18.5 | 9 | 50000 | 36400 | 72.8% | 2 | 0 | 10 |  |  |  |  | R-454B | 3.9167 | Residential & Commercial | USHP | Ducted CEE Tier 1
216633991 | Central HP <5.4 tons | ACIQ | HRCU-A-CB (Split System: Heat Pump with Remote Outdoor Unit-Air-Source) | H5H0V48*K*AAA* |  |  | EVD5X60M21A*+WALLCON | *97CMN1002122B* | 48000 | 19 | 9 | 50000 | 36600 | 73.2% | 2 | 0 | 10 |  |  |  |  | R-454B | 4 | Residential & Commercial | USHP | Ducted CEE Tier 1
216634018 | Central HP <5.4 tons | ACIQ | HRCU-A-CB (Split System: Heat Pump with Remote Outdoor Unit-Air-Source) | H5H0V48*K*AAA* |  |  | EVD5X61M21A*+WALLCON | *96CTN0801714B* | 48000 | 19 | 9 | 50000 | 36400 | 72.8% | 2.02 | 0 | 10 |  |  |  |  | R-454B | 4 | Residential & Commercial | USHP | Ducted CEE Tier 1
213781713 | Central HP <5.4 tons | KENMORE | HRCU-A-CB (Split System: Heat Pump with Remote Outdoor Unit-Air-Source) | (C,H,T)VH837GKA2* |  |  | EA*4X61L24A*+WALLCON | *96CTN1002122B* | 33200 | 17.5 | 8.5 | 32000 | 24800 | 77.5% | 2 | 0 | 11.7 |  |  |  |  | R-410A | 2.7667 | Residential & Commercial | USHP | Ducted CEE Tier 1
214650728 | Central HP <5.4 tons | CHAMPION HEATING AND COOLING | HRCU-A-CB (Split System: Heat Pump with Remote Outdoor Unit-Air-Source) | HH860E2S11 |  |  | CTU60D5XHS1+TXV | TM9E120D20MP12 | 53500 | 19 | 8.5 | 54500 | 39500 | 72.48% | 2 | 0 | 11 |  |  |  |  | R-454B | 4.4583 | Residential & Commercial | USHP | Ducted CEE Tier 1
216634021 | Central HP <5.4 tons | ACIQ | HRCU-A-CB (Split System: Heat Pump with Remote Outdoor Unit-Air-Source) | H5H0V48*K*AAA* |  |  | EVD5X61M24A*+WALLCON | *80CSU1002120A* | 48500 | 19 | 9 | 50000 | 36800 | 73.6% | 2.1 | 0 | 10 |  |  |  |  | R-454B | 4.0417 | Residential & Commercial | USHP | Ducted CEE Tier 1
216633769 | Central HP <5.4 tons | ACIQ | HRCU-A-CB (Split System: Heat Pump with Remote Outdoor Unit-Air-Source) | H5H0V48*K*AAA* |  |  | EA*5X48M21A*+WALLCON | *80CTL0701716B* | 44000 | 17.5 | 9 | 49000 | 34400 | 70.2% | 2.04 | 0 | 9.5 |  |  |  |  | R-454B | 3.6667 | Residential & Commercial | USHP
215934001 | Central HP <5.4 tons | KEEPRITE | HRCU-A-CB (Split System: Heat Pump with Remote Outdoor Unit-Air-Source) | C5H3V48*K*AAA* |  |  | EA*5X48M21A*+WALLCON | *80CTL0702120B* | 43500 | 20.5 | 9.5 | 48000 | 36600 | 76.25% | 2 | 0 | 10.5 |  |  |  |  | R-454B | 3.625 | Residential & Commercial | USHP | Ducted CEE Tier 1
214573675 | Central HP <5.4 tons | KEEPRITE | HRCU-A-CB (Split System: Heat Pump with Remote Outdoor Unit-Air-Source) | CVH837GKA2* |  |  | EA*4X37L21A*+WALLCON | *80CTL0702120B* | 32800 | 17.5 | 8.5 | 32800 | 25200 | 76.83% | 2 | 0 | 11 |  |  |  |  | R-410A | 2.7333 | Residential & Commercial | USHP | Ducted CEE Tier 1
216735891 | Central HP <5.4 tons | KEEPRITE | HRCU-A-CB (Split System: Heat Pump with Remote Outdoor Unit-Air-Source) | D5CUHAH24AAK |  |  | EA*5X37M21A* | *96VSN0802120B* | 23200 | 16.5 | 8.5 | 20800 | 18500 | 88.94% | 1.96 | 0 | 11 |  |  |  |  | R-454B | 1.9333 | Residential & Commercial | USHP | Ducted CEE Tier 1
216736043 | Central HP <5.4 tons | KEEPRITE | HRCU-A-CB (Split System: Heat Pump with Remote Outdoor Unit-Air-Source) | D5CUHAH24AAK |  |  | EA*5X37M21A* | *96VTN1002122B* | 23200 | 16 | 8.5 | 20800 | 18500 | 88.94% | 1.96 | 0 | 11 |  |  |  |  | R-454B | 1.9333 | Residential & Commercial | USHP | Ducted CEE Tier 1
216734473 | Central HP <5.4 tons | KEEPRITE | HRCU-A-CB (Split System: Heat Pump with Remote Outdoor Unit-Air-Source) | D5CUHAH24AAK |  |  | EA*5X36M17A* | *80MSU0601716A* | 22400 | 16.5 | 8.5 | 20800 | 18600 | 89.42% | 1.96 | 0 | 11 |  |  |  |  | R-454B | 1.8667 | Residential & Commercial | USHP | Ducted CEE Tier 1
216734520 | Central HP <5.4 tons | KEEPRITE | HRCU-A-CB (Split System: Heat Pump with Remote Outdoor Unit-Air-Source) | D5CUHAH24AAK |  |  | EA*5X36M17A* | *80VTL0451412B* | 22200 | 16.5 | 8.5 | 20800 | 18700 | 89.9% | 1.94 | 0 | 10.5 |  |  |  |  | R-454B | 1.85 | Residential & Commercial | USHP | Ducted CEE Tier 1
206772369 | Central HP <5.4 tons | BRYANT HEATING AND COOLING SYSTEMS | HRCU-A-CB (Split System: Heat Pump with Remote Outdoor Unit-Air-Source) | 288BNV037*0**B* |  |  | CNPV*4824AL*+UI | 88*TA66135C24*** | 32400 | 17.5 | 8.1 | 32800 | 24800 | 75.61% | 1.98 | 12 | 11.7 |  |  |  |  | R-410A | 2.7 | Residential & Commercial | USHP | Ducted CEE Tier 1
206773356 | Central HP <5.4 tons | BRYANT HEATING AND COOLING SYSTEMS | HRCU-A-CB (Split System: Heat Pump with Remote Outdoor Unit-Air-Source) | 288BNV037*0**B* |  |  | CSPH*4812AL*+UI | 83*CA36040C17*** | 32600 | 16.5 | 8.1 | 33000 | 24800 | 75.15% | 1.96 | 11.5 | 11 |  |  |  |  | R-410A | 2.7167 | Residential & Commercial | USHP | Ducted CEE Tier 1
210596302 | Central HP <5.4 tons | BRYANT HEATING AND COOLING SYSTEMS | HRCU-A-CB (Split System: Heat Pump with Remote Outdoor Unit-Air-Source) | 288BNV025*0**B* |  |  | CAP**4221AL*+UI | 935CA66100C21*** | 23800 | 16.5 | 8.1 | 21400 | 16600 | 77.57% | 1.96 | 0 | 11 |  |  |  |  | R-410A | 1.9833 | Residential & Commercial | USHP | Ducted CEE Tier 1
206903532 | Central HP <5.4 tons | HISENSE | HRCU-A-CB (Split System: Heat Pump with Remote Outdoor Unit-Air-Source) | AUWR-24U3SF2 |  |  | AUH-24UX3SDH2 | 0 | 22000 | 16.5 | 9 | 23000 | 16900 | 73.48% | 2.05 | 10.9 | 10.1 |  |  |  |  | R-410A | 1.8333 | Residential & Commercial | USHP | Ducted CEE Tier 1
204300580 | Central HP <5.4 tons | BRYANT HEATING AND COOLING SYSTEMS | HRCU-A-CB (Split System: Heat Pump with Remote Outdoor Unit-Air-Source) | 288BNV037*0**A* |  |  | CSPH*4812AL*+UI | 88*TA48090C17*** | 32800 | 17.5 | 8.1 | 33000 | 24800 | 75.15% | 1.98 | 12 | 11.5 |  |  |  |  | R-410A | 2.7333 | Residential & Commercial | USHP | Ducted CEE Tier 1
216634270 | Central HP <5.4 tons | ACIQ | HRCU-A-CB (Split System: Heat Pump with Remote Outdoor Unit-Air-Source) | H5H0V36*K*AAA* |  |  | EA*5X42M21A*+WALLCON | *96CTN0802120B* | 33200 | 17.5 | 9 | 35800 | 25600 | 71.51% | 1.86 | 0 | 10 |  |  |  |  | R-454B | 2.7667 | Residential & Commercial | USHP | Ducted CEE Tier 1
216634290 | Central HP <5.4 tons | ACIQ | HRCU-A-CB (Split System: Heat Pump with Remote Outdoor Unit-Air-Source) | H5H0V36*K*AAA* |  |  | EA*5X48M21A*+WALLCON | *97CTN1002122A* | 33800 | 18 | 9 | 35000 | 25000 | 71.43% | 1.9 | 0 | 10 |  |  |  |  | R-454B | 2.8167 | Residential & Commercial | USHP | Ducted CEE Tier 1
215932881 | Central HP <5.4 tons | KEEPRITE | HRCU-A-CB (Split System: Heat Pump with Remote Outdoor Unit-Air-Source) | C5H3V36*K*AAA* |  |  | EA*5X61M24A*+WALLCON | *80CTL1352422B* | 34600 | 20.5 | 9.5 | 34200 | 25800 | 75.44% | 2.06 | 0 | 12 |  |  |  |  | R-454B | 2.8833 | Residential & Commercial | USHP | Ducted CEE Tier 1
206903535 | Central HP <5.4 tons | HISENSE | HRCU-A-CB (Split System: Heat Pump with Remote Outdoor Unit-Air-Source) | AUWR-36U3SA2 |  |  | AUH-36UX3SDH2 | 0 | 34000 | 18 | 9.5 | 35000 | 26000 | 74.29% | 2.05 | 9.55 | 10.1 |  |  |  |  | R-410A | 2.8333 | Residential & Commercial | USHP | Ducted CEE Tier 1
216634025 | Central HP <5.4 tons | ACIQ | HRCU-A-CB (Split System: Heat Pump with Remote Outdoor Unit-Air-Source) | H5H0V48*K*AAA* |  |  | EVD5X61M24A*+WALLCON | *95CSU1002122B* | 48500 | 19 | 9 | 50000 | 36600 | 73.2% | 2.1 | 0 | 10.5 |  |  |  |  | R-454B | 4.0417 | Residential & Commercial | USHP | Ducted CEE Tier 1
216634027 | Central HP <5.4 tons | ACIQ | HRCU-A-CB (Split System: Heat Pump with Remote Outdoor Unit-Air-Source) | H5H0V48*K*AAA* |  |  | EVD5X61M24A*+WALLCON | *97CMN0802120B* | 48500 | 19 | 9.5 | 50000 | 36800 | 73.6% | 2.1 | 0 | 10.5 |  |  |  |  | R-454B | 4.0417 | Residential & Commercial | USHP | Ducted CEE Tier 1
206773660 | Central HP <5.4 tons | BRYANT HEATING AND COOLING SYSTEMS | HRCU-A-CB (Split System: Heat Pump with Remote Outdoor Unit-Air-Source) | 288BNV037*0**B* |  |  | CSPH*4212AL*+UI | 935CA66100C21*** | 32600 | 17 | 8.1 | 33000 | 24800 | 75.15% | 1.96 | 11.5 | 11 |  |  |  |  | R-410A | 2.7167 | Residential & Commercial | USHP | Ducted CEE Tier 1
206773678 | Central HP <5.4 tons | BRYANT HEATING AND COOLING SYSTEMS | HRCU-A-CB (Split System: Heat Pump with Remote Outdoor Unit-Air-Source) | 288BNV037*0**B* |  |  | CSPH*4812AL*+UI | 935CA66100C21*** | 32600 | 17 | 8.1 | 32800 | 24800 | 75.61% | 1.98 | 11.5 | 11 |  |  |  |  | R-410A | 2.7167 | Residential & Commercial | USHP | Ducted CEE Tier 1
216634084 | Central HP <5.4 tons | ACIQ | HRCU-A-CB (Split System: Heat Pump with Remote Outdoor Unit-Air-Source) | H5H0V60*K*AAA* |  |  | EVD5X60M24A*+WALLCON | *95CSU0802120B* | 56500 | 18 | 9 | 63500 | 44500 | 70.08% | 2.08 | 0 | 9 |  |  |  |  | R-454B | 4.7083 | Residential & Commercial | USHP
216634152 | Central HP <5.4 tons | ACIQ | HRCU-A-CB (Split System: Heat Pump with Remote Outdoor Unit-Air-Source) | H5H0V60*K*AAA* |  |  | ESH5X60M12A*+WALLCON | *96CTN1002122B* | 55500 | 17 | 8.5 | 60000 | 42000 | 70% | 1.9 | 0 | 8.5 |  |  |  |  | R-454B | 4.625 | Residential & Commercial | USHP
214573405 | Central HP <5.4 tons | KEEPRITE | HRCU-A-CB (Split System: Heat Pump with Remote Outdoor Unit-Air-Source) | CVH837GKA** |  |  | EN(A,D,W)4X42L21**+WALLCON | *97CMN0602120B* | 31600 | 16.5 | 8.1 | 33200 | 24600 | 74.1% | 1.86 | 0 | 11 |  |  |  |  | R-410A | 2.6333 | Residential & Commercial | USHP | Ducted CEE Tier 1
214573905 | Central HP <5.4 tons | KEEPRITE | HRCU-A-CB (Split System: Heat Pump with Remote Outdoor Unit-Air-Source) | CVH837GKA2* |  |  | EA*4X43L21A*+WALLCON | *96CTN0802120B* | 33000 | 18.5 | 8.5 | 32600 | 25000 | 76.69% | 2 | 0 | 11.5 |  |  |  |  | R-410A | 2.75 | Residential & Commercial | USHP | Ducted CEE Tier 1
210596332 | Central HP <5.4 tons | BRYANT HEATING AND COOLING SYSTEMS | HRCU-A-CB (Split System: Heat Pump with Remote Outdoor Unit-Air-Source) | 288BNV025*0**B* |  |  | CAP**4321AL*+UI | 987MB42080C17*** | 24400 | 16.5 | 8.1 | 21200 | 16700 | 78.77% | 2.02 | 0 | 11 |  |  |  |  | R-410A | 2.0333 | Residential & Commercial | USHP | Ducted CEE Tier 1
210596333 | Central HP <5.4 tons | BRYANT HEATING AND COOLING SYSTEMS | HRCU-A-CB (Split System: Heat Pump with Remote Outdoor Unit-Air-Source) | 288BNV025*0**B* |  |  | CAP**4321AL*+UI | 987MB60060C21*** | 24400 | 16.5 | 8.1 | 21200 | 16700 | 78.77% | 2.02 | 0 | 11 |  |  |  |  | R-410A | 2.0333 | Residential & Commercial | USHP | Ducted CEE Tier 1
210596334 | Central HP <5.4 tons | BRYANT HEATING AND COOLING SYSTEMS | HRCU-A-CB (Split System: Heat Pump with Remote Outdoor Unit-Air-Source) | 288BNV025*0**B* |  |  | CAP**4321AL*+UI | 987MB66100C21*** | 24400 | 16.5 | 8.5 | 21200 | 16600 | 78.3% | 2.04 | 0 | 11 |  |  |  |  | R-410A | 2.0333 | Residential & Commercial | USHP | Ducted CEE Tier 1
210596533 | Central HP <5.4 tons | BRYANT HEATING AND COOLING SYSTEMS | HRCU-A-CB (Split System: Heat Pump with Remote Outdoor Unit-Air-Source) | 288BNV037*0**A* |  |  | CAP**6024AL*+UI | 987MB60060C21*** | 32600 | 17 | 8.1 | 32200 | 25000 | 77.64% | 1.96 | 0 | 11.5 |  |  |  |  | R-410A | 2.7167 | Residential & Commercial | USHP | Ducted CEE Tier 1
210596402 | Central HP <5.4 tons | BRYANT HEATING AND COOLING SYSTEMS | HRCU-A-CB (Split System: Heat Pump with Remote Outdoor Unit-Air-Source) | 288BNV025*0**B* |  |  | CNPV*4821AL*+UI | 987MB66100C21*** | 24200 | 17 | 8.1 | 21400 | 16600 | 77.57% | 2.02 | 0 | 11.5 |  |  |  |  | R-410A | 2.0167 | Residential & Commercial | USHP | Ducted CEE Tier 1
210596432 | Central HP <5.4 tons | BRYANT HEATING AND COOLING SYSTEMS | HRCU-A-CB (Split System: Heat Pump with Remote Outdoor Unit-Air-Source) | 288BNV025*0**B* |  |  | CSPH*4812AL*+UI | 83*CA36040C17*** | 24200 | 16.5 | 8.1 | 21200 | 16600 | 78.3% | 2.02 | 0 | 11 |  |  |  |  | R-410A | 2.0167 | Residential & Commercial | USHP | Ducted CEE Tier 1
212976079 | Central HP <5.4 tons | KEEPRITE | HRCU-A-CB (Split System: Heat Pump with Remote Outdoor Unit-Air-Source) | DLCURAH24ABK |  |  | EA*4X37L21A* | *96VTN0801716B* | 24600 | 17 | 8.5 | 25200 | 21200 | 84.13% | 1.78 | 0 | 10.5 |  |  |  |  | R-410A | 2.05 | Residential & Commercial | USHP | Ducted CEE Tier 1
212976396 | Central HP <5.4 tons | KEEPRITE | HRCU-A-CB (Split System: Heat Pump with Remote Outdoor Unit-Air-Source) | DLCURAH24ABK |  |  | EA*4X36L21A* | *96VTN0802120B* | 24000 | 17 | 8.5 | 26400 | 23400 | 88.64% | 1.94 | 0 | 10 |  |  |  |  | R-410A | 2 | Residential & Commercial | USHP | Ducted CEE Tier 1
212977750 | Central HP <5.4 tons | KEEPRITE | HRCU-A-CB (Split System: Heat Pump with Remote Outdoor Unit-Air-Source) | DLCURAH18ABK |  |  | EA*4X25L17A* | *80MS(N,L)0451412A* | 18000 | 16.5 | 8.5 | 17900 | 17700 | 98.88% | 2.14 | 0 | 11 |  |  |  |  | R-410A | 1.5 | Residential & Commercial | USHP | Ducted CEE Tier 1
214574345 | Central HP <5.4 tons | KEEPRITE | HRCU-A-CB (Split System: Heat Pump with Remote Outdoor Unit-Air-Source) | CVH837GKA2* |  |  | EHD4X48AAL+WALLCON | *95CSU0802120B* | 32600 | 17.5 | 8.5 | 32800 | 25000 | 76.22% | 1.98 | 0 | 11 |  |  |  |  | R-410A | 2.7167 | Residential & Commercial | USHP | Ducted CEE Tier 1
214574495 | Central HP <5.4 tons | KEEPRITE | HRCU-A-CB (Split System: Heat Pump with Remote Outdoor Unit-Air-Source) | CVH837GKA2* |  |  | EN(A,D)4X36L21**+WALLCON | *97CMN0802120B* | 31400 | 17 | 8.1 | 33200 | 24200 | 72.89% | 1.82 | 0 | 11 |  |  |  |  | R-410A | 2.6167 | Residential & Commercial | USHP | Ducted CEE Tier 1
214573875 | Central HP <5.4 tons | KEEPRITE | HRCU-A-CB (Split System: Heat Pump with Remote Outdoor Unit-Air-Source) | CVH837GKA2* |  |  | EA*4X43L21A*+WALLCON | *95CSU1002122B* | 33000 | 17.5 | 8.5 | 32600 | 25000 | 76.69% | 2 | 0 | 11.5 |  |  |  |  | R-410A | 2.75 | Residential & Commercial | USHP | Ducted CEE Tier 1
214573925 | Central HP <5.4 tons | KEEPRITE | HRCU-A-CB (Split System: Heat Pump with Remote Outdoor Unit-Air-Source) | CVH837GKA2* |  |  | EA*4X48L21A*+WALLCON | *95CSU0802120B* | 32200 | 17.5 | 8.5 | 32400 | 25000 | 77.16% | 1.98 | 0 | 11 |  |  |  |  | R-410A | 2.6833 | Residential & Commercial | USHP | Ducted CEE Tier 1
214573975 | Central HP <5.4 tons | KEEPRITE | HRCU-A-CB (Split System: Heat Pump with Remote Outdoor Unit-Air-Source) | CVH837GKA2* |  |  | EA*4X48L24A*+WALLCON | *80CTL0702120B* | 32400 | 17.5 | 8.5 | 32400 | 25000 | 77.16% | 1.98 | 0 | 11 |  |  |  |  | R-410A | 2.7 | Residential & Commercial | USHP | Ducted CEE Tier 1
216634255 | Central HP <5.4 tons | ACIQ | HRCU-A-CB (Split System: Heat Pump with Remote Outdoor Unit-Air-Source) | H5H0V36*K*AAA* |  |  | EA*5X36M17A*+WALLCON | *80CSU0401712B* | 32800 | 17 | 8.5 | 36000 | 25800 | 71.67% | 1.76 | 0 | 9.5 |  |  |  |  | R-454B | 2.7333 | Residential & Commercial | USHP
216634289 | Central HP <5.4 tons | ACIQ | HRCU-A-CB (Split System: Heat Pump with Remote Outdoor Unit-Air-Source) | H5H0V36*K*AAA* |  |  | EA*5X48M21A*+WALLCON | *97CTN0802120A* | 33800 | 18 | 9 | 35000 | 25000 | 71.43% | 1.88 | 0 | 10 |  |  |  |  | R-454B | 2.8167 | Residential & Commercial | USHP | Ducted CEE Tier 1
214573305 | Central HP <5.4 tons | KEEPRITE | HRCU-A-CB (Split System: Heat Pump with Remote Outdoor Unit-Air-Source) | CVH837GKA** |  |  | EHD4X60AAL+WALLCON | *96CTN0802120B* | 33000 | 18 | 8.5 | 32000 | 24800 | 77.5% | 2.02 | 0 | 11.5 |  |  |  |  | R-410A | 2.75 | Residential & Commercial | USHP | Ducted CEE Tier 1
214572735 | Central HP <5.4 tons | KEEPRITE | HRCU-A-CB (Split System: Heat Pump with Remote Outdoor Unit-Air-Source) | CVH837GKA** |  |  | EA*4X43L21A*+WALLCON | *95CSU1002122B* | 33000 | 17.5 | 8.5 | 32600 | 25000 | 76.69% | 2 | 0 | 11.5 |  |  |  |  | R-410A | 2.75 | Residential & Commercial | USHP | Ducted CEE Tier 1
214572485 | Central HP <5.4 tons | KEEPRITE | HRCU-A-CB (Split System: Heat Pump with Remote Outdoor Unit-Air-Source) | CVH837GKA** |  |  | EA*4X36L21A*+WALLCON | *95CSU0802120B* | 31400 | 17 | 8.1 | 33000 | 24200 | 73.33% | 1.86 | 0 | 11 |  |  |  |  | R-410A | 2.6167 | Residential & Commercial | USHP | Ducted CEE Tier 1
214572535 | Central HP <5.4 tons | KEEPRITE | HRCU-A-CB (Split System: Heat Pump with Remote Outdoor Unit-Air-Source) | CVH837GKA** |  |  | EA*4X37L21A*+WALLCON | *80CTL0702120B* | 32800 | 17.5 | 8.5 | 32800 | 25200 | 76.83% | 2 | 0 | 11 |  |  |  |  | R-410A | 2.7333 | Residential & Commercial | USHP | Ducted CEE Tier 1
210450239 | Central HP <5.4 tons | BRYANT HEATING AND COOLING SYSTEMS | HRCU-A-CB (Split System: Heat Pump with Remote Outdoor Unit-Air-Source) | 38MURAQ36AB3* |  |  | CAP**3617AL* | 926TB48080V17*** | 34800 | 15.5 | 8.5 | 39000 | 35200 | 90.26% | 1.8 | 0 | 9.5 |  |  |  |  | R-410A | 2.9 | Residential & Commercial | USHP
214773317 | Central HP <5.4 tons | HISENSE | HRCU-A-CB (Split System: Heat Pump with Remote Outdoor Unit-Air-Source) | AUWR-36U3SA2 |  |  | AUH-36UX3SXX3 | 0 | 28200 | 17 | 8.5 | 29000 | 23200 | 80% | 2.07 | 0 | 10.1 |  |  |  |  | R-410A | 2.35 | Residential & Commercial | USHP | Ducted CEE Tier 1
213372198 | Central HP <5.4 tons | LPS Legacy | HRCU-A-C (Split System: Heat Pump with Remote Outdoor Unit with No Indoor Fan --Air Source) | DLCURAH24ABK |  |  | DLFULAH24XBX + CI | 0 | 24000 | 16.5 | 9.5 | 25000 | 20000 | 80% | 1.95 | 11 | 10.7 |  |  |  |  | R-410A | 2 | Residential & Commercial | USHP | Ducted CEE Tier 1
215319186 | Central HP <5.4 tons | LPS Legacy | HRCU-A-CB (Split System: Heat Pump with Remote Outdoor Unit-Air-Source) | D5CSHAH33AAK |  |  | D5FSAAH36XBK | 0 | 33000 | 16.7 | 10 | 35000 | 34000 | 97.14% | 2 | 0 | 11.7 |  |  |  |  | R-454B | 2.75 | Residential & Commercial | USHP | Ducted CEE Tier 1
216623783 | Central HP <5.4 tons | HISENSE | HRCU-A-CB (Split System: Heat Pump with Remote Outdoor Unit-Air-Source) | AUWR-48U3TW3 |  |  | AUH-48UX3TEH3 | 0 | 48000 | 18 | 9 | 48000 | 35000 | 72.92% | 2 | 0 | 10 |  |  |  |  | R-454B | 4 | Residential & Commercial | USHP | Ducted CEE Tier 1
214651448 | Central HP <5.4 tons | CHAMPION HEATING AND COOLING | HRCU-A-CB (Split System: Heat Pump with Remote Outdoor Unit-Air-Source) | HH824E2S11 |  |  | CTU36B5XDS1+TXV | TMLE100B12MP11 | 23000 | 18 | 9.5 | 23000 | 18900 | 82.17% | 2 | 0 | 12 |  |  |  |  | R-454B | 1.9167 | Residential & Commercial | USHP | Ducted CEE Tier 1
210450251 | Central HP <5.4 tons | BRYANT HEATING AND COOLING SYSTEMS | HRCU-A-CB (Split System: Heat Pump with Remote Outdoor Unit-Air-Source) | 38MURAQ36AB3* |  |  | CAP**4821AL* | 926TB48080V17*** | 35600 | 16 | 9 | 38500 | 34800 | 90.39% | 2.04 | 0 | 10 |  |  |  |  | R-410A | 2.9667 | Residential & Commercial | USHP | Ducted CEE Tier 1
213296836 | Central HP <5.4 tons | CHAMPION HEATING AND COOLING | HRCU-A-CB (Split System: Heat Pump with Remote Outdoor Unit-Air-Source) | HMH72B341 |  |  | XAHC36DBCN1 | Z8ET120C20LMPS1 | 34400 | 18.5 | 8.5 | 34000 | 23800 | 70% | 2.08 | 0 | 10 |  |  |  |  | R-410A | 2.8667 | Residential & Commercial | USHP | Ducted CEE Tier 1
216706029 | Central HP <5.4 tons | Ecoer | HRCU-A-CB (Split System: Heat Pump with Remote Outdoor Unit-Air-Source) | ESCA16H-48BBA |  |  | EAHDEC-48ABA | 0 | 48000 | 16 | 8.5 | 48000 | 38000 | 79.17% | 1.85 | 0 | 10 |  |  |  |  | R-454B | 4 | Residential & Commercial | USHP | Ducted CEE Tier 1
214807809 | Central HP <5.4 tons | CHAMPION HEATING AND COOLING | HRCU-A-CB (Split System: Heat Pump with Remote Outdoor Unit-Air-Source) | HH824E2S11 |  |  | CTU30B5XCS1+JMET08BS2N1+TXV | 0 | 23000 | 18 | 9.5 | 23000 | 18200 | 79.13% | 2 | 0 | 12 |  |  |  |  | R-454B | 1.9167 | Residential & Commercial | USHP | Ducted CEE Tier 1
215942568 | Central HP <5.4 tons | KENMORE | HRCU-A-CB (Split System: Heat Pump with Remote Outdoor Unit-Air-Source) | (C,H,T)5H3V36*K*AAA* |  |  | EVD5X61M24A*+WALLCON | *80CTL0702120B* | 35800 | 22 | 8.5 | 37400 | 28200 | 75.4% | 2.04 | 0 | 12.5 |  |  |  |  | R-454B | 2.9833 | Residential & Commercial | USHP | Ducted CEE Tier 1
215940882 | Central HP <5.4 tons | KENMORE | HRCU-A-CB (Split System: Heat Pump with Remote Outdoor Unit-Air-Source) | (C,H,T)5H3V36*K*AAA* |  |  | EVD5X60M24A*+WALLCON | *96CTN0802120B* | 35400 | 21.5 | 8.5 | 38000 | 28600 | 75.26% | 2.04 | 0 | 12 |  |  |  |  | R-454B | 2.95 | Residential & Commercial | USHP | Ducted CEE Tier 1
215940562 | Central HP <5.4 tons | KENMORE | HRCU-A-CB (Split System: Heat Pump with Remote Outdoor Unit-Air-Source) | (C,H,T)5H3V36*K*AAA* |  |  | EVD5X36M21A*+WALLCON | *97CTN0802120A* | 34400 | 20.5 | 8.5 | 38500 | 28200 | 73.25% | 2.04 | 0 | 11.7 |  |  |  |  | R-454B | 2.8667 | Residential & Commercial | USHP | Ducted CEE Tier 1
215940462 | Central HP <5.4 tons | KENMORE | HRCU-A-CB (Split System: Heat Pump with Remote Outdoor Unit-Air-Source) | (C,H,T)5H3V36*K*AAA* |  |  | EVM5X60M21A*+WALLCON | *97CTN1002122A* | 35600 | 22 | 8.5 | 38000 | 28600 | 75.26% | 2.02 | 0 | 12.5 |  |  |  |  | R-454B | 2.9667 | Residential & Commercial | USHP | Ducted CEE Tier 1
211393269 | Central HP <5.4 tons | CHAMPION HEATING AND COOLING | HRCU-A-CB (Split System: Heat Pump with Remote Outdoor Unit-Air-Source) | HMH72B341 |  |  | XAUB36DXXN1+TXV | TL9E060B12UH11 | 33400 | 17.5 | 8.1 | 33000 | 23200 | 70.3% | 2.02 | 0 | 10 |  |  |  |  | R-410A | 2.7833 | Residential & Commercial | USHP | Ducted CEE Tier 1
211393434 | Central HP <5.4 tons | CHAMPION HEATING AND COOLING | HRCU-A-CB (Split System: Heat Pump with Remote Outdoor Unit-Air-Source) | HMH72B341 |  |  | XAHC30CXXN1+TXV | TL8E080C16UH11 | 32400 | 17 | 8.1 | 32800 | 23000 | 70.12% | 2 | 0 | 9.5 |  |  |  |  | R-410A | 2.7 | Residential & Commercial | USHP
216558230 | Central HP <5.4 tons | HISENSE | HRCU-A-CB (Split System: Heat Pump with Remote Outdoor Unit-Air-Source) | AOH-60U3T24P |  |  | AHU-60U3T24 | 0 | 57000 | 19 | 9 | 57000 | 42000 | 73.68% | 2.46 | 0 | 11 |  |  |  |  | R-454B | 4.75 | Residential & Commercial | USHP | Ducted CEE Tier 1
216634159 | Central HP <5.4 tons | ACIQ | HRCU-A-CB (Split System: Heat Pump with Remote Outdoor Unit-Air-Source) | H5H0V24*K*AAA* |  |  | EA*5X25M17A*+WALLCON | *80CSU0601716B* | 24000 | 17 | 9 | 23200 | 16300 | 70.26% | 2.02 | 0 | 10.5 |  |  |  |  | R-454B | 2 | Residential & Commercial | USHP | Ducted CEE Tier 1
216634166 | Central HP <5.4 tons | ACIQ | HRCU-A-CB (Split System: Heat Pump with Remote Outdoor Unit-Air-Source) | H5H0V24*K*AAA* |  |  | EA*5X36M17A*+WALLCON | *80CSU0401712B* | 23200 | 17 | 8.5 | 23400 | 16500 | 70.51% | 2 | 0 | 10 |  |  |  |  | R-454B | 1.9333 | Residential & Commercial | USHP | Ducted CEE Tier 1
206773162 | Central HP <5.4 tons | BRYANT HEATING AND COOLING SYSTEMS | HRCU-A-CB (Split System: Heat Pump with Remote Outdoor Unit-Air-Source) | 288BNV037*0**B* |  |  | CAP**4821AL*+UI | 83*CA60100C21*** | 32200 | 17 | 8.1 | 32600 | 25000 | 76.69% | 1.96 | 11.5 | 11 |  |  |  |  | R-410A | 2.6833 | Residential & Commercial | USHP | Ducted CEE Tier 1
214773318 | Central HP <5.4 tons | HISENSE | HRCU-A-CB (Split System: Heat Pump with Remote Outdoor Unit-Air-Source) | AUWR-48U3SP2 |  |  | AUH-48UX3SXX4 | 0 | 44000 | 17 | 8.7 | 44000 | 33000 | 75% | 1.95 | 0 | 9.89 |  |  |  |  | R-410A | 3.6667 | Residential & Commercial | USHP
213298101 | Central HP <5.4 tons | CHAMPION HEATING AND COOLING | HRCU-A-CB (Split System: Heat Pump with Remote Outdoor Unit-Air-Source) | HMH72B341 |  |  | XAFB36DXXN1+JMET12BS2N1+TXV | 0 | 34000 | 18.5 | 8.5 | 33800 | 23800 | 70.41% | 2.12 | 0 | 10.5 |  |  |  |  | R-410A | 2.8333 | Residential & Commercial | USHP | Ducted CEE Tier 1
206790172 | Central HP <5.4 tons | BRYANT HEATING AND COOLING SYSTEMS | HRCU-A-CB (Split System: Heat Pump with Remote Outdoor Unit-Air-Source) | 284ANV024*0**B* |  |  | CNPV*3617AL*+UI | 986TC42080C17*** | 23200 | 20 | 9.5 | 26800 | 20000 | 74.63% | 2.38 | 14 | 13 |  |  |  |  | R-410A | 1.9333 | Residential & Commercial | USHP | Ducted CEE Tier 1
216735368 | Central HP <5.4 tons | KEEPRITE | HRCU-A-CB (Split System: Heat Pump with Remote Outdoor Unit-Air-Source) | D5CUHAH24AAK |  |  | EA*5X37M17A* | *97VTN0601716A* | 22800 | 16 | 8.5 | 20600 | 18400 | 89.32% | 1.96 | 0 | 11 |  |  |  |  | R-454B | 1.9 | Residential & Commercial | USHP | Ducted CEE Tier 1
216734668 | Central HP <5.4 tons | KEEPRITE | HRCU-A-CB (Split System: Heat Pump with Remote Outdoor Unit-Air-Source) | D5CUHAH24AAK |  |  | EA*5X36M17A* | *96MSN0601716A* | 22200 | 15.5 | 8.1 | 20800 | 18700 | 89.9% | 1.85 | 0 | 10.5 |  |  |  |  | R-454B | 1.85 | Residential & Commercial | USHP | Ducted CEE Tier 1
206790065 | Central HP <5.4 tons | BRYANT HEATING AND COOLING SYSTEMS | HRCU-A-CB (Split System: Heat Pump with Remote Outdoor Unit-Air-Source) | 284ANV024*0**B* |  |  | CNPV*3621AL*+UI | 987MB42080C17*** | 23200 | 20 | 9.5 | 26800 | 20000 | 74.63% | 2.36 | 13 | 13 |  |  |  |  | R-410A | 1.9333 | Residential & Commercial | USHP | Ducted CEE Tier 1
206790106 | Central HP <5.4 tons | BRYANT HEATING AND COOLING SYSTEMS | HRCU-A-CB (Split System: Heat Pump with Remote Outdoor Unit-Air-Source) | 284ANV024*0**B* |  |  | CSPH*3612AL*+UI | 88*TA48090C17*** | 23800 | 20.5 | 9.5 | 26400 | 19600 | 74.24% | 2.52 | 14 | 13 |  |  |  |  | R-410A | 1.9833 | Residential & Commercial | USHP | Ducted CEE Tier 1
216633902 | Central HP <5.4 tons | ACIQ | HRCU-A-CB (Split System: Heat Pump with Remote Outdoor Unit-Air-Source) | H5H0V48*K*AAA* |  |  | EVM5X60M21A*+WALLCON | *80CSU0601716A* | 48000 | 19 | 9 | 50000 | 36800 | 73.6% | 2 | 0 | 10 |  |  |  |  | R-454B | 4 | Residential & Commercial | USHP | Ducted CEE Tier 1
216633932 | Central HP <5.4 tons | ACIQ | HRCU-A-CB (Split System: Heat Pump with Remote Outdoor Unit-Air-Source) | H5H0V48*K*AAA* |  |  | EVM5X61M24A*+WALLCON | *80CSU1002120A* | 48500 | 19 | 9 | 50000 | 36800 | 73.6% | 2.1 | 0 | 10 |  |  |  |  | R-454B | 4.0417 | Residential & Commercial | USHP | Ducted CEE Tier 1
206772315 | Central HP <5.4 tons | BRYANT HEATING AND COOLING SYSTEMS | HRCU-A-CB (Split System: Heat Pump with Remote Outdoor Unit-Air-Source) | 288BNV037*0**B* |  |  | CNPV*4821AL*+UI | 986TC66100C21*** | 32400 | 17.5 | 8.1 | 33000 | 24800 | 75.15% | 1.96 | 11.5 | 11.7 |  |  |  |  | R-410A | 2.7 | Residential & Commercial | USHP | Ducted CEE Tier 1
214802096 | Central HP <5.4 tons | HISENSE | HRCU-A-CB (Split System: Heat Pump with Remote Outdoor Unit-Air-Source) | AUWR-24U3TK5 |  |  | AUH-24UX3TDH3 | 0 | 24000 | 20 | 10 | 24000 | 20800 | 86.67% | 2.3 | 0 | 12 |  |  |  |  | R-454B | 2 | Residential & Commercial | USHP | Ducted CEE Tier 1
206773144 | Central HP <5.4 tons | BRYANT HEATING AND COOLING SYSTEMS | HRCU-A-CB (Split System: Heat Pump with Remote Outdoor Unit-Air-Source) | 288BNV037*0**B* |  |  | CAP**4821AL*+UI | 83*CA48060C17*** | 32200 | 17 | 8.1 | 32600 | 25000 | 76.69% | 1.96 | 12 | 11 |  |  |  |  | R-410A | 2.6833 | Residential & Commercial | USHP | Ducted CEE Tier 1
206773419 | Central HP <5.4 tons | BRYANT HEATING AND COOLING SYSTEMS | HRCU-A-CB (Split System: Heat Pump with Remote Outdoor Unit-Air-Source) | 288BNV037*0**B* |  |  | CAP**3721AL*+UI | 935CA60080C21*** | 33000 | 17.5 | 8.5 | 32800 | 25000 | 76.22% | 2 | 12 | 11.5 |  |  |  |  | R-410A | 2.75 | Residential & Commercial | USHP | Ducted CEE Tier 1
211394252 | Central HP <5.4 tons | CHAMPION HEATING AND COOLING | HRCU-A-CB (Split System: Heat Pump with Remote Outdoor Unit-Air-Source) | HMH72B341 |  |  | XAUC48FXXN1+TXV | TM9Y060B12MP11 | 33200 | 16.5 | 8.1 | 32600 | 24000 | 73.62% | 2.02 | 0 | 9 |  |  |  |  | R-410A | 2.7667 | Residential & Commercial | USHP
211395005 | Central HP <5.4 tons | CHAMPION HEATING AND COOLING | HRCU-A-CB (Split System: Heat Pump with Remote Outdoor Unit-Air-Source) | HMH72B341 |  |  | XAHD48FXXN1+TXV | TM9V080C16MP12 | 32600 | 16 | 8.1 | 31800 | 23200 | 72.96% | 2.02 | 0 | 9 |  |  |  |  | R-410A | 2.7167 | Residential & Commercial | USHP
211395909 | Central HP <5.4 tons | CHAMPION HEATING AND COOLING | HRCU-A-CB (Split System: Heat Pump with Remote Outdoor Unit-Air-Source) | HMH72B341 |  |  | XAUC48FXXN1+TXV | TP9C060B12MP13 | 33000 | 16.5 | 8.1 | 32400 | 24000 | 74.07% | 2.04 | 0 | 9 |  |  |  |  | R-410A | 2.75 | Residential & Commercial | USHP
211396059 | Central HP <5.4 tons | CHAMPION HEATING AND COOLING | HRCU-A-CB (Split System: Heat Pump with Remote Outdoor Unit-Air-Source) | HMH72B341 |  |  | XAHD48FXXN1+TXV | TM9E080C16MP12 | 33600 | 16.5 | 8.1 | 32800 | 24200 | 73.78% | 2.04 | 0 | 9 |  |  |  |  | R-410A | 2.8 | Residential & Commercial | USHP
211397096 | Central HP <5.4 tons | CHAMPION HEATING AND COOLING | HRCU-A-CB (Split System: Heat Pump with Remote Outdoor Unit-Air-Source) | HMH72B341 |  |  | XAHC48FXXN1+TXV | TPLC100C20MP13 | 33800 | 16.5 | 8.5 | 32400 | 23800 | 73.46% | 2.06 | 0 | 9 |  |  |  |  | R-410A | 2.8167 | Residential & Commercial | USHP
216735665 | Central HP <5.4 tons | KEEPRITE | HRCU-A-CB (Split System: Heat Pump with Remote Outdoor Unit-Air-Source) | D5CUHAH24AAK |  |  | EA*5X37M21A* | *80VTL0902120B* | 23400 | 16 | 8.5 | 20800 | 18600 | 89.42% | 1.98 | 0 | 11 |  |  |  |  | R-454B | 1.95 | Residential & Commercial | USHP | Ducted CEE Tier 1
216734946 | Central HP <5.4 tons | KEEPRITE | HRCU-A-CB (Split System: Heat Pump with Remote Outdoor Unit-Air-Source) | D5CUHAH24AAK |  |  | EA*5X37M17A* | *80MS(N,L)0701716A* | 22800 | 16 | 8.5 | 20600 | 18400 | 89.32% | 1.96 | 0 | 11 |  |  |  |  | R-454B | 1.9 | Residential & Commercial | USHP | Ducted CEE Tier 1
213372201 | Central HP <5.4 tons | LPS Legacy | HRCU-A-C (Split System: Heat Pump with Remote Outdoor Unit with No Indoor Fan --Air Source) | DLCURAH36ABK |  |  | DLFULAH36XCX + CI | 0 | 35000 | 15.2 | 10 | 39000 | 32000 | 82.05% | 2 | 10.2 | 10 |  |  |  |  | R-410A | 2.9167 | Residential & Commercial | USHP | Ducted CEE Tier 1
216437868 | Central HP <5.4 tons | OUTES | HRCU-A-CB (Split System: Heat Pump with Remote Outdoor Unit-Air-Source) | OTD-H60DMR3-C01/SE180 |  |  | OAH-C60DMR3-B01/SE180 | 0 | 55000 | 17 | 8.8 | 54000 | 40000 | 74.07% | 2.3 | 0 | 10 |  |  |  |  | R-32 | 4.5833 | Residential & Commercial | USHP | Ducted CEE Tier 1
216634305 | Central HP <5.4 tons | ACIQ | HRCU-A-CB (Split System: Heat Pump with Remote Outdoor Unit-Air-Source) | H5H0V36*K*AAA* |  |  | EA*5X61M24A*+WALLCON | *97CTN1202422A* | 35000 | 18.5 | 9 | 34400 | 24800 | 72.09% | 1.92 | 0 | 10.5 |  |  |  |  | R-454B | 2.9167 | Residential & Commercial | USHP | Ducted CEE Tier 1
216634307 | Central HP <5.4 tons | ACIQ | HRCU-A-CB (Split System: Heat Pump with Remote Outdoor Unit-Air-Source) | H5H0V36*K*AAA* |  |  | ESH5X36M12A*+WALLCON | *80CSU0401712B* | 33800 | 16 | 8.5 | 35600 | 25400 | 71.35% | 1.78 | 0 | 9.5 |  |  |  |  | R-454B | 2.8167 | Residential & Commercial | USHP
216634321 | Central HP <5.4 tons | ACIQ | HRCU-A-CB (Split System: Heat Pump with Remote Outdoor Unit-Air-Source) | H5H0V36*K*AAA* |  |  | ESH5X42M12A*+WALLCON | *97CTN1202422A* | 34000 | 16 | 8.5 | 35600 | 25200 | 70.79% | 1.78 | 0 | 9.5 |  |  |  |  | R-454B | 2.8333 | Residential & Commercial | USHP
216636144 | Central HP <5.4 tons | ACIQ | HRCU-A-CB (Split System: Heat Pump with Remote Outdoor Unit-Air-Source) | H5H3V36*K*AAA* |  |  | EVD5X42M21A*+WALLCON | *80CSU0401712B* | 34600 | 21 | 8.5 | 38500 | 28000 | 72.73% | 2.04 | 0 | 12 |  |  |  |  | R-454B | 2.8833 | Residential & Commercial | USHP | Ducted CEE Tier 1
206790217 | Central HP <5.4 tons | BRYANT HEATING AND COOLING SYSTEMS | HRCU-A-CB (Split System: Heat Pump with Remote Outdoor Unit-Air-Source) | 284ANV024*0**B* |  |  | CSPH*4212AL*+UI | 986TC42080C17*** | 23800 | 19.5 | 9.5 | 26600 | 19800 | 74.44% | 2.5 | 14 | 12.5 |  |  |  |  | R-410A | 1.9833 | Residential & Commercial | USHP | Ducted CEE Tier 1
206790247 | Central HP <5.4 tons | BRYANT HEATING AND COOLING SYSTEMS | HRCU-A-CB (Split System: Heat Pump with Remote Outdoor Unit-Air-Source) | 284ANV024*0**B* |  |  | CSPH*3612AL*+UI | 83*CA36040C17*** | 23800 | 19.5 | 9.5 | 26600 | 19700 | 74.06% | 2.48 | 13.5 | 13 |  |  |  |  | R-410A | 1.9833 | Residential & Commercial | USHP | Ducted CEE Tier 1
211273244 | Central HP <5.4 tons | Journey Comfort | HRCU-A-CB (Split System: Heat Pump with Remote Outdoor Unit-Air-Source) | RGV18ODU24 |  |  | RGV18AHU24 | 0 | 24000 | 17 | 9.2 | 26000 | 19400 | 74.62% | 2.1 | 11.3 | 10.5 |  |  |  |  | R-410A | 2 | Residential & Commercial | USHP | Ducted CEE Tier 1
206790315 | Central HP <5.4 tons | BRYANT HEATING AND COOLING SYSTEMS | HRCU-A-CB (Split System: Heat Pump with Remote Outdoor Unit-Air-Source) | 284ANV036*0**B* |  |  | CAP**4321AL*+UI | 987MB60060C21*** | 34200 | 19 | 9.5 | 35400 | 25800 | 72.88% | 2.02 | 12.5 | 12 |  |  |  |  | R-410A | 2.85 | Residential & Commercial | USHP | Ducted CEE Tier 1
216734335 | Central HP <5.4 tons | KEEPRITE | HRCU-A-CB (Split System: Heat Pump with Remote Outdoor Unit-Air-Source) | D5CUHAH24AAK |  |  | EA*5X30M17A* | OMV112K14A | 22600 | 15.5 | 8.5 | 21400 | 19100 | 89.25% | 1.96 | 0 | 10.5 |  |  |  |  | R-454B | 1.8833 | Residential & Commercial | USHP | Ducted CEE Tier 1
213771733 | Central HP <5.4 tons | KENMORE | HRCU-A-CB (Split System: Heat Pump with Remote Outdoor Unit-Air-Source) | (C,H,T)VH825GKA2* |  |  | EA*4X48L24A*+WALLCON | *96CTN1002122B* | 24200 | 16.5 | 8.1 | 21000 | 16500 | 78.57% | 2.02 | 0 | 11 |  |  |  |  | R-410A | 2.0167 | Residential & Commercial | USHP | Ducted CEE Tier 1
213297731 | Central HP <5.4 tons | CHAMPION HEATING AND COOLING | HRCU-A-CB (Split System: Heat Pump with Remote Outdoor Unit-Air-Source) | HMH72B341 |  |  | XAFC36DBCN1 | Z8ET120C20LMPS1 | 35200 | 18.5 | 8.5 | 34000 | 23800 | 70% | 2.1 | 0 | 10 |  |  |  |  | R-410A | 2.9333 | Residential & Commercial | USHP | Ducted CEE Tier 1
206790022 | Central HP <5.4 tons | BRYANT HEATING AND COOLING SYSTEMS | HRCU-A-CB (Split System: Heat Pump with Remote Outdoor Unit-Air-Source) | 284ANV024*0**B* |  |  | CAP**3617AL*+UI | 88*TA36070C14*** | 23400 | 21 | 10.5 | 26600 | 19800 | 74.44% | 2.42 | 14 | 13.5 |  |  |  |  | R-410A | 1.95 | Residential & Commercial | USHP | Ducted CEE Tier 1
206790033 | Central HP <5.4 tons | BRYANT HEATING AND COOLING SYSTEMS | HRCU-A-CB (Split System: Heat Pump with Remote Outdoor Unit-Air-Source) | 284ANV024*0**B* |  |  | CAP**4221AL*+UI | 987MB60060C21*** | 23400 | 20 | 10.5 | 26600 | 19900 | 74.81% | 2.44 | 13 | 13 |  |  |  |  | R-410A | 1.95 | Residential & Commercial | USHP | Ducted CEE Tier 1
206790115 | Central HP <5.4 tons | BRYANT HEATING AND COOLING SYSTEMS | HRCU-A-CB (Split System: Heat Pump with Remote Outdoor Unit-Air-Source) | 284ANV024*0**B* |  |  | CSPH*4212AL*+UI | 88*TA48090C17*** | 24000 | 20.5 | 10.5 | 26400 | 19600 | 74.24% | 2.54 | 14 | 13 |  |  |  |  | R-410A | 2 | Residential & Commercial | USHP | Ducted CEE Tier 1
206790140 | Central HP <5.4 tons | BRYANT HEATING AND COOLING SYSTEMS | HRCU-A-CB (Split System: Heat Pump with Remote Outdoor Unit-Air-Source) | 284ANV024*0**B* |  |  | CAP**3621AL*+UI | 88*TA48070C17*** | 23400 | 20.5 | 10.5 | 26600 | 19800 | 74.44% | 2.42 | 14 | 13 |  |  |  |  | R-410A | 1.95 | Residential & Commercial | USHP | Ducted CEE Tier 1
206790181 | Central HP <5.4 tons | BRYANT HEATING AND COOLING SYSTEMS | HRCU-A-CB (Split System: Heat Pump with Remote Outdoor Unit-Air-Source) | 284ANV024*0**B* |  |  | CNPV*4217AL*+UI | 986TC42060C17*** | 23600 | 20 | 10 | 26600 | 19900 | 74.81% | 2.46 | 14 | 13 |  |  |  |  | R-410A | 1.9667 | Residential & Commercial | USHP | Ducted CEE Tier 1
206790183 | Central HP <5.4 tons | BRYANT HEATING AND COOLING SYSTEMS | HRCU-A-CB (Split System: Heat Pump with Remote Outdoor Unit-Air-Source) | 284ANV024*0**B* |  |  | CNPV*4221AL*+UI | 88*TA36045C17*** | 23400 | 19.5 | 10 | 26800 | 20000 | 74.63% | 2.42 | 14 | 13 |  |  |  |  | R-410A | 1.95 | Residential & Commercial | USHP | Ducted CEE Tier 1
210596551 | Central HP <5.4 tons | BRYANT HEATING AND COOLING SYSTEMS | HRCU-A-CB (Split System: Heat Pump with Remote Outdoor Unit-Air-Source) | 288BNV037*0**A* |  |  | CAP**6124AL*+UI | 88*TA60090C21*** | 33200 | 18 | 8.5 | 32000 | 24800 | 77.5% | 2 | 0 | 12 |  |  |  |  | R-410A | 2.7667 | Residential & Commercial | USHP | Ducted CEE Tier 1
210596600 | Central HP <5.4 tons | BRYANT HEATING AND COOLING SYSTEMS | HRCU-A-CB (Split System: Heat Pump with Remote Outdoor Unit-Air-Source) | 288BNV037*0**A* |  |  | CSPH*6012AL*+UI | 88*TA60090C21*** | 33000 | 17 | 8.1 | 32200 | 25000 | 77.64% | 2 | 0 | 11.5 |  |  |  |  | R-410A | 2.75 | Residential & Commercial | USHP | Ducted CEE Tier 1
206773608 | Central HP <5.4 tons | BRYANT HEATING AND COOLING SYSTEMS | HRCU-A-CB (Split System: Heat Pump with Remote Outdoor Unit-Air-Source) | 288BNV037*0**B* |  |  | CNPV*4821AL*+UI | 935CA66100C21*** | 32400 | 17.5 | 8.1 | 32800 | 24600 | 75% | 1.98 | 12 | 11.7 |  |  |  |  | R-410A | 2.7 | Residential & Commercial | USHP | Ducted CEE Tier 1
206790265 | Central HP <5.4 tons | BRYANT HEATING AND COOLING SYSTEMS | HRCU-A-CB (Split System: Heat Pump with Remote Outdoor Unit-Air-Source) | 284ANV036*0**B* |  |  | CAP**3717AL*+UI | 88*TA48070C17*** | 34000 | 19 | 9.5 | 35400 | 26200 | 74.01% | 2.02 | 12 | 12 |  |  |  |  | R-410A | 2.8333 | Residential & Commercial | USHP | Ducted CEE Tier 1
206790267 | Central HP <5.4 tons | BRYANT HEATING AND COOLING SYSTEMS | HRCU-A-CB (Split System: Heat Pump with Remote Outdoor Unit-Air-Source) | 284ANV036*0**B* |  |  | CAP**3721AL*+UI | 88*TA48070C17*** | 34400 | 19.5 | 9.5 | 35200 | 25800 | 73.3% | 2.04 | 12.5 | 12 |  |  |  |  | R-410A | 2.8667 | Residential & Commercial | USHP | Ducted CEE Tier 1
206790149 | Central HP <5.4 tons | BRYANT HEATING AND COOLING SYSTEMS | HRCU-A-CB (Split System: Heat Pump with Remote Outdoor Unit-Air-Source) | 284ANV024*0**B* |  |  | CAP**4221AL*+UI | 986TC42060C17*** | 23400 | 20 | 10.5 | 26600 | 19900 | 74.81% | 2.44 | 14 | 13 |  |  |  |  | R-410A | 1.95 | Residential & Commercial | USHP | Ducted CEE Tier 1
206790174 | Central HP <5.4 tons | BRYANT HEATING AND COOLING SYSTEMS | HRCU-A-CB (Split System: Heat Pump with Remote Outdoor Unit-Air-Source) | 284ANV024*0**B* |  |  | CNPV*3621AL*+UI | 88*TA48070C17*** | 23200 | 20.5 | 10 | 26800 | 19900 | 74.25% | 2.38 | 14 | 13 |  |  |  |  | R-410A | 1.9333 | Residential & Commercial | USHP | Ducted CEE Tier 1
215939862 | Central HP <5.4 tons | KENMORE | HRCU-A-CB (Split System: Heat Pump with Remote Outdoor Unit-Air-Source) | (C,H,T)5H3V36*K*AAA* |  |  | EA*5X61M21A*+WALLCON | *97CTN0601716A* | 34000 | 19.5 | 9 | 35200 | 26800 | 76.14% | 1.94 | 0 | 11 |  |  |  |  | R-454B | 2.8333 | Residential & Commercial | USHP | Ducted CEE Tier 1
215939662 | Central HP <5.4 tons | KENMORE | HRCU-A-CB (Split System: Heat Pump with Remote Outdoor Unit-Air-Source) | (C,H,T)5H3V36*K*AAA* |  |  | EA*5X42M21A*+WALLCON | *80CSU0401712B* | 32800 | 20 | 9.5 | 34800 | 26600 | 76.44% | 2.02 | 0 | 11.5 |  |  |  |  | R-454B | 2.7333 | Residential & Commercial | USHP | Ducted CEE Tier 1
215939742 | Central HP <5.4 tons | KENMORE | HRCU-A-CB (Split System: Heat Pump with Remote Outdoor Unit-Air-Source) | (C,H,T)5H3V36*K*AAA* |  |  | EA*5X48M21A*+WALLCON | *80CSU0601716B* | 33400 | 20.5 | 9.5 | 34400 | 26200 | 76.16% | 2.04 | 0 | 11.7 |  |  |  |  | R-454B | 2.7833 | Residential & Commercial | USHP | Ducted CEE Tier 1
215939792 | Central HP <5.4 tons | KENMORE | HRCU-A-CB (Split System: Heat Pump with Remote Outdoor Unit-Air-Source) | (C,H,T)5H3V36*K*AAA* |  |  | EA*5X60M24A*+WALLCON | *96CTN0802120B* | 34000 | 20 | 9.5 | 34200 | 26000 | 76.02% | 2.06 | 0 | 11.7 |  |  |  |  | R-454B | 2.8333 | Residential & Commercial | USHP | Ducted CEE Tier 1
214648690 | Central HP <5.4 tons | TEXANAIR | HRCU-A-C (Split System: Heat Pump with Remote Outdoor Unit with No Indoor Fan --Air Source) | TEXAN018HHCU1 |  |  | TEXANDF24A1 | 0 | 18000 | 16.1 | 9.5 | 19000 | 15000 | 78.95% | 2.2 | 11.6 | 11.7 |  |  |  |  | R-410A | 1.5 | Residential & Commercial | USHP | Ducted CEE Tier 1
206790036 | Central HP <5.4 tons | BRYANT HEATING AND COOLING SYSTEMS | HRCU-A-CB (Split System: Heat Pump with Remote Outdoor Unit-Air-Source) | 284ANV024*0**B* |  |  | CAP**4221AL*+UI | 88*TA48090C17*** | 23600 | 21.5 | 10.5 | 26400 | 19700 | 74.62% | 2.48 | 14 | 13.5 |  |  |  |  | R-410A | 1.9667 | Residential & Commercial | USHP | Ducted CEE Tier 1
213781013 | Central HP <5.4 tons | KENMORE | HRCU-A-CB (Split System: Heat Pump with Remote Outdoor Unit-Air-Source) | (C,H,T)VH837GKA2* |  |  | EA*4X42L21A*+WALLCON | *80CTL1102120B* | 31800 | 17 | 8.1 | 32800 | 24200 | 73.78% | 1.88 | 0 | 11 |  |  |  |  | R-410A | 2.65 | Residential & Commercial | USHP | Ducted CEE Tier 1
214650811 | Central HP <5.4 tons | CHAMPION HEATING AND COOLING | HRCU-A-CB (Split System: Heat Pump with Remote Outdoor Unit-Air-Source) | HH824E2S11 |  |  | CTU30B5XCS1+TXV | TP9C060B12MP13 | 23000 | 17 | 9.5 | 23000 | 18300 | 79.57% | 2 | 0 | 12 |  |  |  |  | R-454B | 1.9167 | Residential & Commercial | USHP | Ducted CEE Tier 1
214652049 | Central HP <5.4 tons | CHAMPION HEATING AND COOLING | HRCU-A-CB (Split System: Heat Pump with Remote Outdoor Unit-Air-Source) | HH824E2S11 |  |  | CTU30B5XCS1+TXV | TP9C080B12MP13 | 23000 | 17 | 9.5 | 23000 | 18200 | 79.13% | 2 | 0 | 12 |  |  |  |  | R-454B | 1.9167 | Residential & Commercial | USHP | Ducted CEE Tier 1
213297921 | Central HP <5.4 tons | CHAMPION HEATING AND COOLING | HRCU-A-CB (Split System: Heat Pump with Remote Outdoor Unit-Air-Source) | HMH72B341 |  |  | XAFC30CXXN1+TXV | Z8ET080C16LMPS1 | 33600 | 18.5 | 8.5 | 33000 | 23200 | 70.3% | 2.08 | 0 | 9.5 |  |  |  |  | R-410A | 2.8 | Residential & Commercial | USHP
214771711 | Central HP <5.4 tons | BOSCH | HRCU-A-CB (Split System: Heat Pump with Remote Outdoor Unit-Air-Source) | BOVA-36RTB-M20S |  |  | BIVA-36RCB-M20X | 0 | 34200 | 19 | 9.5 | 34200 | 24400 | 71.35% | 2 | 0 | 12 |  |  |  |  | R-454B | 2.85 | Residential & Commercial | USHP | Ducted CEE Tier 1
211594473 | Central HP <5.4 tons | Ecoer | HRCU-A-CB (Split System: Heat Pump with Remote Outdoor Unit-Air-Source) | ESCA16H-36 |  |  | EAHAEC-36 | 0 | 36000 | 16 | 9.5 | 40000 | 34400 | 86% | 1.97 | 10.5 | 10 |  |  |  |  | R-410A | 3 | Residential & Commercial | USHP | Ducted CEE Tier 1
215935301 | Central HP <5.4 tons | KEEPRITE | HRCU-A-CB (Split System: Heat Pump with Remote Outdoor Unit-Air-Source) | C5H3V36*K*AAA* |  |  | EVM5X60M21A*+WALLCON | *97CMN1002122B* | 35600 | 22 | 8.5 | 38000 | 28600 | 75.26% | 2.02 | 0 | 12.5 |  |  |  |  | R-454B | 2.9667 | Residential & Commercial | USHP | Ducted CEE Tier 1
215935321 | Central HP <5.4 tons | KEEPRITE | HRCU-A-CB (Split System: Heat Pump with Remote Outdoor Unit-Air-Source) | C5H3V36*K*AAA* |  |  | EVM5X60M21A*+WALLCON | *96CTN1002122B* | 35600 | 22 | 8.5 | 38000 | 28600 | 75.26% | 2.02 | 0 | 12.5 |  |  |  |  | R-454B | 2.9667 | Residential & Commercial | USHP | Ducted CEE Tier 1
214573655 | Central HP <5.4 tons | KEEPRITE | HRCU-A-CB (Split System: Heat Pump with Remote Outdoor Unit-Air-Source) | CVH837GKA2* |  |  | EA*4X36L21A*+WALLCON | *97CMN0802120B* | 31600 | 17 | 8.1 | 33000 | 24200 | 73.33% | 1.86 | 0 | 11 |  |  |  |  | R-410A | 2.6333 | Residential & Commercial | USHP | Ducted CEE Tier 1
216734452 | Central HP <5.4 tons | KEEPRITE | HRCU-A-CB (Split System: Heat Pump with Remote Outdoor Unit-Air-Source) | D5CUHAH24AAK |  |  | EA*5X36M17A* | *80VSL0901716B* | 22200 | 16.5 | 8.1 | 20800 | 18700 | 89.9% | 1.85 | 0 | 10.5 |  |  |  |  | R-454B | 1.85 | Residential & Commercial | USHP | Ducted CEE Tier 1
216633056 | Central HP <5.4 tons | ACIQ | HRCU-A-CB (Split System: Heat Pump with Remote Outdoor Unit-Air-Source) | H5H0V24*K*AAA* |  |  | EA*5X36M17A*+WALLCON | *97CMN0801714B* | 23000 | 17 | 9 | 23800 | 16700 | 70.17% | 1.98 | 0 | 10 |  |  |  |  | R-454B | 1.9167 | Residential & Commercial | USHP | Ducted CEE Tier 1
213781093 | Central HP <5.4 tons | KENMORE | HRCU-A-CB (Split System: Heat Pump with Remote Outdoor Unit-Air-Source) | (C,H,T)VH837GKA2* |  |  | EA*4X42L24A*+WALLCON | *80CTL0902120B* | 31800 | 17 | 8.1 | 32800 | 24200 | 73.78% | 1.88 | 0 | 11 |  |  |  |  | R-410A | 2.65 | Residential & Commercial | USHP | Ducted CEE Tier 1
215941232 | Central HP <5.4 tons | KENMORE | HRCU-A-CB (Split System: Heat Pump with Remote Outdoor Unit-Air-Source) | (C,H,T)5H3V48*K*AAA* |  |  | ESH5X60M12A*+WALLCON | *97CTN0801716A* | 44000 | 19.5 | 9 | 49000 | 37400 | 76.33% | 1.8 | 0 | 10.5 |  |  |  |  | R-454B | 3.6667 | Residential & Commercial | USHP | Ducted CEE Tier 1
214574036 | Central HP <5.4 tons | KENMORE | HRCU-A-CB (Split System: Heat Pump with Remote Outdoor Unit-Air-Source) | (C,H,T)VH837GKA2* |  |  | EA*4X60L24A*+WALLCON | *80CTL0702120B* | 32800 | 17.5 | 8.5 | 31600 | 24800 | 78.48% | 1.98 | 0 | 11.5 |  |  |  |  | R-410A | 2.7333 | Residential & Commercial | USHP | Ducted CEE Tier 1
213774543 | Central HP <5.4 tons | KENMORE | HRCU-A-CB (Split System: Heat Pump with Remote Outdoor Unit-Air-Source) | (C,H,T)VH825GKA3* |  |  | EHD4X42AAL+WALLCON | *96CTN1002122B* | 24200 | 16 | 8.1 | 21400 | 16600 | 77.57% | 2 | 0 | 10.5 |  |  |  |  | R-410A | 2.0167 | Residential & Commercial | USHP | Ducted CEE Tier 1
214572966 | Central HP <5.4 tons | KENMORE | HRCU-A-CB (Split System: Heat Pump with Remote Outdoor Unit-Air-Source) | (C,H,T)VH837GKA** |  |  | EA*4X61L21A*+WALLCON | *95CSU0802120B* | 33200 | 17.5 | 8.5 | 32000 | 25000 | 78.12% | 2 | 0 | 11.5 |  |  |  |  | R-410A | 2.7667 | Residential & Commercial | USHP | Ducted CEE Tier 1
206790170 | Central HP <5.4 tons | BRYANT HEATING AND COOLING SYSTEMS | HRCU-A-CB (Split System: Heat Pump with Remote Outdoor Unit-Air-Source) | 284ANV024*0**B* |  |  | CNPV*3617AL*+UI | 88*TA48070C17*** | 23200 | 20.5 | 10 | 26800 | 19900 | 74.25% | 2.38 | 14 | 13 |  |  |  |  | R-410A | 1.9333 | Residential & Commercial | USHP | Ducted CEE Tier 1
206790171 | Central HP <5.4 tons | BRYANT HEATING AND COOLING SYSTEMS | HRCU-A-CB (Split System: Heat Pump with Remote Outdoor Unit-Air-Source) | 284ANV024*0**B* |  |  | CNPV*3617AL*+UI | 986TC42060C17*** | 23200 | 19.5 | 9.5 | 26800 | 20000 | 74.63% | 2.36 | 14 | 13 |  |  |  |  | R-410A | 1.9333 | Residential & Commercial | USHP | Ducted CEE Tier 1
216636160 | Central HP <5.4 tons | ACIQ | HRCU-A-CB (Split System: Heat Pump with Remote Outdoor Unit-Air-Source) | H5H3V36*K*AAA* |  |  | EVD5X49M24A*+WALLCON | *97CTN1002122A* | 35400 | 22 | 8.5 | 38000 | 28400 | 74.74% | 2.04 | 0 | 12.5 |  |  |  |  | R-454B | 2.95 | Residential & Commercial | USHP | Ducted CEE Tier 1
214229031 | Central HP <5.4 tons | KEEPRITE | HRCU-A-CB (Split System: Heat Pump with Remote Outdoor Unit-Air-Source) | DLCURAH18ABK |  |  | EN(A,D)4X30L17** | *80MSU0601716A* | 17800 | 16.5 | 8.1 | 18300 | 18500 | 101.1% | 2.22 | 0 | 11 |  |  |  |  | R-410A | 1.4833 | Residential & Commercial | USHP | Ducted CEE Tier 1
216760015 | Central HP <5.4 tons | ELIOS | HRCU-A-C (Split System: Heat Pump with Remote Outdoor Unit with No Indoor Fan --Air Source) | ESHMB36R2AN1 |  |  | GUHMA36RBAS1 | 0 | 36000 | 15.8 | 9.4 | 38000 | 36000 | 94.74% | 1.9 | 0 | 10.7 |  |  |  |  | R-454B | 3 | Residential & Commercial | USHP | Ducted CEE Tier 1
214651069 | Central HP <5.4 tons | CHAMPION HEATING AND COOLING | HRCU-A-CB (Split System: Heat Pump with Remote Outdoor Unit-Air-Source) | HH824E2S11 |  |  | CTU36B5XDS1+TXV | Z8ES080B12SMPS1 | 23000 | 19 | 9.5 | 23000 | 18600 | 80.87% | 2 | 0 | 12 |  |  |  |  | R-454B | 1.9167 | Residential & Commercial | USHP | Ducted CEE Tier 1
214649767 | Central HP <5.4 tons | CHAMPION HEATING AND COOLING | HRCU-A-CB (Split System: Heat Pump with Remote Outdoor Unit-Air-Source) | HH824E2S11 |  |  | CTU30B5XCS1+TXV | TM8E100B12MP11 | 23000 | 17 | 9.5 | 23000 | 18400 | 80% | 2 | 0 | 12 |  |  |  |  | R-454B | 1.9167 | Residential & Commercial | USHP | Ducted CEE Tier 1
214650938 | Central HP <5.4 tons | CHAMPION HEATING AND COOLING | HRCU-A-CB (Split System: Heat Pump with Remote Outdoor Unit-Air-Source) | HH824E2S11 |  |  | CTU36B5XDS1+TXV | TMLE080B12MP11 | 23000 | 18 | 9.5 | 23000 | 18700 | 81.3% | 2 | 0 | 12 |  |  |  |  | R-454B | 1.9167 | Residential & Commercial | USHP | Ducted CEE Tier 1
214651004 | Central HP <5.4 tons | CHAMPION HEATING AND COOLING | HRCU-A-CB (Split System: Heat Pump with Remote Outdoor Unit-Air-Source) | HH824E2S11 |  |  | CTU36B5XDS1+TXV | TM9V080B12MP12 | 23000 | 18 | 9.5 | 23000 | 18400 | 80% | 2 | 0 | 12 |  |  |  |  | R-454B | 1.9167 | Residential & Commercial | USHP | Ducted CEE Tier 1
206765717 | Central HP <5.4 tons | BRYANT HEATING AND COOLING SYSTEMS | HRCU-A-CB (Split System: Heat Pump with Remote Outdoor Unit-Air-Source) | 288BNV025*0**C* |  |  | CAP**3621AL*+UI | 88*TA36045C17*** | 23400 | 16 | 8.1 | 21600 | 16800 | 77.78% | 1.92 | 11 | 10.5 |  |  |  |  | R-410A | 1.95 | Residential & Commercial | USHP | Ducted CEE Tier 1
206135923 | Central HP <5.4 tons | BRYANT HEATING AND COOLING SYSTEMS | HRCU-A-CB (Split System: Heat Pump with Remote Outdoor Unit-Air-Source) | 288BNV037*0**A* |  |  | CNPV*4821AL*+UI | 83*CA60100C21*** | 32400 | 17 | 8.1 | 33000 | 24800 | 75.15% | 1.94 | 12.2 | 11.5 |  |  |  |  | R-410A | 2.7 | Residential & Commercial | USHP | Ducted CEE Tier 1
211397528 | Central HP <5.4 tons | CHAMPION HEATING AND COOLING | HRCU-A-CB (Split System: Heat Pump with Remote Outdoor Unit-Air-Source) | HMH72B341 |  |  | XAFD48FXXN1+TXV | TM8V100C16MP12 | 34000 | 16.5 | 8.5 | 33000 | 24400 | 73.94% | 2.1 | 0 | 9 |  |  |  |  | R-410A | 2.8333 | Residential & Commercial | USHP
211398197 | Central HP <5.4 tons | CHAMPION HEATING AND COOLING | HRCU-A-CB (Split System: Heat Pump with Remote Outdoor Unit-Air-Source) | HMH72B341 |  |  | XAHC48FBCN1 | TMLE120C16MP11 | 33000 | 17 | 8.5 | 31600 | 23200 | 73.42% | 2.04 | 0 | 9.5 |  |  |  |  | R-410A | 2.75 | Residential & Commercial | USHP
211398517 | Central HP <5.4 tons | CHAMPION HEATING AND COOLING | HRCU-A-CB (Split System: Heat Pump with Remote Outdoor Unit-Air-Source) | HMH72B341 |  |  | XAFC48FXXN1+TXV | TM8E100C16MP11 | 33600 | 17 | 8.5 | 32400 | 23600 | 72.84% | 2.06 | 0 | 9.5 |  |  |  |  | R-410A | 2.8 | Residential & Commercial | USHP
211390042 | Central HP <5.4 tons | CHAMPION HEATING AND COOLING | HRCU-A-CB (Split System: Heat Pump with Remote Outdoor Unit-Air-Source) | HMH72B341 |  |  | XAHC36DBCN1 | TPLC080C16MP13 | 34000 | 17 | 8.1 | 34000 | 24600 | 72.35% | 2.08 | 0 | 9.5 |  |  |  |  | R-410A | 2.8333 | Residential & Commercial | USHP
211390326 | Central HP <5.4 tons | CHAMPION HEATING AND COOLING | HRCU-A-CB (Split System: Heat Pump with Remote Outdoor Unit-Air-Source) | HMH72B341 |  |  | XAFC30CXXN1+TXV | TM8V100C16MP12 | 33000 | 17.5 | 8.5 | 33000 | 23200 | 70.3% | 2.04 | 0 | 9.5 |  |  |  |  | R-410A | 2.75 | Residential & Commercial | USHP
211388222 | Central HP <5.4 tons | CHAMPION HEATING AND COOLING | HRCU-A-CB (Split System: Heat Pump with Remote Outdoor Unit-Air-Source) | HMH72B341 |  |  | XAFC36DXXN1+TXV | TM9V060B12MP12 | 34000 | 17.5 | 8.1 | 34000 | 24200 | 71.18% | 2.06 | 0 | 9.5 |  |  |  |  | R-410A | 2.8333 | Residential & Commercial | USHP
211389121 | Central HP <5.4 tons | CHAMPION HEATING AND COOLING | HRCU-A-CB (Split System: Heat Pump with Remote Outdoor Unit-Air-Source) | HMH72B341 |  |  | XAFB30CXXN1+TXV | TM9E060B12MP12 | 32600 | 17 | 8.1 | 33600 | 23600 | 70.24% | 2 | 0 | 9.5 |  |  |  |  | R-410A | 2.7167 | Residential & Commercial | USHP
216734434 | Central HP <5.4 tons | KEEPRITE | HRCU-A-CB (Split System: Heat Pump with Remote Outdoor Unit-Air-Source) | D5CUHAH24AAK |  |  | EA*5X36M17A* | *80VSL0701412B* | 22600 | 16.5 | 8.5 | 20800 | 18700 | 89.9% | 1.96 | 0 | 11 |  |  |  |  | R-454B | 1.8833 | Residential & Commercial | USHP | Ducted CEE Tier 1
211756649 | Central HP <5.4 tons | LPS Legacy | HRCU-A-CB (Split System: Heat Pump with Remote Outdoor Unit-Air-Source) | DLCURAH36ABK |  |  | DLFUAAH36XAK | 0 | 36000 | 16 | 9.5 | 40000 | 34400 | 86% | 1.97 | 10.5 | 10 |  |  |  |  | R-410A | 3 | Residential & Commercial | USHP | Ducted CEE Tier 1
216643097 | Central HP <5.4 tons | KEEPRITE | HRCU-A-CB (Split System: Heat Pump with Remote Outdoor Unit-Air-Source) | D5CUHAH18AAK |  |  | EA*5X19M17A* | *80CSU0401712A* | 18500 | 15.2 | 10.5 | 20000 | 17800 | 89% | 2 | 0 | 11.7 |  |  |  |  | R-454B | 1.5417 | Residential & Commercial | USHP | Ducted CEE Tier 1
216643563 | Central HP <5.4 tons | KEEPRITE | HRCU-A-CB (Split System: Heat Pump with Remote Outdoor Unit-Air-Source) | D5CUHAH18AAK |  |  | EA*5X24M17A* | *80MSU0401712A* | 17700 | 15.2 | 10 | 20600 | 18500 | 89.81% | 1.98 | 0 | 11 |  |  |  |  | R-454B | 1.475 | Residential & Commercial | USHP | Ducted CEE Tier 1
206790208 | Central HP <5.4 tons | BRYANT HEATING AND COOLING SYSTEMS | HRCU-A-CB (Split System: Heat Pump with Remote Outdoor Unit-Air-Source) | 284ANV024*0**B* |  |  | CSPH*3612AL*+UI | 986TC42060C17*** | 23600 | 19 | 9 | 26600 | 19900 | 74.81% | 2.46 | 14 | 12.5 |  |  |  |  | R-410A | 1.9667 | Residential & Commercial | USHP | Ducted CEE Tier 1
216633884 | Central HP <5.4 tons | ACIQ | HRCU-A-CB (Split System: Heat Pump with Remote Outdoor Unit-Air-Source) | H5H0V48*K*AAA* |  |  | EVM5X48M21A*+WALLCON | *96CTN1002122B* | 47000 | 18.5 | 9 | 50000 | 36400 | 72.8% | 2 | 0 | 10 |  |  |  |  | R-454B | 3.9167 | Residential & Commercial | USHP | Ducted CEE Tier 1
206790306 | Central HP <5.4 tons | BRYANT HEATING AND COOLING SYSTEMS | HRCU-A-CB (Split System: Heat Pump with Remote Outdoor Unit-Air-Source) | 284ANV036*0**B* |  |  | CAP**4321AL*+UI | 986TC42060C17*** | 34200 | 19 | 9.5 | 35400 | 26000 | 73.45% | 2.02 | 12 | 11.7 |  |  |  |  | R-410A | 2.85 | Residential & Commercial | USHP | Ducted CEE Tier 1
206790331 | Central HP <5.4 tons | BRYANT HEATING AND COOLING SYSTEMS | HRCU-A-CB (Split System: Heat Pump with Remote Outdoor Unit-Air-Source) | 284ANV036*0**B* |  |  | CAP**4824AL*+UI | 88*TA66135C24*** | 33800 | 19.5 | 9.5 | 34800 | 25600 | 73.56% | 2.04 | 13 | 12.5 |  |  |  |  | R-410A | 2.8167 | Residential & Commercial | USHP | Ducted CEE Tier 1
206790342 | Central HP <5.4 tons | BRYANT HEATING AND COOLING SYSTEMS | HRCU-A-CB (Split System: Heat Pump with Remote Outdoor Unit-Air-Source) | 284ANV036*0**B* |  |  | CAP**6024AL*+UI | 88*TA66135C24*** | 34400 | 20 | 9 | 34400 | 25000 | 72.67% | 2.02 | 13 | 12.5 |  |  |  |  | R-410A | 2.8667 | Residential & Commercial | USHP | Ducted CEE Tier 1
206790351 | Central HP <5.4 tons | BRYANT HEATING AND COOLING SYSTEMS | HRCU-A-CB (Split System: Heat Pump with Remote Outdoor Unit-Air-Source) | 284ANV036*0**B* |  |  | CAP**6121AL*+UI | 88*TA48070C17*** | 34600 | 19.5 | 9 | 34600 | 25200 | 72.83% | 2.02 | 13 | 12 |  |  |  |  | R-410A | 2.8833 | Residential & Commercial | USHP | Ducted CEE Tier 1
206790449 | Central HP <5.4 tons | BRYANT HEATING AND COOLING SYSTEMS | HRCU-A-CB (Split System: Heat Pump with Remote Outdoor Unit-Air-Source) | 284ANV036*0**B* |  |  | CSPH*4212AL*+UI | 986TC42080C17*** | 33800 | 18 | 9 | 35400 | 26200 | 74.01% | 2.02 | 12 | 11.5 |  |  |  |  | R-410A | 2.8167 | Residential & Commercial | USHP | Ducted CEE Tier 1
206790326 | Central HP <5.4 tons | BRYANT HEATING AND COOLING SYSTEMS | HRCU-A-CB (Split System: Heat Pump with Remote Outdoor Unit-Air-Source) | 284ANV036*0**B* |  |  | CAP**4821AL*+UI | 88*TA48090C17*** | 33800 | 20 | 9.5 | 34800 | 25800 | 74.14% | 2.04 | 12.5 | 12 |  |  |  |  | R-410A | 2.8167 | Residential & Commercial | USHP | Ducted CEE Tier 1
206790376 | Central HP <5.4 tons | BRYANT HEATING AND COOLING SYSTEMS | HRCU-A-CB (Split System: Heat Pump with Remote Outdoor Unit-Air-Source) | 284ANV036*0**B* |  |  | CNPV*4217AL*+UI | 986TC42060C17*** | 33200 | 18.5 | 9 | 35600 | 26600 | 74.72% | 1.98 | 12 | 11.7 |  |  |  |  | R-410A | 2.7667 | Residential & Commercial | USHP | Ducted CEE Tier 1
206790383 | Central HP <5.4 tons | BRYANT HEATING AND COOLING SYSTEMS | HRCU-A-CB (Split System: Heat Pump with Remote Outdoor Unit-Air-Source) | 284ANV036*0**B* |  |  | CNPV*4221AL*+UI | 986TC42060C17*** | 32800 | 18.5 | 9 | 35800 | 26800 | 74.86% | 1.96 | 12 | 11 |  |  |  |  | R-410A | 2.7333 | Residential & Commercial | USHP | Ducted CEE Tier 1
206790408 | Central HP <5.4 tons | BRYANT HEATING AND COOLING SYSTEMS | HRCU-A-CB (Split System: Heat Pump with Remote Outdoor Unit-Air-Source) | 284ANV036*0**B* |  |  | CNPV*4824AL*+UI | 88*TA66135C24*** | 34000 | 19.5 | 9 | 35000 | 26000 | 74.29% | 2.04 | 13 | 12.5 |  |  |  |  | R-410A | 2.8333 | Residential & Commercial | USHP | Ducted CEE Tier 1
215319183 | Central HP <5.4 tons | LPS Legacy | HRCU-A-CB (Split System: Heat Pump with Remote Outdoor Unit-Air-Source) | D5CUHAH48AAK |  |  | D5FUHAH60XAK | 0 | 48000 | 17.5 | 9.5 | 48000 | 48000 | 100% | 2 | 0 | 12 |  |  |  |  | R-454B | 4 | Residential & Commercial | USHP | Ducted CEE Tier 1
216738709 | Central HP <5.4 tons | KEEPRITE | HRCU-A-CB (Split System: Heat Pump with Remote Outdoor Unit-Air-Source) | D5CUHAH24AAK |  |  | ESH5X36M12A* | *95MSU0601716A* | 22600 | 16 | 8.1 | 20800 | 18500 | 88.94% | 1.85 | 0 | 11 |  |  |  |  | R-454B | 1.8833 | Residential & Commercial | USHP | Ducted CEE Tier 1
216558229 | Central HP <5.4 tons | HISENSE | HRCU-A-CB (Split System: Heat Pump with Remote Outdoor Unit-Air-Source) | AOH-36U3T24P |  |  | AHU-36U3T24 | 0 | 32000 | 19.5 | 10.5 | 34000 | 31000 | 91.18% | 2.15 | 0 | 11.7 |  |  |  |  | R-454B | 2.6667 | Residential & Commercial | USHP | Ducted CEE Tier 1
213771663 | Central HP <5.4 tons | KENMORE | HRCU-A-CB (Split System: Heat Pump with Remote Outdoor Unit-Air-Source) | (C,H,T)VH825GKA2* |  |  | EA*4X48L21A*+WALLCON | *96CTN0801714B* | 24000 | 16.5 | 8.1 | 21000 | 16500 | 78.57% | 2.02 | 0 | 11 |  |  |  |  | R-410A | 2 | Residential & Commercial | USHP | Ducted CEE Tier 1
206790356 | Central HP <5.4 tons | BRYANT HEATING AND COOLING SYSTEMS | HRCU-A-CB (Split System: Heat Pump with Remote Outdoor Unit-Air-Source) | 284ANV036*0**B* |  |  | CAP**6121AL*+UI | 987MB42080C17*** | 34600 | 19.5 | 9 | 34800 | 25400 | 72.99% | 2 | 12.5 | 12 |  |  |  |  | R-410A | 2.8833 | Residential & Commercial | USHP | Ducted CEE Tier 1
206790392 | Central HP <5.4 tons | BRYANT HEATING AND COOLING SYSTEMS | HRCU-A-CB (Split System: Heat Pump with Remote Outdoor Unit-Air-Source) | 284ANV036*0**B* |  |  | CNPV*4221AL*+UI | 987MB60060C21*** | 32800 | 18.5 | 9 | 35600 | 26800 | 75.28% | 1.96 | 12 | 11.7 |  |  |  |  | R-410A | 2.7333 | Residential & Commercial | USHP | Ducted CEE Tier 1
206790431 | Central HP <5.4 tons | BRYANT HEATING AND COOLING SYSTEMS | HRCU-A-CB (Split System: Heat Pump with Remote Outdoor Unit-Air-Source) | 284ANV036*0**B* |  |  | CSPH*3612AL*+UI | 88*TA66135C24*** | 33800 | 18.5 | 9 | 35200 | 26200 | 74.43% | 2.02 | 12.5 | 11.7 |  |  |  |  | R-410A | 2.8167 | Residential & Commercial | USHP | Ducted CEE Tier 1
206790465 | Central HP <5.4 tons | BRYANT HEATING AND COOLING SYSTEMS | HRCU-A-CB (Split System: Heat Pump with Remote Outdoor Unit-Air-Source) | 284ANV036*0**B* |  |  | CSPH*4812AL*+UI | 986TC42080C17*** | 33800 | 18.5 | 9 | 35200 | 26000 | 73.86% | 2.02 | 12 | 11.5 |  |  |  |  | R-410A | 2.8167 | Residential & Commercial | USHP | Ducted CEE Tier 1
206790567 | Central HP <5.4 tons | BRYANT HEATING AND COOLING SYSTEMS | HRCU-A-CB (Split System: Heat Pump with Remote Outdoor Unit-Air-Source) | 284ANV036*0**B* |  |  | CSPH*3612AL*+UI | 88*TA36045C17*** | 33200 | 17.5 | 9 | 35600 | 26600 | 74.72% | 1.98 | 11.5 | 11 |  |  |  |  | R-410A | 2.7667 | Residential & Commercial | USHP | Ducted CEE Tier 1
216633766 | Central HP <5.4 tons | ACIQ | HRCU-A-CB (Split System: Heat Pump with Remote Outdoor Unit-Air-Source) | H5H0V48*K*AAA* |  |  | EA*5X48M21A*+WALLCON | *80CSU0802120A* | 44500 | 18 | 9 | 48500 | 34000 | 70.1% | 2.06 | 0 | 9.5 |  |  |  |  | R-454B | 3.7083 | Residential & Commercial | USHP
214773316 | Central HP <5.4 tons | HISENSE | HRCU-A-CB (Split System: Heat Pump with Remote Outdoor Unit-Air-Source) | AUWR-24U3SF2 |  |  | AUH-24UX3SXX2 | 0 | 21400 | 15.8 | 8.4 | 23200 | 17700 | 76.29% | 1.98 | 0 | 10 |  |  |  |  | R-410A | 1.7833 | Residential & Commercial | USHP | Ducted CEE Tier 1
206790592 | Central HP <5.4 tons | BRYANT HEATING AND COOLING SYSTEMS | HRCU-A-CB (Split System: Heat Pump with Remote Outdoor Unit-Air-Source) | 284ANV048*0**B* |  |  | CAP**6024AL*+UI | 88*TA66135C24*** | 45000 | 21.5 | 9.5 | 45500 | 36000 | 79.12% | 2.36 | 12.5 | 12.5 |  |  |  |  | R-410A | 3.75 | Residential & Commercial | USHP | Ducted CEE Tier 1
216736137 | Central HP <5.4 tons | KEEPRITE | HRCU-A-CB (Split System: Heat Pump with Remote Outdoor Unit-Air-Source) | D5CUHAH24AAK |  |  | ESH5X24M12A* | *80CSU0601716A* | 22800 | 16 | 8.5 | 21600 | 19300 | 89.35% | 1.94 | 0 | 10.5 |  |  |  |  | R-454B | 1.9 | Residential & Commercial | USHP | Ducted CEE Tier 1
216735864 | Central HP <5.4 tons | KEEPRITE | HRCU-A-CB (Split System: Heat Pump with Remote Outdoor Unit-Air-Source) | D5CUHAH24AAK |  |  | EA*5X37M21A* | *96VSN0401712B* | 23000 | 16 | 8.5 | 20800 | 18500 | 88.94% | 1.96 | 0 | 10.5 |  |  |  |  | R-454B | 1.9167 | Residential & Commercial | USHP | Ducted CEE Tier 1
206790617 | Central HP <5.4 tons | BRYANT HEATING AND COOLING SYSTEMS | HRCU-A-CB (Split System: Heat Pump with Remote Outdoor Unit-Air-Source) | 284ANV048*0**B* |  |  | CAP**4824AL*+UI | 986TC66120C24*** | 44000 | 21 | 9.5 | 46500 | 36200 | 77.85% | 2.28 | 12.5 | 12 |  |  |  |  | R-410A | 3.6667 | Residential & Commercial | USHP | Ducted CEE Tier 1
216664720 | Central HP <5.4 tons | HISENSE | HRCU-A-CB (Split System: Heat Pump with Remote Outdoor Unit-Air-Source) | AOH-24U3T25U |  |  | AHU-24U3T24 | 0 | 24000 | 18 | 9 | 24000 | 18000 | 75% | 2 | 0 | 10 |  |  |  |  | R-454B | 2 | Residential & Commercial | USHP | Ducted CEE Tier 1
216735569 | Central HP <5.4 tons | KEEPRITE | HRCU-A-CB (Split System: Heat Pump with Remote Outdoor Unit-Air-Source) | D5CUHAH24AAK |  |  | EA*5X37M21A* | *80MSU0601716A* | 23000 | 16.5 | 8.5 | 20400 | 18300 | 89.71% | 1.98 | 0 | 11 |  |  |  |  | R-454B | 1.9167 | Residential & Commercial | USHP | Ducted CEE Tier 1
216735589 | Central HP <5.4 tons | KEEPRITE | HRCU-A-CB (Split System: Heat Pump with Remote Outdoor Unit-Air-Source) | D5CUHAH24AAK |  |  | EA*5X37M21A* | *80MSU1002120A* | 23200 | 16.5 | 8.5 | 20800 | 18500 | 88.94% | 1.96 | 0 | 11 |  |  |  |  | R-454B | 1.9333 | Residential & Commercial | USHP | Ducted CEE Tier 1
216706032 | Central HP <5.4 tons | Ecoer | HRCU-A-C (Split System: Heat Pump with Remote Outdoor Unit with No Indoor Fan --Air Source) | ESCA17H-60ABA |  |  | ESCT4860CBA | 0 | 52000 | 16 | 8.5 | 56000 | 45000 | 80.36% | 1.8 | 0 | 10 |  |  |  |  | R-454B | 4.3333 | Residential & Commercial | USHP | Ducted CEE Tier 1
213772283 | Central HP <5.4 tons | KENMORE | HRCU-A-CB (Split System: Heat Pump with Remote Outdoor Unit-Air-Source) | (C,H,T)VH825GKA2* |  |  | EHD4X42AAL+WALLCON | *80CTL0701716B* | 24200 | 16 | 8.1 | 21400 | 16600 | 77.57% | 2 | 0 | 10.5 |  |  |  |  | R-410A | 2.0167 | Residential & Commercial | USHP | Ducted CEE Tier 1
213771713 | Central HP <5.4 tons | KENMORE | HRCU-A-CB (Split System: Heat Pump with Remote Outdoor Unit-Air-Source) | (C,H,T)VH825GKA2* |  |  | EA*4X48L24A*+WALLCON | *97CMN1002122B* | 24200 | 16.5 | 8.1 | 21000 | 16500 | 78.57% | 2.02 | 0 | 11 |  |  |  |  | R-410A | 2.0167 | Residential & Commercial | USHP | Ducted CEE Tier 1
216734967 | Central HP <5.4 tons | KEEPRITE | HRCU-A-CB (Split System: Heat Pump with Remote Outdoor Unit-Air-Source) | D5CUHAH24AAK |  |  | EA*5X37M17A* | *80VSL0451412B* | 23000 | 16.5 | 8.5 | 20800 | 18500 | 88.94% | 1.96 | 0 | 11 |  |  |  |  | R-454B | 1.9167 | Residential & Commercial | USHP | Ducted CEE Tier 1
206790236 | Central HP <5.4 tons | BRYANT HEATING AND COOLING SYSTEMS | HRCU-A-CB (Split System: Heat Pump with Remote Outdoor Unit-Air-Source) | 284ANV024*0**B* |  |  | CAP**3617AL*+UI | 83*CA48060C17*** | 23200 | 20 | 10 | 26600 | 19900 | 74.81% | 2.4 | 13.5 | 12.5 |  |  |  |  | R-410A | 1.9333 | Residential & Commercial | USHP | Ducted CEE Tier 1
206790251 | Central HP <5.4 tons | BRYANT HEATING AND COOLING SYSTEMS | HRCU-A-CB (Split System: Heat Pump with Remote Outdoor Unit-Air-Source) | 284ANV024*0**B* |  |  | CAP**3617AL*+UI | 935CA48060C17*** | 23200 | 20 | 10 | 26800 | 20000 | 74.63% | 2.4 | 13.5 | 13 |  |  |  |  | R-410A | 1.9333 | Residential & Commercial | USHP | Ducted CEE Tier 1
206790253 | Central HP <5.4 tons | BRYANT HEATING AND COOLING SYSTEMS | HRCU-A-CB (Split System: Heat Pump with Remote Outdoor Unit-Air-Source) | 284ANV024*0**B* |  |  | CAP**3621AL*+UI | 935CA60080C21*** | 23400 | 20.5 | 10.5 | 26600 | 19700 | 74.06% | 2.44 | 14 | 13.5 |  |  |  |  | R-410A | 1.95 | Residential & Commercial | USHP | Ducted CEE Tier 1
206790254 | Central HP <5.4 tons | BRYANT HEATING AND COOLING SYSTEMS | HRCU-A-CB (Split System: Heat Pump with Remote Outdoor Unit-Air-Source) | 284ANV024*0**B* |  |  | CAP**3621AL*+UI | 935CA66100C21*** | 23400 | 20.5 | 10 | 26600 | 19700 | 74.06% | 2.44 | 14 | 13.5 |  |  |  |  | R-410A | 1.95 | Residential & Commercial | USHP | Ducted CEE Tier 1
206790270 | Central HP <5.4 tons | BRYANT HEATING AND COOLING SYSTEMS | HRCU-A-CB (Split System: Heat Pump with Remote Outdoor Unit-Air-Source) | 284ANV036*0**B* |  |  | CAP**3721AL*+UI | 986TC42060C17*** | 34200 | 19 | 9.5 | 35400 | 26000 | 73.45% | 2.02 | 12 | 11.7 |  |  |  |  | R-410A | 2.85 | Residential & Commercial | USHP | Ducted CEE Tier 1
206790271 | Central HP <5.4 tons | BRYANT HEATING AND COOLING SYSTEMS | HRCU-A-CB (Split System: Heat Pump with Remote Outdoor Unit-Air-Source) | 284ANV036*0**B* |  |  | CAP**3721AL*+UI | 986TC42080C17*** | 34200 | 19 | 9.5 | 35400 | 25800 | 72.88% | 2.02 | 12 | 11 |  |  |  |  | R-410A | 2.85 | Residential & Commercial | USHP | Ducted CEE Tier 1
215866619 | Central HP <5.4 tons | KADEN | HRCU-A-CB (Split System: Heat Pump with Remote Outdoor Unit-Air-Source) | KOB-HH-UUX36HP-2AAMA |  |  | KIB-UUX36AH-2AAMA | 0 | 36000 | 16.5 | 8.2 | 37000 | 32000 | 86.49% | 1.85 | 0 | 10 |  |  |  |  | R-454B | 3 | Residential & Commercial | USHP | Ducted CEE Tier 1
215866617 | Central HP <5.4 tons | KADEN | HRCU-A-CB (Split System: Heat Pump with Remote Outdoor Unit-Air-Source) | KOB-HH-UUX24HP-2AAMA |  |  | KIB-UUX24AH-2AAMA | 0 | 23000 | 18.3 | 10 | 24000 | 21600 | 90% | 1.87 | 0 | 11.7 |  |  |  |  | R-454B | 1.9167 | Residential & Commercial | USHP | Ducted CEE Tier 1
215319172 | Central HP <5.4 tons | LPS Legacy | HRCU-A-CB (Split System: Heat Pump with Remote Outdoor Unit-Air-Source) | D5CUHAH48AAK |  |  | D5FUAAH48XAK | 0 | 48000 | 16.5 | 9.5 | 50000 | 46000 | 92% | 1.9 | 0 | 10.5 |  |  |  |  | R-454B | 4 | Residential & Commercial | USHP | Ducted CEE Tier 1
214802097 | Central HP <5.4 tons | HISENSE | HRCU-A-CB (Split System: Heat Pump with Remote Outdoor Unit-Air-Source) | AUWR-36U3TW5 |  |  | AUH-36UX3TDH3 | 0 | 32000 | 19.5 | 10.5 | 34000 | 31000 | 91.18% | 2.15 | 0 | 11.7 |  |  |  |  | R-454B | 2.6667 | Residential & Commercial | USHP | Ducted CEE Tier 1
206790508 | Central HP <5.4 tons | BRYANT HEATING AND COOLING SYSTEMS | HRCU-A-CB (Split System: Heat Pump with Remote Outdoor Unit-Air-Source) | 284ANV036*0**B* |  |  | CAP**4821AL*+UI | 83*CA48060C17*** | 33600 | 19.5 | 9.5 | 35000 | 25800 | 73.71% | 2.02 | 12.5 | 11.7 |  |  |  |  | R-410A | 2.8 | Residential & Commercial | USHP | Ducted CEE Tier 1
206790531 | Central HP <5.4 tons | BRYANT HEATING AND COOLING SYSTEMS | HRCU-A-CB (Split System: Heat Pump with Remote Outdoor Unit-Air-Source) | 284ANV036*0**B* |  |  | CAP**3721AL*+UI | 935CA48060C17*** | 34200 | 19 | 9 | 35400 | 26000 | 73.45% | 2.02 | 12 | 11.7 |  |  |  |  | R-410A | 2.85 | Residential & Commercial | USHP | Ducted CEE Tier 1
206790556 | Central HP <5.4 tons | BRYANT HEATING AND COOLING SYSTEMS | HRCU-A-CB (Split System: Heat Pump with Remote Outdoor Unit-Air-Source) | 284ANV036*0**B* |  |  | CSPH*4212AL*+UI | 935CA60080C21*** | 34000 | 18.5 | 9 | 35200 | 26000 | 73.86% | 2.04 | 12.5 | 12 |  |  |  |  | R-410A | 2.8333 | Residential & Commercial | USHP | Ducted CEE Tier 1
206790574 | Central HP <5.4 tons | BRYANT HEATING AND COOLING SYSTEMS | HRCU-A-CB (Split System: Heat Pump with Remote Outdoor Unit-Air-Source) | 284ANV036*0**B* |  |  | CNPV*4217AL*+UI | 987MB42060C17*** | 33000 | 18.5 | 9 | 35600 | 26600 | 74.72% | 1.98 | 12 | 11.65 |  |  |  |  | R-410A | 2.75 | Residential & Commercial | USHP | Ducted CEE Tier 1
206790599 | Central HP <5.4 tons | BRYANT HEATING AND COOLING SYSTEMS | HRCU-A-CB (Split System: Heat Pump with Remote Outdoor Unit-Air-Source) | 284ANV048*0**B* |  |  | CSPH*6012AL*+UI | 88*TA66135C24*** | 45500 | 20.5 | 9 | 46000 | 36000 | 78.26% | 2.38 | 12.5 | 12.3 |  |  |  |  | R-410A | 3.7917 | Residential & Commercial | USHP | Ducted CEE Tier 1
206790649 | Central HP <5.4 tons | BRYANT HEATING AND COOLING SYSTEMS | HRCU-A-CB (Split System: Heat Pump with Remote Outdoor Unit-Air-Source) | 284ANV048*0**B* |  |  | CAP**6024AL*+UI | 935CA66100C21*** | 45000 | 21.5 | 9.5 | 45500 | 36000 | 79.12% | 2.36 | 12.5 | 12 |  |  |  |  | R-410A | 3.75 | Residential & Commercial | USHP | Ducted CEE Tier 1
214397531 | Central HP <5.4 tons | CHAMPION HEATING AND COOLING | HRCU-A-CB (Split System: Heat Pump with Remote Outdoor Unit-Air-Source) | HH824E2S11 |  |  | CTF30A5ADS1 | TM9V040A10MP12 | 23000 | 17 | 9 | 23000 | 17800 | 77.39% | 2 | 0 | 12 |  |  |  |  | R-454B | 1.9167 | Residential & Commercial | USHP | Ducted CEE Tier 1
214651018 | Central HP <5.4 tons | CHAMPION HEATING AND COOLING | HRCU-A-CB (Split System: Heat Pump with Remote Outdoor Unit-Air-Source) | HH824E2S11 |  |  | CTU36B5XDS1+TXV | TP9C080B12MP13 | 23000 | 18 | 9.5 | 23000 | 18400 | 80% | 2 | 0 | 12 |  |  |  |  | R-454B | 1.9167 | Residential & Commercial | USHP | Ducted CEE Tier 1
216497969 | Central HP <5.4 tons | AC PRO | HRCU-A-CB (Split System: Heat Pump with Remote Outdoor Unit-Air-Source) | MHPC-H-024BSB |  |  | MMUL-H-024BMB | 0 | 24000 | 19.7 | 9 | 25000 | 18000 | 72% | 2.2 | 0 | 11.7 |  |  |  |  | R-454B | 2 | Residential & Commercial | USHP | Ducted CEE Tier 1
206133817 | Central HP <5.4 tons | BRYANT HEATING AND COOLING SYSTEMS | HRCU-A-CB (Split System: Heat Pump with Remote Outdoor Unit-Air-Source) | 288BNV025*0**B* |  |  | CAP**3721AL*+UI | 935CA60080C21*** | 24400 | 17 | 8.5 | 21200 | 16600 | 78.3% | 2.04 | 11.5 | 11 |  |  |  |  | R-410A | 2.0333 | Residential & Commercial | USHP | Ducted CEE Tier 1
216734985 | Central HP <5.4 tons | KEEPRITE | HRCU-A-CB (Split System: Heat Pump with Remote Outdoor Unit-Air-Source) | D5CUHAH24AAK |  |  | EA*5X37M17A* | *80VSL0701716B* | 23200 | 16.5 | 8.5 | 21000 | 18600 | 88.57% | 1.96 | 0 | 11 |  |  |  |  | R-454B | 1.9333 | Residential & Commercial | USHP | Ducted CEE Tier 1
216980950 | Central HP <5.4 tons | Ecoer | HRCU-A-CB (Split System: Heat Pump with Remote Outdoor Unit-Air-Source) | ESCA17H-60ABA |  |  | EAHDEC-60AB* | 0 | 54000 | 16 | 9 | 56000 | 52000 | 92.86% | 1.8 | 0 | 10 |  |  |  |  | R-454B | 4.5 | Residential & Commercial | USHP | Ducted CEE Tier 1
206790451 | Central HP <5.4 tons | BRYANT HEATING AND COOLING SYSTEMS | HRCU-A-CB (Split System: Heat Pump with Remote Outdoor Unit-Air-Source) | 284ANV036*0**B* |  |  | CSPH*4212AL*+UI | 987MB42080C17*** | 33800 | 18 | 9 | 35400 | 26200 | 74.01% | 2.02 | 12 | 11.5 |  |  |  |  | R-410A | 2.8167 | Residential & Commercial | USHP | Ducted CEE Tier 1
206790481 | Central HP <5.4 tons | BRYANT HEATING AND COOLING SYSTEMS | HRCU-A-CB (Split System: Heat Pump with Remote Outdoor Unit-Air-Source) | 284ANV036*0**B* |  |  | CSPH*6012AL*+UI | 986TC42080C17*** | 34200 | 18.5 | 9 | 35000 | 25400 | 72.57% | 2.02 | 12.5 | 11.7 |  |  |  |  | R-410A | 2.85 | Residential & Commercial | USHP | Ducted CEE Tier 1
206790535 | Central HP <5.4 tons | BRYANT HEATING AND COOLING SYSTEMS | HRCU-A-CB (Split System: Heat Pump with Remote Outdoor Unit-Air-Source) | 284ANV036*0**B* |  |  | CAP**4221AL*+UI | 935CA60080C21*** | 33000 | 19.45 | 9.5 | 35400 | 26600 | 75.14% | 2 | 12 | 12 |  |  |  |  | R-410A | 2.75 | Residential & Commercial | USHP | Ducted CEE Tier 1
206790585 | Central HP <5.4 tons | BRYANT HEATING AND COOLING SYSTEMS | HRCU-A-CB (Split System: Heat Pump with Remote Outdoor Unit-Air-Source) | 284ANV036*0**B* |  |  | CSPH*4812AL*+UI | 88*TA36070C14*** | 34000 | 19 | 9 | 35200 | 26000 | 73.86% | 2.04 | 12 | 11.7 |  |  |  |  | R-410A | 2.8333 | Residential & Commercial | USHP | Ducted CEE Tier 1
212970703 | Central HP <5.4 tons | KEEPRITE | HRCU-A-CB (Split System: Heat Pump with Remote Outdoor Unit-Air-Source) | DLCURAH36ABK |  |  | EA*4X48L24A* | *80VSL0902120B* | 35800 | 16.5 | 8.5 | 38500 | 34600 | 89.87% | 2.02 | 0 | 10 |  |  |  |  | R-410A | 2.9833 | Residential & Commercial | USHP | Ducted CEE Tier 1
216633082 | Central HP <5.4 tons | ACIQ | HRCU-A-CB (Split System: Heat Pump with Remote Outdoor Unit-Air-Source) | H5H0V24*K*AAA* |  |  | EA*5X37M21A*+WALLCON | *97CMN0801714B* | 24000 | 17.5 | 9 | 23400 | 16400 | 70.09% | 2 | 0 | 10.5 |  |  |  |  | R-454B | 2 | Residential & Commercial | USHP | Ducted CEE Tier 1
216980952 | Central HP <5.4 tons | Ecoer | HRCU-A-CB (Split System: Heat Pump with Remote Outdoor Unit-Air-Source) | ESCA16H-60BBA |  |  | EAHDEC-60AB* | 0 | 54000 | 15.2 | 8.4 | 54000 | 38000 | 70.37% | 1.8 | 0 | 8.6 |  |  |  |  | R-454B | 4.5 | Residential & Commercial | USHP
216633049 | Central HP <5.4 tons | ACIQ | HRCU-A-CB (Split System: Heat Pump with Remote Outdoor Unit-Air-Source) | H5H0V24*K*AAA* |  |  | EA*5X36M17A*+WALLCON | *80CSU0401712A* | 23200 | 17 | 9 | 23600 | 16600 | 70.34% | 1.98 | 0 | 10 |  |  |  |  | R-454B | 1.9333 | Residential & Commercial | USHP | Ducted CEE Tier 1
214570645 | Central HP <5.4 tons | KEEPRITE | HRCU-A-CB (Split System: Heat Pump with Remote Outdoor Unit-Air-Source) | CVH825GKA3* |  |  | EA*4X43L21A*+WALLCON | *97CMN0602120B* | 24400 | 16.5 | 8.5 | 21200 | 16700 | 78.77% | 2.02 | 0 | 11 |  |  |  |  | R-410A | 2.0333 | Residential & Commercial | USHP | Ducted CEE Tier 1
214570745 | Central HP <5.4 tons | KEEPRITE | HRCU-A-CB (Split System: Heat Pump with Remote Outdoor Unit-Air-Source) | CVH825GKA3* |  |  | EA*4X48L24A*+WALLCON | *95CSU0802120B* | 24000 | 16.5 | 8.5 | 21000 | 16600 | 79.05% | 2.02 | 0 | 11 |  |  |  |  | R-410A | 2 | Residential & Commercial | USHP | Ducted CEE Tier 1
206790355 | Central HP <5.4 tons | BRYANT HEATING AND COOLING SYSTEMS | HRCU-A-CB (Split System: Heat Pump with Remote Outdoor Unit-Air-Source) | 284ANV036*0**B* |  |  | CAP**6121AL*+UI | 986TC42080C17*** | 34600 | 19.5 | 9 | 34800 | 25200 | 72.41% | 2 | 12.5 | 12 |  |  |  |  | R-410A | 2.8833 | Residential & Commercial | USHP | Ducted CEE Tier 1
206790521 | Central HP <5.4 tons | BRYANT HEATING AND COOLING SYSTEMS | HRCU-A-CB (Split System: Heat Pump with Remote Outdoor Unit-Air-Source) | 284ANV036*0**B* |  |  | CSPH*3612AL*+UI | 83*CA60100C21*** | 33600 | 18 | 9 | 35200 | 26200 | 74.43% | 2 | 12 | 11.5 |  |  |  |  | R-410A | 2.8 | Residential & Commercial | USHP | Ducted CEE Tier 1
206790522 | Central HP <5.4 tons | BRYANT HEATING AND COOLING SYSTEMS | HRCU-A-CB (Split System: Heat Pump with Remote Outdoor Unit-Air-Source) | 284ANV036*0**B* |  |  | CSPH*4212AL*+UI | 83*CA36040C17*** | 33600 | 18.5 | 9 | 35200 | 26000 | 73.86% | 2.02 | 12 | 11.7 |  |  |  |  | R-410A | 2.8 | Residential & Commercial | USHP | Ducted CEE Tier 1
206790555 | Central HP <5.4 tons | BRYANT HEATING AND COOLING SYSTEMS | HRCU-A-CB (Split System: Heat Pump with Remote Outdoor Unit-Air-Source) | 284ANV036*0**B* |  |  | CSPH*4212AL*+UI | 935CA48060C17*** | 33600 | 18 | 9 | 35400 | 26200 | 74.01% | 2.02 | 12 | 11.5 |  |  |  |  | R-410A | 2.8 | Residential & Commercial | USHP | Ducted CEE Tier 1
209251550 | Central HP <5.4 tons | BRYANT HEATING AND COOLING SYSTEMS | HRCU-A-CB (Split System: Heat Pump with Remote Outdoor Unit-Air-Source) | 284ANV048*0**B* |  |  | CNPV*4821AL*+UI | 987MB66100C21*** | 44000 | 21 | 8.5 | 46500 | 36400 | 78.28% | 2.18 | 12.5 | 12 |  |  |  |  | R-410A | 3.6667 | Residential & Commercial | USHP | Ducted CEE Tier 1
206790588 | Central HP <5.4 tons | BRYANT HEATING AND COOLING SYSTEMS | HRCU-A-CB (Split System: Heat Pump with Remote Outdoor Unit-Air-Source) | 284ANV048*0**B* |  |  | FE4AN(B,F)005L+UI | 0 | 45000 | 22 | 9.5 | 46000 | 36000 | 78.26% | 2.32 | 13 | 12.5 |  |  |  |  | R-410A | 3.75 | Residential & Commercial | USHP | Ducted CEE Tier 1
214573416 | Central HP <5.4 tons | KENMORE | HRCU-A-CB (Split System: Heat Pump with Remote Outdoor Unit-Air-Source) | (C,H,T)VH837GKA** |  |  | EN(A,D,W)4X42L21**+WALLCON | *97CMN0802120B* | 31800 | 17 | 8.1 | 33000 | 24400 | 73.94% | 1.88 | 0 | 11 |  |  |  |  | R-410A | 2.65 | Residential & Commercial | USHP | Ducted CEE Tier 1
214650098 | Central HP <5.4 tons | CHAMPION HEATING AND COOLING | HRCU-A-CB (Split System: Heat Pump with Remote Outdoor Unit-Air-Source) | HH824E2S11 |  |  | CTU30B5XCS1+TXV | Z9ES080B12SMPS1 | 23000 | 17 | 9.5 | 23000 | 18400 | 80% | 2 | 0 | 12 |  |  |  |  | R-454B | 1.9167 | Residential & Commercial | USHP | Ducted CEE Tier 1
215669010 | Central HP <5.4 tons | KENMORE | HRCU-A-CB (Split System: Heat Pump with Remote Outdoor Unit-Air-Source) | (C,H,T)5H0V36*K*AAA* |  |  | EA*5X43M21A*+WALLCON | *80CTL0902120B* | 34600 | 18 | 9 | 35200 | 25000 | 71.02% | 1.9 | 0 | 10 |  |  |  |  | R-454B | 2.8833 | Residential & Commercial | USHP | Ducted CEE Tier 1
215669026 | Central HP <5.4 tons | KENMORE | HRCU-A-CB (Split System: Heat Pump with Remote Outdoor Unit-Air-Source) | (C,H,T)5H0V36*K*AAA* |  |  | EA*5X43M21A*+WALLCON | *95CSU0601716B* | 34400 | 17.5 | 9 | 35400 | 25200 | 71.19% | 1.88 | 0 | 9.5 |  |  |  |  | R-454B | 2.8667 | Residential & Commercial | USHP
214649782 | Central HP <5.4 tons | CHAMPION HEATING AND COOLING | HRCU-A-CB (Split System: Heat Pump with Remote Outdoor Unit-Air-Source) | HH860E2S11 |  |  | CTU60D5XGS1+TXV | TP9C120D20MP13 | 44000 | 18 | 9 | 44500 | 33400 | 75.06% | 2 | 0 | 11.7 |  |  |  |  | R-454B | 3.6667 | Residential & Commercial | USHP | Ducted CEE Tier 1
216633034 | Central HP <5.4 tons | ACIQ | HRCU-A-CB (Split System: Heat Pump with Remote Outdoor Unit-Air-Source) | H5H0V24*K*AAA* |  |  | EA*5X25M17A*+WALLCON | *96CTN0601714B* | 23800 | 17 | 9 | 23400 | 16500 | 70.51% | 2.02 | 0 | 10.5 |  |  |  |  | R-454B | 1.9833 | Residential & Commercial | USHP | Ducted CEE Tier 1
216633036 | Central HP <5.4 tons | ACIQ | HRCU-A-CB (Split System: Heat Pump with Remote Outdoor Unit-Air-Source) | H5H0V24*K*AAA* |  |  | EA*5X30M14A*+WALLCON | *80CTL0701412B* | 23000 | 17 | 8.5 | 23800 | 16700 | 70.17% | 1.86 | 0 | 10 |  |  |  |  | R-454B | 1.9167 | Residential & Commercial | USHP | Ducted CEE Tier 1
216633086 | Central HP <5.4 tons | ACIQ | HRCU-A-CB (Split System: Heat Pump with Remote Outdoor Unit-Air-Source) | H5H0V24*K*AAA* |  |  | EA*5X37M21A*+WALLCON | *96CTN1002122B* | 24000 | 17.5 | 9 | 23200 | 16300 | 70.26% | 2.02 | 0 | 10.5 |  |  |  |  | R-454B | 2 | Residential & Commercial | USHP | Ducted CEE Tier 1
206133445 | Central HP <5.4 tons | BRYANT HEATING AND COOLING SYSTEMS | HRCU-A-CB (Split System: Heat Pump with Remote Outdoor Unit-Air-Source) | 288BNV025*0**B* |  |  | CAP**3721AL*+UI | 83*CA48060C17*** | 24400 | 17 | 8.1 | 21200 | 16600 | 78.3% | 2.02 | 11.5 | 11 |  |  |  |  | R-410A | 2.0333 | Residential & Commercial | USHP | Ducted CEE Tier 1
206790032 | Central HP <5.4 tons | BRYANT HEATING AND COOLING SYSTEMS | HRCU-A-CB (Split System: Heat Pump with Remote Outdoor Unit-Air-Source) | 284ANV024*0**B* |  |  | CAP**4221AL*+UI | 987MB42080C17*** | 23400 | 20 | 10.5 | 26600 | 19900 | 74.81% | 2.44 | 13 | 13 |  |  |  |  | R-410A | 1.95 | Residential & Commercial | USHP | Ducted CEE Tier 1
206790241 | Central HP <5.4 tons | BRYANT HEATING AND COOLING SYSTEMS | HRCU-A-CB (Split System: Heat Pump with Remote Outdoor Unit-Air-Source) | 284ANV024*0**B* |  |  | CNPV*3617AL*+UI | 83*CA36040C17*** | 23200 | 20 | 9.5 | 26600 | 19900 | 74.81% | 2.38 | 14 | 13 |  |  |  |  | R-410A | 1.9333 | Residential & Commercial | USHP | Ducted CEE Tier 1
206790259 | Central HP <5.4 tons | BRYANT HEATING AND COOLING SYSTEMS | HRCU-A-CB (Split System: Heat Pump with Remote Outdoor Unit-Air-Source) | 284ANV024*0**B* |  |  | CSPH*3612AL*+UI | 935CA48060C17*** | 23600 | 19 | 9 | 26600 | 19900 | 74.81% | 2.46 | 13.5 | 12.5 |  |  |  |  | R-410A | 1.9667 | Residential & Commercial | USHP | Ducted CEE Tier 1
206790025 | Central HP <5.4 tons | BRYANT HEATING AND COOLING SYSTEMS | HRCU-A-CB (Split System: Heat Pump with Remote Outdoor Unit-Air-Source) | 284ANV024*0**B* |  |  | CAP**3621AL*+UI | 987MB42080C17*** | 23200 | 20 | 10 | 26600 | 19900 | 74.81% | 2.4 | 13 | 13 |  |  |  |  | R-410A | 1.9333 | Residential & Commercial | USHP | Ducted CEE Tier 1
206136135 | Central HP <5.4 tons | BRYANT HEATING AND COOLING SYSTEMS | HRCU-A-CB (Split System: Heat Pump with Remote Outdoor Unit-Air-Source) | 288BNV037*0**A* |  |  | CAP**4321AL*+UI | 935CA60080C21*** | 33000 | 17.5 | 8.5 | 32800 | 25000 | 76.22% | 2 | 12 | 11.5 |  |  |  |  | R-410A | 2.75 | Residential & Commercial | USHP | Ducted CEE Tier 1
216437866 | Central HP <5.4 tons | OUTES | HRCU-A-CB (Split System: Heat Pump with Remote Outdoor Unit-Air-Source) | OTD-H60DMR3-C01/SE180 |  |  | OAH-C48DMR3-B01/SE180 | 0 | 47000 | 18 | 8.8 | 47500 | 34000 | 71.58% | 2.1 | 0 | 11.5 |  |  |  |  | R-32 | 3.9167 | Residential & Commercial | USHP | Ducted CEE Tier 1
216437867 | Central HP <5.4 tons | OUTES | HRCU-A-CB (Split System: Heat Pump with Remote Outdoor Unit-Air-Source) | OTD-H60DMR3-C01/SE180 |  |  | OAH-C48DMR3-B02/SE180 | 0 | 47000 | 18.5 | 9.2 | 47500 | 34000 | 71.58% | 2.3 | 0 | 11.5 |  |  |  |  | R-32 | 3.9167 | Residential & Commercial | USHP | Ducted CEE Tier 1
211388018 | Central HP <5.4 tons | CHAMPION HEATING AND COOLING | HRCU-A-CB (Split System: Heat Pump with Remote Outdoor Unit-Air-Source) | HMH72B341 |  |  | XAUB30CXXN1+TXV | TP9C080B12MP13 | 32800 | 17 | 8.1 | 33600 | 23600 | 70.24% | 2.02 | 0 | 9.5 |  |  |  |  | R-410A | 2.7333 | Residential & Commercial | USHP
211388504 | Central HP <5.4 tons | CHAMPION HEATING AND COOLING | HRCU-A-CB (Split System: Heat Pump with Remote Outdoor Unit-Air-Source) | HMH72B341 |  |  | XAFB36DXXN1+TXV | TM9V040A10MP12 | 33200 | 17 | 8.1 | 33200 | 23400 | 70.48% | 2 | 0 | 9.5 |  |  |  |  | R-410A | 2.7667 | Residential & Commercial | USHP
211390260 | Central HP <5.4 tons | CHAMPION HEATING AND COOLING | HRCU-A-CB (Split System: Heat Pump with Remote Outdoor Unit-Air-Source) | HMH72B341 |  |  | XAFC36DBCN1 | TM8V080C16MP12 | 34000 | 17.5 | 8.5 | 33800 | 23800 | 70.41% | 2.08 | 0 | 10 |  |  |  |  | R-410A | 2.8333 | Residential & Commercial | USHP | Ducted CEE Tier 1
211391077 | Central HP <5.4 tons | CHAMPION HEATING AND COOLING | HRCU-A-CB (Split System: Heat Pump with Remote Outdoor Unit-Air-Source) | HMH72B341 |  |  | XAFB36DBCN1 | TMLV060A12MP12 | 34000 | 17.5 | 8.1 | 34000 | 24200 | 71.18% | 2.06 | 0 | 9.5 |  |  |  |  | R-410A | 2.8333 | Residential & Commercial | USHP
211394070 | Central HP <5.4 tons | CHAMPION HEATING AND COOLING | HRCU-A-CB (Split System: Heat Pump with Remote Outdoor Unit-Air-Source) | HMH72B341 |  |  | XAFD48FBCN1 | TM9Y080C16MP11 | 33400 | 17.5 | 8.5 | 32400 | 23600 | 72.84% | 2.06 | 0 | 9.5 |  |  |  |  | R-410A | 2.7833 | Residential & Commercial | USHP
211395793 | Central HP <5.4 tons | CHAMPION HEATING AND COOLING | HRCU-A-CB (Split System: Heat Pump with Remote Outdoor Unit-Air-Source) | HMH72B341 |  |  | XAHC48FBCN1 | TP9C060B12MP13 | 32400 | 16 | 8.1 | 32000 | 23400 | 73.12% | 2 | 0 | 9 |  |  |  |  | R-410A | 2.7 | Residential & Commercial | USHP
211396074 | Central HP <5.4 tons | CHAMPION HEATING AND COOLING | HRCU-A-CB (Split System: Heat Pump with Remote Outdoor Unit-Air-Source) | HMH72B341 |  |  | XAHD48FBCN1 | TM9E080C16MP12 | 33600 | 16.5 | 8.1 | 32800 | 24200 | 73.78% | 2.04 | 0 | 9 |  |  |  |  | R-410A | 2.8 | Residential & Commercial | USHP
211397161 | Central HP <5.4 tons | CHAMPION HEATING AND COOLING | HRCU-A-CB (Split System: Heat Pump with Remote Outdoor Unit-Air-Source) | HMH72B341 |  |  | XAHC48FBCN1 | TMLV120C20MP12 | 33800 | 16.5 | 8.5 | 32400 | 23800 | 73.46% | 2.06 | 0 | 9 |  |  |  |  | R-410A | 2.8167 | Residential & Commercial | USHP
211397463 | Central HP <5.4 tons | CHAMPION HEATING AND COOLING | HRCU-A-CB (Split System: Heat Pump with Remote Outdoor Unit-Air-Source) | HMH72B341 |  |  | XAHC48FBCN1 | TM8V080C16MP12 | 33600 | 16.5 | 8.5 | 32400 | 23800 | 73.46% | 2.06 | 0 | 9 |  |  |  |  | R-410A | 2.8 | Residential & Commercial | USHP
211397713 | Central HP <5.4 tons | CHAMPION HEATING AND COOLING | HRCU-A-CB (Split System: Heat Pump with Remote Outdoor Unit-Air-Source) | HMH72B341 |  |  | XAFC48FXXN1+TXV | TM8V080C16MP12 | 34000 | 16.5 | 8.5 | 33200 | 24400 | 73.49% | 2.1 | 0 | 9 |  |  |  |  | R-410A | 2.8333 | Residential & Commercial | USHP
216505496 | Central HP <5.4 tons | ELIOS | HRCU-A-CB (Split System: Heat Pump with Remote Outdoor Unit-Air-Source) | ESHEA36R2AN1 |  |  | GGHLA36R2AS1 | 0 | 36000 | 16.7 | 9.3 | 37000 | 29200 | 78.92% | 1.99 | 0 | 10.2 |  |  |  |  | R-454B | 3 | Residential & Commercial | USHP | Ducted CEE Tier 1
213893312 | Central HP <5.4 tons | KENMORE | HRCU-A-CB (Split System: Heat Pump with Remote Outdoor Unit-Air-Source) | (C,H,T)VH825GKA3* |  |  | EA*4X25L17A*+WALLCON | *96CTN0401410B* | 24000 | 15.5 | 8.1 | 21600 | 17000 | 78.7% | 1.96 | 0 | 10 |  |  |  |  | R-410A | 2 | Residential & Commercial | USHP | Ducted CEE Tier 1
215270433 | Central HP <5.4 tons | HISENSE | HRCU-A-CB (Split System: Heat Pump with Remote Outdoor Unit-Air-Source) | AUWR-60U3TH5 |  |  | AUH-48UX3TEH3 | 0 | 48000 | 19 | 9 | 48000 | 37000 | 77.08% | 2.52 | 0 | 12 |  |  |  |  | R-454B | 4 | Residential & Commercial | USHP | Ducted CEE Tier 1
213298081 | Central HP <5.4 tons | CHAMPION HEATING AND COOLING | HRCU-A-CB (Split System: Heat Pump with Remote Outdoor Unit-Air-Source) | HMH72B341 |  |  | XAFB36DBCN1 | Z8ES040A12LMPS1 | 34000 | 18 | 8.5 | 33400 | 24200 | 72.46% | 2.1 | 0 | 10 |  |  |  |  | R-410A | 2.8333 | Residential & Commercial | USHP | Ducted CEE Tier 1
206790076 | Central HP <5.4 tons | BRYANT HEATING AND COOLING SYSTEMS | HRCU-A-CB (Split System: Heat Pump with Remote Outdoor Unit-Air-Source) | 284ANV024*0**B* |  |  | CNPV*4221AL*+UI | 987MB42080C17*** | 23400 | 20 | 10 | 26800 | 20000 | 74.63% | 2.42 | 13 | 13 |  |  |  |  | R-410A | 1.95 | Residential & Commercial | USHP | Ducted CEE Tier 1
206790144 | Central HP <5.4 tons | BRYANT HEATING AND COOLING SYSTEMS | HRCU-A-CB (Split System: Heat Pump with Remote Outdoor Unit-Air-Source) | 284ANV024*0**B* |  |  | CAP**3621AL*+UI | 986TC42080C17*** | 23200 | 20 | 10 | 26600 | 19900 | 74.81% | 2.42 | 14 | 13 |  |  |  |  | R-410A | 1.9333 | Residential & Commercial | USHP | Ducted CEE Tier 1
206790260 | Central HP <5.4 tons | BRYANT HEATING AND COOLING SYSTEMS | HRCU-A-CB (Split System: Heat Pump with Remote Outdoor Unit-Air-Source) | 284ANV024*0**B* |  |  | CSPH*3612AL*+UI | 935CA60080C21*** | 23800 | 19.5 | 9.5 | 26600 | 19700 | 74.06% | 2.52 | 13.5 | 13 |  |  |  |  | R-410A | 1.9833 | Residential & Commercial | USHP | Ducted CEE Tier 1
215319169 | Central HP <5.4 tons | LPS Legacy | HRCU-A-CB (Split System: Heat Pump with Remote Outdoor Unit-Air-Source) | D5CUHAH24AAK |  |  | D5FUHAH24XAK | 0 | 24000 | 18.7 | 10 | 24000 | 20600 | 85.83% | 2.14 | 0 | 12 |  |  |  |  | R-454B | 2 | Residential & Commercial | USHP | Ducted CEE Tier 1
214570676 | Central HP <5.4 tons | KENMORE | HRCU-A-CB (Split System: Heat Pump with Remote Outdoor Unit-Air-Source) | (C,H,T)VH825GKA3* |  |  | EA*4X48L21A*+WALLCON | *80CTL0702120B* | 24000 | 16.5 | 8.5 | 21000 | 16600 | 79.05% | 2.02 | 0 | 11 |  |  |  |  | R-410A | 2 | Residential & Commercial | USHP | Ducted CEE Tier 1
214570726 | Central HP <5.4 tons | KENMORE | HRCU-A-CB (Split System: Heat Pump with Remote Outdoor Unit-Air-Source) | (C,H,T)VH825GKA3* |  |  | EA*4X48L21A*+WALLCON | *96CTN0802120B* | 24200 | 17 | 8.5 | 20800 | 16500 | 79.33% | 2.02 | 0 | 11 |  |  |  |  | R-410A | 2.0167 | Residential & Commercial | USHP | Ducted CEE Tier 1
214571226 | Central HP <5.4 tons | KENMORE | HRCU-A-CB (Split System: Heat Pump with Remote Outdoor Unit-Air-Source) | (C,H,T)VH825GKA3* |  |  | EN(A,D,W)4X48L21**+WALLCON | *95CSU0802120B* | 24200 | 17 | 8.1 | 21400 | 16600 | 77.57% | 2 | 0 | 11 |  |  |  |  | R-410A | 2.0167 | Residential & Commercial | USHP | Ducted CEE Tier 1
214572666 | Central HP <5.4 tons | KENMORE | HRCU-A-CB (Split System: Heat Pump with Remote Outdoor Unit-Air-Source) | (C,H,T)VH837GKA** |  |  | EA*4X42L24A*+WALLCON | *95CSU0802120B* | 31800 | 17 | 8.5 | 33000 | 24400 | 73.94% | 1.9 | 0 | 11 |  |  |  |  | R-410A | 2.65 | Residential & Commercial | USHP | Ducted CEE Tier 1
214572816 | Central HP <5.4 tons | KENMORE | HRCU-A-CB (Split System: Heat Pump with Remote Outdoor Unit-Air-Source) | (C,H,T)VH837GKA** |  |  | EA*4X48L21A*+WALLCON | *97CMN0802120B* | 32200 | 17.5 | 8.5 | 32400 | 25000 | 77.16% | 1.98 | 0 | 11 |  |  |  |  | R-410A | 2.6833 | Residential & Commercial | USHP | Ducted CEE Tier 1
216437864 | Central HP <5.4 tons | OUTES | HRCU-A-CB (Split System: Heat Pump with Remote Outdoor Unit-Air-Source) | OTD-H36DMR3-B01/SE180 |  |  | OAH-C24DMR3-A01/SE180 | 0 | 24000 | 18.5 | 8.8 | 24000 | 19000 | 79.17% | 2.15 | 0 | 12.5 |  |  |  |  | R-32 | 2 | Residential & Commercial | USHP | Ducted CEE Tier 1
213073439 | Central HP <5.4 tons | ACIQ | HRCU-A-CB (Split System: Heat Pump with Remote Outdoor Unit-Air-Source) | DLCURAH30ABK |  |  | EA*4X43L21A* | *92ESN0802120A* | 31200 | 15.2 | 8.5 | 33600 | 26000 | 77.38% | 1.88 | 0 | 9 |  |  |  |  | R-410A | 2.6 | Residential & Commercial | USHP
215936701 | Central HP <5.4 tons | KEEPRITE | HRCU-A-CB (Split System: Heat Pump with Remote Outdoor Unit-Air-Source) | C5H3V36*K*AAA* |  |  | EVD5X60M21A*+WALLCON | *97CMN0802120B* | 35600 | 21.5 | 8.5 | 38000 | 28600 | 75.26% | 2.02 | 0 | 12.5 |  |  |  |  | R-454B | 2.9667 | Residential & Commercial | USHP | Ducted CEE Tier 1
215936921 | Central HP <5.4 tons | KEEPRITE | HRCU-A-CB (Split System: Heat Pump with Remote Outdoor Unit-Air-Source) | C5H3V36*K*AAA* |  |  | EVD5X61M21A*+WALLCON | *96CTN0601714B* | 35600 | 21.5 | 8.5 | 37600 | 28200 | 75% | 2 | 0 | 12 |  |  |  |  | R-454B | 2.9667 | Residential & Commercial | USHP | Ducted CEE Tier 1
215936551 | Central HP <5.4 tons | KEEPRITE | HRCU-A-CB (Split System: Heat Pump with Remote Outdoor Unit-Air-Source) | C5H3V36*K*AAA* |  |  | EVD5X49M24A*+WALLCON | *96CTN1202422B* | 35600 | 22 | 8.5 | 38500 | 28400 | 73.77% | 2.04 | 0 | 12.5 |  |  |  |  | R-454B | 2.9667 | Residential & Commercial | USHP | Ducted CEE Tier 1
215936401 | Central HP <5.4 tons | KEEPRITE | HRCU-A-CB (Split System: Heat Pump with Remote Outdoor Unit-Air-Source) | C5H3V36*K*AAA* |  |  | EVD5X48M24A*+WALLCON | *97CMN1202422B* | 35000 | 21.5 | 8.5 | 38500 | 28400 | 73.77% | 2.04 | 0 | 12 |  |  |  |  | R-454B | 2.9167 | Residential & Commercial | USHP | Ducted CEE Tier 1
215935851 | Central HP <5.4 tons | KEEPRITE | HRCU-A-CB (Split System: Heat Pump with Remote Outdoor Unit-Air-Source) | C5H3V36*K*AAA* |  |  | EVD5X38M17A*+WALLCON | *80CTL0701716B* | 35400 | 21.5 | 8.5 | 38500 | 29000 | 75.32% | 2.02 | 0 | 12 |  |  |  |  | R-454B | 2.95 | Residential & Commercial | USHP | Ducted CEE Tier 1
213081445 | Central HP <5.4 tons | ELIOS | HRCU-A-CB (Split System: Heat Pump with Remote Outdoor Unit-Air-Source) | DEA48HOS20230E7 |  |  | FEA48HIAHUU230X7 | 0 | 47000 | 15.6 | 9.4 | 50000 | 46000 | 92% | 1.9 | 8.5 | 8.2 |  |  |  |  | R-410A | 3.9167 | Residential & Commercial | USHP
215935901 | Central HP <5.4 tons | KEEPRITE | HRCU-A-CB (Split System: Heat Pump with Remote Outdoor Unit-Air-Source) | C5H3V36*K*AAA* |  |  | EVD5X38M17A*+WALLCON | *96CTN0601714B* | 35200 | 21 | 8.5 | 38000 | 28000 | 73.68% | 2 | 0 | 11.7 |  |  |  |  | R-454B | 2.9333 | Residential & Commercial | USHP | Ducted CEE Tier 1
215935531 | Central HP <5.4 tons | KEEPRITE | HRCU-A-CB (Split System: Heat Pump with Remote Outdoor Unit-Air-Source) | C5H3V36*K*AAA* |  |  | EVD5X30M17A*+WALLCON | *97CMN0601714B* | 34000 | 20 | 8.1 | 38000 | 27200 | 71.58% | 2 | 0 | 11 |  |  |  |  | R-454B | 2.8333 | Residential & Commercial | USHP | Ducted CEE Tier 1
215319170 | Central HP <5.4 tons | LPS Legacy | HRCU-A-CB (Split System: Heat Pump with Remote Outdoor Unit-Air-Source) | D5CUHAH30AAK |  |  | D5FUAAH30XAK | 0 | 30000 | 16.9 | 10 | 34000 | 32600 | 95.88% | 1.96 | 0 | 11.7 |  |  |  |  | R-454B | 2.5 | Residential & Commercial | USHP | Ducted CEE Tier 1
213080700 | Central HP <5.4 tons | KEEPRITE | HRCU-A-CB (Split System: Heat Pump with Remote Outdoor Unit-Air-Source) | DLCURAH36ABK |  |  | EA*4X42L21A* | *95MSU0601716A* | 35000 | 16 | 8.1 | 38500 | 35000 | 90.91% | 1.86 | 0 | 9.5 |  |  |  |  | R-410A | 2.9167 | Residential & Commercial | USHP
213080568 | Central HP <5.4 tons | KEEPRITE | HRCU-A-CB (Split System: Heat Pump with Remote Outdoor Unit-Air-Source) | DLCURAH36ABK |  |  | EA*4X43L21A* | *95MSU0401712A* | 36200 | 15.5 | 8.5 | 38500 | 35000 | 90.91% | 2.04 | 0 | 10 |  |  |  |  | R-410A | 3.0167 | Residential & Commercial | USHP | Ducted CEE Tier 1
213080400 | Central HP <5.4 tons | KEEPRITE | HRCU-A-CB (Split System: Heat Pump with Remote Outdoor Unit-Air-Source) | DLCURAH36ABK |  |  | EA*4X42L21A* | *96MSN1002122A* | 35200 | 16 | 8.1 | 38500 | 35000 | 90.91% | 1.88 | 0 | 10 |  |  |  |  | R-410A | 2.9333 | Residential & Commercial | USHP | Ducted CEE Tier 1
213080418 | Central HP <5.4 tons | KEEPRITE | HRCU-A-CB (Split System: Heat Pump with Remote Outdoor Unit-Air-Source) | DLCURAH36ABK |  |  | EA*4X43L21A* | *96MSN1002122A* | 36800 | 16 | 8.5 | 38500 | 34800 | 90.39% | 2.1 | 0 | 10 |  |  |  |  | R-410A | 3.0667 | Residential & Commercial | USHP | Ducted CEE Tier 1
213079880 | Central HP <5.4 tons | KEEPRITE | HRCU-A-CB (Split System: Heat Pump with Remote Outdoor Unit-Air-Source) | DLCURAH36ABK |  |  | EA*4X43L21A* | *92MSN1002122A* | 36200 | 16.5 | 8.5 | 38000 | 34800 | 91.58% | 2.04 | 0 | 10 |  |  |  |  | R-410A | 3.0167 | Residential & Commercial | USHP | Ducted CEE Tier 1
215319187 | Central HP <5.4 tons | LPS Legacy | HRCU-A-CB (Split System: Heat Pump with Remote Outdoor Unit-Air-Source) | D5CSRAH18AAK |  |  | D5FSAAH18XBK | 0 | 18000 | 18.5 | 9.8 | 18000 | 13000 | 72.22% | 2.3 | 0 | 12.2 |  |  |  |  | R-454B | 1.5 | Residential & Commercial | USHP | Ducted CEE Tier 1
213771513 | Central HP <5.4 tons | KENMORE | HRCU-A-CB (Split System: Heat Pump with Remote Outdoor Unit-Air-Source) | (C,H,T)VH825GKA2* |  |  | EA*4X43L21A*+WALLCON | *97CMN0801714B* | 24400 | 16.5 | 8.1 | 21200 | 16700 | 78.77% | 2.02 | 0 | 11 |  |  |  |  | R-410A | 2.0333 | Residential & Commercial | USHP | Ducted CEE Tier 1
215323735 | Central HP <5.4 tons | LPS Legacy | HRCU-A-CB (Split System: Heat Pump with Remote Outdoor Unit-Air-Source) | D5CUHAH36AAK |  |  | D5FUHAH36XAK | 0 | 36000 | 18 | 10 | 37000 | 37400 | 101.1% | 1.9 | 0 | 12 |  |  |  |  | R-454B | 3 | Residential & Commercial | USHP | Ducted CEE Tier 1
216618899 | Central HP <5.4 tons | ELIOS | HRCU-A-CB (Split System: Heat Pump with Remote Outdoor Unit-Air-Source) | ESHMB36R2AN1 |  |  | EAHMA36R4AS1 | 0 | 36000 | 17.4 | 10.3 | 37000 | 39000 | 105.4% | 1.9 | 0 | 11.7 |  |  |  |  | R-454B | 3 | Residential & Commercial | USHP | Ducted CEE Tier 1
216706023 | Central HP <5.4 tons | Ecoer | HRCU-A-CB (Split System: Heat Pump with Remote Outdoor Unit-Air-Source) | ESCA17H-24ABA |  |  | EAHDEC-24ABA | 0 | 23000 | 18.3 | 10 | 24000 | 21600 | 90% | 1.87 | 0 | 11.7 |  |  |  |  | R-454B | 1.9167 | Residential & Commercial | USHP | Ducted CEE Tier 1
215934961 | Central HP <5.4 tons | KEEPRITE | HRCU-A-CB (Split System: Heat Pump with Remote Outdoor Unit-Air-Source) | C5H3V36*K*AAA* |  |  | EVM5X48M21A*+WALLCON | *97CMN0601714B* | 34400 | 20.5 | 8.5 | 38000 | 27600 | 72.63% | 2.08 | 0 | 11 |  |  |  |  | R-454B | 2.8667 | Residential & Commercial | USHP | Ducted CEE Tier 1
213771473 | Central HP <5.4 tons | KENMORE | HRCU-A-CB (Split System: Heat Pump with Remote Outdoor Unit-Air-Source) | (C,H,T)VH825GKA2* |  |  | EA*4X43L21A*+WALLCON | *80CTL0902120B* | 24400 | 17 | 8.5 | 21200 | 16600 | 78.3% | 2.04 | 0 | 11 |  |  |  |  | R-410A | 2.0333 | Residential & Commercial | USHP | Ducted CEE Tier 1
216682365 | Central HP <5.4 tons | KEEPRITE | HRCU-A-CB (Split System: Heat Pump with Remote Outdoor Unit-Air-Source) | DLCURAH24ABK |  |  | EN(A,D)4X36L21** | *97VTN1002120A* | 23400 | 17 | 9 | 25800 | 23800 | 92.25% | 1.86 | 0 | 10.5 |  |  |  |  | R-410A | 1.95 | Residential & Commercial | USHP | Ducted CEE Tier 1
206135673 | Central HP <5.4 tons | BRYANT HEATING AND COOLING SYSTEMS | HRCU-A-CB (Split System: Heat Pump with Remote Outdoor Unit-Air-Source) | 288BNV037*0**A* |  |  | CAP**3721AL*+UI | 83*CA60100C21*** | 32800 | 17 | 8.5 | 33000 | 25200 | 76.36% | 1.96 | 12 | 11 |  |  |  |  | R-410A | 2.7333 | Residential & Commercial | USHP | Ducted CEE Tier 1
206790256 | Central HP <5.4 tons | BRYANT HEATING AND COOLING SYSTEMS | HRCU-A-CB (Split System: Heat Pump with Remote Outdoor Unit-Air-Source) | 284ANV024*0**B* |  |  | CNPV*3621AL*+UI | 935CA48060C17*** | 23200 | 20 | 9.5 | 26800 | 20000 | 74.63% | 2.36 | 13.5 | 13 |  |  |  |  | R-410A | 1.9333 | Residential & Commercial | USHP | Ducted CEE Tier 1
213372196 | Central HP <5.4 tons | LPS Legacy | HRCU-A-C (Split System: Heat Pump with Remote Outdoor Unit with No Indoor Fan --Air Source) | DLCURAH18ABK |  |  | DLFULAH24XBX + CI | 0 | 18000 | 16.1 | 9.5 | 19000 | 15000 | 78.95% | 2.2 | 11.6 | 11.7 |  |  |  |  | R-410A | 1.5 | Residential & Commercial | USHP | Ducted CEE Tier 1
213771583 | Central HP <5.4 tons | KENMORE | HRCU-A-CB (Split System: Heat Pump with Remote Outdoor Unit-Air-Source) | (C,H,T)VH825GKA2* |  |  | EA*4X48L21A*+WALLCON | *80CTL0901716B* | 24200 | 17 | 8.1 | 20800 | 16500 | 79.33% | 2.02 | 0 | 11 |  |  |  |  | R-410A | 2.0167 | Residential & Commercial | USHP | Ducted CEE Tier 1
215319171 | Central HP <5.4 tons | LPS Legacy | HRCU-A-CB (Split System: Heat Pump with Remote Outdoor Unit-Air-Source) | D5CUHAH36AAK |  |  | D5FUAAH36XAK | 0 | 36000 | 17.4 | 10.3 | 37000 | 39000 | 105.4% | 1.9 | 0 | 11.7 |  |  |  |  | R-454B | 3 | Residential & Commercial | USHP | Ducted CEE Tier 1
215319189 | Central HP <5.4 tons | LPS Legacy | HRCU-A-CB (Split System: Heat Pump with Remote Outdoor Unit-Air-Source) | D5CLHAH36AAK |  |  | D5FLAAH36XAK | 0 | 36000 | 17.3 | 9.5 | 38000 | 38000 | 100% | 2.06 | 0 | 11.7 |  |  |  |  | R-454B | 3 | Residential & Commercial | USHP | Ducted CEE Tier 1
213079405 | Central HP <5.4 tons | KEEPRITE | HRCU-A-CB (Split System: Heat Pump with Remote Outdoor Unit-Air-Source) | DLCURAH36ABK |  |  | EA*4X37L17A* | *92MSN0601714A* | 36000 | 15.5 | 8.5 | 38500 | 35000 | 90.91% | 2 | 0 | 10 |  |  |  |  | R-410A | 3 | Residential & Commercial | USHP | Ducted CEE Tier 1
213079773 | Central HP <5.4 tons | KEEPRITE | HRCU-A-CB (Split System: Heat Pump with Remote Outdoor Unit-Air-Source) | DLCURAH36ABK |  |  | EA*4X42L24A* | *92MSN1002120A* | 35400 | 16.5 | 8.1 | 38500 | 35000 | 90.91% | 1.88 | 0 | 10 |  |  |  |  | R-410A | 2.95 | Residential & Commercial | USHP | Ducted CEE Tier 1
213080359 | Central HP <5.4 tons | KEEPRITE | HRCU-A-CB (Split System: Heat Pump with Remote Outdoor Unit-Air-Source) | DLCURAH36ABK |  |  | EN(A,D,W)4X48L21** | *96MSN1002120A* | 36000 | 16.5 | 8.1 | 38500 | 34800 | 90.39% | 2.02 | 0 | 10 |  |  |  |  | R-410A | 3 | Residential & Commercial | USHP | Ducted CEE Tier 1
216636338 | Central HP <5.4 tons | ACIQ | HRCU-A-CB (Split System: Heat Pump with Remote Outdoor Unit-Air-Source) | H5H3V48*K*AAA* |  |  | EVD5X61M21A*+WALLCON | *96CTN0801714B* | 44500 | 20 | 8.1 | 54000 | 37800 | 70% | 1.95 | 0 | 11.5 |  |  |  |  | R-454B | 3.7083 | Residential & Commercial | USHP | Ducted CEE Tier 1
215937271 | Central HP <5.4 tons | KEEPRITE | HRCU-A-CB (Split System: Heat Pump with Remote Outdoor Unit-Air-Source) | C5H3V48*K*AAA* |  |  | EVM5X49M21A*+WALLCON | *96CTN0801714B* | 44000 | 20 | 8.1 | 53500 | 37600 | 70.28% | 2 | 0 | 11.5 |  |  |  |  | R-454B | 3.6667 | Residential & Commercial | USHP | Ducted CEE Tier 1
213080391 | Central HP <5.4 tons | KEEPRITE | HRCU-A-CB (Split System: Heat Pump with Remote Outdoor Unit-Air-Source) | DLCURAH36ABK |  |  | EA*4X37L21A* | *96MSN1002122A* | 36800 | 16 | 8.5 | 38500 | 34800 | 90.39% | 2.1 | 0 | 10 |  |  |  |  | R-410A | 3.0667 | Residential & Commercial | USHP | Ducted CEE Tier 1
213080640 | Central HP <5.4 tons | KEEPRITE | HRCU-A-CB (Split System: Heat Pump with Remote Outdoor Unit-Air-Source) | DLCURAH36ABK |  |  | EN(A,D,W)4X48L21** | *95MSU0401712A* | 35800 | 15.2 | 8.1 | 38500 | 35200 | 91.43% | 2 | 0 | 10 |  |  |  |  | R-410A | 2.9833 | Residential & Commercial | USHP | Ducted CEE Tier 1
213079371 | Central HP <5.4 tons | KEEPRITE | HRCU-A-CB (Split System: Heat Pump with Remote Outdoor Unit-Air-Source) | DLCURAH36ABK |  |  | END4X42L17** | *92MSN0601412A* | 35600 | 15.5 | 8.1 | 38500 | 35200 | 91.43% | 1.94 | 0 | 10 |  |  |  |  | R-410A | 2.9667 | Residential & Commercial | USHP | Ducted CEE Tier 1
213079089 | Central HP <5.4 tons | KEEPRITE | HRCU-A-CB (Split System: Heat Pump with Remote Outdoor Unit-Air-Source) | DLCURAH36ABK |  |  | EA*4X36L21A* | *80MSU0601716A* | 35000 | 16.5 | 8.1 | 38500 | 35000 | 90.91% | 1.8 | 0 | 9.5 |  |  |  |  | R-410A | 2.9167 | Residential & Commercial | USHP
213078671 | Central HP <5.4 tons | KEEPRITE | HRCU-A-CB (Split System: Heat Pump with Remote Outdoor Unit-Air-Source) | DLCURAH36ABK |  |  | EA*4X48L21A* | *80MS(N,L)1102120A* | 36200 | 16.5 | 8.5 | 38000 | 34800 | 91.58% | 2.04 | 0 | 10 |  |  |  |  | R-410A | 3.0167 | Residential & Commercial | USHP | Ducted CEE Tier 1
213078753 | Central HP <5.4 tons | KEEPRITE | HRCU-A-CB (Split System: Heat Pump with Remote Outdoor Unit-Air-Source) | DLCURAH36ABK |  |  | EA*4X48L24A* | *80MS(N,L)1102420A* | 36200 | 16.5 | 8.5 | 38000 | 34600 | 91.05% | 2.04 | 0 | 10 |  |  |  |  | R-410A | 3.0167 | Residential & Commercial | USHP | Ducted CEE Tier 1
213077132 | Central HP <5.4 tons | KEEPRITE | HRCU-A-CB (Split System: Heat Pump with Remote Outdoor Unit-Air-Source) | DLCURAH36ABK |  |  | EN(A,D)4X48L24** | *96VSN0802120B* | 35600 | 16.5 | 8.1 | 38500 | 34800 | 90.39% | 1.98 | 0 | 10 |  |  |  |  | R-410A | 2.9667 | Residential & Commercial | USHP | Ducted CEE Tier 1
206790586 | Central HP <5.4 tons | BRYANT HEATING AND COOLING SYSTEMS | HRCU-A-CB (Split System: Heat Pump with Remote Outdoor Unit-Air-Source) | 284ANV036*0**B* |  |  | CSPH*6012AL*+UI | 88*TA36070C14*** | 34400 | 19.5 | 9 | 34800 | 25400 | 72.99% | 2.02 | 12.5 | 12 |  |  |  |  | R-410A | 2.8667 | Residential & Commercial | USHP | Ducted CEE Tier 1
206790606 | Central HP <5.4 tons | BRYANT HEATING AND COOLING SYSTEMS | HRCU-A-CB (Split System: Heat Pump with Remote Outdoor Unit-Air-Source) | 284ANV048*0**B* |  |  | CAP**6024AL*+UI | 987MB66120C24*** | 44500 | 21 | 9.5 | 46000 | 36400 | 79.13% | 2.34 | 12.5 | 12 |  |  |  |  | R-410A | 3.7083 | Residential & Commercial | USHP | Ducted CEE Tier 1
206790655 | Central HP <5.4 tons | BRYANT HEATING AND COOLING SYSTEMS | HRCU-A-CB (Split System: Heat Pump with Remote Outdoor Unit-Air-Source) | 284ANV048*0**B* |  |  | CSPH*6012AL*+UI | 935CA66100C21*** | 45000 | 20.5 | 9 | 46000 | 36000 | 78.26% | 2.36 | 12.5 | 12.3 |  |  |  |  | R-410A | 3.75 | Residential & Commercial | USHP | Ducted CEE Tier 1
215931622 | Central HP <5.4 tons | KENMORE | HRCU-A-CB (Split System: Heat Pump with Remote Outdoor Unit-Air-Source) | (C,H,T)5H3V60*K*AAA* |  |  | EA*5X60M24A*+WALLCON | *97CMN1002122B* | 55500 | 18.5 | 8.5 | 60500 | 46000 | 76.03% | 2.06 | 0 | 11 |  |  |  |  | R-454B | 4.625 | Residential & Commercial | USHP | Ducted CEE Tier 1
214855377 | Central HP <5.4 tons | HISENSE | HRCU-A-CB (Split System: Heat Pump with Remote Outdoor Unit-Air-Source) | AUWR-2424P |  |  | AUH-2424 | 0 | 24000 | 20 | 10 | 24000 | 20800 | 86.67% | 2.3 | 0 | 12 |  |  |  |  | R-454B | 2 | Residential & Commercial | USHP | Ducted CEE Tier 1
216634017 | Central HP <5.4 tons | ACIQ | HRCU-A-CB (Split System: Heat Pump with Remote Outdoor Unit-Air-Source) | H5H0V48*K*AAA* |  |  | EVD5X61M21A*+WALLCON | *97CMN1002122B* | 48500 | 19.5 | 9.5 | 50000 | 36800 | 73.6% | 2.12 | 0 | 10.5 |  |  |  |  | R-454B | 4.0417 | Residential & Commercial | USHP | Ducted CEE Tier 1
215319179 | Central HP <5.4 tons | LPS Legacy | HRCU-A-CB (Split System: Heat Pump with Remote Outdoor Unit-Air-Source) | D5CURAH48AAK |  |  | D5FUAAH48XAK | 0 | 48000 | 16 | 8.5 | 48000 | 38000 | 79.17% | 1.85 | 0 | 10 |  |  |  |  | R-454B | 4 | Residential & Commercial | USHP | Ducted CEE Tier 1
216980951 | Central HP <5.4 tons | Ecoer | HRCU-A-CB (Split System: Heat Pump with Remote Outdoor Unit-Air-Source) | ESCA16H-36BBA |  |  | EAHDEC-36AB* | 0 | 36000 | 16.1 | 8.7 | 36000 | 27000 | 75% | 2 | 0 | 10 |  |  |  |  | R-454B | 3 | Residential & Commercial | USHP | Ducted CEE Tier 1
214650483 | Central HP <5.4 tons | CHAMPION HEATING AND COOLING | HRCU-A-CB (Split System: Heat Pump with Remote Outdoor Unit-Air-Source) | HH824E2S11 |  |  | CTU36B5XDS1+TXV | TM8Y080B12MP11 | 23000 | 18 | 9.5 | 23000 | 18300 | 79.57% | 2 | 0 | 12 |  |  |  |  | R-454B | 1.9167 | Residential & Commercial | USHP | Ducted CEE Tier 1
206136115 | Central HP <5.4 tons | BRYANT HEATING AND COOLING SYSTEMS | HRCU-A-CB (Split System: Heat Pump with Remote Outdoor Unit-Air-Source) | 288BNV037*0**A* |  |  | CAP**4224AL*+UI | 935CA60080C21*** | 31800 | 17.5 | 8.1 | 33000 | 24400 | 73.94% | 1.9 | 11.5 | 11 |  |  |  |  | R-410A | 2.65 | Residential & Commercial | USHP | Ducted CEE Tier 1
213080047 | Central HP <5.4 tons | KEEPRITE | HRCU-A-CB (Split System: Heat Pump with Remote Outdoor Unit-Air-Source) | DLCURAH36ABK |  |  | EA*4X42L21A* | *96MSN0801716A* | 35400 | 15.5 | 8.1 | 38500 | 35200 | 91.43% | 1.88 | 0 | 9.5 |  |  |  |  | R-410A | 2.95 | Residential & Commercial | USHP
213079749 | Central HP <5.4 tons | KEEPRITE | HRCU-A-CB (Split System: Heat Pump with Remote Outdoor Unit-Air-Source) | DLCURAH36ABK |  |  | EA*4X37L21A* | *92MSN1002120A* | 36600 | 16.5 | 8.5 | 38000 | 34800 | 91.58% | 2.06 | 0 | 10 |  |  |  |  | R-410A | 3.05 | Residential & Commercial | USHP | Ducted CEE Tier 1
213079515 | Central HP <5.4 tons | KEEPRITE | HRCU-A-CB (Split System: Heat Pump with Remote Outdoor Unit-Air-Source) | DLCURAH36ABK |  |  | EA*4X36L17A* | *92MSN0801716A* | 35000 | 16 | 8.1 | 38500 | 35200 | 91.43% | 1.82 | 0 | 9.5 |  |  |  |  | R-410A | 2.9167 | Residential & Commercial | USHP
213079113 | Central HP <5.4 tons | KEEPRITE | HRCU-A-CB (Split System: Heat Pump with Remote Outdoor Unit-Air-Source) | DLCURAH36ABK |  |  | EA*4X42L21A* | *80MSU0601716A* | 35200 | 16.5 | 8.1 | 38500 | 35000 | 90.91% | 1.86 | 0 | 10 |  |  |  |  | R-410A | 2.9333 | Residential & Commercial | USHP | Ducted CEE Tier 1
213078611 | Central HP <5.4 tons | KEEPRITE | HRCU-A-CB (Split System: Heat Pump with Remote Outdoor Unit-Air-Source) | DLCURAH36ABK |  |  | EA*4X36L21A* | *80MS(N,L)1102120A* | 35400 | 16.5 | 8.1 | 38500 | 35200 | 91.43% | 1.84 | 0 | 10 |  |  |  |  | R-410A | 2.95 | Residential & Commercial | USHP | Ducted CEE Tier 1
213078763 | Central HP <5.4 tons | KEEPRITE | HRCU-A-CB (Split System: Heat Pump with Remote Outdoor Unit-Air-Source) | DLCURAH36ABK |  |  | EN(A,D)4X48L24** | *80MS(N,L)1102420A* | 36200 | 17 | 8.1 | 38500 | 34800 | 90.39% | 2.02 | 0 | 10.5 |  |  |  |  | R-410A | 3.0167 | Residential & Commercial | USHP | Ducted CEE Tier 1
213078008 | Central HP <5.4 tons | KEEPRITE | HRCU-A-CB (Split System: Heat Pump with Remote Outdoor Unit-Air-Source) | DLCURAH36ABK |  |  | END4X42L17** | *80MS(N,L)0701712A* | 35600 | 16 | 8.1 | 38500 | 35000 | 90.91% | 1.94 | 0 | 10 |  |  |  |  | R-410A | 2.9667 | Residential & Commercial | USHP | Ducted CEE Tier 1
216682972 | Central HP <5.4 tons | KEEPRITE | HRCU-A-CB (Split System: Heat Pump with Remote Outdoor Unit-Air-Source) | DLCURAH24ABK |  |  | EA*4X36L21A* | *97VTN1002122A* | 24200 | 17 | 9 | 26000 | 22600 | 86.92% | 1.78 | 0 | 10 |  |  |  |  | R-410A | 2.0167 | Residential & Commercial | USHP | Ducted CEE Tier 1
213386490 | Central HP <5.4 tons | Ecoer | HRCU-A-C (Split System: Heat Pump with Remote Outdoor Unit with No Indoor Fan --Air Source) | ESCA16H-36 |  |  | SNC36CPT | 0 | 35000 | 15.2 | 10 | 39000 | 32000 | 82.05% | 2 | 10.2 | 10 |  |  |  |  | R-410A | 2.9167 | Residential & Commercial | USHP | Ducted CEE Tier 1
215912261 | Central HP <5.4 tons | CHAMPION HEATING AND COOLING | HRCU-A-CB (Split System: Heat Pump with Remote Outdoor Unit-Air-Source) | HH824E2S11 |  |  | CTM36B5ADS1 | TM9E080B12MP12 | 23000 | 17 | 9.5 | 23000 | 18800 | 81.74% | 2 | 0 | 12 |  |  |  |  | R-454B | 1.9167 | Residential & Commercial | USHP | Ducted CEE Tier 1
216633355 | Central HP <5.4 tons | ACIQ | HRCU-A-CB (Split System: Heat Pump with Remote Outdoor Unit-Air-Source) | H5H0V36*K*AAA* |  |  | ESH5X48M12A*+WALLCON | *95CSU0601716B* | 34000 | 16.5 | 8.5 | 35600 | 25400 | 71.35% | 1.76 | 0 | 9.5 |  |  |  |  | R-454B | 2.8333 | Residential & Commercial | USHP
216634158 | Central HP <5.4 tons | ACIQ | HRCU-A-CB (Split System: Heat Pump with Remote Outdoor Unit-Air-Source) | H5H0V24*K*AAA* |  |  | EA*5X25M17A*+WALLCON | *80CSU0401712B* | 24000 | 17 | 9 | 23200 | 16300 | 70.26% | 2.02 | 0 | 10.5 |  |  |  |  | R-454B | 2 | Residential & Commercial | USHP | Ducted CEE Tier 1
216633233 | Central HP <5.4 tons | ACIQ | HRCU-A-CB (Split System: Heat Pump with Remote Outdoor Unit-Air-Source) | H5H0V36*K*AAA* |  |  | EA*5X48M21A*+WALLCON | *80CSU1002120A* | 33800 | 17.5 | 9 | 35000 | 25200 | 72% | 1.88 | 0 | 9.5 |  |  |  |  | R-454B | 2.8167 | Residential & Commercial | USHP
216633165 | Central HP <5.4 tons | ACIQ | HRCU-A-CB (Split System: Heat Pump with Remote Outdoor Unit-Air-Source) | H5H0V36*K*AAA* |  |  | EA*5X37M17A*+WALLCON | *80CTL0701716B* | 33800 | 17.5 | 9 | 35800 | 25600 | 71.51% | 1.88 | 0 | 9.5 |  |  |  |  | R-454B | 2.8167 | Residential & Commercial | USHP
216633190 | Central HP <5.4 tons | ACIQ | HRCU-A-CB (Split System: Heat Pump with Remote Outdoor Unit-Air-Source) | H5H0V36*K*AAA* |  |  | EA*5X37M21A*+WALLCON | *96CTN0601714B* | 34200 | 17.5 | 9 | 35400 | 25400 | 71.75% | 1.88 | 0 | 9.5 |  |  |  |  | R-454B | 2.85 | Residential & Commercial | USHP
216633224 | Central HP <5.4 tons | ACIQ | HRCU-A-CB (Split System: Heat Pump with Remote Outdoor Unit-Air-Source) | H5H0V36*K*AAA* |  |  | EA*5X43M21A*+WALLCON | *95CSU1002122B* | 34600 | 18 | 9 | 35200 | 25000 | 71.02% | 1.9 | 0 | 10 |  |  |  |  | R-454B | 2.8833 | Residential & Commercial | USHP | Ducted CEE Tier 1
216505494 | Central HP <5.4 tons | ELIOS | HRCU-A-CB (Split System: Heat Pump with Remote Outdoor Unit-Air-Source) | ESHEA24R2AN1 |  |  | GGHLA24R2AS1 | 0 | 24000 | 17.4 | 10.4 | 25000 | 19600 | 78.4% | 1.96 | 0 | 10.8 |  |  |  |  | R-454B | 2 | Residential & Commercial | USHP | Ducted CEE Tier 1
216706027 | Central HP <5.4 tons | Ecoer | HRCU-A-CB (Split System: Heat Pump with Remote Outdoor Unit-Air-Source) | ESCA16H-24BBA |  |  | EAHDEC-24ABA | 0 | 24000 | 18.1 | 9.7 | 26000 | 21600 | 83.08% | 1.87 | 0 | 11 |  |  |  |  | R-454B | 2 | Residential & Commercial | USHP | Ducted CEE Tier 1
216633193 | Central HP <5.4 tons | ACIQ | HRCU-A-CB (Split System: Heat Pump with Remote Outdoor Unit-Air-Source) | H5H0V36*K*AAA* |  |  | EA*5X42M21A*+WALLCON | *80CSU0401712A* | 33000 | 17.5 | 9 | 35800 | 25600 | 71.51% | 1.86 | 0 | 9.5 |  |  |  |  | R-454B | 2.75 | Residential & Commercial | USHP
216682622 | Central HP <5.4 tons | KEEPRITE | HRCU-A-CB (Split System: Heat Pump with Remote Outdoor Unit-Air-Source) | DLCURAH36ABK |  |  | EHD4X42AAL | *97VTN1002122A* | 35800 | 16 | 8.5 | 38500 | 34400 | 89.35% | 1.8 | 0 | 10 |  |  |  |  | R-410A | 2.9833 | Residential & Commercial | USHP | Ducted CEE Tier 1
216633170 | Central HP <5.4 tons | ACIQ | HRCU-A-CB (Split System: Heat Pump with Remote Outdoor Unit-Air-Source) | H5H0V36*K*AAA* |  |  | EA*5X37M17A*+WALLCON | *96CTN0401410B* | 32600 | 16 | 8.5 | 36200 | 25600 | 70.72% | 1.76 | 0 | 9.5 |  |  |  |  | R-454B | 2.7167 | Residential & Commercial | USHP
216633171 | Central HP <5.4 tons | ACIQ | HRCU-A-CB (Split System: Heat Pump with Remote Outdoor Unit-Air-Source) | H5H0V36*K*AAA* |  |  | EA*5X37M17A*+WALLCON | *96CTN0601714B* | 33800 | 17.5 | 9 | 35800 | 25600 | 71.51% | 1.86 | 0 | 9.5 |  |  |  |  | R-454B | 2.8167 | Residential & Commercial | USHP
216633187 | Central HP <5.4 tons | ACIQ | HRCU-A-CB (Split System: Heat Pump with Remote Outdoor Unit-Air-Source) | H5H0V36*K*AAA* |  |  | EA*5X37M21A*+WALLCON | *97CMN0801714B* | 34200 | 17.5 | 9 | 35400 | 25400 | 71.75% | 1.88 | 0 | 9.5 |  |  |  |  | R-454B | 2.85 | Residential & Commercial | USHP
216633201 | Central HP <5.4 tons | ACIQ | HRCU-A-CB (Split System: Heat Pump with Remote Outdoor Unit-Air-Source) | H5H0V36*K*AAA* |  |  | EA*5X42M21A*+WALLCON | *80CTL1102120B* | 33200 | 18 | 9 | 35800 | 25600 | 71.51% | 1.84 | 0 | 10 |  |  |  |  | R-454B | 2.7667 | Residential & Commercial | USHP | Ducted CEE Tier 1
215278607 | Central HP <5.4 tons | HISENSE | HRCU-A-CB (Split System: Heat Pump with Remote Outdoor Unit-Air-Source) | AUWR-4824P |  |  | AUH-4824 | 0 | 48000 | 19 | 9 | 48000 | 37000 | 77.08% | 2.52 | 0 | 12 |  |  |  |  | R-454B | 4 | Residential & Commercial | USHP | Ducted CEE Tier 1
215935211 | Central HP <5.4 tons | KEEPRITE | HRCU-A-CB (Split System: Heat Pump with Remote Outdoor Unit-Air-Source) | C5H3V36*K*AAA* |  |  | EVM5X60M21A*+WALLCON | *80CTL0901716B* | 35600 | 22 | 8.5 | 38000 | 28600 | 75.26% | 2.02 | 0 | 12 |  |  |  |  | R-454B | 2.9667 | Residential & Commercial | USHP | Ducted CEE Tier 1
216633166 | Central HP <5.4 tons | ACIQ | HRCU-A-CB (Split System: Heat Pump with Remote Outdoor Unit-Air-Source) | H5H0V36*K*AAA* |  |  | EA*5X37M17A*+WALLCON | *80CTL0901716B* | 34000 | 17.5 | 9 | 35800 | 25400 | 70.95% | 1.88 | 0 | 9.5 |  |  |  |  | R-454B | 2.8333 | Residential & Commercial | USHP
216633189 | Central HP <5.4 tons | ACIQ | HRCU-A-CB (Split System: Heat Pump with Remote Outdoor Unit-Air-Source) | H5H0V36*K*AAA* |  |  | EA*5X37M21A*+WALLCON | *97CMN1002122B* | 34600 | 18 | 9 | 35200 | 25000 | 71.02% | 1.9 | 0 | 10 |  |  |  |  | R-454B | 2.8833 | Residential & Commercial | USHP | Ducted CEE Tier 1
216633381 | Central HP <5.4 tons | ACIQ | HRCU-A-CB (Split System: Heat Pump with Remote Outdoor Unit-Air-Source) | H5H0V36*K*AAA* |  |  | ESH5X60M12A*+WALLCON | *97CMN0601714B* | 34200 | 16.5 | 8.5 | 34800 | 25200 | 72.41% | 1.8 | 0 | 9.5 |  |  |  |  | R-454B | 2.85 | Residential & Commercial | USHP
216633366 | Central HP <5.4 tons | ACIQ | HRCU-A-CB (Split System: Heat Pump with Remote Outdoor Unit-Air-Source) | H5H0V36*K*AAA* |  |  | ESH5X48M12A*+WALLCON | *96CTN0801714B* | 34000 | 16.5 | 8.5 | 35600 | 25400 | 71.35% | 1.78 | 0 | 9.5 |  |  |  |  | R-454B | 2.8333 | Residential & Commercial | USHP
216633389 | Central HP <5.4 tons | ACIQ | HRCU-A-CB (Split System: Heat Pump with Remote Outdoor Unit-Air-Source) | H5H0V36*K*AAA* |  |  | ESH5X60M12A*+WALLCON | *96CTN0801714B* | 34400 | 17 | 8.5 | 34800 | 25000 | 71.84% | 1.78 | 0 | 9.5 |  |  |  |  | R-454B | 2.8667 | Residential & Commercial | USHP
216634176 | Central HP <5.4 tons | ACIQ | HRCU-A-CB (Split System: Heat Pump with Remote Outdoor Unit-Air-Source) | H5H0V24*K*AAA* |  |  | EA*5X37M21A*+WALLCON | *97CTN0601716A* | 24000 | 17 | 9 | 23400 | 16400 | 70.09% | 2.02 | 0 | 10.5 |  |  |  |  | R-454B | 2 | Residential & Commercial | USHP | Ducted CEE Tier 1
214570506 | Central HP <5.4 tons | KENMORE | HRCU-A-CB (Split System: Heat Pump with Remote Outdoor Unit-Air-Source) | (C,H,T)VH825GKA3* |  |  | EA*4X42L21A*+WALLCON | *95CSU0802120B* | 23800 | 16.5 | 8.1 | 21400 | 16700 | 78.04% | 1.96 | 0 | 10.5 |  |  |  |  | R-410A | 1.9833 | Residential & Commercial | USHP | Ducted CEE Tier 1
214573666 | Central HP <5.4 tons | KENMORE | HRCU-A-CB (Split System: Heat Pump with Remote Outdoor Unit-Air-Source) | (C,H,T)VH837GKA2* |  |  | EA*4X36L21A*+WALLCON | *96CTN0802120B* | 31600 | 17.5 | 8.1 | 32800 | 24200 | 73.78% | 1.86 | 0 | 11 |  |  |  |  | R-410A | 2.6333 | Residential & Commercial | USHP | Ducted CEE Tier 1
214573916 | Central HP <5.4 tons | KENMORE | HRCU-A-CB (Split System: Heat Pump with Remote Outdoor Unit-Air-Source) | (C,H,T)VH837GKA2* |  |  | EA*4X48L21A*+WALLCON | *80CTL0702120B* | 32200 | 17.5 | 8.5 | 32400 | 25000 | 77.16% | 1.98 | 0 | 11 |  |  |  |  | R-410A | 2.6833 | Residential & Commercial | USHP | Ducted CEE Tier 1
206135793 | Central HP <5.4 tons | BRYANT HEATING AND COOLING SYSTEMS | HRCU-A-CB (Split System: Heat Pump with Remote Outdoor Unit-Air-Source) | 288BNV037*0**A* |  |  | CAP**4821AL*+UI | 83*CA60100C21*** | 32200 | 17 | 8.1 | 32600 | 25000 | 76.69% | 1.96 | 11.5 | 11 |  |  |  |  | R-410A | 2.6833 | Residential & Commercial | USHP | Ducted CEE Tier 1
216633360 | Central HP <5.4 tons | ACIQ | HRCU-A-CB (Split System: Heat Pump with Remote Outdoor Unit-Air-Source) | H5H0V36*K*AAA* |  |  | ESH5X48M12A*+WALLCON | *97CMN0801714B* | 34000 | 16.5 | 8.5 | 35600 | 25400 | 71.35% | 1.76 | 0 | 9 |  |  |  |  | R-454B | 2.8333 | Residential & Commercial | USHP
216633361 | Central HP <5.4 tons | ACIQ | HRCU-A-CB (Split System: Heat Pump with Remote Outdoor Unit-Air-Source) | H5H0V36*K*AAA* |  |  | ESH5X48M12A*+WALLCON | *97CMN0802120B* | 34200 | 16.5 | 8.5 | 35400 | 25200 | 71.19% | 1.88 | 0 | 9.5 |  |  |  |  | R-454B | 2.85 | Residential & Commercial | USHP
216633379 | Central HP <5.4 tons | ACIQ | HRCU-A-CB (Split System: Heat Pump with Remote Outdoor Unit-Air-Source) | H5H0V36*K*AAA* |  |  | ESH5X60M12A*+WALLCON | *95CSU0601716B* | 34400 | 16.5 | 8.5 | 34800 | 25000 | 71.84% | 1.78 | 0 | 9.5 |  |  |  |  | R-454B | 2.8667 | Residential & Commercial | USHP
213078077 | Central HP <5.4 tons | KEEPRITE | HRCU-A-CB (Split System: Heat Pump with Remote Outdoor Unit-Air-Source) | DLCURAH36ABK |  |  | EA*4X37L21A* | *80MS(N,L)0701716A* | 36600 | 16 | 8.5 | 38500 | 35000 | 90.91% | 2.06 | 0 | 10 |  |  |  |  | R-410A | 3.05 | Residential & Commercial | USHP | Ducted CEE Tier 1
213077493 | Central HP <5.4 tons | KEEPRITE | HRCU-A-CB (Split System: Heat Pump with Remote Outdoor Unit-Air-Source) | DLCURAH36ABK |  |  | EA*4X37L21A* | *96VTN0802120B* | 36600 | 16 | 8.5 | 38000 | 34800 | 91.58% | 2.06 | 0 | 10 |  |  |  |  | R-410A | 3.05 | Residential & Commercial | USHP | Ducted CEE Tier 1
213077708 | Central HP <5.4 tons | KEEPRITE | HRCU-A-CB (Split System: Heat Pump with Remote Outdoor Unit-Air-Source) | DLCURAH36ABK |  |  | EA*4X36L21A* | *96VTN1002122B* | 35000 | 16.5 | 8.1 | 38500 | 35200 | 91.43% | 1.82 | 0 | 10 |  |  |  |  | R-410A | 2.9167 | Residential & Commercial | USHP | Ducted CEE Tier 1
213077908 | Central HP <5.4 tons | KEEPRITE | HRCU-A-CB (Split System: Heat Pump with Remote Outdoor Unit-Air-Source) | DLCURAH36ABK |  |  | END4X42L17** | *80MS(N,L)0701412A* | 35400 | 16 | 8.1 | 38500 | 35000 | 90.91% | 1.94 | 0 | 10 |  |  |  |  | R-410A | 2.95 | Residential & Commercial | USHP | Ducted CEE Tier 1
213077242 | Central HP <5.4 tons | KEEPRITE | HRCU-A-CB (Split System: Heat Pump with Remote Outdoor Unit-Air-Source) | DLCURAH36ABK |  |  | EA*4X42L24A* | *96VSN1202422B* | 35400 | 16 | 8.1 | 38500 | 35000 | 90.91% | 1.9 | 0 | 10 |  |  |  |  | R-410A | 2.95 | Residential & Commercial | USHP | Ducted CEE Tier 1
213077340 | Central HP <5.4 tons | KEEPRITE | HRCU-A-CB (Split System: Heat Pump with Remote Outdoor Unit-Air-Source) | DLCURAH36ABK |  |  | EA*4X36L17A* | *96VTN0801716B* | 35200 | 15.2 | 8.1 | 39000 | 35400 | 90.77% | 1.82 | 0 | 9.5 |  |  |  |  | R-410A | 2.9333 | Residential & Commercial | USHP
213076771 | Central HP <5.4 tons | KEEPRITE | HRCU-A-CB (Split System: Heat Pump with Remote Outdoor Unit-Air-Source) | DLCURAH36ABK |  |  | EA*4X42L24A* | *80VTL1102122B* | 35800 | 16 | 8.1 | 38500 | 35200 | 91.43% | 1.9 | 0 | 10 |  |  |  |  | R-410A | 2.9833 | Residential & Commercial | USHP | Ducted CEE Tier 1
213076807 | Central HP <5.4 tons | KEEPRITE | HRCU-A-CB (Split System: Heat Pump with Remote Outdoor Unit-Air-Source) | DLCURAH36ABK |  |  | EA*4X48L24A* | *80VTL1102122B* | 36200 | 16.5 | 8.5 | 38000 | 34800 | 91.58% | 2.04 | 0 | 10 |  |  |  |  | R-410A | 3.0167 | Residential & Commercial | USHP | Ducted CEE Tier 1
216633216 | Central HP <5.4 tons | ACIQ | HRCU-A-CB (Split System: Heat Pump with Remote Outdoor Unit-Air-Source) | H5H0V36*K*AAA* |  |  | EA*5X43M21A*+WALLCON | *80CTL0451712B* | 34000 | 17.5 | 9 | 35600 | 25400 | 71.35% | 1.86 | 0 | 9.5 |  |  |  |  | R-454B | 2.8333 | Residential & Commercial | USHP
216633225 | Central HP <5.4 tons | ACIQ | HRCU-A-CB (Split System: Heat Pump with Remote Outdoor Unit-Air-Source) | H5H0V36*K*AAA* |  |  | EA*5X43M21A*+WALLCON | *97CMN0601714B* | 34200 | 17.5 | 9 | 35600 | 25400 | 71.35% | 1.88 | 0 | 9.5 |  |  |  |  | R-454B | 2.85 | Residential & Commercial | USHP
216633241 | Central HP <5.4 tons | ACIQ | HRCU-A-CB (Split System: Heat Pump with Remote Outdoor Unit-Air-Source) | H5H0V36*K*AAA* |  |  | EA*5X48M21A*+WALLCON | *95CSU0802120B* | 33800 | 17.5 | 9 | 35000 | 25000 | 71.43% | 1.88 | 0 | 9.5 |  |  |  |  | R-454B | 2.8167 | Residential & Commercial | USHP
216633257 | Central HP <5.4 tons | ACIQ | HRCU-A-CB (Split System: Heat Pump with Remote Outdoor Unit-Air-Source) | H5H0V36*K*AAA* |  |  | EA*5X60M24A*+WALLCON | *95CSU1002122B* | 34400 | 18 | 9 | 34200 | 24600 | 71.93% | 1.92 | 0 | 10 |  |  |  |  | R-454B | 2.8667 | Residential & Commercial | USHP | Ducted CEE Tier 1
214571255 | Central HP <5.4 tons | KEEPRITE | HRCU-A-CB (Split System: Heat Pump with Remote Outdoor Unit-Air-Source) | CVH825GKA3* |  |  | EN(A,D,W)4X48L21**+WALLCON | *97CMN0802120B* | 24200 | 17 | 8.1 | 21200 | 16600 | 78.3% | 2.02 | 0 | 11.5 |  |  |  |  | R-410A | 2.0167 | Residential & Commercial | USHP | Ducted CEE Tier 1
214570605 | Central HP <5.4 tons | KEEPRITE | HRCU-A-CB (Split System: Heat Pump with Remote Outdoor Unit-Air-Source) | CVH825GKA3* |  |  | EA*4X42L24A*+WALLCON | *96CTN0802120B* | 23800 | 17 | 8.5 | 21400 | 16600 | 77.57% | 1.96 | 0 | 11 |  |  |  |  | R-410A | 1.9833 | Residential & Commercial | USHP | Ducted CEE Tier 1
214570655 | Central HP <5.4 tons | KEEPRITE | HRCU-A-CB (Split System: Heat Pump with Remote Outdoor Unit-Air-Source) | CVH825GKA3* |  |  | EA*4X43L21A*+WALLCON | *97CMN0802120B* | 24400 | 16.5 | 8.5 | 21200 | 16600 | 78.3% | 2.04 | 0 | 11 |  |  |  |  | R-410A | 2.0333 | Residential & Commercial | USHP | Ducted CEE Tier 1
216633320 | Central HP <5.4 tons | ACIQ | HRCU-A-CB (Split System: Heat Pump with Remote Outdoor Unit-Air-Source) | H5H0V36*K*AAA* |  |  | ESH5X42M12A*+WALLCON | *80CSU0401712A* | 34000 | 16.5 | 8.5 | 35600 | 25400 | 71.35% | 1.76 | 0 | 9.5 |  |  |  |  | R-454B | 2.8333 | Residential & Commercial | USHP
216633014 | Central HP <5.4 tons | ACIQ | HRCU-A-CB (Split System: Heat Pump with Remote Outdoor Unit-Air-Source) | H5H0V24*K*AAA* |  |  | EA*5X24M14A*+WALLCON | *80CTL0701412B* | 22800 | 17 | 9 | 24000 | 16900 | 70.42% | 1.94 | 0 | 10 |  |  |  |  | R-454B | 1.9 | Residential & Commercial | USHP | Ducted CEE Tier 1
213296831 | Central HP <5.4 tons | CHAMPION HEATING AND COOLING | HRCU-A-CB (Split System: Heat Pump with Remote Outdoor Unit-Air-Source) | HMH72B341 |  |  | XAHC36DXXN1+TXV | Z8ET120C20LMPS1 | 34000 | 18.5 | 8.1 | 33400 | 23800 | 71.26% | 2.06 | 0 | 9.5 |  |  |  |  | R-410A | 2.8333 | Residential & Commercial | USHP
211756643 | Central HP <5.4 tons | LPS Legacy | HRCU-A-CB (Split System: Heat Pump with Remote Outdoor Unit-Air-Source) | DLCURAH24ABK |  |  | DLFUAAH24XAK | 0 | 24000 | 17.4 | 10 | 24000 | 22600 | 94.17% | 1.91 | 12.5 | 11.7 |  |  |  |  | R-410A | 2 | Residential & Commercial | USHP | Ducted CEE Tier 1
214242443 | Central HP <5.4 tons | KENMORE | HRCU-A-CB (Split System: Heat Pump with Remote Outdoor Unit-Air-Source) | (C,H,T)VH825GKA2* |  |  | EN(A,D)4X24L17**+WALLCON | *80CTL0701716B* | 23200 | 16 | 8.1 | 22000 | 16900 | 76.82% | 1.92 | 0 | 10.5 |  |  |  |  | R-410A | 1.9333 | Residential & Commercial | USHP | Ducted CEE Tier 1
214242073 | Central HP <5.4 tons | KENMORE | HRCU-A-CB (Split System: Heat Pump with Remote Outdoor Unit-Air-Source) | (C,H,T)VH825GKA3* |  |  | END4X42L17**+WALLCON | *96CTN0601714B* | 23800 | 16.5 | 8.1 | 21400 | 16700 | 78.04% | 1.96 | 0 | 11 |  |  |  |  | R-410A | 1.9833 | Residential & Commercial | USHP | Ducted CEE Tier 1
214242393 | Central HP <5.4 tons | KENMORE | HRCU-A-CB (Split System: Heat Pump with Remote Outdoor Unit-Air-Source) | (C,H,T)VH825GKA3* |  |  | EN(A,D)4X48L24**+WALLCON | *96CTN1202422B* | 24200 | 17 | 8.1 | 21200 | 16600 | 78.3% | 2 | 0 | 11 |  |  |  |  | R-410A | 2.0167 | Residential & Commercial | USHP | Ducted CEE Tier 1
214242943 | Central HP <5.4 tons | KENMORE | HRCU-A-CB (Split System: Heat Pump with Remote Outdoor Unit-Air-Source) | (C,H,T)VH825GKA2* |  |  | END4X42L17**+WALLCON | *96CTN0601714B* | 23800 | 16.5 | 8.1 | 21400 | 16700 | 78.04% | 1.98 | 0 | 11 |  |  |  |  | R-410A | 1.9833 | Residential & Commercial | USHP | Ducted CEE Tier 1
214242893 | Central HP <5.4 tons | KENMORE | HRCU-A-CB (Split System: Heat Pump with Remote Outdoor Unit-Air-Source) | (C,H,T)VH825GKA2* |  |  | END4X42L17**+WALLCON | *80CTL0901716B* | 24000 | 17 | 8.1 | 21400 | 16600 | 77.57% | 1.98 | 0 | 11.5 |  |  |  |  | R-410A | 2 | Residential & Commercial | USHP | Ducted CEE Tier 1
210596593 | Central HP <5.4 tons | BRYANT HEATING AND COOLING SYSTEMS | HRCU-A-CB (Split System: Heat Pump with Remote Outdoor Unit-Air-Source) | 288BNV037*0**A* |  |  | CSPH*3612AL*+UI | 935CA60080C21*** | 32200 | 16.5 | 8.1 | 33200 | 24600 | 74.1% | 1.94 | 0 | 11 |  |  |  |  | R-410A | 2.6833 | Residential & Commercial | USHP | Ducted CEE Tier 1
216634259 | Central HP <5.4 tons | ACIQ | HRCU-A-CB (Split System: Heat Pump with Remote Outdoor Unit-Air-Source) | H5H0V36*K*AAA* |  |  | EA*5X37M17A*+WALLCON | *80CSU0401712B* | 34200 | 17 | 9 | 35600 | 25400 | 71.35% | 1.88 | 0 | 9.5 |  |  |  |  | R-454B | 2.85 | Residential & Commercial | USHP
216634277 | Central HP <5.4 tons | ACIQ | HRCU-A-CB (Split System: Heat Pump with Remote Outdoor Unit-Air-Source) | H5H0V36*K*AAA* |  |  | EA*5X43M21A*+WALLCON | *96CTN0802120B* | 34400 | 18 | 9 | 35400 | 25200 | 71.19% | 1.88 | 0 | 10 |  |  |  |  | R-454B | 2.8667 | Residential & Commercial | USHP | Ducted CEE Tier 1
216634284 | Central HP <5.4 tons | ACIQ | HRCU-A-CB (Split System: Heat Pump with Remote Outdoor Unit-Air-Source) | H5H0V36*K*AAA* |  |  | EA*5X48M21A*+WALLCON | *96CTN0802120B* | 33800 | 18 | 9 | 35000 | 25000 | 71.43% | 1.88 | 0 | 10 |  |  |  |  | R-454B | 2.8167 | Residential & Commercial | USHP | Ducted CEE Tier 1
216633282 | Central HP <5.4 tons | ACIQ | HRCU-A-CB (Split System: Heat Pump with Remote Outdoor Unit-Air-Source) | H5H0V36*K*AAA* |  |  | EA*5X61M21A*+WALLCON | *96CTN1002122B* | 34800 | 18.5 | 9 | 34400 | 24800 | 72.09% | 1.92 | 0 | 10.5 |  |  |  |  | R-454B | 2.9 | Residential & Commercial | USHP | Ducted CEE Tier 1
216633305 | Central HP <5.4 tons | ACIQ | HRCU-A-CB (Split System: Heat Pump with Remote Outdoor Unit-Air-Source) | H5H0V36*K*AAA* |  |  | ESH5X36M12A*+WALLCON | *80CTL1102120B* | 33800 | 16 | 8.5 | 35600 | 25400 | 71.35% | 1.76 | 0 | 9.5 |  |  |  |  | R-454B | 2.8167 | Residential & Commercial | USHP
216633316 | Central HP <5.4 tons | ACIQ | HRCU-A-CB (Split System: Heat Pump with Remote Outdoor Unit-Air-Source) | H5H0V36*K*AAA* |  |  | ESH5X36M12A*+WALLCON | *96CTN0401410B* | 32200 | 15.2 | 8.5 | 36200 | 25800 | 71.27% | 1.76 | 0 | 9 |  |  |  |  | R-454B | 2.6833 | Residential & Commercial | USHP
216633325 | Central HP <5.4 tons | ACIQ | HRCU-A-CB (Split System: Heat Pump with Remote Outdoor Unit-Air-Source) | H5H0V36*K*AAA* |  |  | ESH5X42M12A*+WALLCON | *80CTL0701716B* | 33800 | 16.5 | 8.5 | 35600 | 25400 | 71.35% | 1.78 | 0 | 9.5 |  |  |  |  | R-454B | 2.8167 | Residential & Commercial | USHP
216633341 | Central HP <5.4 tons | ACIQ | HRCU-A-CB (Split System: Heat Pump with Remote Outdoor Unit-Air-Source) | H5H0V36*K*AAA* |  |  | ESH5X42M12A*+WALLCON | *96CTN0801714B* | 33800 | 16.5 | 8.5 | 35600 | 25400 | 71.35% | 1.78 | 0 | 9.5 |  |  |  |  | R-454B | 2.8167 | Residential & Commercial | USHP
216633359 | Central HP <5.4 tons | ACIQ | HRCU-A-CB (Split System: Heat Pump with Remote Outdoor Unit-Air-Source) | H5H0V36*K*AAA* |  |  | ESH5X48M12A*+WALLCON | *97CMN0602120B* | 34000 | 16.5 | 8.5 | 35600 | 25400 | 71.35% | 1.76 | 0 | 9.5 |  |  |  |  | R-454B | 2.8333 | Residential & Commercial | USHP
216633364 | Central HP <5.4 tons | ACIQ | HRCU-A-CB (Split System: Heat Pump with Remote Outdoor Unit-Air-Source) | H5H0V36*K*AAA* |  |  | ESH5X48M12A*+WALLCON | *96CTN0401410B* | 32600 | 15.5 | 8.5 | 36000 | 25600 | 71.11% | 1.78 | 0 | 9 |  |  |  |  | R-454B | 2.7167 | Residential & Commercial | USHP
216633048 | Central HP <5.4 tons | ACIQ | HRCU-A-CB (Split System: Heat Pump with Remote Outdoor Unit-Air-Source) | H5H0V24*K*AAA* |  |  | EA*5X30M17A*+WALLCON | *96CTN0801714B* | 23000 | 17 | 9 | 23800 | 16700 | 70.17% | 1.98 | 0 | 10 |  |  |  |  | R-454B | 1.9167 | Residential & Commercial | USHP | Ducted CEE Tier 1
216633055 | Central HP <5.4 tons | ACIQ | HRCU-A-CB (Split System: Heat Pump with Remote Outdoor Unit-Air-Source) | H5H0V24*K*AAA* |  |  | EA*5X36M17A*+WALLCON | *97CMN0601714B* | 23000 | 17 | 9 | 23800 | 16700 | 70.17% | 1.98 | 0 | 10 |  |  |  |  | R-454B | 1.9167 | Residential & Commercial | USHP | Ducted CEE Tier 1
216633064 | Central HP <5.4 tons | ACIQ | HRCU-A-CB (Split System: Heat Pump with Remote Outdoor Unit-Air-Source) | H5H0V24*K*AAA* |  |  | EA*5X37M17A*+WALLCON | *80CTL0701716B* | 23800 | 17 | 9 | 23400 | 16500 | 70.51% | 2 | 0 | 10.5 |  |  |  |  | R-454B | 1.9833 | Residential & Commercial | USHP | Ducted CEE Tier 1
214242343 | Central HP <5.4 tons | KENMORE | HRCU-A-CB (Split System: Heat Pump with Remote Outdoor Unit-Air-Source) | (C,H,T)VH825GKA3* |  |  | EN(A,D)4X48L24**+WALLCON | *80CTL1102120B* | 24200 | 17 | 8.1 | 21200 | 16500 | 77.83% | 2 | 0 | 11 |  |  |  |  | R-410A | 2.0167 | Residential & Commercial | USHP | Ducted CEE Tier 1
214239551 | Central HP <5.4 tons | KENMORE | HRCU-A-CB (Split System: Heat Pump with Remote Outdoor Unit-Air-Source) | (C,H,T)VH837GKA** |  |  | EN(A,D)4X36L21**+WALLCON | *80CTL0902120B* | 31400 | 16.5 | 8.1 | 33000 | 24000 | 72.73% | 1.82 | 0 | 11 |  |  |  |  | R-410A | 2.6167 | Residential & Commercial | USHP | Ducted CEE Tier 1
206790255 | Central HP <5.4 tons | BRYANT HEATING AND COOLING SYSTEMS | HRCU-A-CB (Split System: Heat Pump with Remote Outdoor Unit-Air-Source) | 284ANV024*0**B* |  |  | CNPV*3617AL*+UI | 935CA48060C17*** | 23200 | 20 | 9.5 | 26800 | 20000 | 74.63% | 2.36 | 13.5 | 13 |  |  |  |  | R-410A | 1.9333 | Residential & Commercial | USHP | Ducted CEE Tier 1
214239351 | Central HP <5.4 tons | KENMORE | HRCU-A-CB (Split System: Heat Pump with Remote Outdoor Unit-Air-Source) | (C,H,T)VH837GKA2* |  |  | EN(A,D)4X48L24**+WALLCON | *96CTN1202422B* | 32400 | 17 | 8.1 | 32600 | 24600 | 75.46% | 1.96 | 0 | 11.7 |  |  |  |  | R-410A | 2.7 | Residential & Commercial | USHP | Ducted CEE Tier 1
214239201 | Central HP <5.4 tons | KENMORE | HRCU-A-CB (Split System: Heat Pump with Remote Outdoor Unit-Air-Source) | (C,H,T)VH837GKA2* |  |  | EN(A,D,W)4X48L21**+WALLCON | *80CTL0902120B* | 32400 | 17 | 8.1 | 32600 | 24600 | 75.46% | 1.96 | 0 | 11.7 |  |  |  |  | R-410A | 2.7 | Residential & Commercial | USHP | Ducted CEE Tier 1
214239301 | Central HP <5.4 tons | KENMORE | HRCU-A-CB (Split System: Heat Pump with Remote Outdoor Unit-Air-Source) | (C,H,T)VH837GKA2* |  |  | EN(A,D)4X48L24**+WALLCON | *80CTL1102120B* | 32400 | 17 | 8.1 | 32600 | 24600 | 75.46% | 1.96 | 0 | 11.5 |  |  |  |  | R-410A | 2.7 | Residential & Commercial | USHP | Ducted CEE Tier 1
214239901 | Central HP <5.4 tons | KENMORE | HRCU-A-CB (Split System: Heat Pump with Remote Outdoor Unit-Air-Source) | (C,H,T)VH837GKA** |  |  | EN(A,D,W)4X48L21**+WALLCON | *95CSU0601716B* | 32200 | 17 | 8.1 | 33000 | 24800 | 75.15% | 1.92 | 0 | 11.5 |  |  |  |  | R-410A | 2.6833 | Residential & Commercial | USHP | Ducted CEE Tier 1
214240021 | Central HP <5.4 tons | KENMORE | HRCU-A-CB (Split System: Heat Pump with Remote Outdoor Unit-Air-Source) | (C,H,T)VH837GKA** |  |  | EN(A,D)4X48L24**+WALLCON | *96CTN1002122B* | 32400 | 17 | 8.1 | 32600 | 24600 | 75.46% | 1.96 | 0 | 11.7 |  |  |  |  | R-410A | 2.7 | Residential & Commercial | USHP | Ducted CEE Tier 1
216632846 | Central HP <5.4 tons | ACIQ | HRCU-A-CB (Split System: Heat Pump with Remote Outdoor Unit-Air-Source) | H5H0V36*K*AAA* |  |  | FCMA5B48L0C*+WALLCON | 0 | 34800 | 19 | 9 | 34600 | 24600 | 71.1% | 1.96 | 0 | 11 |  |  |  |  | R-454B | 2.9 | Residential & Commercial | USHP | Ducted CEE Tier 1
215932341 | Central HP <5.4 tons | KEEPRITE | HRCU-A-CB (Split System: Heat Pump with Remote Outdoor Unit-Air-Source) | C5H3V36*K*AAA* |  |  | EA*5X42M21A*+WALLCON | *96CTN0601714B* | 32400 | 19.5 | 9.5 | 34200 | 26400 | 77.19% | 2.02 | 0 | 10.5 |  |  |  |  | R-454B | 2.7 | Residential & Commercial | USHP | Ducted CEE Tier 1
216633028 | Central HP <5.4 tons | ACIQ | HRCU-A-CB (Split System: Heat Pump with Remote Outdoor Unit-Air-Source) | H5H0V24*K*AAA* |  |  | EA*5X25M17A*+WALLCON | *80CTL0701412B* | 24000 | 17.5 | 9 | 23200 | 16400 | 70.69% | 2 | 0 | 10.5 |  |  |  |  | R-454B | 2 | Residential & Commercial | USHP | Ducted CEE Tier 1
216633078 | Central HP <5.4 tons | ACIQ | HRCU-A-CB (Split System: Heat Pump with Remote Outdoor Unit-Air-Source) | H5H0V24*K*AAA* |  |  | EA*5X37M21A*+WALLCON | *80CTL1102120B* | 24000 | 17.5 | 9 | 23200 | 16300 | 70.26% | 2.02 | 0 | 10.5 |  |  |  |  | R-454B | 2 | Residential & Commercial | USHP | Ducted CEE Tier 1
215931521 | Central HP <5.4 tons | KEEPRITE | HRCU-A-CB (Split System: Heat Pump with Remote Outdoor Unit-Air-Source) | C5H3V60*K*AAA* |  |  | EA*5X60M24A*+WALLCON | *80CSU0802120A* | 56000 | 19 | 8.5 | 60500 | 45500 | 75.21% | 2.06 | 0 | 11.5 |  |  |  |  | R-454B | 4.6667 | Residential & Commercial | USHP | Ducted CEE Tier 1
215931621 | Central HP <5.4 tons | KEEPRITE | HRCU-A-CB (Split System: Heat Pump with Remote Outdoor Unit-Air-Source) | C5H3V60*K*AAA* |  |  | EA*5X60M24A*+WALLCON | *97CMN1002122B* | 55500 | 18.5 | 8.5 | 60500 | 46000 | 76.03% | 2.06 | 0 | 11 |  |  |  |  | R-454B | 4.625 | Residential & Commercial | USHP | Ducted CEE Tier 1
216633164 | Central HP <5.4 tons | ACIQ | HRCU-A-CB (Split System: Heat Pump with Remote Outdoor Unit-Air-Source) | H5H0V36*K*AAA* |  |  | EA*5X37M17A*+WALLCON | *80CTL0701412B* | 33800 | 17.5 | 9 | 35800 | 25600 | 71.51% | 1.86 | 0 | 9.5 |  |  |  |  | R-454B | 2.8167 | Residential & Commercial | USHP
216633198 | Central HP <5.4 tons | ACIQ | HRCU-A-CB (Split System: Heat Pump with Remote Outdoor Unit-Air-Source) | H5H0V36*K*AAA* |  |  | EA*5X42M21A*+WALLCON | *80CTL0702120B* | 33000 | 17.5 | 9 | 35800 | 25600 | 71.51% | 1.86 | 0 | 10 |  |  |  |  | R-454B | 2.75 | Residential & Commercial | USHP | Ducted CEE Tier 1
216633280 | Central HP <5.4 tons | ACIQ | HRCU-A-CB (Split System: Heat Pump with Remote Outdoor Unit-Air-Source) | H5H0V36*K*AAA* |  |  | EA*5X61M21A*+WALLCON | *96CTN0601714B* | 34600 | 18 | 9 | 34600 | 25000 | 72.25% | 1.9 | 0 | 10 |  |  |  |  | R-454B | 2.8833 | Residential & Commercial | USHP | Ducted CEE Tier 1
216633289 | Central HP <5.4 tons | ACIQ | HRCU-A-CB (Split System: Heat Pump with Remote Outdoor Unit-Air-Source) | H5H0V36*K*AAA* |  |  | EA*5X61M24A*+WALLCON | *95CSU1002122B* | 35000 | 18.5 | 9 | 34400 | 24600 | 71.51% | 1.92 | 0 | 10 |  |  |  |  | R-454B | 2.9167 | Residential & Commercial | USHP | Ducted CEE Tier 1
216633307 | Central HP <5.4 tons | ACIQ | HRCU-A-CB (Split System: Heat Pump with Remote Outdoor Unit-Air-Source) | H5H0V36*K*AAA* |  |  | ESH5X36M12A*+WALLCON | *95CSU0601716B* | 33600 | 16 | 8.5 | 35800 | 25600 | 71.51% | 1.76 | 0 | 9 |  |  |  |  | R-454B | 2.8 | Residential & Commercial | USHP
216633330 | Central HP <5.4 tons | ACIQ | HRCU-A-CB (Split System: Heat Pump with Remote Outdoor Unit-Air-Source) | H5H0V36*K*AAA* |  |  | ESH5X42M12A*+WALLCON | *80CTL1352422B* | 34000 | 16.5 | 8.5 | 35600 | 25200 | 70.79% | 1.78 | 0 | 9.5 |  |  |  |  | R-454B | 2.8333 | Residential & Commercial | USHP
215932241 | Central HP <5.4 tons | KEEPRITE | HRCU-A-CB (Split System: Heat Pump with Remote Outdoor Unit-Air-Source) | C5H3V36*K*AAA* |  |  | EA*5X42M21A*+WALLCON | *80CTL0702120B* | 32600 | 19.5 | 9.5 | 35000 | 26800 | 76.57% | 2.02 | 0 | 11 |  |  |  |  | R-454B | 2.7167 | Residential & Commercial | USHP | Ducted CEE Tier 1
215932091 | Central HP <5.4 tons | KEEPRITE | HRCU-A-CB (Split System: Heat Pump with Remote Outdoor Unit-Air-Source) | C5H3V36*K*AAA* |  |  | EA*5X36M17A*+WALLCON | *97CMN0601714B* | 32000 | 19 | 9.5 | 34600 | 26600 | 76.88% | 2 | 0 | 10.5 |  |  |  |  | R-454B | 2.6667 | Residential & Commercial | USHP | Ducted CEE Tier 1
216633178 | Central HP <5.4 tons | ACIQ | HRCU-A-CB (Split System: Heat Pump with Remote Outdoor Unit-Air-Source) | H5H0V36*K*AAA* |  |  | EA*5X37M21A*+WALLCON | *80CTL0702120B* | 34400 | 18 | 9 | 35400 | 25200 | 71.19% | 1.88 | 0 | 10 |  |  |  |  | R-454B | 2.8667 | Residential & Commercial | USHP | Ducted CEE Tier 1
216633212 | Central HP <5.4 tons | ACIQ | HRCU-A-CB (Split System: Heat Pump with Remote Outdoor Unit-Air-Source) | H5H0V36*K*AAA* |  |  | EA*5X42M21A*+WALLCON | *96CTN1002122B* | 33200 | 17.5 | 9 | 35800 | 25600 | 71.51% | 1.84 | 0 | 10 |  |  |  |  | R-454B | 2.7667 | Residential & Commercial | USHP | Ducted CEE Tier 1
216633226 | Central HP <5.4 tons | ACIQ | HRCU-A-CB (Split System: Heat Pump with Remote Outdoor Unit-Air-Source) | H5H0V36*K*AAA* |  |  | EA*5X43M21A*+WALLCON | *97CMN0801714B* | 34200 | 18 | 9 | 35400 | 25400 | 71.75% | 1.88 | 0 | 9.5 |  |  |  |  | R-454B | 2.85 | Residential & Commercial | USHP
216633243 | Central HP <5.4 tons | ACIQ | HRCU-A-CB (Split System: Heat Pump with Remote Outdoor Unit-Air-Source) | H5H0V36*K*AAA* |  |  | EA*5X48M21A*+WALLCON | *97CMN0601714B* | 33400 | 17.5 | 9 | 35200 | 25400 | 72.16% | 1.88 | 0 | 9.5 |  |  |  |  | R-454B | 2.7833 | Residential & Commercial | USHP
216633260 | Central HP <5.4 tons | ACIQ | HRCU-A-CB (Split System: Heat Pump with Remote Outdoor Unit-Air-Source) | H5H0V36*K*AAA* |  |  | EA*5X60M24A*+WALLCON | *97CMN1002122B* | 34400 | 18 | 9 | 34200 | 24800 | 72.51% | 1.9 | 0 | 10.5 |  |  |  |  | R-454B | 2.8667 | Residential & Commercial | USHP | Ducted CEE Tier 1
216633278 | Central HP <5.4 tons | ACIQ | HRCU-A-CB (Split System: Heat Pump with Remote Outdoor Unit-Air-Source) | H5H0V36*K*AAA* |  |  | EA*5X61M21A*+WALLCON | *97CMN0802120B* | 34800 | 18 | 9 | 34400 | 24800 | 72.09% | 1.92 | 0 | 10 |  |  |  |  | R-454B | 2.9 | Residential & Commercial | USHP | Ducted CEE Tier 1
216633279 | Central HP <5.4 tons | ACIQ | HRCU-A-CB (Split System: Heat Pump with Remote Outdoor Unit-Air-Source) | H5H0V36*K*AAA* |  |  | EA*5X61M21A*+WALLCON | *97CMN1002122B* | 34800 | 18.5 | 9 | 34400 | 24800 | 72.09% | 1.92 | 0 | 10.5 |  |  |  |  | R-454B | 2.9 | Residential & Commercial | USHP | Ducted CEE Tier 1
216633293 | Central HP <5.4 tons | ACIQ | HRCU-A-CB (Split System: Heat Pump with Remote Outdoor Unit-Air-Source) | H5H0V36*K*AAA* |  |  | EA*5X61M24A*+WALLCON | *97CMN1202422B* | 34800 | 18.5 | 9 | 34400 | 24800 | 72.09% | 1.92 | 0 | 10.5 |  |  |  |  | R-454B | 2.9 | Residential & Commercial | USHP | Ducted CEE Tier 1
216633294 | Central HP <5.4 tons | ACIQ | HRCU-A-CB (Split System: Heat Pump with Remote Outdoor Unit-Air-Source) | H5H0V36*K*AAA* |  |  | EA*5X61M24A*+WALLCON | *96CTN1002122B* | 35000 | 18.5 | 9 | 34400 | 24800 | 72.09% | 1.92 | 0 | 10.5 |  |  |  |  | R-454B | 2.9167 | Residential & Commercial | USHP | Ducted CEE Tier 1
216633343 | Central HP <5.4 tons | ACIQ | HRCU-A-CB (Split System: Heat Pump with Remote Outdoor Unit-Air-Source) | H5H0V36*K*AAA* |  |  | ESH5X42M12A*+WALLCON | *96CTN1202422B* | 34000 | 16.5 | 8.5 | 35600 | 25200 | 70.79% | 1.78 | 0 | 9.5 |  |  |  |  | R-454B | 2.8333 | Residential & Commercial | USHP
216633194 | Central HP <5.4 tons | ACIQ | HRCU-A-CB (Split System: Heat Pump with Remote Outdoor Unit-Air-Source) | H5H0V36*K*AAA* |  |  | EA*5X42M21A*+WALLCON | *80CSU0601716A* | 33000 | 17.5 | 8.5 | 35800 | 25600 | 71.51% | 1.86 | 0 | 9.5 |  |  |  |  | R-454B | 2.75 | Residential & Commercial | USHP
216633344 | Central HP <5.4 tons | ACIQ | HRCU-A-CB (Split System: Heat Pump with Remote Outdoor Unit-Air-Source) | H5H0V36*K*AAA* |  |  | ESH5X48M12A*+WALLCON | *80CSU0401712A* | 34200 | 17 | 8.5 | 35400 | 25200 | 71.19% | 1.88 | 0 | 9.5 |  |  |  |  | R-454B | 2.85 | Residential & Commercial | USHP
206767506 | Central HP <5.4 tons | BRYANT HEATING AND COOLING SYSTEMS | HRCU-A-CB (Split System: Heat Pump with Remote Outdoor Unit-Air-Source) | 288BNV025*0**C* |  |  | CAP**3621AL*+UI | 935CA60080C21*** | 23600 | 16.5 | 8.1 | 21400 | 16600 | 77.57% | 1.94 | 11 | 11 |  |  |  |  | R-410A | 1.9667 | Residential & Commercial | USHP | Ducted CEE Tier 1
206136175 | Central HP <5.4 tons | BRYANT HEATING AND COOLING SYSTEMS | HRCU-A-CB (Split System: Heat Pump with Remote Outdoor Unit-Air-Source) | 288BNV037*0**A* |  |  | CAP**4821AL*+UI | 935CA66100C21*** | 32400 | 17.5 | 8.5 | 32600 | 24800 | 76.07% | 2 | 12 | 11.5 |  |  |  |  | R-410A | 2.7 | Residential & Commercial | USHP | Ducted CEE Tier 1
206136275 | Central HP <5.4 tons | BRYANT HEATING AND COOLING SYSTEMS | HRCU-A-CB (Split System: Heat Pump with Remote Outdoor Unit-Air-Source) | 288BNV037*0**A* |  |  | CNPV*4821AL*+UI | 935CA60080C21*** | 32400 | 17.5 | 8.1 | 32800 | 24800 | 75.61% | 1.96 | 12 | 11.7 |  |  |  |  | R-410A | 2.7 | Residential & Commercial | USHP | Ducted CEE Tier 1
206135753 | Central HP <5.4 tons | BRYANT HEATING AND COOLING SYSTEMS | HRCU-A-CB (Split System: Heat Pump with Remote Outdoor Unit-Air-Source) | 288BNV037*0**A* |  |  | CAP**4321AL*+UI | 83*CA60100C21*** | 32800 | 17 | 8.5 | 33000 | 25200 | 76.36% | 1.98 | 12 | 11 |  |  |  |  | R-410A | 2.7333 | Residential & Commercial | USHP | Ducted CEE Tier 1
206133797 | Central HP <5.4 tons | BRYANT HEATING AND COOLING SYSTEMS | HRCU-A-CB (Split System: Heat Pump with Remote Outdoor Unit-Air-Source) | 288BNV025*0**B* |  |  | CAP**3717AL*+UI | 935CA48060C17*** | 24200 | 16.5 | 8.1 | 21400 | 16800 | 78.5% | 1.98 | 11 | 10.5 |  |  |  |  | R-410A | 2.0167 | Residential & Commercial | USHP | Ducted CEE Tier 1
206136035 | Central HP <5.4 tons | BRYANT HEATING AND COOLING SYSTEMS | HRCU-A-CB (Split System: Heat Pump with Remote Outdoor Unit-Air-Source) | 288BNV037*0**A* |  |  | CSPH*4812AL*+UI | 83*CA60100C21*** | 32600 | 16.5 | 8.1 | 33000 | 25000 | 75.76% | 1.96 | 11.5 | 11 |  |  |  |  | R-410A | 2.7167 | Residential & Commercial | USHP | Ducted CEE Tier 1
206136085 | Central HP <5.4 tons | BRYANT HEATING AND COOLING SYSTEMS | HRCU-A-CB (Split System: Heat Pump with Remote Outdoor Unit-Air-Source) | 288BNV037*0**A* |  |  | CAP**3721AL*+UI | 935CA66100C21*** | 33000 | 17.5 | 8.5 | 32800 | 25000 | 76.22% | 2 | 12 | 11.5 |  |  |  |  | R-410A | 2.75 | Residential & Commercial | USHP | Ducted CEE Tier 1
211756626 | Central HP <5.4 tons | LPS Legacy | HRCU-A-CB (Split System: Heat Pump with Remote Outdoor Unit-Air-Source) | DLCSRBH24AAK |  |  | DLFSABH24XBK | 0 | 23000 | 18.4 | 9.3 | 26000 | 21200 | 81.54% | 1.9 | 12.5 | 11.7 |  |  |  |  | R-410A | 1.9167 | Residential & Commercial | USHP | Ducted CEE Tier 1
213781642 | Central HP <5.4 tons | KEEPRITE | HRCU-A-CB (Split System: Heat Pump with Remote Outdoor Unit-Air-Source) | CVH837GKA2* |  |  | EA*4X61L21A*+WALLCON | *96CTN0801714B* | 33000 | 17 | 8.1 | 32000 | 25000 | 78.12% | 1.96 | 0 | 11 |  |  |  |  | R-410A | 2.75 | Residential & Commercial | USHP | Ducted CEE Tier 1
213782242 | Central HP <5.4 tons | KEEPRITE | HRCU-A-CB (Split System: Heat Pump with Remote Outdoor Unit-Air-Source) | CVH837GKA2* |  |  | EHD4X60AAL+WALLCON | *80CTL0901716B* | 33000 | 16.5 | 8.1 | 32200 | 24800 | 77.02% | 1.98 | 0 | 11 |  |  |  |  | R-410A | 2.75 | Residential & Commercial | USHP | Ducted CEE Tier 1
213782262 | Central HP <5.4 tons | KEEPRITE | HRCU-A-CB (Split System: Heat Pump with Remote Outdoor Unit-Air-Source) | CVH837GKA2* |  |  | EHD4X60AAL+WALLCON | *80CTL1102120B* | 33000 | 16.5 | 8.1 | 32200 | 25400 | 78.88% | 2.04 | 0 | 11.5 |  |  |  |  | R-410A | 2.75 | Residential & Commercial | USHP | Ducted CEE Tier 1
216682089 | Central HP <5.4 tons | KEEPRITE | HRCU-A-CB (Split System: Heat Pump with Remote Outdoor Unit-Air-Source) | DLCURAH30ABK |  |  | EA*4X42L21A* | *97VTN1002120A* | 30000 | 15.2 | 8.5 | 34000 | 27000 | 79.41% | 1.75 | 0 | 9 |  |  |  |  | R-410A | 2.5 | Residential & Commercial | USHP
213782152 | Central HP <5.4 tons | KEEPRITE | HRCU-A-CB (Split System: Heat Pump with Remote Outdoor Unit-Air-Source) | CVH837GKA2* |  |  | EHD4X48AAL+WALLCON | *97CMN1002122B* | 32600 | 16.5 | 8.1 | 33000 | 24800 | 75.15% | 1.96 | 0 | 11 |  |  |  |  | R-410A | 2.7167 | Residential & Commercial | USHP | Ducted CEE Tier 1
215319173 | Central HP <5.4 tons | LPS Legacy | HRCU-A-CB (Split System: Heat Pump with Remote Outdoor Unit-Air-Source) | D5CUHAH60AAK |  |  | D5FUAAH60XAK | 0 | 54000 | 16 | 9 | 56000 | 52000 | 92.86% | 1.8 | 0 | 10 |  |  |  |  | R-454B | 4.5 | Residential & Commercial | USHP | Ducted CEE Tier 1
213297106 | Central HP <5.4 tons | CHAMPION HEATING AND COOLING | HRCU-A-CB (Split System: Heat Pump with Remote Outdoor Unit-Air-Source) | HMH72B341 |  |  | XAUB30CXXN1+TXV | Z8ET080B12LMPS1 | 33000 | 18.5 | 8.1 | 33000 | 23400 | 70.91% | 2.04 | 0 | 9.5 |  |  |  |  | R-410A | 2.75 | Residential & Commercial | USHP
213297381 | Central HP <5.4 tons | CHAMPION HEATING AND COOLING | HRCU-A-CB (Split System: Heat Pump with Remote Outdoor Unit-Air-Source) | HMH72B341 |  |  | XAUB30CXXN1+TXV | Z8ES100B12LMPS1 | 32800 | 18 | 8.5 | 33000 | 23200 | 70.3% | 2.04 | 0 | 9.5 |  |  |  |  | R-410A | 2.7333 | Residential & Commercial | USHP
213296881 | Central HP <5.4 tons | CHAMPION HEATING AND COOLING | HRCU-A-CB (Split System: Heat Pump with Remote Outdoor Unit-Air-Source) | HMH72B341 |  |  | XAFC36DXXN1+TXV | Z8ES120C16LMPS1 | 34000 | 18 | 8.5 | 33400 | 24400 | 73.05% | 2.12 | 0 | 9.5 |  |  |  |  | R-410A | 2.8333 | Residential & Commercial | USHP
213782352 | Central HP <5.4 tons | KEEPRITE | HRCU-A-CB (Split System: Heat Pump with Remote Outdoor Unit-Air-Source) | CVH837GKA2* |  |  | EHD4X60AAL+WALLCON | *96CTN1002122B* | 33000 | 16.5 | 8.1 | 32200 | 24800 | 77.02% | 2 | 0 | 11.5 |  |  |  |  | R-410A | 2.75 | Residential & Commercial | USHP | Ducted CEE Tier 1
216634068 | Central HP <5.4 tons | ACIQ | HRCU-A-CB (Split System: Heat Pump with Remote Outdoor Unit-Air-Source) | H5H0V60*K*AAA* |  |  | EVD5X60M21A*+WALLCON | *80CSU1002120A* | 56500 | 18 | 9 | 64000 | 45000 | 70.31% | 2.08 | 0 | 9 |  |  |  |  | R-454B | 4.7083 | Residential & Commercial | USHP
215866621 | Central HP <5.4 tons | KADEN | HRCU-A-CB (Split System: Heat Pump with Remote Outdoor Unit-Air-Source) | KOB-HH-UUX60HP-2AAMA |  |  | KIB-UUX60AH-2AAMA | 0 | 54000 | 16 | 9 | 56000 | 52000 | 92.86% | 1.8 | 0 | 10 |  |  |  |  | R-454B | 4.5 | Residential & Commercial | USHP | Ducted CEE Tier 1
216634595 | Central HP <5.4 tons | ACIQ | HRCU-A-CB (Split System: Heat Pump with Remote Outdoor Unit-Air-Source) | H5H0V60*K*AAA* |  |  | EA*5X60M24A*+WALLCON | *80CSU1002120B* | 55000 | 18 | 8.5 | 59000 | 41500 | 70.34% | 2.02 | 0 | 9 |  |  |  |  | R-454B | 4.5833 | Residential & Commercial | USHP
216634620 | Central HP <5.4 tons | ACIQ | HRCU-A-CB (Split System: Heat Pump with Remote Outdoor Unit-Air-Source) | H5H0V60*K*AAA* |  |  | EVM5X60M21A*+WALLCON | *97CTN0802120A* | 56500 | 18 | 9 | 64000 | 45000 | 70.31% | 2.06 | 0 | 9 |  |  |  |  | R-454B | 4.7083 | Residential & Commercial | USHP
216634636 | Central HP <5.4 tons | ACIQ | HRCU-A-CB (Split System: Heat Pump with Remote Outdoor Unit-Air-Source) | H5H0V60*K*AAA* |  |  | EVD5X60M21A*+WALLCON | *80CSU0601716B* | 56000 | 18.5 | 8.5 | 60000 | 43000 | 71.67% | 2.12 | 0 | 9.5 |  |  |  |  | R-454B | 4.6667 | Residential & Commercial | USHP
216633173 | Central HP <5.4 tons | ACIQ | HRCU-A-CB (Split System: Heat Pump with Remote Outdoor Unit-Air-Source) | H5H0V36*K*AAA* |  |  | EA*5X37M21A*+WALLCON | *80CSU0401712A* | 34400 | 18 | 9 | 35200 | 25200 | 71.59% | 1.88 | 0 | 10 |  |  |  |  | R-454B | 2.8667 | Residential & Commercial | USHP | Ducted CEE Tier 1
213780982 | Central HP <5.4 tons | KEEPRITE | HRCU-A-CB (Split System: Heat Pump with Remote Outdoor Unit-Air-Source) | CVH837GKA2* |  |  | EA*4X42L21A*+WALLCON | *80CTL0701716B* | 31400 | 17 | 8.1 | 33200 | 24400 | 73.49% | 1.86 | 0 | 10.5 |  |  |  |  | R-410A | 2.6167 | Residential & Commercial | USHP | Ducted CEE Tier 1
213781032 | Central HP <5.4 tons | KEEPRITE | HRCU-A-CB (Split System: Heat Pump with Remote Outdoor Unit-Air-Source) | CVH837GKA2* |  |  | EA*4X42L21A*+WALLCON | *97CMN0601714B* | 31600 | 16.5 | 8.1 | 33200 | 24600 | 74.1% | 1.84 | 0 | 10.5 |  |  |  |  | R-410A | 2.6333 | Residential & Commercial | USHP | Ducted CEE Tier 1
215319180 | Central HP <5.4 tons | LPS Legacy | HRCU-A-CB (Split System: Heat Pump with Remote Outdoor Unit-Air-Source) | D5CURAH60AAK |  |  | D5FUAAH60XAK | 0 | 54000 | 15.2 | 8.4 | 54000 | 38000 | 70.37% | 1.8 | 0 | 8.7 |  |  |  |  | R-454B | 4.5 | Residential & Commercial | USHP
213781942 | Central HP <5.4 tons | KEEPRITE | HRCU-A-CB (Split System: Heat Pump with Remote Outdoor Unit-Air-Source) | CVH837GKA2* |  |  | EHD4X42AAL+WALLCON | *80CTL1102120B* | 32600 | 16.5 | 8.1 | 32800 | 24600 | 75% | 1.94 | 0 | 11 |  |  |  |  | R-410A | 2.7167 | Residential & Commercial | USHP | Ducted CEE Tier 1
216678605 | Central HP <5.4 tons | BRYANT HEATING AND COOLING SYSTEMS | HRCU-A-CB (Split System: Heat Pump with Remote Outdoor Unit-Air-Source) | 37MURAQ24AA3 |  |  | FT5AN(B,X)C36L* | 0 | 24600 | 16 | 9 | 24200 | 19400 | 80.17% | 2.02 | 0 | 10 |  |  |  |  | R-454B | 2.05 | Residential & Commercial | USHP | Ducted CEE Tier 1
215319181 | Central HP <5.4 tons | LPS Legacy | HRCU-A-CB (Split System: Heat Pump with Remote Outdoor Unit-Air-Source) | D5CUHAH18AAK |  |  | D5FUHAH24XAK | 0 | 18000 | 19 | 10.2 | 18000 | 18600 | 103.3% | 2.12 | 0 | 12.5 |  |  |  |  | R-454B | 1.5 | Residential & Commercial | USHP | Ducted CEE Tier 1
215319193 | Central HP <5.4 tons | LPS Legacy | HRCU-A-CB (Split System: Heat Pump with Remote Outdoor Unit-Air-Source) | D5CLRAH48AAK |  |  | D5FLAAH48XAK | 0 | 48000 | 17.8 | 10 | 50000 | 35200 | 70.4% | 1.9 | 0 | 10 |  |  |  |  | R-454B | 4 | Residential & Commercial | USHP | Ducted CEE Tier 1
216634035 | Central HP <5.4 tons | ACIQ | HRCU-A-CB (Split System: Heat Pump with Remote Outdoor Unit-Air-Source) | H5H0V60*K*AAA* |  |  | EVM5X60M21A*+WALLCON | *80CTL0702120B* | 56500 | 18 | 9 | 64000 | 45000 | 70.31% | 2.06 | 0 | 9 |  |  |  |  | R-454B | 4.7083 | Residential & Commercial | USHP
216634074 | Central HP <5.4 tons | ACIQ | HRCU-A-CB (Split System: Heat Pump with Remote Outdoor Unit-Air-Source) | H5H0V60*K*AAA* |  |  | EVD5X60M21A*+WALLCON | *95CSU1002122B* | 57000 | 18 | 9 | 63500 | 44500 | 70.08% | 2.08 | 0 | 9 |  |  |  |  | R-454B | 4.75 | Residential & Commercial | USHP
216634117 | Central HP <5.4 tons | ACIQ | HRCU-A-CB (Split System: Heat Pump with Remote Outdoor Unit-Air-Source) | H5H0V60*K*AAA* |  |  | EA*5X60M24A*+WALLCON | *95CSU1002122B* | 55000 | 18.5 | 8.5 | 59000 | 41500 | 70.34% | 2.04 | 0 | 9 |  |  |  |  | R-454B | 4.5833 | Residential & Commercial | USHP
213296906 | Central HP <5.4 tons | CHAMPION HEATING AND COOLING | HRCU-A-CB (Split System: Heat Pump with Remote Outdoor Unit-Air-Source) | HMH72B341 |  |  | XAFC36DBCN1 | Z8ES100C16SMPS1 | 34000 | 18 | 8.5 | 33400 | 24400 | 73.05% | 2.12 | 0 | 9.5 |  |  |  |  | R-410A | 2.8333 | Residential & Commercial | USHP
206136341 | Central HP <5.4 tons | BRYANT HEATING AND COOLING SYSTEMS | HRCU-A-CB (Split System: Heat Pump with Remote Outdoor Unit-Air-Source) | 288BNV037*0**A* |  |  | CSPH*4212AL*+UI | 935CA66100C21*** | 32600 | 17 | 8.1 | 33000 | 24800 | 75.15% | 1.96 | 11.5 | 11 |  |  |  |  | R-410A | 2.7167 | Residential & Commercial | USHP | Ducted CEE Tier 1
216736073 | Central HP <5.4 tons | KEEPRITE | HRCU-A-CB (Split System: Heat Pump with Remote Outdoor Unit-Air-Source) | D5CUHAH24AAK |  |  | EA*5X37M21A* | *97VTN0802120A* | 23200 | 16.5 | 8.5 | 20800 | 18500 | 88.94% | 1.96 | 0 | 11 |  |  |  |  | R-454B | 1.9333 | Residential & Commercial | USHP | Ducted CEE Tier 1
206767069 | Central HP <5.4 tons | BRYANT HEATING AND COOLING SYSTEMS | HRCU-A-CB (Split System: Heat Pump with Remote Outdoor Unit-Air-Source) | 288BNV025*0**C* |  |  | CAP**2417AL*+UI | 83*CA36040C17*** | 23200 | 16.5 | 8.1 | 22000 | 16700 | 75.91% | 1.9 | 11 | 10.5 |  |  |  |  | R-410A | 1.9333 | Residential & Commercial | USHP | Ducted CEE Tier 1
214841713 | Central HP <5.4 tons | HISENSE | HRCU-A-C (Split System: Heat Pump with Remote Outdoor Unit with No Indoor Fan --Air Source) | AUWR-36U3SA2 |  |  | DC37A44-210L | 0 | 30000 | 15.5 | 9.4 | 30000 | 24200 | 80.67% | 2.08 | 0 | 11.3 |  |  |  |  | R-410A | 2.5 | Residential & Commercial | USHP | Ducted CEE Tier 1
213076972 | Central HP <5.4 tons | KEEPRITE | HRCU-A-CB (Split System: Heat Pump with Remote Outdoor Unit-Air-Source) | DLCURAH36ABK |  |  | EA*4X42L21A* | *96VSN0801716B* | 35000 | 15.5 | 8.1 | 38500 | 35200 | 91.43% | 1.86 | 0 | 9.5 |  |  |  |  | R-410A | 2.9167 | Residential & Commercial | USHP
215866618 | Central HP <5.4 tons | KADEN | HRCU-A-CB (Split System: Heat Pump with Remote Outdoor Unit-Air-Source) | KOB-HH-UUX30HP-2AAMA |  |  | KIB-UUX30AH-2AAMA | 0 | 30000 | 16.8 | 10 | 34000 | 32600 | 95.88% | 1.96 | 0 | 11.7 |  |  |  |  | R-454B | 2.5 | Residential & Commercial | USHP | Ducted CEE Tier 1
215319167 | Central HP <5.4 tons | LPS Legacy | HRCU-A-CB (Split System: Heat Pump with Remote Outdoor Unit-Air-Source) | D5CUHAH18AAK |  |  | D5FUAAH18XAK | 0 | 18000 | 19 | 9.8 | 19000 | 18000 | 94.74% | 2 | 0 | 12.5 |  |  |  |  | R-454B | 1.5 | Residential & Commercial | USHP | Ducted CEE Tier 1
216634169 | Central HP <5.4 tons | ACIQ | HRCU-A-CB (Split System: Heat Pump with Remote Outdoor Unit-Air-Source) | H5H0V24*K*AAA* |  |  | EA*5X36M17A*+WALLCON | *97CTN0801716A* | 23000 | 17 | 9 | 23800 | 16700 | 70.17% | 1.98 | 0 | 10 |  |  |  |  | R-454B | 1.9167 | Residential & Commercial | USHP | Ducted CEE Tier 1
206790616 | Central HP <5.4 tons | BRYANT HEATING AND COOLING SYSTEMS | HRCU-A-CB (Split System: Heat Pump with Remote Outdoor Unit-Air-Source) | 284ANV048*0**B* |  |  | CAP**4821AL*+UI | 986TC66100C21*** | 43500 | 21 | 9.5 | 46500 | 36400 | 78.28% | 2.28 | 12 | 11.7 |  |  |  |  | R-410A | 3.625 | Residential & Commercial | USHP | Ducted CEE Tier 1
206790080 | Central HP <5.4 tons | BRYANT HEATING AND COOLING SYSTEMS | HRCU-A-CB (Split System: Heat Pump with Remote Outdoor Unit-Air-Source) | 284ANV024*0**B* |  |  | CNPV*4221AL*+UI | 88*TA48090C17*** | 23600 | 21.5 | 10 | 26600 | 19700 | 74.06% | 2.48 | 14 | 13.5 |  |  |  |  | R-410A | 1.9667 | Residential & Commercial | USHP | Ducted CEE Tier 1
206790105 | Central HP <5.4 tons | BRYANT HEATING AND COOLING SYSTEMS | HRCU-A-CB (Split System: Heat Pump with Remote Outdoor Unit-Air-Source) | 284ANV024*0**B* |  |  | CSPH*3612AL*+UI | 88*TA36070C14*** | 23800 | 20.5 | 9.5 | 26600 | 19700 | 74.06% | 2.5 | 14 | 13 |  |  |  |  | R-410A | 1.9833 | Residential & Commercial | USHP | Ducted CEE Tier 1
216735653 | Central HP <5.4 tons | KEEPRITE | HRCU-A-CB (Split System: Heat Pump with Remote Outdoor Unit-Air-Source) | D5CUHAH24AAK |  |  | EA*5X37M21A* | *80VTL0701716B* | 23000 | 16.5 | 8.5 | 20600 | 18400 | 89.32% | 1.96 | 0 | 11 |  |  |  |  | R-454B | 1.9167 | Residential & Commercial | USHP | Ducted CEE Tier 1
216735930 | Central HP <5.4 tons | KEEPRITE | HRCU-A-CB (Split System: Heat Pump with Remote Outdoor Unit-Air-Source) | D5CUHAH24AAK |  |  | EA*5X37M21A* | *95MSU0802120A* | 22800 | 16 | 8.5 | 20400 | 18300 | 89.71% | 1.98 | 0 | 11 |  |  |  |  | R-454B | 1.9 | Residential & Commercial | USHP | Ducted CEE Tier 1
216735210 | Central HP <5.4 tons | KEEPRITE | HRCU-A-CB (Split System: Heat Pump with Remote Outdoor Unit-Air-Source) | D5CUHAH24AAK |  |  | EA*5X37M17A* | *96MSN0801716A* | 23000 | 16 | 8.5 | 20800 | 18500 | 88.94% | 1.98 | 0 | 11 |  |  |  |  | R-454B | 1.9167 | Residential & Commercial | USHP | Ducted CEE Tier 1
216735494 | Central HP <5.4 tons | KEEPRITE | HRCU-A-CB (Split System: Heat Pump with Remote Outdoor Unit-Air-Source) | D5CUHAH24AAK |  |  | EA*5X37M21A* | *80MS(N,L)0901714A* | 23000 | 16 | 8.5 | 20600 | 18400 | 89.32% | 1.98 | 0 | 11 |  |  |  |  | R-454B | 1.9167 | Residential & Commercial | USHP | Ducted CEE Tier 1
206773669 | Central HP <5.4 tons | BRYANT HEATING AND COOLING SYSTEMS | HRCU-A-CB (Split System: Heat Pump with Remote Outdoor Unit-Air-Source) | 288BNV037*0**B* |  |  | CSPH*4812AL*+UI | 935CA60080C21*** | 32600 | 17 | 8.1 | 33000 | 24800 | 75.15% | 1.98 | 11.5 | 11 |  |  |  |  | R-410A | 2.7167 | Residential & Commercial | USHP | Ducted CEE Tier 1
216558228 | Central HP <5.4 tons | HISENSE | HRCU-A-CB (Split System: Heat Pump with Remote Outdoor Unit-Air-Source) | AOH-24U3T24P |  |  | AHU-24U3T24 | 0 | 24000 | 20 | 10 | 24000 | 20800 | 86.67% | 2.3 | 0 | 12 |  |  |  |  | R-454B | 2 | Residential & Commercial | USHP | Ducted CEE Tier 1
216734492 | Central HP <5.4 tons | KEEPRITE | HRCU-A-CB (Split System: Heat Pump with Remote Outdoor Unit-Air-Source) | D5CUHAH24AAK |  |  | EA*5X36M17A* | *80CTL0701412B* | 22200 | 16.5 | 8.1 | 20800 | 18600 | 89.42% | 1.85 | 0 | 11 |  |  |  |  | R-454B | 1.85 | Residential & Commercial | USHP | Ducted CEE Tier 1
216735062 | Central HP <5.4 tons | KEEPRITE | HRCU-A-CB (Split System: Heat Pump with Remote Outdoor Unit-Air-Source) | D5CUHAH24AAK |  |  | EA*5X37M17A* | *80VTL0451412B* | 23000 | 16.5 | 8.5 | 20800 | 18500 | 88.94% | 1.96 | 0 | 11 |  |  |  |  | R-454B | 1.9167 | Residential & Commercial | USHP | Ducted CEE Tier 1
216735146 | Central HP <5.4 tons | KEEPRITE | HRCU-A-CB (Split System: Heat Pump with Remote Outdoor Unit-Air-Source) | D5CUHAH24AAK |  |  | EA*5X37M17A* | *92MSN0601714A* | 22800 | 16 | 8.5 | 20600 | 18400 | 89.32% | 1.96 | 0 | 11 |  |  |  |  | R-454B | 1.9 | Residential & Commercial | USHP | Ducted CEE Tier 1
216734976 | Central HP <5.4 tons | KEEPRITE | HRCU-A-CB (Split System: Heat Pump with Remote Outdoor Unit-Air-Source) | D5CUHAH24AAK |  |  | EA*5X37M17A* | *80VSL0701412B* | 23000 | 16.5 | 8.5 | 20800 | 18500 | 88.94% | 1.94 | 0 | 11 |  |  |  |  | R-454B | 1.9167 | Residential & Commercial | USHP | Ducted CEE Tier 1
216734708 | Central HP <5.4 tons | KEEPRITE | HRCU-A-CB (Split System: Heat Pump with Remote Outdoor Unit-Air-Source) | D5CUHAH24AAK |  |  | EA*5X36M17A* | *96VSN0601412B* | 22200 | 16 | 8.1 | 20800 | 18700 | 89.9% | 1.85 | 0 | 10.5 |  |  |  |  | R-454B | 1.85 | Residential & Commercial | USHP | Ducted CEE Tier 1
216734374 | Central HP <5.4 tons | KEEPRITE | HRCU-A-CB (Split System: Heat Pump with Remote Outdoor Unit-Air-Source) | D5CUHAH24AAK |  |  | EA*5X36M17A* | *80MS(N,L)0451714A* | 22200 | 15.5 | 8.1 | 20800 | 18700 | 89.9% | 1.85 | 0 | 10.5 |  |  |  |  | R-454B | 1.85 | Residential & Commercial | USHP | Ducted CEE Tier 1
216623481 | Central HP <5.4 tons | ELIOS | HRCU-A-C (Split System: Heat Pump with Remote Outdoor Unit with No Indoor Fan --Air Source) | ESHMA30R2AN1 |  |  | GUHMA36RBAS1 | 0 | 29000 | 16 | 9.5 | 32000 | 32000 | 100% | 1.85 | 0 | 10 |  |  |  |  | R-454B | 2.4167 | Residential & Commercial | USHP | Ducted CEE Tier 1
216558231 | Central HP <5.4 tons | HISENSE | HRCU-A-CB (Split System: Heat Pump with Remote Outdoor Unit-Air-Source) | AOH-48U3T24P |  |  | AHU-48U3T24 | 0 | 48000 | 19 | 9 | 48000 | 37000 | 77.08% | 2.52 | 0 | 12 |  |  |  |  | R-454B | 4 | Residential & Commercial | USHP | Ducted CEE Tier 1
216372805 | Central HP <5.4 tons | MIRAGE | HRCU-A-CB (Split System: Heat Pump with Remote Outdoor Unit-Air-Source) | OVADH601B |  |  | IVADH601B | 0 | 54000 | 15.2 | 8.4 | 54000 | 38000 | 70.37% | 1.8 | 0 | 8.6 |  |  |  |  | R-454B | 4.5 | Residential & Commercial | USHP
206790182 | Central HP <5.4 tons | BRYANT HEATING AND COOLING SYSTEMS | HRCU-A-CB (Split System: Heat Pump with Remote Outdoor Unit-Air-Source) | 284ANV024*0**B* |  |  | CNPV*4217AL*+UI | 986TC42080C17*** | 23600 | 20 | 10 | 26600 | 19800 | 74.44% | 2.48 | 14 | 13 |  |  |  |  | R-410A | 1.9667 | Residential & Commercial | USHP | Ducted CEE Tier 1
206790216 | Central HP <5.4 tons | BRYANT HEATING AND COOLING SYSTEMS | HRCU-A-CB (Split System: Heat Pump with Remote Outdoor Unit-Air-Source) | 284ANV024*0**B* |  |  | CSPH*4212AL*+UI | 986TC42060C17*** | 23800 | 19 | 9 | 26600 | 19900 | 74.81% | 2.5 | 14 | 12.5 |  |  |  |  | R-410A | 1.9833 | Residential & Commercial | USHP | Ducted CEE Tier 1
214650622 | Central HP <5.4 tons | CHAMPION HEATING AND COOLING | HRCU-A-CB (Split System: Heat Pump with Remote Outdoor Unit-Air-Source) | HH824E2S11 |  |  | CTU36B5XDS1+TXV | Z8ET080B12LMPS1 | 23000 | 19 | 9.5 | 23000 | 18600 | 80.87% | 2 | 0 | 12 |  |  |  |  | R-454B | 1.9167 | Residential & Commercial | USHP | Ducted CEE Tier 1
214651703 | Central HP <5.4 tons | CHAMPION HEATING AND COOLING | HRCU-A-CB (Split System: Heat Pump with Remote Outdoor Unit-Air-Source) | HH824E2S11 |  |  | CTU30B5XCS1+TXV | TM9Y080B12MP11 | 23000 | 17 | 9.5 | 23000 | 18500 | 80.43% | 2 | 0 | 11.7 |  |  |  |  | R-454B | 1.9167 | Residential & Commercial | USHP | Ducted CEE Tier 1
214649772 | Central HP <5.4 tons | CHAMPION HEATING AND COOLING | HRCU-A-CB (Split System: Heat Pump with Remote Outdoor Unit-Air-Source) | HH824E2S11 |  |  | CTU30B5XCS1+TXV | TMLE100B12MP11 | 23000 | 17 | 9.5 | 23000 | 18400 | 80% | 2 | 0 | 12 |  |  |  |  | R-454B | 1.9167 | Residential & Commercial | USHP | Ducted CEE Tier 1
211594474 | Central HP <5.4 tons | Ecoer | HRCU-A-CB (Split System: Heat Pump with Remote Outdoor Unit-Air-Source) | ESCA16H-60 |  |  | EAHAEC-60 | 0 | 55000 | 15.3 | 9.4 | 59000 | 48500 | 82.2% | 1.91 | 9 | 8.8 |  |  |  |  | R-410A | 4.5833 | Residential & Commercial | USHP
214573695 | Central HP <5.4 tons | KEEPRITE | HRCU-A-CB (Split System: Heat Pump with Remote Outdoor Unit-Air-Source) | CVH837GKA2* |  |  | EA*4X37L21A*+WALLCON | *95CSU1002122B* | 33000 | 17.5 | 8.5 | 32600 | 25000 | 76.69% | 2 | 0 | 11.5 |  |  |  |  | R-410A | 2.75 | Residential & Commercial | USHP | Ducted CEE Tier 1
214855378 | Central HP <5.4 tons | HISENSE | HRCU-A-CB (Split System: Heat Pump with Remote Outdoor Unit-Air-Source) | AUWR-3624P |  |  | AUH-3624 | 0 | 32000 | 19.5 | 10.5 | 34000 | 31000 | 91.18% | 2.15 | 0 | 11.7 |  |  |  |  | R-454B | 2.6667 | Residential & Commercial | USHP | Ducted CEE Tier 1
214573795 | Central HP <5.4 tons | KEEPRITE | HRCU-A-CB (Split System: Heat Pump with Remote Outdoor Unit-Air-Source) | CVH837GKA2* |  |  | EA*4X42L24A*+WALLCON | *80CTL0702120B* | 31800 | 18 | 8.5 | 33000 | 24400 | 73.94% | 1.9 | 0 | 11 |  |  |  |  | R-410A | 2.65 | Residential & Commercial | USHP | Ducted CEE Tier 1
216634119 | Central HP <5.4 tons | ACIQ | HRCU-A-CB (Split System: Heat Pump with Remote Outdoor Unit-Air-Source) | H5H0V60*K*AAA* |  |  | EA*5X60M24A*+WALLCON | *97CMN0802120B* | 54500 | 18 | 8.5 | 59500 | 42000 | 70.59% | 1.9 | 0 | 8.5 |  |  |  |  | R-454B | 4.5417 | Residential & Commercial | USHP
216634133 | Central HP <5.4 tons | ACIQ | HRCU-A-CB (Split System: Heat Pump with Remote Outdoor Unit-Air-Source) | H5H0V60*K*AAA* |  |  | EA*5X61M24A*+WALLCON | *97CMN0602120B* | 55000 | 17.5 | 8.5 | 61000 | 43000 | 70.49% | 1.88 | 0 | 8 |  |  |  |  | R-454B | 4.5833 | Residential & Commercial | USHP
216634149 | Central HP <5.4 tons | ACIQ | HRCU-A-CB (Split System: Heat Pump with Remote Outdoor Unit-Air-Source) | H5H0V60*K*AAA* |  |  | ESH5X60M12A*+WALLCON | *97CMN0802120B* | 55500 | 17 | 8.5 | 60000 | 42000 | 70% | 1.9 | 0 | 8.5 |  |  |  |  | R-454B | 4.625 | Residential & Commercial | USHP
216634033 | Central HP <5.4 tons | ACIQ | HRCU-A-CB (Split System: Heat Pump with Remote Outdoor Unit-Air-Source) | H5H0V60*K*AAA* |  |  | EVM5X60M21A*+WALLCON | *80CSU1002120A* | 56500 | 18 | 9 | 64000 | 45000 | 70.31% | 2.08 | 0 | 9 |  |  |  |  | R-454B | 4.7083 | Residential & Commercial | USHP
206790576 | Central HP <5.4 tons | BRYANT HEATING AND COOLING SYSTEMS | HRCU-A-CB (Split System: Heat Pump with Remote Outdoor Unit-Air-Source) | 284ANV036*0**B* |  |  | CNPV*4821AL*+UI | 987MB42060C17*** | 33400 | 18 | 9 | 35600 | 26400 | 74.16% | 2 | 12 | 11.7 |  |  |  |  | R-410A | 2.7833 | Residential & Commercial | USHP | Ducted CEE Tier 1
216633802 | Central HP <5.4 tons | ACIQ | HRCU-A-CB (Split System: Heat Pump with Remote Outdoor Unit-Air-Source) | H5H0V48*K*AAA* |  |  | EA*5X61M21A*+WALLCON | *80CTL0901716B* | 46000 | 18 | 9 | 48000 | 33800 | 70.42% | 2.06 | 0 | 10 |  |  |  |  | R-454B | 3.8333 | Residential & Commercial | USHP | Ducted CEE Tier 1
216633816 | Central HP <5.4 tons | ACIQ | HRCU-A-CB (Split System: Heat Pump with Remote Outdoor Unit-Air-Source) | H5H0V48*K*AAA* |  |  | EA*5X61M24A*+WALLCON | *80CTL1102120B* | 46000 | 18.5 | 9 | 47500 | 33600 | 70.74% | 2.08 | 0 | 10 |  |  |  |  | R-454B | 3.8333 | Residential & Commercial | USHP | Ducted CEE Tier 1
216633825 | Central HP <5.4 tons | ACIQ | HRCU-A-CB (Split System: Heat Pump with Remote Outdoor Unit-Air-Source) | H5H0V48*K*AAA* |  |  | EA*5X61M24A*+WALLCON | *96CTN1202422B* | 46000 | 18.5 | 9 | 47500 | 33600 | 70.74% | 2.06 | 0 | 10 |  |  |  |  | R-454B | 3.8333 | Residential & Commercial | USHP | Ducted CEE Tier 1
216633891 | Central HP <5.4 tons | ACIQ | HRCU-A-CB (Split System: Heat Pump with Remote Outdoor Unit-Air-Source) | H5H0V48*K*AAA* |  |  | EVM5X49M21A*+WALLCON | *80CTL0901716B* | 48000 | 19 | 9 | 50000 | 37000 | 74% | 1.98 | 0 | 10 |  |  |  |  | R-454B | 4 | Residential & Commercial | USHP | Ducted CEE Tier 1
214573845 | Central HP <5.4 tons | KEEPRITE | HRCU-A-CB (Split System: Heat Pump with Remote Outdoor Unit-Air-Source) | CVH837GKA2* |  |  | EA*4X42L24A*+WALLCON | *96CTN0802120B* | 31800 | 17.5 | 8.5 | 32800 | 24400 | 74.39% | 1.9 | 0 | 11 |  |  |  |  | R-410A | 2.65 | Residential & Commercial | USHP | Ducted CEE Tier 1
214573895 | Central HP <5.4 tons | KEEPRITE | HRCU-A-CB (Split System: Heat Pump with Remote Outdoor Unit-Air-Source) | CVH837GKA2* |  |  | EA*4X43L21A*+WALLCON | *97CMN0802120B* | 32800 | 17.5 | 8.5 | 32800 | 25200 | 76.83% | 2 | 0 | 11.5 |  |  |  |  | R-410A | 2.7333 | Residential & Commercial | USHP | Ducted CEE Tier 1
214574715 | Central HP <5.4 tons | KEEPRITE | HRCU-A-CB (Split System: Heat Pump with Remote Outdoor Unit-Air-Source) | CVH837GKA2* |  |  | EN(A,D,W)4X60L24**+WALLCON | *95CSU1002122B* | 32800 | 19 | 8.5 | 32200 | 24600 | 76.4% | 1.98 | 0 | 12 |  |  |  |  | R-410A | 2.7333 | Residential & Commercial | USHP | Ducted CEE Tier 1
214573295 | Central HP <5.4 tons | KEEPRITE | HRCU-A-CB (Split System: Heat Pump with Remote Outdoor Unit-Air-Source) | CVH837GKA** |  |  | EHD4X60AAL+WALLCON | *97CMN0802120B* | 33000 | 17 | 8.5 | 32200 | 24800 | 77.02% | 2 | 0 | 11.5 |  |  |  |  | R-410A | 2.75 | Residential & Commercial | USHP | Ducted CEE Tier 1
214572995 | Central HP <5.4 tons | KEEPRITE | HRCU-A-CB (Split System: Heat Pump with Remote Outdoor Unit-Air-Source) | CVH837GKA** |  |  | EA*4X61L21A*+WALLCON | *97CMN0802120B* | 33200 | 17.5 | 8.5 | 32000 | 24800 | 77.5% | 2 | 0 | 11.5 |  |  |  |  | R-410A | 2.7667 | Residential & Commercial | USHP | Ducted CEE Tier 1
214572895 | Central HP <5.4 tons | KEEPRITE | HRCU-A-CB (Split System: Heat Pump with Remote Outdoor Unit-Air-Source) | CVH837GKA** |  |  | EA*4X60L24A*+WALLCON | *80CTL0702120B* | 32800 | 17.5 | 8.5 | 31600 | 24800 | 78.48% | 1.98 | 0 | 11.5 |  |  |  |  | R-410A | 2.7333 | Residential & Commercial | USHP | Ducted CEE Tier 1
214572825 | Central HP <5.4 tons | KEEPRITE | HRCU-A-CB (Split System: Heat Pump with Remote Outdoor Unit-Air-Source) | CVH837GKA** |  |  | EA*4X48L21A*+WALLCON | *96CTN0802120B* | 32400 | 17.5 | 8.5 | 32400 | 24800 | 76.54% | 2 | 0 | 11.5 |  |  |  |  | R-410A | 2.7 | Residential & Commercial | USHP | Ducted CEE Tier 1
214651641 | Central HP <5.4 tons | CHAMPION HEATING AND COOLING | HRCU-A-CB (Split System: Heat Pump with Remote Outdoor Unit-Air-Source) | HH824E2S11 |  |  | CTU30B5XCS1+TXV | Z8ES080B12SMPS1 | 23000 | 18 | 9.5 | 23000 | 19100 | 83.04% | 2 | 0 | 12 |  |  |  |  | R-454B | 1.9167 | Residential & Commercial | USHP | Ducted CEE Tier 1
214650923 | Central HP <5.4 tons | CHAMPION HEATING AND COOLING | HRCU-A-CB (Split System: Heat Pump with Remote Outdoor Unit-Air-Source) | HH824E2S11 |  |  | CTU36B5XDS1+TXV | TM8E080B12MP11 | 23000 | 18 | 9.5 | 23000 | 18700 | 81.3% | 2 | 0 | 12 |  |  |  |  | R-454B | 1.9167 | Residential & Commercial | USHP | Ducted CEE Tier 1
214651886 | Central HP <5.4 tons | CHAMPION HEATING AND COOLING | HRCU-A-CB (Split System: Heat Pump with Remote Outdoor Unit-Air-Source) | HH824E2S11 |  |  | CTU36B5XDS1+TXV | Z9ES060B12SMPS1 | 23000 | 17 | 9.5 | 23000 | 18700 | 81.3% | 2 | 0 | 12 |  |  |  |  | R-454B | 1.9167 | Residential & Commercial | USHP | Ducted CEE Tier 1
214649873 | Central HP <5.4 tons | CHAMPION HEATING AND COOLING | HRCU-A-CB (Split System: Heat Pump with Remote Outdoor Unit-Air-Source) | HH824E2S11 |  |  | CTU30B5XCS1+TXV | TM8V080B12MP12 | 23000 | 17 | 9.5 | 23000 | 17900 | 77.83% | 2 | 0 | 12 |  |  |  |  | R-454B | 1.9167 | Residential & Commercial | USHP | Ducted CEE Tier 1
214833525 | Central HP <5.4 tons | CHAMPION HEATING AND COOLING | HRCU-A-CB (Split System: Heat Pump with Remote Outdoor Unit-Air-Source) | HH860E2S11 |  |  | JSE60D5CJ2SS1 | 0 | 53000 | 19 | 8.5 | 54000 | 39000 | 72.22% | 2 | 0 | 11 |  |  |  |  | R-454B | 4.4167 | Residential & Commercial | USHP | Ducted CEE Tier 1
211756650 | Central HP <5.4 tons | LPS Legacy | HRCU-A-CB (Split System: Heat Pump with Remote Outdoor Unit-Air-Source) | DLCURAH30ABK |  |  | DLFUAAH30XAK | 0 | 30000 | 16.2 | 8.9 | 33000 | 24000 | 72.73% | 1.8 | 11 | 10 |  |  |  |  | R-410A | 2.5 | Residential & Commercial | USHP | Ducted CEE Tier 1
214650230 | Central HP <5.4 tons | CHAMPION HEATING AND COOLING | HRCU-A-CB (Split System: Heat Pump with Remote Outdoor Unit-Air-Source) | HH824E2S11 |  |  | CTU36B5XDS1+TXV | Z9ES080B12SMPS1 | 23000 | 18 | 9.5 | 23000 | 18600 | 80.87% | 2 | 0 | 12 |  |  |  |  | R-454B | 1.9167 | Residential & Commercial | USHP | Ducted CEE Tier 1
215866627 | Central HP <5.4 tons | KADEN | HRCU-A-CB (Split System: Heat Pump with Remote Outdoor Unit-Air-Source) | KOB-UUX60HP-2AAMA |  |  | KIB-UUX60AH-2AAMA | 0 | 54000 | 15.2 | 8.4 | 54000 | 38000 | 70.37% | 1.8 | 0 | 8.6 |  |  |  |  | R-454B | 4.5 | Residential & Commercial | USHP
215938391 | Central HP <5.4 tons | KEEPRITE | HRCU-A-CB (Split System: Heat Pump with Remote Outdoor Unit-Air-Source) | C5H3V48*K*AAA* |  |  | EVD5X60M24A*+WALLCON | *96CTN1002122B* | 45500 | 20.5 | 8.1 | 52500 | 38000 | 72.38% | 1.9 | 0 | 11.5 |  |  |  |  | R-454B | 3.7917 | Residential & Commercial | USHP | Ducted CEE Tier 1
216634045 | Central HP <5.4 tons | ACIQ | HRCU-A-CB (Split System: Heat Pump with Remote Outdoor Unit-Air-Source) | H5H0V60*K*AAA* |  |  | EVM5X60M24A*+WALLCON | *80CSU1002120A* | 56500 | 18 | 9 | 63000 | 44500 | 70.63% | 2.08 | 0 | 9 |  |  |  |  | R-454B | 4.7083 | Residential & Commercial | USHP
214650392 | Central HP <5.4 tons | CHAMPION HEATING AND COOLING | HRCU-A-CB (Split System: Heat Pump with Remote Outdoor Unit-Air-Source) | HH860E2S11 |  |  | CTU60D5XHS1+TXV | TM9Y120D20MP11 | 53500 | 19 | 8.5 | 54500 | 39500 | 72.48% | 2 | 0 | 11 |  |  |  |  | R-454B | 4.4583 | Residential & Commercial | USHP | Ducted CEE Tier 1
216634038 | Central HP <5.4 tons | ACIQ | HRCU-A-CB (Split System: Heat Pump with Remote Outdoor Unit-Air-Source) | H5H0V60*K*AAA* |  |  | EVM5X60M21A*+WALLCON | *95CSU0802120B* | 56500 | 18 | 9 | 64000 | 45000 | 70.31% | 2.06 | 0 | 9 |  |  |  |  | R-454B | 4.7083 | Residential & Commercial | USHP
216634053 | Central HP <5.4 tons | ACIQ | HRCU-A-CB (Split System: Heat Pump with Remote Outdoor Unit-Air-Source) | H5H0V60*K*AAA* |  |  | EVM5X60M24A*+WALLCON | *97CMN1002122B* | 56500 | 18.5 | 9 | 63000 | 44500 | 70.63% | 2.08 | 0 | 9 |  |  |  |  | R-454B | 4.7083 | Residential & Commercial | USHP
216634054 | Central HP <5.4 tons | ACIQ | HRCU-A-CB (Split System: Heat Pump with Remote Outdoor Unit-Air-Source) | H5H0V60*K*AAA* |  |  | EVM5X60M24A*+WALLCON | *97CMN1202422B* | 56500 | 18.5 | 9 | 63000 | 44500 | 70.63% | 2.08 | 0 | 9 |  |  |  |  | R-454B | 4.7083 | Residential & Commercial | USHP
210450258 | Central HP <5.4 tons | BRYANT HEATING AND COOLING SYSTEMS | HRCU-A-CB (Split System: Heat Pump with Remote Outdoor Unit-Air-Source) | 38MURAQ36AB3* |  |  | CNPV*4217AL* | 926TB48080V17*** | 35400 | 15.5 | 8.5 | 38500 | 35000 | 90.91% | 1.94 | 0 | 10 |  |  |  |  | R-410A | 2.95 | Residential & Commercial | USHP | Ducted CEE Tier 1
214649889 | Central HP <5.4 tons | CHAMPION HEATING AND COOLING | HRCU-A-CB (Split System: Heat Pump with Remote Outdoor Unit-Air-Source) | HH824E2S11 |  |  | CTU30B5XCS1+TXV | TPLC080B12MP13 | 23000 | 17 | 9.5 | 23000 | 17900 | 77.83% | 2 | 0 | 12 |  |  |  |  | R-454B | 1.9167 | Residential & Commercial | USHP | Ducted CEE Tier 1
214651759 | Central HP <5.4 tons | CHAMPION HEATING AND COOLING | HRCU-A-CB (Split System: Heat Pump with Remote Outdoor Unit-Air-Source) | HH824E2S11 |  |  | CTU30B5XCS1+TXV | TM9Y060B12MP11 | 23000 | 17 | 9.5 | 23000 | 18400 | 80% | 2 | 0 | 11.7 |  |  |  |  | R-454B | 1.9167 | Residential & Commercial | USHP | Ducted CEE Tier 1
214652035 | Central HP <5.4 tons | CHAMPION HEATING AND COOLING | HRCU-A-CB (Split System: Heat Pump with Remote Outdoor Unit-Air-Source) | HH824E2S11 |  |  | CTU30B5XCS1+TXV | TM9V080B12MP12 | 23000 | 17 | 9.5 | 23000 | 18200 | 79.13% | 2 | 0 | 12 |  |  |  |  | R-454B | 1.9167 | Residential & Commercial | USHP | Ducted CEE Tier 1
211756642 | Central HP <5.4 tons | LPS Legacy | HRCU-A-CB (Split System: Heat Pump with Remote Outdoor Unit-Air-Source) | DLCURAH18ABK |  |  | DLFUAAH18XAK | 0 | 18000 | 18 | 9.3 | 19000 | 16500 | 86.84% | 2.04 | 12.5 | 12.4 |  |  |  |  | R-410A | 1.5 | Residential & Commercial | USHP | Ducted CEE Tier 1
214807779 | Central HP <5.4 tons | CHAMPION HEATING AND COOLING | HRCU-A-CB (Split System: Heat Pump with Remote Outdoor Unit-Air-Source) | HH836E2S11 |  |  | CTU48C5XFS1+TXV | Z8ES120C16SMPS1 | 34000 | 19 | 9 | 31600 | 25200 | 79.75% | 2 | 0 | 11.7 |  |  |  |  | R-454B | 2.8333 | Residential & Commercial | USHP | Ducted CEE Tier 1
214809140 | Central HP <5.4 tons | CHAMPION HEATING AND COOLING | HRCU-A-CB (Split System: Heat Pump with Remote Outdoor Unit-Air-Source) | HH860E2S11 |  |  | CTU60C5XGS1+TXV | Z8ES080C20SMPS1 | 44000 | 18 | 9 | 44500 | 33400 | 75.06% | 2 | 0 | 12 |  |  |  |  | R-454B | 3.6667 | Residential & Commercial | USHP | Ducted CEE Tier 1
214650642 | Central HP <5.4 tons | CHAMPION HEATING AND COOLING | HRCU-A-CB (Split System: Heat Pump with Remote Outdoor Unit-Air-Source) | HH824E2S11 |  |  | CTU30B5XCS1+TXV | Z9ES060B12SMPS1 | 23000 | 17 | 9.5 | 23000 | 19100 | 83.04% | 2 | 0 | 11.7 |  |  |  |  | R-454B | 1.9167 | Residential & Commercial | USHP | Ducted CEE Tier 1
214807713 | Central HP <5.4 tons | CHAMPION HEATING AND COOLING | HRCU-A-CB (Split System: Heat Pump with Remote Outdoor Unit-Air-Source) | HH824E2S11 |  |  | CTU36B5XDS1+JMET12BS2N1+TXV | 0 | 23000 | 19 | 9.5 | 23000 | 18100 | 78.7% | 2 | 0 | 12 |  |  |  |  | R-454B | 1.9167 | Residential & Commercial | USHP | Ducted CEE Tier 1
216682101 | Central HP <5.4 tons | KEEPRITE | HRCU-A-CB (Split System: Heat Pump with Remote Outdoor Unit-Air-Source) | DLCURAH30ABK |  |  | EA*4X42L24A* | *97VTN1002120A* | 30200 | 15.2 | 9 | 34000 | 27200 | 80% | 1.75 | 0 | 9 |  |  |  |  | R-410A | 2.5167 | Residential & Commercial | USHP
214573805 | Central HP <5.4 tons | KEEPRITE | HRCU-A-CB (Split System: Heat Pump with Remote Outdoor Unit-Air-Source) | CVH837GKA2* |  |  | EA*4X42L24A*+WALLCON | *95CSU0802120B* | 31800 | 17 | 8.5 | 33000 | 24400 | 73.94% | 1.9 | 0 | 11 |  |  |  |  | R-410A | 2.65 | Residential & Commercial | USHP | Ducted CEE Tier 1
206790648 | Central HP <5.4 tons | BRYANT HEATING AND COOLING SYSTEMS | HRCU-A-CB (Split System: Heat Pump with Remote Outdoor Unit-Air-Source) | 284ANV048*0**B* |  |  | CAP**6024AL*+UI | 935CA60080C21*** | 44500 | 21 | 9.5 | 46000 | 36200 | 78.7% | 2.34 | 12 | 11.7 |  |  |  |  | R-410A | 3.7083 | Residential & Commercial | USHP | Ducted CEE Tier 1
213880755 | Central HP <5.4 tons | Ecoer | HRCU-A-C (Split System: Heat Pump with Remote Outdoor Unit with No Indoor Fan --Air Source) | ESCA16H-60 |  |  | SNC48DPT* | 0 | 45000 | 15.2 | 9.2 | 55000 | 46500 | 84.55% | 1.8 | 0 | 10 |  |  |  |  | R-410A | 3.75 | Residential & Commercial | USHP | Ducted CEE Tier 1
206790264 | Central HP <5.4 tons | BRYANT HEATING AND COOLING SYSTEMS | HRCU-A-CB (Split System: Heat Pump with Remote Outdoor Unit-Air-Source) | 284ANV036*0**B* |  |  | FE4ANB006L+UI | 0 | 34800 | 20.5 | 9.5 | 35400 | 24800 | 70.06% | 2.06 | 13.5 | 13 |  |  |  |  | R-410A | 2.9 | Residential & Commercial | USHP | Ducted CEE Tier 1
214650181 | Central HP <5.4 tons | CHAMPION HEATING AND COOLING | HRCU-A-CB (Split System: Heat Pump with Remote Outdoor Unit-Air-Source) | HH824E2S11 |  |  | CTU36B5XDS1+TXV | TM8V080B12MP12 | 23000 | 18 | 9 | 23000 | 18500 | 80.43% | 2 | 0 | 12 |  |  |  |  | R-454B | 1.9167 | Residential & Commercial | USHP | Ducted CEE Tier 1
216633799 | Central HP <5.4 tons | ACIQ | HRCU-A-CB (Split System: Heat Pump with Remote Outdoor Unit-Air-Source) | H5H0V48*K*AAA* |  |  | EA*5X61M21A*+WALLCON | *80CTL0451712B* | 45500 | 17 | 9 | 48500 | 34600 | 71.34% | 2.06 | 0 | 9.5 |  |  |  |  | R-454B | 3.7917 | Residential & Commercial | USHP
216437865 | Central HP <5.4 tons | OUTES | HRCU-A-CB (Split System: Heat Pump with Remote Outdoor Unit-Air-Source) | OTD-H36DMR3-B01/SE180 |  |  | OAH-C36DMR3-A01/SE180 | 0 | 33000 | 18 | 8.8 | 34000 | 24000 | 70.59% | 2 | 0 | 11.2 |  |  |  |  | R-32 | 2.75 | Residential & Commercial | USHP | Ducted CEE Tier 1
215853429 | Central HP <5.4 tons | CHAMPION HEATING AND COOLING | HRCU-A-CB (Split System: Heat Pump with Remote Outdoor Unit-Air-Source) | HH836E2S11 |  |  | CTM36C5CDS1+JMET16CS2N1 | 0 | 34200 | 19 | 9 | 31400 | 25600 | 81.53% | 2 | 0 | 11.7 |  |  |  |  | R-454B | 2.85 | Residential & Commercial | USHP | Ducted CEE Tier 1
215853436 | Central HP <5.4 tons | CHAMPION HEATING AND COOLING | HRCU-A-CB (Split System: Heat Pump with Remote Outdoor Unit-Air-Source) | HH836E2S11 |  |  | CTM36C5CDS1+JMC16C2SN1 | 0 | 34400 | 19 | 9 | 31600 | 25800 | 81.65% | 2 | 0 | 11.7 |  |  |  |  | R-454B | 2.8667 | Residential & Commercial | USHP | Ducted CEE Tier 1
216706031 | Central HP <5.4 tons | Ecoer | HRCU-A-C (Split System: Heat Pump with Remote Outdoor Unit with No Indoor Fan --Air Source) | ESCA17H-36ABA |  |  | ESCT3036BBA | 0 | 36000 | 15.8 | 9.4 | 38000 | 36000 | 94.74% | 1.9 | 0 | 10.7 |  |  |  |  | R-454B | 3 | Residential & Commercial | USHP | Ducted CEE Tier 1
215319190 | Central HP <5.4 tons | LPS Legacy | HRCU-A-CB (Split System: Heat Pump with Remote Outdoor Unit-Air-Source) | D5CLHAH48AAK |  |  | D5FLAAH48XAK | 0 | 48000 | 17 | 10.2 | 50000 | 46000 | 92% | 2 | 0 | 10.1 |  |  |  |  | R-454B | 4 | Residential & Commercial | USHP | Ducted CEE Tier 1
211393246 | Central HP <5.4 tons | CHAMPION HEATING AND COOLING | HRCU-A-CB (Split System: Heat Pump with Remote Outdoor Unit-Air-Source) | HMH72B341 |  |  | XAFB36DXXN1+TXV | TL9E060B12UH11 | 33400 | 17.5 | 8.1 | 33000 | 23200 | 70.3% | 2.02 | 0 | 10 |  |  |  |  | R-410A | 2.7833 | Residential & Commercial | USHP | Ducted CEE Tier 1
211388850 | Central HP <5.4 tons | CHAMPION HEATING AND COOLING | HRCU-A-CB (Split System: Heat Pump with Remote Outdoor Unit-Air-Source) | HMH72B341 |  |  | XAFC36DBCN1 | TM9E080B12MP12 | 34000 | 17.5 | 8.1 | 34000 | 24400 | 71.76% | 2.06 | 0 | 9.5 |  |  |  |  | R-410A | 2.8333 | Residential & Commercial | USHP
215936642 | Central HP <5.4 tons | KENMORE | HRCU-A-CB (Split System: Heat Pump with Remote Outdoor Unit-Air-Source) | (C,H,T)5H3V36*K*AAA* |  |  | EVD5X60M21A*+WALLCON | *80CTL1102120B* | 35600 | 22 | 8.5 | 38000 | 28400 | 74.74% | 2.02 | 0 | 12.5 |  |  |  |  | R-454B | 2.9667 | Residential & Commercial | USHP | Ducted CEE Tier 1
215936242 | Central HP <5.4 tons | KENMORE | HRCU-A-CB (Split System: Heat Pump with Remote Outdoor Unit-Air-Source) | (C,H,T)5H3V36*K*AAA* |  |  | EVD5X42M24A*+WALLCON | *97CMN1002122B* | 35600 | 22 | 8.5 | 38000 | 28400 | 74.74% | 2.04 | 0 | 12.5 |  |  |  |  | R-454B | 2.9667 | Residential & Commercial | USHP | Ducted CEE Tier 1
215936592 | Central HP <5.4 tons | KENMORE | HRCU-A-CB (Split System: Heat Pump with Remote Outdoor Unit-Air-Source) | (C,H,T)5H3V36*K*AAA* |  |  | EVD5X60M21A*+WALLCON | *80CTL0451712B* | 35200 | 21 | 8.5 | 39000 | 29400 | 75.38% | 2 | 0 | 11.7 |  |  |  |  | R-454B | 2.9333 | Residential & Commercial | USHP | Ducted CEE Tier 1
215935992 | Central HP <5.4 tons | KENMORE | HRCU-A-CB (Split System: Heat Pump with Remote Outdoor Unit-Air-Source) | (C,H,T)5H3V36*K*AAA* |  |  | EVD5X42M21A*+WALLCON | *80CTL0701716B* | 34200 | 20.5 | 8.5 | 39000 | 28400 | 72.82% | 2.02 | 0 | 11.5 |  |  |  |  | R-454B | 2.85 | Residential & Commercial | USHP | Ducted CEE Tier 1
215935742 | Central HP <5.4 tons | KENMORE | HRCU-A-CB (Split System: Heat Pump with Remote Outdoor Unit-Air-Source) | (C,H,T)5H3V36*K*AAA* |  |  | EVD5X36M21A*+WALLCON | *97CMN0802120B* | 34400 | 20.5 | 8.5 | 38500 | 28200 | 73.25% | 2.04 | 0 | 11.7 |  |  |  |  | R-454B | 2.8667 | Residential & Commercial | USHP | Ducted CEE Tier 1
215935892 | Central HP <5.4 tons | KENMORE | HRCU-A-CB (Split System: Heat Pump with Remote Outdoor Unit-Air-Source) | (C,H,T)5H3V36*K*AAA* |  |  | EVD5X38M17A*+WALLCON | *97CMN0801714B* | 35200 | 21 | 8.5 | 38500 | 29200 | 75.84% | 2 | 0 | 11.7 |  |  |  |  | R-454B | 2.9333 | Residential & Commercial | USHP | Ducted CEE Tier 1
216633900 | Central HP <5.4 tons | ACIQ | HRCU-A-CB (Split System: Heat Pump with Remote Outdoor Unit-Air-Source) | H5H0V48*K*AAA* |  |  | EVM5X49M21A*+WALLCON | *96CTN0801714B* | 48000 | 18.5 | 9 | 50000 | 36200 | 72.4% | 2.02 | 0 | 10 |  |  |  |  | R-454B | 4 | Residential & Commercial | USHP | Ducted CEE Tier 1
216633925 | Central HP <5.4 tons | ACIQ | HRCU-A-CB (Split System: Heat Pump with Remote Outdoor Unit-Air-Source) | H5H0V48*K*AAA* |  |  | EVM5X60M24A*+WALLCON | *80CTL1352422B* | 48000 | 19 | 9 | 50000 | 36400 | 72.8% | 2 | 0 | 10.5 |  |  |  |  | R-454B | 4 | Residential & Commercial | USHP | Ducted CEE Tier 1
216633927 | Central HP <5.4 tons | ACIQ | HRCU-A-CB (Split System: Heat Pump with Remote Outdoor Unit-Air-Source) | H5H0V48*K*AAA* |  |  | EVM5X60M24A*+WALLCON | *95CSU1002122B* | 48000 | 19 | 9 | 50000 | 36400 | 72.8% | 2.02 | 0 | 10 |  |  |  |  | R-454B | 4 | Residential & Commercial | USHP | Ducted CEE Tier 1
216633941 | Central HP <5.4 tons | ACIQ | HRCU-A-CB (Split System: Heat Pump with Remote Outdoor Unit-Air-Source) | H5H0V48*K*AAA* |  |  | EVM5X61M24A*+WALLCON | *97CMN1002122B* | 48500 | 19.5 | 9.5 | 50000 | 36600 | 73.2% | 2.12 | 0 | 10.5 |  |  |  |  | R-454B | 4.0417 | Residential & Commercial | USHP | Ducted CEE Tier 1
213781393 | Central HP <5.4 tons | KENMORE | HRCU-A-CB (Split System: Heat Pump with Remote Outdoor Unit-Air-Source) | (C,H,T)VH837GKA2* |  |  | EA*4X48L21A*+WALLCON | *96CTN1002122B* | 32400 | 17 | 8.1 | 32600 | 24800 | 76.07% | 1.98 | 0 | 11 |  |  |  |  | R-410A | 2.7 | Residential & Commercial | USHP | Ducted CEE Tier 1
211387185 | Central HP <5.4 tons | CHAMPION HEATING AND COOLING | HRCU-A-CB (Split System: Heat Pump with Remote Outdoor Unit-Air-Source) | HMH72B341 |  |  | XAFC30CXXN1+TXV | TM9Y060B12MP11 | 32600 | 17.5 | 8.1 | 34000 | 23800 | 70% | 2 | 0 | 9.5 |  |  |  |  | R-410A | 2.7167 | Residential & Commercial | USHP
211387285 | Central HP <5.4 tons | CHAMPION HEATING AND COOLING | HRCU-A-CB (Split System: Heat Pump with Remote Outdoor Unit-Air-Source) | HMH72B341 |  |  | XAHC30CXXN1+TXV | TP9C100C20MP13 | 32800 | 17 | 8.1 | 33000 | 23200 | 70.3% | 2.02 | 0 | 9 |  |  |  |  | R-410A | 2.7333 | Residential & Commercial | USHP
211387517 | Central HP <5.4 tons | CHAMPION HEATING AND COOLING | HRCU-A-CB (Split System: Heat Pump with Remote Outdoor Unit-Air-Source) | HMH72B341 |  |  | XAFC36DXXN1+TXV | TP9C100C16MP13 | 34000 | 17.5 | 8.5 | 34000 | 24000 | 70.59% | 2.1 | 0 | 10 |  |  |  |  | R-410A | 2.8333 | Residential & Commercial | USHP | Ducted CEE Tier 1
211387685 | Central HP <5.4 tons | CHAMPION HEATING AND COOLING | HRCU-A-CB (Split System: Heat Pump with Remote Outdoor Unit-Air-Source) | HMH72B341 |  |  | XAHC36DXXN1+TXV | TM9V080B12MP12 | 33200 | 17 | 8.1 | 33200 | 23400 | 70.48% | 2.02 | 0 | 9.5 |  |  |  |  | R-410A | 2.7667 | Residential & Commercial | USHP
211387653 | Central HP <5.4 tons | CHAMPION HEATING AND COOLING | HRCU-A-CB (Split System: Heat Pump with Remote Outdoor Unit-Air-Source) | HMH72B341 |  |  | XAFC36DBCN1 | TP9C080C16MP13 | 34000 | 17.5 | 8.1 | 33800 | 23800 | 70.41% | 2.08 | 0 | 10 |  |  |  |  | R-410A | 2.8333 | Residential & Commercial | USHP | Ducted CEE Tier 1
211386582 | Central HP <5.4 tons | CHAMPION HEATING AND COOLING | HRCU-A-CB (Split System: Heat Pump with Remote Outdoor Unit-Air-Source) | HMH72B341 |  |  | XAUC48FXXN1+TXV | TL8E080C16UH11 | 34000 | 16.5 | 8.5 | 33400 | 24600 | 73.65% | 2.08 | 0 | 9 |  |  |  |  | R-410A | 2.8333 | Residential & Commercial | USHP
211389229 | Central HP <5.4 tons | CHAMPION HEATING AND COOLING | HRCU-A-CB (Split System: Heat Pump with Remote Outdoor Unit-Air-Source) | HMH72B341 |  |  | XAFB30CXXN1+TXV | TM9E060A10MP12 | 32400 | 17 | 8.1 | 33400 | 23600 | 70.66% | 2 | 0 | 9.5 |  |  |  |  | R-410A | 2.7 | Residential & Commercial | USHP
211389568 | Central HP <5.4 tons | CHAMPION HEATING AND COOLING | HRCU-A-CB (Split System: Heat Pump with Remote Outdoor Unit-Air-Source) | HMH72B341 |  |  | XAFC36DBCN1 | TM8Y080C16MP11 | 34000 | 18.5 | 8.5 | 34000 | 24000 | 70.59% | 2.1 | 0 | 10 |  |  |  |  | R-410A | 2.8333 | Residential & Commercial | USHP | Ducted CEE Tier 1
211390111 | Central HP <5.4 tons | CHAMPION HEATING AND COOLING | HRCU-A-CB (Split System: Heat Pump with Remote Outdoor Unit-Air-Source) | HMH72B341 |  |  | XAHC30CXXN1+TXV | TMLV100C16MP12 | 32400 | 17 | 8.1 | 32400 | 22800 | 70.37% | 2 | 0 | 9.5 |  |  |  |  | R-410A | 2.7 | Residential & Commercial | USHP
211390574 | Central HP <5.4 tons | CHAMPION HEATING AND COOLING | HRCU-A-CB (Split System: Heat Pump with Remote Outdoor Unit-Air-Source) | HMH72B341 |  |  | XAHB30CXXN1+TXV | TM8V080B12MP12 | 31600 | 16.5 | 8.1 | 32800 | 23000 | 70.12% | 1.96 | 0 | 9 |  |  |  |  | R-410A | 2.6333 | Residential & Commercial | USHP
211390672 | Central HP <5.4 tons | CHAMPION HEATING AND COOLING | HRCU-A-CB (Split System: Heat Pump with Remote Outdoor Unit-Air-Source) | HMH72B341 |  |  | XAFC30CXXN1+TXV | TM8V080B12MP12 | 32400 | 17 | 8.1 | 34000 | 23800 | 70% | 2 | 0 | 9.5 |  |  |  |  | R-410A | 2.7 | Residential & Commercial | USHP
211391181 | Central HP <5.4 tons | CHAMPION HEATING AND COOLING | HRCU-A-CB (Split System: Heat Pump with Remote Outdoor Unit-Air-Source) | HMH72B341 |  |  | XAUB30CXXN1+TXV | TM8V060A12MP12 | 32800 | 17.5 | 8.1 | 33400 | 23400 | 70.06% | 2.02 | 0 | 9.5 |  |  |  |  | R-410A | 2.7333 | Residential & Commercial | USHP
211391374 | Central HP <5.4 tons | CHAMPION HEATING AND COOLING | HRCU-A-CB (Split System: Heat Pump with Remote Outdoor Unit-Air-Source) | HMH72B341 |  |  | XAFC30CXXN1+TXV | TM8E120C16MP11 | 33200 | 18 | 8.5 | 33000 | 23200 | 70.3% | 2.06 | 0 | 10 |  |  |  |  | R-410A | 2.7667 | Residential & Commercial | USHP | Ducted CEE Tier 1
214809185 | Central HP <5.4 tons | CHAMPION HEATING AND COOLING | HRCU-A-CB (Split System: Heat Pump with Remote Outdoor Unit-Air-Source) | HH860E2S11 |  |  | CTU60C5XGS1+TXV | TPLC080C16MP13 | 43500 | 18 | 9 | 44000 | 33400 | 75.91% | 2 | 0 | 11.7 |  |  |  |  | R-454B | 3.625 | Residential & Commercial | USHP | Ducted CEE Tier 1
216633890 | Central HP <5.4 tons | ACIQ | HRCU-A-CB (Split System: Heat Pump with Remote Outdoor Unit-Air-Source) | H5H0V48*K*AAA* |  |  | EVM5X49M21A*+WALLCON | *80CTL0702120B* | 48000 | 19 | 9 | 50000 | 36800 | 73.6% | 2 | 0 | 10 |  |  |  |  | R-454B | 4 | Residential & Commercial | USHP | Ducted CEE Tier 1
206790291 | Central HP <5.4 tons | BRYANT HEATING AND COOLING SYSTEMS | HRCU-A-CB (Split System: Heat Pump with Remote Outdoor Unit-Air-Source) | 284ANV036*0**B* |  |  | CAP**4221AL*+UI | 987MB60060C21*** | 32800 | 18.5 | 9 | 35600 | 26800 | 75.28% | 1.98 | 12 | 11.7 |  |  |  |  | R-410A | 2.7333 | Residential & Commercial | USHP | Ducted CEE Tier 1
206790416 | Central HP <5.4 tons | BRYANT HEATING AND COOLING SYSTEMS | HRCU-A-CB (Split System: Heat Pump with Remote Outdoor Unit-Air-Source) | 284ANV036*0**B* |  |  | CNPV*4824AL*+UI | 987MB60060C21*** | 33600 | 19 | 9 | 35400 | 26200 | 74.01% | 2.02 | 12.5 | 12 |  |  |  |  | R-410A | 2.8 | Residential & Commercial | USHP | Ducted CEE Tier 1
206790457 | Central HP <5.4 tons | BRYANT HEATING AND COOLING SYSTEMS | HRCU-A-CB (Split System: Heat Pump with Remote Outdoor Unit-Air-Source) | 284ANV036*0**B* |  |  | CSPH*4212AL*+UI | 88*TA48090C17*** | 34000 | 19 | 9 | 35000 | 26000 | 74.29% | 2.04 | 12.5 | 12 |  |  |  |  | R-410A | 2.8333 | Residential & Commercial | USHP | Ducted CEE Tier 1
206790459 | Central HP <5.4 tons | BRYANT HEATING AND COOLING SYSTEMS | HRCU-A-CB (Split System: Heat Pump with Remote Outdoor Unit-Air-Source) | 284ANV036*0**B* |  |  | CSPH*4212AL*+UI | 987MB60060C21*** | 33800 | 18 | 9 | 35400 | 26200 | 74.01% | 2.02 | 12 | 11.5 |  |  |  |  | R-410A | 2.8167 | Residential & Commercial | USHP | Ducted CEE Tier 1
206790473 | Central HP <5.4 tons | BRYANT HEATING AND COOLING SYSTEMS | HRCU-A-CB (Split System: Heat Pump with Remote Outdoor Unit-Air-Source) | 284ANV036*0**B* |  |  | CSPH*4812AL*+UI | 88*TA48090C17*** | 34200 | 19.5 | 9 | 35000 | 25800 | 73.71% | 2.06 | 12.5 | 12 |  |  |  |  | R-410A | 2.85 | Residential & Commercial | USHP | Ducted CEE Tier 1
206790507 | Central HP <5.4 tons | BRYANT HEATING AND COOLING SYSTEMS | HRCU-A-CB (Split System: Heat Pump with Remote Outdoor Unit-Air-Source) | 284ANV036*0**B* |  |  | CAP**4821AL*+UI | 83*CA36040C17*** | 33400 | 19.5 | 9.5 | 34800 | 25800 | 74.14% | 2.02 | 12.5 | 12 |  |  |  |  | R-410A | 2.7833 | Residential & Commercial | USHP | Ducted CEE Tier 1
214807814 | Central HP <5.4 tons | CHAMPION HEATING AND COOLING | HRCU-A-CB (Split System: Heat Pump with Remote Outdoor Unit-Air-Source) | HH824E2S11 |  |  | CTU30B5XCS1+JMVT12BC2N1+TXV | 0 | 23000 | 18 | 9.5 | 23000 | 19000 | 82.61% | 2 | 0 | 12 |  |  |  |  | R-454B | 1.9167 | Residential & Commercial | USHP | Ducted CEE Tier 1
213781082 | Central HP <5.4 tons | KEEPRITE | HRCU-A-CB (Split System: Heat Pump with Remote Outdoor Unit-Air-Source) | CVH837GKA2* |  |  | EA*4X42L21A*+WALLCON | *96CTN1002122B* | 31800 | 17 | 8.1 | 33000 | 24400 | 73.94% | 1.88 | 0 | 11 |  |  |  |  | R-410A | 2.65 | Residential & Commercial | USHP | Ducted CEE Tier 1
213781132 | Central HP <5.4 tons | KEEPRITE | HRCU-A-CB (Split System: Heat Pump with Remote Outdoor Unit-Air-Source) | CVH837GKA2* |  |  | EA*4X42L24A*+WALLCON | *97CMN1202422B* | 31800 | 17 | 8.1 | 32800 | 24400 | 74.39% | 1.88 | 0 | 11 |  |  |  |  | R-410A | 2.65 | Residential & Commercial | USHP | Ducted CEE Tier 1
216633848 | Central HP <5.4 tons | ACIQ | HRCU-A-CB (Split System: Heat Pump with Remote Outdoor Unit-Air-Source) | H5H0V48*K*AAA* |  |  | ESH5X60M12A*+WALLCON | *80CSU0601716A* | 45500 | 16.5 | 8.5 | 48000 | 33800 | 70.42% | 2.06 | 0 | 9.5 |  |  |  |  | R-454B | 3.7917 | Residential & Commercial | USHP
216633798 | Central HP <5.4 tons | ACIQ | HRCU-A-CB (Split System: Heat Pump with Remote Outdoor Unit-Air-Source) | H5H0V48*K*AAA* |  |  | EA*5X61M21A*+WALLCON | *80CSU1002120A* | 46000 | 17.5 | 9 | 48000 | 33800 | 70.42% | 2.06 | 0 | 10 |  |  |  |  | R-454B | 3.8333 | Residential & Commercial | USHP | Ducted CEE Tier 1
216010748 | Central HP <5.4 tons | CHAMPION HEATING AND COOLING | HRCU-A-CB (Split System: Heat Pump with Remote Outdoor Unit-Air-Source) | HH824E2S11 |  |  | CTM36B5ADS1 | TL9E060B12UH11 | 23000 | 18 | 9 | 23000 | 18900 | 82.17% | 2 | 0 | 12 |  |  |  |  | R-454B | 1.9167 | Residential & Commercial | USHP | Ducted CEE Tier 1
206790109 | Central HP <5.4 tons | BRYANT HEATING AND COOLING SYSTEMS | HRCU-A-CB (Split System: Heat Pump with Remote Outdoor Unit-Air-Source) | 284ANV024*0**B* |  |  | CSPH*4212AL*+UI | 987MB42080C17*** | 23800 | 19.5 | 9.5 | 26600 | 19800 | 74.44% | 2.5 | 13 | 12.5 |  |  |  |  | R-410A | 1.9833 | Residential & Commercial | USHP | Ducted CEE Tier 1
206790110 | Central HP <5.4 tons | BRYANT HEATING AND COOLING SYSTEMS | HRCU-A-CB (Split System: Heat Pump with Remote Outdoor Unit-Air-Source) | 284ANV024*0**B* |  |  | CSPH*4212AL*+UI | 987MB60060C21*** | 23800 | 19 | 9 | 26600 | 19800 | 74.44% | 2.5 | 13 | 12.5 |  |  |  |  | R-410A | 1.9833 | Residential & Commercial | USHP | Ducted CEE Tier 1
206790178 | Central HP <5.4 tons | BRYANT HEATING AND COOLING SYSTEMS | HRCU-A-CB (Split System: Heat Pump with Remote Outdoor Unit-Air-Source) | 284ANV024*0**B* |  |  | CNPV*3621AL*+UI | 986TC42080C17*** | 23200 | 20 | 9.5 | 26800 | 20000 | 74.63% | 2.38 | 14 | 13 |  |  |  |  | R-410A | 1.9333 | Residential & Commercial | USHP | Ducted CEE Tier 1
213372199 | Central HP <5.4 tons | LPS Legacy | HRCU-A-C (Split System: Heat Pump with Remote Outdoor Unit with No Indoor Fan --Air Source) | DLCURAH30ABK |  |  | DLFULAH36XCX + CI | 0 | 30000 | 15.5 | 9.7 | 33000 | 27000 | 81.82% | 1.85 | 10.7 | 10.5 |  |  |  |  | R-410A | 2.5 | Residential & Commercial | USHP | Ducted CEE Tier 1
214833520 | Central HP <5.4 tons | CHAMPION HEATING AND COOLING | HRCU-A-CB (Split System: Heat Pump with Remote Outdoor Unit-Air-Source) | HH860E2S11 |  |  | JSC60D5CJ2SS1 | 0 | 53000 | 19 | 8.5 | 54000 | 39000 | 72.22% | 2 | 0 | 11 |  |  |  |  | R-454B | 4.4167 | Residential & Commercial | USHP | Ducted CEE Tier 1
214650503 | Central HP <5.4 tons | CHAMPION HEATING AND COOLING | HRCU-A-CB (Split System: Heat Pump with Remote Outdoor Unit-Air-Source) | HH860E2S11 |  |  | CTU60D5XHS1+TXV | TM9V120D20MP12 | 54000 | 19 | 9 | 54500 | 39500 | 72.48% | 2 | 0 | 11 |  |  |  |  | R-454B | 4.5 | Residential & Commercial | USHP | Ducted CEE Tier 1
215319168 | Central HP <5.4 tons | LPS Legacy | HRCU-A-CB (Split System: Heat Pump with Remote Outdoor Unit-Air-Source) | D5CUHAH24AAK |  |  | D5FUAAH24XAK | 0 | 23000 | 18.4 | 10 | 24000 | 21600 | 90% | 1.87 | 0 | 11.7 |  |  |  |  | R-454B | 1.9167 | Residential & Commercial | USHP | Ducted CEE Tier 1
211387143 | Central HP <5.4 tons | CHAMPION HEATING AND COOLING | HRCU-A-CB (Split System: Heat Pump with Remote Outdoor Unit-Air-Source) | HMH72B341 |  |  | XAHB30CXXN1+TXV | TM9Y060B12MP11 | 31800 | 17 | 8.1 | 33000 | 23200 | 70.3% | 1.96 | 0 | 9 |  |  |  |  | R-410A | 2.65 | Residential & Commercial | USHP
214649777 | Central HP <5.4 tons | CHAMPION HEATING AND COOLING | HRCU-A-CB (Split System: Heat Pump with Remote Outdoor Unit-Air-Source) | HH860E2S11 |  |  | CTU60D5XGS1+TXV | TM9V120D20MP12 | 44000 | 18 | 9 | 44500 | 33400 | 75.06% | 2 | 0 | 11.7 |  |  |  |  | R-454B | 3.6667 | Residential & Commercial | USHP | Ducted CEE Tier 1
214649911 | Central HP <5.4 tons | CHAMPION HEATING AND COOLING | HRCU-A-CB (Split System: Heat Pump with Remote Outdoor Unit-Air-Source) | HH860E2S11 |  |  | CTU60D5XGS1+TXV | TM9E120D20MP12 | 45000 | 17 | 9 | 47000 | 35000 | 74.47% | 2 | 0 | 11 |  |  |  |  | R-454B | 3.75 | Residential & Commercial | USHP | Ducted CEE Tier 1
214649827 | Central HP <5.4 tons | CHAMPION HEATING AND COOLING | HRCU-A-CB (Split System: Heat Pump with Remote Outdoor Unit-Air-Source) | HH860E2S11 |  |  | CTU60D5XGS1+TXV | TMLE130D20MP11 | 46000 | 18 | 9 | 47500 | 35200 | 74.11% | 2 | 0 | 11 |  |  |  |  | R-454B | 3.8333 | Residential & Commercial | USHP | Ducted CEE Tier 1
206790018 | Central HP <5.4 tons | BRYANT HEATING AND COOLING SYSTEMS | HRCU-A-CB (Split System: Heat Pump with Remote Outdoor Unit-Air-Source) | 284ANV024*0**B* |  |  | FE4AN(B,F)003L+UI | 0 | 23400 | 21 | 10.5 | 26400 | 19700 | 74.62% | 2.46 | 14.5 | 13.5 |  |  |  |  | R-410A | 1.95 | Residential & Commercial | USHP | Ducted CEE Tier 1
206790021 | Central HP <5.4 tons | BRYANT HEATING AND COOLING SYSTEMS | HRCU-A-CB (Split System: Heat Pump with Remote Outdoor Unit-Air-Source) | 284ANV024*0**B* |  |  | CAP**3617AL*+UI | 987MB42080C17*** | 23200 | 20 | 10 | 26800 | 20000 | 74.63% | 2.4 | 13 | 13 |  |  |  |  | R-410A | 1.9333 | Residential & Commercial | USHP | Ducted CEE Tier 1
211387158 | Central HP <5.4 tons | CHAMPION HEATING AND COOLING | HRCU-A-CB (Split System: Heat Pump with Remote Outdoor Unit-Air-Source) | HMH72B341 |  |  | XAFC36DXXN1+TXV | TM9Y060B12MP11 | 34000 | 17.5 | 8.1 | 34000 | 24200 | 71.18% | 2.04 | 0 | 9.5 |  |  |  |  | R-410A | 2.8333 | Residential & Commercial | USHP
211387408 | Central HP <5.4 tons | CHAMPION HEATING AND COOLING | HRCU-A-CB (Split System: Heat Pump with Remote Outdoor Unit-Air-Source) | HMH72B341 |  |  | XAHC36DXXN1+TXV | TM9V100C16MP12 | 33800 | 17 | 8.1 | 33400 | 23600 | 70.66% | 2.06 | 0 | 9.5 |  |  |  |  | R-410A | 2.8167 | Residential & Commercial | USHP
211386288 | Central HP <5.4 tons | CHAMPION HEATING AND COOLING | HRCU-A-CB (Split System: Heat Pump with Remote Outdoor Unit-Air-Source) | HMH72B341 |  |  | XAUC48FXXN1+TXV | TL9E080C16UH11 | 34000 | 16.5 | 8.5 | 32800 | 24200 | 73.78% | 2.08 | 0 | 9 |  |  |  |  | R-410A | 2.8333 | Residential & Commercial | USHP
211386507 | Central HP <5.4 tons | CHAMPION HEATING AND COOLING | HRCU-A-CB (Split System: Heat Pump with Remote Outdoor Unit-Air-Source) | HMH72B341 |  |  | XAHC48FXXN1+TXV | TL8E080C16UH11 | 33600 | 16.5 | 8.1 | 32600 | 24200 | 74.23% | 2.04 | 0 | 9 |  |  |  |  | R-410A | 2.8 | Residential & Commercial | USHP
211386623 | Central HP <5.4 tons | CHAMPION HEATING AND COOLING | HRCU-A-CB (Split System: Heat Pump with Remote Outdoor Unit-Air-Source) | HMH72B341 |  |  | XAFC48FXXN1+JMET12CS2N1+TXV | 0 | 34000 | 17.5 | 8.5 | 32600 | 23800 | 73.01% | 2.12 | 0 | 9.5 |  |  |  |  | R-410A | 2.8333 | Residential & Commercial | USHP
211386559 | Central HP <5.4 tons | CHAMPION HEATING AND COOLING | HRCU-A-CB (Split System: Heat Pump with Remote Outdoor Unit-Air-Source) | HMH72B341 |  |  | XAFC48FXXN1+TXV | TL8E080C16UH11 | 34000 | 16.5 | 8.5 | 33400 | 24600 | 73.65% | 2.08 | 0 | 9 |  |  |  |  | R-410A | 2.8333 | Residential & Commercial | USHP
211387091 | Central HP <5.4 tons | CHAMPION HEATING AND COOLING | HRCU-A-CB (Split System: Heat Pump with Remote Outdoor Unit-Air-Source) | HMH72B341 |  |  | XAHC36DBCN1 | TM9Y060B12MP11 | 33200 | 17.5 | 8.1 | 33400 | 23600 | 70.66% | 2 | 0 | 9.5 |  |  |  |  | R-410A | 2.7667 | Residential & Commercial | USHP
206790289 | Central HP <5.4 tons | BRYANT HEATING AND COOLING SYSTEMS | HRCU-A-CB (Split System: Heat Pump with Remote Outdoor Unit-Air-Source) | 284ANV036*0**B* |  |  | CAP**4221AL*+UI | 88*TA48090C17*** | 33200 | 20 | 9.5 | 35400 | 26400 | 74.58% | 2 | 12 | 12 |  |  |  |  | R-410A | 2.7667 | Residential & Commercial | USHP | Ducted CEE Tier 1
206790316 | Central HP <5.4 tons | BRYANT HEATING AND COOLING SYSTEMS | HRCU-A-CB (Split System: Heat Pump with Remote Outdoor Unit-Air-Source) | 284ANV036*0**B* |  |  | CAP**4821AL*+UI | 88*TA48070C17*** | 33600 | 19.5 | 9.5 | 35000 | 25800 | 73.71% | 2.02 | 12.5 | 11.7 |  |  |  |  | R-410A | 2.8 | Residential & Commercial | USHP | Ducted CEE Tier 1
206790350 | Central HP <5.4 tons | BRYANT HEATING AND COOLING SYSTEMS | HRCU-A-CB (Split System: Heat Pump with Remote Outdoor Unit-Air-Source) | 284ANV036*0**B* |  |  | CAP**6024AL*+UI | 987MB60060C21*** | 34000 | 19 | 9 | 34600 | 25400 | 73.41% | 2 | 12.5 | 12 |  |  |  |  | R-410A | 2.8333 | Residential & Commercial | USHP | Ducted CEE Tier 1
206790375 | Central HP <5.4 tons | BRYANT HEATING AND COOLING SYSTEMS | HRCU-A-CB (Split System: Heat Pump with Remote Outdoor Unit-Air-Source) | 284ANV036*0**B* |  |  | CNPV*4217AL*+UI | 88*TA48070C17*** | 33400 | 19.5 | 9 | 35400 | 26400 | 74.58% | 2 | 12.5 | 12 |  |  |  |  | R-410A | 2.7833 | Residential & Commercial | USHP | Ducted CEE Tier 1
206790423 | Central HP <5.4 tons | BRYANT HEATING AND COOLING SYSTEMS | HRCU-A-CB (Split System: Heat Pump with Remote Outdoor Unit-Air-Source) | 284ANV036*0**B* |  |  | CNPV*6024AL*+UI | 987MB66120C24*** | 34200 | 20 | 9 | 34800 | 25600 | 73.56% | 2.02 | 13 | 12.5 |  |  |  |  | R-410A | 2.85 | Residential & Commercial | USHP | Ducted CEE Tier 1
206790432 | Central HP <5.4 tons | BRYANT HEATING AND COOLING SYSTEMS | HRCU-A-CB (Split System: Heat Pump with Remote Outdoor Unit-Air-Source) | 284ANV036*0**B* |  |  | CSPH*3612AL*+UI | 986TC42060C17*** | 33400 | 17.5 | 9 | 35600 | 26400 | 74.16% | 2 | 12 | 11 |  |  |  |  | R-410A | 2.7833 | Residential & Commercial | USHP | Ducted CEE Tier 1
214651085 | Central HP <5.4 tons | CHAMPION HEATING AND COOLING | HRCU-A-CB (Split System: Heat Pump with Remote Outdoor Unit-Air-Source) | HH860E2S11 |  |  | CTU60D5XHS1+TXV | TM8E130D20MP11 | 54000 | 19 | 8.5 | 55000 | 38500 | 70% | 2 | 0 | 11.7 |  |  |  |  | R-454B | 4.5 | Residential & Commercial | USHP | Ducted CEE Tier 1
211793549 | Central HP <5.4 tons | KADEN | HRCU-A-CB (Split System: Heat Pump with Remote Outdoor Unit-Air-Source) | KO-UUS24HP-2AAMA |  |  | KI-UUS24AHP-2AAMA | 0 | 24000 | 17 | 9.2 | 26000 | 19400 | 74.62% | 2.1 | 11.3 | 10.5 |  |  |  |  | R-410A | 2 | Residential & Commercial | USHP | Ducted CEE Tier 1
213372197 | Central HP <5.4 tons | LPS Legacy | HRCU-A-C (Split System: Heat Pump with Remote Outdoor Unit with No Indoor Fan --Air Source) | DLCURAH24ABK |  |  | DLFULAH24XAX + CI | 0 | 24000 | 16.1 | 9.8 | 25000 | 20000 | 80% | 2 | 0 | 10.7 |  |  |  |  | R-410A | 2 | Residential & Commercial | USHP | Ducted CEE Tier 1
216634502 | Central HP <5.4 tons | ACIQ | HRCU-A-CB (Split System: Heat Pump with Remote Outdoor Unit-Air-Source) | H5H0V48*K*AAA* |  |  | ESH5X60M12A*+WALLCON | *96CTN0802120B* | 45500 | 16.5 | 8.5 | 48000 | 33800 | 70.42% | 2.06 | 0 | 9.5 |  |  |  |  | R-454B | 3.7917 | Residential & Commercial | USHP
216634543 | Central HP <5.4 tons | ACIQ | HRCU-A-CB (Split System: Heat Pump with Remote Outdoor Unit-Air-Source) | H5H0V48*K*AAA* |  |  | EVM5X61M24A*+WALLCON | *97CTN1002122A* | 48500 | 19.5 | 9.5 | 50000 | 36600 | 73.2% | 2.12 | 0 | 10.5 |  |  |  |  | R-454B | 4.0417 | Residential & Commercial | USHP | Ducted CEE Tier 1
216634554 | Central HP <5.4 tons | ACIQ | HRCU-A-CB (Split System: Heat Pump with Remote Outdoor Unit-Air-Source) | H5H0V48*K*AAA* |  |  | EVD5X48M24A*+WALLCON | *80CSU0802120B* | 47500 | 18.5 | 9 | 50000 | 36000 | 72% | 2.02 | 0 | 10 |  |  |  |  | R-454B | 3.9583 | Residential & Commercial | USHP | Ducted CEE Tier 1
214574746 | Central HP <5.4 tons | KENMORE | HRCU-A-CB (Split System: Heat Pump with Remote Outdoor Unit-Air-Source) | (C,H,T)VH837GKA2* |  |  | EN(A,D,W)4X60L24**+WALLCON | *96CTN0802120B* | 32800 | 19 | 8.5 | 32200 | 24600 | 76.4% | 1.98 | 0 | 12 |  |  |  |  | R-410A | 2.7333 | Residential & Commercial | USHP | Ducted CEE Tier 1
214573206 | Central HP <5.4 tons | KENMORE | HRCU-A-CB (Split System: Heat Pump with Remote Outdoor Unit-Air-Source) | (C,H,T)VH837GKA** |  |  | EHD4X48AAL+WALLCON | *95CSU0802120B* | 32600 | 17.5 | 8.5 | 32800 | 25000 | 76.22% | 1.98 | 0 | 11 |  |  |  |  | R-410A | 2.7167 | Residential & Commercial | USHP | Ducted CEE Tier 1
214572856 | Central HP <5.4 tons | KENMORE | HRCU-A-CB (Split System: Heat Pump with Remote Outdoor Unit-Air-Source) | (C,H,T)VH837GKA** |  |  | EA*4X48L24A*+WALLCON | *95CSU1002122B* | 32400 | 17.5 | 8.5 | 32200 | 24800 | 77.02% | 2 | 0 | 11.5 |  |  |  |  | R-410A | 2.7 | Residential & Commercial | USHP | Ducted CEE Tier 1
214574596 | Central HP <5.4 tons | KENMORE | HRCU-A-CB (Split System: Heat Pump with Remote Outdoor Unit-Air-Source) | (C,H,T)VH837GKA2* |  |  | EN(A,D,W)4X48L21**+WALLCON | *95CSU1002122B* | 32400 | 17.5 | 8.5 | 32600 | 24800 | 76.07% | 1.98 | 0 | 11.5 |  |  |  |  | R-410A | 2.7 | Residential & Commercial | USHP | Ducted CEE Tier 1
214574026 | Central HP <5.4 tons | KENMORE | HRCU-A-CB (Split System: Heat Pump with Remote Outdoor Unit-Air-Source) | (C,H,T)VH837GKA2* |  |  | EA*4X48L24A*+WALLCON | *96CTN0802120B* | 32400 | 17.5 | 8.5 | 32200 | 24800 | 77.02% | 2 | 0 | 11.5 |  |  |  |  | R-410A | 2.7 | Residential & Commercial | USHP | Ducted CEE Tier 1
216738758 | Central HP <5.4 tons | KEEPRITE | HRCU-A-CB (Split System: Heat Pump with Remote Outdoor Unit-Air-Source) | D5CUHAH24AAK |  |  | ESH5X36M12A* | *96CTN0601714B* | 22800 | 16 | 8.1 | 20800 | 18500 | 88.94% | 1.85 | 0 | 10.5 |  |  |  |  | R-454B | 1.9 | Residential & Commercial | USHP | Ducted CEE Tier 1
216738124 | Central HP <5.4 tons | KEEPRITE | HRCU-A-CB (Split System: Heat Pump with Remote Outdoor Unit-Air-Source) | D5CUHAH24AAK |  |  | ESH5X36M12A* | *80MS(N,L)1352420A* | 23200 | 15.2 | 8.1 | 21200 | 18700 | 88.21% | 1.9 | 0 | 11 |  |  |  |  | R-454B | 1.9333 | Residential & Commercial | USHP | Ducted CEE Tier 1
213781432 | Central HP <5.4 tons | KEEPRITE | HRCU-A-CB (Split System: Heat Pump with Remote Outdoor Unit-Air-Source) | CVH837GKA2* |  |  | EA*4X48L24A*+WALLCON | *97CMN1002122B* | 32400 | 17 | 8.5 | 32200 | 24800 | 77.02% | 1.98 | 0 | 11 |  |  |  |  | R-410A | 2.7 | Residential & Commercial | USHP | Ducted CEE Tier 1
213781482 | Central HP <5.4 tons | KEEPRITE | HRCU-A-CB (Split System: Heat Pump with Remote Outdoor Unit-Air-Source) | CVH837GKA2* |  |  | EA*4X60L24A*+WALLCON | *80CTL1102120B* | 32800 | 17.5 | 8.1 | 31800 | 24600 | 77.36% | 1.98 | 0 | 11.5 |  |  |  |  | R-410A | 2.7333 | Residential & Commercial | USHP | Ducted CEE Tier 1
216634470 | Central HP <5.4 tons | ACIQ | HRCU-A-CB (Split System: Heat Pump with Remote Outdoor Unit-Air-Source) | H5H0V48*K*AAA* |  |  | EA*5X48M21A*+WALLCON | *97CTN0801716A* | 44000 | 17 | 9 | 49000 | 34600 | 70.61% | 2.04 | 0 | 9 |  |  |  |  | R-454B | 3.6667 | Residential & Commercial | USHP
216634477 | Central HP <5.4 tons | ACIQ | HRCU-A-CB (Split System: Heat Pump with Remote Outdoor Unit-Air-Source) | H5H0V48*K*AAA* |  |  | EA*5X60M24A*+WALLCON | *97CTN1002122A* | 45000 | 18 | 9 | 47500 | 33600 | 70.74% | 2.06 | 0 | 10 |  |  |  |  | R-454B | 3.75 | Residential & Commercial | USHP | Ducted CEE Tier 1
216634484 | Central HP <5.4 tons | ACIQ | HRCU-A-CB (Split System: Heat Pump with Remote Outdoor Unit-Air-Source) | H5H0V48*K*AAA* |  |  | EA*5X61M21A*+WALLCON | *97CTN0801716A* | 45500 | 17.5 | 9 | 48000 | 34200 | 71.25% | 2.06 | 0 | 9.5 |  |  |  |  | R-454B | 3.7917 | Residential & Commercial | USHP
216634486 | Central HP <5.4 tons | ACIQ | HRCU-A-CB (Split System: Heat Pump with Remote Outdoor Unit-Air-Source) | H5H0V48*K*AAA* |  |  | EA*5X61M21A*+WALLCON | *97CTN1002122A* | 46000 | 18 | 9 | 47500 | 33800 | 71.16% | 2.08 | 0 | 10 |  |  |  |  | R-454B | 3.8333 | Residential & Commercial | USHP | Ducted CEE Tier 1
214809170 | Central HP <5.4 tons | CHAMPION HEATING AND COOLING | HRCU-A-CB (Split System: Heat Pump with Remote Outdoor Unit-Air-Source) | HH860E2S11 |  |  | CTU60C5XGS1+TXV | TM8Y120C20MP11 | 44500 | 18 | 9 | 45000 | 33800 | 75.11% | 2 | 0 | 11.7 |  |  |  |  | R-454B | 3.7083 | Residential & Commercial | USHP | Ducted CEE Tier 1
214809155 | Central HP <5.4 tons | CHAMPION HEATING AND COOLING | HRCU-A-CB (Split System: Heat Pump with Remote Outdoor Unit-Air-Source) | HH860E2S11 |  |  | CTU60D5XGS1+JMC20D2SN1+TXV | 0 | 46000 | 19 | 9.5 | 46000 | 34000 | 73.91% | 2 | 0 | 12 |  |  |  |  | R-454B | 3.8333 | Residential & Commercial | USHP | Ducted CEE Tier 1
216681837 | Central HP <5.4 tons | KEEPRITE | HRCU-A-CB (Split System: Heat Pump with Remote Outdoor Unit-Air-Source) | DLCURAH36ABK |  |  | EHD4X36AAL | *97VTN1002120A* | 35600 | 15.5 | 8.5 | 38500 | 34600 | 89.87% | 1.78 | 0 | 9.8 |  |  |  |  | R-410A | 2.9667 | Residential & Commercial | USHP
216683190 | Central HP <5.4 tons | KEEPRITE | HRCU-A-CB (Split System: Heat Pump with Remote Outdoor Unit-Air-Source) | DLCURAH36ABK |  |  | EA*4X48L24A* | *97VTN1202422A* | 35600 | 16 | 8.5 | 37400 | 34200 | 91.44% | 1.96 | 0 | 10 |  |  |  |  | R-410A | 2.9667 | Residential & Commercial | USHP | Ducted CEE Tier 1
214573256 | Central HP <5.4 tons | KENMORE | HRCU-A-CB (Split System: Heat Pump with Remote Outdoor Unit-Air-Source) | (C,H,T)VH837GKA** |  |  | EHD4X60AAL+WALLCON | *80CTL0702120B* | 33000 | 17 | 8.5 | 32200 | 25000 | 77.64% | 2 | 0 | 11 |  |  |  |  | R-410A | 2.75 | Residential & Commercial | USHP | Ducted CEE Tier 1
216634527 | Central HP <5.4 tons | ACIQ | HRCU-A-CB (Split System: Heat Pump with Remote Outdoor Unit-Air-Source) | H5H0V48*K*AAA* |  |  | EVM5X60M21A*+WALLCON | *80CSU0601716B* | 48000 | 18.5 | 9 | 50000 | 36800 | 73.6% | 2 | 0 | 10 |  |  |  |  | R-454B | 4 | Residential & Commercial | USHP | Ducted CEE Tier 1
214807789 | Central HP <5.4 tons | CHAMPION HEATING AND COOLING | HRCU-A-CB (Split System: Heat Pump with Remote Outdoor Unit-Air-Source) | HH836E2S11 |  |  | CTU48C5XFS1+JMC17C2SN1+TXV | 0 | 34400 | 19 | 9 | 32000 | 25200 | 78.75% | 2 | 0 | 11.7 |  |  |  |  | R-454B | 2.8667 | Residential & Commercial | USHP | Ducted CEE Tier 1
214396793 | Central HP <5.4 tons | CHAMPION HEATING AND COOLING | HRCU-A-CB (Split System: Heat Pump with Remote Outdoor Unit-Air-Source) | HH836E2S11 |  |  | CTM36C5CDS1 | TM8Y080C16MP11 | 33600 | 18 | 8.5 | 31400 | 25200 | 80.25% | 2 | 0 | 11 |  |  |  |  | R-454B | 2.8 | Residential & Commercial | USHP | Ducted CEE Tier 1
214807839 | Central HP <5.4 tons | CHAMPION HEATING AND COOLING | HRCU-A-CB (Split System: Heat Pump with Remote Outdoor Unit-Air-Source) | HH860E2S11 |  |  | CTU60D5XHS1+JMVT20DC2N1+TXV | 0 | 54500 | 19 | 9 | 53500 | 38500 | 71.96% | 2 | 0 | 12 |  |  |  |  | R-454B | 4.5417 | Residential & Commercial | USHP | Ducted CEE Tier 1
214396627 | Central HP <5.4 tons | CHAMPION HEATING AND COOLING | HRCU-A-CB (Split System: Heat Pump with Remote Outdoor Unit-Air-Source) | HH860E2S11 |  |  | CTF60D5CGS1 | TMLE130D20MP11 | 46000 | 18 | 9 | 47500 | 35200 | 74.11% | 2 | 0 | 11 |  |  |  |  | R-454B | 3.8333 | Residential & Commercial | USHP | Ducted CEE Tier 1
214396245 | Central HP <5.4 tons | CHAMPION HEATING AND COOLING | HRCU-A-CB (Split System: Heat Pump with Remote Outdoor Unit-Air-Source) | HH824E2S11 |  |  | CTF36B5ADS1 | TMLE100B12MP11 | 23000 | 18 | 9.5 | 23000 | 18900 | 82.17% | 2 | 0 | 12 |  |  |  |  | R-454B | 1.9167 | Residential & Commercial | USHP | Ducted CEE Tier 1
214609100 | Central HP <5.4 tons | CHAMPION HEATING AND COOLING | HRCU-A-CB (Split System: Heat Pump with Remote Outdoor Unit-Air-Source) | HH824E2S11 |  |  | CTF36B5ADS1 | Z9ES060B12SMPS1 | 23000 | 17 | 9.5 | 23000 | 18700 | 81.3% | 2 | 0 | 12 |  |  |  |  | R-454B | 1.9167 | Residential & Commercial | USHP | Ducted CEE Tier 1
213781702 | Central HP <5.4 tons | KEEPRITE | HRCU-A-CB (Split System: Heat Pump with Remote Outdoor Unit-Air-Source) | CVH837GKA2* |  |  | EA*4X61L24A*+WALLCON | *97CMN1202422B* | 33200 | 17.5 | 8.5 | 32000 | 24800 | 77.5% | 1.98 | 0 | 11.7 |  |  |  |  | R-410A | 2.7667 | Residential & Commercial | USHP | Ducted CEE Tier 1
215866616 | Central HP <5.4 tons | KADEN | HRCU-A-CB (Split System: Heat Pump with Remote Outdoor Unit-Air-Source) | KOB-HH-UUX18HP-2AAMA |  |  | KIB-UUX18AH-2AAMA | 0 | 18000 | 19 | 9.7 | 19000 | 18000 | 94.74% | 2 | 0 | 12.5 |  |  |  |  | R-454B | 1.5 | Residential & Commercial | USHP | Ducted CEE Tier 1
216634609 | Central HP <5.4 tons | ACIQ | HRCU-A-CB (Split System: Heat Pump with Remote Outdoor Unit-Air-Source) | H5H0V60*K*AAA* |  |  | ESH5X60M12A*+WALLCON | *80CSU0601716B* | 54500 | 17 | 8.5 | 58500 | 41000 | 70.09% | 1.92 | 0 | 9 |  |  |  |  | R-454B | 4.5417 | Residential & Commercial | USHP
214651393 | Central HP <5.4 tons | CHAMPION HEATING AND COOLING | HRCU-A-CB (Split System: Heat Pump with Remote Outdoor Unit-Air-Source) | HH824E2S11 |  |  | CTU36B5XDS1+TXV | TM9Y080B12MP11 | 23000 | 18 | 9.5 | 23000 | 18600 | 80.87% | 2 | 0 | 12 |  |  |  |  | R-454B | 1.9167 | Residential & Commercial | USHP | Ducted CEE Tier 1
216010733 | Central HP <5.4 tons | CHAMPION HEATING AND COOLING | HRCU-A-CB (Split System: Heat Pump with Remote Outdoor Unit-Air-Source) | HH824E2S11 |  |  | CTM36B5ADS1+JMC12B2SN1 | 0 | 23000 | 18 | 9.5 | 23000 | 18600 | 80.87% | 2 | 0 | 12 |  |  |  |  | R-454B | 1.9167 | Residential & Commercial | USHP | Ducted CEE Tier 1
214594987 | Central HP <5.4 tons | CHAMPION HEATING AND COOLING | HRCU-A-CB (Split System: Heat Pump with Remote Outdoor Unit-Air-Source) | HH836E2S11 |  |  | CTF36C5CDS1 | Z8ES120C20SMPS1 | 34400 | 18 | 8.5 | 32000 | 26200 | 81.88% | 2 | 0 | 11 |  |  |  |  | R-454B | 2.8667 | Residential & Commercial | USHP | Ducted CEE Tier 1
216010738 | Central HP <5.4 tons | CHAMPION HEATING AND COOLING | HRCU-A-CB (Split System: Heat Pump with Remote Outdoor Unit-Air-Source) | HH824E2S11 |  |  | CTM36B5ADS1+JME12B2SN1 | 0 | 23000 | 19 | 9.5 | 23000 | 18400 | 80% | 2 | 0 | 12 |  |  |  |  | R-454B | 1.9167 | Residential & Commercial | USHP | Ducted CEE Tier 1
213265617 | Central HP <5.4 tons | KADEN | HRCU-A-CB (Split System: Heat Pump with Remote Outdoor Unit-Air-Source) | KO-UUX24HP-2AAMA |  |  | KI-UUX24AH-2AAMA | 0 | 24000 | 17 | 9.2 | 26000 | 19400 | 74.62% | 2.1 | 11.3 | 10.5 |  |  |  |  | R-410A | 2 | Residential & Commercial | USHP | Ducted CEE Tier 1
213782182 | Central HP <5.4 tons | KEEPRITE | HRCU-A-CB (Split System: Heat Pump with Remote Outdoor Unit-Air-Source) | CVH837GKA2* |  |  | EHD4X48AAL+WALLCON | *96CTN0801714B* | 32600 | 16.5 | 8.1 | 33000 | 25000 | 75.76% | 1.94 | 0 | 11 |  |  |  |  | R-410A | 2.7167 | Residential & Commercial | USHP | Ducted CEE Tier 1
216633774 | Central HP <5.4 tons | ACIQ | HRCU-A-CB (Split System: Heat Pump with Remote Outdoor Unit-Air-Source) | H5H0V48*K*AAA* |  |  | EA*5X48M21A*+WALLCON | *95CSU0601716B* | 44000 | 17 | 9 | 49000 | 34600 | 70.61% | 2.04 | 0 | 9 |  |  |  |  | R-454B | 3.6667 | Residential & Commercial | USHP
216633785 | Central HP <5.4 tons | ACIQ | HRCU-A-CB (Split System: Heat Pump with Remote Outdoor Unit-Air-Source) | H5H0V48*K*AAA* |  |  | EA*5X60M24A*+WALLCON | *80CTL0902120B* | 45000 | 18 | 9 | 47500 | 33400 | 70.32% | 2.08 | 0 | 10 |  |  |  |  | R-454B | 3.75 | Residential & Commercial | USHP | Ducted CEE Tier 1
216633792 | Central HP <5.4 tons | ACIQ | HRCU-A-CB (Split System: Heat Pump with Remote Outdoor Unit-Air-Source) | H5H0V48*K*AAA* |  |  | EA*5X60M24A*+WALLCON | *97CMN1002122B* | 45000 | 18 | 9 | 47500 | 33600 | 70.74% | 2.06 | 0 | 10 |  |  |  |  | R-454B | 3.75 | Residential & Commercial | USHP | Ducted CEE Tier 1
214398387 | Central HP <5.4 tons | CHAMPION HEATING AND COOLING | HRCU-A-CB (Split System: Heat Pump with Remote Outdoor Unit-Air-Source) | HH824E2S11 |  |  | CTF30B5ACS1 | TM8E100B12MP11 | 23000 | 17 | 9.5 | 23000 | 18400 | 80% | 2 | 0 | 12 |  |  |  |  | R-454B | 1.9167 | Residential & Commercial | USHP | Ducted CEE Tier 1
214398050 | Central HP <5.4 tons | CHAMPION HEATING AND COOLING | HRCU-A-CB (Split System: Heat Pump with Remote Outdoor Unit-Air-Source) | HH860E2S11 |  |  | CTM60C5CHS1 | TPLC100C20MP13 | 53500 | 19 | 9 | 54000 | 39000 | 72.22% | 2 | 0 | 11 |  |  |  |  | R-454B | 4.4583 | Residential & Commercial | USHP | Ducted CEE Tier 1
214398689 | Central HP <5.4 tons | CHAMPION HEATING AND COOLING | HRCU-A-CB (Split System: Heat Pump with Remote Outdoor Unit-Air-Source) | HH860E2S11 |  |  | CTF60C5CGS1 | TMLE100C20MP11 | 44500 | 17 | 9 | 45000 | 33800 | 75.11% | 2 | 0 | 11.7 |  |  |  |  | R-454B | 3.7083 | Residential & Commercial | USHP | Ducted CEE Tier 1
211391569 | Central HP <5.4 tons | CHAMPION HEATING AND COOLING | HRCU-A-CB (Split System: Heat Pump with Remote Outdoor Unit-Air-Source) | HMH72B341 |  |  | XAFC30CXXN1+TXV | TMLE100C16MP11 | 33000 | 18 | 8.5 | 33000 | 23200 | 70.3% | 2.04 | 0 | 10 |  |  |  |  | R-410A | 2.75 | Residential & Commercial | USHP | Ducted CEE Tier 1
211391824 | Central HP <5.4 tons | CHAMPION HEATING AND COOLING | HRCU-A-CB (Split System: Heat Pump with Remote Outdoor Unit-Air-Source) | HMH72B341 |  |  | XAFB36DXXN1+TXV | TM8E100B12MP11 | 34000 | 18 | 8.1 | 33800 | 23800 | 70.41% | 2.06 | 0 | 10 |  |  |  |  | R-410A | 2.8333 | Residential & Commercial | USHP | Ducted CEE Tier 1
211391867 | Central HP <5.4 tons | CHAMPION HEATING AND COOLING | HRCU-A-CB (Split System: Heat Pump with Remote Outdoor Unit-Air-Source) | HMH72B341 |  |  | XAUB36DXXN1+TXV | TM8E100B12MP11 | 34000 | 18 | 8.1 | 33800 | 23800 | 70.41% | 2.06 | 0 | 10 |  |  |  |  | R-410A | 2.8333 | Residential & Commercial | USHP | Ducted CEE Tier 1
211392017 | Central HP <5.4 tons | CHAMPION HEATING AND COOLING | HRCU-A-CB (Split System: Heat Pump with Remote Outdoor Unit-Air-Source) | HMH72B341 |  |  | XAHC36DBCN1 | TMLE080C16MP11 | 33600 | 17.5 | 8.1 | 32800 | 23200 | 70.73% | 2.04 | 0 | 10 |  |  |  |  | R-410A | 2.8 | Residential & Commercial | USHP | Ducted CEE Tier 1
211392253 | Central HP <5.4 tons | CHAMPION HEATING AND COOLING | HRCU-A-CB (Split System: Heat Pump with Remote Outdoor Unit-Air-Source) | HMH72B341 |  |  | XAHB36DBCN1 | TM8E080B12MP11 | 33200 | 17 | 8.1 | 33200 | 23400 | 70.48% | 2 | 0 | 9.5 |  |  |  |  | R-410A | 2.7667 | Residential & Commercial | USHP
211392403 | Central HP <5.4 tons | CHAMPION HEATING AND COOLING | HRCU-A-CB (Split System: Heat Pump with Remote Outdoor Unit-Air-Source) | HMH72B341 |  |  | XAFB36DXXN1+TXV | TMLE080B12MP11 | 34000 | 18 | 8.1 | 34000 | 24400 | 71.76% | 2.06 | 0 | 9.5 |  |  |  |  | R-410A | 2.8333 | Residential & Commercial | USHP
211392610 | Central HP <5.4 tons | CHAMPION HEATING AND COOLING | HRCU-A-CB (Split System: Heat Pump with Remote Outdoor Unit-Air-Source) | HMH72B341 |  |  | XAFB36DXXN1+TXV | TM8E060A12MP11 | 34000 | 18 | 8.1 | 33800 | 23800 | 70.41% | 2.06 | 0 | 10 |  |  |  |  | R-410A | 2.8333 | Residential & Commercial | USHP | Ducted CEE Tier 1
214573276 | Central HP <5.4 tons | KENMORE | HRCU-A-CB (Split System: Heat Pump with Remote Outdoor Unit-Air-Source) | (C,H,T)VH837GKA** |  |  | EHD4X60AAL+WALLCON | *95CSU1002122B* | 33000 | 18 | 8.5 | 32000 | 24800 | 77.5% | 2.02 | 0 | 11.5 |  |  |  |  | R-410A | 2.75 | Residential & Commercial | USHP | Ducted CEE Tier 1
214574496 | Central HP <5.4 tons | KENMORE | HRCU-A-CB (Split System: Heat Pump with Remote Outdoor Unit-Air-Source) | (C,H,T)VH837GKA2* |  |  | EN(A,D)4X36L21**+WALLCON | *97CMN0802120B* | 31400 | 17 | 8.1 | 33200 | 24200 | 72.89% | 1.82 | 0 | 11 |  |  |  |  | R-410A | 2.6167 | Residential & Commercial | USHP | Ducted CEE Tier 1
214574076 | Central HP <5.4 tons | KENMORE | HRCU-A-CB (Split System: Heat Pump with Remote Outdoor Unit-Air-Source) | (C,H,T)VH837GKA2* |  |  | EA*4X60L24A*+WALLCON | *97CMN0802120B* | 32800 | 17.5 | 8.5 | 31600 | 24800 | 78.48% | 2 | 0 | 11.5 |  |  |  |  | R-410A | 2.7333 | Residential & Commercial | USHP | Ducted CEE Tier 1
214573406 | Central HP <5.4 tons | KENMORE | HRCU-A-CB (Split System: Heat Pump with Remote Outdoor Unit-Air-Source) | (C,H,T)VH837GKA** |  |  | EN(A,D,W)4X42L21**+WALLCON | *97CMN0602120B* | 31600 | 16.5 | 8.1 | 33200 | 24600 | 74.1% | 1.86 | 0 | 11 |  |  |  |  | R-410A | 2.6333 | Residential & Commercial | USHP | Ducted CEE Tier 1
214573456 | Central HP <5.4 tons | KENMORE | HRCU-A-CB (Split System: Heat Pump with Remote Outdoor Unit-Air-Source) | (C,H,T)VH837GKA** |  |  | EN(A,D,W)4X48L21**+WALLCON | *95CSU1002122B* | 32400 | 17.5 | 8.5 | 32600 | 24800 | 76.07% | 1.98 | 0 | 11.5 |  |  |  |  | R-410A | 2.7 | Residential & Commercial | USHP | Ducted CEE Tier 1
214573006 | Central HP <5.4 tons | KENMORE | HRCU-A-CB (Split System: Heat Pump with Remote Outdoor Unit-Air-Source) | (C,H,T)VH837GKA** |  |  | EA*4X61L21A*+WALLCON | *96CTN0802120B* | 33200 | 18.5 | 8.5 | 31800 | 24800 | 77.99% | 2 | 0 | 11.5 |  |  |  |  | R-410A | 2.7667 | Residential & Commercial | USHP | Ducted CEE Tier 1
214572706 | Central HP <5.4 tons | KENMORE | HRCU-A-CB (Split System: Heat Pump with Remote Outdoor Unit-Air-Source) | (C,H,T)VH837GKA** |  |  | EA*4X42L24A*+WALLCON | *96CTN0802120B* | 31800 | 17.5 | 8.5 | 32800 | 24400 | 74.39% | 1.9 | 0 | 11 |  |  |  |  | R-410A | 2.65 | Residential & Commercial | USHP | Ducted CEE Tier 1
206790500 | Central HP <5.4 tons | BRYANT HEATING AND COOLING SYSTEMS | HRCU-A-CB (Split System: Heat Pump with Remote Outdoor Unit-Air-Source) | 284ANV036*0**B* |  |  | CAP**4221AL*+UI | 83*CA60100C21*** | 33000 | 19 | 9 | 35600 | 26600 | 74.72% | 1.98 | 12 | 11.7 |  |  |  |  | R-410A | 2.75 | Residential & Commercial | USHP | Ducted CEE Tier 1
206790516 | Central HP <5.4 tons | BRYANT HEATING AND COOLING SYSTEMS | HRCU-A-CB (Split System: Heat Pump with Remote Outdoor Unit-Air-Source) | 284ANV036*0**B* |  |  | CNPV*4221AL*+UI | 83*CA60100C21*** | 33000 | 18.5 | 9 | 35400 | 26600 | 75.14% | 1.98 | 12.5 | 11.7 |  |  |  |  | R-410A | 2.75 | Residential & Commercial | USHP | Ducted CEE Tier 1
206790559 | Central HP <5.4 tons | BRYANT HEATING AND COOLING SYSTEMS | HRCU-A-CB (Split System: Heat Pump with Remote Outdoor Unit-Air-Source) | 284ANV036*0**B* |  |  | CSPH*4812AL*+UI | 935CA60080C21*** | 34200 | 19 | 9 | 35000 | 25800 | 73.71% | 2.04 | 12.5 | 12 |  |  |  |  | R-410A | 2.85 | Residential & Commercial | USHP | Ducted CEE Tier 1
216634511 | Central HP <5.4 tons | ACIQ | HRCU-A-CB (Split System: Heat Pump with Remote Outdoor Unit-Air-Source) | H5H0V48*K*AAA* |  |  | EVM5X48M21A*+WALLCON | *80CSU0401712B* | 47000 | 18 | 9 | 50000 | 36400 | 72.8% | 2 | 0 | 9.5 |  |  |  |  | R-454B | 3.9167 | Residential & Commercial | USHP
216634520 | Central HP <5.4 tons | ACIQ | HRCU-A-CB (Split System: Heat Pump with Remote Outdoor Unit-Air-Source) | H5H0V48*K*AAA* |  |  | EVM5X49M21A*+WALLCON | *80CSU0802120B* | 48500 | 19 | 9 | 50000 | 36400 | 72.8% | 2.12 | 0 | 10 |  |  |  |  | R-454B | 4.0417 | Residential & Commercial | USHP | Ducted CEE Tier 1
216634525 | Central HP <5.4 tons | ACIQ | HRCU-A-CB (Split System: Heat Pump with Remote Outdoor Unit-Air-Source) | H5H0V48*K*AAA* |  |  | EVM5X60M21A*+WALLCON | *96CTN0802120B* | 48000 | 19 | 9 | 50000 | 36800 | 73.6% | 2 | 0 | 10 |  |  |  |  | R-454B | 4 | Residential & Commercial | USHP | Ducted CEE Tier 1
216634529 | Central HP <5.4 tons | ACIQ | HRCU-A-CB (Split System: Heat Pump with Remote Outdoor Unit-Air-Source) | H5H0V48*K*AAA* |  |  | EVM5X60M21A*+WALLCON | *80CSU1002120B* | 48000 | 18.5 | 9 | 50000 | 36600 | 73.2% | 2 | 0 | 10 |  |  |  |  | R-454B | 4 | Residential & Commercial | USHP | Ducted CEE Tier 1
214396218 | Central HP <5.4 tons | CHAMPION HEATING AND COOLING | HRCU-A-CB (Split System: Heat Pump with Remote Outdoor Unit-Air-Source) | HH824E2S11 |  |  | JHE30B5AD2SS1 | 0 | 23000 | 19 | 9 | 22800 | 17400 | 76.32% | 2 | 0 | 12 |  |  |  |  | R-454B | 1.9167 | Residential & Commercial | USHP | Ducted CEE Tier 1
214396270 | Central HP <5.4 tons | CHAMPION HEATING AND COOLING | HRCU-A-CB (Split System: Heat Pump with Remote Outdoor Unit-Air-Source) | HH824E2S11 |  |  | CTM30B5ACS1 | TM9V080B12MP12 | 23000 | 17 | 9.5 | 23000 | 17800 | 77.39% | 2 | 0 | 12 |  |  |  |  | R-454B | 1.9167 | Residential & Commercial | USHP | Ducted CEE Tier 1
206136185 | Central HP <5.4 tons | BRYANT HEATING AND COOLING SYSTEMS | HRCU-A-CB (Split System: Heat Pump with Remote Outdoor Unit-Air-Source) | 288BNV037*0**A* |  |  | CAP**4824AL*+UI | 935CA60080C21*** | 32400 | 17.5 | 8.5 | 32400 | 24800 | 76.54% | 2 | 12 | 11.5 |  |  |  |  | R-410A | 2.7 | Residential & Commercial | USHP | Ducted CEE Tier 1
216633771 | Central HP <5.4 tons | ACIQ | HRCU-A-CB (Split System: Heat Pump with Remote Outdoor Unit-Air-Source) | H5H0V48*K*AAA* |  |  | EA*5X48M21A*+WALLCON | *80CTL0901716B* | 44000 | 17.5 | 9 | 48500 | 34200 | 70.52% | 2.06 | 0 | 9.5 |  |  |  |  | R-454B | 3.6667 | Residential & Commercial | USHP
216633806 | Central HP <5.4 tons | ACIQ | HRCU-A-CB (Split System: Heat Pump with Remote Outdoor Unit-Air-Source) | H5H0V48*K*AAA* |  |  | EA*5X61M21A*+WALLCON | *95CSU1002122B* | 46000 | 18 | 9 | 48000 | 33600 | 70% | 2.08 | 0 | 10 |  |  |  |  | R-454B | 3.8333 | Residential & Commercial | USHP | Ducted CEE Tier 1
216633819 | Central HP <5.4 tons | ACIQ | HRCU-A-CB (Split System: Heat Pump with Remote Outdoor Unit-Air-Source) | H5H0V48*K*AAA* |  |  | EA*5X61M24A*+WALLCON | *95CSU1002122B* | 46000 | 18 | 9 | 47500 | 33600 | 70.74% | 2.08 | 0 | 10 |  |  |  |  | R-454B | 3.8333 | Residential & Commercial | USHP | Ducted CEE Tier 1
216633905 | Central HP <5.4 tons | ACIQ | HRCU-A-CB (Split System: Heat Pump with Remote Outdoor Unit-Air-Source) | H5H0V48*K*AAA* |  |  | EVM5X60M21A*+WALLCON | *80CTL0451712B* | 47500 | 18 | 9 | 50000 | 37600 | 75.2% | 1.98 | 0 | 9.5 |  |  |  |  | R-454B | 3.9583 | Residential & Commercial | USHP
216633936 | Central HP <5.4 tons | ACIQ | HRCU-A-CB (Split System: Heat Pump with Remote Outdoor Unit-Air-Source) | H5H0V48*K*AAA* |  |  | EVM5X61M24A*+WALLCON | *80CTL1352422B* | 48500 | 19.5 | 9.5 | 50000 | 36600 | 73.2% | 2.1 | 0 | 10.5 |  |  |  |  | R-454B | 4.0417 | Residential & Commercial | USHP | Ducted CEE Tier 1
206790532 | Central HP <5.4 tons | BRYANT HEATING AND COOLING SYSTEMS | HRCU-A-CB (Split System: Heat Pump with Remote Outdoor Unit-Air-Source) | 284ANV036*0**B* |  |  | CAP**3721AL*+UI | 935CA60080C21*** | 34400 | 19.5 | 9.5 | 35000 | 25600 | 73.14% | 2.06 | 12.5 | 12.5 |  |  |  |  | R-410A | 2.8667 | Residential & Commercial | USHP | Ducted CEE Tier 1
206790541 | Central HP <5.4 tons | BRYANT HEATING AND COOLING SYSTEMS | HRCU-A-CB (Split System: Heat Pump with Remote Outdoor Unit-Air-Source) | 284ANV036*0**B* |  |  | CAP**4321AL*+UI | 935CA66100C21*** | 34600 | 19.5 | 9.5 | 35000 | 25600 | 73.14% | 2.06 | 13 | 12.5 |  |  |  |  | R-410A | 2.8833 | Residential & Commercial | USHP | Ducted CEE Tier 1
206790568 | Central HP <5.4 tons | BRYANT HEATING AND COOLING SYSTEMS | HRCU-A-CB (Split System: Heat Pump with Remote Outdoor Unit-Air-Source) | 284ANV036*0**B* |  |  | CSPH*4212AL*+UI | 88*TA36045C17*** | 33600 | 18 | 9 | 35600 | 26200 | 73.6% | 2 | 12 | 11 |  |  |  |  | R-410A | 2.8 | Residential & Commercial | USHP | Ducted CEE Tier 1
216633978 | Central HP <5.4 tons | ACIQ | HRCU-A-CB (Split System: Heat Pump with Remote Outdoor Unit-Air-Source) | H5H0V48*K*AAA* |  |  | EVD5X60M21A*+WALLCON | *80CSU1002120A* | 48000 | 18.5 | 9 | 50000 | 36800 | 73.6% | 2 | 0 | 10 |  |  |  |  | R-454B | 4 | Residential & Commercial | USHP | Ducted CEE Tier 1
216633795 | Central HP <5.4 tons | ACIQ | HRCU-A-CB (Split System: Heat Pump with Remote Outdoor Unit-Air-Source) | H5H0V48*K*AAA* |  |  | EA*5X60M24A*+WALLCON | *96CTN1202422B* | 45000 | 18 | 9 | 47500 | 33600 | 70.74% | 2.06 | 0 | 10 |  |  |  |  | R-454B | 3.75 | Residential & Commercial | USHP | Ducted CEE Tier 1
214651038 | Central HP <5.4 tons | CHAMPION HEATING AND COOLING | HRCU-A-CB (Split System: Heat Pump with Remote Outdoor Unit-Air-Source) | HH860E2S11 |  |  | CTU60D5XHS1+TXV | Z9ES120D20SMPS1 | 53500 | 19 | 8.5 | 53500 | 38500 | 71.96% | 2 | 0 | 11.7 |  |  |  |  | R-454B | 4.4583 | Residential & Commercial | USHP | Ducted CEE Tier 1
214651572 | Central HP <5.4 tons | CHAMPION HEATING AND COOLING | HRCU-A-CB (Split System: Heat Pump with Remote Outdoor Unit-Air-Source) | HH824E2S11 |  |  | CTU30B5XCS1+TXV | TM8Y080B12MP11 | 23000 | 18 | 9.5 | 23000 | 18800 | 81.74% | 2 | 0 | 12 |  |  |  |  | R-454B | 1.9167 | Residential & Commercial | USHP | Ducted CEE Tier 1
214649816 | Central HP <5.4 tons | CHAMPION HEATING AND COOLING | HRCU-A-CB (Split System: Heat Pump with Remote Outdoor Unit-Air-Source) | HH824E2S11 |  |  | CTU30B5XCS1+TXV | TMLE080B12MP11 | 23000 | 17 | 9.5 | 23000 | 18400 | 80% | 2 | 0 | 12 |  |  |  |  | R-454B | 1.9167 | Residential & Commercial | USHP | Ducted CEE Tier 1
206790302 | Central HP <5.4 tons | BRYANT HEATING AND COOLING SYSTEMS | HRCU-A-CB (Split System: Heat Pump with Remote Outdoor Unit-Air-Source) | 284ANV036*0**B* |  |  | CAP**4224AL*+UI | 987MB60060C21*** | 32800 | 18.5 | 9 | 35600 | 26800 | 75.28% | 1.98 | 12 | 11 |  |  |  |  | R-410A | 2.7333 | Residential & Commercial | USHP | Ducted CEE Tier 1
206790320 | Central HP <5.4 tons | BRYANT HEATING AND COOLING SYSTEMS | HRCU-A-CB (Split System: Heat Pump with Remote Outdoor Unit-Air-Source) | 284ANV036*0**B* |  |  | CAP**4821AL*+UI | 986TC42080C17*** | 33600 | 19 | 9 | 35200 | 26000 | 73.86% | 2.02 | 12 | 11.7 |  |  |  |  | R-410A | 2.8 | Residential & Commercial | USHP | Ducted CEE Tier 1
206790354 | Central HP <5.4 tons | BRYANT HEATING AND COOLING SYSTEMS | HRCU-A-CB (Split System: Heat Pump with Remote Outdoor Unit-Air-Source) | 284ANV036*0**B* |  |  | CAP**6121AL*+UI | 986TC42060C17*** | 34600 | 19 | 9 | 33600 | 25400 | 75.6% | 1.98 | 12.5 | 11.7 |  |  |  |  | R-410A | 2.8833 | Residential & Commercial | USHP | Ducted CEE Tier 1
206790370 | Central HP <5.4 tons | BRYANT HEATING AND COOLING SYSTEMS | HRCU-A-CB (Split System: Heat Pump with Remote Outdoor Unit-Air-Source) | 284ANV036*0**B* |  |  | CAP**6124AL*+UI | 987MB66120C24*** | 34800 | 19.5 | 9 | 34600 | 25200 | 72.83% | 2.02 | 13 | 12.5 |  |  |  |  | R-410A | 2.9 | Residential & Commercial | USHP | Ducted CEE Tier 1
206790503 | Central HP <5.4 tons | BRYANT HEATING AND COOLING SYSTEMS | HRCU-A-CB (Split System: Heat Pump with Remote Outdoor Unit-Air-Source) | 284ANV036*0**B* |  |  | CAP**4321AL*+UI | 83*CA36040C17*** | 34400 | 19.5 | 9.5 | 35000 | 25600 | 73.14% | 2.04 | 12.5 | 12 |  |  |  |  | R-410A | 2.8667 | Residential & Commercial | USHP | Ducted CEE Tier 1
206790504 | Central HP <5.4 tons | BRYANT HEATING AND COOLING SYSTEMS | HRCU-A-CB (Split System: Heat Pump with Remote Outdoor Unit-Air-Source) | 284ANV036*0**B* |  |  | CAP**4321AL*+UI | 83*CA48060C17*** | 34000 | 19.5 | 9.5 | 35200 | 25800 | 73.3% | 2.02 | 12.5 | 11.7 |  |  |  |  | R-410A | 2.8333 | Residential & Commercial | USHP | Ducted CEE Tier 1
210596295 | Central HP <5.4 tons | BRYANT HEATING AND COOLING SYSTEMS | HRCU-A-CB (Split System: Heat Pump with Remote Outdoor Unit-Air-Source) | 288BNV025*0**B* |  |  | CAP**4221AL*+UI | 83*CA48060C17*** | 23800 | 16.5 | 8.1 | 21400 | 16600 | 77.57% | 1.96 | 0 | 10.5 |  |  |  |  | R-410A | 1.9833 | Residential & Commercial | USHP | Ducted CEE Tier 1
210596329 | Central HP <5.4 tons | BRYANT HEATING AND COOLING SYSTEMS | HRCU-A-CB (Split System: Heat Pump with Remote Outdoor Unit-Air-Source) | 288BNV025*0**B* |  |  | CAP**4321AL*+UI | 986TC42080C17*** | 24400 | 16.5 | 8.1 | 21200 | 16700 | 78.77% | 2.02 | 0 | 11 |  |  |  |  | R-410A | 2.0333 | Residential & Commercial | USHP | Ducted CEE Tier 1
210596331 | Central HP <5.4 tons | BRYANT HEATING AND COOLING SYSTEMS | HRCU-A-CB (Split System: Heat Pump with Remote Outdoor Unit-Air-Source) | 288BNV025*0**B* |  |  | CAP**4321AL*+UI | 987MB42060C17*** | 24200 | 16.5 | 8.1 | 21200 | 16800 | 79.25% | 2 | 0 | 11 |  |  |  |  | R-410A | 2.0167 | Residential & Commercial | USHP | Ducted CEE Tier 1
210596388 | Central HP <5.4 tons | BRYANT HEATING AND COOLING SYSTEMS | HRCU-A-CB (Split System: Heat Pump with Remote Outdoor Unit-Air-Source) | 288BNV025*0**B* |  |  | CNPV*4821AL*+UI | 83*CA48060C17*** | 24200 | 17 | 8.1 | 21400 | 16600 | 77.57% | 2.02 | 0 | 11 |  |  |  |  | R-410A | 2.0167 | Residential & Commercial | USHP | Ducted CEE Tier 1
214570386 | Central HP <5.4 tons | KENMORE | HRCU-A-CB (Split System: Heat Pump with Remote Outdoor Unit-Air-Source) | (C,H,T)VH825GKA3* |  |  | EA*4X36L21A*+WALLCON | *95CSU0802120B* | 23600 | 16.5 | 8.1 | 21400 | 16700 | 78.04% | 1.94 | 0 | 10.5 |  |  |  |  | R-410A | 1.9667 | Residential & Commercial | USHP | Ducted CEE Tier 1
214574566 | Central HP <5.4 tons | KENMORE | HRCU-A-CB (Split System: Heat Pump with Remote Outdoor Unit-Air-Source) | (C,H,T)VH837GKA2* |  |  | EN(A,D,W)4X42L21**+WALLCON | *96CTN0802120B* | 31800 | 17 | 8.1 | 33000 | 24400 | 73.94% | 1.9 | 0 | 11.5 |  |  |  |  | R-410A | 2.65 | Residential & Commercial | USHP | Ducted CEE Tier 1
214574396 | Central HP <5.4 tons | KENMORE | HRCU-A-CB (Split System: Heat Pump with Remote Outdoor Unit-Air-Source) | (C,H,T)VH837GKA2* |  |  | EHD4X60AAL+WALLCON | *80CTL0702120B* | 33000 | 17 | 8.5 | 32200 | 25000 | 77.64% | 2 | 0 | 11 |  |  |  |  | R-410A | 2.75 | Residential & Commercial | USHP | Ducted CEE Tier 1
216633808 | Central HP <5.4 tons | ACIQ | HRCU-A-CB (Split System: Heat Pump with Remote Outdoor Unit-Air-Source) | H5H0V48*K*AAA* |  |  | EA*5X61M21A*+WALLCON | *97CMN0802120B* | 46000 | 18 | 9 | 48000 | 33800 | 70.42% | 2.08 | 0 | 10 |  |  |  |  | R-454B | 3.8333 | Residential & Commercial | USHP | Ducted CEE Tier 1
216633874 | Central HP <5.4 tons | ACIQ | HRCU-A-CB (Split System: Heat Pump with Remote Outdoor Unit-Air-Source) | H5H0V48*K*AAA* |  |  | EVM5X48M21A*+WALLCON | *80CTL0902120B* | 47000 | 18.5 | 9 | 50000 | 36400 | 72.8% | 2 | 0 | 10 |  |  |  |  | R-454B | 3.9167 | Residential & Commercial | USHP | Ducted CEE Tier 1
216633876 | Central HP <5.4 tons | ACIQ | HRCU-A-CB (Split System: Heat Pump with Remote Outdoor Unit-Air-Source) | H5H0V48*K*AAA* |  |  | EVM5X48M21A*+WALLCON | *95CSU0601716B* | 46500 | 17.5 | 9 | 50000 | 37000 | 74% | 1.98 | 0 | 9.5 |  |  |  |  | R-454B | 3.875 | Residential & Commercial | USHP
214397887 | Central HP <5.4 tons | CHAMPION HEATING AND COOLING | HRCU-A-CB (Split System: Heat Pump with Remote Outdoor Unit-Air-Source) | HH860E2S11 |  |  | CTM60C5CGS1 | TM8V100C20MP12 | 44000 | 18 | 9 | 44500 | 33600 | 75.51% | 2 | 0 | 11.7 |  |  |  |  | R-454B | 3.6667 | Residential & Commercial | USHP | Ducted CEE Tier 1
214398035 | Central HP <5.4 tons | CHAMPION HEATING AND COOLING | HRCU-A-CB (Split System: Heat Pump with Remote Outdoor Unit-Air-Source) | HH860E2S11 |  |  | CTM60C5CHS1 | TM8V120C20MP12 | 53500 | 19 | 9 | 54000 | 39000 | 72.22% | 2 | 0 | 11 |  |  |  |  | R-454B | 4.4583 | Residential & Commercial | USHP | Ducted CEE Tier 1
214398118 | Central HP <5.4 tons | CHAMPION HEATING AND COOLING | HRCU-A-CB (Split System: Heat Pump with Remote Outdoor Unit-Air-Source) | HH836E2S11 |  |  | CTM36B5CDS1 | TPLC080B12MP13 | 32800 | 17 | 8.5 | 30800 | 25200 | 81.82% | 2 | 0 | 11 |  |  |  |  | R-454B | 2.7333 | Residential & Commercial | USHP | Ducted CEE Tier 1
214398204 | Central HP <5.4 tons | CHAMPION HEATING AND COOLING | HRCU-A-CB (Split System: Heat Pump with Remote Outdoor Unit-Air-Source) | HH836E2S11 |  |  | CTF48C5CFS1 | TMLE100C16MP11 | 33400 | 19 | 9 | 31400 | 25400 | 80.89% | 2 | 0 | 11 |  |  |  |  | R-454B | 2.7833 | Residential & Commercial | USHP | Ducted CEE Tier 1
214398704 | Central HP <5.4 tons | CHAMPION HEATING AND COOLING | HRCU-A-CB (Split System: Heat Pump with Remote Outdoor Unit-Air-Source) | HH860E2S11 |  |  | CTF60C5CGS1 | TM9E100C16MP12 | 44500 | 18 | 9 | 46000 | 34400 | 74.78% | 2 | 0 | 11 |  |  |  |  | R-454B | 3.7083 | Residential & Commercial | USHP | Ducted CEE Tier 1
214397585 | Central HP <5.4 tons | CHAMPION HEATING AND COOLING | HRCU-A-CB (Split System: Heat Pump with Remote Outdoor Unit-Air-Source) | HH860E2S11 |  |  | CTF60C5CHS1 | TMLE120C20MP11 | 54000 | 19 | 8.5 | 54500 | 39500 | 72.48% | 2 | 0 | 11 |  |  |  |  | R-454B | 4.5 | Residential & Commercial | USHP | Ducted CEE Tier 1
216374634 | Central HP <5.4 tons | CHAMPION HEATING AND COOLING | HRCU-A-CB (Split System: Heat Pump with Remote Outdoor Unit-Air-Source) | HH836E2S11 |  |  | CTU36B5XDS1+TXV | Z9ET080B12SMPS1 | 33400 | 18 | 8.5 | 31400 | 24000 | 76.43% | 2 | 0 | 11 |  |  |  |  | R-454B | 2.7833 | Residential & Commercial | USHP | Ducted CEE Tier 1
206790552 | Central HP <5.4 tons | BRYANT HEATING AND COOLING SYSTEMS | HRCU-A-CB (Split System: Heat Pump with Remote Outdoor Unit-Air-Source) | 284ANV036*0**B* |  |  | CSPH*3612AL*+UI | 935CA48060C17*** | 33400 | 18 | 9 | 35600 | 26400 | 74.16% | 2 | 11.5 | 11 |  |  |  |  | R-410A | 2.7833 | Residential & Commercial | USHP | Ducted CEE Tier 1
214574066 | Central HP <5.4 tons | KENMORE | HRCU-A-CB (Split System: Heat Pump with Remote Outdoor Unit-Air-Source) | (C,H,T)VH837GKA2* |  |  | EA*4X60L24A*+WALLCON | *97CMN0602120B* | 32600 | 17.5 | 8.5 | 31800 | 25000 | 78.62% | 1.96 | 0 | 11 |  |  |  |  | R-410A | 2.7167 | Residential & Commercial | USHP | Ducted CEE Tier 1
214574386 | Central HP <5.4 tons | KENMORE | HRCU-A-CB (Split System: Heat Pump with Remote Outdoor Unit-Air-Source) | (C,H,T)VH837GKA2* |  |  | EHD4X48AAL+WALLCON | *96CTN0802120B* | 32600 | 17.5 | 8.5 | 32600 | 24800 | 76.07% | 1.98 | 0 | 11 |  |  |  |  | R-410A | 2.7167 | Residential & Commercial | USHP | Ducted CEE Tier 1
214574586 | Central HP <5.4 tons | KENMORE | HRCU-A-CB (Split System: Heat Pump with Remote Outdoor Unit-Air-Source) | (C,H,T)VH837GKA2* |  |  | EN(A,D,W)4X48L21**+WALLCON | *95CSU0802120B* | 32400 | 17.5 | 8.1 | 32800 | 24800 | 75.61% | 1.96 | 0 | 11.5 |  |  |  |  | R-410A | 2.7 | Residential & Commercial | USHP | Ducted CEE Tier 1
206790654 | Central HP <5.4 tons | BRYANT HEATING AND COOLING SYSTEMS | HRCU-A-CB (Split System: Heat Pump with Remote Outdoor Unit-Air-Source) | 284ANV048*0**B* |  |  | CSPH*6012AL*+UI | 935CA60080C21*** | 45000 | 20.5 | 9 | 46000 | 36200 | 78.7% | 2.34 | 12 | 11.7 |  |  |  |  | R-410A | 3.75 | Residential & Commercial | USHP | Ducted CEE Tier 1
211392655 | Central HP <5.4 tons | CHAMPION HEATING AND COOLING | HRCU-A-CB (Split System: Heat Pump with Remote Outdoor Unit-Air-Source) | HMH72B341 |  |  | XAUB36DXXN1+TXV | TM8E060A12MP11 | 34000 | 18 | 8.1 | 33800 | 23800 | 70.41% | 2.06 | 0 | 10 |  |  |  |  | R-410A | 2.8333 | Residential & Commercial | USHP | Ducted CEE Tier 1
211393696 | Central HP <5.4 tons | CHAMPION HEATING AND COOLING | HRCU-A-CB (Split System: Heat Pump with Remote Outdoor Unit-Air-Source) | HMH72B341 |  |  | XAFA30DXXN1+TXV | TMLV060A12MP12 | 34000 | 17 | 8.1 | 34000 | 24200 | 71.18% | 2.04 | 0 | 9.5 |  |  |  |  | R-410A | 2.8333 | Residential & Commercial | USHP
211393980 | Central HP <5.4 tons | CHAMPION HEATING AND COOLING | HRCU-A-CB (Split System: Heat Pump with Remote Outdoor Unit-Air-Source) | HMH72B341 |  |  | XAUC48FXXN1+TXV | TM9Y100C16MP11 | 33800 | 17.5 | 8.5 | 32800 | 24200 | 73.78% | 2.06 | 0 | 9 |  |  |  |  | R-410A | 2.8167 | Residential & Commercial | USHP
211394182 | Central HP <5.4 tons | CHAMPION HEATING AND COOLING | HRCU-A-CB (Split System: Heat Pump with Remote Outdoor Unit-Air-Source) | HMH72B341 |  |  | XAUC48FXXN1+TXV | TM9Y080B12MP11 | 33400 | 17 | 8.1 | 32800 | 24200 | 73.78% | 2.04 | 0 | 9 |  |  |  |  | R-410A | 2.7833 | Residential & Commercial | USHP
211388634 | Central HP <5.4 tons | CHAMPION HEATING AND COOLING | HRCU-A-CB (Split System: Heat Pump with Remote Outdoor Unit-Air-Source) | HMH72B341 |  |  | XAFC36DBCN1 | TM9E100C16MP12 | 34000 | 18 | 8.1 | 33600 | 23800 | 70.83% | 2.08 | 0 | 10 |  |  |  |  | R-410A | 2.8333 | Residential & Commercial | USHP | Ducted CEE Tier 1
211388007 | Central HP <5.4 tons | CHAMPION HEATING AND COOLING | HRCU-A-CB (Split System: Heat Pump with Remote Outdoor Unit-Air-Source) | HMH72B341 |  |  | XAUB30CXXN1+TXV | TM9V080B12MP12 | 32800 | 17 | 8.1 | 33600 | 23600 | 70.24% | 2.02 | 0 | 9.5 |  |  |  |  | R-410A | 2.7333 | Residential & Commercial | USHP
211387764 | Central HP <5.4 tons | CHAMPION HEATING AND COOLING | HRCU-A-CB (Split System: Heat Pump with Remote Outdoor Unit-Air-Source) | HMH72B341 |  |  | XAHB36DBCN1 | TM9V080B12MP12 | 33200 | 16.5 | 8.1 | 33400 | 23600 | 70.66% | 2 | 0 | 9.5 |  |  |  |  | R-410A | 2.7667 | Residential & Commercial | USHP
216633919 | Central HP <5.4 tons | ACIQ | HRCU-A-CB (Split System: Heat Pump with Remote Outdoor Unit-Air-Source) | H5H0V48*K*AAA* |  |  | EVM5X60M21A*+WALLCON | *96CTN1002122B* | 48000 | 19 | 9 | 50000 | 36800 | 73.6% | 2 | 0 | 10 |  |  |  |  | R-454B | 4 | Residential & Commercial | USHP | Ducted CEE Tier 1
216633933 | Central HP <5.4 tons | ACIQ | HRCU-A-CB (Split System: Heat Pump with Remote Outdoor Unit-Air-Source) | H5H0V48*K*AAA* |  |  | EVM5X61M24A*+WALLCON | *80CTL0702120B* | 48500 | 19 | 9.5 | 50000 | 36800 | 73.6% | 2.1 | 0 | 10.5 |  |  |  |  | R-454B | 4.0417 | Residential & Commercial | USHP | Ducted CEE Tier 1
216633974 | Central HP <5.4 tons | ACIQ | HRCU-A-CB (Split System: Heat Pump with Remote Outdoor Unit-Air-Source) | H5H0V48*K*AAA* |  |  | EVD5X49M24A*+WALLCON | *96CTN1002122B* | 48000 | 19 | 9 | 50000 | 36600 | 73.2% | 2 | 0 | 10 |  |  |  |  | R-454B | 4 | Residential & Commercial | USHP | Ducted CEE Tier 1
214574446 | Central HP <5.4 tons | KENMORE | HRCU-A-CB (Split System: Heat Pump with Remote Outdoor Unit-Air-Source) | (C,H,T)VH837GKA2* |  |  | EHD4X60AAL+WALLCON | *96CTN0802120B* | 33000 | 18 | 8.5 | 32000 | 24800 | 77.5% | 2.02 | 0 | 11.5 |  |  |  |  | R-410A | 2.75 | Residential & Commercial | USHP | Ducted CEE Tier 1
214398504 | Central HP <5.4 tons | CHAMPION HEATING AND COOLING | HRCU-A-CB (Split System: Heat Pump with Remote Outdoor Unit-Air-Source) | HH836E2S11 |  |  | CTF36C5CDS1 | TL8E100C20UH11 | 33800 | 17 | 8.5 | 31200 | 25400 | 81.41% | 2 | 0 | 11.7 |  |  |  |  | R-454B | 2.8167 | Residential & Commercial | USHP | Ducted CEE Tier 1
214606492 | Central HP <5.4 tons | CHAMPION HEATING AND COOLING | HRCU-A-C (Split System: Heat Pump with Remote Outdoor Unit with No Indoor Fan --Air Source) | HH836E2S11 |  |  | CTF48C5CFS1 | 0 | 31600 | 15.2 | 8.5 | 30800 | 22200 | 72.08% | 2 | 0 | 10 |  |  |  |  | R-454B | 2.6333 | Residential & Commercial | USHP | Ducted CEE Tier 1
214779598 | Central HP <5.4 tons | CHAMPION HEATING AND COOLING | HRCU-A-CB (Split System: Heat Pump with Remote Outdoor Unit-Air-Source) | HMH72B341 |  |  | XAHB36DBCN1 | Z9ES080B12SMPS1 | 33000 | 17 | 8.5 | 32000 | 22400 | 70% | 1.8 | 0 | 10 |  |  |  |  | R-410A | 2.75 | Residential & Commercial | USHP | Ducted CEE Tier 1
213297016 | Central HP <5.4 tons | CHAMPION HEATING AND COOLING | HRCU-A-CB (Split System: Heat Pump with Remote Outdoor Unit-Air-Source) | HMH72B341 |  |  | XAFB36DXXN1+TXV | Z9ET080B12SMPS1 | 34000 | 18.5 | 8.1 | 33400 | 24200 | 72.46% | 2.08 | 0 | 9.5 |  |  |  |  | R-410A | 2.8333 | Residential & Commercial | USHP
213297421 | Central HP <5.4 tons | CHAMPION HEATING AND COOLING | HRCU-A-CB (Split System: Heat Pump with Remote Outdoor Unit-Air-Source) | HMH72B341 |  |  | XAFB36DBCN1+JMVT12BC2N1 | 0 | 34000 | 18.5 | 8.5 | 33600 | 23600 | 70.24% | 2.1 | 0 | 10 |  |  |  |  | R-410A | 2.8333 | Residential & Commercial | USHP | Ducted CEE Tier 1
213297586 | Central HP <5.4 tons | CHAMPION HEATING AND COOLING | HRCU-A-CB (Split System: Heat Pump with Remote Outdoor Unit-Air-Source) | HMH72B341 |  |  | XAFB36DXXN1+TXV | Z8ES100B12LMPS1 | 34000 | 18 | 8.1 | 34000 | 24600 | 72.35% | 2.1 | 0 | 9.5 |  |  |  |  | R-410A | 2.8333 | Residential & Commercial | USHP
213297686 | Central HP <5.4 tons | CHAMPION HEATING AND COOLING | HRCU-A-CB (Split System: Heat Pump with Remote Outdoor Unit-Air-Source) | HMH72B341 |  |  | XAFC36DBCN1 | Z9ET100C16SMPS1 | 34800 | 18.5 | 8.5 | 34800 | 24400 | 70.11% | 2.06 | 0 | 9.5 |  |  |  |  | R-410A | 2.9 | Residential & Commercial | USHP
210596404 | Central HP <5.4 tons | BRYANT HEATING AND COOLING SYSTEMS | HRCU-A-CB (Split System: Heat Pump with Remote Outdoor Unit-Air-Source) | 288BNV025*0**B* |  |  | CNPV*4824AL*+UI | 88*TA66135C24*** | 24200 | 17 | 8.1 | 21400 | 16600 | 77.57% | 2.02 | 0 | 11.5 |  |  |  |  | R-410A | 2.0167 | Residential & Commercial | USHP | Ducted CEE Tier 1
210596422 | Central HP <5.4 tons | BRYANT HEATING AND COOLING SYSTEMS | HRCU-A-CB (Split System: Heat Pump with Remote Outdoor Unit-Air-Source) | 288BNV025*0**B* |  |  | CSPH*4212AL*+UI | 935CA66100C21*** | 24200 | 16 | 8.1 | 21400 | 16600 | 77.57% | 2 | 0 | 11 |  |  |  |  | R-410A | 2.0167 | Residential & Commercial | USHP | Ducted CEE Tier 1
210596445 | Central HP <5.4 tons | BRYANT HEATING AND COOLING SYSTEMS | HRCU-A-CB (Split System: Heat Pump with Remote Outdoor Unit-Air-Source) | 288BNV025*0**B* |  |  | CSPH*4812AL*+UI | 986TC66100C21*** | 24200 | 16 | 8.1 | 21200 | 16700 | 78.77% | 2.04 | 0 | 11 |  |  |  |  | R-410A | 2.0167 | Residential & Commercial | USHP | Ducted CEE Tier 1
213781582 | Central HP <5.4 tons | KEEPRITE | HRCU-A-CB (Split System: Heat Pump with Remote Outdoor Unit-Air-Source) | CVH837GKA2* |  |  | EA*4X61L21A*+WALLCON | *80CTL1102120B* | 33200 | 17.5 | 8.5 | 32000 | 24800 | 77.5% | 1.98 | 0 | 11.5 |  |  |  |  | R-410A | 2.7667 | Residential & Commercial | USHP | Ducted CEE Tier 1
213781602 | Central HP <5.4 tons | KEEPRITE | HRCU-A-CB (Split System: Heat Pump with Remote Outdoor Unit-Air-Source) | CVH837GKA2* |  |  | EA*4X61L21A*+WALLCON | *97CMN0601714B* | 33000 | 17 | 8.1 | 32200 | 25200 | 78.26% | 1.94 | 0 | 11 |  |  |  |  | R-410A | 2.75 | Residential & Commercial | USHP | Ducted CEE Tier 1
210596545 | Central HP <5.4 tons | BRYANT HEATING AND COOLING SYSTEMS | HRCU-A-CB (Split System: Heat Pump with Remote Outdoor Unit-Air-Source) | 288BNV037*0**A* |  |  | CAP**6121AL*+UI | 935CA66100C21*** | 33200 | 18 | 8.5 | 32000 | 24800 | 77.5% | 2 | 0 | 11.5 |  |  |  |  | R-410A | 2.7667 | Residential & Commercial | USHP | Ducted CEE Tier 1
214397422 | Central HP <5.4 tons | CHAMPION HEATING AND COOLING | HRCU-A-CB (Split System: Heat Pump with Remote Outdoor Unit-Air-Source) | HH860E2S11 |  |  | CTF60C5CGS1 | TM8E100C16MP11 | 44500 | 18 | 9 | 45500 | 34200 | 75.16% | 2 | 0 | 11 |  |  |  |  | R-454B | 3.7083 | Residential & Commercial | USHP | Ducted CEE Tier 1
214609109 | Central HP <5.4 tons | CHAMPION HEATING AND COOLING | HRCU-A-CB (Split System: Heat Pump with Remote Outdoor Unit-Air-Source) | HH860E2S11 |  |  | CTM60D5CHS1 | Z9ES120D20SMPS1 | 53500 | 19 | 8.5 | 53500 | 38500 | 71.96% | 2 | 0 | 11.7 |  |  |  |  | R-454B | 4.4583 | Residential & Commercial | USHP | Ducted CEE Tier 1
214395407 | Central HP <5.4 tons | CHAMPION HEATING AND COOLING | HRCU-A-CB (Split System: Heat Pump with Remote Outdoor Unit-Air-Source) | HH860E2S11 |  |  | JHC48C5CG2SS1 | 0 | 46000 | 19 | 9 | 46000 | 34000 | 73.91% | 2.1 | 0 | 12 |  |  |  |  | R-454B | 3.8333 | Residential & Commercial | USHP | Ducted CEE Tier 1
214396743 | Central HP <5.4 tons | CHAMPION HEATING AND COOLING | HRCU-A-CB (Split System: Heat Pump with Remote Outdoor Unit-Air-Source) | HH860E2S11 |  |  | CTF60D5CHS1+JME18D2SN1 | 0 | 54000 | 19 | 9 | 53500 | 38500 | 71.96% | 2 | 0 | 12 |  |  |  |  | R-454B | 4.5 | Residential & Commercial | USHP | Ducted CEE Tier 1
214397356 | Central HP <5.4 tons | CHAMPION HEATING AND COOLING | HRCU-A-CB (Split System: Heat Pump with Remote Outdoor Unit-Air-Source) | HH836E2S11 |  |  | CTM48C5CFS1 | TMLE120C20MP11 | 34600 | 17 | 8.5 | 32600 | 25600 | 78.53% | 2 | 0 | 11 |  |  |  |  | R-454B | 2.8833 | Residential & Commercial | USHP | Ducted CEE Tier 1
214396870 | Central HP <5.4 tons | CHAMPION HEATING AND COOLING | HRCU-A-CB (Split System: Heat Pump with Remote Outdoor Unit-Air-Source) | HH836E2S11 |  |  | CTM36C5CDS1 | TMLV100C16MP12 | 34000 | 18 | 8.5 | 32000 | 26200 | 81.88% | 2 | 0 | 11 |  |  |  |  | R-454B | 2.8333 | Residential & Commercial | USHP | Ducted CEE Tier 1
214397252 | Central HP <5.4 tons | CHAMPION HEATING AND COOLING | HRCU-A-CB (Split System: Heat Pump with Remote Outdoor Unit-Air-Source) | HH836E2S11 |  |  | CTF36C5CDS1+JME16C2SN1 | 0 | 34600 | 19 | 9 | 31600 | 26000 | 82.28% | 2 | 0 | 12 |  |  |  |  | R-454B | 2.8833 | Residential & Commercial | USHP | Ducted CEE Tier 1
214574406 | Central HP <5.4 tons | KENMORE | HRCU-A-CB (Split System: Heat Pump with Remote Outdoor Unit-Air-Source) | (C,H,T)VH837GKA2* |  |  | EHD4X60AAL+WALLCON | *95CSU0802120B* | 33000 | 17 | 8.5 | 32200 | 25000 | 77.64% | 2 | 0 | 11 |  |  |  |  | R-410A | 2.75 | Residential & Commercial | USHP | Ducted CEE Tier 1
214574656 | Central HP <5.4 tons | KENMORE | HRCU-A-CB (Split System: Heat Pump with Remote Outdoor Unit-Air-Source) | (C,H,T)VH837GKA2* |  |  | EN(A,D)4X48L24**+WALLCON | *95CSU1002122B* | 32400 | 17.5 | 8.5 | 32600 | 24800 | 76.07% | 1.98 | 0 | 11.5 |  |  |  |  | R-410A | 2.7 | Residential & Commercial | USHP | Ducted CEE Tier 1
214574006 | Central HP <5.4 tons | KENMORE | HRCU-A-CB (Split System: Heat Pump with Remote Outdoor Unit-Air-Source) | (C,H,T)VH837GKA2* |  |  | EA*4X48L24A*+WALLCON | *97CMN0602120B* | 32200 | 17 | 8.5 | 32600 | 25200 | 77.3% | 1.96 | 0 | 11 |  |  |  |  | R-410A | 2.6833 | Residential & Commercial | USHP | Ducted CEE Tier 1
214573856 | Central HP <5.4 tons | KENMORE | HRCU-A-CB (Split System: Heat Pump with Remote Outdoor Unit-Air-Source) | (C,H,T)VH837GKA2* |  |  | EA*4X43L21A*+WALLCON | *80CTL0702120B* | 32800 | 17.5 | 8.5 | 32800 | 25200 | 76.83% | 2 | 0 | 11 |  |  |  |  | R-410A | 2.7333 | Residential & Commercial | USHP | Ducted CEE Tier 1
214573656 | Central HP <5.4 tons | KENMORE | HRCU-A-CB (Split System: Heat Pump with Remote Outdoor Unit-Air-Source) | (C,H,T)VH837GKA2* |  |  | EA*4X36L21A*+WALLCON | *97CMN0802120B* | 31600 | 17 | 8.1 | 33000 | 24200 | 73.33% | 1.86 | 0 | 11 |  |  |  |  | R-410A | 2.6333 | Residential & Commercial | USHP | Ducted CEE Tier 1
214650523 | Central HP <5.4 tons | CHAMPION HEATING AND COOLING | HRCU-A-CB (Split System: Heat Pump with Remote Outdoor Unit-Air-Source) | HH860E2S11 |  |  | CTU60D5XHS1+TXV | TP9C120D20MP13 | 54000 | 19 | 9 | 54500 | 39500 | 72.48% | 2 | 0 | 11 |  |  |  |  | R-454B | 4.5 | Residential & Commercial | USHP | Ducted CEE Tier 1
214396570 | Central HP <5.4 tons | CHAMPION HEATING AND COOLING | HRCU-A-CB (Split System: Heat Pump with Remote Outdoor Unit-Air-Source) | HH860E2S11 |  |  | CTF60C5CGS1 | TM9V100C16MP12 | 43500 | 18 | 9 | 44000 | 33200 | 75.45% | 2 | 0 | 11.7 |  |  |  |  | R-454B | 3.625 | Residential & Commercial | USHP | Ducted CEE Tier 1
214396436 | Central HP <5.4 tons | CHAMPION HEATING AND COOLING | HRCU-A-CB (Split System: Heat Pump with Remote Outdoor Unit-Air-Source) | HH836E2S11 |  |  | CTM36C5CDS1 | TM9E080C16MP12 | 34200 | 18 | 8.5 | 32600 | 27000 | 82.82% | 2 | 0 | 11 |  |  |  |  | R-454B | 2.85 | Residential & Commercial | USHP | Ducted CEE Tier 1
214396979 | Central HP <5.4 tons | CHAMPION HEATING AND COOLING | HRCU-A-CB (Split System: Heat Pump with Remote Outdoor Unit-Air-Source) | HH836E2S11 |  |  | CTF48C5CFS1 | TMLV100C16MP12 | 33400 | 18 | 9 | 31600 | 25400 | 80.38% | 2 | 0 | 11 |  |  |  |  | R-454B | 2.7833 | Residential & Commercial | USHP | Ducted CEE Tier 1
214397361 | Central HP <5.4 tons | CHAMPION HEATING AND COOLING | HRCU-A-CB (Split System: Heat Pump with Remote Outdoor Unit-Air-Source) | HH836E2S11 |  |  | CTM48C5CFS1 | TM9V080C16MP12 | 32800 | 19 | 9 | 31200 | 25200 | 80.77% | 2 | 0 | 11 |  |  |  |  | R-454B | 2.7333 | Residential & Commercial | USHP | Ducted CEE Tier 1
214397395 | Central HP <5.4 tons | CHAMPION HEATING AND COOLING | HRCU-A-CB (Split System: Heat Pump with Remote Outdoor Unit-Air-Source) | HH836E2S11 |  |  | CTF48C5CFS1 | TL8E100C20UH11 | 33400 | 18 | 9 | 31400 | 25200 | 80.25% | 2 | 0 | 11 |  |  |  |  | R-454B | 2.7833 | Residential & Commercial | USHP | Ducted CEE Tier 1
216634534 | Central HP <5.4 tons | ACIQ | HRCU-A-CB (Split System: Heat Pump with Remote Outdoor Unit-Air-Source) | H5H0V48*K*AAA* |  |  | EVM5X60M24A*+WALLCON | *80CSU0802120B* | 48000 | 19 | 9 | 50000 | 36200 | 72.4% | 2.12 | 0 | 10 |  |  |  |  | R-454B | 4 | Residential & Commercial | USHP | Ducted CEE Tier 1
210596296 | Central HP <5.4 tons | BRYANT HEATING AND COOLING SYSTEMS | HRCU-A-CB (Split System: Heat Pump with Remote Outdoor Unit-Air-Source) | 288BNV025*0**B* |  |  | CAP**4221AL*+UI | 83*CA60100C21*** | 23800 | 16.5 | 8.1 | 21400 | 16700 | 78.04% | 1.96 | 0 | 10.5 |  |  |  |  | R-410A | 1.9833 | Residential & Commercial | USHP | Ducted CEE Tier 1
210596314 | Central HP <5.4 tons | BRYANT HEATING AND COOLING SYSTEMS | HRCU-A-CB (Split System: Heat Pump with Remote Outdoor Unit-Air-Source) | 288BNV025*0**B* |  |  | CAP**4224AL*+UI | 986TC66100C21*** | 23800 | 16.5 | 8.1 | 21400 | 16600 | 77.57% | 1.96 | 0 | 11 |  |  |  |  | R-410A | 1.9833 | Residential & Commercial | USHP | Ducted CEE Tier 1
216633881 | Central HP <5.4 tons | ACIQ | HRCU-A-CB (Split System: Heat Pump with Remote Outdoor Unit-Air-Source) | H5H0V48*K*AAA* |  |  | EVM5X48M21A*+WALLCON | *97CMN1002122B* | 47000 | 18.5 | 9 | 50000 | 36400 | 72.8% | 2 | 0 | 10 |  |  |  |  | R-454B | 3.9167 | Residential & Commercial | USHP | Ducted CEE Tier 1
216633894 | Central HP <5.4 tons | ACIQ | HRCU-A-CB (Split System: Heat Pump with Remote Outdoor Unit-Air-Source) | H5H0V48*K*AAA* |  |  | EVM5X49M21A*+WALLCON | *95CSU0601716B* | 47500 | 18 | 9 | 50000 | 37200 | 74.4% | 1.98 | 0 | 10 |  |  |  |  | R-454B | 3.9583 | Residential & Commercial | USHP | Ducted CEE Tier 1
216633895 | Central HP <5.4 tons | ACIQ | HRCU-A-CB (Split System: Heat Pump with Remote Outdoor Unit-Air-Source) | H5H0V48*K*AAA* |  |  | EVM5X49M21A*+WALLCON | *95CSU1002122B* | 48000 | 19 | 9 | 50000 | 36600 | 73.2% | 2.02 | 0 | 10 |  |  |  |  | R-454B | 4 | Residential & Commercial | USHP | Ducted CEE Tier 1
216633898 | Central HP <5.4 tons | ACIQ | HRCU-A-CB (Split System: Heat Pump with Remote Outdoor Unit-Air-Source) | H5H0V48*K*AAA* |  |  | EVM5X49M21A*+WALLCON | *97CMN0802120B* | 48000 | 19 | 9 | 50000 | 36800 | 73.6% | 2 | 0 | 10 |  |  |  |  | R-454B | 4 | Residential & Commercial | USHP | Ducted CEE Tier 1
216633911 | Central HP <5.4 tons | ACIQ | HRCU-A-CB (Split System: Heat Pump with Remote Outdoor Unit-Air-Source) | H5H0V48*K*AAA* |  |  | EVM5X60M21A*+WALLCON | *95CSU0601716B* | 47500 | 18 | 9 | 50000 | 37200 | 74.4% | 1.98 | 0 | 9.5 |  |  |  |  | R-454B | 3.9583 | Residential & Commercial | USHP
214574346 | Central HP <5.4 tons | KENMORE | HRCU-A-CB (Split System: Heat Pump with Remote Outdoor Unit-Air-Source) | (C,H,T)VH837GKA2* |  |  | EHD4X48AAL+WALLCON | *95CSU0802120B* | 32600 | 17.5 | 8.5 | 32800 | 25000 | 76.22% | 1.98 | 0 | 11 |  |  |  |  | R-410A | 2.7167 | Residential & Commercial | USHP | Ducted CEE Tier 1
214573946 | Central HP <5.4 tons | KENMORE | HRCU-A-CB (Split System: Heat Pump with Remote Outdoor Unit-Air-Source) | (C,H,T)VH837GKA2* |  |  | EA*4X48L21A*+WALLCON | *97CMN0602120B* | 32200 | 17 | 8.5 | 32600 | 25200 | 77.3% | 1.96 | 0 | 11 |  |  |  |  | R-410A | 2.6833 | Residential & Commercial | USHP | Ducted CEE Tier 1
214574046 | Central HP <5.4 tons | KENMORE | HRCU-A-CB (Split System: Heat Pump with Remote Outdoor Unit-Air-Source) | (C,H,T)VH837GKA2* |  |  | EA*4X60L24A*+WALLCON | *95CSU0802120B* | 32800 | 17.5 | 8.5 | 31600 | 24800 | 78.48% | 1.98 | 0 | 11.5 |  |  |  |  | R-410A | 2.7333 | Residential & Commercial | USHP | Ducted CEE Tier 1
206790257 | Central HP <5.4 tons | BRYANT HEATING AND COOLING SYSTEMS | HRCU-A-CB (Split System: Heat Pump with Remote Outdoor Unit-Air-Source) | 284ANV024*0**B* |  |  | CNPV*3621AL*+UI | 935CA60080C21*** | 23200 | 20.5 | 10 | 26600 | 19800 | 74.44% | 2.4 | 14 | 13 |  |  |  |  | R-410A | 1.9333 | Residential & Commercial | USHP | Ducted CEE Tier 1
214397262 | Central HP <5.4 tons | CHAMPION HEATING AND COOLING | HRCU-A-CB (Split System: Heat Pump with Remote Outdoor Unit-Air-Source) | HH836E2S11 |  |  | CTF36B5CDS1 | TM8Y080B12MP11 | 33400 | 18 | 8.5 | 31200 | 25600 | 82.05% | 2 | 0 | 11 |  |  |  |  | R-454B | 2.7833 | Residential & Commercial | USHP | Ducted CEE Tier 1
214573046 | Central HP <5.4 tons | KENMORE | HRCU-A-CB (Split System: Heat Pump with Remote Outdoor Unit-Air-Source) | (C,H,T)VH837GKA** |  |  | EA*4X61L24A*+WALLCON | *97CMN0602120B* | 33000 | 18 | 8.5 | 32000 | 25000 | 78.12% | 1.98 | 0 | 11.5 |  |  |  |  | R-410A | 2.75 | Residential & Commercial | USHP | Ducted CEE Tier 1
214572626 | Central HP <5.4 tons | KENMORE | HRCU-A-CB (Split System: Heat Pump with Remote Outdoor Unit-Air-Source) | (C,H,T)VH837GKA** |  |  | EA*4X42L21A*+WALLCON | *97CMN0602120B* | 31600 | 17 | 8.1 | 33200 | 24800 | 74.7% | 1.88 | 0 | 10.5 |  |  |  |  | R-410A | 2.6333 | Residential & Commercial | USHP | Ducted CEE Tier 1
214572776 | Central HP <5.4 tons | KENMORE | HRCU-A-CB (Split System: Heat Pump with Remote Outdoor Unit-Air-Source) | (C,H,T)VH837GKA** |  |  | EA*4X48L21A*+WALLCON | *80CTL0702120B* | 32200 | 17.5 | 8.5 | 32400 | 25000 | 77.16% | 1.98 | 0 | 11 |  |  |  |  | R-410A | 2.6833 | Residential & Commercial | USHP | Ducted CEE Tier 1
214572826 | Central HP <5.4 tons | KENMORE | HRCU-A-CB (Split System: Heat Pump with Remote Outdoor Unit-Air-Source) | (C,H,T)VH837GKA** |  |  | EA*4X48L21A*+WALLCON | *96CTN0802120B* | 32400 | 17.5 | 8.5 | 32400 | 24800 | 76.54% | 2 | 0 | 11.5 |  |  |  |  | R-410A | 2.7 | Residential & Commercial | USHP | Ducted CEE Tier 1
214572876 | Central HP <5.4 tons | KENMORE | HRCU-A-CB (Split System: Heat Pump with Remote Outdoor Unit-Air-Source) | (C,H,T)VH837GKA** |  |  | EA*4X48L24A*+WALLCON | *97CMN0802120B* | 32400 | 17.5 | 8.5 | 32400 | 25000 | 77.16% | 1.98 | 0 | 11 |  |  |  |  | R-410A | 2.7 | Residential & Commercial | USHP | Ducted CEE Tier 1
214571156 | Central HP <5.4 tons | KENMORE | HRCU-A-CB (Split System: Heat Pump with Remote Outdoor Unit-Air-Source) | (C,H,T)VH825GKA3* |  |  | EN(A,D,W)4X42L21**+WALLCON | *80CTL0702120B* | 23800 | 16.5 | 8.1 | 21400 | 16700 | 78.04% | 1.96 | 0 | 11 |  |  |  |  | R-410A | 1.9833 | Residential & Commercial | USHP | Ducted CEE Tier 1
213782092 | Central HP <5.4 tons | KEEPRITE | HRCU-A-CB (Split System: Heat Pump with Remote Outdoor Unit-Air-Source) | CVH837GKA2* |  |  | EHD4X48AAL+WALLCON | *80CTL0902120B* | 32600 | 16.5 | 8.1 | 33000 | 24800 | 75.15% | 1.96 | 0 | 11 |  |  |  |  | R-410A | 2.7167 | Residential & Commercial | USHP | Ducted CEE Tier 1
213782162 | Central HP <5.4 tons | KEEPRITE | HRCU-A-CB (Split System: Heat Pump with Remote Outdoor Unit-Air-Source) | CVH837GKA2* |  |  | EHD4X48AAL+WALLCON | *97CMN1202422B* | 32600 | 16.5 | 8.1 | 33000 | 24800 | 75.15% | 1.96 | 0 | 11 |  |  |  |  | R-410A | 2.7167 | Residential & Commercial | USHP | Ducted CEE Tier 1
214571106 | Central HP <5.4 tons | KENMORE | HRCU-A-CB (Split System: Heat Pump with Remote Outdoor Unit-Air-Source) | (C,H,T)VH825GKA3* |  |  | EN(A,D)4X36L21**+WALLCON | *95CSU0802120B* | 23400 | 16.5 | 8.1 | 21600 | 16700 | 77.31% | 1.92 | 0 | 11 |  |  |  |  | R-410A | 1.95 | Residential & Commercial | USHP | Ducted CEE Tier 1
210596595 | Central HP <5.4 tons | BRYANT HEATING AND COOLING SYSTEMS | HRCU-A-CB (Split System: Heat Pump with Remote Outdoor Unit-Air-Source) | 288BNV037*0**A* |  |  | CSPH*6012AL*+UI | 83*CA48060C17*** | 33000 | 16.5 | 8.1 | 32400 | 24800 | 76.54% | 1.98 | 0 | 11 |  |  |  |  | R-410A | 2.75 | Residential & Commercial | USHP | Ducted CEE Tier 1
210596604 | Central HP <5.4 tons | BRYANT HEATING AND COOLING SYSTEMS | HRCU-A-CB (Split System: Heat Pump with Remote Outdoor Unit-Air-Source) | 288BNV037*0**A* |  |  | CSPH*6012AL*+UI | 935CA66100C21*** | 33000 | 17 | 8.1 | 32200 | 24800 | 77.02% | 2.02 | 0 | 11.5 |  |  |  |  | R-410A | 2.75 | Residential & Commercial | USHP | Ducted CEE Tier 1
216633369 | Central HP <5.4 tons | ACIQ | HRCU-A-CB (Split System: Heat Pump with Remote Outdoor Unit-Air-Source) | H5H0V36*K*AAA* |  |  | ESH5X60M12A*+WALLCON | *80CSU0401712A* | 34600 | 17 | 8.5 | 34600 | 24800 | 71.68% | 1.8 | 0 | 9.5 |  |  |  |  | R-454B | 2.8833 | Residential & Commercial | USHP
216633370 | Central HP <5.4 tons | ACIQ | HRCU-A-CB (Split System: Heat Pump with Remote Outdoor Unit-Air-Source) | H5H0V36*K*AAA* |  |  | ESH5X60M12A*+WALLCON | *80CSU0601716A* | 34600 | 17 | 8.5 | 34600 | 25000 | 72.25% | 1.8 | 0 | 9.5 |  |  |  |  | R-454B | 2.8833 | Residential & Commercial | USHP
215935141 | Central HP <5.4 tons | KEEPRITE | HRCU-A-CB (Split System: Heat Pump with Remote Outdoor Unit-Air-Source) | C5H3V36*K*AAA* |  |  | EVM5X49M21A*+WALLCON | *96CTN1002122B* | 35600 | 22 | 8.5 | 38000 | 28600 | 75.26% | 2.02 | 0 | 12.5 |  |  |  |  | R-454B | 2.9667 | Residential & Commercial | USHP | Ducted CEE Tier 1
214650201 | Central HP <5.4 tons | CHAMPION HEATING AND COOLING | HRCU-A-CB (Split System: Heat Pump with Remote Outdoor Unit-Air-Source) | HH824E2S11 |  |  | CTU36B5XDS1+TXV | TPLC080B12MP13 | 23000 | 18 | 9 | 23000 | 18500 | 80.43% | 2 | 0 | 12 |  |  |  |  | R-454B | 1.9167 | Residential & Commercial | USHP | Ducted CEE Tier 1
211387880 | Central HP <5.4 tons | CHAMPION HEATING AND COOLING | HRCU-A-CB (Split System: Heat Pump with Remote Outdoor Unit-Air-Source) | HMH72B341 |  |  | XAFB36DXXN1+TXV | TM9V080B12MP12 | 33600 | 17.5 | 8.5 | 33400 | 23400 | 70.06% | 2.04 | 0 | 10 |  |  |  |  | R-410A | 2.8 | Residential & Commercial | USHP | Ducted CEE Tier 1
204456861 | Central HP <5.4 tons | BRYANT HEATING AND COOLING SYSTEMS | HRCU-A-CB (Split System: Heat Pump with Remote Outdoor Unit-Air-Source) | 288BNV025*0**B* |  |  | CAP**3717AL*+UI | 987MB42080C17*** | 24200 | 16 | 8.1 | 21400 | 16800 | 78.5% | 1.98 | 11 | 11 |  |  |  |  | R-410A | 2.0167 | Residential & Commercial | USHP | Ducted CEE Tier 1
204456870 | Central HP <5.4 tons | BRYANT HEATING AND COOLING SYSTEMS | HRCU-A-CB (Split System: Heat Pump with Remote Outdoor Unit-Air-Source) | 288BNV025*0**B* |  |  | CAP**3717AL*+UI | 88*TA36070C14*** | 24200 | 17 | 8.1 | 21400 | 16600 | 77.57% | 2 | 11 | 11 |  |  |  |  | R-410A | 2.0167 | Residential & Commercial | USHP | Ducted CEE Tier 1
216634552 | Central HP <5.4 tons | ACIQ | HRCU-A-CB (Split System: Heat Pump with Remote Outdoor Unit-Air-Source) | H5H0V48*K*AAA* |  |  | EVD5X48M21A*+WALLCON | *97CTN1002122A* | 47000 | 18.5 | 9 | 50000 | 36400 | 72.8% | 2 | 0 | 10 |  |  |  |  | R-454B | 3.9167 | Residential & Commercial | USHP | Ducted CEE Tier 1
216634570 | Central HP <5.4 tons | ACIQ | HRCU-A-CB (Split System: Heat Pump with Remote Outdoor Unit-Air-Source) | H5H0V48*K*AAA* |  |  | EVD5X60M21A*+WALLCON | *97CTN0801716A* | 47500 | 18.5 | 9 | 50000 | 37200 | 74.4% | 1.98 | 0 | 10 |  |  |  |  | R-454B | 3.9583 | Residential & Commercial | USHP | Ducted CEE Tier 1
216634627 | Central HP <5.4 tons | ACIQ | HRCU-A-CB (Split System: Heat Pump with Remote Outdoor Unit-Air-Source) | H5H0V60*K*AAA* |  |  | EVM5X60M24A*+WALLCON | *97CTN1202422A* | 56500 | 18.5 | 9 | 63000 | 44500 | 70.63% | 2.1 | 0 | 9 |  |  |  |  | R-454B | 4.7083 | Residential & Commercial | USHP
216634593 | Central HP <5.4 tons | ACIQ | HRCU-A-CB (Split System: Heat Pump with Remote Outdoor Unit-Air-Source) | H5H0V60*K*AAA* |  |  | EA*5X60M24A*+WALLCON | *96CTN0802120B* | 54500 | 18.5 | 9 | 59500 | 42000 | 70.59% | 1.9 | 0 | 8.5 |  |  |  |  | R-454B | 4.5417 | Residential & Commercial | USHP
210596299 | Central HP <5.4 tons | BRYANT HEATING AND COOLING SYSTEMS | HRCU-A-CB (Split System: Heat Pump with Remote Outdoor Unit-Air-Source) | 288BNV025*0**B* |  |  | CAP**4221AL*+UI | 88*TA48090C17*** | 23800 | 17.5 | 8.1 | 21400 | 16500 | 77.1% | 1.98 | 0 | 11 |  |  |  |  | R-410A | 1.9833 | Residential & Commercial | USHP | Ducted CEE Tier 1
210596301 | Central HP <5.4 tons | BRYANT HEATING AND COOLING SYSTEMS | HRCU-A-CB (Split System: Heat Pump with Remote Outdoor Unit-Air-Source) | 288BNV025*0**B* |  |  | CAP**4221AL*+UI | 935CA60080C21*** | 23800 | 16.5 | 8.1 | 21400 | 16600 | 77.57% | 1.96 | 0 | 11 |  |  |  |  | R-410A | 1.9833 | Residential & Commercial | USHP | Ducted CEE Tier 1
210596316 | Central HP <5.4 tons | BRYANT HEATING AND COOLING SYSTEMS | HRCU-A-CB (Split System: Heat Pump with Remote Outdoor Unit-Air-Source) | 288BNV025*0**B* |  |  | CAP**4224AL*+UI | 987MB60060C21*** | 23600 | 16.5 | 8.1 | 21400 | 16700 | 78.04% | 1.96 | 0 | 11 |  |  |  |  | R-410A | 1.9667 | Residential & Commercial | USHP | Ducted CEE Tier 1
210596401 | Central HP <5.4 tons | BRYANT HEATING AND COOLING SYSTEMS | HRCU-A-CB (Split System: Heat Pump with Remote Outdoor Unit-Air-Source) | 288BNV025*0**B* |  |  | CNPV*4821AL*+UI | 987MB60060C21*** | 24000 | 16.5 | 8.1 | 21400 | 16700 | 78.04% | 2 | 0 | 11 |  |  |  |  | R-410A | 2 | Residential & Commercial | USHP | Ducted CEE Tier 1
210596418 | Central HP <5.4 tons | BRYANT HEATING AND COOLING SYSTEMS | HRCU-A-CB (Split System: Heat Pump with Remote Outdoor Unit-Air-Source) | 288BNV025*0**B* |  |  | CSPH*4212AL*+UI | 88*TA48090C17*** | 24200 | 16.5 | 8.1 | 21200 | 16500 | 77.83% | 2.02 | 0 | 11 |  |  |  |  | R-410A | 2.0167 | Residential & Commercial | USHP | Ducted CEE Tier 1
210596419 | Central HP <5.4 tons | BRYANT HEATING AND COOLING SYSTEMS | HRCU-A-CB (Split System: Heat Pump with Remote Outdoor Unit-Air-Source) | 288BNV025*0**B* |  |  | CSPH*4212AL*+UI | 88*TA66135C24*** | 24200 | 16 | 8.1 | 21400 | 16600 | 77.57% | 2 | 0 | 10.5 |  |  |  |  | R-410A | 2.0167 | Residential & Commercial | USHP | Ducted CEE Tier 1
214397272 | Central HP <5.4 tons | CHAMPION HEATING AND COOLING | HRCU-A-CB (Split System: Heat Pump with Remote Outdoor Unit-Air-Source) | HH836E2S11 |  |  | CTF36C5CDS1 | TM9V080C16MP12 | 33800 | 18 | 8.5 | 31800 | 26000 | 81.76% | 2 | 0 | 11 |  |  |  |  | R-454B | 2.8167 | Residential & Commercial | USHP | Ducted CEE Tier 1
214396686 | Central HP <5.4 tons | CHAMPION HEATING AND COOLING | HRCU-A-CB (Split System: Heat Pump with Remote Outdoor Unit-Air-Source) | HH824E2S11 |  |  | CTF36B5ADS1 | TM9E060B12MP12 | 23000 | 18 | 9.5 | 23000 | 19200 | 83.48% | 2 | 0 | 12 |  |  |  |  | R-454B | 1.9167 | Residential & Commercial | USHP | Ducted CEE Tier 1
214397113 | Central HP <5.4 tons | CHAMPION HEATING AND COOLING | HRCU-A-CB (Split System: Heat Pump with Remote Outdoor Unit-Air-Source) | HH824E2S11 |  |  | CTF36B5ADS1 | TM9E080B12MP12 | 23000 | 18 | 9.5 | 23000 | 18800 | 81.74% | 2 | 0 | 12 |  |  |  |  | R-454B | 1.9167 | Residential & Commercial | USHP | Ducted CEE Tier 1
213780362 | Central HP <5.4 tons | KEEPRITE | HRCU-A-CB (Split System: Heat Pump with Remote Outdoor Unit-Air-Source) | CVH837GKA** |  |  | EHD4X60AAL+WALLCON | *80CTL1352422B* | 33000 | 16.5 | 8.1 | 32200 | 24800 | 77.02% | 2 | 0 | 11.5 |  |  |  |  | R-410A | 2.75 | Residential & Commercial | USHP | Ducted CEE Tier 1
214397331 | Central HP <5.4 tons | CHAMPION HEATING AND COOLING | HRCU-A-CB (Split System: Heat Pump with Remote Outdoor Unit-Air-Source) | HH836E2S11 |  |  | CTM48C5CFS1+JMVT17CC2N1 | 0 | 34000 | 19 | 9 | 31600 | 25000 | 79.11% | 2 | 0 | 11.7 |  |  |  |  | R-454B | 2.8333 | Residential & Commercial | USHP | Ducted CEE Tier 1
214609066 | Central HP <5.4 tons | CHAMPION HEATING AND COOLING | HRCU-A-CB (Split System: Heat Pump with Remote Outdoor Unit-Air-Source) | HH836E2S11 |  |  | CTF48C5CFS1 | Z9ES080C16SMPS1 | 34000 | 19 | 9 | 32600 | 25800 | 79.14% | 2 | 0 | 11 |  |  |  |  | R-454B | 2.8333 | Residential & Commercial | USHP | Ducted CEE Tier 1
213078571 | Central HP <5.4 tons | KEEPRITE | HRCU-A-CB (Split System: Heat Pump with Remote Outdoor Unit-Air-Source) | DLCURAH36ABK |  |  | EN(A,D,W)4X48L21** | *80MS(N,L)0902120A* | 36000 | 16.5 | 8.1 | 38500 | 35000 | 90.91% | 2 | 0 | 10.5 |  |  |  |  | R-410A | 3 | Residential & Commercial | USHP | Ducted CEE Tier 1
213078635 | Central HP <5.4 tons | KEEPRITE | HRCU-A-CB (Split System: Heat Pump with Remote Outdoor Unit-Air-Source) | DLCURAH36ABK |  |  | EA*4X42L21A* | *80MS(N,L)1102120A* | 35800 | 16.5 | 8.1 | 38500 | 35000 | 90.91% | 1.9 | 0 | 10 |  |  |  |  | R-410A | 2.9833 | Residential & Commercial | USHP | Ducted CEE Tier 1
213077884 | Central HP <5.4 tons | KEEPRITE | HRCU-A-CB (Split System: Heat Pump with Remote Outdoor Unit-Air-Source) | DLCURAH36ABK |  |  | EA*4X37L17A* | *80MS(N,L)0701412A* | 36000 | 15.5 | 8.5 | 38500 | 35000 | 90.91% | 2 | 0 | 10 |  |  |  |  | R-410A | 3 | Residential & Commercial | USHP | Ducted CEE Tier 1
213078203 | Central HP <5.4 tons | KEEPRITE | HRCU-A-CB (Split System: Heat Pump with Remote Outdoor Unit-Air-Source) | DLCURAH36ABK |  |  | EA*4X42L24A* | *80MS(N,L)0702116A* | 35200 | 16.5 | 8.1 | 38500 | 35000 | 90.91% | 1.88 | 0 | 10 |  |  |  |  | R-410A | 2.9333 | Residential & Commercial | USHP | Ducted CEE Tier 1
214570606 | Central HP <5.4 tons | KENMORE | HRCU-A-CB (Split System: Heat Pump with Remote Outdoor Unit-Air-Source) | (C,H,T)VH825GKA3* |  |  | EA*4X42L24A*+WALLCON | *96CTN0802120B* | 23800 | 17 | 8.5 | 21400 | 16600 | 77.57% | 1.96 | 0 | 11 |  |  |  |  | R-410A | 1.9833 | Residential & Commercial | USHP | Ducted CEE Tier 1
213782292 | Central HP <5.4 tons | KEEPRITE | HRCU-A-CB (Split System: Heat Pump with Remote Outdoor Unit-Air-Source) | CVH837GKA2* |  |  | EHD4X60AAL+WALLCON | *97CMN0601714B* | 32800 | 16 | 8.1 | 32400 | 25200 | 77.78% | 1.96 | 0 | 11 |  |  |  |  | R-410A | 2.7333 | Residential & Commercial | USHP | Ducted CEE Tier 1
213782312 | Central HP <5.4 tons | KEEPRITE | HRCU-A-CB (Split System: Heat Pump with Remote Outdoor Unit-Air-Source) | CVH837GKA2* |  |  | EHD4X60AAL+WALLCON | *97CMN1002122B* | 33000 | 16.5 | 8.1 | 32200 | 24800 | 77.02% | 2 | 0 | 11.5 |  |  |  |  | R-410A | 2.75 | Residential & Commercial | USHP | Ducted CEE Tier 1
214397314 | Central HP <5.4 tons | CHAMPION HEATING AND COOLING | HRCU-A-CB (Split System: Heat Pump with Remote Outdoor Unit-Air-Source) | HH836E2S11 |  |  | CTF36B5CDS1 | TPLC080B12MP13 | 33000 | 17 | 8.5 | 31000 | 25200 | 81.29% | 2 | 0 | 11 |  |  |  |  | R-454B | 2.75 | Residential & Commercial | USHP | Ducted CEE Tier 1
214396860 | Central HP <5.4 tons | CHAMPION HEATING AND COOLING | HRCU-A-CB (Split System: Heat Pump with Remote Outdoor Unit-Air-Source) | HH836E2S11 |  |  | CTM36C5CDS1 | TM8V100C16MP12 | 34000 | 18 | 8.5 | 32000 | 26200 | 81.88% | 2 | 0 | 11 |  |  |  |  | R-454B | 2.8333 | Residential & Commercial | USHP | Ducted CEE Tier 1
214397212 | Central HP <5.4 tons | CHAMPION HEATING AND COOLING | HRCU-A-CB (Split System: Heat Pump with Remote Outdoor Unit-Air-Source) | HH860E2S11 |  |  | CTM60D5CJS1+JME18D2SN1 | 0 | 53500 | 19 | 9 | 54000 | 39000 | 72.22% | 2 | 0 | 11 |  |  |  |  | R-454B | 4.4583 | Residential & Commercial | USHP | Ducted CEE Tier 1
214397405 | Central HP <5.4 tons | CHAMPION HEATING AND COOLING | HRCU-A-CB (Split System: Heat Pump with Remote Outdoor Unit-Air-Source) | HH860E2S11 |  |  | JHE48C5CG2SS1 | 0 | 44500 | 19 | 8.5 | 44500 | 33400 | 75.06% | 2 | 0 | 12 |  |  |  |  | R-454B | 3.7083 | Residential & Commercial | USHP | Ducted CEE Tier 1
206790023 | Central HP <5.4 tons | BRYANT HEATING AND COOLING SYSTEMS | HRCU-A-CB (Split System: Heat Pump with Remote Outdoor Unit-Air-Source) | 284ANV024*0**B* |  |  | CAP**3617AL*+UI | 88*TA48090C17*** | 23400 | 21.5 | 10.5 | 26600 | 19700 | 74.06% | 2.44 | 14 | 13.5 |  |  |  |  | R-410A | 1.95 | Residential & Commercial | USHP | Ducted CEE Tier 1
206790100 | Central HP <5.4 tons | BRYANT HEATING AND COOLING SYSTEMS | HRCU-A-CB (Split System: Heat Pump with Remote Outdoor Unit-Air-Source) | 284ANV024*0**B* |  |  | CSPH*3612AL*+UI | 987MB42080C17*** | 23600 | 19.5 | 9 | 26600 | 19900 | 74.81% | 2.46 | 13 | 12.5 |  |  |  |  | R-410A | 1.9667 | Residential & Commercial | USHP | Ducted CEE Tier 1
214574516 | Central HP <5.4 tons | KENMORE | HRCU-A-CB (Split System: Heat Pump with Remote Outdoor Unit-Air-Source) | (C,H,T)VH837GKA2* |  |  | EN(A,D,W)4X42L21**+WALLCON | *80CTL0702120B* | 31800 | 17 | 8.1 | 33000 | 24600 | 74.55% | 1.88 | 0 | 11 |  |  |  |  | R-410A | 2.65 | Residential & Commercial | USHP | Ducted CEE Tier 1
214574096 | Central HP <5.4 tons | KENMORE | HRCU-A-CB (Split System: Heat Pump with Remote Outdoor Unit-Air-Source) | (C,H,T)VH837GKA2* |  |  | EA*4X61L21A*+WALLCON | *80CTL0702120B* | 33200 | 17.5 | 8.5 | 32000 | 25000 | 78.12% | 2 | 0 | 11.5 |  |  |  |  | R-410A | 2.7667 | Residential & Commercial | USHP | Ducted CEE Tier 1
206790332 | Central HP <5.4 tons | BRYANT HEATING AND COOLING SYSTEMS | HRCU-A-CB (Split System: Heat Pump with Remote Outdoor Unit-Air-Source) | 284ANV036*0**B* |  |  | CAP**4824AL*+UI | 986TC66120C24*** | 33800 | 19.5 | 9.5 | 34800 | 25800 | 74.14% | 2.04 | 12.5 | 12.5 |  |  |  |  | R-410A | 2.8167 | Residential & Commercial | USHP | Ducted CEE Tier 1
206790366 | Central HP <5.4 tons | BRYANT HEATING AND COOLING SYSTEMS | HRCU-A-CB (Split System: Heat Pump with Remote Outdoor Unit-Air-Source) | 284ANV036*0**B* |  |  | CAP**6124AL*+UI | 88*TA66135C24*** | 34800 | 20 | 9 | 34400 | 25000 | 72.67% | 2.02 | 13 | 12.5 |  |  |  |  | R-410A | 2.9 | Residential & Commercial | USHP | Ducted CEE Tier 1
206790384 | Central HP <5.4 tons | BRYANT HEATING AND COOLING SYSTEMS | HRCU-A-CB (Split System: Heat Pump with Remote Outdoor Unit-Air-Source) | 284ANV036*0**B* |  |  | CNPV*4221AL*+UI | 986TC42080C17*** | 32800 | 18.5 | 9 | 35600 | 26800 | 75.28% | 1.96 | 12 | 11.7 |  |  |  |  | R-410A | 2.7333 | Residential & Commercial | USHP | Ducted CEE Tier 1
213779013 | Central HP <5.4 tons | KENMORE | HRCU-A-CB (Split System: Heat Pump with Remote Outdoor Unit-Air-Source) | (C,H,T)VH837GKA** |  |  | EA*4X37L21A*+WALLCON | *97CMN0801714B* | 32800 | 17 | 8.1 | 33000 | 25200 | 76.36% | 1.96 | 0 | 11 |  |  |  |  | R-410A | 2.7333 | Residential & Commercial | USHP | Ducted CEE Tier 1
213778813 | Central HP <5.4 tons | KENMORE | HRCU-A-CB (Split System: Heat Pump with Remote Outdoor Unit-Air-Source) | (C,H,T)VH837GKA** |  |  | EA*4X36L17A*+WALLCON | *96CTN0801714B* | 31400 | 16.5 | 8.1 | 33200 | 24400 | 73.49% | 1.82 | 0 | 10.5 |  |  |  |  | R-410A | 2.6167 | Residential & Commercial | USHP | Ducted CEE Tier 1
214570516 | Central HP <5.4 tons | KENMORE | HRCU-A-CB (Split System: Heat Pump with Remote Outdoor Unit-Air-Source) | (C,H,T)VH825GKA3* |  |  | EA*4X42L21A*+WALLCON | *95CSU1002122B* | 23800 | 16.5 | 8.1 | 21400 | 16600 | 77.57% | 1.96 | 0 | 11 |  |  |  |  | R-410A | 1.9833 | Residential & Commercial | USHP | Ducted CEE Tier 1
214570766 | Central HP <5.4 tons | KENMORE | HRCU-A-CB (Split System: Heat Pump with Remote Outdoor Unit-Air-Source) | (C,H,T)VH825GKA3* |  |  | EA*4X48L24A*+WALLCON | *97CMN0602120B* | 24000 | 16.5 | 8.5 | 21000 | 16600 | 79.05% | 2 | 0 | 10.5 |  |  |  |  | R-410A | 2 | Residential & Commercial | USHP | Ducted CEE Tier 1
211385973 | Central HP <5.4 tons | CHAMPION HEATING AND COOLING | HRCU-A-CB (Split System: Heat Pump with Remote Outdoor Unit-Air-Source) | HMH72B341 |  |  | XAFC48FXXN1+TXV | TM8E080B12MP11 | 33400 | 17 | 8.5 | 32400 | 23800 | 73.46% | 2.04 | 0 | 9 |  |  |  |  | R-410A | 2.7833 | Residential & Commercial | USHP
214720076 | Central HP <5.4 tons | CHAMPION HEATING AND COOLING | HRCU-A-CB (Split System: Heat Pump with Remote Outdoor Unit-Air-Source) | HH836E2S11 |  |  | CTU48C5XFS1+TXV | TPLC100C16MP13 | 33400 | 18 | 9 | 31600 | 25400 | 80.38% | 2 | 0 | 11 |  |  |  |  | R-454B | 2.7833 | Residential & Commercial | USHP | Ducted CEE Tier 1
215668962 | Central HP <5.4 tons | KENMORE | HRCU-A-CB (Split System: Heat Pump with Remote Outdoor Unit-Air-Source) | (C,H,T)5H0V36*K*AAA* |  |  | EA*5X43M21A*+WALLCON | *80CSU0601716A* | 34400 | 18 | 9 | 35400 | 25200 | 71.19% | 1.9 | 0 | 9.5 |  |  |  |  | R-454B | 2.8667 | Residential & Commercial | USHP
216633938 | Central HP <5.4 tons | ACIQ | HRCU-A-CB (Split System: Heat Pump with Remote Outdoor Unit-Air-Source) | H5H0V48*K*AAA* |  |  | EVM5X61M24A*+WALLCON | *95CSU1002122B* | 48500 | 19 | 9 | 50000 | 36600 | 73.2% | 2.1 | 0 | 10.5 |  |  |  |  | R-454B | 4.0417 | Residential & Commercial | USHP | Ducted CEE Tier 1
216633988 | Central HP <5.4 tons | ACIQ | HRCU-A-CB (Split System: Heat Pump with Remote Outdoor Unit-Air-Source) | H5H0V48*K*AAA* |  |  | EVD5X60M21A*+WALLCON | *97CMN0602120B* | 47500 | 18.5 | 9 | 50000 | 37200 | 74.4% | 1.98 | 0 | 10 |  |  |  |  | R-454B | 3.9583 | Residential & Commercial | USHP | Ducted CEE Tier 1
216633990 | Central HP <5.4 tons | ACIQ | HRCU-A-CB (Split System: Heat Pump with Remote Outdoor Unit-Air-Source) | H5H0V48*K*AAA* |  |  | EVD5X60M21A*+WALLCON | *97CMN0802120B* | 48000 | 19 | 9 | 50000 | 36800 | 73.6% | 2 | 0 | 10 |  |  |  |  | R-454B | 4 | Residential & Commercial | USHP | Ducted CEE Tier 1
216634006 | Central HP <5.4 tons | ACIQ | HRCU-A-CB (Split System: Heat Pump with Remote Outdoor Unit-Air-Source) | H5H0V48*K*AAA* |  |  | EVD5X61M21A*+WALLCON | *80CTL0451712B* | 48000 | 18.5 | 9 | 50000 | 37600 | 75.2% | 1.98 | 0 | 9.5 |  |  |  |  | R-454B | 4 | Residential & Commercial | USHP
216634023 | Central HP <5.4 tons | ACIQ | HRCU-A-CB (Split System: Heat Pump with Remote Outdoor Unit-Air-Source) | H5H0V48*K*AAA* |  |  | EVD5X61M24A*+WALLCON | *80CTL0902120B* | 48500 | 19.5 | 9.5 | 50000 | 36600 | 73.2% | 2.1 | 0 | 10.5 |  |  |  |  | R-454B | 4.0417 | Residential & Commercial | USHP | Ducted CEE Tier 1
214396461 | Central HP <5.4 tons | CHAMPION HEATING AND COOLING | HRCU-A-CB (Split System: Heat Pump with Remote Outdoor Unit-Air-Source) | HH836E2S11 |  |  | CTF36C5CDS1 | TM8Y120C20MP11 | 33600 | 18 | 8.5 | 31000 | 25200 | 81.29% | 2 | 0 | 11.7 |  |  |  |  | R-454B | 2.8 | Residential & Commercial | USHP | Ducted CEE Tier 1
214396511 | Central HP <5.4 tons | CHAMPION HEATING AND COOLING | HRCU-A-CB (Split System: Heat Pump with Remote Outdoor Unit-Air-Source) | HH836E2S11 |  |  | CTM48C5CFS1 | TM8Y120C20MP11 | 34600 | 19 | 9 | 32600 | 25800 | 79.14% | 2 | 0 | 11 |  |  |  |  | R-454B | 2.8833 | Residential & Commercial | USHP | Ducted CEE Tier 1
214802098 | Central HP <5.4 tons | HISENSE | HRCU-A-CB (Split System: Heat Pump with Remote Outdoor Unit-Air-Source) | AUWR-60U3TH5 |  |  | AUH-60UX3TEH3 | 0 | 57000 | 19 | 9 | 57000 | 42000 | 73.68% | 2.46 | 0 | 11 |  |  |  |  | R-454B | 4.75 | Residential & Commercial | USHP | Ducted CEE Tier 1
216683102 | Central HP <5.4 tons | KEEPRITE | HRCU-A-CB (Split System: Heat Pump with Remote Outdoor Unit-Air-Source) | DLCURAH18ABK |  |  | EHD4X30AAL | *97VTN1002122A* | 18100 | 16 | 8.5 | 18600 | 18000 | 96.77% | 2.02 | 0 | 10.5 |  |  |  |  | R-410A | 1.5083 | Residential & Commercial | USHP | Ducted CEE Tier 1
216754807 | Central HP <5.4 tons | KEEPRITE | HRCU-A-CB (Split System: Heat Pump with Remote Outdoor Unit-Air-Source) | D5CUHAH30AAK |  |  | EA*5X43M21A* | *80CSU0601716A* | 31800 | 15.2 | 9 | 34400 | 30200 | 87.79% | 1.8 | 0 | 9.5 |  |  |  |  | R-454B | 2.65 | Residential & Commercial | USHP
214573606 | Central HP <5.4 tons | KENMORE | HRCU-A-CB (Split System: Heat Pump with Remote Outdoor Unit-Air-Source) | (C,H,T)VH837GKA** |  |  | EN(A,D,W)4X60L24**+WALLCON | *96CTN0802120B* | 32800 | 19 | 8.5 | 32200 | 24600 | 76.4% | 1.98 | 0 | 12 |  |  |  |  | R-410A | 2.7333 | Residential & Commercial | USHP | Ducted CEE Tier 1
213782102 | Central HP <5.4 tons | KEEPRITE | HRCU-A-CB (Split System: Heat Pump with Remote Outdoor Unit-Air-Source) | CVH837GKA2* |  |  | EHD4X48AAL+WALLCON | *80CTL1102120B* | 32600 | 16.5 | 8.1 | 32800 | 24800 | 75.61% | 1.96 | 0 | 11 |  |  |  |  | R-410A | 2.7167 | Residential & Commercial | USHP | Ducted CEE Tier 1
213781552 | Central HP <5.4 tons | KEEPRITE | HRCU-A-CB (Split System: Heat Pump with Remote Outdoor Unit-Air-Source) | CVH837GKA2* |  |  | EA*4X61L21A*+WALLCON | *80CTL0701716B* | 32800 | 17 | 8.1 | 32200 | 25000 | 77.64% | 1.96 | 0 | 11 |  |  |  |  | R-410A | 2.7333 | Residential & Commercial | USHP | Ducted CEE Tier 1
213781652 | Central HP <5.4 tons | KEEPRITE | HRCU-A-CB (Split System: Heat Pump with Remote Outdoor Unit-Air-Source) | CVH837GKA2* |  |  | EA*4X61L21A*+WALLCON | *96CTN1002122B* | 33200 | 17.5 | 8.5 | 32000 | 24800 | 77.5% | 1.98 | 0 | 11.7 |  |  |  |  | R-410A | 2.7667 | Residential & Commercial | USHP | Ducted CEE Tier 1
213781502 | Central HP <5.4 tons | KEEPRITE | HRCU-A-CB (Split System: Heat Pump with Remote Outdoor Unit-Air-Source) | CVH837GKA2* |  |  | EA*4X60L24A*+WALLCON | *97CMN1002122B* | 32800 | 17.5 | 8.1 | 31800 | 24600 | 77.36% | 1.98 | 0 | 11.5 |  |  |  |  | R-410A | 2.7333 | Residential & Commercial | USHP | Ducted CEE Tier 1
210596322 | Central HP <5.4 tons | BRYANT HEATING AND COOLING SYSTEMS | HRCU-A-CB (Split System: Heat Pump with Remote Outdoor Unit-Air-Source) | 288BNV025*0**B* |  |  | CAP**4321AL*+UI | 88*TA36045C17*** | 24200 | 16.5 | 8.1 | 21600 | 16800 | 77.78% | 2 | 0 | 11 |  |  |  |  | R-410A | 2.0167 | Residential & Commercial | USHP | Ducted CEE Tier 1
206790475 | Central HP <5.4 tons | BRYANT HEATING AND COOLING SYSTEMS | HRCU-A-CB (Split System: Heat Pump with Remote Outdoor Unit-Air-Source) | 284ANV036*0**B* |  |  | CSPH*4812AL*+UI | 987MB60060C21*** | 34000 | 18 | 9 | 35200 | 26000 | 73.86% | 2.02 | 12 | 11.7 |  |  |  |  | R-410A | 2.8333 | Residential & Commercial | USHP | Ducted CEE Tier 1
214573746 | Central HP <5.4 tons | KENMORE | HRCU-A-CB (Split System: Heat Pump with Remote Outdoor Unit-Air-Source) | (C,H,T)VH837GKA2* |  |  | EA*4X42L21A*+WALLCON | *95CSU0802120B* | 31800 | 17 | 8.5 | 33000 | 24400 | 73.94% | 1.9 | 0 | 11 |  |  |  |  | R-410A | 2.65 | Residential & Commercial | USHP | Ducted CEE Tier 1
214573846 | Central HP <5.4 tons | KENMORE | HRCU-A-CB (Split System: Heat Pump with Remote Outdoor Unit-Air-Source) | (C,H,T)VH837GKA2* |  |  | EA*4X42L24A*+WALLCON | *96CTN0802120B* | 31800 | 17.5 | 8.5 | 32800 | 24400 | 74.39% | 1.9 | 0 | 11 |  |  |  |  | R-410A | 2.65 | Residential & Commercial | USHP | Ducted CEE Tier 1
213782142 | Central HP <5.4 tons | KEEPRITE | HRCU-A-CB (Split System: Heat Pump with Remote Outdoor Unit-Air-Source) | CVH837GKA2* |  |  | EHD4X48AAL+WALLCON | *97CMN0801714B* | 32400 | 16.5 | 8.1 | 33000 | 25000 | 75.76% | 1.94 | 0 | 11 |  |  |  |  | R-410A | 2.7 | Residential & Commercial | USHP | Ducted CEE Tier 1
216410939 | Central HP <5.4 tons | CHAMPION HEATING AND COOLING | HRCU-A-CB (Split System: Heat Pump with Remote Outdoor Unit-Air-Source) | HMH72B361 |  |  | XAFC36DBCN1 | Z9ET100C16SMPS1 | 35000 | 17.5 | 8.5 | 34600 | 24800 | 71.68% | 2.06 | 0 | 8.5 |  |  |  |  | R-410A | 2.9167 | Residential & Commercial | USHP
206790523 | Central HP <5.4 tons | BRYANT HEATING AND COOLING SYSTEMS | HRCU-A-CB (Split System: Heat Pump with Remote Outdoor Unit-Air-Source) | 284ANV036*0**B* |  |  | CSPH*4212AL*+UI | 83*CA48060C17*** | 33800 | 18.5 | 9 | 35200 | 26000 | 73.86% | 2.02 | 12 | 11.7 |  |  |  |  | R-410A | 2.8167 | Residential & Commercial | USHP | Ducted CEE Tier 1
206790534 | Central HP <5.4 tons | BRYANT HEATING AND COOLING SYSTEMS | HRCU-A-CB (Split System: Heat Pump with Remote Outdoor Unit-Air-Source) | 284ANV036*0**B* |  |  | CAP**4221AL*+UI | 935CA48060C17*** | 32800 | 19 | 9 | 35800 | 26800 | 74.86% | 1.96 | 12 | 11 |  |  |  |  | R-410A | 2.7333 | Residential & Commercial | USHP | Ducted CEE Tier 1
213296786 | Central HP <5.4 tons | CHAMPION HEATING AND COOLING | HRCU-A-CB (Split System: Heat Pump with Remote Outdoor Unit-Air-Source) | HMH72B341 |  |  | XAHC36DXXN1+TXV | Z9ET100C16SMPS1 | 33000 | 17.5 | 8.1 | 32200 | 22800 | 70.81% | 2 | 0 | 10 |  |  |  |  | R-410A | 2.75 | Residential & Commercial | USHP | Ducted CEE Tier 1
213296801 | Central HP <5.4 tons | CHAMPION HEATING AND COOLING | HRCU-A-CB (Split System: Heat Pump with Remote Outdoor Unit-Air-Source) | HMH72B341 |  |  | XAUB30CXXN1+TXV | Z9ET080B12SMPS1 | 32600 | 18.5 | 8.1 | 33000 | 23400 | 70.91% | 2.02 | 0 | 9.5 |  |  |  |  | R-410A | 2.7167 | Residential & Commercial | USHP
213296851 | Central HP <5.4 tons | CHAMPION HEATING AND COOLING | HRCU-A-CB (Split System: Heat Pump with Remote Outdoor Unit-Air-Source) | HMH72B341 |  |  | XAHC30CXXN1+TXV | Z8ET080B12LMPS1 | 31800 | 18 | 8.1 | 32200 | 22600 | 70.19% | 2 | 0 | 9.5 |  |  |  |  | R-410A | 2.65 | Residential & Commercial | USHP
213297101 | Central HP <5.4 tons | CHAMPION HEATING AND COOLING | HRCU-A-CB (Split System: Heat Pump with Remote Outdoor Unit-Air-Source) | HMH72B341 |  |  | XAFB30CXXN1+TXV | Z8ET080B12LMPS1 | 33000 | 18.5 | 8.1 | 33000 | 23400 | 70.91% | 2.04 | 0 | 9.5 |  |  |  |  | R-410A | 2.75 | Residential & Commercial | USHP
213297136 | Central HP <5.4 tons | CHAMPION HEATING AND COOLING | HRCU-A-CB (Split System: Heat Pump with Remote Outdoor Unit-Air-Source) | HMH72B341 |  |  | XAUC48FXXN1+TXV | Z8ES120C16LMPS1 | 34000 | 16.5 | 8.5 | 32800 | 23400 | 71.34% | 2.1 | 0 | 9.5 |  |  |  |  | R-410A | 2.8333 | Residential & Commercial | USHP
213297201 | Central HP <5.4 tons | CHAMPION HEATING AND COOLING | HRCU-A-CB (Split System: Heat Pump with Remote Outdoor Unit-Air-Source) | HMH72B341 |  |  | XAUB30CXXN1+TXV | Z8ES040A12SMPS1 | 33200 | 18 | 8.5 | 33000 | 23400 | 70.91% | 2.06 | 0 | 10 |  |  |  |  | R-410A | 2.7667 | Residential & Commercial | USHP | Ducted CEE Tier 1
213297371 | Central HP <5.4 tons | CHAMPION HEATING AND COOLING | HRCU-A-CB (Split System: Heat Pump with Remote Outdoor Unit-Air-Source) | HMH72B341 |  |  | XAFB30CXXN1+TXV | Z8ES100B12LMPS1 | 32800 | 18 | 8.5 | 33000 | 23200 | 70.3% | 2.04 | 0 | 9.5 |  |  |  |  | R-410A | 2.7333 | Residential & Commercial | USHP
213372200 | Central HP <5.4 tons | LPS Legacy | HRCU-A-C (Split System: Heat Pump with Remote Outdoor Unit with No Indoor Fan --Air Source) | DLCURAH36ABK |  |  | DLFULAH36XBX + CI | 0 | 35000 | 15.5 | 8.6 | 38000 | 31600 | 83.16% | 1.85 | 0 | 10 |  |  |  |  | R-410A | 2.9167 | Residential & Commercial | USHP | Ducted CEE Tier 1
213782122 | Central HP <5.4 tons | KEEPRITE | HRCU-A-CB (Split System: Heat Pump with Remote Outdoor Unit-Air-Source) | CVH837GKA2* |  |  | EHD4X48AAL+WALLCON | *95CSU0601716B* | 32400 | 16 | 8.1 | 33000 | 25000 | 75.76% | 1.94 | 0 | 11 |  |  |  |  | R-410A | 2.7 | Residential & Commercial | USHP | Ducted CEE Tier 1
206790627 | Central HP <5.4 tons | BRYANT HEATING AND COOLING SYSTEMS | HRCU-A-CB (Split System: Heat Pump with Remote Outdoor Unit-Air-Source) | 284ANV048*0**B* |  |  | CSPH*6012AL*+UI | 986TC66120C24*** | 45000 | 20.5 | 9 | 46000 | 36200 | 78.7% | 2.36 | 12.5 | 12 |  |  |  |  | R-410A | 3.75 | Residential & Commercial | USHP | Ducted CEE Tier 1
216664722 | Central HP <5.4 tons | HISENSE | HRCU-A-CB (Split System: Heat Pump with Remote Outdoor Unit-Air-Source) | AOH-48U3T25U |  |  | AHU-48U3T24 | 0 | 48000 | 18 | 9 | 48000 | 35000 | 72.92% | 2 | 0 | 10 |  |  |  |  | R-454B | 4 | Residential & Commercial | USHP | Ducted CEE Tier 1
213782082 | Central HP <5.4 tons | KEEPRITE | HRCU-A-CB (Split System: Heat Pump with Remote Outdoor Unit-Air-Source) | CVH837GKA2* |  |  | EHD4X48AAL+WALLCON | *80CTL0901716B* | 32400 | 16.5 | 8.1 | 33000 | 24800 | 75.15% | 1.96 | 0 | 11 |  |  |  |  | R-410A | 2.7 | Residential & Commercial | USHP | Ducted CEE Tier 1
213781912 | Central HP <5.4 tons | KEEPRITE | HRCU-A-CB (Split System: Heat Pump with Remote Outdoor Unit-Air-Source) | CVH837GKA2* |  |  | EHD4X42AAL+WALLCON | *80CTL0701716B* | 32400 | 16 | 8.1 | 33200 | 24800 | 74.7% | 1.92 | 0 | 11 |  |  |  |  | R-410A | 2.7 | Residential & Commercial | USHP | Ducted CEE Tier 1
213782342 | Central HP <5.4 tons | KEEPRITE | HRCU-A-CB (Split System: Heat Pump with Remote Outdoor Unit-Air-Source) | CVH837GKA2* |  |  | EHD4X60AAL+WALLCON | *96CTN0801714B* | 32800 | 16.5 | 8.1 | 32200 | 25000 | 77.64% | 1.98 | 0 | 11 |  |  |  |  | R-410A | 2.7333 | Residential & Commercial | USHP | Ducted CEE Tier 1
213782362 | Central HP <5.4 tons | KEEPRITE | HRCU-A-CB (Split System: Heat Pump with Remote Outdoor Unit-Air-Source) | CVH837GKA2* |  |  | EHD4X60AAL+WALLCON | *96CTN1202422B* | 33000 | 16.5 | 8.1 | 32200 | 24800 | 77.02% | 2 | 0 | 11.5 |  |  |  |  | R-410A | 2.75 | Residential & Commercial | USHP | Ducted CEE Tier 1
214573446 | Central HP <5.4 tons | KENMORE | HRCU-A-CB (Split System: Heat Pump with Remote Outdoor Unit-Air-Source) | (C,H,T)VH837GKA** |  |  | EN(A,D,W)4X48L21**+WALLCON | *95CSU0802120B* | 32400 | 17.5 | 8.1 | 32800 | 24800 | 75.61% | 1.96 | 0 | 11.5 |  |  |  |  | R-410A | 2.7 | Residential & Commercial | USHP | Ducted CEE Tier 1
214573546 | Central HP <5.4 tons | KENMORE | HRCU-A-CB (Split System: Heat Pump with Remote Outdoor Unit-Air-Source) | (C,H,T)VH837GKA** |  |  | EN(A,D)4X48L24**+WALLCON | *96CTN0802120B* | 32400 | 17.5 | 8.5 | 32600 | 24800 | 76.07% | 1.98 | 0 | 11.5 |  |  |  |  | R-410A | 2.7 | Residential & Commercial | USHP | Ducted CEE Tier 1
214397063 | Central HP <5.4 tons | CHAMPION HEATING AND COOLING | HRCU-A-CB (Split System: Heat Pump with Remote Outdoor Unit-Air-Source) | HH860E2S11 |  |  | CTM60C5CGS1 | TM9E100C16MP12 | 44500 | 18 | 9 | 46000 | 34400 | 74.78% | 2 | 0 | 11 |  |  |  |  | R-454B | 3.7083 | Residential & Commercial | USHP | Ducted CEE Tier 1
214574606 | Central HP <5.4 tons | KENMORE | HRCU-A-CB (Split System: Heat Pump with Remote Outdoor Unit-Air-Source) | (C,H,T)VH837GKA2* |  |  | EN(A,D,W)4X48L21**+WALLCON | *97CMN0602120B* | 32200 | 17 | 8.1 | 33000 | 25000 | 75.76% | 1.94 | 0 | 11.5 |  |  |  |  | R-410A | 2.6833 | Residential & Commercial | USHP | Ducted CEE Tier 1
214574506 | Central HP <5.4 tons | KENMORE | HRCU-A-CB (Split System: Heat Pump with Remote Outdoor Unit-Air-Source) | (C,H,T)VH837GKA2* |  |  | EN(A,D)4X36L21**+WALLCON | *96CTN0802120B* | 31400 | 17 | 8.1 | 33000 | 24000 | 72.73% | 1.84 | 0 | 11 |  |  |  |  | R-410A | 2.6167 | Residential & Commercial | USHP | Ducted CEE Tier 1
214573806 | Central HP <5.4 tons | KENMORE | HRCU-A-CB (Split System: Heat Pump with Remote Outdoor Unit-Air-Source) | (C,H,T)VH837GKA2* |  |  | EA*4X42L24A*+WALLCON | *95CSU0802120B* | 31800 | 17 | 8.5 | 33000 | 24400 | 73.94% | 1.9 | 0 | 11 |  |  |  |  | R-410A | 2.65 | Residential & Commercial | USHP | Ducted CEE Tier 1
214573836 | Central HP <5.4 tons | KENMORE | HRCU-A-CB (Split System: Heat Pump with Remote Outdoor Unit-Air-Source) | (C,H,T)VH837GKA2* |  |  | EA*4X42L24A*+WALLCON | *97CMN0802120B* | 31800 | 17 | 8.5 | 32800 | 24400 | 74.39% | 1.9 | 0 | 11 |  |  |  |  | R-410A | 2.65 | Residential & Commercial | USHP | Ducted CEE Tier 1
214573906 | Central HP <5.4 tons | KENMORE | HRCU-A-CB (Split System: Heat Pump with Remote Outdoor Unit-Air-Source) | (C,H,T)VH837GKA2* |  |  | EA*4X43L21A*+WALLCON | *96CTN0802120B* | 33000 | 18.5 | 8.5 | 32600 | 25000 | 76.69% | 2 | 0 | 11.5 |  |  |  |  | R-410A | 2.75 | Residential & Commercial | USHP | Ducted CEE Tier 1
213781532 | Central HP <5.4 tons | KEEPRITE | HRCU-A-CB (Split System: Heat Pump with Remote Outdoor Unit-Air-Source) | CVH837GKA2* |  |  | EA*4X60L24A*+WALLCON | *96CTN1202422B* | 32800 | 17.5 | 8.1 | 31800 | 24600 | 77.36% | 1.98 | 0 | 11.5 |  |  |  |  | R-410A | 2.7333 | Residential & Commercial | USHP | Ducted CEE Tier 1
206790629 | Central HP <5.4 tons | BRYANT HEATING AND COOLING SYSTEMS | HRCU-A-CB (Split System: Heat Pump with Remote Outdoor Unit-Air-Source) | 284ANV048*0**B* |  |  | CSPH*6012AL*+UI | 986TC66100C21*** | 45000 | 20.5 | 9 | 46000 | 36200 | 78.7% | 2.36 | 12.5 | 11.7 |  |  |  |  | R-410A | 3.75 | Residential & Commercial | USHP | Ducted CEE Tier 1
206790644 | Central HP <5.4 tons | BRYANT HEATING AND COOLING SYSTEMS | HRCU-A-CB (Split System: Heat Pump with Remote Outdoor Unit-Air-Source) | 284ANV048*0**B* |  |  | CAP**4821AL*+UI | 935CA60080C21*** | 43500 | 21 | 9 | 46500 | 36400 | 78.28% | 2.28 | 12 | 11.7 |  |  |  |  | R-410A | 3.625 | Residential & Commercial | USHP | Ducted CEE Tier 1
206790646 | Central HP <5.4 tons | BRYANT HEATING AND COOLING SYSTEMS | HRCU-A-CB (Split System: Heat Pump with Remote Outdoor Unit-Air-Source) | 284ANV048*0**B* |  |  | CAP**4824AL*+UI | 935CA60080C21*** | 44000 | 21 | 9 | 46500 | 36400 | 78.28% | 2.28 | 12 | 11.7 |  |  |  |  | R-410A | 3.6667 | Residential & Commercial | USHP | Ducted CEE Tier 1
213297401 | Central HP <5.4 tons | CHAMPION HEATING AND COOLING | HRCU-A-CB (Split System: Heat Pump with Remote Outdoor Unit-Air-Source) | HMH72B341 |  |  | XAHB30CXXN1+TXV | Z8ES080B12LMPS1 | 31800 | 17 | 8.1 | 32200 | 22600 | 70.19% | 2 | 0 | 10 |  |  |  |  | R-410A | 2.65 | Residential & Commercial | USHP | Ducted CEE Tier 1
213297721 | Central HP <5.4 tons | CHAMPION HEATING AND COOLING | HRCU-A-CB (Split System: Heat Pump with Remote Outdoor Unit-Air-Source) | HMH72B341 |  |  | XAFC30CXXN1+TXV | Z9ES060B12SMPS1 | 32400 | 17 | 8.1 | 33000 | 23200 | 70.3% | 2.02 | 0 | 9.5 |  |  |  |  | R-410A | 2.7 | Residential & Commercial | USHP
213297771 | Central HP <5.4 tons | CHAMPION HEATING AND COOLING | HRCU-A-CB (Split System: Heat Pump with Remote Outdoor Unit-Air-Source) | HMH72B341 |  |  | XAFC30CXXN1+TXV | Z8ES120C16SMPS1 | 33600 | 18 | 8.5 | 33000 | 23400 | 70.91% | 2.06 | 0 | 9.5 |  |  |  |  | R-410A | 2.8 | Residential & Commercial | USHP
213297821 | Central HP <5.4 tons | CHAMPION HEATING AND COOLING | HRCU-A-CB (Split System: Heat Pump with Remote Outdoor Unit-Air-Source) | HMH72B341 |  |  | XAFB30CXXN1+TXV | Z8ES080B12SMPS1 | 33000 | 18 | 8.5 | 33000 | 23400 | 70.91% | 2.04 | 0 | 9.5 |  |  |  |  | R-410A | 2.75 | Residential & Commercial | USHP
213297871 | Central HP <5.4 tons | CHAMPION HEATING AND COOLING | HRCU-A-CB (Split System: Heat Pump with Remote Outdoor Unit-Air-Source) | HMH72B341 |  |  | XAHC36DBCN1 | Z9ES100C20SMPS1 | 34000 | 17 | 8.1 | 33400 | 23600 | 70.66% | 2.06 | 0 | 9.5 |  |  |  |  | R-410A | 2.8333 | Residential & Commercial | USHP
210596583 | Central HP <5.4 tons | BRYANT HEATING AND COOLING SYSTEMS | HRCU-A-CB (Split System: Heat Pump with Remote Outdoor Unit-Air-Source) | 288BNV037*0**A* |  |  | CNPV*6024AL*+UI | 935CA66100C21*** | 32800 | 18 | 8.1 | 32200 | 24600 | 76.4% | 1.98 | 0 | 12 |  |  |  |  | R-410A | 2.7333 | Residential & Commercial | USHP | Ducted CEE Tier 1
215942637 | Central HP <5.4 tons | KEEPRITE | HRCU-A-CB (Split System: Heat Pump with Remote Outdoor Unit-Air-Source) | C5H3V36*K*AAA* |  |  | EVD5X61M21A*+WALLCON | *97CTN0802120A* | 35800 | 22 | 8.5 | 37400 | 28400 | 75.94% | 2.04 | 0 | 12.5 |  |  |  |  | R-454B | 2.9833 | Residential & Commercial | USHP | Ducted CEE Tier 1
215942417 | Central HP <5.4 tons | KEEPRITE | HRCU-A-CB (Split System: Heat Pump with Remote Outdoor Unit-Air-Source) | C5H3V36*K*AAA* |  |  | EVM5X60M21A*+WALLCON | *96CTN0601714B* | 35200 | 21 | 8.5 | 37400 | 28000 | 74.87% | 2.06 | 0 | 11.7 |  |  |  |  | R-454B | 2.9333 | Residential & Commercial | USHP | Ducted CEE Tier 1
215942617 | Central HP <5.4 tons | KEEPRITE | HRCU-A-CB (Split System: Heat Pump with Remote Outdoor Unit-Air-Source) | C5H3V36*K*AAA* |  |  | EVM5X61M24A*+WALLCON | *97CTN0802120A* | 36000 | 22 | 8.5 | 37400 | 28200 | 75.4% | 2.04 | 0 | 12.5 |  |  |  |  | R-454B | 3 | Residential & Commercial | USHP | Ducted CEE Tier 1
215940531 | Central HP <5.4 tons | KEEPRITE | HRCU-A-CB (Split System: Heat Pump with Remote Outdoor Unit-Air-Source) | C5H3V36*K*AAA* |  |  | EVD5X36M21A*+WALLCON | *80CSU0601716B* | 34400 | 21 | 8.5 | 38500 | 28000 | 72.73% | 2.04 | 0 | 12 |  |  |  |  | R-454B | 2.8667 | Residential & Commercial | USHP | Ducted CEE Tier 1
210596603 | Central HP <5.4 tons | BRYANT HEATING AND COOLING SYSTEMS | HRCU-A-CB (Split System: Heat Pump with Remote Outdoor Unit-Air-Source) | 288BNV037*0**A* |  |  | CSPH*6012AL*+UI | 935CA60080C21*** | 33000 | 17 | 8.1 | 32200 | 24800 | 77.02% | 2.02 | 0 | 11.5 |  |  |  |  | R-410A | 2.75 | Residential & Commercial | USHP | Ducted CEE Tier 1
216736978 | Central HP <5.4 tons | KEEPRITE | HRCU-A-CB (Split System: Heat Pump with Remote Outdoor Unit-Air-Source) | D5CUHAH24AAK |  |  | ESH5X30M12A* | *80CSU0401712A* | 23000 | 17 | 8.5 | 21400 | 19100 | 89.25% | 1.94 | 0 | 11 |  |  |  |  | R-454B | 1.9167 | Residential & Commercial | USHP | Ducted CEE Tier 1
216735025 | Central HP <5.4 tons | KEEPRITE | HRCU-A-CB (Split System: Heat Pump with Remote Outdoor Unit-Air-Source) | D5CUHAH24AAK |  |  | EA*5X37M17A* | *80CTL0451712B* | 22800 | 16 | 8.5 | 20800 | 18500 | 88.94% | 1.96 | 0 | 11 |  |  |  |  | R-454B | 1.9 | Residential & Commercial | USHP | Ducted CEE Tier 1
214242372 | Central HP <5.4 tons | KEEPRITE | HRCU-A-CB (Split System: Heat Pump with Remote Outdoor Unit-Air-Source) | CVH825GKA3* |  |  | EN(A,D)4X48L24**+WALLCON | *97CMN1202422B* | 24200 | 17 | 8.1 | 21200 | 16600 | 78.3% | 2 | 0 | 11 |  |  |  |  | R-410A | 2.0167 | Residential & Commercial | USHP | Ducted CEE Tier 1
210596336 | Central HP <5.4 tons | BRYANT HEATING AND COOLING SYSTEMS | HRCU-A-CB (Split System: Heat Pump with Remote Outdoor Unit-Air-Source) | 288BNV025*0**B* |  |  | CAP**4821AL*+UI | 83*CA48060C17*** | 24000 | 17 | 8.1 | 21000 | 16600 | 79.05% | 2.02 | 0 | 11 |  |  |  |  | R-410A | 2 | Residential & Commercial | USHP | Ducted CEE Tier 1
210596338 | Central HP <5.4 tons | BRYANT HEATING AND COOLING SYSTEMS | HRCU-A-CB (Split System: Heat Pump with Remote Outdoor Unit-Air-Source) | 288BNV025*0**B* |  |  | CAP**4821AL*+UI | 88*TA36045C17*** | 24000 | 16.5 | 8.1 | 21000 | 16700 | 79.52% | 2 | 0 | 11 |  |  |  |  | R-410A | 2 | Residential & Commercial | USHP | Ducted CEE Tier 1
210596406 | Central HP <5.4 tons | BRYANT HEATING AND COOLING SYSTEMS | HRCU-A-CB (Split System: Heat Pump with Remote Outdoor Unit-Air-Source) | 288BNV025*0**B* |  |  | CNPV*4824AL*+UI | 935CA66100C21*** | 24200 | 17 | 8.1 | 21200 | 16600 | 78.3% | 2.02 | 0 | 11.5 |  |  |  |  | R-410A | 2.0167 | Residential & Commercial | USHP | Ducted CEE Tier 1
210596411 | Central HP <5.4 tons | BRYANT HEATING AND COOLING SYSTEMS | HRCU-A-CB (Split System: Heat Pump with Remote Outdoor Unit-Air-Source) | 288BNV025*0**B* |  |  | CNPV*4824AL*+UI | 987MB66120C24*** | 24200 | 16.5 | 8.1 | 21400 | 16600 | 77.57% | 2 | 0 | 11 |  |  |  |  | R-410A | 2.0167 | Residential & Commercial | USHP | Ducted CEE Tier 1
210596436 | Central HP <5.4 tons | BRYANT HEATING AND COOLING SYSTEMS | HRCU-A-CB (Split System: Heat Pump with Remote Outdoor Unit-Air-Source) | 288BNV025*0**B* |  |  | CSPH*4812AL*+UI | 88*TA36070C14*** | 24400 | 17 | 8.1 | 21200 | 16500 | 77.83% | 2.02 | 0 | 11 |  |  |  |  | R-410A | 2.0333 | Residential & Commercial | USHP | Ducted CEE Tier 1
210596547 | Central HP <5.4 tons | BRYANT HEATING AND COOLING SYSTEMS | HRCU-A-CB (Split System: Heat Pump with Remote Outdoor Unit-Air-Source) | 288BNV037*0**A* |  |  | CAP**6121AL*+UI | 986TC66100C21*** | 33200 | 17.5 | 8.5 | 32000 | 24800 | 77.5% | 2 | 0 | 12 |  |  |  |  | R-410A | 2.7667 | Residential & Commercial | USHP | Ducted CEE Tier 1
216755407 | Central HP <5.4 tons | KEEPRITE | HRCU-A-CB (Split System: Heat Pump with Remote Outdoor Unit-Air-Source) | D5CUHAH30AAK |  |  | EA*5X43M21A* | *80VSL1102122B* | 31000 | 15.2 | 9 | 34200 | 30200 | 88.3% | 1.8 | 0 | 9.5 |  |  |  |  | R-454B | 2.5833 | Residential & Commercial | USHP
216634034 | Central HP <5.4 tons | ACIQ | HRCU-A-CB (Split System: Heat Pump with Remote Outdoor Unit-Air-Source) | H5H0V60*K*AAA* |  |  | EVM5X60M21A*+WALLCON | *80CTL0701716B* | 55000 | 18 | 9 | 59500 | 43500 | 73.11% | 2.1 | 0 | 9.5 |  |  |  |  | R-454B | 4.5833 | Residential & Commercial | USHP
216634041 | Central HP <5.4 tons | ACIQ | HRCU-A-CB (Split System: Heat Pump with Remote Outdoor Unit-Air-Source) | H5H0V60*K*AAA* |  |  | EVM5X60M21A*+WALLCON | *97CMN0802120B* | 56500 | 18 | 9 | 64000 | 45000 | 70.31% | 2.06 | 0 | 9 |  |  |  |  | R-454B | 4.7083 | Residential & Commercial | USHP
213069344 | Central HP <5.4 tons | ACIQ | HRCU-A-CB (Split System: Heat Pump with Remote Outdoor Unit-Air-Source) | DLCURAH36ABK |  |  | EA*4X42L21A* | *95ESU0601716A* | 35200 | 16 | 8.1 | 38500 | 35000 | 90.91% | 1.88 | 0 | 9.5 |  |  |  |  | R-410A | 2.9333 | Residential & Commercial | USHP
213069346 | Central HP <5.4 tons | ACIQ | HRCU-A-CB (Split System: Heat Pump with Remote Outdoor Unit-Air-Source) | DLCURAH36ABK |  |  | EA*4X42L21A* | *95ESU1002120A* | 35800 | 16 | 8.1 | 38500 | 35000 | 90.91% | 1.9 | 0 | 10 |  |  |  |  | R-410A | 2.9833 | Residential & Commercial | USHP | Ducted CEE Tier 1
210596321 | Central HP <5.4 tons | BRYANT HEATING AND COOLING SYSTEMS | HRCU-A-CB (Split System: Heat Pump with Remote Outdoor Unit-Air-Source) | 288BNV025*0**B* |  |  | CAP**4321AL*+UI | 83*CA60100C21*** | 24400 | 16.5 | 8.1 | 21200 | 16700 | 78.77% | 2.02 | 0 | 11 |  |  |  |  | R-410A | 2.0333 | Residential & Commercial | USHP | Ducted CEE Tier 1
210596521 | Central HP <5.4 tons | BRYANT HEATING AND COOLING SYSTEMS | HRCU-A-CB (Split System: Heat Pump with Remote Outdoor Unit-Air-Source) | 288BNV037*0**A* |  |  | CAP**4221AL*+UI | 83*CA36040C17*** | 31800 | 17 | 8.1 | 33200 | 24400 | 73.49% | 1.88 | 0 | 11 |  |  |  |  | R-410A | 2.65 | Residential & Commercial | USHP | Ducted CEE Tier 1
210596537 | Central HP <5.4 tons | BRYANT HEATING AND COOLING SYSTEMS | HRCU-A-CB (Split System: Heat Pump with Remote Outdoor Unit-Air-Source) | 288BNV037*0**A* |  |  | CAP**6121AL*+UI | 83*CA36040C17*** | 33200 | 17.5 | 8.1 | 32000 | 24800 | 77.5% | 1.98 | 0 | 11.5 |  |  |  |  | R-410A | 2.7667 | Residential & Commercial | USHP | Ducted CEE Tier 1
210596339 | Central HP <5.4 tons | BRYANT HEATING AND COOLING SYSTEMS | HRCU-A-CB (Split System: Heat Pump with Remote Outdoor Unit-Air-Source) | 288BNV025*0**B* |  |  | CAP**4821AL*+UI | 88*TA48070C17*** | 24000 | 17 | 8.1 | 21000 | 16600 | 79.05% | 2.02 | 0 | 11 |  |  |  |  | R-410A | 2 | Residential & Commercial | USHP | Ducted CEE Tier 1
210596346 | Central HP <5.4 tons | BRYANT HEATING AND COOLING SYSTEMS | HRCU-A-CB (Split System: Heat Pump with Remote Outdoor Unit-Air-Source) | 288BNV025*0**B* |  |  | CAP**4821AL*+UI | 986TC66100C21*** | 24000 | 16.5 | 8.1 | 21000 | 16500 | 78.57% | 2.02 | 0 | 11 |  |  |  |  | R-410A | 2 | Residential & Commercial | USHP | Ducted CEE Tier 1
210596555 | Central HP <5.4 tons | BRYANT HEATING AND COOLING SYSTEMS | HRCU-A-CB (Split System: Heat Pump with Remote Outdoor Unit-Air-Source) | 288BNV037*0**A* |  |  | CAP**6124AL*+UI | 935CA66100C21*** | 33200 | 18 | 8.5 | 32000 | 24800 | 77.5% | 2.02 | 0 | 11.5 |  |  |  |  | R-410A | 2.7667 | Residential & Commercial | USHP | Ducted CEE Tier 1
210596573 | Central HP <5.4 tons | BRYANT HEATING AND COOLING SYSTEMS | HRCU-A-CB (Split System: Heat Pump with Remote Outdoor Unit-Air-Source) | 288BNV037*0**A* |  |  | CNPV*4821AL*+UI | 83*CA36040C17*** | 32400 | 17.5 | 8.1 | 33000 | 24800 | 75.15% | 1.94 | 0 | 11.7 |  |  |  |  | R-410A | 2.7 | Residential & Commercial | USHP | Ducted CEE Tier 1
213080956 | Central HP <5.4 tons | ACIQ | HRCU-A-CB (Split System: Heat Pump with Remote Outdoor Unit-Air-Source) | HVH837GKA2* |  |  | EN(A,D,W)4X48L21**+WALLCON | *95CSU1002122A* | 32400 | 17.5 | 8.1 | 32800 | 24600 | 75% | 1.98 | 12 | 11.7 |  |  |  |  | R-410A | 2.7 | Residential & Commercial | USHP | Ducted CEE Tier 1
204459403 | Central HP <5.4 tons | BRYANT HEATING AND COOLING SYSTEMS | HRCU-A-CB (Split System: Heat Pump with Remote Outdoor Unit-Air-Source) | 288BNV025*0**B* |  |  | CSPH*3612AL*+UI | 88*TA36070C14*** | 24000 | 16.5 | 8.1 | 21400 | 16600 | 77.57% | 2 | 11.5 | 11 |  |  |  |  | R-410A | 2 | Residential & Commercial | USHP | Ducted CEE Tier 1
206133375 | Central HP <5.4 tons | BRYANT HEATING AND COOLING SYSTEMS | HRCU-A-CB (Split System: Heat Pump with Remote Outdoor Unit-Air-Source) | 288BNV025*0**B* |  |  | CAP**3621AL*+UI | 83*CA36040C17*** | 23600 | 17 | 8.1 | 21400 | 16600 | 77.57% | 1.94 | 11.5 | 11 |  |  |  |  | R-410A | 1.9667 | Residential & Commercial | USHP | Ducted CEE Tier 1
213081004 | Central HP <5.4 tons | ACIQ | HRCU-A-CB (Split System: Heat Pump with Remote Outdoor Unit-Air-Source) | HVH837GKA2* |  |  | EN(A,D,W)4X60L24**+WALLCON | *96CTN1002122A* | 32800 | 18 | 8.1 | 32200 | 24600 | 76.4% | 1.98 | 0 | 12 |  |  |  |  | R-410A | 2.7333 | Residential & Commercial | USHP | Ducted CEE Tier 1
213080904 | Central HP <5.4 tons | ACIQ | HRCU-A-CB (Split System: Heat Pump with Remote Outdoor Unit-Air-Source) | HVH837GKA** |  |  | EN(A,D,W)4X48L21**+WALLCON | *80CTL0901716A* | 32400 | 18 | 8.1 | 32800 | 24800 | 75.61% | 1.98 | 12.5 | 11.7 |  |  |  |  | R-410A | 2.7 | Residential & Commercial | USHP | Ducted CEE Tier 1
213780732 | Central HP <5.4 tons | KEEPRITE | HRCU-A-CB (Split System: Heat Pump with Remote Outdoor Unit-Air-Source) | CVH837GKA2* |  |  | EA*4X36L21A*+WALLCON | *80CTL0451712B* | 31200 | 16.5 | 8.1 | 33400 | 24600 | 73.65% | 1.82 | 0 | 10.5 |  |  |  |  | R-410A | 2.6 | Residential & Commercial | USHP | Ducted CEE Tier 1
214573536 | Central HP <5.4 tons | KENMORE | HRCU-A-CB (Split System: Heat Pump with Remote Outdoor Unit-Air-Source) | (C,H,T)VH837GKA** |  |  | EN(A,D)4X48L24**+WALLCON | *97CMN0802120B* | 32400 | 17.5 | 8.5 | 32800 | 24800 | 75.61% | 1.96 | 0 | 11.5 |  |  |  |  | R-410A | 2.7 | Residential & Commercial | USHP | Ducted CEE Tier 1
214573386 | Central HP <5.4 tons | KENMORE | HRCU-A-CB (Split System: Heat Pump with Remote Outdoor Unit-Air-Source) | (C,H,T)VH837GKA** |  |  | EN(A,D,W)4X42L21**+WALLCON | *95CSU0802120B* | 31800 | 17 | 8.1 | 33000 | 24600 | 74.55% | 1.88 | 0 | 11 |  |  |  |  | R-410A | 2.65 | Residential & Commercial | USHP | Ducted CEE Tier 1
214571266 | Central HP <5.4 tons | KENMORE | HRCU-A-CB (Split System: Heat Pump with Remote Outdoor Unit-Air-Source) | (C,H,T)VH825GKA3* |  |  | EN(A,D,W)4X48L21**+WALLCON | *96CTN0802120B* | 24200 | 17 | 8.1 | 21200 | 16600 | 78.3% | 2.02 | 0 | 11.5 |  |  |  |  | R-410A | 2.0167 | Residential & Commercial | USHP | Ducted CEE Tier 1
214571096 | Central HP <5.4 tons | KENMORE | HRCU-A-CB (Split System: Heat Pump with Remote Outdoor Unit-Air-Source) | (C,H,T)VH825GKA3* |  |  | EN(A,D)4X36L21**+WALLCON | *80CTL0702120B* | 23400 | 16.5 | 8.1 | 21600 | 16700 | 77.31% | 1.92 | 0 | 11 |  |  |  |  | R-410A | 1.95 | Residential & Commercial | USHP | Ducted CEE Tier 1
213780382 | Central HP <5.4 tons | KEEPRITE | HRCU-A-CB (Split System: Heat Pump with Remote Outdoor Unit-Air-Source) | CVH837GKA** |  |  | EHD4X60AAL+WALLCON | *97CMN0601714B* | 32800 | 16 | 8.1 | 32400 | 25200 | 77.78% | 1.96 | 0 | 11 |  |  |  |  | R-410A | 2.7333 | Residential & Commercial | USHP | Ducted CEE Tier 1
213779762 | Central HP <5.4 tons | KEEPRITE | HRCU-A-CB (Split System: Heat Pump with Remote Outdoor Unit-Air-Source) | CVH837GKA** |  |  | EA*4X61L24A*+WALLCON | *80CTL1102120B* | 33200 | 17.5 | 8.5 | 32000 | 24800 | 77.5% | 2 | 0 | 11.5 |  |  |  |  | R-410A | 2.7667 | Residential & Commercial | USHP | Ducted CEE Tier 1
214573026 | Central HP <5.4 tons | KENMORE | HRCU-A-CB (Split System: Heat Pump with Remote Outdoor Unit-Air-Source) | (C,H,T)VH837GKA** |  |  | EA*4X61L24A*+WALLCON | *95CSU0802120B* | 33200 | 17.5 | 8.5 | 32000 | 24800 | 77.5% | 2 | 0 | 11.5 |  |  |  |  | R-410A | 2.7667 | Residential & Commercial | USHP | Ducted CEE Tier 1
214573196 | Central HP <5.4 tons | KENMORE | HRCU-A-CB (Split System: Heat Pump with Remote Outdoor Unit-Air-Source) | (C,H,T)VH837GKA** |  |  | EHD4X48AAL+WALLCON | *80CTL0702120B* | 32600 | 17.5 | 8.5 | 32800 | 25000 | 76.22% | 1.98 | 0 | 11 |  |  |  |  | R-410A | 2.7167 | Residential & Commercial | USHP | Ducted CEE Tier 1
214573296 | Central HP <5.4 tons | KENMORE | HRCU-A-CB (Split System: Heat Pump with Remote Outdoor Unit-Air-Source) | (C,H,T)VH837GKA** |  |  | EHD4X60AAL+WALLCON | *97CMN0802120B* | 33000 | 17 | 8.5 | 32200 | 24800 | 77.02% | 2 | 0 | 11.5 |  |  |  |  | R-410A | 2.75 | Residential & Commercial | USHP | Ducted CEE Tier 1
210596294 | Central HP <5.4 tons | BRYANT HEATING AND COOLING SYSTEMS | HRCU-A-CB (Split System: Heat Pump with Remote Outdoor Unit-Air-Source) | 288BNV025*0**B* |  |  | CAP**4221AL*+UI | 83*CA36040C17*** | 23800 | 17 | 8.1 | 21400 | 16600 | 77.57% | 1.96 | 0 | 11 |  |  |  |  | R-410A | 1.9833 | Residential & Commercial | USHP | Ducted CEE Tier 1
210596312 | Central HP <5.4 tons | BRYANT HEATING AND COOLING SYSTEMS | HRCU-A-CB (Split System: Heat Pump with Remote Outdoor Unit-Air-Source) | 288BNV025*0**B* |  |  | CAP**4224AL*+UI | 935CA60080C21*** | 23800 | 17 | 8.1 | 21400 | 16600 | 77.57% | 1.96 | 0 | 11 |  |  |  |  | R-410A | 1.9833 | Residential & Commercial | USHP | Ducted CEE Tier 1
210596523 | Central HP <5.4 tons | BRYANT HEATING AND COOLING SYSTEMS | HRCU-A-CB (Split System: Heat Pump with Remote Outdoor Unit-Air-Source) | 288BNV037*0**A* |  |  | CAP**4221AL*+UI | 935CA60080C21*** | 31800 | 17.5 | 8.1 | 33000 | 24400 | 73.94% | 1.9 | 0 | 11 |  |  |  |  | R-410A | 2.65 | Residential & Commercial | USHP | Ducted CEE Tier 1
210596553 | Central HP <5.4 tons | BRYANT HEATING AND COOLING SYSTEMS | HRCU-A-CB (Split System: Heat Pump with Remote Outdoor Unit-Air-Source) | 288BNV037*0**A* |  |  | CAP**6124AL*+UI | 88*TA66135C24*** | 33200 | 18 | 8.5 | 32000 | 24800 | 77.5% | 2.02 | 0 | 12 |  |  |  |  | R-410A | 2.7667 | Residential & Commercial | USHP | Ducted CEE Tier 1
216634075 | Central HP <5.4 tons | ACIQ | HRCU-A-CB (Split System: Heat Pump with Remote Outdoor Unit-Air-Source) | H5H0V60*K*AAA* |  |  | EVD5X60M21A*+WALLCON | *97CMN0602120B* | 55500 | 17.5 | 8.5 | 64000 | 46000 | 71.88% | 1.94 | 0 | 8.5 |  |  |  |  | R-454B | 4.625 | Residential & Commercial | USHP
206133315 | Central HP <5.4 tons | BRYANT HEATING AND COOLING SYSTEMS | HRCU-A-CB (Split System: Heat Pump with Remote Outdoor Unit-Air-Source) | 288BNV025*0**B* |  |  | CAP**2517AL*+UI | 83*CA36040C17*** | 24400 | 17 | 8.1 | 21200 | 16600 | 78.3% | 2.02 | 11.5 | 11 |  |  |  |  | R-410A | 2.0333 | Residential & Commercial | USHP | Ducted CEE Tier 1
210596311 | Central HP <5.4 tons | BRYANT HEATING AND COOLING SYSTEMS | HRCU-A-CB (Split System: Heat Pump with Remote Outdoor Unit-Air-Source) | 288BNV025*0**B* |  |  | CAP**4224AL*+UI | 88*TA66135C24*** | 23800 | 16.5 | 8.1 | 21400 | 16600 | 77.57% | 1.96 | 0 | 11 |  |  |  |  | R-410A | 1.9833 | Residential & Commercial | USHP | Ducted CEE Tier 1
210596313 | Central HP <5.4 tons | BRYANT HEATING AND COOLING SYSTEMS | HRCU-A-CB (Split System: Heat Pump with Remote Outdoor Unit-Air-Source) | 288BNV025*0**B* |  |  | CAP**4224AL*+UI | 935CA66100C21*** | 23800 | 17 | 8.1 | 21400 | 16600 | 77.57% | 1.96 | 0 | 11 |  |  |  |  | R-410A | 1.9833 | Residential & Commercial | USHP | Ducted CEE Tier 1
210596320 | Central HP <5.4 tons | BRYANT HEATING AND COOLING SYSTEMS | HRCU-A-CB (Split System: Heat Pump with Remote Outdoor Unit-Air-Source) | 288BNV025*0**B* |  |  | CAP**4321AL*+UI | 83*CA48060C17*** | 24400 | 17 | 8.5 | 21200 | 16600 | 78.3% | 2.02 | 0 | 11 |  |  |  |  | R-410A | 2.0333 | Residential & Commercial | USHP | Ducted CEE Tier 1
210596345 | Central HP <5.4 tons | BRYANT HEATING AND COOLING SYSTEMS | HRCU-A-CB (Split System: Heat Pump with Remote Outdoor Unit-Air-Source) | 288BNV025*0**B* |  |  | CAP**4821AL*+UI | 986TC42080C17*** | 24000 | 16.5 | 8.1 | 21000 | 16600 | 79.05% | 2 | 0 | 11 |  |  |  |  | R-410A | 2 | Residential & Commercial | USHP | Ducted CEE Tier 1
213771472 | Central HP <5.4 tons | KEEPRITE | HRCU-A-CB (Split System: Heat Pump with Remote Outdoor Unit-Air-Source) | CVH825GKA2* |  |  | EA*4X43L21A*+WALLCON | *80CTL0902120B* | 24400 | 17 | 8.5 | 21200 | 16600 | 78.3% | 2.04 | 0 | 11 |  |  |  |  | R-410A | 2.0333 | Residential & Commercial | USHP | Ducted CEE Tier 1
213771622 | Central HP <5.4 tons | KEEPRITE | HRCU-A-CB (Split System: Heat Pump with Remote Outdoor Unit-Air-Source) | CVH825GKA2* |  |  | EA*4X48L21A*+WALLCON | *97CMN0601714B* | 24000 | 16.5 | 8.1 | 21000 | 16600 | 79.05% | 2 | 0 | 10.5 |  |  |  |  | R-410A | 2 | Residential & Commercial | USHP | Ducted CEE Tier 1
216737670 | Central HP <5.4 tons | KEEPRITE | HRCU-A-CB (Split System: Heat Pump with Remote Outdoor Unit-Air-Source) | D5CUHAH24AAK |  |  | ESH5X30M12A* | *96VSN0802120B* | 22600 | 15.5 | 8.1 | 21000 | 18900 | 90% | 1.85 | 0 | 10.5 |  |  |  |  | R-454B | 1.8833 | Residential & Commercial | USHP | Ducted CEE Tier 1
216737688 | Central HP <5.4 tons | KEEPRITE | HRCU-A-CB (Split System: Heat Pump with Remote Outdoor Unit-Air-Source) | D5CUHAH24AAK |  |  | ESH5X30M12A* | *96VSN1202422B* | 22800 | 15.5 | 8.5 | 21200 | 19000 | 89.62% | 1.96 | 0 | 10.5 |  |  |  |  | R-454B | 1.9 | Residential & Commercial | USHP | Ducted CEE Tier 1
216737741 | Central HP <5.4 tons | KEEPRITE | HRCU-A-CB (Split System: Heat Pump with Remote Outdoor Unit-Air-Source) | D5CUHAH24AAK |  |  | ESH5X30M12A* | *95MSU1002122A* | 23000 | 16 | 8.5 | 21200 | 19000 | 89.62% | 1.96 | 0 | 10.5 |  |  |  |  | R-454B | 1.9167 | Residential & Commercial | USHP | Ducted CEE Tier 1
216737908 | Central HP <5.4 tons | KEEPRITE | HRCU-A-CB (Split System: Heat Pump with Remote Outdoor Unit-Air-Source) | D5CUHAH24AAK |  |  | ESH5X30M12A* | *97VTN0801716A* | 22600 | 16 | 8.1 | 21200 | 18900 | 89.15% | 1.85 | 0 | 10.5 |  |  |  |  | R-454B | 1.8833 | Residential & Commercial | USHP | Ducted CEE Tier 1
214571186 | Central HP <5.4 tons | KENMORE | HRCU-A-CB (Split System: Heat Pump with Remote Outdoor Unit-Air-Source) | (C,H,T)VH825GKA3* |  |  | EN(A,D,W)4X42L21**+WALLCON | *97CMN0602120B* | 23600 | 16 | 8.1 | 21600 | 16700 | 77.31% | 1.94 | 0 | 11 |  |  |  |  | R-410A | 1.9667 | Residential & Commercial | USHP | Ducted CEE Tier 1
214572556 | Central HP <5.4 tons | KENMORE | HRCU-A-CB (Split System: Heat Pump with Remote Outdoor Unit-Air-Source) | (C,H,T)VH837GKA** |  |  | EA*4X37L21A*+WALLCON | *95CSU1002122B* | 33000 | 17.5 | 8.5 | 32600 | 25000 | 76.69% | 2 | 0 | 11.5 |  |  |  |  | R-410A | 2.75 | Residential & Commercial | USHP | Ducted CEE Tier 1
214574176 | Central HP <5.4 tons | KENMORE | HRCU-A-CB (Split System: Heat Pump with Remote Outdoor Unit-Air-Source) | (C,H,T)VH837GKA2* |  |  | EA*4X61L24A*+WALLCON | *95CSU1002122B* | 33200 | 18.5 | 8.5 | 31800 | 24800 | 77.99% | 2 | 0 | 11.5 |  |  |  |  | R-410A | 2.7667 | Residential & Commercial | USHP | Ducted CEE Tier 1
213069362 | Central HP <5.4 tons | ACIQ | HRCU-A-CB (Split System: Heat Pump with Remote Outdoor Unit-Air-Source) | DLCURAH36ABK |  |  | EA*4X42L24A* | *80ES(N,L)1352420A* | 35600 | 16 | 8.1 | 38500 | 35000 | 90.91% | 1.9 | 0 | 10 |  |  |  |  | R-410A | 2.9667 | Residential & Commercial | USHP | Ducted CEE Tier 1
213069393 | Central HP <5.4 tons | ACIQ | HRCU-A-CB (Split System: Heat Pump with Remote Outdoor Unit-Air-Source) | DLCURAH36ABK |  |  | EA*4X42L24A* | OMV154L20A | 36200 | 16 | 8.1 | 39500 | 35200 | 89.11% | 1.92 | 0 | 10 |  |  |  |  | R-410A | 3.0167 | Residential & Commercial | USHP | Ducted CEE Tier 1
213069410 | Central HP <5.4 tons | ACIQ | HRCU-A-CB (Split System: Heat Pump with Remote Outdoor Unit-Air-Source) | DLCURAH36ABK |  |  | EA*4X43L21A* | *80VTL0902120A* | 36200 | 16 | 8.5 | 38500 | 34800 | 90.39% | 2.06 | 0 | 10 |  |  |  |  | R-410A | 3.0167 | Residential & Commercial | USHP | Ducted CEE Tier 1
213069412 | Central HP <5.4 tons | ACIQ | HRCU-A-CB (Split System: Heat Pump with Remote Outdoor Unit-Air-Source) | DLCURAH36ABK |  |  | EA*4X43L21A* | *92ESN0601714A* | 36400 | 16 | 8.5 | 38500 | 34800 | 90.39% | 2.08 | 0 | 10 |  |  |  |  | R-410A | 3.0333 | Residential & Commercial | USHP | Ducted CEE Tier 1
213069463 | Central HP <5.4 tons | ACIQ | HRCU-A-CB (Split System: Heat Pump with Remote Outdoor Unit-Air-Source) | DLCURAH36ABK |  |  | EA*4X48L21A* | *95ESN1002122A* | 37200 | 15.5 | 8.5 | 38500 | 35000 | 90.91% | 2.12 | 0 | 10 |  |  |  |  | R-410A | 3.1 | Residential & Commercial | USHP | Ducted CEE Tier 1
213069511 | Central HP <5.4 tons | ACIQ | HRCU-A-CB (Split System: Heat Pump with Remote Outdoor Unit-Air-Source) | DLCURAH36ABK |  |  | EA*4X48L24A* | *96VTN0802120A* | 35600 | 16 | 8.1 | 37800 | 34600 | 91.53% | 2.02 | 0 | 10 |  |  |  |  | R-410A | 2.9667 | Residential & Commercial | USHP | Ducted CEE Tier 1
213069513 | Central HP <5.4 tons | ACIQ | HRCU-A-CB (Split System: Heat Pump with Remote Outdoor Unit-Air-Source) | DLCURAH36ABK |  |  | EA*4X48L24A* | *96VTN1002122A* | 36000 | 16.5 | 8.5 | 37800 | 34600 | 91.53% | 2.06 | 0 | 10 |  |  |  |  | R-410A | 3 | Residential & Commercial | USHP | Ducted CEE Tier 1
213069543 | Central HP <5.4 tons | ACIQ | HRCU-A-CB (Split System: Heat Pump with Remote Outdoor Unit-Air-Source) | DLCURAH36ABK |  |  | EN(A,D,W)4X48L21** | *80VSL0902120A* | 35800 | 16.5 | 8.1 | 38500 | 34800 | 90.39% | 2 | 0 | 10 |  |  |  |  | R-410A | 2.9833 | Residential & Commercial | USHP | Ducted CEE Tier 1
213780012 | Central HP <5.4 tons | KEEPRITE | HRCU-A-CB (Split System: Heat Pump with Remote Outdoor Unit-Air-Source) | CVH837GKA** |  |  | EHD4X42AAL+WALLCON | *80CTL0901716B* | 32200 | 16.5 | 8.1 | 33000 | 24800 | 75.15% | 1.94 | 0 | 11 |  |  |  |  | R-410A | 2.6833 | Residential & Commercial | USHP | Ducted CEE Tier 1
213780112 | Central HP <5.4 tons | KEEPRITE | HRCU-A-CB (Split System: Heat Pump with Remote Outdoor Unit-Air-Source) | CVH837GKA** |  |  | EHD4X42AAL+WALLCON | *96CTN0801714B* | 32400 | 16 | 8.1 | 33000 | 24800 | 75.15% | 1.92 | 0 | 11 |  |  |  |  | R-410A | 2.7 | Residential & Commercial | USHP | Ducted CEE Tier 1
214571146 | Central HP <5.4 tons | KENMORE | HRCU-A-CB (Split System: Heat Pump with Remote Outdoor Unit-Air-Source) | (C,H,T)VH825GKA3* |  |  | EN(A,D)4X36L21**+WALLCON | *96CTN0802120B* | 23600 | 16.5 | 8.1 | 21400 | 16700 | 78.04% | 1.92 | 0 | 11 |  |  |  |  | R-410A | 1.9667 | Residential & Commercial | USHP | Ducted CEE Tier 1
216633928 | Central HP <5.4 tons | ACIQ | HRCU-A-CB (Split System: Heat Pump with Remote Outdoor Unit-Air-Source) | H5H0V48*K*AAA* |  |  | EVM5X60M24A*+WALLCON | *97CMN1002122B* | 48000 | 19 | 9 | 50000 | 36600 | 73.2% | 2 | 0 | 10.5 |  |  |  |  | R-454B | 4 | Residential & Commercial | USHP | Ducted CEE Tier 1
216633930 | Central HP <5.4 tons | ACIQ | HRCU-A-CB (Split System: Heat Pump with Remote Outdoor Unit-Air-Source) | H5H0V48*K*AAA* |  |  | EVM5X60M24A*+WALLCON | *96CTN1002122B* | 48000 | 19 | 9 | 50000 | 36600 | 73.2% | 2 | 0 | 10.5 |  |  |  |  | R-454B | 4 | Residential & Commercial | USHP | Ducted CEE Tier 1
216633948 | Central HP <5.4 tons | ACIQ | HRCU-A-CB (Split System: Heat Pump with Remote Outdoor Unit-Air-Source) | H5H0V48*K*AAA* |  |  | EVD5X48M21A*+WALLCON | *80CTL1102120B* | 47000 | 18.5 | 9 | 50000 | 36400 | 72.8% | 2 | 0 | 10 |  |  |  |  | R-454B | 3.9167 | Residential & Commercial | USHP | Ducted CEE Tier 1
216633980 | Central HP <5.4 tons | ACIQ | HRCU-A-CB (Split System: Heat Pump with Remote Outdoor Unit-Air-Source) | H5H0V48*K*AAA* |  |  | EVD5X60M21A*+WALLCON | *80CTL0701716B* | 48000 | 18.5 | 9 | 50000 | 37200 | 74.4% | 2 | 0 | 10 |  |  |  |  | R-454B | 4 | Residential & Commercial | USHP | Ducted CEE Tier 1
216633981 | Central HP <5.4 tons | ACIQ | HRCU-A-CB (Split System: Heat Pump with Remote Outdoor Unit-Air-Source) | H5H0V48*K*AAA* |  |  | EVD5X60M21A*+WALLCON | *80CTL0702120B* | 48000 | 19 | 9 | 50000 | 36800 | 73.6% | 2 | 0 | 10 |  |  |  |  | R-454B | 4 | Residential & Commercial | USHP | Ducted CEE Tier 1
216633998 | Central HP <5.4 tons | ACIQ | HRCU-A-CB (Split System: Heat Pump with Remote Outdoor Unit-Air-Source) | H5H0V48*K*AAA* |  |  | EVD5X60M24A*+WALLCON | *80CTL1102120B* | 48000 | 19 | 9 | 50000 | 36400 | 72.8% | 2 | 0 | 10.5 |  |  |  |  | R-454B | 4 | Residential & Commercial | USHP | Ducted CEE Tier 1
210596557 | Central HP <5.4 tons | BRYANT HEATING AND COOLING SYSTEMS | HRCU-A-CB (Split System: Heat Pump with Remote Outdoor Unit-Air-Source) | 288BNV037*0**A* |  |  | CAP**6124AL*+UI | 986TC66100C21*** | 33200 | 18 | 8.5 | 32000 | 24800 | 77.5% | 2 | 0 | 12 |  |  |  |  | R-410A | 2.7667 | Residential & Commercial | USHP | Ducted CEE Tier 1
210596562 | Central HP <5.4 tons | BRYANT HEATING AND COOLING SYSTEMS | HRCU-A-CB (Split System: Heat Pump with Remote Outdoor Unit-Air-Source) | 288BNV037*0**A* |  |  | CAP**6124AL*+UI | 987MB66120C24*** | 33200 | 17.5 | 8.5 | 32000 | 25000 | 78.12% | 2 | 0 | 11.7 |  |  |  |  | R-410A | 2.7667 | Residential & Commercial | USHP | Ducted CEE Tier 1
210596396 | Central HP <5.4 tons | BRYANT HEATING AND COOLING SYSTEMS | HRCU-A-CB (Split System: Heat Pump with Remote Outdoor Unit-Air-Source) | 288BNV025*0**B* |  |  | CNPV*4821AL*+UI | 986TC42060C17*** | 24000 | 16.5 | 8.1 | 21400 | 16700 | 78.04% | 2 | 0 | 11 |  |  |  |  | R-410A | 2 | Residential & Commercial | USHP | Ducted CEE Tier 1
210596403 | Central HP <5.4 tons | BRYANT HEATING AND COOLING SYSTEMS | HRCU-A-CB (Split System: Heat Pump with Remote Outdoor Unit-Air-Source) | 288BNV025*0**B* |  |  | CNPV*4824AL*+UI | 83*CA60100C21*** | 24000 | 16.5 | 8.1 | 21400 | 16600 | 77.57% | 2 | 0 | 11 |  |  |  |  | R-410A | 2 | Residential & Commercial | USHP | Ducted CEE Tier 1
210596405 | Central HP <5.4 tons | BRYANT HEATING AND COOLING SYSTEMS | HRCU-A-CB (Split System: Heat Pump with Remote Outdoor Unit-Air-Source) | 288BNV025*0**B* |  |  | CNPV*4824AL*+UI | 935CA60080C21*** | 24200 | 17 | 8.1 | 21200 | 16600 | 78.3% | 2.02 | 0 | 11.5 |  |  |  |  | R-410A | 2.0167 | Residential & Commercial | USHP | Ducted CEE Tier 1
210596430 | Central HP <5.4 tons | BRYANT HEATING AND COOLING SYSTEMS | HRCU-A-CB (Split System: Heat Pump with Remote Outdoor Unit-Air-Source) | 288BNV025*0**B* |  |  | CSPH*4212AL*+UI | 987MB66100C21*** | 24200 | 16 | 8.1 | 21400 | 16600 | 77.57% | 2 | 0 | 10.5 |  |  |  |  | R-410A | 2.0167 | Residential & Commercial | USHP | Ducted CEE Tier 1
213781592 | Central HP <5.4 tons | KEEPRITE | HRCU-A-CB (Split System: Heat Pump with Remote Outdoor Unit-Air-Source) | CVH837GKA2* |  |  | EA*4X61L21A*+WALLCON | *95CSU0601716B* | 33000 | 17 | 8.1 | 32200 | 25000 | 77.64% | 1.96 | 0 | 11 |  |  |  |  | R-410A | 2.75 | Residential & Commercial | USHP | Ducted CEE Tier 1
214279885 | Central HP <5.4 tons | KEEPRITE | HRCU-A-CB (Split System: Heat Pump with Remote Outdoor Unit-Air-Source) | DLCURAH24ABK |  |  | EA*4X25L17A* | *96MSN0601716A* | 24400 | 16.5 | 9 | 25400 | 21600 | 85.04% | 1.8 | 0 | 10 |  |  |  |  | R-410A | 2.0333 | Residential & Commercial | USHP | Ducted CEE Tier 1
215319185 | Central HP <5.4 tons | LPS Legacy | HRCU-A-CB (Split System: Heat Pump with Remote Outdoor Unit-Air-Source) | D5CSHAH24AAK |  |  | D5FSAAH24XBK | 0 | 23000 | 18.8 | 10 | 26000 | 23600 | 90.77% | 2.16 | 0 | 12 |  |  |  |  | R-454B | 1.9167 | Residential & Commercial | USHP | Ducted CEE Tier 1
215668977 | Central HP <5.4 tons | KEEPRITE | HRCU-A-CB (Split System: Heat Pump with Remote Outdoor Unit-Air-Source) | C5H0V36*K*AAA* |  |  | EA*5X43M21A*+WALLCON | *80CTL0451712B* | 34000 | 17.5 | 9 | 35600 | 25400 | 71.35% | 1.86 | 0 | 9.5 |  |  |  |  | R-454B | 2.8333 | Residential & Commercial | USHP
215942658 | Central HP <5.4 tons | KENMORE | HRCU-A-CB (Split System: Heat Pump with Remote Outdoor Unit-Air-Source) | (C,H,T)5H3V36*K*AAA* |  |  | EVD5X61M24A*+WALLCON | *96CTN0802120B* | 36000 | 22 | 8.5 | 37400 | 28200 | 75.4% | 2.04 | 0 | 12.5 |  |  |  |  | R-454B | 3 | Residential & Commercial | USHP | Ducted CEE Tier 1
215942478 | Central HP <5.4 tons | KENMORE | HRCU-A-CB (Split System: Heat Pump with Remote Outdoor Unit-Air-Source) | (C,H,T)5H3V36*K*AAA* |  |  | EVD5X61M21A*+WALLCON | *80CSU0601716A* | 35800 | 22 | 8.5 | 37400 | 28400 | 75.94% | 2.04 | 0 | 12 |  |  |  |  | R-454B | 2.9833 | Residential & Commercial | USHP | Ducted CEE Tier 1
210596297 | Central HP <5.4 tons | BRYANT HEATING AND COOLING SYSTEMS | HRCU-A-CB (Split System: Heat Pump with Remote Outdoor Unit-Air-Source) | 288BNV025*0**B* |  |  | CAP**4221AL*+UI | 88*TA36045C17*** | 23600 | 16.5 | 8.1 | 21600 | 16800 | 77.78% | 1.94 | 0 | 10.5 |  |  |  |  | R-410A | 1.9667 | Residential & Commercial | USHP | Ducted CEE Tier 1
210596306 | Central HP <5.4 tons | BRYANT HEATING AND COOLING SYSTEMS | HRCU-A-CB (Split System: Heat Pump with Remote Outdoor Unit-Air-Source) | 288BNV025*0**B* |  |  | CAP**4221AL*+UI | 987MB42060C17*** | 23600 | 16 | 8.1 | 21600 | 16800 | 77.78% | 1.94 | 0 | 10.5 |  |  |  |  | R-410A | 1.9667 | Residential & Commercial | USHP | Ducted CEE Tier 1
210596356 | Central HP <5.4 tons | BRYANT HEATING AND COOLING SYSTEMS | HRCU-A-CB (Split System: Heat Pump with Remote Outdoor Unit-Air-Source) | 288BNV025*0**B* |  |  | CAP**4824AL*+UI | 986TC66120C24*** | 24200 | 17 | 8.1 | 21000 | 16500 | 78.57% | 2.02 | 0 | 11 |  |  |  |  | R-410A | 2.0167 | Residential & Commercial | USHP | Ducted CEE Tier 1
210596395 | Central HP <5.4 tons | BRYANT HEATING AND COOLING SYSTEMS | HRCU-A-CB (Split System: Heat Pump with Remote Outdoor Unit-Air-Source) | 288BNV025*0**B* |  |  | CNPV*4821AL*+UI | 935CA66100C21*** | 24200 | 17 | 8.1 | 21200 | 16600 | 78.3% | 2.02 | 0 | 11.5 |  |  |  |  | R-410A | 2.0167 | Residential & Commercial | USHP | Ducted CEE Tier 1
210596529 | Central HP <5.4 tons | BRYANT HEATING AND COOLING SYSTEMS | HRCU-A-CB (Split System: Heat Pump with Remote Outdoor Unit-Air-Source) | 288BNV037*0**A* |  |  | CAP**6024AL*+UI | 935CA66100C21*** | 32800 | 18 | 8.5 | 31800 | 24800 | 77.99% | 2 | 0 | 11.5 |  |  |  |  | R-410A | 2.7333 | Residential & Commercial | USHP | Ducted CEE Tier 1
215319178 | Central HP <5.4 tons | LPS Legacy | HRCU-A-CB (Split System: Heat Pump with Remote Outdoor Unit-Air-Source) | D5CURAH36AAK |  |  | D5FUAAH36XAK | 0 | 36000 | 16.2 | 8.7 | 36000 | 27000 | 75% | 2 | 0 | 10 |  |  |  |  | R-454B | 3 | Residential & Commercial | USHP | Ducted CEE Tier 1
214651972 | Central HP <5.4 tons | CHAMPION HEATING AND COOLING | HRCU-A-CB (Split System: Heat Pump with Remote Outdoor Unit-Air-Source) | HH824E2S11 |  |  | CTU30B5XCS1+TXV | Z8ET080B12LMPS1 | 23000 | 18 | 9.5 | 23000 | 18400 | 80% | 2 | 0 | 12 |  |  |  |  | R-454B | 1.9167 | Residential & Commercial | USHP | Ducted CEE Tier 1
214651822 | Central HP <5.4 tons | CHAMPION HEATING AND COOLING | HRCU-A-CB (Split System: Heat Pump with Remote Outdoor Unit-Air-Source) | HH860E2S11 |  |  | CTU60D5XGS1+TXV | TM9Y120D20MP11 | 44000 | 18 | 9 | 44000 | 33400 | 75.91% | 2 | 0 | 11.7 |  |  |  |  | R-454B | 3.6667 | Residential & Commercial | USHP | Ducted CEE Tier 1
214650953 | Central HP <5.4 tons | CHAMPION HEATING AND COOLING | HRCU-A-CB (Split System: Heat Pump with Remote Outdoor Unit-Air-Source) | HH860E2S11 |  |  | CTU60D5XHS1+TXV | Z8ES130D20SMPS1 | 54000 | 19 | 9 | 53500 | 38500 | 71.96% | 2 | 0 | 12 |  |  |  |  | R-454B | 4.5 | Residential & Commercial | USHP | Ducted CEE Tier 1
206790279 | Central HP <5.4 tons | BRYANT HEATING AND COOLING SYSTEMS | HRCU-A-CB (Split System: Heat Pump with Remote Outdoor Unit-Air-Source) | 284ANV036*0**B* |  |  | CAP**3721AL*+UI | 987MB60060C21*** | 34200 | 19 | 9.5 | 35400 | 25800 | 72.88% | 2.02 | 12.5 | 12 |  |  |  |  | R-410A | 2.85 | Residential & Commercial | USHP | Ducted CEE Tier 1
206790295 | Central HP <5.4 tons | BRYANT HEATING AND COOLING SYSTEMS | HRCU-A-CB (Split System: Heat Pump with Remote Outdoor Unit-Air-Source) | 284ANV036*0**B* |  |  | CAP**4224AL*+UI | 986TC66120C24*** | 33200 | 19.5 | 9.5 | 35400 | 26600 | 75.14% | 2 | 12 | 12 |  |  |  |  | R-410A | 2.7667 | Residential & Commercial | USHP | Ducted CEE Tier 1
216633786 | Central HP <5.4 tons | ACIQ | HRCU-A-CB (Split System: Heat Pump with Remote Outdoor Unit-Air-Source) | H5H0V48*K*AAA* |  |  | EA*5X60M24A*+WALLCON | *80CTL1102120B* | 45000 | 18 | 9 | 47500 | 33400 | 70.32% | 2.08 | 0 | 10 |  |  |  |  | R-454B | 3.75 | Residential & Commercial | USHP | Ducted CEE Tier 1
206771046 | Central HP <5.4 tons | BRYANT HEATING AND COOLING SYSTEMS | HRCU-A-CB (Split System: Heat Pump with Remote Outdoor Unit-Air-Source) | 288BNV037*0**B* |  |  | CAP**3621AL*+UI | 88*TA48070C17*** | 31400 | 17 | 8.1 | 33400 | 24400 | 73.05% | 1.84 | 11.5 | 11 |  |  |  |  | R-410A | 2.6167 | Residential & Commercial | USHP | Ducted CEE Tier 1
206771064 | Central HP <5.4 tons | BRYANT HEATING AND COOLING SYSTEMS | HRCU-A-CB (Split System: Heat Pump with Remote Outdoor Unit-Air-Source) | 288BNV037*0**B* |  |  | CAP**3621AL*+UI | 88*TA60090C21*** | 31600 | 17 | 8.1 | 33200 | 24200 | 72.89% | 1.86 | 11 | 11 |  |  |  |  | R-410A | 2.6333 | Residential & Commercial | USHP | Ducted CEE Tier 1
206771532 | Central HP <5.4 tons | BRYANT HEATING AND COOLING SYSTEMS | HRCU-A-CB (Split System: Heat Pump with Remote Outdoor Unit-Air-Source) | 288BNV037*0**B* |  |  | CAP**4224AL*+UI | 88*TA66135C24*** | 31800 | 17.5 | 8.1 | 33000 | 24400 | 73.94% | 1.9 | 12 | 11.5 |  |  |  |  | R-410A | 2.65 | Residential & Commercial | USHP | Ducted CEE Tier 1
206771721 | Central HP <5.4 tons | BRYANT HEATING AND COOLING SYSTEMS | HRCU-A-CB (Split System: Heat Pump with Remote Outdoor Unit-Air-Source) | 288BNV037*0**B* |  |  | CAP**4321AL*+UI | 88*TA48090C17*** | 33000 | 18 | 8.5 | 32800 | 25000 | 76.22% | 2 | 12 | 11.7 |  |  |  |  | R-410A | 2.75 | Residential & Commercial | USHP | Ducted CEE Tier 1
206772577 | Central HP <5.4 tons | BRYANT HEATING AND COOLING SYSTEMS | HRCU-A-CB (Split System: Heat Pump with Remote Outdoor Unit-Air-Source) | 288BNV037*0**B* |  |  | CSPH*3612AL*+UI | 986TC66120C24*** | 32200 | 16.5 | 8.1 | 33200 | 24600 | 74.1% | 1.94 | 11 | 11 |  |  |  |  | R-410A | 2.6833 | Residential & Commercial | USHP | Ducted CEE Tier 1
206772793 | Central HP <5.4 tons | BRYANT HEATING AND COOLING SYSTEMS | HRCU-A-CB (Split System: Heat Pump with Remote Outdoor Unit-Air-Source) | 288BNV037*0**B* |  |  | CSPH*4212AL*+UI | 987MB66120C24*** | 32400 | 16.5 | 8.1 | 33200 | 25000 | 75.3% | 1.96 | 11.5 | 11 |  |  |  |  | R-410A | 2.7 | Residential & Commercial | USHP | Ducted CEE Tier 1
206773279 | Central HP <5.4 tons | BRYANT HEATING AND COOLING SYSTEMS | HRCU-A-CB (Split System: Heat Pump with Remote Outdoor Unit-Air-Source) | 288BNV037*0**B* |  |  | CNPV*4821AL*+UI | 83*CA60100C21*** | 32400 | 17 | 8.1 | 33000 | 24800 | 75.15% | 1.94 | 12.2 | 11.5 |  |  |  |  | R-410A | 2.7 | Residential & Commercial | USHP | Ducted CEE Tier 1
210596554 | Central HP <5.4 tons | BRYANT HEATING AND COOLING SYSTEMS | HRCU-A-CB (Split System: Heat Pump with Remote Outdoor Unit-Air-Source) | 288BNV037*0**A* |  |  | CAP**6124AL*+UI | 935CA60080C21*** | 33200 | 18 | 8.5 | 32000 | 24800 | 77.5% | 2 | 0 | 11.5 |  |  |  |  | R-410A | 2.7667 | Residential & Commercial | USHP | Ducted CEE Tier 1
210596581 | Central HP <5.4 tons | BRYANT HEATING AND COOLING SYSTEMS | HRCU-A-CB (Split System: Heat Pump with Remote Outdoor Unit-Air-Source) | 288BNV037*0**A* |  |  | CNPV*6024AL*+UI | 88*TA66135C24*** | 32800 | 18 | 8.1 | 32200 | 24600 | 76.4% | 1.98 | 0 | 12 |  |  |  |  | R-410A | 2.7333 | Residential & Commercial | USHP | Ducted CEE Tier 1
210596440 | Central HP <5.4 tons | BRYANT HEATING AND COOLING SYSTEMS | HRCU-A-CB (Split System: Heat Pump with Remote Outdoor Unit-Air-Source) | 288BNV025*0**B* |  |  | CSPH*4812AL*+UI | 935CA48060C17*** | 24200 | 16 | 8.1 | 21400 | 16700 | 78.04% | 2 | 0 | 10.5 |  |  |  |  | R-410A | 2.0167 | Residential & Commercial | USHP | Ducted CEE Tier 1
215319182 | Central HP <5.4 tons | LPS Legacy | HRCU-A-CB (Split System: Heat Pump with Remote Outdoor Unit-Air-Source) | D5CUHAH30AAK |  |  | D5FUHAH36XAK | 0 | 30000 | 17.2 | 10.8 | 33000 | 33200 | 100.6% | 1.97 | 0 | 12.1 |  |  |  |  | R-454B | 2.5 | Residential & Commercial | USHP | Ducted CEE Tier 1
216679742 | Central HP <5.4 tons | KEEPRITE | HRCU-A-CB (Split System: Heat Pump with Remote Outdoor Unit-Air-Source) | DLCURAH18ABK |  |  | EHD4X24AAL | *97VTN0601716A* | 17400 | 15.5 | 8.1 | 18100 | 18400 | 101.7% | 2.05 | 0 | 10 |  |  |  |  | R-410A | 1.45 | Residential & Commercial | USHP | Ducted CEE Tier 1
210596347 | Central HP <5.4 tons | BRYANT HEATING AND COOLING SYSTEMS | HRCU-A-CB (Split System: Heat Pump with Remote Outdoor Unit-Air-Source) | 288BNV025*0**B* |  |  | CAP**4821AL*+UI | 987MB42060C17*** | 24000 | 16.5 | 8.1 | 21000 | 16700 | 79.52% | 2 | 0 | 11 |  |  |  |  | R-410A | 2 | Residential & Commercial | USHP | Ducted CEE Tier 1
216634091 | Central HP <5.4 tons | ACIQ | HRCU-A-CB (Split System: Heat Pump with Remote Outdoor Unit-Air-Source) | H5H0V60*K*AAA* |  |  | EVD5X60M24A*+WALLCON | *96CTN1202422B* | 56500 | 18.5 | 9 | 63000 | 44500 | 70.63% | 2.08 | 0 | 9 |  |  |  |  | R-454B | 4.7083 | Residential & Commercial | USHP
216634116 | Central HP <5.4 tons | ACIQ | HRCU-A-CB (Split System: Heat Pump with Remote Outdoor Unit-Air-Source) | H5H0V60*K*AAA* |  |  | EA*5X60M24A*+WALLCON | *95CSU0802120B* | 54500 | 18 | 8.5 | 59500 | 42000 | 70.59% | 1.9 | 0 | 8.5 |  |  |  |  | R-454B | 4.5417 | Residential & Commercial | USHP
216634141 | Central HP <5.4 tons | ACIQ | HRCU-A-CB (Split System: Heat Pump with Remote Outdoor Unit-Air-Source) | H5H0V60*K*AAA* |  |  | ESH5X60M12A*+WALLCON | *80CTL0701716B* | 54000 | 16.5 | 8.5 | 59000 | 41500 | 70.34% | 1.9 | 0 | 9 |  |  |  |  | R-454B | 4.5 | Residential & Commercial | USHP
216633953 | Central HP <5.4 tons | ACIQ | HRCU-A-CB (Split System: Heat Pump with Remote Outdoor Unit-Air-Source) | H5H0V48*K*AAA* |  |  | EVD5X48M24A*+WALLCON | *80CSU0802120A* | 47500 | 19 | 9 | 50000 | 36200 | 72.4% | 2.02 | 0 | 10 |  |  |  |  | R-454B | 3.9583 | Residential & Commercial | USHP | Ducted CEE Tier 1
206790263 | Central HP <5.4 tons | BRYANT HEATING AND COOLING SYSTEMS | HRCU-A-CB (Split System: Heat Pump with Remote Outdoor Unit-Air-Source) | 284ANV036*0**B* |  |  | FE4AN(B,F)003L+UI | 0 | 33000 | 19.5 | 9 | 35600 | 26600 | 74.72% | 1.96 | 13 | 12 |  |  |  |  | R-410A | 2.75 | Residential & Commercial | USHP | Ducted CEE Tier 1
206790380 | Central HP <5.4 tons | BRYANT HEATING AND COOLING SYSTEMS | HRCU-A-CB (Split System: Heat Pump with Remote Outdoor Unit-Air-Source) | 284ANV036*0**B* |  |  | CNPV*4221AL*+UI | 88*TA48070C17*** | 33000 | 19 | 9 | 35400 | 26600 | 75.14% | 1.98 | 12 | 11.7 |  |  |  |  | R-410A | 2.75 | Residential & Commercial | USHP | Ducted CEE Tier 1
206790396 | Central HP <5.4 tons | BRYANT HEATING AND COOLING SYSTEMS | HRCU-A-CB (Split System: Heat Pump with Remote Outdoor Unit-Air-Source) | 284ANV036*0**B* |  |  | CNPV*4821AL*+UI | 986TC42060C17*** | 33600 | 19 | 9 | 35400 | 26200 | 74.01% | 2.02 | 12 | 12 |  |  |  |  | R-410A | 2.8 | Residential & Commercial | USHP | Ducted CEE Tier 1
206790427 | Central HP <5.4 tons | BRYANT HEATING AND COOLING SYSTEMS | HRCU-A-CB (Split System: Heat Pump with Remote Outdoor Unit-Air-Source) | 284ANV036*0**B* |  |  | CNPV*6024AL*+UI | 987MB60060C21*** | 34000 | 19.5 | 9 | 35000 | 25600 | 73.14% | 2 | 13 | 12 |  |  |  |  | R-410A | 2.8333 | Residential & Commercial | USHP | Ducted CEE Tier 1
206790480 | Central HP <5.4 tons | BRYANT HEATING AND COOLING SYSTEMS | HRCU-A-CB (Split System: Heat Pump with Remote Outdoor Unit-Air-Source) | 284ANV036*0**B* |  |  | CSPH*6012AL*+UI | 986TC42060C17*** | 34200 | 18 | 9 | 35000 | 25600 | 73.14% | 2 | 12 | 11.7 |  |  |  |  | R-410A | 2.85 | Residential & Commercial | USHP | Ducted CEE Tier 1
214396944 | Central HP <5.4 tons | CHAMPION HEATING AND COOLING | HRCU-A-CB (Split System: Heat Pump with Remote Outdoor Unit-Air-Source) | HH836E2S11 |  |  | CTM48C5CFS1+JMVT16CC2N1 | 0 | 34000 | 19 | 9 | 31400 | 25000 | 79.62% | 2 | 0 | 11.7 |  |  |  |  | R-454B | 2.8333 | Residential & Commercial | USHP | Ducted CEE Tier 1
214396969 | Central HP <5.4 tons | CHAMPION HEATING AND COOLING | HRCU-A-CB (Split System: Heat Pump with Remote Outdoor Unit-Air-Source) | HH836E2S11 |  |  | CTF48C5CFS1 | TM8V100C16MP12 | 33400 | 18 | 9 | 31600 | 25400 | 80.38% | 2 | 0 | 11 |  |  |  |  | R-454B | 2.7833 | Residential & Commercial | USHP | Ducted CEE Tier 1
210596298 | Central HP <5.4 tons | BRYANT HEATING AND COOLING SYSTEMS | HRCU-A-CB (Split System: Heat Pump with Remote Outdoor Unit-Air-Source) | 288BNV025*0**B* |  |  | CAP**4221AL*+UI | 88*TA48070C17*** | 23800 | 16.5 | 8.1 | 21400 | 16600 | 77.57% | 1.96 | 0 | 11 |  |  |  |  | R-410A | 1.9833 | Residential & Commercial | USHP | Ducted CEE Tier 1
210596303 | Central HP <5.4 tons | BRYANT HEATING AND COOLING SYSTEMS | HRCU-A-CB (Split System: Heat Pump with Remote Outdoor Unit-Air-Source) | 288BNV025*0**B* |  |  | CAP**4221AL*+UI | 986TC42060C17*** | 23600 | 16.5 | 8.1 | 21400 | 16700 | 78.04% | 1.94 | 0 | 11 |  |  |  |  | R-410A | 1.9667 | Residential & Commercial | USHP | Ducted CEE Tier 1
206790545 | Central HP <5.4 tons | BRYANT HEATING AND COOLING SYSTEMS | HRCU-A-CB (Split System: Heat Pump with Remote Outdoor Unit-Air-Source) | 284ANV036*0**B* |  |  | CAP**4824AL*+UI | 935CA60080C21*** | 33800 | 19.5 | 9.5 | 34800 | 25800 | 74.14% | 2.04 | 12.5 | 12 |  |  |  |  | R-410A | 2.8167 | Residential & Commercial | USHP | Ducted CEE Tier 1
214396287 | Central HP <5.4 tons | CHAMPION HEATING AND COOLING | HRCU-A-CB (Split System: Heat Pump with Remote Outdoor Unit-Air-Source) | HH824E2S11 |  |  | CTM30B5ACS1 | TMLE100B12MP11 | 23000 | 17 | 9.5 | 23000 | 18300 | 79.57% | 2 | 0 | 12 |  |  |  |  | R-454B | 1.9167 | Residential & Commercial | USHP | Ducted CEE Tier 1
210596353 | Central HP <5.4 tons | BRYANT HEATING AND COOLING SYSTEMS | HRCU-A-CB (Split System: Heat Pump with Remote Outdoor Unit-Air-Source) | 288BNV025*0**B* |  |  | CAP**4824AL*+UI | 935CA60080C21*** | 24200 | 17 | 8.1 | 21000 | 16500 | 78.57% | 2.02 | 0 | 11 |  |  |  |  | R-410A | 2.0167 | Residential & Commercial | USHP | Ducted CEE Tier 1
210596414 | Central HP <5.4 tons | BRYANT HEATING AND COOLING SYSTEMS | HRCU-A-CB (Split System: Heat Pump with Remote Outdoor Unit-Air-Source) | 288BNV025*0**B* |  |  | CSPH*4212AL*+UI | 83*CA60100C21*** | 24200 | 16 | 8.1 | 21400 | 16700 | 78.04% | 2 | 0 | 10.5 |  |  |  |  | R-410A | 2.0167 | Residential & Commercial | USHP | Ducted CEE Tier 1
210596596 | Central HP <5.4 tons | BRYANT HEATING AND COOLING SYSTEMS | HRCU-A-CB (Split System: Heat Pump with Remote Outdoor Unit-Air-Source) | 288BNV037*0**A* |  |  | CSPH*6012AL*+UI | 83*CA60100C21*** | 32800 | 16.5 | 8.1 | 32200 | 24800 | 77.02% | 1.98 | 0 | 11 |  |  |  |  | R-410A | 2.7333 | Residential & Commercial | USHP | Ducted CEE Tier 1
210596605 | Central HP <5.4 tons | BRYANT HEATING AND COOLING SYSTEMS | HRCU-A-CB (Split System: Heat Pump with Remote Outdoor Unit-Air-Source) | 288BNV037*0**A* |  |  | CSPH*6012AL*+UI | 986TC42080C17*** | 32800 | 16.5 | 8.1 | 32600 | 25200 | 77.3% | 1.98 | 0 | 11 |  |  |  |  | R-410A | 2.7333 | Residential & Commercial | USHP | Ducted CEE Tier 1
214573396 | Central HP <5.4 tons | KENMORE | HRCU-A-CB (Split System: Heat Pump with Remote Outdoor Unit-Air-Source) | (C,H,T)VH837GKA** |  |  | EN(A,D,W)4X42L21**+WALLCON | *95CSU1002122B* | 31800 | 17 | 8.1 | 33000 | 24400 | 73.94% | 1.9 | 0 | 11.5 |  |  |  |  | R-410A | 2.65 | Residential & Commercial | USHP | Ducted CEE Tier 1
214572576 | Central HP <5.4 tons | KENMORE | HRCU-A-CB (Split System: Heat Pump with Remote Outdoor Unit-Air-Source) | (C,H,T)VH837GKA** |  |  | EA*4X37L21A*+WALLCON | *97CMN0802120B* | 32800 | 17.5 | 8.5 | 32800 | 25200 | 76.83% | 2 | 0 | 11.5 |  |  |  |  | R-410A | 2.7333 | Residential & Commercial | USHP | Ducted CEE Tier 1
214571206 | Central HP <5.4 tons | KENMORE | HRCU-A-CB (Split System: Heat Pump with Remote Outdoor Unit-Air-Source) | (C,H,T)VH825GKA3* |  |  | EN(A,D,W)4X42L21**+WALLCON | *96CTN0802120B* | 23800 | 16.5 | 8.1 | 21400 | 16600 | 77.57% | 1.96 | 0 | 11 |  |  |  |  | R-410A | 1.9833 | Residential & Commercial | USHP | Ducted CEE Tier 1
213069577 | Central HP <5.4 tons | ACIQ | HRCU-A-CB (Split System: Heat Pump with Remote Outdoor Unit-Air-Source) | DLCURAH36ABK |  |  | EN(A,D)4X48L24** | *80ES(N,L)0902116A* | 36400 | 16 | 8.1 | 38500 | 34800 | 90.39% | 2.04 | 0 | 10.5 |  |  |  |  | R-410A | 3.0333 | Residential & Commercial | USHP | Ducted CEE Tier 1
213069578 | Central HP <5.4 tons | ACIQ | HRCU-A-CB (Split System: Heat Pump with Remote Outdoor Unit-Air-Source) | DLCURAH36ABK |  |  | EN(A,D)4X48L24** | *80ES(N,L)0902120A* | 36600 | 16 | 8.1 | 39500 | 34800 | 88.1% | 2.04 | 0 | 10.5 |  |  |  |  | R-410A | 3.05 | Residential & Commercial | USHP | Ducted CEE Tier 1
213069595 | Central HP <5.4 tons | ACIQ | HRCU-A-CB (Split System: Heat Pump with Remote Outdoor Unit-Air-Source) | DLCURAH36ABK |  |  | EN(A,D)4X48L24** | *92ESN1202420A* | 36400 | 16 | 8.1 | 38500 | 34800 | 90.39% | 2.04 | 0 | 10.5 |  |  |  |  | R-410A | 3.0333 | Residential & Commercial | USHP | Ducted CEE Tier 1
204456355 | Central HP <5.4 tons | BRYANT HEATING AND COOLING SYSTEMS | HRCU-A-CB (Split System: Heat Pump with Remote Outdoor Unit-Air-Source) | 288BNV025*0**B* |  |  | CAP**2414AL*+UI | 88*TA36070C14*** | 23400 | 17 | 8.1 | 22000 | 16800 | 76.36% | 1.9 | 11 | 10.5 |  |  |  |  | R-410A | 1.95 | Residential & Commercial | USHP | Ducted CEE Tier 1
204456373 | Central HP <5.4 tons | BRYANT HEATING AND COOLING SYSTEMS | HRCU-A-CB (Split System: Heat Pump with Remote Outdoor Unit-Air-Source) | 288BNV025*0**B* |  |  | CAP**2417AL*+UI | 88*TA48070C17*** | 23200 | 16.5 | 8.1 | 22000 | 16800 | 76.36% | 1.9 | 11 | 10.5 |  |  |  |  | R-410A | 1.9333 | Residential & Commercial | USHP | Ducted CEE Tier 1
213072119 | Central HP <5.4 tons | ACIQ | HRCU-A-CB (Split System: Heat Pump with Remote Outdoor Unit-Air-Source) | DLCURAH18ABK |  |  | EA*4X19L17A* | *96VTN0401712A* | 18200 | 15.5 | 8.5 | 18300 | 17600 | 96.17% | 2.12 | 0 | 10.5 |  |  |  |  | R-410A | 1.5167 | Residential & Commercial | USHP | Ducted CEE Tier 1
213782282 | Central HP <5.4 tons | KEEPRITE | HRCU-A-CB (Split System: Heat Pump with Remote Outdoor Unit-Air-Source) | CVH837GKA2* |  |  | EHD4X60AAL+WALLCON | *95CSU0601716B* | 32800 | 16.5 | 8.1 | 32200 | 25000 | 77.64% | 1.96 | 0 | 11 |  |  |  |  | R-410A | 2.7333 | Residential & Commercial | USHP | Ducted CEE Tier 1
211756645 | Central HP <5.4 tons | LPS Legacy | HRCU-A-CB (Split System: Heat Pump with Remote Outdoor Unit-Air-Source) | DLCURAH48ABK |  |  | DLFUAAH48XAK | 0 | 47000 | 15.6 | 9.4 | 50000 | 46000 | 92% | 1.9 | 8.5 | 8.2 |  |  |  |  | R-410A | 3.9167 | Residential & Commercial | USHP
206790589 | Central HP <5.4 tons | BRYANT HEATING AND COOLING SYSTEMS | HRCU-A-CB (Split System: Heat Pump with Remote Outdoor Unit-Air-Source) | 284ANV048*0**B* |  |  | CAP**4821AL*+UI | 88*TA60090C21*** | 43500 | 21 | 9.5 | 46500 | 36400 | 78.28% | 2.28 | 12 | 11.7 |  |  |  |  | R-410A | 3.625 | Residential & Commercial | USHP | Ducted CEE Tier 1
213771672 | Central HP <5.4 tons | KEEPRITE | HRCU-A-CB (Split System: Heat Pump with Remote Outdoor Unit-Air-Source) | CVH825GKA2* |  |  | EA*4X48L21A*+WALLCON | *96CTN1002122B* | 24000 | 16.5 | 8.1 | 21000 | 16500 | 78.57% | 2.02 | 0 | 11 |  |  |  |  | R-410A | 2 | Residential & Commercial | USHP | Ducted CEE Tier 1
216634654 | Central HP <5.4 tons | ACIQ | HRCU-A-CB (Split System: Heat Pump with Remote Outdoor Unit-Air-Source) | H5H0V60*K*AAA* |  |  | EVD5X61M24A*+WALLCON | *96CTN0802120B* | 57500 | 18.5 | 9 | 64000 | 45000 | 70.31% | 2.08 | 0 | 9 |  |  |  |  | R-454B | 4.7917 | Residential & Commercial | USHP
216634052 | Central HP <5.4 tons | ACIQ | HRCU-A-CB (Split System: Heat Pump with Remote Outdoor Unit-Air-Source) | H5H0V60*K*AAA* |  |  | EVM5X60M24A*+WALLCON | *97CMN0602120B* | 55500 | 17.5 | 8.5 | 64000 | 45500 | 71.09% | 1.94 | 0 | 8.5 |  |  |  |  | R-454B | 4.625 | Residential & Commercial | USHP
216634127 | Central HP <5.4 tons | ACIQ | HRCU-A-CB (Split System: Heat Pump with Remote Outdoor Unit-Air-Source) | H5H0V60*K*AAA* |  |  | EA*5X61M24A*+WALLCON | *80CTL0702120B* | 55500 | 18.5 | 9 | 60000 | 42000 | 70% | 2 | 0 | 8.5 |  |  |  |  | R-454B | 4.625 | Residential & Commercial | USHP
216679442 | Central HP <5.4 tons | KEEPRITE | HRCU-A-CB (Split System: Heat Pump with Remote Outdoor Unit-Air-Source) | DLCURAH24ABK |  |  | EA*4X37L17A* | *97VTN0601716A* | 24000 | 17 | 9 | 25200 | 22000 | 87.3% | 1.76 | 0 | 10 |  |  |  |  | R-410A | 2 | Residential & Commercial | USHP | Ducted CEE Tier 1
214397073 | Central HP <5.4 tons | CHAMPION HEATING AND COOLING | HRCU-A-CB (Split System: Heat Pump with Remote Outdoor Unit-Air-Source) | HH860E2S11 |  |  | CTM60D5CGS1 | TM8E130D20MP11 | 46000 | 17 | 9 | 47000 | 34800 | 74.04% | 2 | 0 | 11 |  |  |  |  | R-454B | 3.8333 | Residential & Commercial | USHP | Ducted CEE Tier 1
214397442 | Central HP <5.4 tons | CHAMPION HEATING AND COOLING | HRCU-A-CB (Split System: Heat Pump with Remote Outdoor Unit-Air-Source) | HH860E2S11 |  |  | CTM60C5CGS1 | TMLE080C16MP11 | 44500 | 18 | 9 | 45500 | 34200 | 75.16% | 2 | 0 | 11 |  |  |  |  | R-454B | 3.7083 | Residential & Commercial | USHP | Ducted CEE Tier 1
214397093 | Central HP <5.4 tons | CHAMPION HEATING AND COOLING | HRCU-A-CB (Split System: Heat Pump with Remote Outdoor Unit-Air-Source) | HH860E2S11 |  |  | CTF60C5CGS1 | TL9E100C20UH11 | 44000 | 17 | 9 | 44500 | 33400 | 75.06% | 2 | 0 | 11.7 |  |  |  |  | R-454B | 3.6667 | Residential & Commercial | USHP | Ducted CEE Tier 1
206790243 | Central HP <5.4 tons | BRYANT HEATING AND COOLING SYSTEMS | HRCU-A-CB (Split System: Heat Pump with Remote Outdoor Unit-Air-Source) | 284ANV024*0**B* |  |  | CNPV*3621AL*+UI | 83*CA36040C17*** | 23200 | 20 | 9.5 | 26600 | 19900 | 74.81% | 2.38 | 14 | 13 |  |  |  |  | R-410A | 1.9333 | Residential & Commercial | USHP | Ducted CEE Tier 1
214396404 | Central HP <5.4 tons | CHAMPION HEATING AND COOLING | HRCU-A-CB (Split System: Heat Pump with Remote Outdoor Unit-Air-Source) | HH836E2S11 |  |  | CTF36C5CDS1 | TM9V100C20MP12 | 34600 | 18 | 8.5 | 33000 | 27200 | 82.42% | 2 | 0 | 10 |  |  |  |  | R-454B | 2.8833 | Residential & Commercial | USHP | Ducted CEE Tier 1
215935052 | Central HP <5.4 tons | KENMORE | HRCU-A-CB (Split System: Heat Pump with Remote Outdoor Unit-Air-Source) | (C,H,T)5H3V36*K*AAA* |  |  | EVM5X49M21A*+WALLCON | *80CTL1102120B* | 35600 | 22 | 8.5 | 38000 | 28400 | 74.74% | 2.02 | 0 | 12.5 |  |  |  |  | R-454B | 2.9667 | Residential & Commercial | USHP | Ducted CEE Tier 1
215934632 | Central HP <5.4 tons | KENMORE | HRCU-A-CB (Split System: Heat Pump with Remote Outdoor Unit-Air-Source) | (C,H,T)5H3V36*K*AAA* |  |  | EVM5X25M17A*+WALLCON | *97CMN0601714B* | 34000 | 20 | 8.1 | 38000 | 27200 | 71.58% | 2 | 0 | 11 |  |  |  |  | R-454B | 2.8333 | Residential & Commercial | USHP | Ducted CEE Tier 1
215933532 | Central HP <5.4 tons | KENMORE | HRCU-A-CB (Split System: Heat Pump with Remote Outdoor Unit-Air-Source) | (C,H,T)5H3V36*K*AAA* |  |  | ESH5X48M12A*+WALLCON | *80CSU1002120A* | 33600 | 19.5 | 9 | 34800 | 26600 | 76.44% | 1.94 | 0 | 11.5 |  |  |  |  | R-454B | 2.8 | Residential & Commercial | USHP | Ducted CEE Tier 1
215933682 | Central HP <5.4 tons | KENMORE | HRCU-A-CB (Split System: Heat Pump with Remote Outdoor Unit-Air-Source) | (C,H,T)5H3V36*K*AAA* |  |  | ESH5X48M12A*+WALLCON | *97CMN1202422B* | 33800 | 19.5 | 9 | 35000 | 26600 | 76% | 1.92 | 0 | 11.5 |  |  |  |  | R-454B | 2.8167 | Residential & Commercial | USHP | Ducted CEE Tier 1
215934372 | Central HP <5.4 tons | KENMORE | HRCU-A-CB (Split System: Heat Pump with Remote Outdoor Unit-Air-Source) | (C,H,T)5H3V48*K*AAA* |  |  | EA*5X61M24A*+WALLCON | *97CMN0602120B* | 44500 | 20.5 | 9.5 | 48500 | 37400 | 77.11% | 2 | 0 | 10.5 |  |  |  |  | R-454B | 3.7083 | Residential & Commercial | USHP | Ducted CEE Tier 1
215934772 | Central HP <5.4 tons | KENMORE | HRCU-A-CB (Split System: Heat Pump with Remote Outdoor Unit-Air-Source) | (C,H,T)5H3V36*K*AAA* |  |  | EVM5X43M21A*+WALLCON | *96CTN0601714B* | 34600 | 20.5 | 8.5 | 38000 | 27600 | 72.63% | 2.06 | 0 | 11.5 |  |  |  |  | R-454B | 2.8833 | Residential & Commercial | USHP | Ducted CEE Tier 1
213072134 | Central HP <5.4 tons | ACIQ | HRCU-A-CB (Split System: Heat Pump with Remote Outdoor Unit-Air-Source) | DLCURAH18ABK |  |  | EA*4X19L17A* | *92ESN0401410A* | 18400 | 15.5 | 8.5 | 18500 | 17600 | 95.14% | 2.12 | 0 | 10.5 |  |  |  |  | R-410A | 1.5333 | Residential & Commercial | USHP | Ducted CEE Tier 1
213072185 | Central HP <5.4 tons | ACIQ | HRCU-A-CB (Split System: Heat Pump with Remote Outdoor Unit-Air-Source) | DLCURAH18ABK |  |  | EA*4X24L17A* | OLV098A12* | 18000 | 15.5 | 8.5 | 19000 | 18900 | 99.47% | 2.26 | 0 | 10.5 |  |  |  |  | R-410A | 1.5 | Residential & Commercial | USHP | Ducted CEE Tier 1
213072235 | Central HP <5.4 tons | ACIQ | HRCU-A-CB (Split System: Heat Pump with Remote Outdoor Unit-Air-Source) | DLCURAH18ABK |  |  | EA*4X30L17A* | *96VSN0401410A* | 17500 | 16 | 8.5 | 18100 | 18600 | 102.8% | 2.24 | 0 | 10.5 |  |  |  |  | R-410A | 1.4583 | Residential & Commercial | USHP | Ducted CEE Tier 1
213072267 | Central HP <5.4 tons | ACIQ | HRCU-A-CB (Split System: Heat Pump with Remote Outdoor Unit-Air-Source) | DLCURAH18ABK |  |  | EN(A,D)4X18L14** | *96VSN0601412A* | 17600 | 15.5 | 8.5 | 18700 | 19300 | 103.2% | 2.32 | 0 | 10.5 |  |  |  |  | R-410A | 1.4667 | Residential & Commercial | USHP | Ducted CEE Tier 1
213069596 | Central HP <5.4 tons | ACIQ | HRCU-A-CB (Split System: Heat Pump with Remote Outdoor Unit-Air-Source) | DLCURAH36ABK |  |  | EN(A,D)4X48L24** | *95ESN0802120A* | 36800 | 15.5 | 8.1 | 39500 | 35000 | 88.61% | 2.06 | 0 | 10.5 |  |  |  |  | R-410A | 3.0667 | Residential & Commercial | USHP | Ducted CEE Tier 1
213069610 | Central HP <5.4 tons | ACIQ | HRCU-A-CB (Split System: Heat Pump with Remote Outdoor Unit-Air-Source) | DLCURAH36ABK |  |  | EN(A,D)4X48L24** | *96VTN1202422A* | 36200 | 16 | 8.1 | 38500 | 34800 | 90.39% | 2.02 | 0 | 10 |  |  |  |  | R-410A | 3.0167 | Residential & Commercial | USHP | Ducted CEE Tier 1
215866625 | Central HP <5.4 tons | KADEN | HRCU-A-CB (Split System: Heat Pump with Remote Outdoor Unit-Air-Source) | KOB-UUX36HP-2AAMA |  |  | KIB-UUX36AH-2AAMA | 0 | 36000 | 16.1 | 8.7 | 36000 | 27000 | 75% | 2 | 0 | 10 |  |  |  |  | R-454B | 3 | Residential & Commercial | USHP | Ducted CEE Tier 1
214570786 | Central HP <5.4 tons | KENMORE | HRCU-A-CB (Split System: Heat Pump with Remote Outdoor Unit-Air-Source) | (C,H,T)VH825GKA3* |  |  | EA*4X48L24A*+WALLCON | *96CTN0802120B* | 24200 | 17 | 8.5 | 20800 | 16500 | 79.33% | 2.02 | 0 | 11 |  |  |  |  | R-410A | 2.0167 | Residential & Commercial | USHP | Ducted CEE Tier 1
211756651 | Central HP <5.4 tons | LPS Legacy | HRCU-A-CB (Split System: Heat Pump with Remote Outdoor Unit-Air-Source) | DLCURAH60ABK |  |  | DLFUAAH60XAK | 0 | 55000 | 15.3 | 9.4 | 59000 | 48500 | 82.2% | 1.91 | 9 | 8.8 |  |  |  |  | R-410A | 4.5833 | Residential & Commercial | USHP
216679718 | Central HP <5.4 tons | KEEPRITE | HRCU-A-CB (Split System: Heat Pump with Remote Outdoor Unit-Air-Source) | DLCURAH18ABK |  |  | EA*4X24L17A* | *97VTN0601716A* | 17400 | 16 | 8.5 | 18300 | 19100 | 104.4% | 2.18 | 0 | 10.5 |  |  |  |  | R-410A | 1.45 | Residential & Commercial | USHP | Ducted CEE Tier 1
210450263 | Central HP <5.4 tons | BRYANT HEATING AND COOLING SYSTEMS | HRCU-A-CB (Split System: Heat Pump with Remote Outdoor Unit-Air-Source) | 38MURAQ36AB3* |  |  | CNPV*4821AL* | 926TB48080V17*** | 35800 | 16 | 8.5 | 38500 | 35000 | 90.91% | 2 | 0 | 10 |  |  |  |  | R-410A | 2.9833 | Residential & Commercial | USHP | Ducted CEE Tier 1
213781232 | Central HP <5.4 tons | KEEPRITE | HRCU-A-CB (Split System: Heat Pump with Remote Outdoor Unit-Air-Source) | CVH837GKA2* |  |  | EA*4X43L21A*+WALLCON | *97CMN0801714B* | 32800 | 17 | 8.1 | 33000 | 25200 | 76.36% | 1.96 | 0 | 11 |  |  |  |  | R-410A | 2.7333 | Residential & Commercial | USHP | Ducted CEE Tier 1
216679958 | Central HP <5.4 tons | KEEPRITE | HRCU-A-CB (Split System: Heat Pump with Remote Outdoor Unit-Air-Source) | DLCURAH36ABK |  |  | END4X42L17** | *97VTN0801716A* | 35600 | 15.2 | 8.5 | 39000 | 34600 | 88.72% | 1.8 | 0 | 10 |  |  |  |  | R-410A | 2.9667 | Residential & Commercial | USHP | Ducted CEE Tier 1
216679490 | Central HP <5.4 tons | KEEPRITE | HRCU-A-CB (Split System: Heat Pump with Remote Outdoor Unit-Air-Source) | DLCURAH24ABK |  |  | EHD4X36AAL | *97VTN0601716A* | 24000 | 16 | 8.5 | 25400 | 22200 | 87.4% | 1.75 | 0 | 10 |  |  |  |  | R-410A | 2 | Residential & Commercial | USHP | Ducted CEE Tier 1
216679526 | Central HP <5.4 tons | KEEPRITE | HRCU-A-CB (Split System: Heat Pump with Remote Outdoor Unit-Air-Source) | DLCURAH24ABK |  |  | EN(A,D,W)4X36L17** | *97VTN0601716A* | 23600 | 16.5 | 9 | 25800 | 23600 | 91.47% | 1.76 | 0 | 10 |  |  |  |  | R-410A | 1.9667 | Residential & Commercial | USHP | Ducted CEE Tier 1
216679826 | Central HP <5.4 tons | KEEPRITE | HRCU-A-CB (Split System: Heat Pump with Remote Outdoor Unit-Air-Source) | DLCURAH36ABK |  |  | EA*4X36L21A* | *97VTN0801716A* | 34800 | 15.5 | 8.5 | 38500 | 34800 | 90.39% | 1.75 | 0 | 9.5 |  |  |  |  | R-410A | 2.9 | Residential & Commercial | USHP
216679910 | Central HP <5.4 tons | KEEPRITE | HRCU-A-CB (Split System: Heat Pump with Remote Outdoor Unit-Air-Source) | DLCURAH36ABK |  |  | EHD4X42AAL | *97VTN0801716A* | 35600 | 15.2 | 8.5 | 38500 | 34600 | 89.87% | 1.8 | 0 | 9.8 |  |  |  |  | R-410A | 2.9667 | Residential & Commercial | USHP
206790591 | Central HP <5.4 tons | BRYANT HEATING AND COOLING SYSTEMS | HRCU-A-CB (Split System: Heat Pump with Remote Outdoor Unit-Air-Source) | 284ANV048*0**B* |  |  | CAP**4824AL*+UI | 88*TA66135C24*** | 44000 | 21 | 9.5 | 46000 | 36200 | 78.7% | 2.3 | 12.5 | 12 |  |  |  |  | R-410A | 3.6667 | Residential & Commercial | USHP | Ducted CEE Tier 1
216633767 | Central HP <5.4 tons | ACIQ | HRCU-A-CB (Split System: Heat Pump with Remote Outdoor Unit-Air-Source) | H5H0V48*K*AAA* |  |  | EA*5X48M21A*+WALLCON | *80CSU1002120A* | 44000 | 17.5 | 9 | 48500 | 34200 | 70.52% | 2.06 | 0 | 9.5 |  |  |  |  | R-454B | 3.6667 | Residential & Commercial | USHP
216644302 | Central HP <5.4 tons | KEEPRITE | HRCU-A-CB (Split System: Heat Pump with Remote Outdoor Unit-Air-Source) | D5CUHAH18AAK |  |  | EA*5X19M17A* | *95MSU0601716A* | 17900 | 15.2 | 9.5 | 19800 | 17700 | 89.39% | 1.98 | 0 | 11 |  |  |  |  | R-454B | 1.4917 | Residential & Commercial | USHP | Ducted CEE Tier 1
206790434 | Central HP <5.4 tons | BRYANT HEATING AND COOLING SYSTEMS | HRCU-A-CB (Split System: Heat Pump with Remote Outdoor Unit-Air-Source) | 284ANV036*0**B* |  |  | CSPH*3612AL*+UI | 986TC66120C24*** | 33800 | 18.5 | 9 | 35200 | 26200 | 74.43% | 2.02 | 12.5 | 11.7 |  |  |  |  | R-410A | 2.8167 | Residential & Commercial | USHP | Ducted CEE Tier 1
206790441 | Central HP <5.4 tons | BRYANT HEATING AND COOLING SYSTEMS | HRCU-A-CB (Split System: Heat Pump with Remote Outdoor Unit-Air-Source) | 284ANV036*0**B* |  |  | CSPH*3612AL*+UI | 88*TA48090C17*** | 33800 | 19 | 9 | 35200 | 26200 | 74.43% | 2.02 | 12.5 | 12 |  |  |  |  | R-410A | 2.8167 | Residential & Commercial | USHP | Ducted CEE Tier 1
206790443 | Central HP <5.4 tons | BRYANT HEATING AND COOLING SYSTEMS | HRCU-A-CB (Split System: Heat Pump with Remote Outdoor Unit-Air-Source) | 284ANV036*0**B* |  |  | CSPH*3612AL*+UI | 987MB60060C21*** | 33400 | 17.5 | 9 | 35400 | 26400 | 74.58% | 2 | 12 | 11 |  |  |  |  | R-410A | 2.7833 | Residential & Commercial | USHP | Ducted CEE Tier 1
206790450 | Central HP <5.4 tons | BRYANT HEATING AND COOLING SYSTEMS | HRCU-A-CB (Split System: Heat Pump with Remote Outdoor Unit-Air-Source) | 284ANV036*0**B* |  |  | CSPH*4212AL*+UI | 986TC66120C24*** | 34000 | 18.5 | 9 | 35200 | 26000 | 73.86% | 2.04 | 12.5 | 12 |  |  |  |  | R-410A | 2.8333 | Residential & Commercial | USHP | Ducted CEE Tier 1
206790604 | Central HP <5.4 tons | BRYANT HEATING AND COOLING SYSTEMS | HRCU-A-CB (Split System: Heat Pump with Remote Outdoor Unit-Air-Source) | 284ANV048*0**B* |  |  | CAP**4824AL*+UI | 987MB66120C24*** | 43500 | 20.5 | 9.5 | 46500 | 36400 | 78.28% | 2.26 | 12 | 11.7 |  |  |  |  | R-410A | 3.625 | Residential & Commercial | USHP | Ducted CEE Tier 1
206790619 | Central HP <5.4 tons | BRYANT HEATING AND COOLING SYSTEMS | HRCU-A-CB (Split System: Heat Pump with Remote Outdoor Unit-Air-Source) | 284ANV048*0**B* |  |  | CAP**6024AL*+UI | 986TC66120C24*** | 44500 | 21.5 | 9.5 | 46000 | 36200 | 78.7% | 2.36 | 12.5 | 12 |  |  |  |  | R-410A | 3.7083 | Residential & Commercial | USHP | Ducted CEE Tier 1
206790621 | Central HP <5.4 tons | BRYANT HEATING AND COOLING SYSTEMS | HRCU-A-CB (Split System: Heat Pump with Remote Outdoor Unit-Air-Source) | 284ANV048*0**B* |  |  | CAP**6121AL*+UI | 986TC66100C21*** | 45500 | 21 | 9.5 | 46000 | 36400 | 79.13% | 2.36 | 12.5 | 12 |  |  |  |  | R-410A | 3.7917 | Residential & Commercial | USHP | Ducted CEE Tier 1
206790622 | Central HP <5.4 tons | BRYANT HEATING AND COOLING SYSTEMS | HRCU-A-CB (Split System: Heat Pump with Remote Outdoor Unit-Air-Source) | 284ANV048*0**B* |  |  | CAP**6124AL*+UI | 986TC66120C24*** | 45500 | 21.5 | 9.5 | 46000 | 36200 | 78.7% | 2.38 | 12.5 | 12 |  |  |  |  | R-410A | 3.7917 | Residential & Commercial | USHP | Ducted CEE Tier 1
216739102 | Central HP <5.4 tons | KEEPRITE | HRCU-A-CB (Split System: Heat Pump with Remote Outdoor Unit-Air-Source) | D5CUHAH24AAK |  |  | FM(C,U)5Z30**AL* | 0 | 23200 | 17 | 9 | 21400 | 19300 | 90.19% | 2.08 | 0 | 11 |  |  |  |  | R-454B | 1.9333 | Residential & Commercial | USHP | Ducted CEE Tier 1
214396555 | Central HP <5.4 tons | CHAMPION HEATING AND COOLING | HRCU-A-CB (Split System: Heat Pump with Remote Outdoor Unit-Air-Source) | HH836E2S11 |  |  | CTM48C5CFS1 | TL8E080C16UH11 | 33800 | 19 | 9 | 32000 | 25600 | 80% | 2 | 0 | 11 |  |  |  |  | R-454B | 2.8167 | Residential & Commercial | USHP | Ducted CEE Tier 1
214396889 | Central HP <5.4 tons | CHAMPION HEATING AND COOLING | HRCU-A-CB (Split System: Heat Pump with Remote Outdoor Unit-Air-Source) | HH836E2S11 |  |  | CTF36C5CDS1 | TL9E080C16UH11 | 33800 | 18 | 8.5 | 32000 | 26000 | 81.25% | 2 | 0 | 11 |  |  |  |  | R-454B | 2.8167 | Residential & Commercial | USHP | Ducted CEE Tier 1
214397207 | Central HP <5.4 tons | CHAMPION HEATING AND COOLING | HRCU-A-CB (Split System: Heat Pump with Remote Outdoor Unit-Air-Source) | HH860E2S11 |  |  | CTF60D5CJS1+JMET18DS2N1 | 0 | 53000 | 19 | 9 | 54000 | 39000 | 72.22% | 2 | 0 | 11 |  |  |  |  | R-454B | 4.4167 | Residential & Commercial | USHP | Ducted CEE Tier 1
214396575 | Central HP <5.4 tons | CHAMPION HEATING AND COOLING | HRCU-A-CB (Split System: Heat Pump with Remote Outdoor Unit-Air-Source) | HH860E2S11 |  |  | CTF60C5CGS1 | TP9C100C16MP13 | 43500 | 18 | 9 | 44000 | 33200 | 75.45% | 2 | 0 | 11.7 |  |  |  |  | R-454B | 3.625 | Residential & Commercial | USHP | Ducted CEE Tier 1
206790580 | Central HP <5.4 tons | BRYANT HEATING AND COOLING SYSTEMS | HRCU-A-CB (Split System: Heat Pump with Remote Outdoor Unit-Air-Source) | 284ANV036*0**B* |  |  | CSPH*6012AL*+UI | 987MB42060C17*** | 34000 | 18 | 9 | 35200 | 25600 | 72.73% | 2 | 12 | 11.5 |  |  |  |  | R-410A | 2.8333 | Residential & Commercial | USHP | Ducted CEE Tier 1
214574526 | Central HP <5.4 tons | KENMORE | HRCU-A-CB (Split System: Heat Pump with Remote Outdoor Unit-Air-Source) | (C,H,T)VH837GKA2* |  |  | EN(A,D,W)4X42L21**+WALLCON | *95CSU0802120B* | 31800 | 17 | 8.1 | 33000 | 24600 | 74.55% | 1.88 | 0 | 11 |  |  |  |  | R-410A | 2.65 | Residential & Commercial | USHP | Ducted CEE Tier 1
206790548 | Central HP <5.4 tons | BRYANT HEATING AND COOLING SYSTEMS | HRCU-A-CB (Split System: Heat Pump with Remote Outdoor Unit-Air-Source) | 284ANV036*0**B* |  |  | CNPV*4221AL*+UI | 935CA60080C21*** | 33200 | 19 | 9 | 35200 | 26600 | 75.57% | 2 | 12.5 | 12 |  |  |  |  | R-410A | 2.7667 | Residential & Commercial | USHP | Ducted CEE Tier 1
206790573 | Central HP <5.4 tons | BRYANT HEATING AND COOLING SYSTEMS | HRCU-A-CB (Split System: Heat Pump with Remote Outdoor Unit-Air-Source) | 284ANV036*0**B* |  |  | CAP**6121AL*+UI | 987MB42060C17*** | 34400 | 19 | 9 | 35000 | 25600 | 73.14% | 1.98 | 12 | 11.7 |  |  |  |  | R-410A | 2.8667 | Residential & Commercial | USHP | Ducted CEE Tier 1
206790643 | Central HP <5.4 tons | BRYANT HEATING AND COOLING SYSTEMS | HRCU-A-CB (Split System: Heat Pump with Remote Outdoor Unit-Air-Source) | 284ANV048*0**B* |  |  | CSPH*6012AL*+UI | 83*CA60100C21*** | 45000 | 20 | 9 | 46000 | 36200 | 78.7% | 2.32 | 12 | 11.7 |  |  |  |  | R-410A | 3.75 | Residential & Commercial | USHP | Ducted CEE Tier 1
206790652 | Central HP <5.4 tons | BRYANT HEATING AND COOLING SYSTEMS | HRCU-A-CB (Split System: Heat Pump with Remote Outdoor Unit-Air-Source) | 284ANV048*0**B* |  |  | CAP**6124AL*+UI | 935CA60080C21*** | 45500 | 21.5 | 9.5 | 46000 | 36200 | 78.7% | 2.36 | 12 | 12 |  |  |  |  | R-410A | 3.7917 | Residential & Commercial | USHP | Ducted CEE Tier 1
206790657 | Central HP <5.4 tons | BRYANT HEATING AND COOLING SYSTEMS | HRCU-A-CB (Split System: Heat Pump with Remote Outdoor Unit-Air-Source) | 284ANV048*0**B* |  |  | CAP**6024AL*+UI | 986TC66100C21*** | 44500 | 21 | 9.5 | 46000 | 36200 | 78.7% | 2.34 | 12.5 | 12 |  |  |  |  | R-410A | 3.7083 | Residential & Commercial | USHP | Ducted CEE Tier 1
214396565 | Central HP <5.4 tons | CHAMPION HEATING AND COOLING | HRCU-A-CB (Split System: Heat Pump with Remote Outdoor Unit-Air-Source) | HH860E2S11 |  |  | CTF60C5CGS1 | TL8E100C20UH11 | 45000 | 18 | 9 | 45000 | 33400 | 74.22% | 2 | 0 | 11.7 |  |  |  |  | R-454B | 3.75 | Residential & Commercial | USHP | Ducted CEE Tier 1
214396632 | Central HP <5.4 tons | CHAMPION HEATING AND COOLING | HRCU-A-CB (Split System: Heat Pump with Remote Outdoor Unit-Air-Source) | HH860E2S11 |  |  | CTM60C5CGS1 | TM8V100C16MP12 | 44000 | 18 | 9 | 44500 | 33600 | 75.51% | 2 | 0 | 11.7 |  |  |  |  | R-454B | 3.6667 | Residential & Commercial | USHP | Ducted CEE Tier 1
214396550 | Central HP <5.4 tons | CHAMPION HEATING AND COOLING | HRCU-A-CB (Split System: Heat Pump with Remote Outdoor Unit-Air-Source) | HH836E2S11 |  |  | CTM48C5CFS1 | TM9E100C20MP12 | 34400 | 18 | 9 | 32400 | 25600 | 79.01% | 2 | 0 | 11 |  |  |  |  | R-454B | 2.8667 | Residential & Commercial | USHP | Ducted CEE Tier 1
214397217 | Central HP <5.4 tons | CHAMPION HEATING AND COOLING | HRCU-A-CB (Split System: Heat Pump with Remote Outdoor Unit-Air-Source) | HH836E2S11 |  |  | CTF48C5CFS1+JME12C2SN1 | 0 | 34000 | 19 | 9 | 31400 | 25200 | 80.25% | 2 | 0 | 11.7 |  |  |  |  | R-454B | 2.8333 | Residential & Commercial | USHP | Ducted CEE Tier 1
214397385 | Central HP <5.4 tons | CHAMPION HEATING AND COOLING | HRCU-A-CB (Split System: Heat Pump with Remote Outdoor Unit-Air-Source) | HH836E2S11 |  |  | CTF48C5CFS1 | TM9E080C16MP12 | 33400 | 19 | 9 | 31400 | 25400 | 80.89% | 2 | 0 | 11 |  |  |  |  | R-454B | 2.7833 | Residential & Commercial | USHP | Ducted CEE Tier 1
206790498 | Central HP <5.4 tons | BRYANT HEATING AND COOLING SYSTEMS | HRCU-A-CB (Split System: Heat Pump with Remote Outdoor Unit-Air-Source) | 284ANV036*0**B* |  |  | CAP**4221AL*+UI | 83*CA48060C17*** | 33000 | 19 | 9 | 35600 | 26600 | 74.72% | 1.98 | 12 | 11.7 |  |  |  |  | R-410A | 2.75 | Residential & Commercial | USHP | Ducted CEE Tier 1
216643650 | Central HP <5.4 tons | KEEPRITE | HRCU-A-CB (Split System: Heat Pump with Remote Outdoor Unit-Air-Source) | D5CUHAH18AAK |  |  | EA*5X25M17A* | *80MSU0601716A* | 18500 | 15.5 | 9.5 | 19800 | 17600 | 88.89% | 2.02 | 0 | 11.5 |  |  |  |  | R-454B | 1.5417 | Residential & Commercial | USHP | Ducted CEE Tier 1
216680618 | Central HP <5.4 tons | KEEPRITE | HRCU-A-CB (Split System: Heat Pump with Remote Outdoor Unit-Air-Source) | DLCURAH24ABK |  |  | EN(A,D)4X24L17** | *97VTN0801716A* | 23400 | 16.5 | 9 | 26600 | 23800 | 89.47% | 1.82 | 0 | 10 |  |  |  |  | R-410A | 1.95 | Residential & Commercial | USHP | Ducted CEE Tier 1
206790598 | Central HP <5.4 tons | BRYANT HEATING AND COOLING SYSTEMS | HRCU-A-CB (Split System: Heat Pump with Remote Outdoor Unit-Air-Source) | 284ANV048*0**B* |  |  | CSPH*6012AL*+UI | 88*TA60090C21*** | 45000 | 20.5 | 9 | 46000 | 36200 | 78.7% | 2.36 | 12.5 | 11.7 |  |  |  |  | R-410A | 3.75 | Residential & Commercial | USHP | Ducted CEE Tier 1
216681104 | Central HP <5.4 tons | KEEPRITE | HRCU-A-CB (Split System: Heat Pump with Remote Outdoor Unit-Air-Source) | DLCURAH36ABK |  |  | EHD4X42AAL | *97VTN0802120A* | 36400 | 15.5 | 8.5 | 38500 | 34600 | 89.87% | 1.8 | 0 | 10 |  |  |  |  | R-410A | 3.0333 | Residential & Commercial | USHP | Ducted CEE Tier 1
216678830 | Central HP <5.4 tons | KEEPRITE | HRCU-A-CB (Split System: Heat Pump with Remote Outdoor Unit-Air-Source) | DLCURAH36ABK |  |  | EN(A,D,W)4X48L21** | *97VTN0601716A* | 35800 | 15.5 | 8.5 | 38500 | 34600 | 89.87% | 1.8 | 0 | 10 |  |  |  |  | R-410A | 2.9833 | Residential & Commercial | USHP | Ducted CEE Tier 1
213771632 | Central HP <5.4 tons | KEEPRITE | HRCU-A-CB (Split System: Heat Pump with Remote Outdoor Unit-Air-Source) | CVH825GKA2* |  |  | EA*4X48L21A*+WALLCON | *97CMN0801714B* | 24000 | 16.5 | 8.1 | 21000 | 16600 | 79.05% | 2 | 0 | 11 |  |  |  |  | R-410A | 2 | Residential & Commercial | USHP | Ducted CEE Tier 1
213771362 | Central HP <5.4 tons | KEEPRITE | HRCU-A-CB (Split System: Heat Pump with Remote Outdoor Unit-Air-Source) | CVH825GKA2* |  |  | EA*4X42L21A*+WALLCON | *96CTN1002122B* | 23800 | 16.5 | 8.1 | 21400 | 16600 | 77.57% | 1.96 | 0 | 11 |  |  |  |  | R-410A | 1.9833 | Residential & Commercial | USHP | Ducted CEE Tier 1
213771482 | Central HP <5.4 tons | KEEPRITE | HRCU-A-CB (Split System: Heat Pump with Remote Outdoor Unit-Air-Source) | CVH825GKA2* |  |  | EA*4X43L21A*+WALLCON | *80CTL1102120B* | 24400 | 17 | 8.5 | 21200 | 16600 | 78.3% | 2.04 | 0 | 11 |  |  |  |  | R-410A | 2.0333 | Residential & Commercial | USHP | Ducted CEE Tier 1
206790173 | Central HP <5.4 tons | BRYANT HEATING AND COOLING SYSTEMS | HRCU-A-CB (Split System: Heat Pump with Remote Outdoor Unit-Air-Source) | 284ANV024*0**B* |  |  | CNPV*3621AL*+UI | 88*TA36045C17*** | 23000 | 19.5 | 9.5 | 26800 | 20200 | 75.37% | 2.36 | 14 | 12.5 |  |  |  |  | R-410A | 1.9167 | Residential & Commercial | USHP | Ducted CEE Tier 1
206790073 | Central HP <5.4 tons | BRYANT HEATING AND COOLING SYSTEMS | HRCU-A-CB (Split System: Heat Pump with Remote Outdoor Unit-Air-Source) | 284ANV024*0**B* |  |  | CNPV*4217AL*+UI | 88*TA36070C14*** | 23800 | 21.5 | 10 | 26600 | 19700 | 74.06% | 2.5 | 14 | 13.5 |  |  |  |  | R-410A | 1.9833 | Residential & Commercial | USHP | Ducted CEE Tier 1
206790575 | Central HP <5.4 tons | BRYANT HEATING AND COOLING SYSTEMS | HRCU-A-CB (Split System: Heat Pump with Remote Outdoor Unit-Air-Source) | 284ANV036*0**B* |  |  | CNPV*4221AL*+UI | 987MB42060C17*** | 32600 | 18 | 9 | 35800 | 27000 | 75.42% | 1.94 | 12 | 11 |  |  |  |  | R-410A | 2.7167 | Residential & Commercial | USHP | Ducted CEE Tier 1
214573876 | Central HP <5.4 tons | KENMORE | HRCU-A-CB (Split System: Heat Pump with Remote Outdoor Unit-Air-Source) | (C,H,T)VH837GKA2* |  |  | EA*4X43L21A*+WALLCON | *95CSU1002122B* | 33000 | 17.5 | 8.5 | 32600 | 25000 | 76.69% | 2 | 0 | 11.5 |  |  |  |  | R-410A | 2.75 | Residential & Commercial | USHP | Ducted CEE Tier 1
214573426 | Central HP <5.4 tons | KENMORE | HRCU-A-CB (Split System: Heat Pump with Remote Outdoor Unit-Air-Source) | (C,H,T)VH837GKA** |  |  | EN(A,D,W)4X42L21**+WALLCON | *96CTN0802120B* | 31800 | 17 | 8.1 | 33000 | 24400 | 73.94% | 1.9 | 0 | 11.5 |  |  |  |  | R-410A | 2.65 | Residential & Commercial | USHP | Ducted CEE Tier 1
214573376 | Central HP <5.4 tons | KENMORE | HRCU-A-CB (Split System: Heat Pump with Remote Outdoor Unit-Air-Source) | (C,H,T)VH837GKA** |  |  | EN(A,D,W)4X42L21**+WALLCON | *80CTL0702120B* | 31800 | 17 | 8.1 | 33000 | 24600 | 74.55% | 1.88 | 0 | 11 |  |  |  |  | R-410A | 2.65 | Residential & Commercial | USHP | Ducted CEE Tier 1
214572956 | Central HP <5.4 tons | KENMORE | HRCU-A-CB (Split System: Heat Pump with Remote Outdoor Unit-Air-Source) | (C,H,T)VH837GKA** |  |  | EA*4X61L21A*+WALLCON | *80CTL0702120B* | 33200 | 17.5 | 8.5 | 32000 | 25000 | 78.12% | 2 | 0 | 11.5 |  |  |  |  | R-410A | 2.7667 | Residential & Commercial | USHP | Ducted CEE Tier 1
214571116 | Central HP <5.4 tons | KENMORE | HRCU-A-CB (Split System: Heat Pump with Remote Outdoor Unit-Air-Source) | (C,H,T)VH825GKA3* |  |  | EN(A,D)4X36L21**+WALLCON | *95CSU1002122B* | 23400 | 16.5 | 8.1 | 21600 | 16700 | 77.31% | 1.92 | 0 | 11 |  |  |  |  | R-410A | 1.95 | Residential & Commercial | USHP | Ducted CEE Tier 1
215934822 | Central HP <5.4 tons | KENMORE | HRCU-A-CB (Split System: Heat Pump with Remote Outdoor Unit-Air-Source) | (C,H,T)5H3V36*K*AAA* |  |  | EVM5X44M21A*+WALLCON | *80CTL0701716B* | 35400 | 21.5 | 8.5 | 38500 | 29000 | 75.32% | 2.02 | 0 | 12 |  |  |  |  | R-454B | 2.95 | Residential & Commercial | USHP | Ducted CEE Tier 1
215933552 | Central HP <5.4 tons | KENMORE | HRCU-A-CB (Split System: Heat Pump with Remote Outdoor Unit-Air-Source) | (C,H,T)5H3V36*K*AAA* |  |  | ESH5X48M12A*+WALLCON | *80CTL0701412B* | 33600 | 19 | 9 | 35200 | 27000 | 76.7% | 1.9 | 0 | 11 |  |  |  |  | R-454B | 2.8 | Residential & Commercial | USHP | Ducted CEE Tier 1
215933302 | Central HP <5.4 tons | KENMORE | HRCU-A-CB (Split System: Heat Pump with Remote Outdoor Unit-Air-Source) | (C,H,T)5H3V36*K*AAA* |  |  | ESH5X42M12A*+WALLCON | *80CTL0451712B* | 33200 | 18.5 | 9 | 35600 | 27400 | 76.97% | 1.9 | 0 | 10.5 |  |  |  |  | R-454B | 2.7667 | Residential & Commercial | USHP | Ducted CEE Tier 1
210596540 | Central HP <5.4 tons | BRYANT HEATING AND COOLING SYSTEMS | HRCU-A-CB (Split System: Heat Pump with Remote Outdoor Unit-Air-Source) | 288BNV037*0**A* |  |  | CAP**6121AL*+UI | 88*TA48070C17*** | 33200 | 17.5 | 8.5 | 32200 | 25000 | 77.64% | 1.98 | 0 | 11.7 |  |  |  |  | R-410A | 2.7667 | Residential & Commercial | USHP | Ducted CEE Tier 1
210596579 | Central HP <5.4 tons | BRYANT HEATING AND COOLING SYSTEMS | HRCU-A-CB (Split System: Heat Pump with Remote Outdoor Unit-Air-Source) | 288BNV037*0**A* |  |  | CNPV*6024AL*+UI | 88*TA60090C21*** | 32800 | 18 | 8.1 | 32200 | 24800 | 77.02% | 1.98 | 0 | 12 |  |  |  |  | R-410A | 2.7333 | Residential & Commercial | USHP | Ducted CEE Tier 1
214395066 | Central HP <5.4 tons | KEEPRITE | HRCU-A-CB (Split System: Heat Pump with Remote Outdoor Unit-Air-Source) | DLCURAH18ABK |  |  | EN(A,D)4X24L17** | *96MSN0601716A* | 17500 | 15.5 | 8.5 | 18500 | 19000 | 102.7% | 2.28 | 0 | 10.5 |  |  |  |  | R-410A | 1.4583 | Residential & Commercial | USHP | Ducted CEE Tier 1
206790633 | Central HP <5.4 tons | BRYANT HEATING AND COOLING SYSTEMS | HRCU-A-CB (Split System: Heat Pump with Remote Outdoor Unit-Air-Source) | 284ANV048*0**B* |  |  | CAP**4824AL*+UI | 83*CA60100C21*** | 43500 | 21 | 9 | 46500 | 36400 | 78.28% | 2.26 | 12 | 11.5 |  |  |  |  | R-410A | 3.625 | Residential & Commercial | USHP | Ducted CEE Tier 1
206790651 | Central HP <5.4 tons | BRYANT HEATING AND COOLING SYSTEMS | HRCU-A-CB (Split System: Heat Pump with Remote Outdoor Unit-Air-Source) | 284ANV048*0**B* |  |  | CAP**6121AL*+UI | 935CA66100C21*** | 45500 | 21.5 | 9.5 | 46000 | 36200 | 78.7% | 2.38 | 12.5 | 12 |  |  |  |  | R-410A | 3.7917 | Residential & Commercial | USHP | Ducted CEE Tier 1
216634604 | Central HP <5.4 tons | ACIQ | HRCU-A-CB (Split System: Heat Pump with Remote Outdoor Unit-Air-Source) | H5H0V60*K*AAA* |  |  | EA*5X61M24A*+WALLCON | *97CTN0802120A* | 56000 | 18.5 | 9 | 60000 | 42000 | 70% | 2.02 | 0 | 9 |  |  |  |  | R-454B | 4.6667 | Residential & Commercial | USHP
213781932 | Central HP <5.4 tons | KEEPRITE | HRCU-A-CB (Split System: Heat Pump with Remote Outdoor Unit-Air-Source) | CVH837GKA2* |  |  | EHD4X42AAL+WALLCON | *80CTL0902120B* | 32400 | 16.5 | 8.1 | 32800 | 24600 | 75% | 1.94 | 0 | 11 |  |  |  |  | R-410A | 2.7 | Residential & Commercial | USHP | Ducted CEE Tier 1
216678818 | Central HP <5.4 tons | KEEPRITE | HRCU-A-CB (Split System: Heat Pump with Remote Outdoor Unit-Air-Source) | DLCURAH36ABK |  |  | END4X42L17** | *97VTN0601716A* | 35400 | 15.5 | 8.5 | 38500 | 34600 | 89.87% | 1.78 | 0 | 10 |  |  |  |  | R-410A | 2.95 | Residential & Commercial | USHP | Ducted CEE Tier 1
216679538 | Central HP <5.4 tons | KEEPRITE | HRCU-A-CB (Split System: Heat Pump with Remote Outdoor Unit-Air-Source) | DLCURAH24ABK |  |  | EN(A,D)4X36L21** | *97VTN0601716A* | 23600 | 16.5 | 9 | 25800 | 23600 | 91.47% | 1.76 | 0 | 10 |  |  |  |  | R-410A | 1.9667 | Residential & Commercial | USHP | Ducted CEE Tier 1
214396516 | Central HP <5.4 tons | CHAMPION HEATING AND COOLING | HRCU-A-CB (Split System: Heat Pump with Remote Outdoor Unit-Air-Source) | HH836E2S11 |  |  | CTM48C5CFS1 | TM8Y100C20MP11 | 34600 | 19 | 9 | 32600 | 25800 | 79.14% | 2 | 0 | 11 |  |  |  |  | R-454B | 2.8833 | Residential & Commercial | USHP | Ducted CEE Tier 1
216634014 | Central HP <5.4 tons | ACIQ | HRCU-A-CB (Split System: Heat Pump with Remote Outdoor Unit-Air-Source) | H5H0V48*K*AAA* |  |  | EVD5X61M21A*+WALLCON | *95CSU1002122B* | 48500 | 19 | 9 | 50000 | 36600 | 73.2% | 2.12 | 0 | 10.5 |  |  |  |  | R-454B | 4.0417 | Residential & Commercial | USHP | Ducted CEE Tier 1
213781612 | Central HP <5.4 tons | KEEPRITE | HRCU-A-CB (Split System: Heat Pump with Remote Outdoor Unit-Air-Source) | CVH837GKA2* |  |  | EA*4X61L21A*+WALLCON | *97CMN0801714B* | 33000 | 17 | 8.1 | 32200 | 25000 | 77.64% | 1.96 | 0 | 11 |  |  |  |  | R-410A | 2.75 | Residential & Commercial | USHP | Ducted CEE Tier 1
213781662 | Central HP <5.4 tons | KEEPRITE | HRCU-A-CB (Split System: Heat Pump with Remote Outdoor Unit-Air-Source) | CVH837GKA2* |  |  | EA*4X61L24A*+WALLCON | *80CTL0902120B* | 33200 | 17.5 | 8.5 | 32000 | 24800 | 77.5% | 2 | 0 | 11.7 |  |  |  |  | R-410A | 2.7667 | Residential & Commercial | USHP | Ducted CEE Tier 1
213781262 | Central HP <5.4 tons | KEEPRITE | HRCU-A-CB (Split System: Heat Pump with Remote Outdoor Unit-Air-Source) | CVH837GKA2* |  |  | EA*4X43L21A*+WALLCON | *96CTN0801714B* | 32800 | 17 | 8.5 | 32800 | 25200 | 76.83% | 1.96 | 0 | 11 |  |  |  |  | R-410A | 2.7333 | Residential & Commercial | USHP | Ducted CEE Tier 1
213781312 | Central HP <5.4 tons | KEEPRITE | HRCU-A-CB (Split System: Heat Pump with Remote Outdoor Unit-Air-Source) | CVH837GKA2* |  |  | EA*4X48L21A*+WALLCON | *80CTL0902120B* | 32200 | 17 | 8.1 | 32600 | 24800 | 76.07% | 1.98 | 0 | 11 |  |  |  |  | R-410A | 2.6833 | Residential & Commercial | USHP | Ducted CEE Tier 1
216678782 | Central HP <5.4 tons | KEEPRITE | HRCU-A-CB (Split System: Heat Pump with Remote Outdoor Unit-Air-Source) | DLCURAH36ABK |  |  | EHD4X48AAL | *97VTN0601716A* | 36000 | 15.2 | 8.5 | 38500 | 34600 | 89.87% | 1.82 | 0 | 9.8 |  |  |  |  | R-410A | 3 | Residential & Commercial | USHP
215935192 | Central HP <5.4 tons | KENMORE | HRCU-A-CB (Split System: Heat Pump with Remote Outdoor Unit-Air-Source) | (C,H,T)5H3V36*K*AAA* |  |  | EVM5X60M21A*+WALLCON | *80CTL0701716B* | 35400 | 21.5 | 8.5 | 38500 | 29000 | 75.32% | 2.02 | 0 | 12 |  |  |  |  | R-454B | 2.95 | Residential & Commercial | USHP | Ducted CEE Tier 1
215935292 | Central HP <5.4 tons | KENMORE | HRCU-A-CB (Split System: Heat Pump with Remote Outdoor Unit-Air-Source) | (C,H,T)5H3V36*K*AAA* |  |  | EVM5X60M21A*+WALLCON | *97CMN0802120B* | 35600 | 21.5 | 8.5 | 38000 | 28600 | 75.26% | 2.02 | 0 | 12 |  |  |  |  | R-454B | 2.9667 | Residential & Commercial | USHP | Ducted CEE Tier 1
215935312 | Central HP <5.4 tons | KENMORE | HRCU-A-CB (Split System: Heat Pump with Remote Outdoor Unit-Air-Source) | (C,H,T)5H3V36*K*AAA* |  |  | EVM5X60M21A*+WALLCON | *96CTN0801714B* | 35400 | 21.5 | 8.5 | 38000 | 28800 | 75.79% | 2.02 | 0 | 12 |  |  |  |  | R-454B | 2.95 | Residential & Commercial | USHP | Ducted CEE Tier 1
215935042 | Central HP <5.4 tons | KENMORE | HRCU-A-CB (Split System: Heat Pump with Remote Outdoor Unit-Air-Source) | (C,H,T)5H3V36*K*AAA* |  |  | EVM5X49M21A*+WALLCON | *80CTL0902120B* | 35600 | 22 | 8.5 | 38000 | 28400 | 74.74% | 2.04 | 0 | 12.5 |  |  |  |  | R-454B | 2.9667 | Residential & Commercial | USHP | Ducted CEE Tier 1
215935092 | Central HP <5.4 tons | KENMORE | HRCU-A-CB (Split System: Heat Pump with Remote Outdoor Unit-Air-Source) | (C,H,T)5H3V36*K*AAA* |  |  | EVM5X49M21A*+WALLCON | *97CMN0602120B* | 35400 | 21 | 8.5 | 38500 | 29000 | 75.32% | 2.02 | 0 | 12 |  |  |  |  | R-454B | 2.95 | Residential & Commercial | USHP | Ducted CEE Tier 1
215934742 | Central HP <5.4 tons | KENMORE | HRCU-A-CB (Split System: Heat Pump with Remote Outdoor Unit-Air-Source) | (C,H,T)5H3V36*K*AAA* |  |  | EVM5X42M21A*+WALLCON | *97CMN0601714B* | 34000 | 20 | 8.1 | 38000 | 27000 | 71.05% | 2 | 0 | 11 |  |  |  |  | R-454B | 2.8333 | Residential & Commercial | USHP | Ducted CEE Tier 1
216643620 | Central HP <5.4 tons | KEEPRITE | HRCU-A-CB (Split System: Heat Pump with Remote Outdoor Unit-Air-Source) | D5CUHAH18AAK |  |  | EA*5X30M17A* | *80MSU0601716A* | 18000 | 15.2 | 9.5 | 20200 | 18200 | 90.1% | 1.92 | 0 | 11 |  |  |  |  | R-454B | 1.5 | Residential & Commercial | USHP | Ducted CEE Tier 1
214279872 | Central HP <5.4 tons | KEEPRITE | HRCU-A-CB (Split System: Heat Pump with Remote Outdoor Unit-Air-Source) | DLCURAH24ABK |  |  | EA*4X24L17A* | *96MSN0601716A* | 23600 | 16.5 | 9.5 | 26600 | 24800 | 93.23% | 2.04 | 0 | 10 |  |  |  |  | R-410A | 1.9667 | Residential & Commercial | USHP | Ducted CEE Tier 1
213081446 | Central HP <5.4 tons | ELIOS | HRCU-A-CB (Split System: Heat Pump with Remote Outdoor Unit-Air-Source) | DEA60HOS20230E7 |  |  | FEA60HIAHUU230X7 | 0 | 55000 | 15.3 | 9.4 | 59000 | 48500 | 82.2% | 1.91 | 9 | 8.8 |  |  |  |  | R-410A | 4.5833 | Residential & Commercial | USHP
216706025 | Central HP <5.4 tons | Ecoer | HRCU-A-CB (Split System: Heat Pump with Remote Outdoor Unit-Air-Source) | ESCA17H-48ABA |  |  | EAHDEC-48ABA | 0 | 48000 | 16.5 | 9.5 | 50000 | 46000 | 92% | 1.9 | 0 | 10.5 |  |  |  |  | R-454B | 4 | Residential & Commercial | USHP | Ducted CEE Tier 1
215933132 | Central HP <5.4 tons | KENMORE | HRCU-A-CB (Split System: Heat Pump with Remote Outdoor Unit-Air-Source) | (C,H,T)5H3V36*K*AAA* |  |  | ESH5X36M12A*+WALLCON | *80CTL1352422B* | 33400 | 19 | 9 | 34800 | 26600 | 76.44% | 1.92 | 0 | 11.5 |  |  |  |  | R-454B | 2.7833 | Residential & Commercial | USHP | Ducted CEE Tier 1
214807784 | Central HP <5.4 tons | CHAMPION HEATING AND COOLING | HRCU-A-CB (Split System: Heat Pump with Remote Outdoor Unit-Air-Source) | HH836E2S11 |  |  | CTU48C5XFS1+JMVT17CC2N1+TXV | 0 | 34400 | 19 | 9 | 32000 | 25200 | 78.75% | 2 | 0 | 11.7 |  |  |  |  | R-454B | 2.8667 | Residential & Commercial | USHP | Ducted CEE Tier 1
214720061 | Central HP <5.4 tons | CHAMPION HEATING AND COOLING | HRCU-A-CB (Split System: Heat Pump with Remote Outdoor Unit-Air-Source) | HH836E2S11 |  |  | CTU48C5XFS1+TXV | TM8V080C16MP12 | 33400 | 18 | 9 | 31600 | 25400 | 80.38% | 2 | 0 | 11 |  |  |  |  | R-454B | 2.7833 | Residential & Commercial | USHP | Ducted CEE Tier 1
215933152 | Central HP <5.4 tons | KENMORE | HRCU-A-CB (Split System: Heat Pump with Remote Outdoor Unit-Air-Source) | (C,H,T)5H3V36*K*AAA* |  |  | ESH5X36M12A*+WALLCON | *95CSU0802120B* | 33200 | 18.5 | 9 | 35000 | 26800 | 76.57% | 1.92 | 0 | 11 |  |  |  |  | R-454B | 2.7667 | Residential & Commercial | USHP | Ducted CEE Tier 1
215932682 | Central HP <5.4 tons | KENMORE | HRCU-A-CB (Split System: Heat Pump with Remote Outdoor Unit-Air-Source) | (C,H,T)5H3V36*K*AAA* |  |  | EA*5X61M21A*+WALLCON | *80CSU1002120A* | 34400 | 20 | 9 | 34600 | 26200 | 75.72% | 1.94 | 0 | 11.7 |  |  |  |  | R-454B | 2.8667 | Residential & Commercial | USHP | Ducted CEE Tier 1
216735088 | Central HP <5.4 tons | KEEPRITE | HRCU-A-CB (Split System: Heat Pump with Remote Outdoor Unit-Air-Source) | D5CUHAH24AAK |  |  | EA*5X37M17A* | *95CSU0601716B* | 22800 | 16 | 8.5 | 20800 | 18500 | 88.94% | 1.98 | 0 | 11 |  |  |  |  | R-454B | 1.9 | Residential & Commercial | USHP | Ducted CEE Tier 1
216735625 | Central HP <5.4 tons | KEEPRITE | HRCU-A-CB (Split System: Heat Pump with Remote Outdoor Unit-Air-Source) | D5CUHAH24AAK |  |  | EA*5X37M21A* | *80CTL0901716B* | 22800 | 16 | 8.5 | 20400 | 18300 | 89.71% | 1.98 | 0 | 11 |  |  |  |  | R-454B | 1.9 | Residential & Commercial | USHP | Ducted CEE Tier 1
216734353 | Central HP <5.4 tons | KEEPRITE | HRCU-A-CB (Split System: Heat Pump with Remote Outdoor Unit-Air-Source) | D5CUHAH24AAK |  |  | EA*5X36M17A* | *80CSU0601716A* | 23000 | 17 | 8.5 | 21200 | 19000 | 89.62% | 1.94 | 0 | 11 |  |  |  |  | R-454B | 1.9167 | Residential & Commercial | USHP | Ducted CEE Tier 1
216736360 | Central HP <5.4 tons | KEEPRITE | HRCU-A-CB (Split System: Heat Pump with Remote Outdoor Unit-Air-Source) | D5CUHAH24AAK |  |  | ESH5X24M12A* | *80MSU0802120A* | 22600 | 15.5 | 8.1 | 21200 | 19100 | 90.09% | 1.85 | 0 | 10.5 |  |  |  |  | R-454B | 1.8833 | Residential & Commercial | USHP | Ducted CEE Tier 1
216735559 | Central HP <5.4 tons | KEEPRITE | HRCU-A-CB (Split System: Heat Pump with Remote Outdoor Unit-Air-Source) | D5CUHAH24AAK |  |  | EA*5X37M21A* | *80MSU0401712A* | 23000 | 17 | 8.5 | 20600 | 18400 | 89.32% | 1.96 | 0 | 11 |  |  |  |  | R-454B | 1.9167 | Residential & Commercial | USHP | Ducted CEE Tier 1
216735910 | Central HP <5.4 tons | KEEPRITE | HRCU-A-CB (Split System: Heat Pump with Remote Outdoor Unit-Air-Source) | D5CUHAH24AAK |  |  | EA*5X37M21A* | *95MSU0401712A* | 23000 | 16.5 | 8.5 | 20600 | 18400 | 89.32% | 1.9 | 0 | 11 |  |  |  |  | R-454B | 1.9167 | Residential & Commercial | USHP | Ducted CEE Tier 1
216736092 | Central HP <5.4 tons | KEEPRITE | HRCU-A-CB (Split System: Heat Pump with Remote Outdoor Unit-Air-Source) | D5CUHAH24AAK |  |  | EA*5X37M21A* | *97VTN1002122A* | 23200 | 16 | 8.5 | 20800 | 18500 | 88.94% | 1.96 | 0 | 11 |  |  |  |  | R-454B | 1.9333 | Residential & Commercial | USHP | Ducted CEE Tier 1
204456409 | Central HP <5.4 tons | BRYANT HEATING AND COOLING SYSTEMS | HRCU-A-CB (Split System: Heat Pump with Remote Outdoor Unit-Air-Source) | 288BNV025*0**B* |  |  | CAP**2417AL*+UI | 987MB42080C17*** | 23200 | 16 | 8.1 | 22000 | 16900 | 76.82% | 1.88 | 11 | 10.5 |  |  |  |  | R-410A | 1.9333 | Residential & Commercial | USHP | Ducted CEE Tier 1
204456589 | Central HP <5.4 tons | BRYANT HEATING AND COOLING SYSTEMS | HRCU-A-CB (Split System: Heat Pump with Remote Outdoor Unit-Air-Source) | 288BNV025*0**B* |  |  | CAP**3617AL*+UI | 88*TA36045C17*** | 23400 | 16 | 8.1 | 21600 | 16800 | 77.78% | 1.92 | 11 | 10.5 |  |  |  |  | R-410A | 1.95 | Residential & Commercial | USHP | Ducted CEE Tier 1
213072268 | Central HP <5.4 tons | ACIQ | HRCU-A-CB (Split System: Heat Pump with Remote Outdoor Unit-Air-Source) | DLCURAH18ABK |  |  | EN(A,D)4X18L14** | *80VTL0451412A* | 17400 | 16 | 8.5 | 18400 | 19400 | 105.4% | 2.34 | 0 | 10.5 |  |  |  |  | R-410A | 1.45 | Residential & Commercial | USHP | Ducted CEE Tier 1
213062808 | Central HP <5.4 tons | ACIQ | HRCU-A-CB (Split System: Heat Pump with Remote Outdoor Unit-Air-Source) | HVH837GKA** |  |  | EA*4X48L21A*+WALLCON | *95CSU0802120A* | 32400 | 17.5 | 8.5 | 32600 | 25000 | 76.69% | 1.98 | 12 | 11.5 |  |  |  |  | R-410A | 2.7 | Residential & Commercial | USHP | Ducted CEE Tier 1
213062810 | Central HP <5.4 tons | ACIQ | HRCU-A-CB (Split System: Heat Pump with Remote Outdoor Unit-Air-Source) | HVH837GKA** |  |  | EA*4X48L24A*+WALLCON | *95CSU0802120A* | 32400 | 17.5 | 8.5 | 32400 | 24800 | 76.54% | 2 | 12 | 11.5 |  |  |  |  | R-410A | 2.7 | Residential & Commercial | USHP | Ducted CEE Tier 1
216634086 | Central HP <5.4 tons | ACIQ | HRCU-A-CB (Split System: Heat Pump with Remote Outdoor Unit-Air-Source) | H5H0V60*K*AAA* |  |  | EVD5X60M24A*+WALLCON | *97CMN0602120B* | 55500 | 17.5 | 8.5 | 64000 | 45500 | 71.09% | 1.94 | 0 | 8.5 |  |  |  |  | R-454B | 4.625 | Residential & Commercial | USHP
216634118 | Central HP <5.4 tons | ACIQ | HRCU-A-CB (Split System: Heat Pump with Remote Outdoor Unit-Air-Source) | H5H0V60*K*AAA* |  |  | EA*5X60M24A*+WALLCON | *97CMN0602120B* | 54000 | 17.5 | 8.5 | 60500 | 42500 | 70.25% | 1.86 | 0 | 8 |  |  |  |  | R-454B | 4.5 | Residential & Commercial | USHP
216634545 | Central HP <5.4 tons | ACIQ | HRCU-A-CB (Split System: Heat Pump with Remote Outdoor Unit-Air-Source) | H5H0V48*K*AAA* |  |  | EVD5X48M21A*+WALLCON | *96CTN0802120B* | 47000 | 18.5 | 9 | 50000 | 36600 | 73.2% | 1.98 | 0 | 10 |  |  |  |  | R-454B | 3.9167 | Residential & Commercial | USHP | Ducted CEE Tier 1
206790476 | Central HP <5.4 tons | BRYANT HEATING AND COOLING SYSTEMS | HRCU-A-CB (Split System: Heat Pump with Remote Outdoor Unit-Air-Source) | 284ANV036*0**B* |  |  | CSPH*6012AL*+UI | 88*TA48070C17*** | 34400 | 19 | 9 | 34800 | 25400 | 72.99% | 2.02 | 12.5 | 12 |  |  |  |  | R-410A | 2.8667 | Residential & Commercial | USHP | Ducted CEE Tier 1
206790492 | Central HP <5.4 tons | BRYANT HEATING AND COOLING SYSTEMS | HRCU-A-CB (Split System: Heat Pump with Remote Outdoor Unit-Air-Source) | 284ANV036*0**B* |  |  | CAP**3717AL*+UI | 83*CA36040C17*** | 34000 | 19 | 9.5 | 35200 | 26000 | 73.86% | 2.02 | 12 | 11.7 |  |  |  |  | R-410A | 2.8333 | Residential & Commercial | USHP | Ducted CEE Tier 1
206790526 | Central HP <5.4 tons | BRYANT HEATING AND COOLING SYSTEMS | HRCU-A-CB (Split System: Heat Pump with Remote Outdoor Unit-Air-Source) | 284ANV036*0**B* |  |  | CSPH*4812AL*+UI | 83*CA36040C17*** | 33800 | 19 | 9 | 35000 | 25800 | 73.71% | 2.04 | 12.5 | 11.7 |  |  |  |  | R-410A | 2.8167 | Residential & Commercial | USHP | Ducted CEE Tier 1
213779522 | Central HP <5.4 tons | KEEPRITE | HRCU-A-CB (Split System: Heat Pump with Remote Outdoor Unit-Air-Source) | CVH837GKA** |  |  | EA*4X48L24A*+WALLCON | *97CMN1002122B* | 32400 | 17 | 8.5 | 32200 | 24800 | 77.02% | 1.98 | 0 | 11 |  |  |  |  | R-410A | 2.7 | Residential & Commercial | USHP | Ducted CEE Tier 1
206767195 | Central HP <5.4 tons | BRYANT HEATING AND COOLING SYSTEMS | HRCU-A-CB (Split System: Heat Pump with Remote Outdoor Unit-Air-Source) | 288BNV025*0**C* |  |  | CAP**3721AL*+UI | 83*CA36040C17*** | 24400 | 17 | 8.5 | 21200 | 16600 | 78.3% | 2.02 | 11.5 | 11 |  |  |  |  | R-410A | 2.0333 | Residential & Commercial | USHP | Ducted CEE Tier 1
214719923 | Central HP <5.4 tons | CHAMPION HEATING AND COOLING | HRCU-A-CB (Split System: Heat Pump with Remote Outdoor Unit-Air-Source) | HH836E2S11 |  |  | CTU48C5XFS1+TXV | Z9ES080C20SMPS1 | 34200 | 18 | 9 | 32000 | 25600 | 80% | 2 | 0 | 11 |  |  |  |  | R-454B | 2.85 | Residential & Commercial | USHP | Ducted CEE Tier 1
206790639 | Central HP <5.4 tons | BRYANT HEATING AND COOLING SYSTEMS | HRCU-A-CB (Split System: Heat Pump with Remote Outdoor Unit-Air-Source) | 284ANV048*0**B* |  |  | CAP**6124AL*+UI | 83*CA60100C21*** | 45500 | 21 | 9.5 | 46000 | 36400 | 79.13% | 2.34 | 12.5 | 11.7 |  |  |  |  | R-410A | 3.7917 | Residential & Commercial | USHP | Ducted CEE Tier 1
206136195 | Central HP <5.4 tons | BRYANT HEATING AND COOLING SYSTEMS | HRCU-A-CB (Split System: Heat Pump with Remote Outdoor Unit-Air-Source) | 288BNV037*0**A* |  |  | CAP**4824AL*+UI | 935CA66100C21*** | 32400 | 17.5 | 8.5 | 32400 | 24800 | 76.54% | 2 | 12 | 11.5 |  |  |  |  | R-410A | 2.7 | Residential & Commercial | USHP | Ducted CEE Tier 1
216738258 | Central HP <5.4 tons | KEEPRITE | HRCU-A-CB (Split System: Heat Pump with Remote Outdoor Unit-Air-Source) | D5CUHAH24AAK |  |  | ESH5X36M12A* | *80CTL0701412B* | 22600 | 16 | 8.1 | 20600 | 18400 | 89.32% | 1.85 | 0 | 10.5 |  |  |  |  | R-454B | 1.8833 | Residential & Commercial | USHP | Ducted CEE Tier 1
215931612 | Central HP <5.4 tons | KENMORE | HRCU-A-CB (Split System: Heat Pump with Remote Outdoor Unit-Air-Source) | (C,H,T)5H3V60*K*AAA* |  |  | EA*5X60M24A*+WALLCON | *97CMN0802120B* | 55500 | 18 | 8.1 | 60500 | 46000 | 76.03% | 1.95 | 0 | 11 |  |  |  |  | R-454B | 4.625 | Residential & Commercial | USHP | Ducted CEE Tier 1
215931662 | Central HP <5.4 tons | KENMORE | HRCU-A-CB (Split System: Heat Pump with Remote Outdoor Unit-Air-Source) | (C,H,T)5H3V60*K*AAA* |  |  | EA*5X61M21A*+WALLCON | *80CTL0701716B* | 56000 | 18 | 8.5 | 61000 | 45500 | 74.59% | 2.1 | 0 | 11 |  |  |  |  | R-454B | 4.6667 | Residential & Commercial | USHP | Ducted CEE Tier 1
215932582 | Central HP <5.4 tons | KENMORE | HRCU-A-CB (Split System: Heat Pump with Remote Outdoor Unit-Air-Source) | (C,H,T)5H3V36*K*AAA* |  |  | EA*5X60M24A*+WALLCON | *95CSU0802120B* | 34000 | 20 | 9 | 34200 | 26000 | 76.02% | 1.94 | 0 | 11.7 |  |  |  |  | R-454B | 2.8333 | Residential & Commercial | USHP | Ducted CEE Tier 1
215932082 | Central HP <5.4 tons | KENMORE | HRCU-A-CB (Split System: Heat Pump with Remote Outdoor Unit-Air-Source) | (C,H,T)5H3V36*K*AAA* |  |  | EA*5X36M17A*+WALLCON | *80CTL0901716B* | 32200 | 19.5 | 9.5 | 35200 | 27000 | 76.7% | 2 | 0 | 11 |  |  |  |  | R-454B | 2.6833 | Residential & Commercial | USHP | Ducted CEE Tier 1
215866620 | Central HP <5.4 tons | KADEN | HRCU-A-CB (Split System: Heat Pump with Remote Outdoor Unit-Air-Source) | KOB-HH-UUX48HP-2AAMA |  |  | KIB-UUX48AH-2AAMA | 0 | 48000 | 16.5 | 9.5 | 50000 | 46000 | 92% | 1.9 | 0 | 10.5 |  |  |  |  | R-454B | 4 | Residential & Commercial | USHP | Ducted CEE Tier 1
216736110 | Central HP <5.4 tons | KEEPRITE | HRCU-A-CB (Split System: Heat Pump with Remote Outdoor Unit-Air-Source) | D5CUHAH24AAK |  |  | EA*5X37M21A* | OMV098J12* | 23200 | 15.2 | 8.5 | 20600 | 18500 | 89.81% | 1.98 | 0 | 11 |  |  |  |  | R-454B | 1.9333 | Residential & Commercial | USHP | Ducted CEE Tier 1
216735256 | Central HP <5.4 tons | KEEPRITE | HRCU-A-CB (Split System: Heat Pump with Remote Outdoor Unit-Air-Source) | D5CUHAH24AAK |  |  | EA*5X37M17A* | *96VSN0801716B* | 23000 | 16.5 | 8.5 | 20800 | 18500 | 88.94% | 1.96 | 0 | 11 |  |  |  |  | R-454B | 1.9167 | Residential & Commercial | USHP | Ducted CEE Tier 1
213780092 | Central HP <5.4 tons | KEEPRITE | HRCU-A-CB (Split System: Heat Pump with Remote Outdoor Unit-Air-Source) | CVH837GKA** |  |  | EHD4X42AAL+WALLCON | *97CMN1202422B* | 32400 | 16.5 | 8.1 | 32800 | 24800 | 75.61% | 1.94 | 0 | 11 |  |  |  |  | R-410A | 2.7 | Residential & Commercial | USHP | Ducted CEE Tier 1
213780292 | Central HP <5.4 tons | KEEPRITE | HRCU-A-CB (Split System: Heat Pump with Remote Outdoor Unit-Air-Source) | CVH837GKA** |  |  | EHD4X48AAL+WALLCON | *96CTN1202422B* | 32600 | 16.5 | 8.1 | 33000 | 24800 | 75.15% | 1.96 | 0 | 11 |  |  |  |  | R-410A | 2.7167 | Residential & Commercial | USHP | Ducted CEE Tier 1
213780342 | Central HP <5.4 tons | KEEPRITE | HRCU-A-CB (Split System: Heat Pump with Remote Outdoor Unit-Air-Source) | CVH837GKA** |  |  | EHD4X60AAL+WALLCON | *80CTL0902120B* | 33000 | 16.5 | 8.1 | 32200 | 24800 | 77.02% | 2 | 0 | 11.5 |  |  |  |  | R-410A | 2.75 | Residential & Commercial | USHP | Ducted CEE Tier 1
213779472 | Central HP <5.4 tons | KEEPRITE | HRCU-A-CB (Split System: Heat Pump with Remote Outdoor Unit-Air-Source) | CVH837GKA** |  |  | EA*4X48L21A*+WALLCON | *96CTN0801714B* | 32200 | 17 | 8.1 | 32800 | 25000 | 76.22% | 1.96 | 0 | 11 |  |  |  |  | R-410A | 2.6833 | Residential & Commercial | USHP | Ducted CEE Tier 1
206790558 | Central HP <5.4 tons | BRYANT HEATING AND COOLING SYSTEMS | HRCU-A-CB (Split System: Heat Pump with Remote Outdoor Unit-Air-Source) | 284ANV036*0**B* |  |  | CSPH*4812AL*+UI | 935CA48060C17*** | 33800 | 18.5 | 9 | 35400 | 26000 | 73.45% | 2.02 | 12 | 11.5 |  |  |  |  | R-410A | 2.8167 | Residential & Commercial | USHP | Ducted CEE Tier 1
206790560 | Central HP <5.4 tons | BRYANT HEATING AND COOLING SYSTEMS | HRCU-A-CB (Split System: Heat Pump with Remote Outdoor Unit-Air-Source) | 284ANV036*0**B* |  |  | CSPH*4812AL*+UI | 935CA66100C21*** | 34200 | 19 | 9 | 35000 | 25800 | 73.71% | 2.06 | 12.5 | 12 |  |  |  |  | R-410A | 2.85 | Residential & Commercial | USHP | Ducted CEE Tier 1
210450261 | Central HP <5.4 tons | BRYANT HEATING AND COOLING SYSTEMS | HRCU-A-CB (Split System: Heat Pump with Remote Outdoor Unit-Air-Source) | 38MURAQ36AB3* |  |  | CNPV*4221AL* | 926TB48080V17*** | 35000 | 15.5 | 8.5 | 38500 | 35200 | 91.43% | 1.86 | 0 | 10 |  |  |  |  | R-410A | 2.9167 | Residential & Commercial | USHP | Ducted CEE Tier 1
216633804 | Central HP <5.4 tons | ACIQ | HRCU-A-CB (Split System: Heat Pump with Remote Outdoor Unit-Air-Source) | H5H0V48*K*AAA* |  |  | EA*5X61M21A*+WALLCON | *80CTL1102120B* | 46000 | 18.5 | 9 | 47500 | 33600 | 70.74% | 2.06 | 0 | 10 |  |  |  |  | R-454B | 3.8333 | Residential & Commercial | USHP | Ducted CEE Tier 1
216633820 | Central HP <5.4 tons | ACIQ | HRCU-A-CB (Split System: Heat Pump with Remote Outdoor Unit-Air-Source) | H5H0V48*K*AAA* |  |  | EA*5X61M24A*+WALLCON | *97CMN0602120B* | 45500 | 17.5 | 9 | 48000 | 34200 | 71.25% | 2.06 | 0 | 9.5 |  |  |  |  | R-454B | 3.7917 | Residential & Commercial | USHP
216633821 | Central HP <5.4 tons | ACIQ | HRCU-A-CB (Split System: Heat Pump with Remote Outdoor Unit-Air-Source) | H5H0V48*K*AAA* |  |  | EA*5X61M24A*+WALLCON | *97CMN0802120B* | 46000 | 18 | 9 | 48000 | 33800 | 70.42% | 2.08 | 0 | 10 |  |  |  |  | R-454B | 3.8333 | Residential & Commercial | USHP | Ducted CEE Tier 1
216633889 | Central HP <5.4 tons | ACIQ | HRCU-A-CB (Split System: Heat Pump with Remote Outdoor Unit-Air-Source) | H5H0V48*K*AAA* |  |  | EVM5X49M21A*+WALLCON | *80CTL0701716B* | 48000 | 18.5 | 9 | 50000 | 37200 | 74.4% | 2 | 0 | 10 |  |  |  |  | R-454B | 4 | Residential & Commercial | USHP | Ducted CEE Tier 1
206790313 | Central HP <5.4 tons | BRYANT HEATING AND COOLING SYSTEMS | HRCU-A-CB (Split System: Heat Pump with Remote Outdoor Unit-Air-Source) | 284ANV036*0**B* |  |  | CAP**4321AL*+UI | 88*TA48090C17*** | 34600 | 20 | 9.5 | 35000 | 25600 | 73.14% | 2.06 | 13 | 12 |  |  |  |  | R-410A | 2.8833 | Residential & Commercial | USHP | Ducted CEE Tier 1
214243003 | Central HP <5.4 tons | KENMORE | HRCU-A-CB (Split System: Heat Pump with Remote Outdoor Unit-Air-Source) | (C,H,T)VH825GKA2* |  |  | EN(A,D,W)4X42L21**+WALLCON | *80CTL1102120B* | 23800 | 16.5 | 8.1 | 21400 | 16600 | 77.57% | 1.96 | 0 | 11 |  |  |  |  | R-410A | 1.9833 | Residential & Commercial | USHP | Ducted CEE Tier 1
214243053 | Central HP <5.4 tons | KENMORE | HRCU-A-CB (Split System: Heat Pump with Remote Outdoor Unit-Air-Source) | (C,H,T)VH825GKA2* |  |  | EN(A,D,W)4X42L21**+WALLCON | *96CTN0601714B* | 23600 | 16 | 8.1 | 21600 | 16700 | 77.31% | 1.94 | 0 | 11 |  |  |  |  | R-410A | 1.9667 | Residential & Commercial | USHP | Ducted CEE Tier 1
210596359 | Central HP <5.4 tons | BRYANT HEATING AND COOLING SYSTEMS | HRCU-A-CB (Split System: Heat Pump with Remote Outdoor Unit-Air-Source) | 288BNV025*0**B* |  |  | CAP**4824AL*+UI | 987MB66120C24*** | 24000 | 16.5 | 8.1 | 21000 | 16600 | 79.05% | 2.02 | 0 | 11 |  |  |  |  | R-410A | 2 | Residential & Commercial | USHP | Ducted CEE Tier 1
210596390 | Central HP <5.4 tons | BRYANT HEATING AND COOLING SYSTEMS | HRCU-A-CB (Split System: Heat Pump with Remote Outdoor Unit-Air-Source) | 288BNV025*0**B* |  |  | CNPV*4821AL*+UI | 88*TA36045C17*** | 24000 | 16.5 | 8.1 | 21400 | 16700 | 78.04% | 2 | 0 | 11 |  |  |  |  | R-410A | 2 | Residential & Commercial | USHP | Ducted CEE Tier 1
206790378 | Central HP <5.4 tons | BRYANT HEATING AND COOLING SYSTEMS | HRCU-A-CB (Split System: Heat Pump with Remote Outdoor Unit-Air-Source) | 284ANV036*0**B* |  |  | CNPV*4217AL*+UI | 987MB42080C17*** | 33200 | 19 | 9 | 35400 | 26400 | 74.58% | 2 | 12 | 11.7 |  |  |  |  | R-410A | 2.7667 | Residential & Commercial | USHP | Ducted CEE Tier 1
206790379 | Central HP <5.4 tons | BRYANT HEATING AND COOLING SYSTEMS | HRCU-A-CB (Split System: Heat Pump with Remote Outdoor Unit-Air-Source) | 284ANV036*0**B* |  |  | CNPV*4217AL*+UI | 88*TA48090C17*** | 33600 | 20 | 9 | 35200 | 26200 | 74.43% | 2.02 | 12.5 | 12 |  |  |  |  | R-410A | 2.8 | Residential & Commercial | USHP | Ducted CEE Tier 1
206790393 | Central HP <5.4 tons | BRYANT HEATING AND COOLING SYSTEMS | HRCU-A-CB (Split System: Heat Pump with Remote Outdoor Unit-Air-Source) | 284ANV036*0**B* |  |  | CNPV*4821AL*+UI | 88*TA48070C17*** | 33800 | 19.5 | 9 | 35200 | 26000 | 73.86% | 2.04 | 12.5 | 12 |  |  |  |  | R-410A | 2.8167 | Residential & Commercial | USHP | Ducted CEE Tier 1
206790428 | Central HP <5.4 tons | BRYANT HEATING AND COOLING SYSTEMS | HRCU-A-CB (Split System: Heat Pump with Remote Outdoor Unit-Air-Source) | 284ANV036*0**B* |  |  | CSPH*3612AL*+UI | 88*TA48070C17*** | 33600 | 18 | 9 | 35400 | 26200 | 74.01% | 2.02 | 12 | 11.7 |  |  |  |  | R-410A | 2.8 | Residential & Commercial | USHP | Ducted CEE Tier 1
206790460 | Central HP <5.4 tons | BRYANT HEATING AND COOLING SYSTEMS | HRCU-A-CB (Split System: Heat Pump with Remote Outdoor Unit-Air-Source) | 284ANV036*0**B* |  |  | CSPH*4812AL*+UI | 88*TA48070C17*** | 34000 | 18.5 | 9 | 35200 | 26000 | 73.86% | 2.04 | 12.5 | 11.7 |  |  |  |  | R-410A | 2.8333 | Residential & Commercial | USHP | Ducted CEE Tier 1
206790463 | Central HP <5.4 tons | BRYANT HEATING AND COOLING SYSTEMS | HRCU-A-CB (Split System: Heat Pump with Remote Outdoor Unit-Air-Source) | 284ANV036*0**B* |  |  | CSPH*4812AL*+UI | 88*TA66135C24*** | 34200 | 19 | 9 | 35000 | 25800 | 73.71% | 2.06 | 12.5 | 12 |  |  |  |  | R-410A | 2.85 | Residential & Commercial | USHP | Ducted CEE Tier 1
214574716 | Central HP <5.4 tons | KENMORE | HRCU-A-CB (Split System: Heat Pump with Remote Outdoor Unit-Air-Source) | (C,H,T)VH837GKA2* |  |  | EN(A,D,W)4X60L24**+WALLCON | *95CSU1002122B* | 32800 | 19 | 8.5 | 32200 | 24600 | 76.4% | 1.98 | 0 | 12 |  |  |  |  | R-410A | 2.7333 | Residential & Commercial | USHP | Ducted CEE Tier 1
214574416 | Central HP <5.4 tons | KENMORE | HRCU-A-CB (Split System: Heat Pump with Remote Outdoor Unit-Air-Source) | (C,H,T)VH837GKA2* |  |  | EHD4X60AAL+WALLCON | *95CSU1002122B* | 33000 | 18 | 8.5 | 32000 | 24800 | 77.5% | 2.02 | 0 | 11.5 |  |  |  |  | R-410A | 2.75 | Residential & Commercial | USHP | Ducted CEE Tier 1
214574466 | Central HP <5.4 tons | KENMORE | HRCU-A-CB (Split System: Heat Pump with Remote Outdoor Unit-Air-Source) | (C,H,T)VH837GKA2* |  |  | EN(A,D)4X36L21**+WALLCON | *95CSU0802120B* | 31400 | 16.5 | 8.1 | 33200 | 24200 | 72.89% | 1.82 | 0 | 11 |  |  |  |  | R-410A | 2.6167 | Residential & Commercial | USHP | Ducted CEE Tier 1
214574616 | Central HP <5.4 tons | KENMORE | HRCU-A-CB (Split System: Heat Pump with Remote Outdoor Unit-Air-Source) | (C,H,T)VH837GKA2* |  |  | EN(A,D,W)4X48L21**+WALLCON | *97CMN0802120B* | 32400 | 17.5 | 8.5 | 32800 | 24800 | 75.61% | 1.96 | 0 | 11.5 |  |  |  |  | R-410A | 2.7 | Residential & Commercial | USHP | Ducted CEE Tier 1
216682992 | Central HP <5.4 tons | KEEPRITE | HRCU-A-CB (Split System: Heat Pump with Remote Outdoor Unit-Air-Source) | DLCURAH24ABK |  |  | EHD4X24AAL | *97VTN1002122A* | 23400 | 16 | 9 | 26000 | 23800 | 91.54% | 1.86 | 0 | 10 |  |  |  |  | R-410A | 1.95 | Residential & Commercial | USHP | Ducted CEE Tier 1
216679502 | Central HP <5.4 tons | KEEPRITE | HRCU-A-CB (Split System: Heat Pump with Remote Outdoor Unit-Air-Source) | DLCURAH24ABK |  |  | EN(A,D)4X24L17** | *97VTN0601716A* | 23200 | 16.5 | 9 | 26400 | 24400 | 92.42% | 1.86 | 0 | 10 |  |  |  |  | R-410A | 1.9333 | Residential & Commercial | USHP | Ducted CEE Tier 1
214570395 | Central HP <5.4 tons | KEEPRITE | HRCU-A-CB (Split System: Heat Pump with Remote Outdoor Unit-Air-Source) | CVH825GKA3* |  |  | EA*4X36L21A*+WALLCON | *95CSU1002122B* | 23600 | 16.5 | 8.1 | 21400 | 16600 | 77.57% | 1.94 | 0 | 10.5 |  |  |  |  | R-410A | 1.9667 | Residential & Commercial | USHP | Ducted CEE Tier 1
213779542 | Central HP <5.4 tons | KEEPRITE | HRCU-A-CB (Split System: Heat Pump with Remote Outdoor Unit-Air-Source) | CVH837GKA** |  |  | EA*4X48L24A*+WALLCON | *96CTN1002122B* | 32400 | 17 | 8.5 | 32200 | 24800 | 77.02% | 1.98 | 0 | 11 |  |  |  |  | R-410A | 2.7 | Residential & Commercial | USHP | Ducted CEE Tier 1
216734838 | Central HP <5.4 tons | KEEPRITE | HRCU-A-CB (Split System: Heat Pump with Remote Outdoor Unit-Air-Source) | D5CUHAH24AAK |  |  | EA*5X36M17A* | *97VTN0601716A* | 22400 | 16 | 8.5 | 20800 | 18700 | 89.9% | 1.96 | 0 | 10.5 |  |  |  |  | R-454B | 1.8667 | Residential & Commercial | USHP | Ducted CEE Tier 1
216736960 | Central HP <5.4 tons | KEEPRITE | HRCU-A-CB (Split System: Heat Pump with Remote Outdoor Unit-Air-Source) | D5CUHAH24AAK |  |  | ESH5X24M12A* | *97VTN1202422A* | 22400 | 15.2 | 8.1 | 21200 | 19100 | 90.09% | 1.85 | 0 | 10.5 |  |  |  |  | R-454B | 1.8667 | Residential & Commercial | USHP | Ducted CEE Tier 1
216737046 | Central HP <5.4 tons | KEEPRITE | HRCU-A-CB (Split System: Heat Pump with Remote Outdoor Unit-Air-Source) | D5CUHAH24AAK |  |  | ESH5X30M12A* | *80MS(N,L)0701712A* | 22600 | 15.5 | 8.1 | 21000 | 18800 | 89.52% | 1.85 | 0 | 10.5 |  |  |  |  | R-454B | 1.8833 | Residential & Commercial | USHP | Ducted CEE Tier 1
213781162 | Central HP <5.4 tons | KEEPRITE | HRCU-A-CB (Split System: Heat Pump with Remote Outdoor Unit-Air-Source) | CVH837GKA2* |  |  | EA*4X43L21A*+WALLCON | *80CTL0451712B* | 32600 | 16.5 | 8.1 | 33200 | 25400 | 76.51% | 1.94 | 0 | 10.5 |  |  |  |  | R-410A | 2.7167 | Residential & Commercial | USHP | Ducted CEE Tier 1
214396798 | Central HP <5.4 tons | CHAMPION HEATING AND COOLING | HRCU-A-CB (Split System: Heat Pump with Remote Outdoor Unit-Air-Source) | HH836E2S11 |  |  | CTM36B5CDS1 | TM8E080B12MP11 | 33400 | 18 | 8.5 | 31600 | 26000 | 82.28% | 2 | 0 | 11 |  |  |  |  | R-454B | 2.7833 | Residential & Commercial | USHP | Ducted CEE Tier 1
214280301 | Central HP <5.4 tons | KEEPRITE | HRCU-A-CB (Split System: Heat Pump with Remote Outdoor Unit-Air-Source) | DLCURAH36ABK |  |  | EA*4X43L21A* | *96MSN0601716A* | 36000 | 15.5 | 8.5 | 38000 | 34800 | 91.58% | 2.06 | 0 | 10 |  |  |  |  | R-410A | 3 | Residential & Commercial | USHP | Ducted CEE Tier 1
210596589 | Central HP <5.4 tons | BRYANT HEATING AND COOLING SYSTEMS | HRCU-A-CB (Split System: Heat Pump with Remote Outdoor Unit-Air-Source) | 288BNV037*0**A* |  |  | CNPV*6024AL*+UI | 987MB66120C24*** | 32800 | 17.5 | 8.1 | 32200 | 24800 | 77.02% | 1.96 | 0 | 11.7 |  |  |  |  | R-410A | 2.7333 | Residential & Commercial | USHP | Ducted CEE Tier 1
206790525 | Central HP <5.4 tons | BRYANT HEATING AND COOLING SYSTEMS | HRCU-A-CB (Split System: Heat Pump with Remote Outdoor Unit-Air-Source) | 284ANV036*0**B* |  |  | CSPH*4212AL*+UI | 83*CA60100C21*** | 33800 | 18 | 9 | 35200 | 26000 | 73.86% | 2.02 | 12.5 | 11.7 |  |  |  |  | R-410A | 2.8167 | Residential & Commercial | USHP | Ducted CEE Tier 1
206790550 | Central HP <5.4 tons | BRYANT HEATING AND COOLING SYSTEMS | HRCU-A-CB (Split System: Heat Pump with Remote Outdoor Unit-Air-Source) | 284ANV036*0**B* |  |  | CNPV*4821AL*+UI | 935CA60080C21*** | 33800 | 19.5 | 9 | 35000 | 26000 | 74.29% | 2.04 | 13 | 12.5 |  |  |  |  | R-410A | 2.8167 | Residential & Commercial | USHP | Ducted CEE Tier 1
213062926 | Central HP <5.4 tons | ACIQ | HRCU-A-CB (Split System: Heat Pump with Remote Outdoor Unit-Air-Source) | HVH825GKA3* |  |  | EA*4X25L17A*+WALLCON | *96CTN0601714A* | 24200 | 16.5 | 8.1 | 21400 | 16700 | 78.04% | 2 | 11 | 11 |  |  |  |  | R-410A | 2.0167 | Residential & Commercial | USHP | Ducted CEE Tier 1
213062927 | Central HP <5.4 tons | ACIQ | HRCU-A-CB (Split System: Heat Pump with Remote Outdoor Unit-Air-Source) | HVH825GKA3* |  |  | EA*4X25L17A*+WALLCON | *96CTN0801714A* | 24200 | 16.5 | 8.1 | 21400 | 16700 | 78.04% | 2 | 11 | 11 |  |  |  |  | R-410A | 2.0167 | Residential & Commercial | USHP | Ducted CEE Tier 1
213062928 | Central HP <5.4 tons | ACIQ | HRCU-A-CB (Split System: Heat Pump with Remote Outdoor Unit-Air-Source) | HVH825GKA3* |  |  | EA*4X25L17A*+WALLCON | *97CMN0601714A* | 24200 | 15.5 | 8.1 | 20000 | 16000 | 80% | 1.94 | 11.5 | 10.5 |  |  |  |  | R-410A | 2.0167 | Residential & Commercial | USHP | Ducted CEE Tier 1
213062962 | Central HP <5.4 tons | ACIQ | HRCU-A-CB (Split System: Heat Pump with Remote Outdoor Unit-Air-Source) | HVH825GKA3* |  |  | EA*4X37L17A*+WALLCON | *96CTN0801714A* | 24200 | 16.5 | 8.1 | 21400 | 16700 | 78.04% | 1.98 | 11.5 | 11 |  |  |  |  | R-410A | 2.0167 | Residential & Commercial | USHP | Ducted CEE Tier 1
213063062 | Central HP <5.4 tons | ACIQ | HRCU-A-CB (Split System: Heat Pump with Remote Outdoor Unit-Air-Source) | HVH825GKA3* |  |  | EA*4X36L21A*+WALLCON | *80CSU0401712A* | 23600 | 17 | 8.1 | 21400 | 16600 | 77.57% | 1.94 | 11.5 | 10.5 |  |  |  |  | R-410A | 1.9667 | Residential & Commercial | USHP | Ducted CEE Tier 1
210596520 | Central HP <5.4 tons | BRYANT HEATING AND COOLING SYSTEMS | HRCU-A-CB (Split System: Heat Pump with Remote Outdoor Unit-Air-Source) | 288BNV037*0**A* |  |  | CAP**3621AL*+UI | 935CA66100C21*** | 31600 | 17.5 | 8.1 | 33000 | 24200 | 73.33% | 1.86 | 0 | 11 |  |  |  |  | R-410A | 2.6333 | Residential & Commercial | USHP | Ducted CEE Tier 1
215933582 | Central HP <5.4 tons | KENMORE | HRCU-A-CB (Split System: Heat Pump with Remote Outdoor Unit-Air-Source) | (C,H,T)5H3V36*K*AAA* |  |  | ESH5X48M12A*+WALLCON | *80CTL0901716B* | 33600 | 19.5 | 9 | 34800 | 26600 | 76.44% | 1.94 | 0 | 11.5 |  |  |  |  | R-454B | 2.8 | Residential & Commercial | USHP | Ducted CEE Tier 1
215933332 | Central HP <5.4 tons | KENMORE | HRCU-A-CB (Split System: Heat Pump with Remote Outdoor Unit-Air-Source) | (C,H,T)5H3V36*K*AAA* |  |  | ESH5X42M12A*+WALLCON | *80CTL0702120B* | 33600 | 19 | 9 | 34800 | 26600 | 76.44% | 1.92 | 0 | 11 |  |  |  |  | R-454B | 2.8 | Residential & Commercial | USHP | Ducted CEE Tier 1
214396763 | Central HP <5.4 tons | CHAMPION HEATING AND COOLING | HRCU-A-CB (Split System: Heat Pump with Remote Outdoor Unit-Air-Source) | HH860E2S11 |  |  | JHC60D5CH2SS1 | 0 | 52500 | 19 | 8.5 | 53000 | 38000 | 71.7% | 2 | 0 | 12 |  |  |  |  | R-454B | 4.375 | Residential & Commercial | USHP | Ducted CEE Tier 1
214609134 | Central HP <5.4 tons | CHAMPION HEATING AND COOLING | HRCU-A-CB (Split System: Heat Pump with Remote Outdoor Unit-Air-Source) | HH860E2S11 |  |  | CTF60C5CHS1 | Z9ES080C20SMPS1 | 53500 | 19 | 8.5 | 54000 | 39000 | 72.22% | 2 | 0 | 11 |  |  |  |  | R-454B | 4.4583 | Residential & Commercial | USHP | Ducted CEE Tier 1
216634509 | Central HP <5.4 tons | ACIQ | HRCU-A-CB (Split System: Heat Pump with Remote Outdoor Unit-Air-Source) | H5H0V48*K*AAA* |  |  | ESH5X60M12A*+WALLCON | *97CTN1002122A* | 45500 | 16.5 | 8.5 | 48000 | 33800 | 70.42% | 2.08 | 0 | 9.5 |  |  |  |  | R-454B | 3.7917 | Residential & Commercial | USHP
206790557 | Central HP <5.4 tons | BRYANT HEATING AND COOLING SYSTEMS | HRCU-A-CB (Split System: Heat Pump with Remote Outdoor Unit-Air-Source) | 284ANV036*0**B* |  |  | CSPH*4212AL*+UI | 935CA66100C21*** | 34000 | 18.5 | 9 | 35000 | 26000 | 74.29% | 2.04 | 12.5 | 12 |  |  |  |  | R-410A | 2.8333 | Residential & Commercial | USHP | Ducted CEE Tier 1
206790566 | Central HP <5.4 tons | BRYANT HEATING AND COOLING SYSTEMS | HRCU-A-CB (Split System: Heat Pump with Remote Outdoor Unit-Air-Source) | 284ANV036*0**B* |  |  | CNPV*4821AL*+UI | 88*TA36045C17*** | 33400 | 19 | 9 | 35400 | 26400 | 74.58% | 2 | 12 | 11.7 |  |  |  |  | R-410A | 2.7833 | Residential & Commercial | USHP | Ducted CEE Tier 1
206790584 | Central HP <5.4 tons | BRYANT HEATING AND COOLING SYSTEMS | HRCU-A-CB (Split System: Heat Pump with Remote Outdoor Unit-Air-Source) | 284ANV036*0**B* |  |  | CSPH*4212AL*+UI | 88*TA36070C14*** | 33800 | 19 | 9 | 35200 | 26000 | 73.86% | 2.02 | 12 | 11.7 |  |  |  |  | R-410A | 2.8167 | Residential & Commercial | USHP | Ducted CEE Tier 1
206790266 | Central HP <5.4 tons | BRYANT HEATING AND COOLING SYSTEMS | HRCU-A-CB (Split System: Heat Pump with Remote Outdoor Unit-Air-Source) | 284ANV036*0**B* |  |  | CAP**3717AL*+UI | 88*TA48090C17*** | 34000 | 19.5 | 9.5 | 35200 | 26000 | 73.86% | 2.04 | 12.5 | 12 |  |  |  |  | R-410A | 2.8333 | Residential & Commercial | USHP | Ducted CEE Tier 1
206790298 | Central HP <5.4 tons | BRYANT HEATING AND COOLING SYSTEMS | HRCU-A-CB (Split System: Heat Pump with Remote Outdoor Unit-Air-Source) | 284ANV036*0**B* |  |  | CAP**4224AL*+UI | 987MB66120C24*** | 33000 | 19 | 9.5 | 35400 | 26600 | 75.14% | 1.98 | 12 | 12 |  |  |  |  | R-410A | 2.75 | Residential & Commercial | USHP | Ducted CEE Tier 1
206790339 | Central HP <5.4 tons | BRYANT HEATING AND COOLING SYSTEMS | HRCU-A-CB (Split System: Heat Pump with Remote Outdoor Unit-Air-Source) | 284ANV036*0**B* |  |  | CAP**4824AL*+UI | 987MB60060C21*** | 33600 | 19 | 9 | 35000 | 26000 | 74.29% | 2.02 | 12.5 | 11.7 |  |  |  |  | R-410A | 2.8 | Residential & Commercial | USHP | Ducted CEE Tier 1
206790479 | Central HP <5.4 tons | BRYANT HEATING AND COOLING SYSTEMS | HRCU-A-CB (Split System: Heat Pump with Remote Outdoor Unit-Air-Source) | 284ANV036*0**B* |  |  | CSPH*6012AL*+UI | 88*TA66135C24*** | 34600 | 19 | 9 | 34600 | 25200 | 72.83% | 2.04 | 13 | 12 |  |  |  |  | R-410A | 2.8833 | Residential & Commercial | USHP | Ducted CEE Tier 1
206790510 | Central HP <5.4 tons | BRYANT HEATING AND COOLING SYSTEMS | HRCU-A-CB (Split System: Heat Pump with Remote Outdoor Unit-Air-Source) | 284ANV036*0**B* |  |  | CAP**4821AL*+UI | 83*CA60100C21*** | 33600 | 19 | 9 | 35000 | 25800 | 73.71% | 2.02 | 12.5 | 11.7 |  |  |  |  | R-410A | 2.8 | Residential & Commercial | USHP | Ducted CEE Tier 1
206790514 | Central HP <5.4 tons | BRYANT HEATING AND COOLING SYSTEMS | HRCU-A-CB (Split System: Heat Pump with Remote Outdoor Unit-Air-Source) | 284ANV036*0**B* |  |  | CNPV*4217AL*+UI | 83*CA48060C17*** | 33400 | 19 | 9 | 35400 | 26400 | 74.58% | 2 | 13 | 12 |  |  |  |  | R-410A | 2.7833 | Residential & Commercial | USHP | Ducted CEE Tier 1
206790530 | Central HP <5.4 tons | BRYANT HEATING AND COOLING SYSTEMS | HRCU-A-CB (Split System: Heat Pump with Remote Outdoor Unit-Air-Source) | 284ANV036*0**B* |  |  | CAP**3717AL*+UI | 935CA48060C17*** | 33800 | 18.5 | 9 | 35600 | 26400 | 74.16% | 2 | 12 | 11.7 |  |  |  |  | R-410A | 2.8167 | Residential & Commercial | USHP | Ducted CEE Tier 1
206790547 | Central HP <5.4 tons | BRYANT HEATING AND COOLING SYSTEMS | HRCU-A-CB (Split System: Heat Pump with Remote Outdoor Unit-Air-Source) | 284ANV036*0**B* |  |  | CNPV*4217AL*+UI | 935CA48060C17*** | 33200 | 19 | 9 | 35600 | 26600 | 74.72% | 1.98 | 12 | 11.7 |  |  |  |  | R-410A | 2.7667 | Residential & Commercial | USHP | Ducted CEE Tier 1
206790562 | Central HP <5.4 tons | BRYANT HEATING AND COOLING SYSTEMS | HRCU-A-CB (Split System: Heat Pump with Remote Outdoor Unit-Air-Source) | 284ANV036*0**B* |  |  | CAP**4821AL*+UI | 88*TA36045C17*** | 33400 | 19 | 9 | 35200 | 26000 | 73.86% | 2 | 12 | 11 |  |  |  |  | R-410A | 2.7833 | Residential & Commercial | USHP | Ducted CEE Tier 1
206136361 | Central HP <5.4 tons | BRYANT HEATING AND COOLING SYSTEMS | HRCU-A-CB (Split System: Heat Pump with Remote Outdoor Unit-Air-Source) | 288BNV037*0**A* |  |  | CSPH*4812AL*+UI | 935CA66100C21*** | 32600 | 17 | 8.1 | 32800 | 24800 | 75.61% | 1.98 | 11.5 | 11 |  |  |  |  | R-410A | 2.7167 | Residential & Commercial | USHP | Ducted CEE Tier 1
214720051 | Central HP <5.4 tons | CHAMPION HEATING AND COOLING | HRCU-A-CB (Split System: Heat Pump with Remote Outdoor Unit-Air-Source) | HH836E2S11 |  |  | CTU48C5XFS1+TXV | TM9Y080C16MP11 | 32800 | 19 | 9 | 31000 | 25200 | 81.29% | 2 | 0 | 11 |  |  |  |  | R-454B | 2.7333 | Residential & Commercial | USHP | Ducted CEE Tier 1
214720085 | Central HP <5.4 tons | CHAMPION HEATING AND COOLING | HRCU-A-CB (Split System: Heat Pump with Remote Outdoor Unit-Air-Source) | HH836E2S11 |  |  | CTU48C5XFS1+TXV | TM9V100C20MP12 | 34200 | 18 | 9 | 32600 | 25800 | 79.14% | 2 | 0 | 11 |  |  |  |  | R-454B | 2.85 | Residential & Commercial | USHP | Ducted CEE Tier 1
214720152 | Central HP <5.4 tons | CHAMPION HEATING AND COOLING | HRCU-A-CB (Split System: Heat Pump with Remote Outdoor Unit-Air-Source) | HH836E2S11 |  |  | CTU48C5XFS1+TXV | TL9E100C20UH11 | 34000 | 18 | 9 | 32000 | 25600 | 80% | 2 | 0 | 11 |  |  |  |  | R-454B | 2.8333 | Residential & Commercial | USHP | Ducted CEE Tier 1
214719999 | Central HP <5.4 tons | CHAMPION HEATING AND COOLING | HRCU-A-CB (Split System: Heat Pump with Remote Outdoor Unit-Air-Source) | HH836E2S11 |  |  | CTU48C5XFS1+TXV | TMLE100C20MP11 | 34400 | 17 | 8.5 | 32600 | 25800 | 79.14% | 2 | 0 | 11 |  |  |  |  | R-454B | 2.8667 | Residential & Commercial | USHP | Ducted CEE Tier 1
214606490 | Central HP <5.4 tons | CHAMPION HEATING AND COOLING | HRCU-A-C (Split System: Heat Pump with Remote Outdoor Unit with No Indoor Fan --Air Source) | HH836E2S11 |  |  | CTM48C5CFS1 | 0 | 31600 | 15.2 | 8.5 | 30800 | 22200 | 72.08% | 2 | 0 | 10 |  |  |  |  | R-454B | 2.6333 | Residential & Commercial | USHP | Ducted CEE Tier 1
214606507 | Central HP <5.4 tons | CHAMPION HEATING AND COOLING | HRCU-A-C (Split System: Heat Pump with Remote Outdoor Unit with No Indoor Fan --Air Source) | HH836E2S11 |  |  | CTM36C5CDS1 | 0 | 33400 | 15.2 | 8.5 | 31800 | 23200 | 72.96% | 2 | 0 | 10 |  |  |  |  | R-454B | 2.7833 | Residential & Commercial | USHP | Ducted CEE Tier 1
214242962 | Central HP <5.4 tons | KEEPRITE | HRCU-A-CB (Split System: Heat Pump with Remote Outdoor Unit-Air-Source) | CVH825GKA2* |  |  | EN(A,D,W)4X42L21**+WALLCON | *80CTL0451712B* | 23600 | 16 | 8.1 | 21600 | 16800 | 77.78% | 1.94 | 0 | 10.5 |  |  |  |  | R-410A | 1.9667 | Residential & Commercial | USHP | Ducted CEE Tier 1
214243092 | Central HP <5.4 tons | KEEPRITE | HRCU-A-CB (Split System: Heat Pump with Remote Outdoor Unit-Air-Source) | CVH825GKA2* |  |  | EN(A,D,W)4X48L21**+WALLCON | *80CTL0701716B* | 24000 | 17 | 8.1 | 21400 | 16600 | 77.57% | 2 | 0 | 11 |  |  |  |  | R-410A | 2 | Residential & Commercial | USHP | Ducted CEE Tier 1
214243212 | Central HP <5.4 tons | KEEPRITE | HRCU-A-CB (Split System: Heat Pump with Remote Outdoor Unit-Air-Source) | CVH825GKA2* |  |  | EN(A,D)4X48L24**+WALLCON | *80CTL1102120B* | 24200 | 17 | 8.1 | 21200 | 16600 | 78.3% | 2.02 | 0 | 11.5 |  |  |  |  | R-410A | 2.0167 | Residential & Commercial | USHP | Ducted CEE Tier 1
214242892 | Central HP <5.4 tons | KEEPRITE | HRCU-A-CB (Split System: Heat Pump with Remote Outdoor Unit-Air-Source) | CVH825GKA2* |  |  | END4X42L17**+WALLCON | *80CTL0901716B* | 24000 | 17 | 8.1 | 21400 | 16600 | 77.57% | 1.98 | 0 | 11.5 |  |  |  |  | R-410A | 2 | Residential & Commercial | USHP | Ducted CEE Tier 1
213782062 | Central HP <5.4 tons | KEEPRITE | HRCU-A-CB (Split System: Heat Pump with Remote Outdoor Unit-Air-Source) | CVH837GKA2* |  |  | EHD4X48AAL+WALLCON | *80CTL0701412B* | 32600 | 16.5 | 8.1 | 33200 | 25000 | 75.3% | 1.94 | 0 | 11 |  |  |  |  | R-410A | 2.7167 | Residential & Commercial | USHP | Ducted CEE Tier 1
213080275 | Central HP <5.4 tons | KEEPRITE | HRCU-A-CB (Split System: Heat Pump with Remote Outdoor Unit-Air-Source) | DLCURAH36ABK |  |  | EA*4X36L21A* | *96MSN1002120A* | 35200 | 16 | 8.1 | 38500 | 35200 | 91.43% | 1.8 | 0 | 9.5 |  |  |  |  | R-410A | 2.9333 | Residential & Commercial | USHP
213774612 | Central HP <5.4 tons | KEEPRITE | HRCU-A-CB (Split System: Heat Pump with Remote Outdoor Unit-Air-Source) | CVH825GKA3* |  |  | EHD4X48AAL+WALLCON | *80CTL1102120B* | 24200 | 16 | 8.1 | 21200 | 16600 | 78.3% | 2.02 | 0 | 10.5 |  |  |  |  | R-410A | 2.0167 | Residential & Commercial | USHP | Ducted CEE Tier 1
215940581 | Central HP <5.4 tons | KEEPRITE | HRCU-A-CB (Split System: Heat Pump with Remote Outdoor Unit-Air-Source) | C5H3V36*K*AAA* |  |  | EVD5X38M17A*+WALLCON | *80CSU0401712B* | 35600 | 22 | 8.5 | 38000 | 28600 | 75.26% | 2.04 | 0 | 12.5 |  |  |  |  | R-454B | 2.9667 | Residential & Commercial | USHP | Ducted CEE Tier 1
215940661 | Central HP <5.4 tons | KEEPRITE | HRCU-A-CB (Split System: Heat Pump with Remote Outdoor Unit-Air-Source) | C5H3V36*K*AAA* |  |  | EVD5X42M21A*+WALLCON | *97CTN0801716A* | 34200 | 20.5 | 8.5 | 39000 | 28600 | 73.33% | 2.04 | 0 | 11.5 |  |  |  |  | R-454B | 2.85 | Residential & Commercial | USHP | Ducted CEE Tier 1
213779622 | Central HP <5.4 tons | KEEPRITE | HRCU-A-CB (Split System: Heat Pump with Remote Outdoor Unit-Air-Source) | CVH837GKA** |  |  | EA*4X60L24A*+WALLCON | *96CTN1202422B* | 32800 | 17.5 | 8.1 | 31800 | 24600 | 77.36% | 1.98 | 0 | 11.5 |  |  |  |  | R-410A | 2.7333 | Residential & Commercial | USHP | Ducted CEE Tier 1
213779022 | Central HP <5.4 tons | KEEPRITE | HRCU-A-CB (Split System: Heat Pump with Remote Outdoor Unit-Air-Source) | CVH837GKA** |  |  | EA*4X37L21A*+WALLCON | *97CMN1002122B* | 33000 | 17 | 8.5 | 32600 | 25000 | 76.69% | 1.98 | 0 | 11.5 |  |  |  |  | R-410A | 2.75 | Residential & Commercial | USHP | Ducted CEE Tier 1
213781382 | Central HP <5.4 tons | KEEPRITE | HRCU-A-CB (Split System: Heat Pump with Remote Outdoor Unit-Air-Source) | CVH837GKA2* |  |  | EA*4X48L21A*+WALLCON | *96CTN0801714B* | 32200 | 17 | 8.1 | 32800 | 25000 | 76.22% | 1.96 | 0 | 11 |  |  |  |  | R-410A | 2.6833 | Residential & Commercial | USHP | Ducted CEE Tier 1
216678758 | Central HP <5.4 tons | KEEPRITE | HRCU-A-CB (Split System: Heat Pump with Remote Outdoor Unit-Air-Source) | DLCURAH36ABK |  |  | EHD4X36AAL | *97VTN0601716A* | 35600 | 15.2 | 8.5 | 38500 | 34600 | 89.87% | 1.8 | 0 | 9.5 |  |  |  |  | R-410A | 2.9667 | Residential & Commercial | USHP
214720147 | Central HP <5.4 tons | CHAMPION HEATING AND COOLING | HRCU-A-CB (Split System: Heat Pump with Remote Outdoor Unit-Air-Source) | HH836E2S11 |  |  | CTU48C5XFS1+TXV | Z9ES080C16SMPS1 | 34000 | 19 | 9 | 32600 | 25800 | 79.14% | 2 | 0 | 11 |  |  |  |  | R-454B | 2.8333 | Residential & Commercial | USHP | Ducted CEE Tier 1
214720224 | Central HP <5.4 tons | CHAMPION HEATING AND COOLING | HRCU-A-CB (Split System: Heat Pump with Remote Outdoor Unit-Air-Source) | HH836E2S11 |  |  | CTU48C5XFS1+TXV | TM9E080C20MP12 | 34000 | 17 | 9 | 32000 | 25400 | 79.38% | 2 | 0 | 11 |  |  |  |  | R-454B | 2.8333 | Residential & Commercial | USHP | Ducted CEE Tier 1
216634577 | Central HP <5.4 tons | ACIQ | HRCU-A-CB (Split System: Heat Pump with Remote Outdoor Unit-Air-Source) | H5H0V48*K*AAA* |  |  | EVD5X60M24A*+WALLCON | *97CTN1002122A* | 48000 | 19 | 9 | 50000 | 36600 | 73.2% | 2 | 0 | 10 |  |  |  |  | R-454B | 4 | Residential & Commercial | USHP | Ducted CEE Tier 1
210596391 | Central HP <5.4 tons | BRYANT HEATING AND COOLING SYSTEMS | HRCU-A-CB (Split System: Heat Pump with Remote Outdoor Unit-Air-Source) | 288BNV025*0**B* |  |  | CNPV*4821AL*+UI | 88*TA48070C17*** | 24200 | 17 | 8.1 | 21400 | 16600 | 77.57% | 2.02 | 0 | 11 |  |  |  |  | R-410A | 2.0167 | Residential & Commercial | USHP | Ducted CEE Tier 1
210596394 | Central HP <5.4 tons | BRYANT HEATING AND COOLING SYSTEMS | HRCU-A-CB (Split System: Heat Pump with Remote Outdoor Unit-Air-Source) | 288BNV025*0**B* |  |  | CNPV*4821AL*+UI | 935CA60080C21*** | 24200 | 17 | 8.1 | 21200 | 16600 | 78.3% | 2.02 | 0 | 11.5 |  |  |  |  | R-410A | 2.0167 | Residential & Commercial | USHP | Ducted CEE Tier 1
210596407 | Central HP <5.4 tons | BRYANT HEATING AND COOLING SYSTEMS | HRCU-A-CB (Split System: Heat Pump with Remote Outdoor Unit-Air-Source) | 288BNV025*0**B* |  |  | CNPV*4824AL*+UI | 986TC66100C21*** | 24200 | 17 | 8.1 | 21400 | 16600 | 77.57% | 2.02 | 0 | 11.5 |  |  |  |  | R-410A | 2.0167 | Residential & Commercial | USHP | Ducted CEE Tier 1
210596425 | Central HP <5.4 tons | BRYANT HEATING AND COOLING SYSTEMS | HRCU-A-CB (Split System: Heat Pump with Remote Outdoor Unit-Air-Source) | 288BNV025*0**B* |  |  | CSPH*4212AL*+UI | 986TC66100C21*** | 24200 | 16 | 8.1 | 21400 | 16600 | 77.57% | 2 | 0 | 10.5 |  |  |  |  | R-410A | 2.0167 | Residential & Commercial | USHP | Ducted CEE Tier 1
214243103 | Central HP <5.4 tons | KENMORE | HRCU-A-CB (Split System: Heat Pump with Remote Outdoor Unit-Air-Source) | (C,H,T)VH825GKA2* |  |  | EN(A,D,W)4X48L21**+WALLCON | *80CTL0901716B* | 24200 | 17 | 8.1 | 21200 | 16600 | 78.3% | 2.02 | 0 | 11 |  |  |  |  | R-410A | 2.0167 | Residential & Commercial | USHP | Ducted CEE Tier 1
214242633 | Central HP <5.4 tons | KENMORE | HRCU-A-CB (Split System: Heat Pump with Remote Outdoor Unit-Air-Source) | (C,H,T)VH825GKA2* |  |  | EN(A,D)4X30L17**+WALLCON | *96CTN0801714B* | 23400 | 16.5 | 8.1 | 21600 | 16700 | 77.31% | 1.92 | 0 | 11 |  |  |  |  | R-410A | 1.95 | Residential & Commercial | USHP | Ducted CEE Tier 1
214719901 | Central HP <5.4 tons | CHAMPION HEATING AND COOLING | HRCU-A-CB (Split System: Heat Pump with Remote Outdoor Unit-Air-Source) | HH836E2S11 |  |  | CTU48C5XFS1+TXV | TP9C080C16MP13 | 33200 | 18 | 9 | 31600 | 25400 | 80.38% | 2 | 0 | 11 |  |  |  |  | R-454B | 2.7667 | Residential & Commercial | USHP | Ducted CEE Tier 1
214719933 | Central HP <5.4 tons | CHAMPION HEATING AND COOLING | HRCU-A-CB (Split System: Heat Pump with Remote Outdoor Unit-Air-Source) | HH836E2S11 |  |  | CTU48C5XFS1+TXV | TM9V100C16MP12 | 33200 | 18 | 9 | 31200 | 25200 | 80.77% | 2 | 0 | 11 |  |  |  |  | R-454B | 2.7667 | Residential & Commercial | USHP | Ducted CEE Tier 1
206790570 | Central HP <5.4 tons | BRYANT HEATING AND COOLING SYSTEMS | HRCU-A-CB (Split System: Heat Pump with Remote Outdoor Unit-Air-Source) | 284ANV036*0**B* |  |  | CSPH*6012AL*+UI | 88*TA36045C17*** | 34200 | 18 | 9 | 35000 | 25600 | 73.14% | 2 | 12 | 11.5 |  |  |  |  | R-410A | 2.85 | Residential & Commercial | USHP | Ducted CEE Tier 1
206790303 | Central HP <5.4 tons | BRYANT HEATING AND COOLING SYSTEMS | HRCU-A-CB (Split System: Heat Pump with Remote Outdoor Unit-Air-Source) | 284ANV036*0**B* |  |  | CAP**4321AL*+UI | 88*TA48070C17*** | 34400 | 19.5 | 9.5 | 35200 | 25800 | 73.3% | 2.04 | 12.5 | 12 |  |  |  |  | R-410A | 2.8667 | Residential & Commercial | USHP | Ducted CEE Tier 1
206790319 | Central HP <5.4 tons | BRYANT HEATING AND COOLING SYSTEMS | HRCU-A-CB (Split System: Heat Pump with Remote Outdoor Unit-Air-Source) | 284ANV036*0**B* |  |  | CAP**4821AL*+UI | 986TC42060C17*** | 33400 | 19 | 9 | 35200 | 26000 | 73.86% | 2 | 12 | 11 |  |  |  |  | R-410A | 2.7833 | Residential & Commercial | USHP | Ducted CEE Tier 1
214609149 | Central HP <5.4 tons | CHAMPION HEATING AND COOLING | HRCU-A-CB (Split System: Heat Pump with Remote Outdoor Unit-Air-Source) | HH836E2S11 |  |  | CTM48C5CFS1 | Z9ES100C16SMPS1 | 35000 | 18 | 9 | 32600 | 25800 | 79.14% | 2 | 0 | 11 |  |  |  |  | R-454B | 2.9167 | Residential & Commercial | USHP | Ducted CEE Tier 1
213782232 | Central HP <5.4 tons | KEEPRITE | HRCU-A-CB (Split System: Heat Pump with Remote Outdoor Unit-Air-Source) | CVH837GKA2* |  |  | EHD4X60AAL+WALLCON | *80CTL0701716B* | 32800 | 16.5 | 8.1 | 32400 | 25000 | 77.16% | 1.98 | 0 | 11 |  |  |  |  | R-410A | 2.7333 | Residential & Commercial | USHP | Ducted CEE Tier 1
213780742 | Central HP <5.4 tons | KEEPRITE | HRCU-A-CB (Split System: Heat Pump with Remote Outdoor Unit-Air-Source) | CVH837GKA2* |  |  | EA*4X36L21A*+WALLCON | *80CTL0701716B* | 31400 | 16.5 | 8.1 | 33000 | 24400 | 73.94% | 1.84 | 0 | 10.5 |  |  |  |  | R-410A | 2.6167 | Residential & Commercial | USHP | Ducted CEE Tier 1
213780762 | Central HP <5.4 tons | KEEPRITE | HRCU-A-CB (Split System: Heat Pump with Remote Outdoor Unit-Air-Source) | CVH837GKA2* |  |  | EA*4X36L21A*+WALLCON | *80CTL0902120B* | 31600 | 17 | 8.1 | 32800 | 24200 | 73.78% | 1.86 | 0 | 11 |  |  |  |  | R-410A | 2.6333 | Residential & Commercial | USHP | Ducted CEE Tier 1
213781352 | Central HP <5.4 tons | KEEPRITE | HRCU-A-CB (Split System: Heat Pump with Remote Outdoor Unit-Air-Source) | CVH837GKA2* |  |  | EA*4X48L21A*+WALLCON | *97CMN0801714B* | 32200 | 17 | 8.1 | 32600 | 25000 | 76.69% | 1.94 | 0 | 11 |  |  |  |  | R-410A | 2.6833 | Residential & Commercial | USHP | Ducted CEE Tier 1
213780902 | Central HP <5.4 tons | KEEPRITE | HRCU-A-CB (Split System: Heat Pump with Remote Outdoor Unit-Air-Source) | CVH837GKA2* |  |  | EA*4X37L21A*+WALLCON | *95CSU0601716B* | 32800 | 17 | 8.5 | 33000 | 25200 | 76.36% | 1.96 | 0 | 11 |  |  |  |  | R-410A | 2.7333 | Residential & Commercial | USHP | Ducted CEE Tier 1
216634472 | Central HP <5.4 tons | ACIQ | HRCU-A-CB (Split System: Heat Pump with Remote Outdoor Unit-Air-Source) | H5H0V48*K*AAA* |  |  | EA*5X48M21A*+WALLCON | *97CTN1002122A* | 44000 | 18 | 9 | 48500 | 34000 | 70.1% | 2.04 | 0 | 9.5 |  |  |  |  | R-454B | 3.6667 | Residential & Commercial | USHP
216634491 | Central HP <5.4 tons | ACIQ | HRCU-A-CB (Split System: Heat Pump with Remote Outdoor Unit-Air-Source) | H5H0V48*K*AAA* |  |  | EA*5X61M24A*+WALLCON | *97CTN1002122A* | 46000 | 18.5 | 9 | 47500 | 33600 | 70.74% | 2.06 | 0 | 10 |  |  |  |  | R-454B | 3.8333 | Residential & Commercial | USHP | Ducted CEE Tier 1
214573326 | Central HP <5.4 tons | KENMORE | HRCU-A-CB (Split System: Heat Pump with Remote Outdoor Unit-Air-Source) | (C,H,T)VH837GKA** |  |  | EN(A,D)4X36L21**+WALLCON | *95CSU0802120B* | 31400 | 16.5 | 8.1 | 33200 | 24200 | 72.89% | 1.82 | 0 | 11 |  |  |  |  | R-410A | 2.6167 | Residential & Commercial | USHP | Ducted CEE Tier 1
214572906 | Central HP <5.4 tons | KENMORE | HRCU-A-CB (Split System: Heat Pump with Remote Outdoor Unit-Air-Source) | (C,H,T)VH837GKA** |  |  | EA*4X60L24A*+WALLCON | *95CSU0802120B* | 32800 | 17.5 | 8.5 | 31600 | 24800 | 78.48% | 1.98 | 0 | 11.5 |  |  |  |  | R-410A | 2.7333 | Residential & Commercial | USHP | Ducted CEE Tier 1
216634538 | Central HP <5.4 tons | ACIQ | HRCU-A-CB (Split System: Heat Pump with Remote Outdoor Unit-Air-Source) | H5H0V48*K*AAA* |  |  | EVM5X60M24A*+WALLCON | *97CTN1202422A* | 48000 | 19 | 9 | 50000 | 36600 | 73.2% | 2 | 0 | 10.5 |  |  |  |  | R-454B | 4 | Residential & Commercial | USHP | Ducted CEE Tier 1
214397003 | Central HP <5.4 tons | CHAMPION HEATING AND COOLING | HRCU-A-CB (Split System: Heat Pump with Remote Outdoor Unit-Air-Source) | HH836E2S11 |  |  | CTM48C5CFS1 | TM9E080C20MP12 | 34400 | 17 | 8.5 | 32400 | 25800 | 79.63% | 2 | 0 | 11 |  |  |  |  | R-454B | 2.8667 | Residential & Commercial | USHP | Ducted CEE Tier 1
214396476 | Central HP <5.4 tons | CHAMPION HEATING AND COOLING | HRCU-A-CB (Split System: Heat Pump with Remote Outdoor Unit-Air-Source) | HH836E2S11 |  |  | CTM36C5CDS1 | TMLE080C20MP11 | 34400 | 17 | 8.5 | 32400 | 26400 | 81.48% | 2 | 0 | 11 |  |  |  |  | R-454B | 2.8667 | Residential & Commercial | USHP | Ducted CEE Tier 1
210596305 | Central HP <5.4 tons | BRYANT HEATING AND COOLING SYSTEMS | HRCU-A-CB (Split System: Heat Pump with Remote Outdoor Unit-Air-Source) | 288BNV025*0**B* |  |  | CAP**4221AL*+UI | 986TC66100C21*** | 23800 | 16.5 | 8.1 | 21400 | 16600 | 77.57% | 1.96 | 0 | 11 |  |  |  |  | R-410A | 1.9833 | Residential & Commercial | USHP | Ducted CEE Tier 1
210596328 | Central HP <5.4 tons | BRYANT HEATING AND COOLING SYSTEMS | HRCU-A-CB (Split System: Heat Pump with Remote Outdoor Unit-Air-Source) | 288BNV025*0**B* |  |  | CAP**4321AL*+UI | 986TC42060C17*** | 24400 | 16.5 | 8.1 | 21200 | 16700 | 78.77% | 2.02 | 0 | 11 |  |  |  |  | R-410A | 2.0333 | Residential & Commercial | USHP | Ducted CEE Tier 1
214396501 | Central HP <5.4 tons | CHAMPION HEATING AND COOLING | HRCU-A-CB (Split System: Heat Pump with Remote Outdoor Unit-Air-Source) | HH836E2S11 |  |  | CTF48C5CFS1 | TM8E100C20MP11 | 34400 | 17 | 8.5 | 32600 | 25800 | 79.14% | 2 | 0 | 11 |  |  |  |  | R-454B | 2.8667 | Residential & Commercial | USHP | Ducted CEE Tier 1
214396828 | Central HP <5.4 tons | CHAMPION HEATING AND COOLING | HRCU-A-CB (Split System: Heat Pump with Remote Outdoor Unit-Air-Source) | HH836E2S11 |  |  | CTM36B5CDS1 | TMLE100B12MP11 | 33200 | 18 | 8.5 | 31200 | 25000 | 80.13% | 2 | 0 | 11 |  |  |  |  | R-454B | 2.7667 | Residential & Commercial | USHP | Ducted CEE Tier 1
210596348 | Central HP <5.4 tons | BRYANT HEATING AND COOLING SYSTEMS | HRCU-A-CB (Split System: Heat Pump with Remote Outdoor Unit-Air-Source) | 288BNV025*0**B* |  |  | CAP**4821AL*+UI | 987MB42080C17*** | 24000 | 16.5 | 8.1 | 21000 | 16600 | 79.05% | 2 | 0 | 11 |  |  |  |  | R-410A | 2 | Residential & Commercial | USHP | Ducted CEE Tier 1
206790582 | Central HP <5.4 tons | BRYANT HEATING AND COOLING SYSTEMS | HRCU-A-CB (Split System: Heat Pump with Remote Outdoor Unit-Air-Source) | 284ANV036*0**B* |  |  | CNPV*4217AL*+UI | 88*TA36070C14*** | 33400 | 19.5 | 9 | 35400 | 26400 | 74.58% | 2 | 12 | 12 |  |  |  |  | R-410A | 2.7833 | Residential & Commercial | USHP | Ducted CEE Tier 1
214574296 | Central HP <5.4 tons | KENMORE | HRCU-A-CB (Split System: Heat Pump with Remote Outdoor Unit-Air-Source) | (C,H,T)VH837GKA2* |  |  | EHD4X42AAL+WALLCON | *95CSU1002122B* | 32600 | 17 | 8.5 | 32800 | 24800 | 75.61% | 1.96 | 0 | 11 |  |  |  |  | R-410A | 2.7167 | Residential & Commercial | USHP | Ducted CEE Tier 1
214573796 | Central HP <5.4 tons | KENMORE | HRCU-A-CB (Split System: Heat Pump with Remote Outdoor Unit-Air-Source) | (C,H,T)VH837GKA2* |  |  | EA*4X42L24A*+WALLCON | *80CTL0702120B* | 31800 | 18 | 8.5 | 33000 | 24400 | 73.94% | 1.9 | 0 | 11 |  |  |  |  | R-410A | 2.65 | Residential & Commercial | USHP | Ducted CEE Tier 1
214573926 | Central HP <5.4 tons | KENMORE | HRCU-A-CB (Split System: Heat Pump with Remote Outdoor Unit-Air-Source) | (C,H,T)VH837GKA2* |  |  | EA*4X48L21A*+WALLCON | *95CSU0802120B* | 32200 | 17.5 | 8.5 | 32400 | 25000 | 77.16% | 1.98 | 0 | 11 |  |  |  |  | R-410A | 2.6833 | Residential & Commercial | USHP | Ducted CEE Tier 1
210596387 | Central HP <5.4 tons | BRYANT HEATING AND COOLING SYSTEMS | HRCU-A-CB (Split System: Heat Pump with Remote Outdoor Unit-Air-Source) | 288BNV025*0**B* |  |  | CNPV*4821AL*+UI | 83*CA36040C17*** | 24200 | 17.5 | 8.1 | 21200 | 16600 | 78.3% | 2.02 | 0 | 11.5 |  |  |  |  | R-410A | 2.0167 | Residential & Commercial | USHP | Ducted CEE Tier 1
213781992 | Central HP <5.4 tons | KEEPRITE | HRCU-A-CB (Split System: Heat Pump with Remote Outdoor Unit-Air-Source) | CVH837GKA2* |  |  | EHD4X42AAL+WALLCON | *97CMN1002122B* | 32600 | 16.5 | 8.1 | 33000 | 24600 | 74.55% | 1.94 | 0 | 11 |  |  |  |  | R-410A | 2.7167 | Residential & Commercial | USHP | Ducted CEE Tier 1
213781692 | Central HP <5.4 tons | KEEPRITE | HRCU-A-CB (Split System: Heat Pump with Remote Outdoor Unit-Air-Source) | CVH837GKA2* |  |  | EA*4X61L24A*+WALLCON | *97CMN1002122B* | 33200 | 17.5 | 8.5 | 32000 | 24800 | 77.5% | 2 | 0 | 11.7 |  |  |  |  | R-410A | 2.7667 | Residential & Commercial | USHP | Ducted CEE Tier 1
210596607 | Central HP <5.4 tons | BRYANT HEATING AND COOLING SYSTEMS | HRCU-A-CB (Split System: Heat Pump with Remote Outdoor Unit-Air-Source) | 288BNV037*0**A* |  |  | CSPH*6012AL*+UI | 986TC66100C21*** | 33000 | 17 | 8.1 | 32200 | 24800 | 77.02% | 2.02 | 0 | 11.5 |  |  |  |  | R-410A | 2.75 | Residential & Commercial | USHP | Ducted CEE Tier 1
210596398 | Central HP <5.4 tons | BRYANT HEATING AND COOLING SYSTEMS | HRCU-A-CB (Split System: Heat Pump with Remote Outdoor Unit-Air-Source) | 288BNV025*0**B* |  |  | CNPV*4821AL*+UI | 986TC66100C21*** | 24200 | 17 | 8.1 | 21400 | 16600 | 77.57% | 2.02 | 0 | 11.5 |  |  |  |  | R-410A | 2.0167 | Residential & Commercial | USHP | Ducted CEE Tier 1
210596446 | Central HP <5.4 tons | BRYANT HEATING AND COOLING SYSTEMS | HRCU-A-CB (Split System: Heat Pump with Remote Outdoor Unit-Air-Source) | 288BNV025*0**B* |  |  | CSPH*4812AL*+UI | 986TC66120C24*** | 24200 | 16.5 | 8.1 | 21200 | 16600 | 78.3% | 2.02 | 0 | 11 |  |  |  |  | R-410A | 2.0167 | Residential & Commercial | USHP | Ducted CEE Tier 1
216634518 | Central HP <5.4 tons | ACIQ | HRCU-A-CB (Split System: Heat Pump with Remote Outdoor Unit-Air-Source) | H5H0V48*K*AAA* |  |  | EVM5X49M21A*+WALLCON | *80CSU0401712B* | 48000 | 18.5 | 9 | 50000 | 36600 | 73.2% | 2 | 0 | 10 |  |  |  |  | R-454B | 4 | Residential & Commercial | USHP | Ducted CEE Tier 1
216634559 | Central HP <5.4 tons | ACIQ | HRCU-A-CB (Split System: Heat Pump with Remote Outdoor Unit-Air-Source) | H5H0V48*K*AAA* |  |  | EVD5X49M24A*+WALLCON | *96CTN0802120B* | 48000 | 19 | 9 | 50000 | 36600 | 73.2% | 2 | 0 | 10 |  |  |  |  | R-454B | 4 | Residential & Commercial | USHP | Ducted CEE Tier 1
216634568 | Central HP <5.4 tons | ACIQ | HRCU-A-CB (Split System: Heat Pump with Remote Outdoor Unit-Air-Source) | H5H0V48*K*AAA* |  |  | EVD5X60M21A*+WALLCON | *80CSU0802120B* | 48500 | 19 | 9 | 50000 | 36400 | 72.8% | 2.12 | 0 | 10 |  |  |  |  | R-454B | 4.0417 | Residential & Commercial | USHP | Ducted CEE Tier 1
216633871 | Central HP <5.4 tons | ACIQ | HRCU-A-CB (Split System: Heat Pump with Remote Outdoor Unit-Air-Source) | H5H0V48*K*AAA* |  |  | EVM5X48M21A*+WALLCON | *80CSU0601716A* | 47000 | 18 | 9 | 50000 | 36400 | 72.8% | 1.98 | 0 | 9.5 |  |  |  |  | R-454B | 3.9167 | Residential & Commercial | USHP
216633904 | Central HP <5.4 tons | ACIQ | HRCU-A-CB (Split System: Heat Pump with Remote Outdoor Unit-Air-Source) | H5H0V48*K*AAA* |  |  | EVM5X60M21A*+WALLCON | *80CSU1002120A* | 48000 | 18.5 | 9 | 50000 | 36800 | 73.6% | 2 | 0 | 10 |  |  |  |  | R-454B | 4 | Residential & Commercial | USHP | Ducted CEE Tier 1
216633920 | Central HP <5.4 tons | ACIQ | HRCU-A-CB (Split System: Heat Pump with Remote Outdoor Unit-Air-Source) | H5H0V48*K*AAA* |  |  | EVM5X60M24A*+WALLCON | *80CSU0802120A* | 48000 | 19 | 9 | 50000 | 36400 | 72.8% | 2.12 | 0 | 10 |  |  |  |  | R-454B | 4 | Residential & Commercial | USHP | Ducted CEE Tier 1
211261656 | Central HP <5.4 tons | KEEPRITE | HRCU-A-CB (Split System: Heat Pump with Remote Outdoor Unit-Air-Source) | DLCURAH18ABK |  |  | EA*4X30L17A* | *95ESU0401712A* | 17800 | 16 | 8.5 | 18300 | 18500 | 101.1% | 2.22 | 0 | 10.5 |  |  |  |  | R-410A | 1.4833 | Residential & Commercial | USHP | Ducted CEE Tier 1
211261355 | Central HP <5.4 tons | KEEPRITE | HRCU-A-CB (Split System: Heat Pump with Remote Outdoor Unit-Air-Source) | DLCURAH18ABK |  |  | EA*4X30L14A* | *95ESN0601412A* | 17900 | 16 | 8.5 | 18500 | 18500 | 100% | 2.22 | 0 | 10.5 |  |  |  |  | R-410A | 1.4917 | Residential & Commercial | USHP | Ducted CEE Tier 1
211259769 | Central HP <5.4 tons | KEEPRITE | HRCU-A-CB (Split System: Heat Pump with Remote Outdoor Unit-Air-Source) | DLCURAH18ABK |  |  | EA*4X19L17A* | *96VTN0401712A* | 18200 | 15.5 | 8.5 | 18300 | 17600 | 96.17% | 2.12 | 0 | 10.5 |  |  |  |  | R-410A | 1.5167 | Residential & Commercial | USHP | Ducted CEE Tier 1
211260502 | Central HP <5.4 tons | KEEPRITE | HRCU-A-CB (Split System: Heat Pump with Remote Outdoor Unit-Air-Source) | DLCURAH18ABK |  |  | EA*4X24L17A* | *96VTN0601412A* | 17900 | 16 | 8.5 | 18800 | 19000 | 101.1% | 2.28 | 0 | 10.5 |  |  |  |  | R-410A | 1.4917 | Residential & Commercial | USHP | Ducted CEE Tier 1
213079539 | Central HP <5.4 tons | KEEPRITE | HRCU-A-CB (Split System: Heat Pump with Remote Outdoor Unit-Air-Source) | DLCURAH36ABK |  |  | EA*4X37L17A* | *92MSN0801716A* | 36400 | 15.5 | 8.5 | 38500 | 35000 | 90.91% | 2.02 | 0 | 10 |  |  |  |  | R-410A | 3.0333 | Residential & Commercial | USHP | Ducted CEE Tier 1
214573815 | Central HP <5.4 tons | KEEPRITE | HRCU-A-CB (Split System: Heat Pump with Remote Outdoor Unit-Air-Source) | CVH837GKA2* |  |  | EA*4X42L24A*+WALLCON | *95CSU1002122B* | 31800 | 17.5 | 8.5 | 32800 | 24400 | 74.39% | 1.9 | 0 | 11 |  |  |  |  | R-410A | 2.65 | Residential & Commercial | USHP | Ducted CEE Tier 1
206790321 | Central HP <5.4 tons | BRYANT HEATING AND COOLING SYSTEMS | HRCU-A-CB (Split System: Heat Pump with Remote Outdoor Unit-Air-Source) | 284ANV036*0**B* |  |  | CAP**4821AL*+UI | 987MB42080C17*** | 33400 | 19 | 9 | 35200 | 26000 | 73.86% | 2.02 | 12 | 11.7 |  |  |  |  | R-410A | 2.7833 | Residential & Commercial | USHP | Ducted CEE Tier 1
206790435 | Central HP <5.4 tons | BRYANT HEATING AND COOLING SYSTEMS | HRCU-A-CB (Split System: Heat Pump with Remote Outdoor Unit-Air-Source) | 284ANV036*0**B* |  |  | CSPH*3612AL*+UI | 987MB42080C17*** | 33400 | 18 | 9 | 35400 | 26400 | 74.58% | 2 | 12 | 11 |  |  |  |  | R-410A | 2.7833 | Residential & Commercial | USHP | Ducted CEE Tier 1
206790454 | Central HP <5.4 tons | BRYANT HEATING AND COOLING SYSTEMS | HRCU-A-CB (Split System: Heat Pump with Remote Outdoor Unit-Air-Source) | 284ANV036*0**B* |  |  | CSPH*4212AL*+UI | 987MB66120C24*** | 33800 | 18 | 9 | 35200 | 26000 | 73.86% | 2.04 | 12.5 | 11.7 |  |  |  |  | R-410A | 2.8167 | Residential & Commercial | USHP | Ducted CEE Tier 1
206790470 | Central HP <5.4 tons | BRYANT HEATING AND COOLING SYSTEMS | HRCU-A-CB (Split System: Heat Pump with Remote Outdoor Unit-Air-Source) | 284ANV036*0**B* |  |  | CSPH*4812AL*+UI | 987MB66120C24*** | 34000 | 18.5 | 9 | 35000 | 25800 | 73.71% | 2.04 | 12.5 | 11.7 |  |  |  |  | R-410A | 2.8333 | Residential & Commercial | USHP | Ducted CEE Tier 1
206790489 | Central HP <5.4 tons | BRYANT HEATING AND COOLING SYSTEMS | HRCU-A-CB (Split System: Heat Pump with Remote Outdoor Unit-Air-Source) | 284ANV036*0**B* |  |  | CSPH*6012AL*+UI | 88*TA48090C17*** | 34600 | 19.5 | 9 | 34600 | 25200 | 72.83% | 2.04 | 13 | 12 |  |  |  |  | R-410A | 2.8833 | Residential & Commercial | USHP | Ducted CEE Tier 1
206790502 | Central HP <5.4 tons | BRYANT HEATING AND COOLING SYSTEMS | HRCU-A-CB (Split System: Heat Pump with Remote Outdoor Unit-Air-Source) | 284ANV036*0**B* |  |  | CAP**4224AL*+UI | 83*CA60100C21*** | 33000 | 19 | 9 | 35600 | 26600 | 74.72% | 1.98 | 12 | 11.7 |  |  |  |  | R-410A | 2.75 | Residential & Commercial | USHP | Ducted CEE Tier 1
213780892 | Central HP <5.4 tons | KEEPRITE | HRCU-A-CB (Split System: Heat Pump with Remote Outdoor Unit-Air-Source) | CVH837GKA2* |  |  | EA*4X37L21A*+WALLCON | *80CTL1102120B* | 33000 | 17 | 8.5 | 32800 | 25000 | 76.22% | 1.98 | 0 | 11.5 |  |  |  |  | R-410A | 2.75 | Residential & Commercial | USHP | Ducted CEE Tier 1
213779492 | Central HP <5.4 tons | KEEPRITE | HRCU-A-CB (Split System: Heat Pump with Remote Outdoor Unit-Air-Source) | CVH837GKA** |  |  | EA*4X48L24A*+WALLCON | *80CTL0902120B* | 32400 | 17 | 8.5 | 32200 | 24800 | 77.02% | 1.98 | 0 | 11.5 |  |  |  |  | R-410A | 2.7 | Residential & Commercial | USHP | Ducted CEE Tier 1
213779322 | Central HP <5.4 tons | KEEPRITE | HRCU-A-CB (Split System: Heat Pump with Remote Outdoor Unit-Air-Source) | CVH837GKA** |  |  | EA*4X43L21A*+WALLCON | *97CMN0801714B* | 32800 | 17 | 8.1 | 33000 | 25200 | 76.36% | 1.96 | 0 | 11 |  |  |  |  | R-410A | 2.7333 | Residential & Commercial | USHP | Ducted CEE Tier 1
215936302 | Central HP <5.4 tons | KENMORE | HRCU-A-CB (Split System: Heat Pump with Remote Outdoor Unit-Air-Source) | (C,H,T)5H3V36*K*AAA* |  |  | EVD5X48M24A*+WALLCON | *80CSU1002120A* | 35000 | 21.5 | 8.5 | 38500 | 28400 | 73.77% | 2.04 | 0 | 12 |  |  |  |  | R-454B | 2.9167 | Residential & Commercial | USHP | Ducted CEE Tier 1
215936852 | Central HP <5.4 tons | KENMORE | HRCU-A-CB (Split System: Heat Pump with Remote Outdoor Unit-Air-Source) | (C,H,T)5H3V36*K*AAA* |  |  | EVD5X60M24A*+WALLCON | *96CTN1002122B* | 35600 | 22 | 8.5 | 38000 | 28400 | 74.74% | 2.04 | 0 | 12.5 |  |  |  |  | R-454B | 2.9667 | Residential & Commercial | USHP | Ducted CEE Tier 1
215935582 | Central HP <5.4 tons | KENMORE | HRCU-A-CB (Split System: Heat Pump with Remote Outdoor Unit-Air-Source) | (C,H,T)5H3V36*K*AAA* |  |  | EVD5X36M17A*+WALLCON | *96CTN0601714B* | 34000 | 20 | 8.1 | 38000 | 27200 | 71.58% | 2 | 0 | 11 |  |  |  |  | R-454B | 2.8333 | Residential & Commercial | USHP | Ducted CEE Tier 1
215936102 | Central HP <5.4 tons | KENMORE | HRCU-A-CB (Split System: Heat Pump with Remote Outdoor Unit-Air-Source) | (C,H,T)5H3V36*K*AAA* |  |  | EVD5X42M21A*+WALLCON | *97CMN0802120B* | 34400 | 20.5 | 8.5 | 38500 | 28200 | 73.25% | 2.04 | 0 | 11.7 |  |  |  |  | R-454B | 2.8667 | Residential & Commercial | USHP | Ducted CEE Tier 1
215936202 | Central HP <5.4 tons | KENMORE | HRCU-A-CB (Split System: Heat Pump with Remote Outdoor Unit-Air-Source) | (C,H,T)5H3V36*K*AAA* |  |  | EVD5X42M24A*+WALLCON | *95CSU0802120B* | 35400 | 21.5 | 8.5 | 38000 | 28600 | 75.26% | 2.04 | 0 | 12 |  |  |  |  | R-454B | 2.95 | Residential & Commercial | USHP | Ducted CEE Tier 1
213063093 | Central HP <5.4 tons | ACIQ | HRCU-A-CB (Split System: Heat Pump with Remote Outdoor Unit-Air-Source) | HVH825GKA3* |  |  | EA*4X36L21A*+WALLCON | *95CSU0802120A* | 23600 | 16.5 | 8.1 | 21400 | 16600 | 77.57% | 1.94 | 11 | 11 |  |  |  |  | R-410A | 1.9667 | Residential & Commercial | USHP | Ducted CEE Tier 1
216633893 | Central HP <5.4 tons | ACIQ | HRCU-A-CB (Split System: Heat Pump with Remote Outdoor Unit-Air-Source) | H5H0V48*K*AAA* |  |  | EVM5X49M21A*+WALLCON | *80CTL1102120B* | 48000 | 19 | 9 | 50000 | 36600 | 73.2% | 2 | 0 | 10.5 |  |  |  |  | R-454B | 4 | Residential & Commercial | USHP | Ducted CEE Tier 1
216633916 | Central HP <5.4 tons | ACIQ | HRCU-A-CB (Split System: Heat Pump with Remote Outdoor Unit-Air-Source) | H5H0V48*K*AAA* |  |  | EVM5X60M21A*+WALLCON | *97CMN0802120B* | 48000 | 19 | 9 | 50000 | 36800 | 73.6% | 2 | 0 | 10 |  |  |  |  | R-454B | 4 | Residential & Commercial | USHP | Ducted CEE Tier 1
216633975 | Central HP <5.4 tons | ACIQ | HRCU-A-CB (Split System: Heat Pump with Remote Outdoor Unit-Air-Source) | H5H0V48*K*AAA* |  |  | EVD5X49M24A*+WALLCON | *96CTN1202422B* | 48000 | 19 | 9 | 50000 | 36600 | 73.2% | 2 | 0 | 10.5 |  |  |  |  | R-454B | 4 | Residential & Commercial | USHP | Ducted CEE Tier 1
210596613 | Central HP <5.4 tons | BRYANT HEATING AND COOLING SYSTEMS | HRCU-A-CB (Split System: Heat Pump with Remote Outdoor Unit-Air-Source) | 288BNV037*0**A* |  |  | CSPH*6012AL*+UI | 987MB66120C24*** | 33000 | 17 | 8.1 | 32200 | 25000 | 77.64% | 2 | 0 | 11 |  |  |  |  | R-410A | 2.75 | Residential & Commercial | USHP | Ducted CEE Tier 1
216634572 | Central HP <5.4 tons | ACIQ | HRCU-A-CB (Split System: Heat Pump with Remote Outdoor Unit-Air-Source) | H5H0V48*K*AAA* |  |  | EVD5X60M21A*+WALLCON | *97CTN1002122A* | 48000 | 19 | 9 | 50000 | 36600 | 73.2% | 2 | 0 | 10.5 |  |  |  |  | R-454B | 4 | Residential & Commercial | USHP | Ducted CEE Tier 1
213771443 | Central HP <5.4 tons | KENMORE | HRCU-A-CB (Split System: Heat Pump with Remote Outdoor Unit-Air-Source) | (C,H,T)VH825GKA2* |  |  | EA*4X43L21A*+WALLCON | *80CTL0451712B* | 24200 | 16.5 | 8.1 | 21200 | 16700 | 78.77% | 2.02 | 0 | 10.5 |  |  |  |  | R-410A | 2.0167 | Residential & Commercial | USHP | Ducted CEE Tier 1
216634623 | Central HP <5.4 tons | ACIQ | HRCU-A-CB (Split System: Heat Pump with Remote Outdoor Unit-Air-Source) | H5H0V60*K*AAA* |  |  | EVM5X60M24A*+WALLCON | *80CSU0802120B* | 57000 | 18 | 9 | 62500 | 44000 | 70.4% | 2.1 | 0 | 9.5 |  |  |  |  | R-454B | 4.75 | Residential & Commercial | USHP
216634639 | Central HP <5.4 tons | ACIQ | HRCU-A-CB (Split System: Heat Pump with Remote Outdoor Unit-Air-Source) | H5H0V60*K*AAA* |  |  | EVD5X60M21A*+WALLCON | *97CTN0802120A* | 56500 | 18 | 9 | 64000 | 45000 | 70.31% | 2.08 | 0 | 9 |  |  |  |  | R-454B | 4.7083 | Residential & Commercial | USHP
215940411 | Central HP <5.4 tons | KEEPRITE | HRCU-A-CB (Split System: Heat Pump with Remote Outdoor Unit-Air-Source) | C5H3V36*K*AAA* |  |  | EVM5X60M21A*+WALLCON | *80CSU0401712B* | 35600 | 22 | 8.5 | 38000 | 28600 | 75.26% | 2.02 | 0 | 12.5 |  |  |  |  | R-454B | 2.9667 | Residential & Commercial | USHP | Ducted CEE Tier 1
211260836 | Central HP <5.4 tons | KEEPRITE | HRCU-A-CB (Split System: Heat Pump with Remote Outdoor Unit-Air-Source) | DLCURAH18ABK |  |  | EA*4X25L17A* | *80VTL0451412A* | 18200 | 16.5 | 8.5 | 18000 | 17500 | 97.22% | 2.12 | 0 | 11 |  |  |  |  | R-410A | 1.5167 | Residential & Commercial | USHP | Ducted CEE Tier 1
211260972 | Central HP <5.4 tons | KEEPRITE | HRCU-A-CB (Split System: Heat Pump with Remote Outdoor Unit-Air-Source) | DLCURAH18ABK |  |  | EA*4X25L17A* | *96VTN0601714A* | 18200 | 16 | 8.5 | 18100 | 17500 | 96.69% | 2.12 | 0 | 10.5 |  |  |  |  | R-410A | 1.5167 | Residential & Commercial | USHP | Ducted CEE Tier 1
214573315 | Central HP <5.4 tons | KEEPRITE | HRCU-A-CB (Split System: Heat Pump with Remote Outdoor Unit-Air-Source) | CVH837GKA** |  |  | EN(A,D)4X36L21**+WALLCON | *80CTL0702120B* | 31400 | 17 | 8.1 | 33200 | 24200 | 72.89% | 1.82 | 0 | 11 |  |  |  |  | R-410A | 2.6167 | Residential & Commercial | USHP | Ducted CEE Tier 1
214573015 | Central HP <5.4 tons | KEEPRITE | HRCU-A-CB (Split System: Heat Pump with Remote Outdoor Unit-Air-Source) | CVH837GKA** |  |  | EA*4X61L24A*+WALLCON | *80CTL0702120B* | 33200 | 18 | 8.5 | 32000 | 24800 | 77.5% | 2 | 0 | 11.5 |  |  |  |  | R-410A | 2.7667 | Residential & Commercial | USHP | Ducted CEE Tier 1
206790519 | Central HP <5.4 tons | BRYANT HEATING AND COOLING SYSTEMS | HRCU-A-CB (Split System: Heat Pump with Remote Outdoor Unit-Air-Source) | 284ANV036*0**B* |  |  | CSPH*3612AL*+UI | 83*CA36040C17*** | 33600 | 18.5 | 9 | 35200 | 26200 | 74.43% | 2 | 12 | 11.7 |  |  |  |  | R-410A | 2.8 | Residential & Commercial | USHP | Ducted CEE Tier 1
206790537 | Central HP <5.4 tons | BRYANT HEATING AND COOLING SYSTEMS | HRCU-A-CB (Split System: Heat Pump with Remote Outdoor Unit-Air-Source) | 284ANV036*0**B* |  |  | CAP**4224AL*+UI | 935CA60080C21*** | 33200 | 19.5 | 9.5 | 35400 | 26600 | 75.14% | 2 | 12 | 11.7 |  |  |  |  | R-410A | 2.7667 | Residential & Commercial | USHP | Ducted CEE Tier 1
206790553 | Central HP <5.4 tons | BRYANT HEATING AND COOLING SYSTEMS | HRCU-A-CB (Split System: Heat Pump with Remote Outdoor Unit-Air-Source) | 284ANV036*0**B* |  |  | CSPH*3612AL*+UI | 935CA60080C21*** | 33600 | 18.5 | 9 | 35200 | 26200 | 74.43% | 2.02 | 12 | 11.7 |  |  |  |  | R-410A | 2.8 | Residential & Commercial | USHP | Ducted CEE Tier 1
216738985 | Central HP <5.4 tons | KEEPRITE | HRCU-A-CB (Split System: Heat Pump with Remote Outdoor Unit-Air-Source) | D5CUHAH24AAK |  |  | FCMA5B36L0C*+WALLCON | 0 | 23000 | 16.5 | 8.5 | 21000 | 18800 | 89.52% | 1.96 | 0 | 11 |  |  |  |  | R-454B | 1.9167 | Residential & Commercial | USHP | Ducted CEE Tier 1
216738867 | Central HP <5.4 tons | KEEPRITE | HRCU-A-CB (Split System: Heat Pump with Remote Outdoor Unit-Air-Source) | D5CUHAH24AAK |  |  | ESH5X36M12A* | *96VTN1002120B* | 22600 | 16 | 8.1 | 20800 | 18400 | 88.46% | 1.85 | 0 | 11 |  |  |  |  | R-454B | 1.8833 | Residential & Commercial | USHP | Ducted CEE Tier 1
216633922 | Central HP <5.4 tons | ACIQ | HRCU-A-CB (Split System: Heat Pump with Remote Outdoor Unit-Air-Source) | H5H0V48*K*AAA* |  |  | EVM5X60M24A*+WALLCON | *80CTL0702120B* | 47500 | 19 | 9 | 50000 | 36800 | 73.6% | 2 | 0 | 10 |  |  |  |  | R-454B | 3.9583 | Residential & Commercial | USHP | Ducted CEE Tier 1
216633923 | Central HP <5.4 tons | ACIQ | HRCU-A-CB (Split System: Heat Pump with Remote Outdoor Unit-Air-Source) | H5H0V48*K*AAA* |  |  | EVM5X60M24A*+WALLCON | *80CTL0902120B* | 48000 | 19 | 9 | 50000 | 36400 | 72.8% | 2 | 0 | 10.5 |  |  |  |  | R-454B | 4 | Residential & Commercial | USHP | Ducted CEE Tier 1
216633937 | Central HP <5.4 tons | ACIQ | HRCU-A-CB (Split System: Heat Pump with Remote Outdoor Unit-Air-Source) | H5H0V48*K*AAA* |  |  | EVM5X61M24A*+WALLCON | *95CSU0802120B* | 48500 | 19 | 9 | 50000 | 36800 | 73.6% | 2 | 0 | 10 |  |  |  |  | R-454B | 4.0417 | Residential & Commercial | USHP | Ducted CEE Tier 1
206790631 | Central HP <5.4 tons | BRYANT HEATING AND COOLING SYSTEMS | HRCU-A-CB (Split System: Heat Pump with Remote Outdoor Unit-Air-Source) | 284ANV048*0**B* |  |  | CAP**4821AL*+UI | 83*CA60100C21*** | 43500 | 20 | 9 | 46500 | 36600 | 78.71% | 2.24 | 12 | 11 |  |  |  |  | R-410A | 3.625 | Residential & Commercial | USHP | Ducted CEE Tier 1
210596525 | Central HP <5.4 tons | BRYANT HEATING AND COOLING SYSTEMS | HRCU-A-CB (Split System: Heat Pump with Remote Outdoor Unit-Air-Source) | 288BNV037*0**A* |  |  | CAP**6024AL*+UI | 88*TA60090C21*** | 32800 | 17.5 | 8.5 | 31800 | 24800 | 77.99% | 1.98 | 0 | 11.7 |  |  |  |  | R-410A | 2.7333 | Residential & Commercial | USHP | Ducted CEE Tier 1
210596542 | Central HP <5.4 tons | BRYANT HEATING AND COOLING SYSTEMS | HRCU-A-CB (Split System: Heat Pump with Remote Outdoor Unit-Air-Source) | 288BNV037*0**A* |  |  | CAP**6121AL*+UI | 88*TA60090C21*** | 33200 | 18 | 8.5 | 32000 | 25000 | 78.12% | 2 | 0 | 11.7 |  |  |  |  | R-410A | 2.7667 | Residential & Commercial | USHP | Ducted CEE Tier 1
213063094 | Central HP <5.4 tons | ACIQ | HRCU-A-CB (Split System: Heat Pump with Remote Outdoor Unit-Air-Source) | HVH825GKA3* |  |  | EA*4X36L21A*+WALLCON | *95CSU1002122A* | 23600 | 16.5 | 8.1 | 21400 | 16600 | 77.57% | 1.94 | 11.5 | 10.5 |  |  |  |  | R-410A | 1.9667 | Residential & Commercial | USHP | Ducted CEE Tier 1
213067306 | Central HP <5.4 tons | ACIQ | HRCU-A-CB (Split System: Heat Pump with Remote Outdoor Unit-Air-Source) | HVH825GKA3* |  |  | EA*4X43L21A*+WALLCON | *80CSU0601716A* | 24400 | 17 | 8.1 | 21200 | 16600 | 78.3% | 2.02 | 0 | 11 |  |  |  |  | R-410A | 2.0333 | Residential & Commercial | USHP | Ducted CEE Tier 1
214229372 | Central HP <5.4 tons | KEEPRITE | HRCU-A-CB (Split System: Heat Pump with Remote Outdoor Unit-Air-Source) | DLCURAH24ABK |  |  | EA*4X36L21A* | *80MSU0802120A* | 23600 | 17.5 | 8.5 | 25600 | 23400 | 91.41% | 1.94 | 0 | 10 |  |  |  |  | R-410A | 1.9667 | Residential & Commercial | USHP | Ducted CEE Tier 1
213069661 | Central HP <5.4 tons | ACIQ | HRCU-A-CB (Split System: Heat Pump with Remote Outdoor Unit-Air-Source) | DLCURAH24ABK |  |  | EA*4X24L17A* | *96VTN0401410A* | 23400 | 15.5 | 8.5 | 26800 | 24800 | 92.54% | 2.04 | 0 | 10 |  |  |  |  | R-410A | 1.95 | Residential & Commercial | USHP | Ducted CEE Tier 1
213069777 | Central HP <5.4 tons | ACIQ | HRCU-A-CB (Split System: Heat Pump with Remote Outdoor Unit-Air-Source) | DLCURAH24ABK |  |  | EA*4X30L17A* | *95ESU0601716A* | 24200 | 16.5 | 8.5 | 26400 | 23000 | 87.12% | 1.9 | 0 | 10 |  |  |  |  | R-410A | 2.0167 | Residential & Commercial | USHP | Ducted CEE Tier 1
213069796 | Central HP <5.4 tons | ACIQ | HRCU-A-CB (Split System: Heat Pump with Remote Outdoor Unit-Air-Source) | DLCURAH24ABK |  |  | EA*4X30L17A* | *96VTN0801716A* | 24200 | 16.5 | 8.5 | 26400 | 23000 | 87.12% | 1.9 | 0 | 10 |  |  |  |  | R-410A | 2.0167 | Residential & Commercial | USHP | Ducted CEE Tier 1
216633025 | Central HP <5.4 tons | ACIQ | HRCU-A-CB (Split System: Heat Pump with Remote Outdoor Unit-Air-Source) | H5H0V24*K*AAA* |  |  | EA*5X24M17A*+WALLCON | *96CTN0601714B* | 22800 | 16.5 | 9 | 24000 | 16900 | 70.42% | 1.94 | 0 | 10 |  |  |  |  | R-454B | 1.9 | Residential & Commercial | USHP | Ducted CEE Tier 1
216633044 | Central HP <5.4 tons | ACIQ | HRCU-A-CB (Split System: Heat Pump with Remote Outdoor Unit-Air-Source) | H5H0V24*K*AAA* |  |  | EA*5X30M17A*+WALLCON | *97CMN0601714B* | 23000 | 16.5 | 8.5 | 24000 | 16800 | 70% | 1.86 | 0 | 10 |  |  |  |  | R-454B | 1.9167 | Residential & Commercial | USHP | Ducted CEE Tier 1
214396666 | Central HP <5.4 tons | CHAMPION HEATING AND COOLING | HRCU-A-CB (Split System: Heat Pump with Remote Outdoor Unit-Air-Source) | HH824E2S11 |  |  | CTF36B5ADS1 | TL9E060B12UH11 | 23000 | 18 | 9.5 | 23000 | 18900 | 82.17% | 2 | 0 | 12 |  |  |  |  | R-454B | 1.9167 | Residential & Commercial | USHP | Ducted CEE Tier 1
214396282 | Central HP <5.4 tons | CHAMPION HEATING AND COOLING | HRCU-A-CB (Split System: Heat Pump with Remote Outdoor Unit-Air-Source) | HH824E2S11 |  |  | CTM30B5ACS1 | TM8E100B12MP11 | 23000 | 17 | 9.5 | 23000 | 18300 | 79.57% | 2 | 0 | 12 |  |  |  |  | R-454B | 1.9167 | Residential & Commercial | USHP | Ducted CEE Tier 1
214396496 | Central HP <5.4 tons | CHAMPION HEATING AND COOLING | HRCU-A-CB (Split System: Heat Pump with Remote Outdoor Unit-Air-Source) | HH836E2S11 |  |  | CTM48C5CFS1+JME16C2SN1 | 0 | 34400 | 19 | 9 | 31600 | 25200 | 79.75% | 2 | 0 | 11.7 |  |  |  |  | R-454B | 2.8667 | Residential & Commercial | USHP | Ducted CEE Tier 1
216634161 | Central HP <5.4 tons | ACIQ | HRCU-A-CB (Split System: Heat Pump with Remote Outdoor Unit-Air-Source) | H5H0V24*K*AAA* |  |  | EA*5X25M17A*+WALLCON | *97CTN0801716A* | 23800 | 17 | 9 | 23400 | 16500 | 70.51% | 2.02 | 0 | 10.5 |  |  |  |  | R-454B | 1.9833 | Residential & Commercial | USHP | Ducted CEE Tier 1
216634168 | Central HP <5.4 tons | ACIQ | HRCU-A-CB (Split System: Heat Pump with Remote Outdoor Unit-Air-Source) | H5H0V24*K*AAA* |  |  | EA*5X36M17A*+WALLCON | *97CTN0601716A* | 23000 | 16.5 | 9 | 23800 | 16700 | 70.17% | 1.98 | 0 | 10 |  |  |  |  | R-454B | 1.9167 | Residential & Commercial | USHP | Ducted CEE Tier 1
216634177 | Central HP <5.4 tons | ACIQ | HRCU-A-CB (Split System: Heat Pump with Remote Outdoor Unit-Air-Source) | H5H0V24*K*AAA* |  |  | EA*5X37M21A*+WALLCON | *97CTN0801716A* | 24000 | 17 | 9 | 23400 | 16400 | 70.09% | 2 | 0 | 10.5 |  |  |  |  | R-454B | 2 | Residential & Commercial | USHP | Ducted CEE Tier 1
210596522 | Central HP <5.4 tons | BRYANT HEATING AND COOLING SYSTEMS | HRCU-A-CB (Split System: Heat Pump with Remote Outdoor Unit-Air-Source) | 288BNV037*0**A* |  |  | CAP**4221AL*+UI | 83*CA60100C21*** | 31800 | 17 | 8.1 | 33200 | 24400 | 73.49% | 1.88 | 0 | 11 |  |  |  |  | R-410A | 2.65 | Residential & Commercial | USHP | Ducted CEE Tier 1
206135773 | Central HP <5.4 tons | BRYANT HEATING AND COOLING SYSTEMS | HRCU-A-CB (Split System: Heat Pump with Remote Outdoor Unit-Air-Source) | 288BNV037*0**A* |  |  | CAP**4821AL*+UI | 83*CA48060C17*** | 32200 | 17 | 8.1 | 32600 | 25000 | 76.69% | 1.96 | 12 | 11 |  |  |  |  | R-410A | 2.6833 | Residential & Commercial | USHP | Ducted CEE Tier 1
206136105 | Central HP <5.4 tons | BRYANT HEATING AND COOLING SYSTEMS | HRCU-A-CB (Split System: Heat Pump with Remote Outdoor Unit-Air-Source) | 288BNV037*0**A* |  |  | CAP**4221AL*+UI | 935CA66100C21*** | 31800 | 17.5 | 8.1 | 33000 | 24400 | 73.94% | 1.9 | 11.5 | 11 |  |  |  |  | R-410A | 2.65 | Residential & Commercial | USHP | Ducted CEE Tier 1
215940211 | Central HP <5.4 tons | KEEPRITE | HRCU-A-CB (Split System: Heat Pump with Remote Outdoor Unit-Air-Source) | C5H3V36*K*AAA* |  |  | ESH5X60M12A*+WALLCON | *97CTN0601716A* | 33800 | 18.5 | 9 | 35000 | 26800 | 76.57% | 1.92 | 0 | 11 |  |  |  |  | R-454B | 2.8167 | Residential & Commercial | USHP | Ducted CEE Tier 1
215939761 | Central HP <5.4 tons | KEEPRITE | HRCU-A-CB (Split System: Heat Pump with Remote Outdoor Unit-Air-Source) | C5H3V36*K*AAA* |  |  | EA*5X48M21A*+WALLCON | *97CTN0801716A* | 33200 | 19.5 | 9.5 | 35000 | 26800 | 76.57% | 2.02 | 0 | 11 |  |  |  |  | R-454B | 2.7667 | Residential & Commercial | USHP | Ducted CEE Tier 1
214572765 | Central HP <5.4 tons | KEEPRITE | HRCU-A-CB (Split System: Heat Pump with Remote Outdoor Unit-Air-Source) | CVH837GKA** |  |  | EA*4X43L21A*+WALLCON | *96CTN0802120B* | 33000 | 18.5 | 8.5 | 32600 | 25000 | 76.69% | 2 | 0 | 11.5 |  |  |  |  | R-410A | 2.75 | Residential & Commercial | USHP | Ducted CEE Tier 1
214572565 | Central HP <5.4 tons | KEEPRITE | HRCU-A-CB (Split System: Heat Pump with Remote Outdoor Unit-Air-Source) | CVH837GKA** |  |  | EA*4X37L21A*+WALLCON | *97CMN0602120B* | 32800 | 17 | 8.5 | 33000 | 25400 | 76.97% | 1.98 | 0 | 11 |  |  |  |  | R-410A | 2.7333 | Residential & Commercial | USHP | Ducted CEE Tier 1
214573685 | Central HP <5.4 tons | KEEPRITE | HRCU-A-CB (Split System: Heat Pump with Remote Outdoor Unit-Air-Source) | CVH837GKA2* |  |  | EA*4X37L21A*+WALLCON | *95CSU0802120B* | 32800 | 17.5 | 8.5 | 32800 | 25200 | 76.83% | 2 | 0 | 11 |  |  |  |  | R-410A | 2.7333 | Residential & Commercial | USHP | Ducted CEE Tier 1
214573765 | Central HP <5.4 tons | KEEPRITE | HRCU-A-CB (Split System: Heat Pump with Remote Outdoor Unit-Air-Source) | CVH837GKA2* |  |  | EA*4X42L21A*+WALLCON | *97CMN0602120B* | 31600 | 17 | 8.1 | 33200 | 24800 | 74.7% | 1.88 | 0 | 10.5 |  |  |  |  | R-410A | 2.6333 | Residential & Commercial | USHP | Ducted CEE Tier 1
214572715 | Central HP <5.4 tons | KEEPRITE | HRCU-A-CB (Split System: Heat Pump with Remote Outdoor Unit-Air-Source) | CVH837GKA** |  |  | EA*4X43L21A*+WALLCON | *80CTL0702120B* | 32800 | 17.5 | 8.5 | 32800 | 25200 | 76.83% | 2 | 0 | 11 |  |  |  |  | R-410A | 2.7333 | Residential & Commercial | USHP | Ducted CEE Tier 1
216634657 | Central HP <5.4 tons | ACIQ | HRCU-A-CB (Split System: Heat Pump with Remote Outdoor Unit-Air-Source) | H5H0V60*K*AAA* |  |  | EVD5X61M24A*+WALLCON | *97CTN0802120A* | 57500 | 18.5 | 9 | 64000 | 45000 | 70.31% | 2.08 | 0 | 9 |  |  |  |  | R-454B | 4.7917 | Residential & Commercial | USHP
213771712 | Central HP <5.4 tons | KEEPRITE | HRCU-A-CB (Split System: Heat Pump with Remote Outdoor Unit-Air-Source) | CVH825GKA2* |  |  | EA*4X48L24A*+WALLCON | *97CMN1002122B* | 24200 | 16.5 | 8.1 | 21000 | 16500 | 78.57% | 2.02 | 0 | 11 |  |  |  |  | R-410A | 2.0167 | Residential & Commercial | USHP | Ducted CEE Tier 1
213771742 | Central HP <5.4 tons | KEEPRITE | HRCU-A-CB (Split System: Heat Pump with Remote Outdoor Unit-Air-Source) | CVH825GKA2* |  |  | EA*4X48L24A*+WALLCON | *96CTN1202422B* | 24200 | 17 | 8.1 | 21000 | 16500 | 78.57% | 2.02 | 0 | 11 |  |  |  |  | R-410A | 2.0167 | Residential & Commercial | USHP | Ducted CEE Tier 1
216633939 | Central HP <5.4 tons | ACIQ | HRCU-A-CB (Split System: Heat Pump with Remote Outdoor Unit-Air-Source) | H5H0V48*K*AAA* |  |  | EVM5X61M24A*+WALLCON | *97CMN0602120B* | 48500 | 19 | 9 | 50000 | 37200 | 74.4% | 1.98 | 0 | 10 |  |  |  |  | R-454B | 4.0417 | Residential & Commercial | USHP | Ducted CEE Tier 1
216633955 | Central HP <5.4 tons | ACIQ | HRCU-A-CB (Split System: Heat Pump with Remote Outdoor Unit-Air-Source) | H5H0V48*K*AAA* |  |  | EVD5X48M24A*+WALLCON | *80CTL0702120B* | 47000 | 18.5 | 9 | 50000 | 36600 | 73.2% | 2.02 | 0 | 10 |  |  |  |  | R-454B | 3.9167 | Residential & Commercial | USHP | Ducted CEE Tier 1
216633970 | Central HP <5.4 tons | ACIQ | HRCU-A-CB (Split System: Heat Pump with Remote Outdoor Unit-Air-Source) | H5H0V48*K*AAA* |  |  | EVD5X49M24A*+WALLCON | *97CMN0602120B* | 47500 | 18.5 | 9 | 50000 | 37000 | 74% | 1.98 | 0 | 10 |  |  |  |  | R-454B | 3.9583 | Residential & Commercial | USHP | Ducted CEE Tier 1
216634056 | Central HP <5.4 tons | ACIQ | HRCU-A-CB (Split System: Heat Pump with Remote Outdoor Unit-Air-Source) | H5H0V60*K*AAA* |  |  | EVM5X60M24A*+WALLCON | *96CTN1202422B* | 56500 | 18.5 | 9 | 63000 | 44500 | 70.63% | 2.1 | 0 | 9 |  |  |  |  | R-454B | 4.7083 | Residential & Commercial | USHP
216634072 | Central HP <5.4 tons | ACIQ | HRCU-A-CB (Split System: Heat Pump with Remote Outdoor Unit-Air-Source) | H5H0V60*K*AAA* |  |  | EVD5X60M21A*+WALLCON | *80CTL1102120B* | 57000 | 18.5 | 9 | 63500 | 44500 | 70.08% | 2.08 | 0 | 9.5 |  |  |  |  | R-454B | 4.75 | Residential & Commercial | USHP
216634073 | Central HP <5.4 tons | ACIQ | HRCU-A-CB (Split System: Heat Pump with Remote Outdoor Unit-Air-Source) | H5H0V60*K*AAA* |  |  | EVD5X60M21A*+WALLCON | *95CSU0802120B* | 56500 | 18 | 9 | 64000 | 45000 | 70.31% | 2.08 | 0 | 9 |  |  |  |  | R-454B | 4.7083 | Residential & Commercial | USHP
216634088 | Central HP <5.4 tons | ACIQ | HRCU-A-CB (Split System: Heat Pump with Remote Outdoor Unit-Air-Source) | H5H0V60*K*AAA* |  |  | EVD5X60M24A*+WALLCON | *97CMN1002122B* | 56500 | 18.5 | 9 | 63000 | 44500 | 70.63% | 2.08 | 0 | 9 |  |  |  |  | R-454B | 4.7083 | Residential & Commercial | USHP
214570486 | Central HP <5.4 tons | KENMORE | HRCU-A-CB (Split System: Heat Pump with Remote Outdoor Unit-Air-Source) | (C,H,T)VH825GKA3* |  |  | EA*4X37L21A*+WALLCON | *96CTN0802120B* | 24400 | 17 | 8.5 | 21200 | 16600 | 78.3% | 2.04 | 0 | 11 |  |  |  |  | R-410A | 2.0333 | Residential & Commercial | USHP | Ducted CEE Tier 1
216634478 | Central HP <5.4 tons | ACIQ | HRCU-A-CB (Split System: Heat Pump with Remote Outdoor Unit-Air-Source) | H5H0V48*K*AAA* |  |  | EA*5X60M24A*+WALLCON | *97CTN1202422A* | 45000 | 18 | 9 | 47500 | 33600 | 70.74% | 2.06 | 0 | 10 |  |  |  |  | R-454B | 3.75 | Residential & Commercial | USHP | Ducted CEE Tier 1
216634487 | Central HP <5.4 tons | ACIQ | HRCU-A-CB (Split System: Heat Pump with Remote Outdoor Unit-Air-Source) | H5H0V48*K*AAA* |  |  | EA*5X61M24A*+WALLCON | *96CTN0802120B* | 46000 | 18 | 9 | 48000 | 33800 | 70.42% | 2.08 | 0 | 10 |  |  |  |  | R-454B | 3.8333 | Residential & Commercial | USHP | Ducted CEE Tier 1
216634544 | Central HP <5.4 tons | ACIQ | HRCU-A-CB (Split System: Heat Pump with Remote Outdoor Unit-Air-Source) | H5H0V48*K*AAA* |  |  | EVM5X61M24A*+WALLCON | *97CTN1202422A* | 48500 | 19.5 | 9.5 | 50000 | 36600 | 73.2% | 2.12 | 0 | 10.5 |  |  |  |  | R-454B | 4.0417 | Residential & Commercial | USHP | Ducted CEE Tier 1
216634574 | Central HP <5.4 tons | ACIQ | HRCU-A-CB (Split System: Heat Pump with Remote Outdoor Unit-Air-Source) | H5H0V48*K*AAA* |  |  | EVD5X60M24A*+WALLCON | *80CSU0802120B* | 48000 | 19 | 9 | 50000 | 36200 | 72.4% | 2.12 | 0 | 10 |  |  |  |  | R-454B | 4 | Residential & Commercial | USHP | Ducted CEE Tier 1
216681533 | Central HP <5.4 tons | KEEPRITE | HRCU-A-CB (Split System: Heat Pump with Remote Outdoor Unit-Air-Source) | DLCURAH24ABK |  |  | EHD4X24AAL | *97VTN0802120A* | 23400 | 16 | 9 | 26000 | 23800 | 91.54% | 1.86 | 0 | 9.8 |  |  |  |  | R-410A | 1.95 | Residential & Commercial | USHP
216679514 | Central HP <5.4 tons | KEEPRITE | HRCU-A-CB (Split System: Heat Pump with Remote Outdoor Unit-Air-Source) | DLCURAH24ABK |  |  | EN(A,D)4X30L17** | *97VTN0601716A* | 23600 | 16.5 | 9 | 25800 | 23600 | 91.47% | 1.76 | 0 | 10 |  |  |  |  | R-410A | 1.9667 | Residential & Commercial | USHP | Ducted CEE Tier 1
215931912 | Central HP <5.4 tons | KENMORE | HRCU-A-CB (Split System: Heat Pump with Remote Outdoor Unit-Air-Source) | (C,H,T)5H3V60*K*AAA* |  |  | ESH5X60M12A*+WALLCON | *96CTN1002122B* | 56500 | 18 | 8.1 | 61000 | 46000 | 75.41% | 1.95 | 0 | 11 |  |  |  |  | R-454B | 4.7083 | Residential & Commercial | USHP | Ducted CEE Tier 1
215931812 | Central HP <5.4 tons | KENMORE | HRCU-A-CB (Split System: Heat Pump with Remote Outdoor Unit-Air-Source) | (C,H,T)5H3V60*K*AAA* |  |  | ESH5X60M12A*+WALLCON | *80CSU1002120A* | 56000 | 18 | 8.1 | 61000 | 46000 | 75.41% | 1.95 | 0 | 11 |  |  |  |  | R-454B | 4.6667 | Residential & Commercial | USHP | Ducted CEE Tier 1
214609124 | Central HP <5.4 tons | CHAMPION HEATING AND COOLING | HRCU-A-CB (Split System: Heat Pump with Remote Outdoor Unit-Air-Source) | HH824E2S11 |  |  | CTM30B5ACS1 | Z9ES080B12SMPS1 | 23000 | 18 | 9.5 | 23000 | 19100 | 83.04% | 2 | 0 | 12 |  |  |  |  | R-454B | 1.9167 | Residential & Commercial | USHP | Ducted CEE Tier 1
215942558 | Central HP <5.4 tons | KENMORE | HRCU-A-CB (Split System: Heat Pump with Remote Outdoor Unit-Air-Source) | (C,H,T)5H3V36*K*AAA* |  |  | EVD5X61M24A*+WALLCON | *80CSU1002120A* | 36000 | 22 | 8.5 | 37400 | 28400 | 75.94% | 2.04 | 0 | 12.5 |  |  |  |  | R-454B | 3 | Residential & Commercial | USHP | Ducted CEE Tier 1
214240070 | Central HP <5.4 tons | KEEPRITE | HRCU-A-CB (Split System: Heat Pump with Remote Outdoor Unit-Air-Source) | CVH837GKA** |  |  | EN(A,D,W)4X60L24**+WALLCON | *97CMN1002122B* | 32800 | 17.5 | 8.1 | 32200 | 24600 | 76.4% | 1.96 | 0 | 12 |  |  |  |  | R-410A | 2.7333 | Residential & Commercial | USHP | Ducted CEE Tier 1
213080476 | Central HP <5.4 tons | KEEPRITE | HRCU-A-CB (Split System: Heat Pump with Remote Outdoor Unit-Air-Source) | DLCURAH36ABK |  |  | EN(A,D)4X48L24** | *96MSN1202422A* | 35800 | 16.5 | 8.1 | 38500 | 35000 | 90.91% | 2 | 0 | 10 |  |  |  |  | R-410A | 2.9833 | Residential & Commercial | USHP | Ducted CEE Tier 1
214239250 | Central HP <5.4 tons | KEEPRITE | HRCU-A-CB (Split System: Heat Pump with Remote Outdoor Unit-Air-Source) | CVH837GKA2* |  |  | EN(A,D,W)4X48L21**+WALLCON | *97CMN1002122B* | 32400 | 17 | 8.1 | 32600 | 24600 | 75.46% | 1.96 | 0 | 11.7 |  |  |  |  | R-410A | 2.7 | Residential & Commercial | USHP | Ducted CEE Tier 1
214397536 | Central HP <5.4 tons | CHAMPION HEATING AND COOLING | HRCU-A-CB (Split System: Heat Pump with Remote Outdoor Unit-Air-Source) | HH824E2S11 |  |  | CTF36B5ADS1 | TM8E080B12MP11 | 23000 | 18 | 9.5 | 23000 | 18700 | 81.3% | 2 | 0 | 12 |  |  |  |  | R-454B | 1.9167 | Residential & Commercial | USHP | Ducted CEE Tier 1
216737228 | Central HP <5.4 tons | KEEPRITE | HRCU-A-CB (Split System: Heat Pump with Remote Outdoor Unit-Air-Source) | D5CUHAH24AAK |  |  | ESH5X30M12A* | *80MSU0601716A* | 22800 | 16 | 8.5 | 21200 | 19000 | 89.62% | 1.96 | 0 | 10.5 |  |  |  |  | R-454B | 1.9 | Residential & Commercial | USHP | Ducted CEE Tier 1
213069864 | Central HP <5.4 tons | ACIQ | HRCU-A-CB (Split System: Heat Pump with Remote Outdoor Unit-Air-Source) | DLCURAH24ABK |  |  | EA*4X30L17A* | *80ES(N,L)0901714A* | 24600 | 16.5 | 8.5 | 26600 | 22600 | 84.96% | 1.86 | 0 | 10 |  |  |  |  | R-410A | 2.05 | Residential & Commercial | USHP | Ducted CEE Tier 1
213070013 | Central HP <5.4 tons | ACIQ | HRCU-A-CB (Split System: Heat Pump with Remote Outdoor Unit-Air-Source) | DLCURAH24ABK |  |  | EA*4X36L17A* | *96VTN0401712A* | 23400 | 16 | 8.5 | 25800 | 23600 | 91.47% | 1.96 | 0 | 10 |  |  |  |  | R-410A | 1.95 | Residential & Commercial | USHP | Ducted CEE Tier 1
213070048 | Central HP <5.4 tons | ACIQ | HRCU-A-CB (Split System: Heat Pump with Remote Outdoor Unit-Air-Source) | DLCURAH24ABK |  |  | EA*4X36L17A* | *96VTN0401410A* | 23400 | 16 | 8.5 | 25600 | 23800 | 92.97% | 1.96 | 0 | 10 |  |  |  |  | R-410A | 1.95 | Residential & Commercial | USHP | Ducted CEE Tier 1
213070130 | Central HP <5.4 tons | ACIQ | HRCU-A-CB (Split System: Heat Pump with Remote Outdoor Unit-Air-Source) | DLCURAH24ABK |  |  | EA*4X36L17A* | *92ESN0401712A* | 23800 | 16 | 8.5 | 26000 | 23200 | 89.23% | 1.9 | 0 | 10 |  |  |  |  | R-410A | 1.9833 | Residential & Commercial | USHP | Ducted CEE Tier 1
213070198 | Central HP <5.4 tons | ACIQ | HRCU-A-CB (Split System: Heat Pump with Remote Outdoor Unit-Air-Source) | DLCURAH24ABK |  |  | EA*4X36L21A* | *80ES(N,L)0701716A* | 25000 | 16.5 | 8.5 | 26800 | 21800 | 81.34% | 1.8 | 0 | 10 |  |  |  |  | R-410A | 2.0833 | Residential & Commercial | USHP | Ducted CEE Tier 1
213070348 | Central HP <5.4 tons | ACIQ | HRCU-A-CB (Split System: Heat Pump with Remote Outdoor Unit-Air-Source) | DLCURAH24ABK |  |  | EA*4X36L21A* | *80ES(N,L)0902120A* | 24800 | 17 | 8.5 | 26600 | 22000 | 82.71% | 1.82 | 0 | 10 |  |  |  |  | R-410A | 2.0667 | Residential & Commercial | USHP | Ducted CEE Tier 1
213070364 | Central HP <5.4 tons | ACIQ | HRCU-A-CB (Split System: Heat Pump with Remote Outdoor Unit-Air-Source) | DLCURAH24ABK |  |  | EA*4X36L21A* | *92ESN0601714A* | 24600 | 17 | 8.5 | 26200 | 22200 | 84.73% | 1.86 | 0 | 10 |  |  |  |  | R-410A | 2.05 | Residential & Commercial | USHP | Ducted CEE Tier 1
213070549 | Central HP <5.4 tons | ACIQ | HRCU-A-CB (Split System: Heat Pump with Remote Outdoor Unit-Air-Source) | DLCURAH24ABK |  |  | EA*4X37L17A* | *95ESN0401712A* | 24400 | 15.2 | 8.5 | 26000 | 21600 | 83.08% | 1.78 | 0 | 10 |  |  |  |  | R-410A | 2.0333 | Residential & Commercial | USHP | Ducted CEE Tier 1
216634105 | Central HP <5.4 tons | ACIQ | HRCU-A-CB (Split System: Heat Pump with Remote Outdoor Unit-Air-Source) | H5H0V60*K*AAA* |  |  | EVD5X61M24A*+WALLCON | *97CMN0802120B* | 57500 | 18.5 | 9 | 64000 | 45000 | 70.31% | 2.06 | 0 | 9 |  |  |  |  | R-454B | 4.7917 | Residential & Commercial | USHP
213787637 | Central HP <5.4 tons | KEEPRITE | HRCU-A-CB (Split System: Heat Pump with Remote Outdoor Unit-Air-Source) | DLCURAH30ABK |  |  | FTMA4B48L0C* | 0 | 31600 | 15.75 | 9 | 32400 | 25800 | 79.63% | 1.88 | 0 | 9.5 |  |  |  |  | R-410A | 2.6333 | Residential & Commercial | USHP
216634154 | Central HP <5.4 tons | ACIQ | HRCU-A-CB (Split System: Heat Pump with Remote Outdoor Unit-Air-Source) | H5H0V24*K*AAA* |  |  | EA*5X24M17A*+WALLCON | *80CSU0401712B* | 23000 | 16.5 | 8.5 | 24000 | 16800 | 70% | 1.98 | 0 | 10 |  |  |  |  | R-454B | 1.9167 | Residential & Commercial | USHP | Ducted CEE Tier 1
214574326 | Central HP <5.4 tons | KENMORE | HRCU-A-CB (Split System: Heat Pump with Remote Outdoor Unit-Air-Source) | (C,H,T)VH837GKA2* |  |  | EHD4X42AAL+WALLCON | *96CTN0802120B* | 32600 | 17.5 | 8.5 | 32800 | 24800 | 75.61% | 1.96 | 0 | 11 |  |  |  |  | R-410A | 2.7167 | Residential & Commercial | USHP | Ducted CEE Tier 1
214574546 | Central HP <5.4 tons | KENMORE | HRCU-A-CB (Split System: Heat Pump with Remote Outdoor Unit-Air-Source) | (C,H,T)VH837GKA2* |  |  | EN(A,D,W)4X42L21**+WALLCON | *97CMN0602120B* | 31600 | 16.5 | 8.1 | 33200 | 24600 | 74.1% | 1.86 | 0 | 11 |  |  |  |  | R-410A | 2.6333 | Residential & Commercial | USHP | Ducted CEE Tier 1
216633986 | Central HP <5.4 tons | ACIQ | HRCU-A-CB (Split System: Heat Pump with Remote Outdoor Unit-Air-Source) | H5H0V48*K*AAA* |  |  | EVD5X60M21A*+WALLCON | *95CSU0802120B* | 48000 | 18.5 | 9 | 50000 | 36800 | 73.6% | 2 | 0 | 10 |  |  |  |  | R-454B | 4 | Residential & Commercial | USHP | Ducted CEE Tier 1
216410929 | Central HP <5.4 tons | CHAMPION HEATING AND COOLING | HRCU-A-CB (Split System: Heat Pump with Remote Outdoor Unit-Air-Source) | HMH72B361 |  |  | XAHC36DBCN1 | Z9ET080C16SMPS1 | 34200 | 16.5 | 8.5 | 33800 | 24400 | 72.19% | 2.04 | 0 | 8.5 |  |  |  |  | R-410A | 2.85 | Residential & Commercial | USHP
214720090 | Central HP <5.4 tons | CHAMPION HEATING AND COOLING | HRCU-A-CB (Split System: Heat Pump with Remote Outdoor Unit-Air-Source) | HH836E2S11 |  |  | CTU48C5XFS1+TXV | TP9C100C20MP13 | 34200 | 18 | 9 | 32600 | 25800 | 79.14% | 2 | 0 | 11 |  |  |  |  | R-454B | 2.85 | Residential & Commercial | USHP | Ducted CEE Tier 1
214720229 | Central HP <5.4 tons | CHAMPION HEATING AND COOLING | HRCU-A-CB (Split System: Heat Pump with Remote Outdoor Unit-Air-Source) | HH836E2S11 |  |  | CTU48C5XFS1+TXV | Z8ES100C16SMPS1 | 34000 | 19 | 9 | 31600 | 25200 | 79.75% | 2 | 0 | 11 |  |  |  |  | R-454B | 2.8333 | Residential & Commercial | USHP | Ducted CEE Tier 1
216634003 | Central HP <5.4 tons | ACIQ | HRCU-A-CB (Split System: Heat Pump with Remote Outdoor Unit-Air-Source) | H5H0V48*K*AAA* |  |  | EVD5X60M24A*+WALLCON | *96CTN1202422B* | 48000 | 19 | 9 | 50000 | 36600 | 73.2% | 2 | 0 | 10.5 |  |  |  |  | R-454B | 4 | Residential & Commercial | USHP | Ducted CEE Tier 1
216682353 | Central HP <5.4 tons | KEEPRITE | HRCU-A-CB (Split System: Heat Pump with Remote Outdoor Unit-Air-Source) | DLCURAH24ABK |  |  | EHD4X36AAL | *97VTN1002120A* | 23800 | 16.5 | 8.5 | 25200 | 22400 | 88.89% | 1.75 | 0 | 10 |  |  |  |  | R-410A | 1.9833 | Residential & Commercial | USHP | Ducted CEE Tier 1
216682305 | Central HP <5.4 tons | KEEPRITE | HRCU-A-CB (Split System: Heat Pump with Remote Outdoor Unit-Air-Source) | DLCURAH24ABK |  |  | EA*4X36L21A* | *97VTN1002120A* | 23600 | 17 | 9 | 25600 | 23200 | 90.62% | 1.82 | 0 | 10 |  |  |  |  | R-410A | 1.9667 | Residential & Commercial | USHP | Ducted CEE Tier 1
214573976 | Central HP <5.4 tons | KENMORE | HRCU-A-CB (Split System: Heat Pump with Remote Outdoor Unit-Air-Source) | (C,H,T)VH837GKA2* |  |  | EA*4X48L24A*+WALLCON | *80CTL0702120B* | 32400 | 17.5 | 8.5 | 32400 | 25000 | 77.16% | 1.98 | 0 | 11 |  |  |  |  | R-410A | 2.7 | Residential & Commercial | USHP | Ducted CEE Tier 1
214573576 | Central HP <5.4 tons | KENMORE | HRCU-A-CB (Split System: Heat Pump with Remote Outdoor Unit-Air-Source) | (C,H,T)VH837GKA** |  |  | EN(A,D,W)4X60L24**+WALLCON | *95CSU1002122B* | 32800 | 19 | 8.5 | 32200 | 24600 | 76.4% | 1.98 | 0 | 12 |  |  |  |  | R-410A | 2.7333 | Residential & Commercial | USHP | Ducted CEE Tier 1
214573476 | Central HP <5.4 tons | KENMORE | HRCU-A-CB (Split System: Heat Pump with Remote Outdoor Unit-Air-Source) | (C,H,T)VH837GKA** |  |  | EN(A,D,W)4X48L21**+WALLCON | *97CMN0802120B* | 32400 | 17.5 | 8.5 | 32800 | 24800 | 75.61% | 1.96 | 0 | 11.5 |  |  |  |  | R-410A | 2.7 | Residential & Commercial | USHP | Ducted CEE Tier 1
216681801 | Central HP <5.4 tons | KEEPRITE | HRCU-A-CB (Split System: Heat Pump with Remote Outdoor Unit-Air-Source) | DLCURAH36ABK |  |  | EA*4X43L21A* | *97VTN1002120A* | 36200 | 16.5 | 9 | 38000 | 34400 | 90.53% | 1.96 | 0 | 10 |  |  |  |  | R-410A | 3.0167 | Residential & Commercial | USHP | Ducted CEE Tier 1
216623474 | Central HP <5.4 tons | ELIOS | HRCU-A-C (Split System: Heat Pump with Remote Outdoor Unit with No Indoor Fan --Air Source) | ESHMA30R2AN1 |  |  | GCHMA36RBAS1 | 0 | 29000 | 16 | 9.5 | 32000 | 32000 | 100% | 1.85 | 0 | 10 |  |  |  |  | R-454B | 2.4167 | Residential & Commercial | USHP | Ducted CEE Tier 1
215935171 | Central HP <5.4 tons | KEEPRITE | HRCU-A-CB (Split System: Heat Pump with Remote Outdoor Unit-Air-Source) | C5H3V36*K*AAA* |  |  | EVM5X60M21A*+WALLCON | *80CSU1002120A* | 35600 | 21.5 | 8.5 | 38000 | 28800 | 75.79% | 2.02 | 0 | 12 |  |  |  |  | R-454B | 2.9667 | Residential & Commercial | USHP | Ducted CEE Tier 1
206790583 | Central HP <5.4 tons | BRYANT HEATING AND COOLING SYSTEMS | HRCU-A-CB (Split System: Heat Pump with Remote Outdoor Unit-Air-Source) | 284ANV036*0**B* |  |  | CSPH*3612AL*+UI | 88*TA36070C14*** | 33600 | 19 | 9 | 35400 | 26200 | 74.01% | 2.02 | 12 | 11.7 |  |  |  |  | R-410A | 2.8 | Residential & Commercial | USHP | Ducted CEE Tier 1
216633859 | Central HP <5.4 tons | ACIQ | HRCU-A-CB (Split System: Heat Pump with Remote Outdoor Unit-Air-Source) | H5H0V48*K*AAA* |  |  | ESH5X60M12A*+WALLCON | *95CSU0601716B* | 45000 | 16 | 8.5 | 48500 | 34200 | 70.52% | 1.94 | 0 | 9 |  |  |  |  | R-454B | 3.75 | Residential & Commercial | USHP
216633918 | Central HP <5.4 tons | ACIQ | HRCU-A-CB (Split System: Heat Pump with Remote Outdoor Unit-Air-Source) | H5H0V48*K*AAA* |  |  | EVM5X60M21A*+WALLCON | *96CTN0801714B* | 47500 | 18.5 | 9 | 50000 | 36200 | 72.4% | 2.02 | 0 | 10 |  |  |  |  | R-454B | 3.9583 | Residential & Commercial | USHP | Ducted CEE Tier 1
216633943 | Central HP <5.4 tons | ACIQ | HRCU-A-CB (Split System: Heat Pump with Remote Outdoor Unit-Air-Source) | H5H0V48*K*AAA* |  |  | EVM5X61M24A*+WALLCON | *96CTN1002122B* | 48500 | 19.5 | 9.5 | 50000 | 36600 | 73.2% | 2.12 | 0 | 10.5 |  |  |  |  | R-454B | 4.0417 | Residential & Commercial | USHP | Ducted CEE Tier 1
216633982 | Central HP <5.4 tons | ACIQ | HRCU-A-CB (Split System: Heat Pump with Remote Outdoor Unit-Air-Source) | H5H0V48*K*AAA* |  |  | EVD5X60M21A*+WALLCON | *80CTL0901716B* | 48000 | 19 | 9 | 50000 | 36800 | 73.6% | 1.98 | 0 | 10 |  |  |  |  | R-454B | 4 | Residential & Commercial | USHP | Ducted CEE Tier 1
216633984 | Central HP <5.4 tons | ACIQ | HRCU-A-CB (Split System: Heat Pump with Remote Outdoor Unit-Air-Source) | H5H0V48*K*AAA* |  |  | EVD5X60M21A*+WALLCON | *80CTL1102120B* | 48000 | 19 | 9.5 | 50000 | 36600 | 73.2% | 2.1 | 0 | 10.5 |  |  |  |  | R-454B | 4 | Residential & Commercial | USHP | Ducted CEE Tier 1
216634007 | Central HP <5.4 tons | ACIQ | HRCU-A-CB (Split System: Heat Pump with Remote Outdoor Unit-Air-Source) | H5H0V48*K*AAA* |  |  | EVD5X61M21A*+WALLCON | *80CTL0701716B* | 48500 | 19 | 9 | 50000 | 37200 | 74.4% | 1.98 | 0 | 10 |  |  |  |  | R-454B | 4.0417 | Residential & Commercial | USHP | Ducted CEE Tier 1
215942528 | Central HP <5.4 tons | KENMORE | HRCU-A-CB (Split System: Heat Pump with Remote Outdoor Unit-Air-Source) | (C,H,T)5H3V36*K*AAA* |  |  | EVD5X61M21A*+WALLCON | *97CMN0802120B* | 35800 | 22 | 8.5 | 37400 | 28200 | 75.4% | 2.04 | 0 | 12.5 |  |  |  |  | R-454B | 2.9833 | Residential & Commercial | USHP | Ducted CEE Tier 1
214719861 | Central HP <5.4 tons | CHAMPION HEATING AND COOLING | HRCU-A-CB (Split System: Heat Pump with Remote Outdoor Unit-Air-Source) | HH836E2S11 |  |  | CTU48C5XFS1+TXV | TM8E120C20MP11 | 34400 | 17 | 8.5 | 32400 | 25600 | 79.01% | 2 | 0 | 11 |  |  |  |  | R-454B | 2.8667 | Residential & Commercial | USHP | Ducted CEE Tier 1
214719994 | Central HP <5.4 tons | CHAMPION HEATING AND COOLING | HRCU-A-CB (Split System: Heat Pump with Remote Outdoor Unit-Air-Source) | HH836E2S11 |  |  | CTU48C5XFS1+TXV | TM8E100C20MP11 | 34400 | 17 | 8.5 | 32600 | 25800 | 79.14% | 2 | 0 | 11 |  |  |  |  | R-454B | 2.8667 | Residential & Commercial | USHP | Ducted CEE Tier 1
216634553 | Central HP <5.4 tons | ACIQ | HRCU-A-CB (Split System: Heat Pump with Remote Outdoor Unit-Air-Source) | H5H0V48*K*AAA* |  |  | EVD5X48M24A*+WALLCON | *96CTN0802120B* | 47000 | 18.5 | 9 | 50000 | 36400 | 72.8% | 2 | 0 | 10 |  |  |  |  | R-454B | 3.9167 | Residential & Commercial | USHP | Ducted CEE Tier 1
216634612 | Central HP <5.4 tons | ACIQ | HRCU-A-CB (Split System: Heat Pump with Remote Outdoor Unit-Air-Source) | H5H0V60*K*AAA* |  |  | ESH5X60M12A*+WALLCON | *97CTN0802120A* | 55500 | 17 | 8.5 | 60000 | 42000 | 70% | 1.9 | 0 | 8.5 |  |  |  |  | R-454B | 4.625 | Residential & Commercial | USHP
216634628 | Central HP <5.4 tons | ACIQ | HRCU-A-CB (Split System: Heat Pump with Remote Outdoor Unit-Air-Source) | H5H0V60*K*AAA* |  |  | EVM5X61M24A*+WALLCON | *96CTN0802120B* | 57500 | 18.5 | 9 | 64000 | 45000 | 70.31% | 2.08 | 0 | 9 |  |  |  |  | R-454B | 4.7917 | Residential & Commercial | USHP
216634642 | Central HP <5.4 tons | ACIQ | HRCU-A-CB (Split System: Heat Pump with Remote Outdoor Unit-Air-Source) | H5H0V60*K*AAA* |  |  | EVD5X60M24A*+WALLCON | *80CSU0802120B* | 57000 | 18 | 9 | 62500 | 44000 | 70.4% | 2.1 | 0 | 9.5 |  |  |  |  | R-454B | 4.75 | Residential & Commercial | USHP
214239550 | Central HP <5.4 tons | KEEPRITE | HRCU-A-CB (Split System: Heat Pump with Remote Outdoor Unit-Air-Source) | CVH837GKA** |  |  | EN(A,D)4X36L21**+WALLCON | *80CTL0902120B* | 31400 | 16.5 | 8.1 | 33000 | 24000 | 72.73% | 1.82 | 0 | 11 |  |  |  |  | R-410A | 2.6167 | Residential & Commercial | USHP | Ducted CEE Tier 1
214239850 | Central HP <5.4 tons | KEEPRITE | HRCU-A-CB (Split System: Heat Pump with Remote Outdoor Unit-Air-Source) | CVH837GKA** |  |  | EN(A,D,W)4X48L21**+WALLCON | *80CTL0451712B* | 32200 | 16.5 | 8.1 | 33200 | 25000 | 75.3% | 1.9 | 0 | 11 |  |  |  |  | R-410A | 2.6833 | Residential & Commercial | USHP | Ducted CEE Tier 1
214570375 | Central HP <5.4 tons | KEEPRITE | HRCU-A-CB (Split System: Heat Pump with Remote Outdoor Unit-Air-Source) | CVH825GKA3* |  |  | EA*4X36L21A*+WALLCON | *80CTL0702120B* | 23600 | 16.5 | 8.1 | 21400 | 16600 | 77.57% | 1.94 | 0 | 10.5 |  |  |  |  | R-410A | 1.9667 | Residential & Commercial | USHP | Ducted CEE Tier 1
214570675 | Central HP <5.4 tons | KEEPRITE | HRCU-A-CB (Split System: Heat Pump with Remote Outdoor Unit-Air-Source) | CVH825GKA3* |  |  | EA*4X48L21A*+WALLCON | *80CTL0702120B* | 24000 | 16.5 | 8.5 | 21000 | 16600 | 79.05% | 2.02 | 0 | 11 |  |  |  |  | R-410A | 2 | Residential & Commercial | USHP | Ducted CEE Tier 1
214571145 | Central HP <5.4 tons | KEEPRITE | HRCU-A-CB (Split System: Heat Pump with Remote Outdoor Unit-Air-Source) | CVH825GKA3* |  |  | EN(A,D)4X36L21**+WALLCON | *96CTN0802120B* | 23600 | 16.5 | 8.1 | 21400 | 16700 | 78.04% | 1.92 | 0 | 11 |  |  |  |  | R-410A | 1.9667 | Residential & Commercial | USHP | Ducted CEE Tier 1
214571225 | Central HP <5.4 tons | KEEPRITE | HRCU-A-CB (Split System: Heat Pump with Remote Outdoor Unit-Air-Source) | CVH825GKA3* |  |  | EN(A,D,W)4X48L21**+WALLCON | *95CSU0802120B* | 24200 | 17 | 8.1 | 21400 | 16600 | 77.57% | 2 | 0 | 11 |  |  |  |  | R-410A | 2.0167 | Residential & Commercial | USHP | Ducted CEE Tier 1
216410909 | Central HP <5.4 tons | CHAMPION HEATING AND COOLING | HRCU-A-CB (Split System: Heat Pump with Remote Outdoor Unit-Air-Source) | HMH72B361 |  |  | XAHC36DBCN1 | Z9ET060B12SMPS1 | 34000 | 16.5 | 8.5 | 33800 | 23800 | 70.41% | 2 | 0 | 8.5 |  |  |  |  | R-410A | 2.8333 | Residential & Commercial | USHP
213780912 | Central HP <5.4 tons | KEEPRITE | HRCU-A-CB (Split System: Heat Pump with Remote Outdoor Unit-Air-Source) | CVH837GKA2* |  |  | EA*4X37L21A*+WALLCON | *97CMN0601714B* | 32600 | 16.5 | 8.1 | 33200 | 25400 | 76.51% | 1.94 | 0 | 11 |  |  |  |  | R-410A | 2.7167 | Residential & Commercial | USHP | Ducted CEE Tier 1
206790587 | Central HP <5.4 tons | BRYANT HEATING AND COOLING SYSTEMS | HRCU-A-CB (Split System: Heat Pump with Remote Outdoor Unit-Air-Source) | 284ANV048*0**B* |  |  | FE4ANB006L+UI | 0 | 46000 | 22 | 9.5 | 45500 | 35600 | 78.24% | 2.44 | 13.5 | 13 |  |  |  |  | R-410A | 3.8333 | Residential & Commercial | USHP | Ducted CEE Tier 1
213070699 | Central HP <5.4 tons | ACIQ | HRCU-A-CB (Split System: Heat Pump with Remote Outdoor Unit-Air-Source) | DLCURAH24ABK |  |  | EA*4X37L21A* | *95ESU0401712A* | 24400 | 17 | 8.5 | 25200 | 21200 | 84.13% | 1.78 | 0 | 10 |  |  |  |  | R-410A | 2.0333 | Residential & Commercial | USHP | Ducted CEE Tier 1
213070847 | Central HP <5.4 tons | ACIQ | HRCU-A-CB (Split System: Heat Pump with Remote Outdoor Unit-Air-Source) | DLCURAH24ABK |  |  | EA*4X37L21A* | *92ESN0801716A* | 25000 | 17.5 | 8.5 | 25600 | 20800 | 81.25% | 1.76 | 0 | 10.5 |  |  |  |  | R-410A | 2.0833 | Residential & Commercial | USHP | Ducted CEE Tier 1
213070900 | Central HP <5.4 tons | ACIQ | HRCU-A-CB (Split System: Heat Pump with Remote Outdoor Unit-Air-Source) | DLCURAH24ABK |  |  | EA*4X37L21A* | OLV098A12* | 24000 | 16.5 | 8.1 | 25000 | 21600 | 86.4% | 1.8 | 0 | 10 |  |  |  |  | R-410A | 2 | Residential & Commercial | USHP | Ducted CEE Tier 1
213071097 | Central HP <5.4 tons | ACIQ | HRCU-A-CB (Split System: Heat Pump with Remote Outdoor Unit-Air-Source) | DLCURAH24ABK |  |  | EN(A,D)4X24L17** | *96VTN0401410A* | 23400 | 15.5 | 8.5 | 26600 | 24000 | 90.23% | 1.96 | 0 | 10 |  |  |  |  | R-410A | 1.95 | Residential & Commercial | USHP | Ducted CEE Tier 1
213071449 | Central HP <5.4 tons | ACIQ | HRCU-A-CB (Split System: Heat Pump with Remote Outdoor Unit-Air-Source) | DLCURAH24ABK |  |  | EN(A,D)4X30L17** | *95ESN0601714A* | 24600 | 16 | 8.1 | 26600 | 22400 | 84.21% | 1.84 | 0 | 10 |  |  |  |  | R-410A | 2.05 | Residential & Commercial | USHP | Ducted CEE Tier 1
213071484 | Central HP <5.4 tons | ACIQ | HRCU-A-CB (Split System: Heat Pump with Remote Outdoor Unit-Air-Source) | DLCURAH24ABK |  |  | EN(A,D)4X30L17** | OMV098J12* | 23600 | 16.5 | 8.1 | 26000 | 23600 | 90.77% | 1.96 | 0 | 10 |  |  |  |  | R-410A | 1.9667 | Residential & Commercial | USHP | Ducted CEE Tier 1
213071585 | Central HP <5.4 tons | ACIQ | HRCU-A-CB (Split System: Heat Pump with Remote Outdoor Unit-Air-Source) | DLCURAH24ABK |  |  | EN(A,D,W)4X36L17** | *80VTL0701716A* | 24200 | 17 | 8.1 | 26200 | 23000 | 87.79% | 1.9 | 0 | 10.5 |  |  |  |  | R-410A | 2.0167 | Residential & Commercial | USHP | Ducted CEE Tier 1
213063309 | Central HP <5.4 tons | ACIQ | HRCU-A-CB (Split System: Heat Pump with Remote Outdoor Unit-Air-Source) | HVH837GKA2* |  |  | EA*4X42L21A*+WALLCON | *80CTL0902120A* | 31800 | 17.5 | 8.1 | 33200 | 24400 | 73.49% | 1.9 | 11 | 11.5 |  |  |  |  | R-410A | 2.65 | Residential & Commercial | USHP | Ducted CEE Tier 1
213063310 | Central HP <5.4 tons | ACIQ | HRCU-A-CB (Split System: Heat Pump with Remote Outdoor Unit-Air-Source) | HVH837GKA2* |  |  | EA*4X42L21A*+WALLCON | *96CTN0801714A* | 31600 | 17 | 8.1 | 33400 | 24800 | 74.25% | 1.86 | 11.5 | 11 |  |  |  |  | R-410A | 2.6333 | Residential & Commercial | USHP | Ducted CEE Tier 1
213063344 | Central HP <5.4 tons | ACIQ | HRCU-A-CB (Split System: Heat Pump with Remote Outdoor Unit-Air-Source) | HVH837GKA2* |  |  | EHD4X36AAL+WALLCON | *96CTN1202422A* | 32200 | 16.5 | 8.1 | 33200 | 24600 | 74.1% | 1.94 | 11 | 11 |  |  |  |  | R-410A | 2.6833 | Residential & Commercial | USHP | Ducted CEE Tier 1
213063361 | Central HP <5.4 tons | ACIQ | HRCU-A-CB (Split System: Heat Pump with Remote Outdoor Unit-Air-Source) | HVH837GKA2* |  |  | EHD4X48AAL+WALLCON | *80CTL0902120A* | 32600 | 17 | 8.1 | 33000 | 25000 | 75.76% | 1.98 | 12 | 11 |  |  |  |  | R-410A | 2.7167 | Residential & Commercial | USHP | Ducted CEE Tier 1
213069226 | Central HP <5.4 tons | ACIQ | HRCU-A-CB (Split System: Heat Pump with Remote Outdoor Unit-Air-Source) | DLCURAH30ABK |  |  | FM(C,U)4Z36**AL* | 0 | 30400 | 15.5 | 8.5 | 35000 | 27400 | 78.29% | 1.82 | 0 | 9 |  |  |  |  | R-410A | 2.5333 | Residential & Commercial | USHP
213069229 | Central HP <5.4 tons | ACIQ | HRCU-A-CB (Split System: Heat Pump with Remote Outdoor Unit-Air-Source) | DLCURAH30ABK |  |  | FVM4X36***L | 0 | 30400 | 15.2 | 8.1 | 34000 | 27400 | 80.59% | 1.78 | 0 | 9 |  |  |  |  | R-410A | 2.5333 | Residential & Commercial | USHP
214242042 | Central HP <5.4 tons | KEEPRITE | HRCU-A-CB (Split System: Heat Pump with Remote Outdoor Unit-Air-Source) | CVH825GKA3* |  |  | END4X42L17**+WALLCON | *97CMN0601714B* | 23800 | 16 | 8.1 | 21400 | 16700 | 78.04% | 1.96 | 0 | 11 |  |  |  |  | R-410A | 1.9833 | Residential & Commercial | USHP | Ducted CEE Tier 1
214242392 | Central HP <5.4 tons | KEEPRITE | HRCU-A-CB (Split System: Heat Pump with Remote Outdoor Unit-Air-Source) | CVH825GKA3* |  |  | EN(A,D)4X48L24**+WALLCON | *96CTN1202422B* | 24200 | 17 | 8.1 | 21200 | 16600 | 78.3% | 2 | 0 | 11 |  |  |  |  | R-410A | 2.0167 | Residential & Commercial | USHP | Ducted CEE Tier 1
216755692 | Central HP <5.4 tons | KEEPRITE | HRCU-A-CB (Split System: Heat Pump with Remote Outdoor Unit-Air-Source) | D5CUHAH30AAK |  |  | EA*5X43M21A* | *80MSU0802120A* | 31200 | 15.5 | 9 | 34200 | 30000 | 87.72% | 1.8 | 0 | 9.5 |  |  |  |  | R-454B | 2.6 | Residential & Commercial | USHP
216633061 | Central HP <5.4 tons | ACIQ | HRCU-A-CB (Split System: Heat Pump with Remote Outdoor Unit-Air-Source) | H5H0V24*K*AAA* |  |  | EA*5X37M17A*+WALLCON | *80CSU0601716A* | 23800 | 17 | 9 | 23400 | 16500 | 70.51% | 2 | 0 | 10 |  |  |  |  | R-454B | 1.9833 | Residential & Commercial | USHP | Ducted CEE Tier 1
206135975 | Central HP <5.4 tons | BRYANT HEATING AND COOLING SYSTEMS | HRCU-A-CB (Split System: Heat Pump with Remote Outdoor Unit-Air-Source) | 288BNV037*0**A* |  |  | CSPH*4212AL*+UI | 83*CA48060C17*** | 32400 | 16.5 | 8.1 | 33200 | 24800 | 74.7% | 1.94 | 11.5 | 11 |  |  |  |  | R-410A | 2.7 | Residential & Commercial | USHP | Ducted CEE Tier 1
214720019 | Central HP <5.4 tons | CHAMPION HEATING AND COOLING | HRCU-A-CB (Split System: Heat Pump with Remote Outdoor Unit-Air-Source) | HH836E2S11 |  |  | CTU48C5XFS1+TXV | Z8ES120C20SMPS1 | 34200 | 19 | 9 | 32000 | 25400 | 79.38% | 2 | 0 | 11 |  |  |  |  | R-454B | 2.85 | Residential & Commercial | USHP | Ducted CEE Tier 1
210532879 | Central HP <5.4 tons | BRYANT HEATING AND COOLING SYSTEMS | HRCU-A-CB (Split System: Heat Pump with Remote Outdoor Unit-Air-Source) | 284ANV048*0**B* |  |  | CAP**6024AL*+UI | 987MB66100C21*** | 44500 | 21 | 9.5 | 46000 | 36200 | 78.7% | 2.34 | 0 | 12 |  |  |  |  | R-410A | 3.7083 | Residential & Commercial | USHP | Ducted CEE Tier 1
216681038 | Central HP <5.4 tons | KEEPRITE | HRCU-A-CB (Split System: Heat Pump with Remote Outdoor Unit-Air-Source) | DLCURAH36ABK |  |  | EA*4X42L21A* | *97VTN0802120A* | 35600 | 16 | 8.5 | 38500 | 34600 | 89.87% | 1.75 | 0 | 10 |  |  |  |  | R-410A | 2.9667 | Residential & Commercial | USHP | Ducted CEE Tier 1
213771732 | Central HP <5.4 tons | KEEPRITE | HRCU-A-CB (Split System: Heat Pump with Remote Outdoor Unit-Air-Source) | CVH825GKA2* |  |  | EA*4X48L24A*+WALLCON | *96CTN1002122B* | 24200 | 16.5 | 8.1 | 21000 | 16500 | 78.57% | 2.02 | 0 | 11 |  |  |  |  | R-410A | 2.0167 | Residential & Commercial | USHP | Ducted CEE Tier 1
216633994 | Central HP <5.4 tons | ACIQ | HRCU-A-CB (Split System: Heat Pump with Remote Outdoor Unit-Air-Source) | H5H0V48*K*AAA* |  |  | EVD5X60M24A*+WALLCON | *80CSU0802120A* | 48000 | 19 | 9 | 50000 | 36400 | 72.8% | 2.12 | 0 | 10 |  |  |  |  | R-454B | 4 | Residential & Commercial | USHP | Ducted CEE Tier 1
206135995 | Central HP <5.4 tons | BRYANT HEATING AND COOLING SYSTEMS | HRCU-A-CB (Split System: Heat Pump with Remote Outdoor Unit-Air-Source) | 288BNV037*0**A* |  |  | CSPH*4212AL*+UI | 83*CA60100C21*** | 32400 | 16 | 8.1 | 33200 | 24800 | 74.7% | 1.94 | 11.5 | 11 |  |  |  |  | R-410A | 2.7 | Residential & Commercial | USHP | Ducted CEE Tier 1
206136075 | Central HP <5.4 tons | BRYANT HEATING AND COOLING SYSTEMS | HRCU-A-CB (Split System: Heat Pump with Remote Outdoor Unit-Air-Source) | 288BNV037*0**A* |  |  | CAP**3721AL*+UI | 935CA60080C21*** | 33000 | 17.5 | 8.5 | 32800 | 25000 | 76.22% | 2 | 12 | 11.5 |  |  |  |  | R-410A | 2.75 | Residential & Commercial | USHP | Ducted CEE Tier 1
214397185 | Central HP <5.4 tons | CHAMPION HEATING AND COOLING | HRCU-A-CB (Split System: Heat Pump with Remote Outdoor Unit-Air-Source) | HH860E2S11 |  |  | CTM60D5CHS1 | TP9C120D20MP13 | 54000 | 19 | 9 | 54000 | 39000 | 72.22% | 2 | 0 | 11 |  |  |  |  | R-454B | 4.5 | Residential & Commercial | USHP | Ducted CEE Tier 1
214397432 | Central HP <5.4 tons | CHAMPION HEATING AND COOLING | HRCU-A-CB (Split System: Heat Pump with Remote Outdoor Unit-Air-Source) | HH860E2S11 |  |  | CTF60D5CGS1+JMVT20DC2N1 | 0 | 45500 | 19 | 9.5 | 45000 | 33800 | 75.11% | 2 | 0 | 12 |  |  |  |  | R-454B | 3.7917 | Residential & Commercial | USHP | Ducted CEE Tier 1
215937172 | Central HP <5.4 tons | KENMORE | HRCU-A-CB (Split System: Heat Pump with Remote Outdoor Unit-Air-Source) | (C,H,T)5H3V48*K*AAA* |  |  | EVM5X49M21A*+WALLCON | *80CTL0901716B* | 44500 | 20.5 | 8.1 | 53500 | 37600 | 70.28% | 1.95 | 0 | 11.5 |  |  |  |  | R-454B | 3.7083 | Residential & Commercial | USHP | Ducted CEE Tier 1
204299226 | Central HP <5.4 tons | BRYANT HEATING AND COOLING SYSTEMS | HRCU-A-CB (Split System: Heat Pump with Remote Outdoor Unit-Air-Source) | 288BNV037*0**A* |  |  | CAP**4821AL*+UI | 88*TA60090C21*** | 32200 | 17.5 | 8.5 | 32600 | 25000 | 76.69% | 1.98 | 12 | 11.7 |  |  |  |  | R-410A | 2.6833 | Residential & Commercial | USHP | Ducted CEE Tier 1
204299426 | Central HP <5.4 tons | BRYANT HEATING AND COOLING SYSTEMS | HRCU-A-CB (Split System: Heat Pump with Remote Outdoor Unit-Air-Source) | 288BNV037*0**A* |  |  | CAP**4824AL*+UI | 986TC66100C21*** | 32400 | 17.5 | 8.5 | 32600 | 24800 | 76.07% | 2 | 12 | 11.7 |  |  |  |  | R-410A | 2.7 | Residential & Commercial | USHP | Ducted CEE Tier 1
204298626 | Central HP <5.4 tons | BRYANT HEATING AND COOLING SYSTEMS | HRCU-A-CB (Split System: Heat Pump with Remote Outdoor Unit-Air-Source) | 288BNV037*0**A* |  |  | CAP**3617AL*+UI | 88*TA36070C14*** | 31400 | 17.5 | 8.1 | 33400 | 24400 | 73.05% | 1.84 | 11.5 | 11 |  |  |  |  | R-410A | 2.6167 | Residential & Commercial | USHP | Ducted CEE Tier 1
214720102 | Central HP <5.4 tons | CHAMPION HEATING AND COOLING | HRCU-A-CB (Split System: Heat Pump with Remote Outdoor Unit-Air-Source) | HH836E2S11 |  |  | CTU48C5XFS1+TXV | TM8Y100C16MP11 | 33200 | 19 | 9 | 31400 | 25000 | 79.62% | 2 | 0 | 11 |  |  |  |  | R-454B | 2.7667 | Residential & Commercial | USHP | Ducted CEE Tier 1
214719700 | Central HP <5.4 tons | CHAMPION HEATING AND COOLING | HRCU-A-CB (Split System: Heat Pump with Remote Outdoor Unit-Air-Source) | HH836E2S11 |  |  | CTU36B5XDS1+TXV | TM8E080B12MP11 | 33600 | 18 | 8.5 | 31800 | 26000 | 81.76% | 2 | 0 | 11 |  |  |  |  | R-454B | 2.8 | Residential & Commercial | USHP | Ducted CEE Tier 1
214396297 | Central HP <5.4 tons | CHAMPION HEATING AND COOLING | HRCU-A-CB (Split System: Heat Pump with Remote Outdoor Unit-Air-Source) | HH860E2S11 |  |  | CTM60C5CHS1 | TM9Y100C20MP11 | 53000 | 19 | 8.5 | 54500 | 39500 | 72.48% | 2 | 0 | 11 |  |  |  |  | R-454B | 4.4167 | Residential & Commercial | USHP | Ducted CEE Tier 1
214574116 | Central HP <5.4 tons | KENMORE | HRCU-A-CB (Split System: Heat Pump with Remote Outdoor Unit-Air-Source) | (C,H,T)VH837GKA2* |  |  | EA*4X61L21A*+WALLCON | *95CSU1002122B* | 33200 | 18.5 | 8.5 | 31800 | 24800 | 77.99% | 2 | 0 | 11.5 |  |  |  |  | R-410A | 2.7667 | Residential & Commercial | USHP | Ducted CEE Tier 1
216680654 | Central HP <5.4 tons | KEEPRITE | HRCU-A-CB (Split System: Heat Pump with Remote Outdoor Unit-Air-Source) | DLCURAH24ABK |  |  | EN(A,D)4X36L21** | *97VTN0801716A* | 23400 | 16.5 | 9 | 25800 | 23800 | 92.25% | 1.78 | 0 | 10 |  |  |  |  | R-410A | 1.95 | Residential & Commercial | USHP | Ducted CEE Tier 1
216679382 | Central HP <5.4 tons | KEEPRITE | HRCU-A-CB (Split System: Heat Pump with Remote Outdoor Unit-Air-Source) | DLCURAH24ABK |  |  | EA*4X24L17A* | *97VTN0601716A* | 23200 | 16.5 | 9.5 | 26400 | 25400 | 96.21% | 2.08 | 0 | 10 |  |  |  |  | R-410A | 1.9333 | Residential & Commercial | USHP | Ducted CEE Tier 1
216679418 | Central HP <5.4 tons | KEEPRITE | HRCU-A-CB (Split System: Heat Pump with Remote Outdoor Unit-Air-Source) | DLCURAH24ABK |  |  | EA*4X36L17A* | *97VTN0601716A* | 23600 | 17 | 9 | 25800 | 23200 | 89.92% | 1.82 | 0 | 10 |  |  |  |  | R-410A | 1.9667 | Residential & Commercial | USHP | Ducted CEE Tier 1
216679970 | Central HP <5.4 tons | KEEPRITE | HRCU-A-CB (Split System: Heat Pump with Remote Outdoor Unit-Air-Source) | DLCURAH36ABK |  |  | EN(A,D,W)4X42L21** | *97VTN0801716A* | 35400 | 15.2 | 8.5 | 39000 | 34800 | 89.23% | 1.75 | 0 | 10 |  |  |  |  | R-410A | 2.95 | Residential & Commercial | USHP | Ducted CEE Tier 1
216679886 | Central HP <5.4 tons | KEEPRITE | HRCU-A-CB (Split System: Heat Pump with Remote Outdoor Unit-Air-Source) | DLCURAH36ABK |  |  | EA*4X48L21A* | *97VTN0801716A* | 35400 | 16 | 8.5 | 37400 | 34200 | 91.44% | 1.94 | 0 | 9.5 |  |  |  |  | R-410A | 2.95 | Residential & Commercial | USHP
214720137 | Central HP <5.4 tons | CHAMPION HEATING AND COOLING | HRCU-A-CB (Split System: Heat Pump with Remote Outdoor Unit-Air-Source) | HH836E2S11 |  |  | CTU48C5XFS1+TXV | TM9E100C16MP12 | 33400 | 19 | 9 | 31400 | 25400 | 80.89% | 2 | 0 | 11 |  |  |  |  | R-454B | 2.7833 | Residential & Commercial | USHP | Ducted CEE Tier 1
210596612 | Central HP <5.4 tons | BRYANT HEATING AND COOLING SYSTEMS | HRCU-A-CB (Split System: Heat Pump with Remote Outdoor Unit-Air-Source) | 288BNV037*0**A* |  |  | CSPH*6012AL*+UI | 987MB66100C21*** | 33000 | 17 | 8.1 | 32200 | 24800 | 77.02% | 2.02 | 0 | 11.5 |  |  |  |  | R-410A | 2.75 | Residential & Commercial | USHP | Ducted CEE Tier 1
216739057 | Central HP <5.4 tons | KEEPRITE | HRCU-A-CB (Split System: Heat Pump with Remote Outdoor Unit-Air-Source) | D5CUHAH24AAK |  |  | F5MA5*30L*B* | 0 | 23400 | 16 | 8.5 | 21200 | 18800 | 88.68% | 1.96 | 0 | 11 |  |  |  |  | R-454B | 1.95 | Residential & Commercial | USHP | Ducted CEE Tier 1
216640235 | Central HP <5.4 tons | KEEPRITE | HRCU-A-CB (Split System: Heat Pump with Remote Outdoor Unit-Air-Source) | D5CURAH24AAK |  |  | FTMA5X24L0B* | 0 | 24000 | 15.5 | 9 | 24200 | 19500 | 80.58% | 1.98 | 0 | 10 |  |  |  |  | R-454B | 2 | Residential & Commercial | USHP | Ducted CEE Tier 1
214396642 | Central HP <5.4 tons | CHAMPION HEATING AND COOLING | HRCU-A-CB (Split System: Heat Pump with Remote Outdoor Unit-Air-Source) | HH860E2S11 |  |  | CTM60C5CGS1 | TMLV100C16MP12 | 44000 | 18 | 9 | 44500 | 33600 | 75.51% | 2 | 0 | 11.7 |  |  |  |  | R-454B | 3.6667 | Residential & Commercial | USHP | Ducted CEE Tier 1
214609144 | Central HP <5.4 tons | CHAMPION HEATING AND COOLING | HRCU-A-CB (Split System: Heat Pump with Remote Outdoor Unit-Air-Source) | HH860E2S11 |  |  | CTM60C5CGS1 | Z9ES080C16SMPS1 | 45000 | 18 | 9 | 46000 | 33800 | 73.48% | 2 | 0 | 11.7 |  |  |  |  | R-454B | 3.75 | Residential & Commercial | USHP | Ducted CEE Tier 1
214609203 | Central HP <5.4 tons | CHAMPION HEATING AND COOLING | HRCU-A-CB (Split System: Heat Pump with Remote Outdoor Unit-Air-Source) | HH860E2S11 |  |  | CTF60C5CGS1 | Z9ES080C16SMPS1 | 44500 | 18 | 9 | 46000 | 33800 | 73.48% | 2 | 0 | 11.7 |  |  |  |  | R-454B | 3.7083 | Residential & Commercial | USHP | Ducted CEE Tier 1
214396308 | Central HP <5.4 tons | CHAMPION HEATING AND COOLING | HRCU-A-CB (Split System: Heat Pump with Remote Outdoor Unit-Air-Source) | HH860E2S11 |  |  | CTF60C5CHS1 | TP9C100C20MP13 | 53000 | 19 | 8.5 | 53500 | 38500 | 71.96% | 2 | 0 | 11 |  |  |  |  | R-454B | 4.4167 | Residential & Commercial | USHP | Ducted CEE Tier 1
216634009 | Central HP <5.4 tons | ACIQ | HRCU-A-CB (Split System: Heat Pump with Remote Outdoor Unit-Air-Source) | H5H0V48*K*AAA* |  |  | EVD5X61M21A*+WALLCON | *80CTL0901716B* | 48500 | 19 | 9 | 50000 | 37000 | 74% | 2 | 0 | 10 |  |  |  |  | R-454B | 4.0417 | Residential & Commercial | USHP | Ducted CEE Tier 1
210596588 | Central HP <5.4 tons | BRYANT HEATING AND COOLING SYSTEMS | HRCU-A-CB (Split System: Heat Pump with Remote Outdoor Unit-Air-Source) | 288BNV037*0**A* |  |  | CNPV*6024AL*+UI | 987MB66100C21*** | 32800 | 18 | 8.1 | 32200 | 24600 | 76.4% | 1.98 | 0 | 12 |  |  |  |  | R-410A | 2.7333 | Residential & Commercial | USHP | Ducted CEE Tier 1
216633214 | Central HP <5.4 tons | ACIQ | HRCU-A-CB (Split System: Heat Pump with Remote Outdoor Unit-Air-Source) | H5H0V36*K*AAA* |  |  | EA*5X43M21A*+WALLCON | *80CSU0601716A* | 34400 | 18 | 9 | 35400 | 25200 | 71.19% | 1.9 | 0 | 9.5 |  |  |  |  | R-454B | 2.8667 | Residential & Commercial | USHP
216634311 | Central HP <5.4 tons | ACIQ | HRCU-A-CB (Split System: Heat Pump with Remote Outdoor Unit-Air-Source) | H5H0V36*K*AAA* |  |  | ESH5X36M12A*+WALLCON | *97CTN0802120A* | 33600 | 16 | 8.5 | 35800 | 25400 | 70.95% | 1.76 | 0 | 9.5 |  |  |  |  | R-454B | 2.8 | Residential & Commercial | USHP
216634325 | Central HP <5.4 tons | ACIQ | HRCU-A-CB (Split System: Heat Pump with Remote Outdoor Unit-Air-Source) | H5H0V36*K*AAA* |  |  | ESH5X48M12A*+WALLCON | *97CTN0601716A* | 33800 | 16 | 8.5 | 35600 | 25600 | 71.91% | 1.78 | 0 | 9 |  |  |  |  | R-454B | 2.8167 | Residential & Commercial | USHP
216634327 | Central HP <5.4 tons | ACIQ | HRCU-A-CB (Split System: Heat Pump with Remote Outdoor Unit-Air-Source) | H5H0V36*K*AAA* |  |  | ESH5X48M12A*+WALLCON | *97CTN1002122A* | 34200 | 16.5 | 8.5 | 35400 | 25200 | 71.19% | 1.9 | 0 | 9.5 |  |  |  |  | R-454B | 2.85 | Residential & Commercial | USHP
216634267 | Central HP <5.4 tons | ACIQ | HRCU-A-CB (Split System: Heat Pump with Remote Outdoor Unit-Air-Source) | H5H0V36*K*AAA* |  |  | EA*5X37M21A*+WALLCON | *97CTN0801716A* | 34200 | 17.5 | 9 | 35400 | 25400 | 71.75% | 1.88 | 0 | 9.5 |  |  |  |  | R-454B | 2.85 | Residential & Commercial | USHP
216634292 | Central HP <5.4 tons | ACIQ | HRCU-A-CB (Split System: Heat Pump with Remote Outdoor Unit-Air-Source) | H5H0V36*K*AAA* |  |  | EA*5X60M24A*+WALLCON | *97CTN0802120A* | 34400 | 18 | 9 | 34200 | 24800 | 72.51% | 1.9 | 0 | 10 |  |  |  |  | R-454B | 2.8667 | Residential & Commercial | USHP | Ducted CEE Tier 1
216634317 | Central HP <5.4 tons | ACIQ | HRCU-A-CB (Split System: Heat Pump with Remote Outdoor Unit-Air-Source) | H5H0V36*K*AAA* |  |  | ESH5X42M12A*+WALLCON | *97CTN0601716A* | 33600 | 16 | 8.5 | 35800 | 25600 | 71.51% | 1.76 | 0 | 9 |  |  |  |  | R-454B | 2.8 | Residential & Commercial | USHP
216634333 | Central HP <5.4 tons | ACIQ | HRCU-A-CB (Split System: Heat Pump with Remote Outdoor Unit-Air-Source) | H5H0V36*K*AAA* |  |  | ESH5X60M12A*+WALLCON | *97CTN0801716A* | 34400 | 16 | 8.5 | 34800 | 25000 | 71.84% | 1.78 | 0 | 9.5 |  |  |  |  | R-454B | 2.8667 | Residential & Commercial | USHP
214574166 | Central HP <5.4 tons | KENMORE | HRCU-A-CB (Split System: Heat Pump with Remote Outdoor Unit-Air-Source) | (C,H,T)VH837GKA2* |  |  | EA*4X61L24A*+WALLCON | *95CSU0802120B* | 33200 | 17.5 | 8.5 | 32000 | 24800 | 77.5% | 2 | 0 | 11.5 |  |  |  |  | R-410A | 2.7667 | Residential & Commercial | USHP | Ducted CEE Tier 1
214574336 | Central HP <5.4 tons | KENMORE | HRCU-A-CB (Split System: Heat Pump with Remote Outdoor Unit-Air-Source) | (C,H,T)VH837GKA2* |  |  | EHD4X48AAL+WALLCON | *80CTL0702120B* | 32600 | 17.5 | 8.5 | 32800 | 25000 | 76.22% | 1.98 | 0 | 11 |  |  |  |  | R-410A | 2.7167 | Residential & Commercial | USHP | Ducted CEE Tier 1
216738767 | Central HP <5.4 tons | KEEPRITE | HRCU-A-CB (Split System: Heat Pump with Remote Outdoor Unit-Air-Source) | D5CUHAH24AAK |  |  | ESH5X36M12A* | *96CTN0801714B* | 22600 | 16 | 8.1 | 20800 | 18400 | 88.46% | 1.85 | 0 | 10.5 |  |  |  |  | R-454B | 1.8833 | Residential & Commercial | USHP | Ducted CEE Tier 1
216633345 | Central HP <5.4 tons | ACIQ | HRCU-A-CB (Split System: Heat Pump with Remote Outdoor Unit-Air-Source) | H5H0V36*K*AAA* |  |  | ESH5X48M12A*+WALLCON | *80CSU0601716A* | 34000 | 17 | 8.5 | 35400 | 25200 | 71.19% | 1.88 | 0 | 9.5 |  |  |  |  | R-454B | 2.8333 | Residential & Commercial | USHP
216633209 | Central HP <5.4 tons | ACIQ | HRCU-A-CB (Split System: Heat Pump with Remote Outdoor Unit-Air-Source) | H5H0V36*K*AAA* |  |  | EA*5X42M21A*+WALLCON | *97CMN1002122B* | 33200 | 17.5 | 9 | 35800 | 25600 | 71.51% | 1.84 | 0 | 10 |  |  |  |  | R-454B | 2.7667 | Residential & Commercial | USHP | Ducted CEE Tier 1
216633218 | Central HP <5.4 tons | ACIQ | HRCU-A-CB (Split System: Heat Pump with Remote Outdoor Unit-Air-Source) | H5H0V36*K*AAA* |  |  | EA*5X43M21A*+WALLCON | *80CTL0702120B* | 34400 | 18 | 9 | 35400 | 25200 | 71.19% | 1.88 | 0 | 10 |  |  |  |  | R-454B | 2.8667 | Residential & Commercial | USHP | Ducted CEE Tier 1
216633220 | Central HP <5.4 tons | ACIQ | HRCU-A-CB (Split System: Heat Pump with Remote Outdoor Unit-Air-Source) | H5H0V36*K*AAA* |  |  | EA*5X43M21A*+WALLCON | *80CTL0902120B* | 34600 | 18 | 9 | 35200 | 25000 | 71.02% | 1.9 | 0 | 10 |  |  |  |  | R-454B | 2.8833 | Residential & Commercial | USHP | Ducted CEE Tier 1
216633221 | Central HP <5.4 tons | ACIQ | HRCU-A-CB (Split System: Heat Pump with Remote Outdoor Unit-Air-Source) | H5H0V36*K*AAA* |  |  | EA*5X43M21A*+WALLCON | *80CTL1102120B* | 34600 | 18 | 9 | 35200 | 25000 | 71.02% | 1.9 | 0 | 10 |  |  |  |  | R-454B | 2.8833 | Residential & Commercial | USHP | Ducted CEE Tier 1
216633269 | Central HP <5.4 tons | ACIQ | HRCU-A-CB (Split System: Heat Pump with Remote Outdoor Unit-Air-Source) | H5H0V36*K*AAA* |  |  | EA*5X61M21A*+WALLCON | *80CTL0702120B* | 34800 | 18.5 | 9 | 34400 | 24800 | 72.09% | 1.92 | 0 | 10 |  |  |  |  | R-454B | 2.9 | Residential & Commercial | USHP | Ducted CEE Tier 1
216633318 | Central HP <5.4 tons | ACIQ | HRCU-A-CB (Split System: Heat Pump with Remote Outdoor Unit-Air-Source) | H5H0V36*K*AAA* |  |  | ESH5X36M12A*+WALLCON | *96CTN1002122B* | 33800 | 16.5 | 8.5 | 35800 | 25400 | 70.95% | 1.76 | 0 | 9.5 |  |  |  |  | R-454B | 2.8167 | Residential & Commercial | USHP
216633338 | Central HP <5.4 tons | ACIQ | HRCU-A-CB (Split System: Heat Pump with Remote Outdoor Unit-Air-Source) | H5H0V36*K*AAA* |  |  | ESH5X42M12A*+WALLCON | *97CMN1202422B* | 34000 | 16.5 | 8.5 | 35600 | 25200 | 70.79% | 1.78 | 0 | 9.5 |  |  |  |  | R-454B | 2.8333 | Residential & Commercial | USHP
216633387 | Central HP <5.4 tons | ACIQ | HRCU-A-CB (Split System: Heat Pump with Remote Outdoor Unit-Air-Source) | H5H0V36*K*AAA* |  |  | ESH5X60M12A*+WALLCON | *96CTN0401410B* | 33000 | 15.5 | 8.5 | 35000 | 25200 | 72% | 1.78 | 0 | 9 |  |  |  |  | R-454B | 2.75 | Residential & Commercial | USHP
216634261 | Central HP <5.4 tons | ACIQ | HRCU-A-CB (Split System: Heat Pump with Remote Outdoor Unit-Air-Source) | H5H0V36*K*AAA* |  |  | EA*5X37M17A*+WALLCON | *97CTN0601716A* | 33600 | 17 | 9 | 36000 | 25800 | 71.67% | 1.88 | 0 | 9 |  |  |  |  | R-454B | 2.8 | Residential & Commercial | USHP
216738670 | Central HP <5.4 tons | KEEPRITE | HRCU-A-CB (Split System: Heat Pump with Remote Outdoor Unit-Air-Source) | D5CUHAH24AAK |  |  | ESH5X36M12A* | *96VSN0802120B* | 22800 | 16 | 8.1 | 21000 | 18600 | 88.57% | 1.85 | 0 | 11 |  |  |  |  | R-454B | 1.9 | Residential & Commercial | USHP | Ducted CEE Tier 1
216738679 | Central HP <5.4 tons | KEEPRITE | HRCU-A-CB (Split System: Heat Pump with Remote Outdoor Unit-Air-Source) | D5CUHAH24AAK |  |  | ESH5X36M12A* | *96VSN1002120B* | 23200 | 16 | 8.1 | 21000 | 18700 | 89.05% | 1.85 | 0 | 11 |  |  |  |  | R-454B | 1.9333 | Residential & Commercial | USHP | Ducted CEE Tier 1
216737661 | Central HP <5.4 tons | KEEPRITE | HRCU-A-CB (Split System: Heat Pump with Remote Outdoor Unit-Air-Source) | D5CUHAH24AAK |  |  | ESH5X30M12A* | *96VSN0801716B* | 22600 | 16 | 8.1 | 21200 | 18900 | 89.15% | 1.85 | 0 | 10.5 |  |  |  |  | R-454B | 1.8833 | Residential & Commercial | USHP | Ducted CEE Tier 1
216737825 | Central HP <5.4 tons | KEEPRITE | HRCU-A-CB (Split System: Heat Pump with Remote Outdoor Unit-Air-Source) | D5CUHAH24AAK |  |  | ESH5X30M12A* | *96VTN0601412B* | 22200 | 15.2 | 8.1 | 21000 | 18800 | 89.52% | 1.9 | 0 | 10.5 |  |  |  |  | R-454B | 1.85 | Residential & Commercial | USHP | Ducted CEE Tier 1
216738004 | Central HP <5.4 tons | KEEPRITE | HRCU-A-CB (Split System: Heat Pump with Remote Outdoor Unit-Air-Source) | D5CUHAH24AAK |  |  | ESH5X36M12A* | *80MS(N,L)0451412A* | 22800 | 15.5 | 8.1 | 20800 | 18500 | 88.94% | 1.9 | 0 | 10.5 |  |  |  |  | R-454B | 1.9 | Residential & Commercial | USHP | Ducted CEE Tier 1
216737652 | Central HP <5.4 tons | KEEPRITE | HRCU-A-CB (Split System: Heat Pump with Remote Outdoor Unit-Air-Source) | D5CUHAH24AAK |  |  | ESH5X30M12A* | *96VSN0601716B* | 22400 | 15.5 | 8.1 | 21000 | 18800 | 89.52% | 1.85 | 0 | 10.5 |  |  |  |  | R-454B | 1.8667 | Residential & Commercial | USHP | Ducted CEE Tier 1
215319191 | Central HP <5.4 tons | LPS Legacy | HRCU-A-CB (Split System: Heat Pump with Remote Outdoor Unit-Air-Source) | D5CLHAH58AAK |  |  | D5FLAAH60XAK | 0 | 54000 | 15.4 | 9.2 | 59000 | 53000 | 89.83% | 2 | 0 | 10 |  |  |  |  | R-454B | 4.5 | Residential & Commercial | USHP | Ducted CEE Tier 1
216634302 | Central HP <5.4 tons | ACIQ | HRCU-A-CB (Split System: Heat Pump with Remote Outdoor Unit-Air-Source) | H5H0V36*K*AAA* |  |  | EA*5X61M24A*+WALLCON | *96CTN0802120B* | 34800 | 18 | 9 | 34400 | 24800 | 72.09% | 1.92 | 0 | 10.5 |  |  |  |  | R-454B | 2.9 | Residential & Commercial | USHP | Ducted CEE Tier 1
216634309 | Central HP <5.4 tons | ACIQ | HRCU-A-CB (Split System: Heat Pump with Remote Outdoor Unit-Air-Source) | H5H0V36*K*AAA* |  |  | ESH5X36M12A*+WALLCON | *97CTN0601716A* | 33400 | 16 | 8.5 | 36000 | 25800 | 71.67% | 1.76 | 0 | 9 |  |  |  |  | R-454B | 2.7833 | Residential & Commercial | USHP
216634316 | Central HP <5.4 tons | ACIQ | HRCU-A-CB (Split System: Heat Pump with Remote Outdoor Unit-Air-Source) | H5H0V36*K*AAA* |  |  | ESH5X42M12A*+WALLCON | *80CSU0601716B* | 34000 | 16.5 | 8.5 | 35600 | 25200 | 70.79% | 1.78 | 0 | 9.5 |  |  |  |  | R-454B | 2.8333 | Residential & Commercial | USHP
213297306 | Central HP <5.4 tons | CHAMPION HEATING AND COOLING | HRCU-A-CB (Split System: Heat Pump with Remote Outdoor Unit-Air-Source) | HMH72B341 |  |  | XAFC36DBCN1 | Z8ET100C16LMPS1 | 35000 | 18 | 8.5 | 33600 | 23600 | 70.24% | 2.08 | 0 | 10 |  |  |  |  | R-410A | 2.9167 | Residential & Commercial | USHP | Ducted CEE Tier 1
206790038 | Central HP <5.4 tons | BRYANT HEATING AND COOLING SYSTEMS | HRCU-A-CB (Split System: Heat Pump with Remote Outdoor Unit-Air-Source) | 284ANV024*0**B* |  |  | CAP**4224AL*+UI | 987MB60060C21*** | 23400 | 20 | 10.5 | 26600 | 19900 | 74.81% | 2.44 | 13 | 13 |  |  |  |  | R-410A | 1.95 | Residential & Commercial | USHP | Ducted CEE Tier 1
206790074 | Central HP <5.4 tons | BRYANT HEATING AND COOLING SYSTEMS | HRCU-A-CB (Split System: Heat Pump with Remote Outdoor Unit-Air-Source) | 284ANV024*0**B* |  |  | CNPV*4217AL*+UI | 88*TA48090C17*** | 23800 | 21.5 | 10 | 26400 | 19700 | 74.62% | 2.52 | 14 | 13.5 |  |  |  |  | R-410A | 1.9833 | Residential & Commercial | USHP | Ducted CEE Tier 1
206790242 | Central HP <5.4 tons | BRYANT HEATING AND COOLING SYSTEMS | HRCU-A-CB (Split System: Heat Pump with Remote Outdoor Unit-Air-Source) | 284ANV024*0**B* |  |  | CNPV*3617AL*+UI | 83*CA48060C17*** | 23200 | 20 | 9.5 | 26800 | 20000 | 74.63% | 2.38 | 14 | 13 |  |  |  |  | R-410A | 1.9333 | Residential & Commercial | USHP | Ducted CEE Tier 1
216644573 | Central HP <5.4 tons | KEEPRITE | HRCU-A-CB (Split System: Heat Pump with Remote Outdoor Unit-Air-Source) | D5CUHAH18AAK |  |  | EA*5X19M17A* | OLV098A12* | 18800 | 15.5 | 9.5 | 20400 | 18000 | 88.24% | 2 | 0 | 11 |  |  |  |  | R-454B | 1.5667 | Residential & Commercial | USHP | Ducted CEE Tier 1
206136015 | Central HP <5.4 tons | BRYANT HEATING AND COOLING SYSTEMS | HRCU-A-CB (Split System: Heat Pump with Remote Outdoor Unit-Air-Source) | 288BNV037*0**A* |  |  | CSPH*4812AL*+UI | 83*CA48060C17*** | 32600 | 16.5 | 8.1 | 33200 | 25000 | 75.3% | 1.96 | 11.5 | 11 |  |  |  |  | R-410A | 2.7167 | Residential & Commercial | USHP | Ducted CEE Tier 1
216738887 | Central HP <5.4 tons | KEEPRITE | HRCU-A-CB (Split System: Heat Pump with Remote Outdoor Unit-Air-Source) | D5CUHAH24AAK |  |  | ESH5X36M12A* | *96VTN1202422B* | 22400 | 15.2 | 8.1 | 20800 | 18400 | 88.46% | 1.85 | 0 | 10.5 |  |  |  |  | R-454B | 1.8667 | Residential & Commercial | USHP | Ducted CEE Tier 1
206790398 | Central HP <5.4 tons | BRYANT HEATING AND COOLING SYSTEMS | HRCU-A-CB (Split System: Heat Pump with Remote Outdoor Unit-Air-Source) | 284ANV036*0**B* |  |  | CNPV*4821AL*+UI | 987MB42080C17*** | 33600 | 19 | 9 | 35400 | 26200 | 74.01% | 2.02 | 12.5 | 12 |  |  |  |  | R-410A | 2.8 | Residential & Commercial | USHP | Ducted CEE Tier 1
206790409 | Central HP <5.4 tons | BRYANT HEATING AND COOLING SYSTEMS | HRCU-A-CB (Split System: Heat Pump with Remote Outdoor Unit-Air-Source) | 284ANV036*0**B* |  |  | CNPV*4824AL*+UI | 986TC66120C24*** | 33800 | 19.5 | 9 | 35000 | 26000 | 74.29% | 2.04 | 13 | 12.5 |  |  |  |  | R-410A | 2.8167 | Residential & Commercial | USHP | Ducted CEE Tier 1
214720192 | Central HP <5.4 tons | CHAMPION HEATING AND COOLING | HRCU-A-CB (Split System: Heat Pump with Remote Outdoor Unit-Air-Source) | HH860E2S11 |  |  | CTU60C5XGS1+TXV | TMLE080C16MP11 | 44500 | 18 | 9 | 45500 | 34200 | 75.16% | 2 | 0 | 11 |  |  |  |  | R-454B | 3.7083 | Residential & Commercial | USHP | Ducted CEE Tier 1
214719958 | Central HP <5.4 tons | CHAMPION HEATING AND COOLING | HRCU-A-CB (Split System: Heat Pump with Remote Outdoor Unit-Air-Source) | HH860E2S11 |  |  | CTU60C5XGS1+TXV | TMLV120C20MP12 | 44500 | 18 | 9 | 45000 | 33800 | 75.11% | 2 | 0 | 11 |  |  |  |  | R-454B | 3.7083 | Residential & Commercial | USHP | Ducted CEE Tier 1
214720209 | Central HP <5.4 tons | CHAMPION HEATING AND COOLING | HRCU-A-CB (Split System: Heat Pump with Remote Outdoor Unit-Air-Source) | HH860E2S11 |  |  | CTU60C5XGS1+TXV | Z9ES100C16SMPS1 | 45500 | 18 | 9 | 46500 | 34200 | 73.55% | 2 | 0 | 11 |  |  |  |  | R-454B | 3.7917 | Residential & Commercial | USHP | Ducted CEE Tier 1
215933262 | Central HP <5.4 tons | KENMORE | HRCU-A-CB (Split System: Heat Pump with Remote Outdoor Unit-Air-Source) | (C,H,T)5H3V36*K*AAA* |  |  | ESH5X36M12A*+WALLCON | *96CTN1002122B* | 33400 | 19 | 9 | 34800 | 26600 | 76.44% | 1.92 | 0 | 11 |  |  |  |  | R-454B | 2.7833 | Residential & Commercial | USHP | Ducted CEE Tier 1
215933312 | Central HP <5.4 tons | KENMORE | HRCU-A-CB (Split System: Heat Pump with Remote Outdoor Unit-Air-Source) | (C,H,T)5H3V36*K*AAA* |  |  | ESH5X42M12A*+WALLCON | *80CTL0701412B* | 33400 | 19 | 9 | 35200 | 27000 | 76.7% | 1.92 | 0 | 11 |  |  |  |  | R-454B | 2.7833 | Residential & Commercial | USHP | Ducted CEE Tier 1
215933162 | Central HP <5.4 tons | KENMORE | HRCU-A-CB (Split System: Heat Pump with Remote Outdoor Unit-Air-Source) | (C,H,T)5H3V36*K*AAA* |  |  | ESH5X36M12A*+WALLCON | *95CSU1002122B* | 33400 | 19 | 9 | 34800 | 26600 | 76.44% | 1.94 | 0 | 11.5 |  |  |  |  | R-454B | 2.7833 | Residential & Commercial | USHP | Ducted CEE Tier 1
206790283 | Central HP <5.4 tons | BRYANT HEATING AND COOLING SYSTEMS | HRCU-A-CB (Split System: Heat Pump with Remote Outdoor Unit-Air-Source) | 284ANV036*0**B* |  |  | CAP**4221AL*+UI | 986TC42060C17*** | 32800 | 18.5 | 9 | 35800 | 26800 | 74.86% | 1.96 | 12 | 11 |  |  |  |  | R-410A | 2.7333 | Residential & Commercial | USHP | Ducted CEE Tier 1
206790615 | Central HP <5.4 tons | BRYANT HEATING AND COOLING SYSTEMS | HRCU-A-CB (Split System: Heat Pump with Remote Outdoor Unit-Air-Source) | 284ANV048*0**B* |  |  | CSPH*6012AL*+UI | 987MB66120C24*** | 45000 | 20 | 9 | 46000 | 36400 | 79.13% | 2.34 | 12.5 | 11.7 |  |  |  |  | R-410A | 3.75 | Residential & Commercial | USHP | Ducted CEE Tier 1
216013300 | Central HP <5.4 tons | CHAMPION HEATING AND COOLING | HRCU-A-CB (Split System: Heat Pump with Remote Outdoor Unit-Air-Source) | HH824E2S11 |  |  | CTM36B5ADS1+JMET08BS2N1 | 0 | 23000 | 18 | 9 | 23000 | 17800 | 77.39% | 2 | 0 | 12 |  |  |  |  | R-454B | 1.9167 | Residential & Commercial | USHP | Ducted CEE Tier 1
214651436 | Central HP <5.4 tons | CHAMPION HEATING AND COOLING | HRCU-A-CB (Split System: Heat Pump with Remote Outdoor Unit-Air-Source) | HH824E2S11 |  |  | CTU36B5XDS1+TXV | TM8E100B12MP11 | 23000 | 18 | 9.5 | 23000 | 18900 | 82.17% | 2 | 0 | 12 |  |  |  |  | R-454B | 1.9167 | Residential & Commercial | USHP | Ducted CEE Tier 1
216634324 | Central HP <5.4 tons | ACIQ | HRCU-A-CB (Split System: Heat Pump with Remote Outdoor Unit-Air-Source) | H5H0V36*K*AAA* |  |  | ESH5X48M12A*+WALLCON | *80CSU0601716B* | 34200 | 17 | 8.5 | 35400 | 25200 | 71.19% | 1.9 | 0 | 9.5 |  |  |  |  | R-454B | 2.85 | Residential & Commercial | USHP
214573776 | Central HP <5.4 tons | KENMORE | HRCU-A-CB (Split System: Heat Pump with Remote Outdoor Unit-Air-Source) | (C,H,T)VH837GKA2* |  |  | EA*4X42L21A*+WALLCON | *97CMN0802120B* | 31800 | 17 | 8.5 | 32800 | 24400 | 74.39% | 1.9 | 0 | 11 |  |  |  |  | R-410A | 2.65 | Residential & Commercial | USHP | Ducted CEE Tier 1
214719891 | Central HP <5.4 tons | CHAMPION HEATING AND COOLING | HRCU-A-CB (Split System: Heat Pump with Remote Outdoor Unit-Air-Source) | HH860E2S11 |  |  | CTU60C5XGS1+TXV | TM8E080C20MP11 | 44500 | 17 | 9 | 45000 | 33800 | 75.11% | 2 | 0 | 11.7 |  |  |  |  | R-454B | 3.7083 | Residential & Commercial | USHP | Ducted CEE Tier 1
210596544 | Central HP <5.4 tons | BRYANT HEATING AND COOLING SYSTEMS | HRCU-A-CB (Split System: Heat Pump with Remote Outdoor Unit-Air-Source) | 288BNV037*0**A* |  |  | CAP**6121AL*+UI | 935CA60080C21*** | 33200 | 18 | 8.5 | 32000 | 24800 | 77.5% | 2 | 0 | 11.5 |  |  |  |  | R-410A | 2.7667 | Residential & Commercial | USHP | Ducted CEE Tier 1
215936692 | Central HP <5.4 tons | KENMORE | HRCU-A-CB (Split System: Heat Pump with Remote Outdoor Unit-Air-Source) | (C,H,T)5H3V36*K*AAA* |  |  | EVD5X60M21A*+WALLCON | *97CMN0801714B* | 35400 | 21.5 | 8.5 | 38500 | 29000 | 75.32% | 2.02 | 0 | 12 |  |  |  |  | R-454B | 2.95 | Residential & Commercial | USHP | Ducted CEE Tier 1
215936762 | Central HP <5.4 tons | KENMORE | HRCU-A-CB (Split System: Heat Pump with Remote Outdoor Unit-Air-Source) | (C,H,T)5H3V36*K*AAA* |  |  | EVD5X60M24A*+WALLCON | *80CTL0902120B* | 35600 | 22 | 8.5 | 38000 | 28400 | 74.74% | 2.04 | 0 | 12.5 |  |  |  |  | R-454B | 2.9667 | Residential & Commercial | USHP | Ducted CEE Tier 1
215936792 | Central HP <5.4 tons | KENMORE | HRCU-A-CB (Split System: Heat Pump with Remote Outdoor Unit-Air-Source) | (C,H,T)5H3V36*K*AAA* |  |  | EVD5X60M24A*+WALLCON | *95CSU0802120B* | 35400 | 21.5 | 8.5 | 38000 | 28600 | 75.26% | 2.04 | 0 | 12 |  |  |  |  | R-454B | 2.95 | Residential & Commercial | USHP | Ducted CEE Tier 1
214573686 | Central HP <5.4 tons | KENMORE | HRCU-A-CB (Split System: Heat Pump with Remote Outdoor Unit-Air-Source) | (C,H,T)VH837GKA2* |  |  | EA*4X37L21A*+WALLCON | *95CSU0802120B* | 32800 | 17.5 | 8.5 | 32800 | 25200 | 76.83% | 2 | 0 | 11 |  |  |  |  | R-410A | 2.7333 | Residential & Commercial | USHP | Ducted CEE Tier 1
214719979 | Central HP <5.4 tons | CHAMPION HEATING AND COOLING | HRCU-A-CB (Split System: Heat Pump with Remote Outdoor Unit-Air-Source) | HH860E2S11 |  |  | CTU60C5XGS1+TXV | TM9E100C16MP12 | 44500 | 18 | 9 | 46000 | 34400 | 74.78% | 2 | 0 | 11 |  |  |  |  | R-454B | 3.7083 | Residential & Commercial | USHP | Ducted CEE Tier 1
214719856 | Central HP <5.4 tons | CHAMPION HEATING AND COOLING | HRCU-A-CB (Split System: Heat Pump with Remote Outdoor Unit-Air-Source) | HH836E2S11 |  |  | CTU48C5XFS1+TXV | TMLE100C16MP11 | 33400 | 19 | 9 | 31400 | 25400 | 80.89% | 2 | 0 | 11 |  |  |  |  | R-454B | 2.7833 | Residential & Commercial | USHP | Ducted CEE Tier 1
215938371 | Central HP <5.4 tons | KEEPRITE | HRCU-A-CB (Split System: Heat Pump with Remote Outdoor Unit-Air-Source) | C5H3V48*K*AAA* |  |  | EVD5X60M24A*+WALLCON | *97CMN1002122B* | 45500 | 20.5 | 8.1 | 52500 | 38000 | 72.38% | 1.9 | 0 | 11.5 |  |  |  |  | R-454B | 3.7917 | Residential & Commercial | USHP | Ducted CEE Tier 1
215938451 | Central HP <5.4 tons | KEEPRITE | HRCU-A-CB (Split System: Heat Pump with Remote Outdoor Unit-Air-Source) | C5H3V48*K*AAA* |  |  | EVD5X61M21A*+WALLCON | *80CTL0901716B* | 45000 | 21 | 8.1 | 53500 | 37600 | 70.28% | 1.95 | 0 | 12 |  |  |  |  | R-454B | 3.75 | Residential & Commercial | USHP | Ducted CEE Tier 1
211756627 | Central HP <5.4 tons | LPS Legacy | HRCU-A-CB (Split System: Heat Pump with Remote Outdoor Unit-Air-Source) | DLCSRBH18AAK |  |  | DLFSABH18XBK | 0 | 18000 | 17.6 | 9.6 | 19000 | 17000 | 89.47% | 2 | 12.5 | 11.7 |  |  |  |  | R-410A | 1.5 | Residential & Commercial | USHP | Ducted CEE Tier 1
212546250 | Central HP <5.4 tons | iFLOW | HRCU-A-C (Split System: Heat Pump with Remote Outdoor Unit with No Indoor Fan --Air Source) | 70HPIC30A |  |  | 70C3036CA | 0 | 30000 | 15.5 | 9.7 | 33000 | 27000 | 81.82% | 1.85 | 10.7 | 10.5 |  |  |  |  | R-410A | 2.5 | Residential & Commercial | USHP | Ducted CEE Tier 1
214651100 | Central HP <5.4 tons | CHAMPION HEATING AND COOLING | HRCU-A-CB (Split System: Heat Pump with Remote Outdoor Unit-Air-Source) | HH860E2S11 |  |  | CTU60D5XHS1+TXV | TMLE130D20MP11 | 54000 | 19 | 8.5 | 55000 | 38500 | 70% | 2 | 0 | 11.7 |  |  |  |  | R-454B | 4.5 | Residential & Commercial | USHP | Ducted CEE Tier 1
215933822 | Central HP <5.4 tons | KENMORE | HRCU-A-CB (Split System: Heat Pump with Remote Outdoor Unit-Air-Source) | (C,H,T)5H3V36*K*AAA* |  |  | ESH5X60M12A*+WALLCON | *80CTL1352422B* | 34200 | 19.5 | 9 | 34400 | 26000 | 75.58% | 1.96 | 0 | 11.7 |  |  |  |  | R-454B | 2.85 | Residential & Commercial | USHP | Ducted CEE Tier 1
215933972 | Central HP <5.4 tons | KENMORE | HRCU-A-CB (Split System: Heat Pump with Remote Outdoor Unit-Air-Source) | (C,H,T)5H3V36*K*AAA* |  |  | FCMA5B60L0D*+WALLCON | 0 | 35000 | 22 | 9.5 | 33400 | 25200 | 75.45% | 2.08 | 0 | 13 |  |  |  |  | R-454B | 2.9167 | Residential & Commercial | USHP | Ducted CEE Tier 1
214573696 | Central HP <5.4 tons | KENMORE | HRCU-A-CB (Split System: Heat Pump with Remote Outdoor Unit-Air-Source) | (C,H,T)VH837GKA2* |  |  | EA*4X37L21A*+WALLCON | *95CSU1002122B* | 33000 | 17.5 | 8.5 | 32600 | 25000 | 76.69% | 2 | 0 | 11.5 |  |  |  |  | R-410A | 2.75 | Residential & Commercial | USHP | Ducted CEE Tier 1
214720182 | Central HP <5.4 tons | CHAMPION HEATING AND COOLING | HRCU-A-CB (Split System: Heat Pump with Remote Outdoor Unit-Air-Source) | HH860E2S11 |  |  | CTU60C5XGS1+TXV | TMLE120C16MP11 | 44500 | 18 | 9 | 45500 | 34200 | 75.16% | 2 | 0 | 11 |  |  |  |  | R-454B | 3.7083 | Residential & Commercial | USHP | Ducted CEE Tier 1
215934592 | Central HP <5.4 tons | KENMORE | HRCU-A-CB (Split System: Heat Pump with Remote Outdoor Unit-Air-Source) | (C,H,T)5H3V48*K*AAA* |  |  | ESH5X60M12A*+WALLCON | *95CSU1002122B* | 45000 | 20.5 | 9 | 48500 | 36400 | 75.05% | 1.84 | 0 | 11.5 |  |  |  |  | R-454B | 3.75 | Residential & Commercial | USHP | Ducted CEE Tier 1
214720112 | Central HP <5.4 tons | CHAMPION HEATING AND COOLING | HRCU-A-CB (Split System: Heat Pump with Remote Outdoor Unit-Air-Source) | HH860E2S11 |  |  | CTU60C5XGS1+TXV | TM8E100C20MP11 | 44500 | 17 | 9 | 45000 | 33800 | 75.11% | 2 | 0 | 11.7 |  |  |  |  | R-454B | 3.7083 | Residential & Commercial | USHP | Ducted CEE Tier 1
216010753 | Central HP <5.4 tons | CHAMPION HEATING AND COOLING | HRCU-A-CB (Split System: Heat Pump with Remote Outdoor Unit-Air-Source) | HH824E2S11 |  |  | CTM36B5ADS1 | Z8ET080B12LMPS1 | 23000 | 19 | 9.5 | 23000 | 18600 | 80.87% | 2 | 0 | 12 |  |  |  |  | R-454B | 1.9167 | Residential & Commercial | USHP | Ducted CEE Tier 1
215932542 | Central HP <5.4 tons | KENMORE | HRCU-A-CB (Split System: Heat Pump with Remote Outdoor Unit-Air-Source) | (C,H,T)5H3V36*K*AAA* |  |  | EA*5X60M24A*+WALLCON | *80CTL0702120B* | 34000 | 20.5 | 9.5 | 34200 | 26000 | 76.02% | 2.04 | 0 | 11.7 |  |  |  |  | R-454B | 2.8333 | Residential & Commercial | USHP | Ducted CEE Tier 1
214719984 | Central HP <5.4 tons | CHAMPION HEATING AND COOLING | HRCU-A-CB (Split System: Heat Pump with Remote Outdoor Unit-Air-Source) | HH860E2S11 |  |  | CTU60C5XGS1+TXV | TM9E100C20MP12 | 44500 | 17 | 9 | 45000 | 33800 | 75.11% | 2 | 0 | 11.7 |  |  |  |  | R-454B | 3.7083 | Residential & Commercial | USHP | Ducted CEE Tier 1
214720034 | Central HP <5.4 tons | CHAMPION HEATING AND COOLING | HRCU-A-CB (Split System: Heat Pump with Remote Outdoor Unit-Air-Source) | HH860E2S11 |  |  | CTU60C5XGS1+TXV | TM9V080C16MP12 | 43500 | 17 | 9 | 44000 | 33600 | 76.36% | 2 | 0 | 11 |  |  |  |  | R-454B | 3.625 | Residential & Commercial | USHP | Ducted CEE Tier 1
206790135 | Central HP <5.4 tons | BRYANT HEATING AND COOLING SYSTEMS | HRCU-A-CB (Split System: Heat Pump with Remote Outdoor Unit-Air-Source) | 284ANV024*0**B* |  |  | CAP**3617AL*+UI | 88*TA36045C17*** | 23200 | 19.5 | 10 | 26800 | 20000 | 74.63% | 2.38 | 14 | 12.5 |  |  |  |  | R-410A | 1.9333 | Residential & Commercial | USHP | Ducted CEE Tier 1
214396362 | Central HP <5.4 tons | CHAMPION HEATING AND COOLING | HRCU-A-CB (Split System: Heat Pump with Remote Outdoor Unit-Air-Source) | HH860E2S11 |  |  | CTF60D5CJS1 | TM9V120D20MP12 | 53000 | 19 | 9 | 55000 | 39500 | 71.82% | 2 | 0 | 11 |  |  |  |  | R-454B | 4.4167 | Residential & Commercial | USHP | Ducted CEE Tier 1
214720132 | Central HP <5.4 tons | CHAMPION HEATING AND COOLING | HRCU-A-CB (Split System: Heat Pump with Remote Outdoor Unit-Air-Source) | HH860E2S11 |  |  | CTU60C5XGS1+TXV | TM9E080C16MP12 | 44500 | 18 | 9 | 45500 | 34400 | 75.6% | 2 | 0 | 11 |  |  |  |  | R-454B | 3.7083 | Residential & Commercial | USHP | Ducted CEE Tier 1
214397103 | Central HP <5.4 tons | CHAMPION HEATING AND COOLING | HRCU-A-CB (Split System: Heat Pump with Remote Outdoor Unit-Air-Source) | HH824E2S11 |  |  | CTF36B5ADS1+JME08B2SN1 | 0 | 23000 | 19 | 9.5 | 23000 | 18000 | 78.26% | 2 | 0 | 12 |  |  |  |  | R-454B | 1.9167 | Residential & Commercial | USHP | Ducted CEE Tier 1
215935162 | Central HP <5.4 tons | KENMORE | HRCU-A-CB (Split System: Heat Pump with Remote Outdoor Unit-Air-Source) | (C,H,T)5H3V36*K*AAA* |  |  | EVM5X60M21A*+WALLCON | *80CSU0601716A* | 35600 | 22 | 8.5 | 38000 | 28600 | 75.26% | 2.02 | 0 | 12 |  |  |  |  | R-454B | 2.9667 | Residential & Commercial | USHP | Ducted CEE Tier 1
214720214 | Central HP <5.4 tons | CHAMPION HEATING AND COOLING | HRCU-A-CB (Split System: Heat Pump with Remote Outdoor Unit-Air-Source) | HH836E2S11 |  |  | CTU48C5XFS1+TXV | TM9Y100C16MP11 | 33200 | 19 | 9 | 31400 | 25400 | 80.89% | 2 | 0 | 11 |  |  |  |  | R-454B | 2.7667 | Residential & Commercial | USHP | Ducted CEE Tier 1
216508725 | Central HP <5.4 tons | CHAMPION HEATING AND COOLING | HRCU-A-CB (Split System: Heat Pump with Remote Outdoor Unit-Air-Source) | HH836E2S11 |  |  | CTF30A5ADS1 | TM8Y060A12MP11 | 32600 | 18 | 8.5 | 30600 | 25200 | 82.35% | 2 | 0 | 11 |  |  |  |  | R-454B | 2.7167 | Residential & Commercial | USHP | Ducted CEE Tier 1
215931792 | Central HP <5.4 tons | KENMORE | HRCU-A-CB (Split System: Heat Pump with Remote Outdoor Unit-Air-Source) | (C,H,T)5H3V60*K*AAA* |  |  | EA*5X61M24A*+WALLCON | *96CTN1202422B* | 57000 | 18.5 | 8.5 | 60500 | 46500 | 76.86% | 2.02 | 0 | 11.5 |  |  |  |  | R-454B | 4.75 | Residential & Commercial | USHP | Ducted CEE Tier 1
213297886 | Central HP <5.4 tons | CHAMPION HEATING AND COOLING | HRCU-A-CB (Split System: Heat Pump with Remote Outdoor Unit-Air-Source) | HMH72B341 |  |  | XAFB30CXXN1+TXV | Z9ES080B12SMPS1 | 32600 | 17 | 8.1 | 33000 | 23200 | 70.3% | 2.02 | 0 | 9.5 |  |  |  |  | R-410A | 2.7167 | Residential & Commercial | USHP
215866623 | Central HP <5.4 tons | KADEN | HRCU-A-CB (Split System: Heat Pump with Remote Outdoor Unit-Air-Source) | KOB-UUX24HP-2AAMA |  |  | KIB-UUX24AH-2AAMA | 0 | 24000 | 18.1 | 9.7 | 26000 | 21600 | 83.08% | 1.87 | 0 | 11 |  |  |  |  | R-454B | 2 | Residential & Commercial | USHP | Ducted CEE Tier 1
216734394 | Central HP <5.4 tons | KEEPRITE | HRCU-A-CB (Split System: Heat Pump with Remote Outdoor Unit-Air-Source) | D5CUHAH24AAK |  |  | EA*5X36M17A* | *80MS(N,L)0701712A* | 22200 | 16.5 | 8.1 | 20800 | 18600 | 89.42% | 1.85 | 0 | 11 |  |  |  |  | R-454B | 1.85 | Residential & Commercial | USHP | Ducted CEE Tier 1
206790374 | Central HP <5.4 tons | BRYANT HEATING AND COOLING SYSTEMS | HRCU-A-CB (Split System: Heat Pump with Remote Outdoor Unit-Air-Source) | 284ANV036*0**B* |  |  | CAP**6124AL*+UI | 987MB60060C21*** | 34600 | 19 | 9 | 34800 | 25200 | 72.41% | 2 | 12.5 | 12 |  |  |  |  | R-410A | 2.8833 | Residential & Commercial | USHP | Ducted CEE Tier 1
206790390 | Central HP <5.4 tons | BRYANT HEATING AND COOLING SYSTEMS | HRCU-A-CB (Split System: Heat Pump with Remote Outdoor Unit-Air-Source) | 284ANV036*0**B* |  |  | CNPV*4221AL*+UI | 88*TA48090C17*** | 33200 | 19.5 | 9 | 35200 | 26600 | 75.57% | 2 | 12.5 | 12 |  |  |  |  | R-410A | 2.7667 | Residential & Commercial | USHP | Ducted CEE Tier 1
216633993 | Central HP <5.4 tons | ACIQ | HRCU-A-CB (Split System: Heat Pump with Remote Outdoor Unit-Air-Source) | H5H0V48*K*AAA* |  |  | EVD5X60M21A*+WALLCON | *96CTN1002122B* | 48000 | 19 | 9 | 50000 | 36600 | 73.2% | 2 | 0 | 10 |  |  |  |  | R-454B | 4 | Residential & Commercial | USHP | Ducted CEE Tier 1
216634475 | Central HP <5.4 tons | ACIQ | HRCU-A-CB (Split System: Heat Pump with Remote Outdoor Unit-Air-Source) | H5H0V48*K*AAA* |  |  | EA*5X60M24A*+WALLCON | *80CSU1002120B* | 45000 | 17.5 | 9 | 47500 | 33600 | 70.74% | 2.06 | 0 | 9.5 |  |  |  |  | R-454B | 3.75 | Residential & Commercial | USHP
215931842 | Central HP <5.4 tons | KENMORE | HRCU-A-CB (Split System: Heat Pump with Remote Outdoor Unit-Air-Source) | (C,H,T)5H3V60*K*AAA* |  |  | ESH5X60M12A*+WALLCON | *80CTL1102120B* | 56500 | 18 | 8.1 | 61000 | 46000 | 75.41% | 2 | 0 | 11.5 |  |  |  |  | R-454B | 4.7083 | Residential & Commercial | USHP | Ducted CEE Tier 1
216739034 | Central HP <5.4 tons | KEEPRITE | HRCU-A-CB (Split System: Heat Pump with Remote Outdoor Unit-Air-Source) | D5CUHAH24AAK |  |  | FHMA5*24L*B* | 0 | 23000 | 15.5 | 8.5 | 21400 | 19200 | 89.72% | 1.98 | 0 | 11 |  |  |  |  | R-454B | 1.9167 | Residential & Commercial | USHP | Ducted CEE Tier 1
216738398 | Central HP <5.4 tons | KEEPRITE | HRCU-A-CB (Split System: Heat Pump with Remote Outdoor Unit-Air-Source) | D5CUHAH24AAK |  |  | ESH5X36M12A* | *97CMN0601714B* | 22600 | 15.5 | 8.1 | 20800 | 18500 | 88.94% | 1.85 | 0 | 10.5 |  |  |  |  | R-454B | 1.8833 | Residential & Commercial | USHP | Ducted CEE Tier 1
214720167 | Central HP <5.4 tons | CHAMPION HEATING AND COOLING | HRCU-A-CB (Split System: Heat Pump with Remote Outdoor Unit-Air-Source) | HH860E2S11 |  |  | CTU60C5XGS1+TXV | TMLE100C16MP11 | 44500 | 18 | 9 | 45500 | 34200 | 75.16% | 2 | 0 | 11 |  |  |  |  | R-454B | 3.7083 | Residential & Commercial | USHP | Ducted CEE Tier 1
206790069 | Central HP <5.4 tons | BRYANT HEATING AND COOLING SYSTEMS | HRCU-A-CB (Split System: Heat Pump with Remote Outdoor Unit-Air-Source) | 284ANV024*0**B* |  |  | CNPV*3621AL*+UI | 88*TA48090C17*** | 23400 | 21 | 10 | 26600 | 19800 | 74.44% | 2.42 | 14 | 13.5 |  |  |  |  | R-410A | 1.95 | Residential & Commercial | USHP | Ducted CEE Tier 1
206790188 | Central HP <5.4 tons | BRYANT HEATING AND COOLING SYSTEMS | HRCU-A-CB (Split System: Heat Pump with Remote Outdoor Unit-Air-Source) | 284ANV024*0**B* |  |  | CNPV*4221AL*+UI | 986TC42080C17*** | 23400 | 20 | 10 | 26600 | 19900 | 74.81% | 2.44 | 14 | 13 |  |  |  |  | R-410A | 1.95 | Residential & Commercial | USHP | Ducted CEE Tier 1
206790237 | Central HP <5.4 tons | BRYANT HEATING AND COOLING SYSTEMS | HRCU-A-CB (Split System: Heat Pump with Remote Outdoor Unit-Air-Source) | 284ANV024*0**B* |  |  | CAP**3621AL*+UI | 83*CA36040C17*** | 23400 | 20.5 | 10 | 26600 | 19800 | 74.44% | 2.42 | 14 | 13 |  |  |  |  | R-410A | 1.95 | Residential & Commercial | USHP | Ducted CEE Tier 1
215934142 | Central HP <5.4 tons | KENMORE | HRCU-A-CB (Split System: Heat Pump with Remote Outdoor Unit-Air-Source) | (C,H,T)5H3V48*K*AAA* |  |  | EA*5X61M21A*+WALLCON | *80CSU1002120A* | 45000 | 21 | 9.5 | 48500 | 37000 | 76.29% | 2 | 0 | 11 |  |  |  |  | R-454B | 3.75 | Residential & Commercial | USHP | Ducted CEE Tier 1
215934072 | Central HP <5.4 tons | KENMORE | HRCU-A-CB (Split System: Heat Pump with Remote Outdoor Unit-Air-Source) | (C,H,T)5H3V48*K*AAA* |  |  | EA*5X48M21A*+WALLCON | *97CMN0802120B* | 43500 | 20.5 | 9.5 | 48000 | 36600 | 76.25% | 2 | 0 | 10.5 |  |  |  |  | R-454B | 3.625 | Residential & Commercial | USHP | Ducted CEE Tier 1
215933992 | Central HP <5.4 tons | KENMORE | HRCU-A-CB (Split System: Heat Pump with Remote Outdoor Unit-Air-Source) | (C,H,T)5H3V48*K*AAA* |  |  | EA*5X48M21A*+WALLCON | *80CTL0701716B* | 43000 | 20 | 9 | 48500 | 37200 | 76.7% | 2 | 0 | 10.5 |  |  |  |  | R-454B | 3.5833 | Residential & Commercial | USHP | Ducted CEE Tier 1
214609051 | Central HP <5.4 tons | CHAMPION HEATING AND COOLING | HRCU-A-CB (Split System: Heat Pump with Remote Outdoor Unit-Air-Source) | HH860E2S11 |  |  | CTF60C5CHS1 | Z9ES100C20SMPS1 | 53000 | 19 | 8.5 | 54000 | 38500 | 71.3% | 2 | 0 | 11 |  |  |  |  | R-454B | 4.4167 | Residential & Commercial | USHP | Ducted CEE Tier 1
215933472 | Central HP <5.4 tons | KENMORE | HRCU-A-CB (Split System: Heat Pump with Remote Outdoor Unit-Air-Source) | (C,H,T)5H3V36*K*AAA* |  |  | ESH5X42M12A*+WALLCON | *96CTN0601714B* | 33200 | 18.5 | 9 | 34200 | 26200 | 76.61% | 1.94 | 0 | 10.5 |  |  |  |  | R-454B | 2.7667 | Residential & Commercial | USHP | Ducted CEE Tier 1
215933172 | Central HP <5.4 tons | KENMORE | HRCU-A-CB (Split System: Heat Pump with Remote Outdoor Unit-Air-Source) | (C,H,T)5H3V36*K*AAA* |  |  | ESH5X36M12A*+WALLCON | *97CMN0601714B* | 33000 | 18.5 | 9 | 34400 | 26200 | 76.16% | 1.92 | 0 | 10.5 |  |  |  |  | R-454B | 2.75 | Residential & Commercial | USHP | Ducted CEE Tier 1
216411139 | Central HP <5.4 tons | CHAMPION HEATING AND COOLING | HRCU-A-CB (Split System: Heat Pump with Remote Outdoor Unit-Air-Source) | HMH72B341 |  |  | XAFC36DBCN1 | Z9ET080C16SMPS1 | 34800 | 17.5 | 8.5 | 35000 | 24600 | 70.29% | 2.04 | 0 | 9.5 |  |  |  |  | R-410A | 2.9 | Residential & Commercial | USHP
215319176 | Central HP <5.4 tons | LPS Legacy | HRCU-A-CB (Split System: Heat Pump with Remote Outdoor Unit-Air-Source) | D5CURAH24AAK |  |  | D5FUAAH24XAK | 0 | 24000 | 18.2 | 9.7 | 26000 | 21600 | 83.08% | 1.87 | 0 | 11 |  |  |  |  | R-454B | 2 | Residential & Commercial | USHP | Ducted CEE Tier 1
211263547 | Central HP <5.4 tons | BRYANT HEATING AND COOLING SYSTEMS | HRCU-A-CB (Split System: Heat Pump with Remote Outdoor Unit-Air-Source) | 38MURAQ18AB3* |  |  | CNPV*2417AL* | OVLAAB036098 | 18100 | 15.5 | 8.5 | 19100 | 18700 | 97.91% | 2.24 | 0 | 10.5 |  |  |  |  | R-410A | 1.5083 | Residential & Commercial | USHP | Ducted CEE Tier 1
213067320 | Central HP <5.4 tons | ACIQ | HRCU-A-CB (Split System: Heat Pump with Remote Outdoor Unit-Air-Source) | HVH825GKA3* |  |  | EA*4X48L21A*+WALLCON | *80CSU0401712A* | 24200 | 17 | 8.1 | 21000 | 16500 | 78.57% | 2.02 | 0 | 11 |  |  |  |  | R-410A | 2.0167 | Residential & Commercial | USHP | Ducted CEE Tier 1
213067323 | Central HP <5.4 tons | ACIQ | HRCU-A-CB (Split System: Heat Pump with Remote Outdoor Unit-Air-Source) | HVH825GKA3* |  |  | EA*4X48L21A*+WALLCON | *80CTL0451712A* | 24000 | 16.5 | 8.1 | 21000 | 16700 | 79.52% | 2 | 0 | 11 |  |  |  |  | R-410A | 2 | Residential & Commercial | USHP | Ducted CEE Tier 1
213067371 | Central HP <5.4 tons | ACIQ | HRCU-A-CB (Split System: Heat Pump with Remote Outdoor Unit-Air-Source) | HVH825GKA3* |  |  | EN(A,D,W)4X48L21**+WALLCON | *95CSU1002122A* | 24200 | 17 | 8.1 | 21200 | 16600 | 78.3% | 2.02 | 0 | 11.5 |  |  |  |  | R-410A | 2.0167 | Residential & Commercial | USHP | Ducted CEE Tier 1
214650371 | Central HP <5.4 tons | CHAMPION HEATING AND COOLING | HRCU-A-CB (Split System: Heat Pump with Remote Outdoor Unit-Air-Source) | HH824E2S11 |  |  | CTU36B5XDS1+TXV | TM9Y060B12MP11 | 23000 | 18 | 9.5 | 23000 | 18400 | 80% | 2 | 0 | 12 |  |  |  |  | R-454B | 1.9167 | Residential & Commercial | USHP | Ducted CEE Tier 1
214651257 | Central HP <5.4 tons | CHAMPION HEATING AND COOLING | HRCU-A-CB (Split System: Heat Pump with Remote Outdoor Unit-Air-Source) | HH824E2S11 |  |  | CTU36B5XDS1+TXV | TM9V060B12MP12 | 23000 | 18 | 9.5 | 23000 | 18800 | 81.74% | 2 | 0 | 12 |  |  |  |  | R-454B | 1.9167 | Residential & Commercial | USHP | Ducted CEE Tier 1
206790433 | Central HP <5.4 tons | BRYANT HEATING AND COOLING SYSTEMS | HRCU-A-CB (Split System: Heat Pump with Remote Outdoor Unit-Air-Source) | 284ANV036*0**B* |  |  | CSPH*3612AL*+UI | 986TC42080C17*** | 33400 | 18 | 9 | 35400 | 26400 | 74.58% | 2 | 12 | 11 |  |  |  |  | R-410A | 2.7833 | Residential & Commercial | USHP | Ducted CEE Tier 1
206790483 | Central HP <5.4 tons | BRYANT HEATING AND COOLING SYSTEMS | HRCU-A-CB (Split System: Heat Pump with Remote Outdoor Unit-Air-Source) | 284ANV036*0**B* |  |  | CSPH*6012AL*+UI | 987MB42080C17*** | 34200 | 18.5 | 9 | 35000 | 25600 | 73.14% | 2.02 | 12.5 | 11.7 |  |  |  |  | R-410A | 2.85 | Residential & Commercial | USHP | Ducted CEE Tier 1
206790506 | Central HP <5.4 tons | BRYANT HEATING AND COOLING SYSTEMS | HRCU-A-CB (Split System: Heat Pump with Remote Outdoor Unit-Air-Source) | 284ANV036*0**B* |  |  | CAP**4321AL*+UI | 83*CA60100C21*** | 34000 | 19 | 9.5 | 35200 | 25800 | 73.3% | 2.02 | 12.5 | 12 |  |  |  |  | R-410A | 2.8333 | Residential & Commercial | USHP | Ducted CEE Tier 1
215936912 | Central HP <5.4 tons | KENMORE | HRCU-A-CB (Split System: Heat Pump with Remote Outdoor Unit-Air-Source) | (C,H,T)5H3V36*K*AAA* |  |  | EVD5X61M21A*+WALLCON | *97CMN0801714B* | 35600 | 21.5 | 8.5 | 38000 | 28800 | 75.79% | 2.04 | 0 | 12 |  |  |  |  | R-454B | 2.9667 | Residential & Commercial | USHP | Ducted CEE Tier 1
215937862 | Central HP <5.4 tons | KENMORE | HRCU-A-CB (Split System: Heat Pump with Remote Outdoor Unit-Air-Source) | (C,H,T)5H3V48*K*AAA* |  |  | EVD5X48M21A*+WALLCON | *96CTN1002122B* | 44500 | 20 | 8.1 | 52000 | 38500 | 74.04% | 2 | 0 | 11 |  |  |  |  | R-454B | 3.7083 | Residential & Commercial | USHP | Ducted CEE Tier 1
214398731 | Central HP <5.4 tons | CHAMPION HEATING AND COOLING | HRCU-A-CB (Split System: Heat Pump with Remote Outdoor Unit-Air-Source) | HH860E2S11 |  |  | CTM60D5CGS1 | TP9C120D20MP13 | 44000 | 18 | 9 | 44000 | 33400 | 75.91% | 2 | 0 | 11.7 |  |  |  |  | R-454B | 3.6667 | Residential & Commercial | USHP | Ducted CEE Tier 1
214398025 | Central HP <5.4 tons | CHAMPION HEATING AND COOLING | HRCU-A-CB (Split System: Heat Pump with Remote Outdoor Unit-Air-Source) | HH860E2S11 |  |  | CTM60C5CHS1 | TM8E080C20MP11 | 53500 | 19 | 8.5 | 54000 | 39000 | 72.22% | 2 | 0 | 11 |  |  |  |  | R-454B | 4.4583 | Residential & Commercial | USHP | Ducted CEE Tier 1
215931852 | Central HP <5.4 tons | KENMORE | HRCU-A-CB (Split System: Heat Pump with Remote Outdoor Unit-Air-Source) | (C,H,T)5H3V60*K*AAA* |  |  | ESH5X60M12A*+WALLCON | *95CSU0802120B* | 56000 | 17.5 | 8.1 | 61000 | 46000 | 75.41% | 1.95 | 0 | 11 |  |  |  |  | R-454B | 4.6667 | Residential & Commercial | USHP | Ducted CEE Tier 1
215931902 | Central HP <5.4 tons | KENMORE | HRCU-A-CB (Split System: Heat Pump with Remote Outdoor Unit-Air-Source) | (C,H,T)5H3V60*K*AAA* |  |  | ESH5X60M12A*+WALLCON | *97CMN1202422B* | 56000 | 17.5 | 8.1 | 61000 | 46000 | 75.41% | 1.95 | 0 | 11 |  |  |  |  | R-454B | 4.6667 | Residential & Commercial | USHP | Ducted CEE Tier 1
215931652 | Central HP <5.4 tons | KENMORE | HRCU-A-CB (Split System: Heat Pump with Remote Outdoor Unit-Air-Source) | (C,H,T)5H3V60*K*AAA* |  |  | EA*5X60M24A*+WALLCON | *96CTN1202422B* | 56000 | 18.5 | 8.5 | 60500 | 46000 | 76.03% | 2.06 | 0 | 11 |  |  |  |  | R-454B | 4.6667 | Residential & Commercial | USHP | Ducted CEE Tier 1
214719953 | Central HP <5.4 tons | CHAMPION HEATING AND COOLING | HRCU-A-CB (Split System: Heat Pump with Remote Outdoor Unit-Air-Source) | HH860E2S11 |  |  | CTU60C5XGS1+TXV | TM8V100C20MP12 | 44500 | 18 | 9 | 45000 | 33800 | 75.11% | 2 | 0 | 11 |  |  |  |  | R-454B | 3.7083 | Residential & Commercial | USHP | Ducted CEE Tier 1
215935112 | Central HP <5.4 tons | KENMORE | HRCU-A-CB (Split System: Heat Pump with Remote Outdoor Unit-Air-Source) | (C,H,T)5H3V36*K*AAA* |  |  | EVM5X49M21A*+WALLCON | *97CMN0802120B* | 35600 | 21.5 | 8.5 | 38000 | 28600 | 75.26% | 2.04 | 0 | 12 |  |  |  |  | R-454B | 2.9667 | Residential & Commercial | USHP | Ducted CEE Tier 1
215934692 | Central HP <5.4 tons | KENMORE | HRCU-A-CB (Split System: Heat Pump with Remote Outdoor Unit-Air-Source) | (C,H,T)5H3V36*K*AAA* |  |  | EVM5X32M17A*+WALLCON | *97CMN0601714B* | 35000 | 21 | 8.5 | 38000 | 28000 | 73.68% | 2.06 | 0 | 11.5 |  |  |  |  | R-454B | 2.9167 | Residential & Commercial | USHP | Ducted CEE Tier 1
214720066 | Central HP <5.4 tons | CHAMPION HEATING AND COOLING | HRCU-A-CB (Split System: Heat Pump with Remote Outdoor Unit-Air-Source) | HH836E2S11 |  |  | CTU48C5XFS1+TXV | TMLV100C16MP12 | 33400 | 18 | 9 | 31600 | 25400 | 80.38% | 2 | 0 | 11 |  |  |  |  | R-454B | 2.7833 | Residential & Commercial | USHP | Ducted CEE Tier 1
215931872 | Central HP <5.4 tons | KENMORE | HRCU-A-CB (Split System: Heat Pump with Remote Outdoor Unit-Air-Source) | (C,H,T)5H3V60*K*AAA* |  |  | ESH5X60M12A*+WALLCON | *97CMN0602120B* | 55500 | 17 | 8.1 | 61500 | 47000 | 76.42% | 1.95 | 0 | 10.5 |  |  |  |  | R-454B | 4.625 | Residential & Commercial | USHP | Ducted CEE Tier 1
206790572 | Central HP <5.4 tons | BRYANT HEATING AND COOLING SYSTEMS | HRCU-A-CB (Split System: Heat Pump with Remote Outdoor Unit-Air-Source) | 284ANV036*0**B* |  |  | CAP**4821AL*+UI | 987MB42060C17*** | 33400 | 18.5 | 9 | 35400 | 26200 | 74.01% | 2 | 12 | 11 |  |  |  |  | R-410A | 2.7833 | Residential & Commercial | USHP | Ducted CEE Tier 1
214595042 | Central HP <5.4 tons | CHAMPION HEATING AND COOLING | HRCU-A-CB (Split System: Heat Pump with Remote Outdoor Unit-Air-Source) | HH860E2S11 |  |  | CTF60C5CHS1 | Z8ES080C20SMPS1 | 54000 | 19 | 9 | 54000 | 39000 | 72.22% | 2 | 0 | 11.7 |  |  |  |  | R-454B | 4.5 | Residential & Commercial | USHP | Ducted CEE Tier 1
214609114 | Central HP <5.4 tons | CHAMPION HEATING AND COOLING | HRCU-A-CB (Split System: Heat Pump with Remote Outdoor Unit-Air-Source) | HH860E2S11 |  |  | CTF60D5CGS1 | Z9ES120D20SMPS1 | 46000 | 18 | 9 | 47000 | 34200 | 72.77% | 2 | 0 | 11.7 |  |  |  |  | R-454B | 3.8333 | Residential & Commercial | USHP | Ducted CEE Tier 1
206790533 | Central HP <5.4 tons | BRYANT HEATING AND COOLING SYSTEMS | HRCU-A-CB (Split System: Heat Pump with Remote Outdoor Unit-Air-Source) | 284ANV036*0**B* |  |  | CAP**3721AL*+UI | 935CA66100C21*** | 34600 | 19.5 | 9.5 | 35000 | 25600 | 73.14% | 2.06 | 13 | 12.5 |  |  |  |  | R-410A | 2.8833 | Residential & Commercial | USHP | Ducted CEE Tier 1
214651325 | Central HP <5.4 tons | CHAMPION HEATING AND COOLING | HRCU-A-CB (Split System: Heat Pump with Remote Outdoor Unit-Air-Source) | HH824E2S11 |  |  | CTU30B5XCS1+TXV | TM9E060B12MP12 | 23000 | 17 | 9.5 | 23000 | 18900 | 82.17% | 2 | 0 | 11.7 |  |  |  |  | R-454B | 1.9167 | Residential & Commercial | USHP | Ducted CEE Tier 1
214651509 | Central HP <5.4 tons | CHAMPION HEATING AND COOLING | HRCU-A-CB (Split System: Heat Pump with Remote Outdoor Unit-Air-Source) | HH824E2S11 |  |  | CTU36B5XDS1+TXV | Z8ES100B12SMPS1 | 23000 | 19 | 9.5 | 23000 | 18800 | 81.74% | 2 | 0 | 12 |  |  |  |  | R-454B | 1.9167 | Residential & Commercial | USHP | Ducted CEE Tier 1
206790540 | Central HP <5.4 tons | BRYANT HEATING AND COOLING SYSTEMS | HRCU-A-CB (Split System: Heat Pump with Remote Outdoor Unit-Air-Source) | 284ANV036*0**B* |  |  | CAP**4321AL*+UI | 935CA60080C21*** | 34600 | 19.5 | 9.5 | 35000 | 25600 | 73.14% | 2.06 | 12.5 | 12.5 |  |  |  |  | R-410A | 2.8833 | Residential & Commercial | USHP | Ducted CEE Tier 1
206790542 | Central HP <5.4 tons | BRYANT HEATING AND COOLING SYSTEMS | HRCU-A-CB (Split System: Heat Pump with Remote Outdoor Unit-Air-Source) | 284ANV036*0**B* |  |  | CAP**4821AL*+UI | 935CA48060C17*** | 33400 | 19 | 9 | 35200 | 26000 | 73.86% | 2.02 | 12 | 11 |  |  |  |  | R-410A | 2.7833 | Residential & Commercial | USHP | Ducted CEE Tier 1
206790549 | Central HP <5.4 tons | BRYANT HEATING AND COOLING SYSTEMS | HRCU-A-CB (Split System: Heat Pump with Remote Outdoor Unit-Air-Source) | 284ANV036*0**B* |  |  | CNPV*4221AL*+UI | 935CA66100C21*** | 33200 | 19 | 9 | 35200 | 26600 | 75.57% | 2 | 13 | 12 |  |  |  |  | R-410A | 2.7667 | Residential & Commercial | USHP | Ducted CEE Tier 1
206790551 | Central HP <5.4 tons | BRYANT HEATING AND COOLING SYSTEMS | HRCU-A-CB (Split System: Heat Pump with Remote Outdoor Unit-Air-Source) | 284ANV036*0**B* |  |  | CNPV*4821AL*+UI | 935CA66100C21*** | 33800 | 19.5 | 9 | 35000 | 26000 | 74.29% | 2.04 | 13 | 12.5 |  |  |  |  | R-410A | 2.8167 | Residential & Commercial | USHP | Ducted CEE Tier 1
214720009 | Central HP <5.4 tons | CHAMPION HEATING AND COOLING | HRCU-A-CB (Split System: Heat Pump with Remote Outdoor Unit-Air-Source) | HH836E2S11 |  |  | CTU48C5XFS1+TXV | TMLE080C20MP11 | 34600 | 17 | 8.5 | 32800 | 25800 | 78.66% | 2 | 0 | 11 |  |  |  |  | R-454B | 2.8833 | Residential & Commercial | USHP | Ducted CEE Tier 1
216508729 | Central HP <5.4 tons | CHAMPION HEATING AND COOLING | HRCU-A-CB (Split System: Heat Pump with Remote Outdoor Unit-Air-Source) | HH836E2S11 |  |  | CTF30A5ADS1 | TM8E040A12MP11 | 33000 | 18 | 8.5 | 31000 | 25400 | 81.94% | 2 | 0 | 11 |  |  |  |  | R-454B | 2.75 | Residential & Commercial | USHP | Ducted CEE Tier 1
214398293 | Central HP <5.4 tons | CHAMPION HEATING AND COOLING | HRCU-A-CB (Split System: Heat Pump with Remote Outdoor Unit-Air-Source) | HH860E2S11 |  |  | CTF60C5CGS1+JME16C2SN1 | 0 | 45000 | 19 | 9 | 45000 | 33000 | 73.33% | 2 | 0 | 12 |  |  |  |  | R-454B | 3.75 | Residential & Commercial | USHP | Ducted CEE Tier 1
214398313 | Central HP <5.4 tons | CHAMPION HEATING AND COOLING | HRCU-A-CB (Split System: Heat Pump with Remote Outdoor Unit-Air-Source) | HH860E2S11 |  |  | CTM60C5CGS1 | TM9V100C16MP12 | 43500 | 18 | 9 | 44000 | 33200 | 75.45% | 2 | 0 | 11.7 |  |  |  |  | R-454B | 3.625 | Residential & Commercial | USHP | Ducted CEE Tier 1
214397842 | Central HP <5.4 tons | CHAMPION HEATING AND COOLING | HRCU-A-CB (Split System: Heat Pump with Remote Outdoor Unit-Air-Source) | HH860E2S11 |  |  | CTF60D5CGS1+JMET18DS2N1 | 0 | 45500 | 19 | 9.5 | 45500 | 33800 | 74.29% | 2 | 0 | 12 |  |  |  |  | R-454B | 3.7917 | Residential & Commercial | USHP | Ducted CEE Tier 1
214397877 | Central HP <5.4 tons | CHAMPION HEATING AND COOLING | HRCU-A-CB (Split System: Heat Pump with Remote Outdoor Unit-Air-Source) | HH860E2S11 |  |  | CTM60C5CGS1 | TL8E080C16UH11 | 44000 | 18 | 9 | 44500 | 33600 | 75.51% | 2 | 0 | 11.7 |  |  |  |  | R-454B | 3.6667 | Residential & Commercial | USHP | Ducted CEE Tier 1
215940981 | Central HP <5.4 tons | KEEPRITE | HRCU-A-CB (Split System: Heat Pump with Remote Outdoor Unit-Air-Source) | C5H3V48*K*AAA* |  |  | EA*5X48M21A*+WALLCON | *97CTN0802120A* | 43500 | 20.5 | 9.5 | 48000 | 36600 | 76.25% | 1.92 | 0 | 10.5 |  |  |  |  | R-454B | 3.625 | Residential & Commercial | USHP | Ducted CEE Tier 1
215933062 | Central HP <5.4 tons | KENMORE | HRCU-A-CB (Split System: Heat Pump with Remote Outdoor Unit-Air-Source) | (C,H,T)5H3V36*K*AAA* |  |  | ESH5X36M12A*+WALLCON | *80CTL0451712B* | 32800 | 18.5 | 9 | 35800 | 27600 | 77.09% | 1.88 | 0 | 10.5 |  |  |  |  | R-454B | 2.7333 | Residential & Commercial | USHP | Ducted CEE Tier 1
214395398 | Central HP <5.4 tons | CHAMPION HEATING AND COOLING | HRCU-A-CB (Split System: Heat Pump with Remote Outdoor Unit-Air-Source) | HH860E2S11 |  |  | JHC60C5CH2SS1 | 0 | 54000 | 19 | 9 | 54000 | 38500 | 71.3% | 2 | 0 | 11.7 |  |  |  |  | R-454B | 4.5 | Residential & Commercial | USHP | Ducted CEE Tier 1
215933982 | Central HP <5.4 tons | KENMORE | HRCU-A-CB (Split System: Heat Pump with Remote Outdoor Unit-Air-Source) | (C,H,T)5H3V48*K*AAA* |  |  | EA*5X48M21A*+WALLCON | *80CSU1002120A* | 43500 | 20.5 | 9.5 | 48000 | 36600 | 76.25% | 2 | 0 | 10.5 |  |  |  |  | R-454B | 3.625 | Residential & Commercial | USHP | Ducted CEE Tier 1
215931542 | Central HP <5.4 tons | KENMORE | HRCU-A-CB (Split System: Heat Pump with Remote Outdoor Unit-Air-Source) | (C,H,T)5H3V60*K*AAA* |  |  | EA*5X60M24A*+WALLCON | *80CTL0702120B* | 55500 | 18 | 8.1 | 60500 | 46500 | 76.86% | 1.95 | 0 | 11 |  |  |  |  | R-454B | 4.625 | Residential & Commercial | USHP | Ducted CEE Tier 1
214720014 | Central HP <5.4 tons | CHAMPION HEATING AND COOLING | HRCU-A-CB (Split System: Heat Pump with Remote Outdoor Unit-Air-Source) | HH836E2S11 |  |  | CTU48C5XFS1+TXV | Z9ES100C16SMPS1 | 35000 | 18 | 9 | 32600 | 25800 | 79.14% | 2 | 0 | 11 |  |  |  |  | R-454B | 2.9167 | Residential & Commercial | USHP | Ducted CEE Tier 1
214573896 | Central HP <5.4 tons | KENMORE | HRCU-A-CB (Split System: Heat Pump with Remote Outdoor Unit-Air-Source) | (C,H,T)VH837GKA2* |  |  | EA*4X43L21A*+WALLCON | *97CMN0802120B* | 32800 | 17.5 | 8.5 | 32800 | 25200 | 76.83% | 2 | 0 | 11.5 |  |  |  |  | R-410A | 2.7333 | Residential & Commercial | USHP | Ducted CEE Tier 1
214719948 | Central HP <5.4 tons | CHAMPION HEATING AND COOLING | HRCU-A-CB (Split System: Heat Pump with Remote Outdoor Unit-Air-Source) | HH860E2S11 |  |  | CTU60C5XGS1+TXV | TM8V120C20MP12 | 44500 | 18 | 9 | 45000 | 33800 | 75.11% | 2 | 0 | 11 |  |  |  |  | R-454B | 3.7083 | Residential & Commercial | USHP | Ducted CEE Tier 1
214720157 | Central HP <5.4 tons | CHAMPION HEATING AND COOLING | HRCU-A-CB (Split System: Heat Pump with Remote Outdoor Unit-Air-Source) | HH860E2S11 |  |  | CTU60C5XGS1+TXV | TM9Y100C16MP11 | 43500 | 17 | 9 | 44500 | 33800 | 75.96% | 2 | 0 | 11 |  |  |  |  | R-454B | 3.625 | Residential & Commercial | USHP | Ducted CEE Tier 1
214594997 | Central HP <5.4 tons | CHAMPION HEATING AND COOLING | HRCU-A-CB (Split System: Heat Pump with Remote Outdoor Unit-Air-Source) | HH860E2S11 |  |  | CTM60C5CHS1 | Z8ES080C20SMPS1 | 54000 | 19 | 9 | 54000 | 39000 | 72.22% | 2 | 0 | 11.7 |  |  |  |  | R-454B | 4.5 | Residential & Commercial | USHP | Ducted CEE Tier 1
214719896 | Central HP <5.4 tons | CHAMPION HEATING AND COOLING | HRCU-A-CB (Split System: Heat Pump with Remote Outdoor Unit-Air-Source) | HH836E2S11 |  |  | CTU48C5XFS1+TXV | TM9V080C16MP12 | 33200 | 18 | 9 | 31600 | 25400 | 80.38% | 2 | 0 | 11 |  |  |  |  | R-454B | 2.7667 | Residential & Commercial | USHP | Ducted CEE Tier 1
215933222 | Central HP <5.4 tons | KENMORE | HRCU-A-CB (Split System: Heat Pump with Remote Outdoor Unit-Air-Source) | (C,H,T)5H3V36*K*AAA* |  |  | ESH5X36M12A*+WALLCON | *97CMN1202422B* | 33200 | 19 | 9 | 35000 | 26800 | 76.57% | 1.92 | 0 | 11 |  |  |  |  | R-454B | 2.7667 | Residential & Commercial | USHP | Ducted CEE Tier 1
215932672 | Central HP <5.4 tons | KENMORE | HRCU-A-CB (Split System: Heat Pump with Remote Outdoor Unit-Air-Source) | (C,H,T)5H3V36*K*AAA* |  |  | EA*5X61M21A*+WALLCON | *80CSU0601716A* | 34400 | 20.5 | 9.5 | 34400 | 26000 | 75.58% | 2.06 | 0 | 11.7 |  |  |  |  | R-454B | 2.8667 | Residential & Commercial | USHP | Ducted CEE Tier 1
214609119 | Central HP <5.4 tons | CHAMPION HEATING AND COOLING | HRCU-A-CB (Split System: Heat Pump with Remote Outdoor Unit-Air-Source) | HH836E2S11 |  |  | CTM48C5CFS1 | Z9ES080C16SMPS1 | 34400 | 19 | 9 | 32600 | 25800 | 79.14% | 2 | 0 | 11 |  |  |  |  | R-454B | 2.8667 | Residential & Commercial | USHP | Ducted CEE Tier 1
214609178 | Central HP <5.4 tons | CHAMPION HEATING AND COOLING | HRCU-A-CB (Split System: Heat Pump with Remote Outdoor Unit-Air-Source) | HH836E2S11 |  |  | CTM48C5CFS1 | Z9ES080C20SMPS1 | 34000 | 19 | 9 | 32000 | 25600 | 80% | 2 | 0 | 11 |  |  |  |  | R-454B | 2.8333 | Residential & Commercial | USHP | Ducted CEE Tier 1
215932752 | Central HP <5.4 tons | KENMORE | HRCU-A-CB (Split System: Heat Pump with Remote Outdoor Unit-Air-Source) | (C,H,T)5H3V36*K*AAA* |  |  | EA*5X61M21A*+WALLCON | *95CSU0601716B* | 34200 | 20 | 9 | 34800 | 26600 | 76.44% | 1.92 | 0 | 11.5 |  |  |  |  | R-454B | 2.85 | Residential & Commercial | USHP | Ducted CEE Tier 1
215932452 | Central HP <5.4 tons | KENMORE | HRCU-A-CB (Split System: Heat Pump with Remote Outdoor Unit-Air-Source) | (C,H,T)5H3V36*K*AAA* |  |  | EA*5X48M21A*+WALLCON | *80CTL1102120B* | 33400 | 20.5 | 9.5 | 34400 | 26200 | 76.16% | 2.04 | 0 | 11.7 |  |  |  |  | R-454B | 2.7833 | Residential & Commercial | USHP | Ducted CEE Tier 1
206790238 | Central HP <5.4 tons | BRYANT HEATING AND COOLING SYSTEMS | HRCU-A-CB (Split System: Heat Pump with Remote Outdoor Unit-Air-Source) | 284ANV024*0**B* |  |  | CAP**3621AL*+UI | 83*CA48060C17*** | 23000 | 20.5 | 10 | 26600 | 19800 | 74.44% | 2.42 | 14 | 13 |  |  |  |  | R-410A | 1.9167 | Residential & Commercial | USHP | Ducted CEE Tier 1
206790252 | Central HP <5.4 tons | BRYANT HEATING AND COOLING SYSTEMS | HRCU-A-CB (Split System: Heat Pump with Remote Outdoor Unit-Air-Source) | 284ANV024*0**B* |  |  | CAP**3621AL*+UI | 935CA48060C17*** | 23200 | 20 | 10 | 26600 | 19900 | 74.81% | 2.4 | 13.5 | 13 |  |  |  |  | R-410A | 1.9333 | Residential & Commercial | USHP | Ducted CEE Tier 1
214595057 | Central HP <5.4 tons | CHAMPION HEATING AND COOLING | HRCU-A-CB (Split System: Heat Pump with Remote Outdoor Unit-Air-Source) | HH836E2S11 |  |  | CTM48C5CFS1 | Z8ES100C16SMPS1 | 34000 | 19 | 9 | 31600 | 25200 | 79.75% | 2 | 0 | 11 |  |  |  |  | R-454B | 2.8333 | Residential & Commercial | USHP | Ducted CEE Tier 1
206790066 | Central HP <5.4 tons | BRYANT HEATING AND COOLING SYSTEMS | HRCU-A-CB (Split System: Heat Pump with Remote Outdoor Unit-Air-Source) | 284ANV024*0**B* |  |  | CNPV*3621AL*+UI | 987MB60060C21*** | 23200 | 19.5 | 9.5 | 26800 | 20000 | 74.63% | 2.36 | 13 | 13 |  |  |  |  | R-410A | 1.9333 | Residential & Commercial | USHP | Ducted CEE Tier 1
206790180 | Central HP <5.4 tons | BRYANT HEATING AND COOLING SYSTEMS | HRCU-A-CB (Split System: Heat Pump with Remote Outdoor Unit-Air-Source) | 284ANV024*0**B* |  |  | CNPV*4217AL*+UI | 88*TA48070C17*** | 23600 | 20.5 | 10 | 26600 | 19800 | 74.44% | 2.48 | 14 | 13.5 |  |  |  |  | R-410A | 1.9667 | Residential & Commercial | USHP | Ducted CEE Tier 1
206790209 | Central HP <5.4 tons | BRYANT HEATING AND COOLING SYSTEMS | HRCU-A-CB (Split System: Heat Pump with Remote Outdoor Unit-Air-Source) | 284ANV024*0**B* |  |  | CSPH*3612AL*+UI | 986TC42080C17*** | 23600 | 19.5 | 9 | 26600 | 19800 | 74.44% | 2.48 | 14 | 12.5 |  |  |  |  | R-410A | 1.9667 | Residential & Commercial | USHP | Ducted CEE Tier 1
214595022 | Central HP <5.4 tons | CHAMPION HEATING AND COOLING | HRCU-A-CB (Split System: Heat Pump with Remote Outdoor Unit-Air-Source) | HH836E2S11 |  |  | CTM36B5CDS1 | Z8ES080B12SMPS1 | 33600 | 18 | 8.5 | 31200 | 25600 | 82.05% | 2 | 0 | 11 |  |  |  |  | R-454B | 2.8 | Residential & Commercial | USHP | Ducted CEE Tier 1
214719963 | Central HP <5.4 tons | CHAMPION HEATING AND COOLING | HRCU-A-CB (Split System: Heat Pump with Remote Outdoor Unit-Air-Source) | HH860E2S11 |  |  | CTU60C5XGS1+TXV | TPLC100C20MP13 | 44500 | 18 | 9 | 45000 | 33800 | 75.11% | 2 | 0 | 11 |  |  |  |  | R-454B | 3.7083 | Residential & Commercial | USHP | Ducted CEE Tier 1
214719970 | Central HP <5.4 tons | CHAMPION HEATING AND COOLING | HRCU-A-CB (Split System: Heat Pump with Remote Outdoor Unit-Air-Source) | HH860E2S11 |  |  | CTU60C5XGS1+TXV | TPLC120C20MP13 | 44500 | 18 | 9 | 45000 | 33800 | 75.11% | 2 | 0 | 11 |  |  |  |  | R-454B | 3.7083 | Residential & Commercial | USHP | Ducted CEE Tier 1
215931642 | Central HP <5.4 tons | KENMORE | HRCU-A-CB (Split System: Heat Pump with Remote Outdoor Unit-Air-Source) | (C,H,T)5H3V60*K*AAA* |  |  | EA*5X60M24A*+WALLCON | *96CTN1002122B* | 55500 | 18.5 | 8.5 | 60500 | 46000 | 76.03% | 2.06 | 0 | 11 |  |  |  |  | R-454B | 4.625 | Residential & Commercial | USHP | Ducted CEE Tier 1
215931692 | Central HP <5.4 tons | KENMORE | HRCU-A-CB (Split System: Heat Pump with Remote Outdoor Unit-Air-Source) | (C,H,T)5H3V60*K*AAA* |  |  | EA*5X61M24A*+WALLCON | *80CTL0702120B* | 56500 | 18.5 | 8.5 | 60500 | 47000 | 77.69% | 2.02 | 0 | 11 |  |  |  |  | R-454B | 4.7083 | Residential & Commercial | USHP | Ducted CEE Tier 1
214719695 | Central HP <5.4 tons | CHAMPION HEATING AND COOLING | HRCU-A-CB (Split System: Heat Pump with Remote Outdoor Unit-Air-Source) | HH836E2S11 |  |  | CTU36B5XDS1+TXV | TM9Y080B12MP11 | 33400 | 18 | 8.5 | 31400 | 25600 | 81.53% | 2 | 0 | 11 |  |  |  |  | R-454B | 2.7833 | Residential & Commercial | USHP | Ducted CEE Tier 1
214720056 | Central HP <5.4 tons | CHAMPION HEATING AND COOLING | HRCU-A-CB (Split System: Heat Pump with Remote Outdoor Unit-Air-Source) | HH836E2S11 |  |  | CTU48C5XFS1+TXV | TM8V100C16MP12 | 33400 | 18 | 9 | 31600 | 25400 | 80.38% | 2 | 0 | 11 |  |  |  |  | R-454B | 2.7833 | Residential & Commercial | USHP | Ducted CEE Tier 1
214720004 | Central HP <5.4 tons | CHAMPION HEATING AND COOLING | HRCU-A-CB (Split System: Heat Pump with Remote Outdoor Unit-Air-Source) | HH836E2S11 |  |  | CTU48C5XFS1+TXV | TM8E080C20MP11 | 34600 | 17 | 8.5 | 32800 | 25800 | 78.66% | 2 | 0 | 11 |  |  |  |  | R-454B | 2.8833 | Residential & Commercial | USHP | Ducted CEE Tier 1
215932562 | Central HP <5.4 tons | KENMORE | HRCU-A-CB (Split System: Heat Pump with Remote Outdoor Unit-Air-Source) | (C,H,T)5H3V36*K*AAA* |  |  | EA*5X60M24A*+WALLCON | *80CTL1102120B* | 34000 | 20.5 | 9.5 | 34000 | 25800 | 75.88% | 2.04 | 0 | 12 |  |  |  |  | R-454B | 2.8333 | Residential & Commercial | USHP | Ducted CEE Tier 1
215932142 | Central HP <5.4 tons | KENMORE | HRCU-A-CB (Split System: Heat Pump with Remote Outdoor Unit-Air-Source) | (C,H,T)5H3V36*K*AAA* |  |  | EA*5X37M17A*+WALLCON | *97CMN0601714B* | 33200 | 19 | 9.5 | 34600 | 26400 | 76.3% | 2.04 | 0 | 10.5 |  |  |  |  | R-454B | 2.7667 | Residential & Commercial | USHP | Ducted CEE Tier 1
214719938 | Central HP <5.4 tons | CHAMPION HEATING AND COOLING | HRCU-A-CB (Split System: Heat Pump with Remote Outdoor Unit-Air-Source) | HH836E2S11 |  |  | CTU48C5XFS1+TXV | TP9C100C16MP13 | 33200 | 18 | 9 | 31200 | 25200 | 80.77% | 2 | 0 | 11 |  |  |  |  | R-454B | 2.7667 | Residential & Commercial | USHP | Ducted CEE Tier 1
214720029 | Central HP <5.4 tons | CHAMPION HEATING AND COOLING | HRCU-A-CB (Split System: Heat Pump with Remote Outdoor Unit-Air-Source) | HH860E2S11 |  |  | CTU60C5XGS1+TXV | TL9E080C16UH11 | 44500 | 18 | 9 | 45500 | 33800 | 74.29% | 2 | 0 | 11 |  |  |  |  | R-454B | 3.7083 | Residential & Commercial | USHP | Ducted CEE Tier 1
215934602 | Central HP <5.4 tons | KENMORE | HRCU-A-CB (Split System: Heat Pump with Remote Outdoor Unit-Air-Source) | (C,H,T)5H3V48*K*AAA* |  |  | ESH5X60M12A*+WALLCON | *97CMN0801714B* | 44000 | 19.5 | 9 | 49000 | 36400 | 74.29% | 1.84 | 0 | 11 |  |  |  |  | R-454B | 3.6667 | Residential & Commercial | USHP | Ducted CEE Tier 1
216634016 | Central HP <5.4 tons | ACIQ | HRCU-A-CB (Split System: Heat Pump with Remote Outdoor Unit-Air-Source) | H5H0V48*K*AAA* |  |  | EVD5X61M21A*+WALLCON | *97CMN0801714B* | 48000 | 18.5 | 9 | 50000 | 37400 | 74.8% | 1.98 | 0 | 10 |  |  |  |  | R-454B | 4 | Residential & Commercial | USHP | Ducted CEE Tier 1
214719831 | Central HP <5.4 tons | CHAMPION HEATING AND COOLING | HRCU-A-CB (Split System: Heat Pump with Remote Outdoor Unit-Air-Source) | HH836E2S11 |  |  | CTU48C5XFS1+TXV | TM8E080C16MP11 | 33200 | 19 | 9 | 31200 | 25400 | 81.41% | 2 | 0 | 11 |  |  |  |  | R-454B | 2.7667 | Residential & Commercial | USHP | Ducted CEE Tier 1
214595037 | Central HP <5.4 tons | CHAMPION HEATING AND COOLING | HRCU-A-CB (Split System: Heat Pump with Remote Outdoor Unit-Air-Source) | HH836E2S11 |  |  | CTF48C5CFS1 | Z8ES080C16SMPS1 | 34400 | 19 | 9 | 32200 | 25400 | 78.88% | 2 | 0 | 11 |  |  |  |  | R-454B | 2.8667 | Residential & Commercial | USHP | Ducted CEE Tier 1
214720122 | Central HP <5.4 tons | CHAMPION HEATING AND COOLING | HRCU-A-CB (Split System: Heat Pump with Remote Outdoor Unit-Air-Source) | HH860E2S11 |  |  | CTU60C5XGS1+TXV | TM8E120C20MP11 | 44500 | 17 | 9 | 45000 | 33600 | 74.67% | 2 | 0 | 11.7 |  |  |  |  | R-454B | 3.7083 | Residential & Commercial | USHP | Ducted CEE Tier 1
216633244 | Central HP <5.4 tons | ACIQ | HRCU-A-CB (Split System: Heat Pump with Remote Outdoor Unit-Air-Source) | H5H0V36*K*AAA* |  |  | EA*5X48M21A*+WALLCON | *97CMN0602120B* | 33600 | 17.5 | 9 | 35200 | 25200 | 71.59% | 1.9 | 0 | 9.5 |  |  |  |  | R-454B | 2.8 | Residential & Commercial | USHP
216633246 | Central HP <5.4 tons | ACIQ | HRCU-A-CB (Split System: Heat Pump with Remote Outdoor Unit-Air-Source) | H5H0V36*K*AAA* |  |  | EA*5X48M21A*+WALLCON | *97CMN0802120B* | 33800 | 18 | 9 | 35000 | 25000 | 71.43% | 1.88 | 0 | 10 |  |  |  |  | R-454B | 2.8167 | Residential & Commercial | USHP | Ducted CEE Tier 1
216633262 | Central HP <5.4 tons | ACIQ | HRCU-A-CB (Split System: Heat Pump with Remote Outdoor Unit-Air-Source) | H5H0V36*K*AAA* |  |  | EA*5X60M24A*+WALLCON | *96CTN1002122B* | 34400 | 18 | 9 | 34200 | 24800 | 72.51% | 1.9 | 0 | 10.5 |  |  |  |  | R-454B | 2.8667 | Residential & Commercial | USHP | Ducted CEE Tier 1
216633312 | Central HP <5.4 tons | ACIQ | HRCU-A-CB (Split System: Heat Pump with Remote Outdoor Unit-Air-Source) | H5H0V36*K*AAA* |  |  | ESH5X36M12A*+WALLCON | *97CMN0801714B* | 33400 | 16 | 8.5 | 35800 | 25600 | 71.51% | 1.76 | 0 | 9 |  |  |  |  | R-454B | 2.7833 | Residential & Commercial | USHP
216633326 | Central HP <5.4 tons | ACIQ | HRCU-A-CB (Split System: Heat Pump with Remote Outdoor Unit-Air-Source) | H5H0V36*K*AAA* |  |  | ESH5X42M12A*+WALLCON | *80CTL0702120B* | 34000 | 16.5 | 8.5 | 35600 | 25400 | 71.35% | 1.76 | 0 | 9.5 |  |  |  |  | R-454B | 2.8333 | Residential & Commercial | USHP
214720117 | Central HP <5.4 tons | CHAMPION HEATING AND COOLING | HRCU-A-CB (Split System: Heat Pump with Remote Outdoor Unit-Air-Source) | HH860E2S11 |  |  | CTU60C5XGS1+TXV | TMLE100C20MP11 | 44500 | 17 | 9 | 45000 | 33800 | 75.11% | 2 | 0 | 11.7 |  |  |  |  | R-454B | 3.7083 | Residential & Commercial | USHP | Ducted CEE Tier 1
215934162 | Central HP <5.4 tons | KENMORE | HRCU-A-CB (Split System: Heat Pump with Remote Outdoor Unit-Air-Source) | (C,H,T)5H3V48*K*AAA* |  |  | EA*5X61M21A*+WALLCON | *80CTL0701716B* | 44500 | 20.5 | 9 | 49000 | 37400 | 76.33% | 2 | 0 | 11 |  |  |  |  | R-454B | 3.7083 | Residential & Commercial | USHP | Ducted CEE Tier 1
213067705 | Central HP <5.4 tons | ACIQ | HRCU-A-CB (Split System: Heat Pump with Remote Outdoor Unit-Air-Source) | HVH837GKA** |  |  | EHD4X60AAL+WALLCON | *80CSU0401712A* | 33000 | 17 | 8.1 | 32200 | 24800 | 77.02% | 1.98 | 0 | 11 |  |  |  |  | R-410A | 2.75 | Residential & Commercial | USHP | Ducted CEE Tier 1
211206991 | Central HP <5.4 tons | CHAMPION HEATING AND COOLING | HRCU-A-CB (Split System: Heat Pump with Remote Outdoor Unit-Air-Source) | HL20B4821 |  |  | XAMC48HE3N1+CC | TMLV100C16MP12 | 43500 | 19 | 9 | 44500 | 36200 | 81.35% | 2.14 | 0 | 12 |  |  |  |  | R-410A | 3.625 | Residential & Commercial | USHP | Ducted CEE Tier 1
215866626 | Central HP <5.4 tons | KADEN | HRCU-A-CB (Split System: Heat Pump with Remote Outdoor Unit-Air-Source) | KOB-UUX48HP-2AAMA |  |  | KIB-UUX48AH-2AAMA | 0 | 48000 | 16 | 8.5 | 48000 | 38000 | 79.17% | 1.85 | 0 | 10 |  |  |  |  | R-454B | 4 | Residential & Commercial | USHP | Ducted CEE Tier 1
214807759 | Central HP <5.4 tons | CHAMPION HEATING AND COOLING | HRCU-A-CB (Split System: Heat Pump with Remote Outdoor Unit-Air-Source) | HH836E2S11 |  |  | CTU36B5XDS1+JMC12B2SN1+TXV | 0 | 34000 | 19 | 9 | 31400 | 25600 | 81.53% | 2 | 0 | 11.7 |  |  |  |  | R-454B | 2.8333 | Residential & Commercial | USHP | Ducted CEE Tier 1
213774603 | Central HP <5.4 tons | KENMORE | HRCU-A-CB (Split System: Heat Pump with Remote Outdoor Unit-Air-Source) | (C,H,T)VH825GKA3* |  |  | EHD4X48AAL+WALLCON | *80CTL0902120B* | 24200 | 16 | 8.1 | 21200 | 16600 | 78.3% | 2.02 | 0 | 10.5 |  |  |  |  | R-410A | 2.0167 | Residential & Commercial | USHP | Ducted CEE Tier 1
211756640 | Central HP <5.4 tons | LPS Legacy | HRCU-A-CB (Split System: Heat Pump with Remote Outdoor Unit-Air-Source) | DLCURAH24AAK |  |  | DLFUAAH24XAK | 0 | 24000 | 17 | 9.2 | 26000 | 19400 | 74.62% | 2.1 | 11.3 | 10.5 |  |  |  |  | R-410A | 2 | Residential & Commercial | USHP | Ducted CEE Tier 1
215942408 | Central HP <5.4 tons | KENMORE | HRCU-A-CB (Split System: Heat Pump with Remote Outdoor Unit-Air-Source) | (C,H,T)5H3V36*K*AAA* |  |  | EVM5X60M21A*+WALLCON | *97CMN0601714B* | 35200 | 21 | 8.5 | 37400 | 28000 | 74.87% | 2.06 | 0 | 11.7 |  |  |  |  | R-454B | 2.9333 | Residential & Commercial | USHP | Ducted CEE Tier 1
215940352 | Central HP <5.4 tons | KENMORE | HRCU-A-CB (Split System: Heat Pump with Remote Outdoor Unit-Air-Source) | (C,H,T)5H3V36*K*AAA* |  |  | EVM5X49M21A*+WALLCON | *80CSU0601716B* | 35600 | 22 | 8.5 | 38000 | 28600 | 75.26% | 2.02 | 0 | 12.5 |  |  |  |  | R-454B | 2.9667 | Residential & Commercial | USHP | Ducted CEE Tier 1
214719943 | Central HP <5.4 tons | CHAMPION HEATING AND COOLING | HRCU-A-CB (Split System: Heat Pump with Remote Outdoor Unit-Air-Source) | HH860E2S11 |  |  | CTU60C5XGS1+TXV | TM9Y080C16MP11 | 43500 | 17 | 9 | 44500 | 33800 | 75.96% | 2 | 0 | 11 |  |  |  |  | R-454B | 3.625 | Residential & Commercial | USHP | Ducted CEE Tier 1
215941272 | Central HP <5.4 tons | KENMORE | HRCU-A-CB (Split System: Heat Pump with Remote Outdoor Unit-Air-Source) | (C,H,T)5H3V48*K*AAA* |  |  | EVM5X48M21A*+WALLCON | *96CTN0802120B* | 44500 | 19.5 | 8.1 | 52000 | 38500 | 74.04% | 1.9 | 0 | 10.5 |  |  |  |  | R-454B | 3.7083 | Residential & Commercial | USHP | Ducted CEE Tier 1
215931862 | Central HP <5.4 tons | KENMORE | HRCU-A-CB (Split System: Heat Pump with Remote Outdoor Unit-Air-Source) | (C,H,T)5H3V60*K*AAA* |  |  | ESH5X60M12A*+WALLCON | *95CSU1002122B* | 56500 | 18 | 8.1 | 61000 | 45500 | 74.59% | 2 | 0 | 11.5 |  |  |  |  | R-454B | 4.7083 | Residential & Commercial | USHP | Ducted CEE Tier 1
215941592 | Central HP <5.4 tons | KENMORE | HRCU-A-CB (Split System: Heat Pump with Remote Outdoor Unit-Air-Source) | (C,H,T)5H3V48*K*AAA* |  |  | EVD5X48M24A*+WALLCON | *96CTN0802120B* | 44500 | 20 | 8.1 | 52000 | 38000 | 73.08% | 1.9 | 0 | 11 |  |  |  |  | R-454B | 3.7083 | Residential & Commercial | USHP | Ducted CEE Tier 1
206790571 | Central HP <5.4 tons | BRYANT HEATING AND COOLING SYSTEMS | HRCU-A-CB (Split System: Heat Pump with Remote Outdoor Unit-Air-Source) | 284ANV036*0**B* |  |  | CAP**4221AL*+UI | 987MB42060C17*** | 32600 | 18.5 | 9 | 36000 | 27000 | 75% | 1.96 | 11.5 | 11 |  |  |  |  | R-410A | 2.7167 | Residential & Commercial | USHP | Ducted CEE Tier 1
214609213 | Central HP <5.4 tons | CHAMPION HEATING AND COOLING | HRCU-A-CB (Split System: Heat Pump with Remote Outdoor Unit-Air-Source) | HH824E2S11 |  |  | CTF30A5ADS1 | Z9ES040A10SMPS1 | 23000 | 18 | 9 | 23000 | 17700 | 76.96% | 2 | 0 | 12 |  |  |  |  | R-454B | 1.9167 | Residential & Commercial | USHP | Ducted CEE Tier 1
214609085 | Central HP <5.4 tons | CHAMPION HEATING AND COOLING | HRCU-A-CB (Split System: Heat Pump with Remote Outdoor Unit-Air-Source) | HH860E2S11 |  |  | CTM60D5CGS1 | Z9ES120D20SMPS1 | 46000 | 18 | 9 | 47000 | 34200 | 72.77% | 2 | 0 | 11.7 |  |  |  |  | R-454B | 3.8333 | Residential & Commercial | USHP | Ducted CEE Tier 1
214398434 | Central HP <5.4 tons | CHAMPION HEATING AND COOLING | HRCU-A-CB (Split System: Heat Pump with Remote Outdoor Unit-Air-Source) | HH860E2S11 |  |  | CTF60C5CHS1 | TM8E100C20MP11 | 53500 | 19 | 8.5 | 55000 | 39000 | 70.91% | 2 | 0 | 11 |  |  |  |  | R-454B | 4.4583 | Residential & Commercial | USHP | Ducted CEE Tier 1
213297116 | Central HP <5.4 tons | CHAMPION HEATING AND COOLING | HRCU-A-CB (Split System: Heat Pump with Remote Outdoor Unit-Air-Source) | HMH72B341 |  |  | XAFC48FXXN1+TXV | Z8ES120C16LMPS1 | 34000 | 16.5 | 8.5 | 32800 | 23400 | 71.34% | 2.1 | 0 | 9.5 |  |  |  |  | R-410A | 2.8333 | Residential & Commercial | USHP
216374598 | Central HP <5.4 tons | CHAMPION HEATING AND COOLING | HRCU-A-CB (Split System: Heat Pump with Remote Outdoor Unit-Air-Source) | HH836E2S11 |  |  | CTU48C5XFS1+TXV | Z9ET080C16SMPS1 | 33800 | 19 | 9.5 | 32400 | 24200 | 74.69% | 2 | 0 | 11 |  |  |  |  | R-454B | 2.8167 | Residential & Commercial | USHP | Ducted CEE Tier 1
214397862 | Central HP <5.4 tons | CHAMPION HEATING AND COOLING | HRCU-A-CB (Split System: Heat Pump with Remote Outdoor Unit-Air-Source) | HH860E2S11 |  |  | CTM60C5CGS1 | TM8E120C16MP11 | 44500 | 18 | 9 | 45500 | 34200 | 75.16% | 2 | 0 | 11 |  |  |  |  | R-454B | 3.7083 | Residential & Commercial | USHP | Ducted CEE Tier 1
214595047 | Central HP <5.4 tons | CHAMPION HEATING AND COOLING | HRCU-A-CB (Split System: Heat Pump with Remote Outdoor Unit-Air-Source) | HH836E2S11 |  |  | CTF36C5CDS1 | Z8ES100C20SMPS1 | 34600 | 18 | 8.5 | 32200 | 26200 | 81.37% | 2 | 0 | 11 |  |  |  |  | R-454B | 2.8833 | Residential & Commercial | USHP | Ducted CEE Tier 1
214595072 | Central HP <5.4 tons | CHAMPION HEATING AND COOLING | HRCU-A-CB (Split System: Heat Pump with Remote Outdoor Unit-Air-Source) | HH836E2S11 |  |  | CTM48C5CFS1 | Z8ES120C20SMPS1 | 34200 | 19 | 9 | 32000 | 25400 | 79.38% | 2 | 0 | 11 |  |  |  |  | R-454B | 2.85 | Residential & Commercial | USHP | Ducted CEE Tier 1
214572926 | Central HP <5.4 tons | KENMORE | HRCU-A-CB (Split System: Heat Pump with Remote Outdoor Unit-Air-Source) | (C,H,T)VH837GKA** |  |  | EA*4X60L24A*+WALLCON | *97CMN0602120B* | 32600 | 17.5 | 8.5 | 31800 | 25000 | 78.62% | 1.96 | 0 | 11 |  |  |  |  | R-410A | 2.7167 | Residential & Commercial | USHP | Ducted CEE Tier 1
214649811 | Central HP <5.4 tons | CHAMPION HEATING AND COOLING | HRCU-A-CB (Split System: Heat Pump with Remote Outdoor Unit-Air-Source) | HH824E2S11 |  |  | CTU30B5XCS1+TXV | TM8E080B12MP11 | 23000 | 17 | 9.5 | 23000 | 18400 | 80% | 2 | 0 | 12 |  |  |  |  | R-454B | 1.9167 | Residential & Commercial | USHP | Ducted CEE Tier 1
214609183 | Central HP <5.4 tons | CHAMPION HEATING AND COOLING | HRCU-A-CB (Split System: Heat Pump with Remote Outdoor Unit-Air-Source) | HH824E2S11 |  |  | CTF30B5ACS1 | Z9ES060B12SMPS1 | 23000 | 17 | 9.5 | 23000 | 19100 | 83.04% | 2 | 0 | 11.7 |  |  |  |  | R-454B | 1.9167 | Residential & Commercial | USHP | Ducted CEE Tier 1
216508764 | Central HP <5.4 tons | CHAMPION HEATING AND COOLING | HRCU-A-CB (Split System: Heat Pump with Remote Outdoor Unit-Air-Source) | HH836E2S11 |  |  | CTF30A5ADS1 | TPLC060A12MP13 | 32800 | 17 | 8.5 | 30600 | 25200 | 82.35% | 2 | 0 | 11 |  |  |  |  | R-454B | 2.7333 | Residential & Commercial | USHP | Ducted CEE Tier 1
214779594 | Central HP <5.4 tons | CHAMPION HEATING AND COOLING | HRCU-A-CB (Split System: Heat Pump with Remote Outdoor Unit-Air-Source) | HMH72B341 |  |  | XAHB36DBCN1 | Z9ES060B12SMPS1 | 32800 | 16.5 | 8.5 | 31600 | 22200 | 70.25% | 1.8 | 0 | 10 |  |  |  |  | R-410A | 2.7333 | Residential & Commercial | USHP | Ducted CEE Tier 1
215934892 | Central HP <5.4 tons | KENMORE | HRCU-A-CB (Split System: Heat Pump with Remote Outdoor Unit-Air-Source) | (C,H,T)5H3V36*K*AAA* |  |  | EVM5X44M21A*+WALLCON | *95CSU1002122B* | 35600 | 22 | 8.5 | 38000 | 28400 | 74.74% | 2.02 | 0 | 12.5 |  |  |  |  | R-454B | 2.9667 | Residential & Commercial | USHP | Ducted CEE Tier 1
215933722 | Central HP <5.4 tons | KENMORE | HRCU-A-CB (Split System: Heat Pump with Remote Outdoor Unit-Air-Source) | (C,H,T)5H3V36*K*AAA* |  |  | ESH5X60M12A*+WALLCON | *80CSU0401712A* | 34200 | 20 | 9 | 34400 | 26200 | 76.16% | 1.94 | 0 | 11.7 |  |  |  |  | R-454B | 2.85 | Residential & Commercial | USHP | Ducted CEE Tier 1
215933872 | Central HP <5.4 tons | KENMORE | HRCU-A-CB (Split System: Heat Pump with Remote Outdoor Unit-Air-Source) | (C,H,T)5H3V36*K*AAA* |  |  | ESH5X60M12A*+WALLCON | *97CMN0602120B* | 34000 | 19 | 9 | 34800 | 26400 | 75.86% | 1.92 | 0 | 11.5 |  |  |  |  | R-454B | 2.8333 | Residential & Commercial | USHP | Ducted CEE Tier 1
214398030 | Central HP <5.4 tons | CHAMPION HEATING AND COOLING | HRCU-A-CB (Split System: Heat Pump with Remote Outdoor Unit-Air-Source) | HH860E2S11 |  |  | CTM60C5CHS1 | TMLE080C20MP11 | 53500 | 19 | 8.5 | 54000 | 39000 | 72.22% | 2 | 0 | 11 |  |  |  |  | R-454B | 4.4583 | Residential & Commercial | USHP | Ducted CEE Tier 1
214397773 | Central HP <5.4 tons | CHAMPION HEATING AND COOLING | HRCU-A-CB (Split System: Heat Pump with Remote Outdoor Unit-Air-Source) | HH836E2S11 |  |  | CTM48C5CFS1 | TM8E100C20MP11 | 34400 | 17 | 8.5 | 32600 | 25800 | 79.14% | 2 | 0 | 11 |  |  |  |  | R-454B | 2.8667 | Residential & Commercial | USHP | Ducted CEE Tier 1
213298041 | Central HP <5.4 tons | CHAMPION HEATING AND COOLING | HRCU-A-CB (Split System: Heat Pump with Remote Outdoor Unit-Air-Source) | HMH72B341 |  |  | XAFC36DXXN1+TXV | Z8ES080B12SMPS1 | 34000 | 18 | 8.1 | 33400 | 24000 | 71.86% | 2.08 | 0 | 10 |  |  |  |  | R-410A | 2.8333 | Residential & Commercial | USHP | Ducted CEE Tier 1
216374730 | Central HP <5.4 tons | CHAMPION HEATING AND COOLING | HRCU-A-CB (Split System: Heat Pump with Remote Outdoor Unit-Air-Source) | HH860E2S11 |  |  | CTU60D5XGS1+TXV | Z9ET120D20SMPS1 | 44500 | 17 | 9 | 45000 | 32600 | 72.44% | 2 | 0 | 11.7 |  |  |  |  | R-454B | 3.7083 | Residential & Commercial | USHP | Ducted CEE Tier 1
214397857 | Central HP <5.4 tons | CHAMPION HEATING AND COOLING | HRCU-A-CB (Split System: Heat Pump with Remote Outdoor Unit-Air-Source) | HH860E2S11 |  |  | CTF60D5CGS1+JMC20D2SN1 | 0 | 46000 | 19 | 9.5 | 46000 | 34000 | 73.91% | 2 | 0 | 12 |  |  |  |  | R-454B | 3.8333 | Residential & Commercial | USHP | Ducted CEE Tier 1
213297716 | Central HP <5.4 tons | CHAMPION HEATING AND COOLING | HRCU-A-CB (Split System: Heat Pump with Remote Outdoor Unit-Air-Source) | HMH72B341 |  |  | XAFC36DBCN1 | Z9ES080B12SMPS1 | 33200 | 17 | 8.5 | 32200 | 22600 | 70.19% | 1.8 | 0 | 10 |  |  |  |  | R-410A | 2.7667 | Residential & Commercial | USHP | Ducted CEE Tier 1
213298016 | Central HP <5.4 tons | CHAMPION HEATING AND COOLING | HRCU-A-CB (Split System: Heat Pump with Remote Outdoor Unit-Air-Source) | HMH72B341 |  |  | XAHC36DBCN1 | Z8ES080C20LMPS1 | 34000 | 17.5 | 8.1 | 33400 | 23600 | 70.66% | 2.08 | 0 | 9.5 |  |  |  |  | R-410A | 2.8333 | Residential & Commercial | USHP
215931712 | Central HP <5.4 tons | KENMORE | HRCU-A-CB (Split System: Heat Pump with Remote Outdoor Unit-Air-Source) | (C,H,T)5H3V60*K*AAA* |  |  | EA*5X61M24A*+WALLCON | *80CTL1102120B* | 57000 | 19 | 8.5 | 60500 | 46500 | 76.86% | 2.02 | 0 | 11.5 |  |  |  |  | R-454B | 4.75 | Residential & Commercial | USHP | Ducted CEE Tier 1
215931782 | Central HP <5.4 tons | KENMORE | HRCU-A-CB (Split System: Heat Pump with Remote Outdoor Unit-Air-Source) | (C,H,T)5H3V60*K*AAA* |  |  | EA*5X61M24A*+WALLCON | *96CTN1002122B* | 57000 | 18.5 | 8.5 | 60500 | 46500 | 76.86% | 2.02 | 0 | 11.5 |  |  |  |  | R-454B | 4.75 | Residential & Commercial | USHP | Ducted CEE Tier 1
214720177 | Central HP <5.4 tons | CHAMPION HEATING AND COOLING | HRCU-A-CB (Split System: Heat Pump with Remote Outdoor Unit-Air-Source) | HH860E2S11 |  |  | CTU60C5XGS1+TXV | TM8E120C16MP11 | 44500 | 18 | 9 | 45500 | 34200 | 75.16% | 2 | 0 | 11 |  |  |  |  | R-454B | 3.7083 | Residential & Commercial | USHP | Ducted CEE Tier 1
215934302 | Central HP <5.4 tons | KENMORE | HRCU-A-CB (Split System: Heat Pump with Remote Outdoor Unit-Air-Source) | (C,H,T)5H3V48*K*AAA* |  |  | EA*5X61M24A*+WALLCON | *80CSU1002120A* | 45500 | 21 | 9.5 | 48500 | 36800 | 75.88% | 2 | 0 | 11 |  |  |  |  | R-454B | 3.7917 | Residential & Commercial | USHP | Ducted CEE Tier 1
215934572 | Central HP <5.4 tons | KENMORE | HRCU-A-CB (Split System: Heat Pump with Remote Outdoor Unit-Air-Source) | (C,H,T)5H3V48*K*AAA* |  |  | ESH5X60M12A*+WALLCON | *80CTL0901716B* | 44000 | 20.5 | 9 | 49000 | 35800 | 73.06% | 1.86 | 0 | 11.5 |  |  |  |  | R-454B | 3.6667 | Residential & Commercial | USHP | Ducted CEE Tier 1
215934222 | Central HP <5.4 tons | KENMORE | HRCU-A-CB (Split System: Heat Pump with Remote Outdoor Unit-Air-Source) | (C,H,T)5H3V48*K*AAA* |  |  | EA*5X61M21A*+WALLCON | *95CSU0802120B* | 45000 | 21 | 9.5 | 48500 | 37000 | 76.29% | 2 | 0 | 11 |  |  |  |  | R-454B | 3.75 | Residential & Commercial | USHP | Ducted CEE Tier 1
206773320 | Central HP <5.4 tons | BRYANT HEATING AND COOLING SYSTEMS | HRCU-A-CB (Split System: Heat Pump with Remote Outdoor Unit-Air-Source) | 288BNV037*0**B* |  |  | CSPH*4212AL*+UI | 83*CA36040C17*** | 32400 | 16.5 | 8.1 | 33200 | 24800 | 74.7% | 1.94 | 11.5 | 11 |  |  |  |  | R-410A | 2.7 | Residential & Commercial | USHP | Ducted CEE Tier 1
206765582 | Central HP <5.4 tons | BRYANT HEATING AND COOLING SYSTEMS | HRCU-A-CB (Split System: Heat Pump with Remote Outdoor Unit-Air-Source) | 288BNV025*0**C* |  |  | CAP**3017AL*+UI | 88*TA48070C17*** | 23400 | 16.5 | 8.1 | 21600 | 16700 | 77.31% | 1.92 | 11 | 11 |  |  |  |  | R-410A | 1.95 | Residential & Commercial | USHP | Ducted CEE Tier 1
206765591 | Central HP <5.4 tons | BRYANT HEATING AND COOLING SYSTEMS | HRCU-A-CB (Split System: Heat Pump with Remote Outdoor Unit-Air-Source) | 288BNV025*0**C* |  |  | CAP**3017AL*+UI | 986TC42060C17*** | 23400 | 16 | 8.1 | 21600 | 16800 | 77.78% | 1.9 | 11 | 10.5 |  |  |  |  | R-410A | 1.95 | Residential & Commercial | USHP | Ducted CEE Tier 1
214242442 | Central HP <5.4 tons | KEEPRITE | HRCU-A-CB (Split System: Heat Pump with Remote Outdoor Unit-Air-Source) | CVH825GKA2* |  |  | EN(A,D)4X24L17**+WALLCON | *80CTL0701716B* | 23200 | 16 | 8.1 | 22000 | 16900 | 76.82% | 1.92 | 0 | 10.5 |  |  |  |  | R-410A | 1.9333 | Residential & Commercial | USHP | Ducted CEE Tier 1
214779457 | Central HP <5.4 tons | CHAMPION HEATING AND COOLING | HRCU-A-CB (Split System: Heat Pump with Remote Outdoor Unit-Air-Source) | HH836E2S11 |  |  | CTU36B5XDS1+JMET12BS2N1+TXV | 0 | 34200 | 19 | 9 | 31600 | 25800 | 81.65% | 2 | 0 | 11.7 |  |  |  |  | R-454B | 2.85 | Residential & Commercial | USHP | Ducted CEE Tier 1
214398578 | Central HP <5.4 tons | CHAMPION HEATING AND COOLING | HRCU-A-CB (Split System: Heat Pump with Remote Outdoor Unit-Air-Source) | HH836E2S11 |  |  | CTM48C5CFS1 | TM9V100C20MP12 | 34200 | 19 | 9 | 32600 | 25800 | 79.14% | 2 | 0 | 11 |  |  |  |  | R-454B | 2.85 | Residential & Commercial | USHP | Ducted CEE Tier 1
214398610 | Central HP <5.4 tons | CHAMPION HEATING AND COOLING | HRCU-A-CB (Split System: Heat Pump with Remote Outdoor Unit-Air-Source) | HH836E2S11 |  |  | CTF48C5CFS1 | TL9E100C20UH11 | 34000 | 18 | 9 | 32000 | 25600 | 80% | 2 | 0 | 11 |  |  |  |  | R-454B | 2.8333 | Residential & Commercial | USHP | Ducted CEE Tier 1
214609198 | Central HP <5.4 tons | CHAMPION HEATING AND COOLING | HRCU-A-CB (Split System: Heat Pump with Remote Outdoor Unit-Air-Source) | HH860E2S11 |  |  | CTF60C5CGS1 | Z9ES080C20SMPS1 | 44500 | 18 | 9 | 45500 | 33400 | 73.41% | 2 | 0 | 11.7 |  |  |  |  | R-454B | 3.7083 | Residential & Commercial | USHP | Ducted CEE Tier 1
215934612 | Central HP <5.4 tons | KENMORE | HRCU-A-CB (Split System: Heat Pump with Remote Outdoor Unit-Air-Source) | (C,H,T)5H3V48*K*AAA* |  |  | ESH5X60M12A*+WALLCON | *96CTN0801714B* | 43500 | 19.5 | 9 | 49000 | 35600 | 72.65% | 1.92 | 0 | 11.5 |  |  |  |  | R-454B | 3.625 | Residential & Commercial | USHP | Ducted CEE Tier 1
214595027 | Central HP <5.4 tons | CHAMPION HEATING AND COOLING | HRCU-A-CB (Split System: Heat Pump with Remote Outdoor Unit-Air-Source) | HH836E2S11 |  |  | CTM48C5CFS1 | Z8ES100C20SMPS1 | 34400 | 19 | 9 | 32000 | 25400 | 79.38% | 2 | 0 | 11 |  |  |  |  | R-454B | 2.8667 | Residential & Commercial | USHP | Ducted CEE Tier 1
216508754 | Central HP <5.4 tons | CHAMPION HEATING AND COOLING | HRCU-A-CB (Split System: Heat Pump with Remote Outdoor Unit-Air-Source) | HH836E2S11 |  |  | CTF30A5ADS1 | TMLV060A12MP12 | 32800 | 17 | 8.5 | 30600 | 25200 | 82.35% | 2 | 0 | 11 |  |  |  |  | R-454B | 2.7333 | Residential & Commercial | USHP | Ducted CEE Tier 1
215935032 | Central HP <5.4 tons | KENMORE | HRCU-A-CB (Split System: Heat Pump with Remote Outdoor Unit-Air-Source) | (C,H,T)5H3V36*K*AAA* |  |  | EVM5X49M21A*+WALLCON | *80CTL0901716B* | 35600 | 22 | 8.5 | 38000 | 28600 | 75.26% | 2.02 | 0 | 12 |  |  |  |  | R-454B | 2.9667 | Residential & Commercial | USHP | Ducted CEE Tier 1
215934712 | Central HP <5.4 tons | KENMORE | HRCU-A-CB (Split System: Heat Pump with Remote Outdoor Unit-Air-Source) | (C,H,T)5H3V36*K*AAA* |  |  | EVM5X32M17A*+WALLCON | *96CTN0601714B* | 35200 | 21 | 8.5 | 38000 | 28000 | 73.68% | 2.06 | 0 | 11.7 |  |  |  |  | R-454B | 2.9333 | Residential & Commercial | USHP | Ducted CEE Tier 1
215931522 | Central HP <5.4 tons | KENMORE | HRCU-A-CB (Split System: Heat Pump with Remote Outdoor Unit-Air-Source) | (C,H,T)5H3V60*K*AAA* |  |  | EA*5X60M24A*+WALLCON | *80CSU0802120A* | 56000 | 19 | 8.5 | 60500 | 45500 | 75.21% | 2.06 | 0 | 11.5 |  |  |  |  | R-454B | 4.6667 | Residential & Commercial | USHP | Ducted CEE Tier 1
215937472 | Central HP <5.4 tons | KENMORE | HRCU-A-CB (Split System: Heat Pump with Remote Outdoor Unit-Air-Source) | (C,H,T)5H3V48*K*AAA* |  |  | EVM5X60M24A*+WALLCON | *80CTL0902120B* | 45500 | 21 | 8.1 | 52500 | 38000 | 72.38% | 1.95 | 0 | 11.5 |  |  |  |  | R-454B | 3.7917 | Residential & Commercial | USHP | Ducted CEE Tier 1
214809028 | Central HP <5.4 tons | CHAMPION HEATING AND COOLING | HRCU-A-CB (Split System: Heat Pump with Remote Outdoor Unit-Air-Source) | HH860E2S11 |  |  | CTU60C5XGS1+JMC16C2SN1+TXV | 0 | 45000 | 19 | 9 | 45000 | 33600 | 74.67% | 2 | 0 | 12 |  |  |  |  | R-454B | 3.75 | Residential & Commercial | USHP | Ducted CEE Tier 1
215934622 | Central HP <5.4 tons | KENMORE | HRCU-A-CB (Split System: Heat Pump with Remote Outdoor Unit-Air-Source) | (C,H,T)5H3V48*K*AAA* |  |  | FCMA5B48L0C*+WALLCON | 0 | 45500 | 22 | 9.5 | 48500 | 36000 | 74.23% | 1.96 | 0 | 12 |  |  |  |  | R-454B | 3.7917 | Residential & Commercial | USHP | Ducted CEE Tier 1
215934252 | Central HP <5.4 tons | KENMORE | HRCU-A-CB (Split System: Heat Pump with Remote Outdoor Unit-Air-Source) | (C,H,T)5H3V48*K*AAA* |  |  | EA*5X61M21A*+WALLCON | *97CMN0801714B* | 44500 | 20.5 | 9.5 | 49000 | 36600 | 74.69% | 2 | 0 | 11 |  |  |  |  | R-454B | 3.7083 | Residential & Commercial | USHP | Ducted CEE Tier 1
215931732 | Central HP <5.4 tons | KENMORE | HRCU-A-CB (Split System: Heat Pump with Remote Outdoor Unit-Air-Source) | (C,H,T)5H3V60*K*AAA* |  |  | EA*5X61M24A*+WALLCON | *95CSU0802120B* | 56500 | 18.5 | 8.5 | 60500 | 46500 | 76.86% | 2.02 | 0 | 11 |  |  |  |  | R-454B | 4.7083 | Residential & Commercial | USHP | Ducted CEE Tier 1
215940052 | Central HP <5.4 tons | KENMORE | HRCU-A-CB (Split System: Heat Pump with Remote Outdoor Unit-Air-Source) | (C,H,T)5H3V36*K*AAA* |  |  | ESH5X42M12A*+WALLCON | *97CTN0601716A* | 33200 | 18.5 | 9 | 35600 | 27200 | 76.4% | 1.92 | 0 | 10.5 |  |  |  |  | R-454B | 2.7667 | Residential & Commercial | USHP | Ducted CEE Tier 1
215939952 | Central HP <5.4 tons | KENMORE | HRCU-A-CB (Split System: Heat Pump with Remote Outdoor Unit-Air-Source) | (C,H,T)5H3V36*K*AAA* |  |  | ESH5X36M12A*+WALLCON | *80CSU0401712B* | 33400 | 19 | 9 | 34800 | 26600 | 76.44% | 1.92 | 0 | 11.5 |  |  |  |  | R-454B | 2.7833 | Residential & Commercial | USHP | Ducted CEE Tier 1
214397546 | Central HP <5.4 tons | CHAMPION HEATING AND COOLING | HRCU-A-CB (Split System: Heat Pump with Remote Outdoor Unit-Air-Source) | HH824E2S11 |  |  | CTF30B5ACS1 | TM8Y080B12MP11 | 23000 | 18 | 9.5 | 23000 | 18800 | 81.74% | 2 | 0 | 12 |  |  |  |  | R-454B | 1.9167 | Residential & Commercial | USHP | Ducted CEE Tier 1
216374741 | Central HP <5.4 tons | CHAMPION HEATING AND COOLING | HRCU-A-CB (Split System: Heat Pump with Remote Outdoor Unit-Air-Source) | HH824E2S11 |  |  | CTF30B5ACS1 | Z9ET060B12SMPS1 | 23000 | 18 | 9.5 | 23000 | 18500 | 80.43% | 2 | 0 | 11.7 |  |  |  |  | R-454B | 1.9167 | Residential & Commercial | USHP | Ducted CEE Tier 1
213297791 | Central HP <5.4 tons | CHAMPION HEATING AND COOLING | HRCU-A-CB (Split System: Heat Pump with Remote Outdoor Unit-Air-Source) | HMH72B341 |  |  | XAFC30CXXN1+TXV | Z8ES100B12SMPS1 | 33000 | 18 | 8.5 | 33000 | 23200 | 70.3% | 2.04 | 0 | 9.5 |  |  |  |  | R-410A | 2.75 | Residential & Commercial | USHP
213297866 | Central HP <5.4 tons | CHAMPION HEATING AND COOLING | HRCU-A-CB (Split System: Heat Pump with Remote Outdoor Unit-Air-Source) | HMH72B341 |  |  | XAHC36DXXN1+TXV | Z9ES100C20SMPS1 | 34000 | 17 | 8.1 | 33400 | 23600 | 70.66% | 2.06 | 0 | 9.5 |  |  |  |  | R-410A | 2.8333 | Residential & Commercial | USHP
213297191 | Central HP <5.4 tons | CHAMPION HEATING AND COOLING | HRCU-A-CB (Split System: Heat Pump with Remote Outdoor Unit-Air-Source) | HMH72B341 |  |  | XAFB30CXXN1+TXV | Z8ES040A12SMPS1 | 33200 | 18 | 8.5 | 33000 | 23400 | 70.91% | 2.06 | 0 | 10 |  |  |  |  | R-410A | 2.7667 | Residential & Commercial | USHP | Ducted CEE Tier 1
213297321 | Central HP <5.4 tons | CHAMPION HEATING AND COOLING | HRCU-A-CB (Split System: Heat Pump with Remote Outdoor Unit-Air-Source) | HMH72B341 |  |  | XAFC30CXXN1+TXV | Z8ET080B12LMPS1 | 33200 | 18.5 | 8.5 | 33000 | 23400 | 70.91% | 2.04 | 0 | 9.5 |  |  |  |  | R-410A | 2.7667 | Residential & Commercial | USHP
215934862 | Central HP <5.4 tons | KENMORE | HRCU-A-CB (Split System: Heat Pump with Remote Outdoor Unit-Air-Source) | (C,H,T)5H3V36*K*AAA* |  |  | EVM5X44M21A*+WALLCON | *80CTL1102120B* | 35600 | 22 | 8.5 | 38000 | 28400 | 74.74% | 2.02 | 0 | 12.5 |  |  |  |  | R-454B | 2.9667 | Residential & Commercial | USHP | Ducted CEE Tier 1
214595077 | Central HP <5.4 tons | CHAMPION HEATING AND COOLING | HRCU-A-CB (Split System: Heat Pump with Remote Outdoor Unit-Air-Source) | HH836E2S11 |  |  | CTF48C5CFS1 | Z8ES080C20SMPS1 | 34200 | 19 | 9 | 32000 | 25400 | 79.38% | 2 | 0 | 11 |  |  |  |  | R-454B | 2.85 | Residential & Commercial | USHP | Ducted CEE Tier 1
214398620 | Central HP <5.4 tons | CHAMPION HEATING AND COOLING | HRCU-A-CB (Split System: Heat Pump with Remote Outdoor Unit-Air-Source) | HH836E2S11 |  |  | CTF48C5CFS1 | TM8Y100C16MP11 | 33200 | 19 | 9 | 31400 | 25000 | 79.62% | 2 | 0 | 11 |  |  |  |  | R-454B | 2.7667 | Residential & Commercial | USHP | Ducted CEE Tier 1
214398655 | Central HP <5.4 tons | CHAMPION HEATING AND COOLING | HRCU-A-CB (Split System: Heat Pump with Remote Outdoor Unit-Air-Source) | HH860E2S11 |  |  | CTF60C5CGS1 | TPLC080C16MP13 | 43500 | 18 | 9 | 44000 | 33400 | 75.91% | 2 | 0 | 11.7 |  |  |  |  | R-454B | 3.625 | Residential & Commercial | USHP | Ducted CEE Tier 1
214397902 | Central HP <5.4 tons | CHAMPION HEATING AND COOLING | HRCU-A-CB (Split System: Heat Pump with Remote Outdoor Unit-Air-Source) | HH860E2S11 |  |  | CTM60C5CGS1 | TPLC120C20MP13 | 44000 | 18 | 9 | 44500 | 33600 | 75.51% | 2 | 0 | 11.7 |  |  |  |  | R-454B | 3.6667 | Residential & Commercial | USHP | Ducted CEE Tier 1
214398318 | Central HP <5.4 tons | CHAMPION HEATING AND COOLING | HRCU-A-CB (Split System: Heat Pump with Remote Outdoor Unit-Air-Source) | HH860E2S11 |  |  | CTM60C5CGS1 | TP9C100C16MP13 | 43500 | 18 | 9 | 44000 | 33200 | 75.45% | 2 | 0 | 11.7 |  |  |  |  | R-454B | 3.625 | Residential & Commercial | USHP | Ducted CEE Tier 1
214398335 | Central HP <5.4 tons | CHAMPION HEATING AND COOLING | HRCU-A-CB (Split System: Heat Pump with Remote Outdoor Unit-Air-Source) | HH860E2S11 |  |  | CTF60C5CGS1 | TM9E080C16MP12 | 44500 | 18 | 9 | 45500 | 34400 | 75.6% | 2 | 0 | 11 |  |  |  |  | R-454B | 3.7083 | Residential & Commercial | USHP | Ducted CEE Tier 1
213607820 | Central HP <5.4 tons | KEEPRITE | HRCU-A-CB (Split System: Heat Pump with Remote Outdoor Unit-Air-Source) | DLCURAH60ABK |  |  | FTMA4B60L0D* | 0 | 55000 | 15.2 | 8.1 | 52500 | 48000 | 91.43% | 1.84 | 0 | 8.5 |  |  |  |  | R-410A | 4.5833 | Residential & Commercial | USHP
204300260 | Central HP <5.4 tons | BRYANT HEATING AND COOLING SYSTEMS | HRCU-A-CB (Split System: Heat Pump with Remote Outdoor Unit-Air-Source) | 288BNV037*0**A* |  |  | CSPH*4212AL*+UI | 88*TA60090C21*** | 32400 | 16.5 | 8.1 | 33200 | 24800 | 74.7% | 1.96 | 12 | 11 |  |  |  |  | R-410A | 2.7 | Residential & Commercial | USHP | Ducted CEE Tier 1
215935412 | Central HP <5.4 tons | KENMORE | HRCU-A-CB (Split System: Heat Pump with Remote Outdoor Unit-Air-Source) | (C,H,T)5H3V36*K*AAA* |  |  | EVM5X60M24A*+WALLCON | *97CMN0802120B* | 35400 | 21.5 | 8.5 | 38000 | 28400 | 74.74% | 2.04 | 0 | 12.5 |  |  |  |  | R-454B | 2.95 | Residential & Commercial | USHP | Ducted CEE Tier 1
215935762 | Central HP <5.4 tons | KENMORE | HRCU-A-CB (Split System: Heat Pump with Remote Outdoor Unit-Air-Source) | (C,H,T)5H3V36*K*AAA* |  |  | EVD5X36M21A*+WALLCON | *96CTN0601714B* | 34000 | 20.5 | 8.1 | 38000 | 27000 | 71.05% | 1.95 | 0 | 11 |  |  |  |  | R-454B | 2.8333 | Residential & Commercial | USHP | Ducted CEE Tier 1
215934552 | Central HP <5.4 tons | KENMORE | HRCU-A-CB (Split System: Heat Pump with Remote Outdoor Unit-Air-Source) | (C,H,T)5H3V48*K*AAA* |  |  | ESH5X60M12A*+WALLCON | *80CSU1002120A* | 45000 | 20.5 | 9 | 48500 | 36600 | 75.46% | 1.82 | 0 | 11 |  |  |  |  | R-454B | 3.75 | Residential & Commercial | USHP | Ducted CEE Tier 1
215934132 | Central HP <5.4 tons | KENMORE | HRCU-A-CB (Split System: Heat Pump with Remote Outdoor Unit-Air-Source) | (C,H,T)5H3V48*K*AAA* |  |  | EA*5X60M24A*+WALLCON | *95CSU0802120B* | 44500 | 21 | 9.5 | 48500 | 36600 | 75.46% | 2 | 0 | 11 |  |  |  |  | R-454B | 3.7083 | Residential & Commercial | USHP | Ducted CEE Tier 1
215935102 | Central HP <5.4 tons | KENMORE | HRCU-A-CB (Split System: Heat Pump with Remote Outdoor Unit-Air-Source) | (C,H,T)5H3V36*K*AAA* |  |  | EVM5X49M21A*+WALLCON | *97CMN0801714B* | 35400 | 21.5 | 8.5 | 38500 | 29000 | 75.32% | 2.02 | 0 | 12 |  |  |  |  | R-454B | 2.95 | Residential & Commercial | USHP | Ducted CEE Tier 1
215934482 | Central HP <5.4 tons | KENMORE | HRCU-A-CB (Split System: Heat Pump with Remote Outdoor Unit-Air-Source) | (C,H,T)5H3V48*K*AAA* |  |  | ESH5X48M12A*+WALLCON | *80CTL1352422B* | 44500 | 20.5 | 9 | 48500 | 36400 | 75.05% | 1.82 | 0 | 11 |  |  |  |  | R-454B | 3.7083 | Residential & Commercial | USHP | Ducted CEE Tier 1
215934232 | Central HP <5.4 tons | KENMORE | HRCU-A-CB (Split System: Heat Pump with Remote Outdoor Unit-Air-Source) | (C,H,T)5H3V48*K*AAA* |  |  | EA*5X61M21A*+WALLCON | *95CSU1002122B* | 45500 | 21.5 | 9.5 | 48500 | 36600 | 75.46% | 2 | 0 | 11.5 |  |  |  |  | R-454B | 3.7917 | Residential & Commercial | USHP | Ducted CEE Tier 1
215934032 | Central HP <5.4 tons | KENMORE | HRCU-A-CB (Split System: Heat Pump with Remote Outdoor Unit-Air-Source) | (C,H,T)5H3V48*K*AAA* |  |  | EA*5X48M21A*+WALLCON | *95CSU0802120B* | 43500 | 20.5 | 9 | 48000 | 36600 | 76.25% | 2 | 0 | 10.5 |  |  |  |  | R-454B | 3.625 | Residential & Commercial | USHP | Ducted CEE Tier 1
215931892 | Central HP <5.4 tons | KENMORE | HRCU-A-CB (Split System: Heat Pump with Remote Outdoor Unit-Air-Source) | (C,H,T)5H3V60*K*AAA* |  |  | ESH5X60M12A*+WALLCON | *97CMN1002122B* | 56500 | 18 | 8.1 | 61000 | 46000 | 75.41% | 1.95 | 0 | 11 |  |  |  |  | R-454B | 4.7083 | Residential & Commercial | USHP | Ducted CEE Tier 1
214609159 | Central HP <5.4 tons | CHAMPION HEATING AND COOLING | HRCU-A-CB (Split System: Heat Pump with Remote Outdoor Unit-Air-Source) | HH824E2S11 |  |  | CTM36B5ADS1 | Z9ES080B12SMPS1 | 23000 | 18 | 9.5 | 23000 | 18600 | 80.87% | 2 | 0 | 12 |  |  |  |  | R-454B | 1.9167 | Residential & Commercial | USHP | Ducted CEE Tier 1
215933282 | Central HP <5.4 tons | KENMORE | HRCU-A-CB (Split System: Heat Pump with Remote Outdoor Unit-Air-Source) | (C,H,T)5H3V36*K*AAA* |  |  | ESH5X42M12A*+WALLCON | *80CSU0601716A* | 33400 | 19.5 | 9 | 34800 | 26600 | 76.44% | 1.94 | 0 | 11 |  |  |  |  | R-454B | 2.7833 | Residential & Commercial | USHP | Ducted CEE Tier 1
216411119 | Central HP <5.4 tons | CHAMPION HEATING AND COOLING | HRCU-A-CB (Split System: Heat Pump with Remote Outdoor Unit-Air-Source) | HMH72B341 |  |  | XAHB36DBCN1 | Z9ET080B12SMPS1 | 33200 | 17.5 | 8.5 | 33000 | 23200 | 70.3% | 2 | 0 | 10 |  |  |  |  | R-410A | 2.7667 | Residential & Commercial | USHP | Ducted CEE Tier 1
216411134 | Central HP <5.4 tons | CHAMPION HEATING AND COOLING | HRCU-A-CB (Split System: Heat Pump with Remote Outdoor Unit-Air-Source) | HMH72B341 |  |  | XAHC36DBCN1 | Z9ET080C16SMPS1 | 33800 | 17.5 | 8.5 | 34200 | 24000 | 70.18% | 2.04 | 0 | 9.5 |  |  |  |  | R-410A | 2.8167 | Residential & Commercial | USHP
214398469 | Central HP <5.4 tons | CHAMPION HEATING AND COOLING | HRCU-A-CB (Split System: Heat Pump with Remote Outdoor Unit-Air-Source) | HH860E2S11 |  |  | CTF60D5CJS1 | TM9Y120D20MP11 | 53000 | 19 | 9 | 55500 | 40000 | 72.07% | 2 | 0 | 10 |  |  |  |  | R-454B | 4.4167 | Residential & Commercial | USHP | Ducted CEE Tier 1
215933642 | Central HP <5.4 tons | KENMORE | HRCU-A-CB (Split System: Heat Pump with Remote Outdoor Unit-Air-Source) | (C,H,T)5H3V36*K*AAA* |  |  | ESH5X48M12A*+WALLCON | *97CMN0601714B* | 33400 | 19 | 9 | 34200 | 26200 | 76.61% | 1.96 | 0 | 10.5 |  |  |  |  | R-454B | 2.7833 | Residential & Commercial | USHP | Ducted CEE Tier 1
215933862 | Central HP <5.4 tons | KENMORE | HRCU-A-CB (Split System: Heat Pump with Remote Outdoor Unit-Air-Source) | (C,H,T)5H3V36*K*AAA* |  |  | ESH5X60M12A*+WALLCON | *97CMN0601714B* | 33800 | 19 | 9 | 33800 | 25800 | 76.33% | 1.96 | 0 | 11 |  |  |  |  | R-454B | 2.8167 | Residential & Commercial | USHP | Ducted CEE Tier 1
214573646 | Central HP <5.4 tons | KENMORE | HRCU-A-CB (Split System: Heat Pump with Remote Outdoor Unit-Air-Source) | (C,H,T)VH837GKA2* |  |  | EA*4X36L21A*+WALLCON | *97CMN0602120B* | 31400 | 17 | 8.1 | 33200 | 24400 | 73.49% | 1.84 | 0 | 10.5 |  |  |  |  | R-410A | 2.6167 | Residential & Commercial | USHP | Ducted CEE Tier 1
215934292 | Central HP <5.4 tons | KENMORE | HRCU-A-CB (Split System: Heat Pump with Remote Outdoor Unit-Air-Source) | (C,H,T)5H3V48*K*AAA* |  |  | EA*5X61M21A*+WALLCON | *96CTN1002122B* | 45500 | 21 | 9.5 | 48500 | 36800 | 75.88% | 2 | 0 | 11 |  |  |  |  | R-454B | 3.7917 | Residential & Commercial | USHP | Ducted CEE Tier 1
215931552 | Central HP <5.4 tons | KENMORE | HRCU-A-CB (Split System: Heat Pump with Remote Outdoor Unit-Air-Source) | (C,H,T)5H3V60*K*AAA* |  |  | EA*5X60M24A*+WALLCON | *80CTL0902120B* | 56000 | 18.5 | 8.5 | 60500 | 45500 | 75.21% | 2.06 | 0 | 11.5 |  |  |  |  | R-454B | 4.6667 | Residential & Commercial | USHP | Ducted CEE Tier 1
212969756 | Central HP <5.4 tons | CARRIER | HRCU-A-CB (Split System: Heat Pump with Remote Outdoor Unit-Air-Source) | 38MURAQ24AB3* |  |  | CAP**3014AL* | 58SP*B045V14**12 | 23400 | 17 | 8.5 | 26200 | 25000 | 95.42% | 2.08 | 0 | 10 |  |  |  |  | R-410A | 1.95 | Residential & Commercial | USHP | Ducted CEE Tier 1
215939977 | Central HP <5.4 tons | AIRQUEST | HRCU-A-CB (Split System: Heat Pump with Remote Outdoor Unit-Air-Source) | H5H3V36*K*AAA* |  |  | ESH5X36M12A*+WALLCON | *97CTN0801716A* | 33000 | 18.5 | 9 | 35400 | 27200 | 76.84% | 1.92 | 0 | 10.5 |  |  |  |  | R-454B | 2.75 | Residential & Commercial | USHP | Ducted CEE Tier 1
215940027 | Central HP <5.4 tons | AIRQUEST | HRCU-A-CB (Split System: Heat Pump with Remote Outdoor Unit-Air-Source) | H5H3V36*K*AAA* |  |  | ESH5X42M12A*+WALLCON | *80CSU0401712B* | 33600 | 19.5 | 9 | 34600 | 26600 | 76.88% | 1.92 | 0 | 11.7 |  |  |  |  | R-454B | 2.8 | Residential & Commercial | USHP | Ducted CEE Tier 1
214279911 | Central HP <5.4 tons | KEEPRITE | HRCU-A-CB (Split System: Heat Pump with Remote Outdoor Unit-Air-Source) | DLCURAH24ABK |  |  | EA*4X36L17A* | *96MSN0601716A* | 23400 | 16.5 | 9 | 25600 | 23800 | 92.97% | 1.96 | 0 | 10 |  |  |  |  | R-410A | 1.95 | Residential & Commercial | USHP | Ducted CEE Tier 1
214574451 | Central HP <5.4 tons | AIRQUEST | HRCU-A-CB (Split System: Heat Pump with Remote Outdoor Unit-Air-Source) | HVH837GKA2* |  |  | EN(A,D)4X36L21**+WALLCON | *80CTL0702120B* | 31400 | 17 | 8.1 | 33200 | 24200 | 72.89% | 1.82 | 0 | 11 |  |  |  |  | R-410A | 2.6167 | Residential & Commercial | USHP | Ducted CEE Tier 1
215934732 | Central HP <5.4 tons | KENMORE | HRCU-A-CB (Split System: Heat Pump with Remote Outdoor Unit-Air-Source) | (C,H,T)5H3V36*K*AAA* |  |  | EVM5X36M17A*+WALLCON | *96CTN0601714B* | 34000 | 20 | 8.1 | 38000 | 27200 | 71.58% | 2 | 0 | 11 |  |  |  |  | R-454B | 2.8333 | Residential & Commercial | USHP | Ducted CEE Tier 1
215934762 | Central HP <5.4 tons | KENMORE | HRCU-A-CB (Split System: Heat Pump with Remote Outdoor Unit-Air-Source) | (C,H,T)5H3V36*K*AAA* |  |  | EVM5X43M21A*+WALLCON | *97CMN0601714B* | 34400 | 20.5 | 8.5 | 38000 | 27600 | 72.63% | 2.08 | 0 | 11 |  |  |  |  | R-454B | 2.8667 | Residential & Commercial | USHP | Ducted CEE Tier 1
214398635 | Central HP <5.4 tons | CHAMPION HEATING AND COOLING | HRCU-A-CB (Split System: Heat Pump with Remote Outdoor Unit-Air-Source) | HH860E2S11 |  |  | JHE48D5CG2SS1 | 0 | 45000 | 19 | 9 | 44500 | 33400 | 75.06% | 2 | 0 | 12 |  |  |  |  | R-454B | 3.75 | Residential & Commercial | USHP | Ducted CEE Tier 1
214398669 | Central HP <5.4 tons | CHAMPION HEATING AND COOLING | HRCU-A-CB (Split System: Heat Pump with Remote Outdoor Unit-Air-Source) | HH860E2S11 |  |  | CTM60C5CGS1+JMC16C2SN1 | 0 | 45000 | 19 | 9 | 44500 | 33600 | 75.51% | 2 | 0 | 12 |  |  |  |  | R-454B | 3.75 | Residential & Commercial | USHP | Ducted CEE Tier 1
214398219 | Central HP <5.4 tons | CHAMPION HEATING AND COOLING | HRCU-A-CB (Split System: Heat Pump with Remote Outdoor Unit-Air-Source) | HH836E2S11 |  |  | CTF48C5CFS1 | TM8E120C16MP11 | 33600 | 19 | 9 | 31400 | 25400 | 80.89% | 2 | 0 | 11 |  |  |  |  | R-454B | 2.8 | Residential & Commercial | USHP | Ducted CEE Tier 1
216374669 | Central HP <5.4 tons | CHAMPION HEATING AND COOLING | HRCU-A-CB (Split System: Heat Pump with Remote Outdoor Unit-Air-Source) | HH836E2S11 |  |  | CTU36B5XDS1+TXV | Z9ET060B12SMPS1 | 33400 | 18 | 8.5 | 31600 | 24200 | 76.58% | 2 | 0 | 11 |  |  |  |  | R-454B | 2.7833 | Residential & Commercial | USHP | Ducted CEE Tier 1
214397667 | Central HP <5.4 tons | CHAMPION HEATING AND COOLING | HRCU-A-CB (Split System: Heat Pump with Remote Outdoor Unit-Air-Source) | HH836E2S11 |  |  | CTF36C5CDS1 | TM8E080C16MP11 | 33800 | 18 | 8.5 | 31400 | 25600 | 81.53% | 2 | 0 | 11 |  |  |  |  | R-454B | 2.8167 | Residential & Commercial | USHP | Ducted CEE Tier 1
213297616 | Central HP <5.4 tons | CHAMPION HEATING AND COOLING | HRCU-A-CB (Split System: Heat Pump with Remote Outdoor Unit-Air-Source) | HMH72B341 |  |  | XAHC36DXXN1+TXV | Z8ES080C16LMPS1 | 34000 | 17.5 | 8.5 | 33400 | 23600 | 70.66% | 2.08 | 0 | 10 |  |  |  |  | R-410A | 2.8333 | Residential & Commercial | USHP | Ducted CEE Tier 1
213297221 | Central HP <5.4 tons | CHAMPION HEATING AND COOLING | HRCU-A-CB (Split System: Heat Pump with Remote Outdoor Unit-Air-Source) | HMH72B341 |  |  | XAHC36DBCN1+JMET12CS2N1 | 0 | 33800 | 18 | 8.1 | 32800 | 23000 | 70.12% | 2.06 | 0 | 10 |  |  |  |  | R-410A | 2.8167 | Residential & Commercial | USHP | Ducted CEE Tier 1
213297266 | Central HP <5.4 tons | CHAMPION HEATING AND COOLING | HRCU-A-CB (Split System: Heat Pump with Remote Outdoor Unit-Air-Source) | HMH72B341 |  |  | XAFB36DXXN1+TXV | Z9ES080B12SMPS1 | 34000 | 17 | 8.1 | 33400 | 23800 | 71.26% | 2.06 | 0 | 9.5 |  |  |  |  | R-410A | 2.8333 | Residential & Commercial | USHP
209270319 | Central HP <5.4 tons | ECO-AIR | HRCU-A-C (Split System: Heat Pump with Remote Outdoor Unit with No Indoor Fan --Air Source) | MOX430U-18HFN1-M |  |  | MAC-24HWDN1-MN0 | 0 | 18000 | 16.1 | 9.5 | 19000 | 15000 | 78.95% | 2.2 | 11.6 | 11.7 |  |  |  |  | R-410A | 1.5 | Residential & Commercial | USHP | Ducted CEE Tier 1
215932162 | Central HP <5.4 tons | KENMORE | HRCU-A-CB (Split System: Heat Pump with Remote Outdoor Unit-Air-Source) | (C,H,T)5H3V36*K*AAA* |  |  | EA*5X37M17A*+WALLCON | *96CTN0601714B* | 33200 | 19 | 9.5 | 34400 | 26400 | 76.74% | 2.06 | 0 | 10.5 |  |  |  |  | R-454B | 2.7667 | Residential & Commercial | USHP | Ducted CEE Tier 1
215932312 | Central HP <5.4 tons | KENMORE | HRCU-A-CB (Split System: Heat Pump with Remote Outdoor Unit-Air-Source) | (C,H,T)5H3V36*K*AAA* |  |  | EA*5X42M21A*+WALLCON | *97CMN0801714B* | 32400 | 19.5 | 9.5 | 35400 | 27200 | 76.84% | 2 | 0 | 11 |  |  |  |  | R-454B | 2.7 | Residential & Commercial | USHP | Ducted CEE Tier 1
215932012 | Central HP <5.4 tons | KENMORE | HRCU-A-CB (Split System: Heat Pump with Remote Outdoor Unit-Air-Source) | (C,H,T)5H3V36*K*AAA* |  |  | EA*5X30M17A*+WALLCON | *97CMN0601714B* | 31800 | 18.5 | 9 | 34600 | 26600 | 76.88% | 1.9 | 0 | 10.5 |  |  |  |  | R-454B | 2.65 | Residential & Commercial | USHP | Ducted CEE Tier 1
215942608 | Central HP <5.4 tons | KENMORE | HRCU-A-CB (Split System: Heat Pump with Remote Outdoor Unit-Air-Source) | (C,H,T)5H3V36*K*AAA* |  |  | EVM5X61M24A*+WALLCON | *96CTN0802120B* | 36000 | 22 | 8.5 | 37400 | 28200 | 75.4% | 2.04 | 0 | 12.5 |  |  |  |  | R-454B | 3 | Residential & Commercial | USHP | Ducted CEE Tier 1
215935022 | Central HP <5.4 tons | KENMORE | HRCU-A-CB (Split System: Heat Pump with Remote Outdoor Unit-Air-Source) | (C,H,T)5H3V36*K*AAA* |  |  | EVM5X49M21A*+WALLCON | *80CTL0702120B* | 35600 | 21.5 | 8.5 | 38000 | 28600 | 75.26% | 2.02 | 0 | 12 |  |  |  |  | R-454B | 2.9667 | Residential & Commercial | USHP | Ducted CEE Tier 1
216508744 | Central HP <5.4 tons | CHAMPION HEATING AND COOLING | HRCU-A-CB (Split System: Heat Pump with Remote Outdoor Unit-Air-Source) | HH836E2S11 |  |  | CTF30A5ADS1 | TM8V060A12MP12 | 32800 | 17 | 8.5 | 30600 | 25200 | 82.35% | 2 | 0 | 11 |  |  |  |  | R-454B | 2.7333 | Residential & Commercial | USHP | Ducted CEE Tier 1
216374746 | Central HP <5.4 tons | CHAMPION HEATING AND COOLING | HRCU-A-CB (Split System: Heat Pump with Remote Outdoor Unit-Air-Source) | HH836E2S11 |  |  | CTM36C5CDS1 | Z9ET100C16SMPS1 | 33800 | 19 | 8.5 | 31400 | 24000 | 76.43% | 2 | 0 | 11 |  |  |  |  | R-454B | 2.8167 | Residential & Commercial | USHP | Ducted CEE Tier 1
215933802 | Central HP <5.4 tons | KENMORE | HRCU-A-CB (Split System: Heat Pump with Remote Outdoor Unit-Air-Source) | (C,H,T)5H3V36*K*AAA* |  |  | ESH5X60M12A*+WALLCON | *80CTL0902120B* | 34200 | 19.5 | 9 | 34200 | 25800 | 75.44% | 1.96 | 0 | 12 |  |  |  |  | R-454B | 2.85 | Residential & Commercial | USHP | Ducted CEE Tier 1
215933402 | Central HP <5.4 tons | KENMORE | HRCU-A-CB (Split System: Heat Pump with Remote Outdoor Unit-Air-Source) | (C,H,T)5H3V36*K*AAA* |  |  | ESH5X42M12A*+WALLCON | *97CMN0601714B* | 33200 | 18.5 | 9 | 34200 | 26200 | 76.61% | 1.94 | 0 | 10.5 |  |  |  |  | R-454B | 2.7667 | Residential & Commercial | USHP | Ducted CEE Tier 1
215931871 | Central HP <5.4 tons | KEEPRITE | HRCU-A-CB (Split System: Heat Pump with Remote Outdoor Unit-Air-Source) | C5H3V60*K*AAA* |  |  | ESH5X60M12A*+WALLCON | *97CMN0602120B* | 55500 | 17 | 8.1 | 61500 | 47000 | 76.42% | 1.95 | 0 | 10.5 |  |  |  |  | R-454B | 4.625 | Residential & Commercial | USHP | Ducted CEE Tier 1
215933362 | Central HP <5.4 tons | KENMORE | HRCU-A-CB (Split System: Heat Pump with Remote Outdoor Unit-Air-Source) | (C,H,T)5H3V36*K*AAA* |  |  | ESH5X42M12A*+WALLCON | *80CTL1352422B* | 33600 | 19.5 | 9 | 34600 | 26400 | 76.3% | 1.92 | 0 | 11.7 |  |  |  |  | R-454B | 2.8 | Residential & Commercial | USHP | Ducted CEE Tier 1
215933412 | Central HP <5.4 tons | KENMORE | HRCU-A-CB (Split System: Heat Pump with Remote Outdoor Unit-Air-Source) | (C,H,T)5H3V36*K*AAA* |  |  | ESH5X42M12A*+WALLCON | *97CMN0602120B* | 33400 | 18.5 | 9 | 35200 | 27000 | 76.7% | 1.92 | 0 | 11 |  |  |  |  | R-454B | 2.7833 | Residential & Commercial | USHP | Ducted CEE Tier 1
215933012 | Central HP <5.4 tons | KENMORE | HRCU-A-CB (Split System: Heat Pump with Remote Outdoor Unit-Air-Source) | (C,H,T)5H3V36*K*AAA* |  |  | ESH5X30M12A*+WALLCON | *96CTN0401410B* | 31400 | 16.5 | 9 | 34400 | 26400 | 76.74% | 1.92 | 0 | 10 |  |  |  |  | R-454B | 2.6167 | Residential & Commercial | USHP | Ducted CEE Tier 1
215932762 | Central HP <5.4 tons | KENMORE | HRCU-A-CB (Split System: Heat Pump with Remote Outdoor Unit-Air-Source) | (C,H,T)5H3V36*K*AAA* |  |  | EA*5X61M21A*+WALLCON | *95CSU0802120B* | 34400 | 20 | 9 | 34400 | 26200 | 76.16% | 1.96 | 0 | 11.7 |  |  |  |  | R-454B | 2.8667 | Residential & Commercial | USHP | Ducted CEE Tier 1
214651175 | Central HP <5.4 tons | CHAMPION HEATING AND COOLING | HRCU-A-CB (Split System: Heat Pump with Remote Outdoor Unit-Air-Source) | HH824E2S11 |  |  | CTU36B5XDS1+TXV | TM9E060B12MP12 | 23000 | 18 | 9.5 | 23000 | 19200 | 83.48% | 2 | 0 | 12 |  |  |  |  | R-454B | 1.9167 | Residential & Commercial | USHP | Ducted CEE Tier 1
215935302 | Central HP <5.4 tons | KENMORE | HRCU-A-CB (Split System: Heat Pump with Remote Outdoor Unit-Air-Source) | (C,H,T)5H3V36*K*AAA* |  |  | EVM5X60M21A*+WALLCON | *97CMN1002122B* | 35600 | 22 | 8.5 | 38000 | 28600 | 75.26% | 2.02 | 0 | 12.5 |  |  |  |  | R-454B | 2.9667 | Residential & Commercial | USHP | Ducted CEE Tier 1
215934802 | Central HP <5.4 tons | KENMORE | HRCU-A-CB (Split System: Heat Pump with Remote Outdoor Unit-Air-Source) | (C,H,T)5H3V36*K*AAA* |  |  | EVM5X44M21A*+WALLCON | *80CSU1002120A* | 35600 | 21.5 | 8.5 | 38000 | 28800 | 75.79% | 2.02 | 0 | 12 |  |  |  |  | R-454B | 2.9667 | Residential & Commercial | USHP | Ducted CEE Tier 1
214609095 | Central HP <5.4 tons | CHAMPION HEATING AND COOLING | HRCU-A-CB (Split System: Heat Pump with Remote Outdoor Unit-Air-Source) | HH824E2S11 |  |  | CTM30B5ACS1 | Z9ES060B12SMPS1 | 23000 | 17 | 9.5 | 23000 | 19200 | 83.48% | 2 | 0 | 11.7 |  |  |  |  | R-454B | 1.9167 | Residential & Commercial | USHP | Ducted CEE Tier 1
214609218 | Central HP <5.4 tons | CHAMPION HEATING AND COOLING | HRCU-A-CB (Split System: Heat Pump with Remote Outdoor Unit-Air-Source) | HH824E2S11 |  |  | CTM36B5ADS1 | Z9ES060B12SMPS1 | 23000 | 17 | 9.5 | 23000 | 18600 | 80.87% | 2 | 0 | 12 |  |  |  |  | R-454B | 1.9167 | Residential & Commercial | USHP | Ducted CEE Tier 1
215934702 | Central HP <5.4 tons | KENMORE | HRCU-A-CB (Split System: Heat Pump with Remote Outdoor Unit-Air-Source) | (C,H,T)5H3V36*K*AAA* |  |  | EVM5X32M17A*+WALLCON | *96CTN0401410B* | 33800 | 19.5 | 8.1 | 37200 | 26600 | 71.51% | 2.02 | 0 | 11.5 |  |  |  |  | R-454B | 2.8167 | Residential & Commercial | USHP | Ducted CEE Tier 1
215934752 | Central HP <5.4 tons | KENMORE | HRCU-A-CB (Split System: Heat Pump with Remote Outdoor Unit-Air-Source) | (C,H,T)5H3V36*K*AAA* |  |  | EVM5X42M21A*+WALLCON | *96CTN0601714B* | 34000 | 20.5 | 8.1 | 38000 | 27000 | 71.05% | 1.95 | 0 | 11 |  |  |  |  | R-454B | 2.8333 | Residential & Commercial | USHP | Ducted CEE Tier 1
216759892 | Central HP <5.4 tons | ECO-AIR | HRCU-A-CB (Split System: Heat Pump with Remote Outdoor Unit-Air-Source) | ECUO-60E |  |  | ECMP-60U | 0 | 54000 | 15.2 | 8.4 | 54000 | 38000 | 70.37% | 1.8 | 0 | 8.6 |  |  |  |  | R-454B | 4.5 | Residential & Commercial | USHP
214574521 | Central HP <5.4 tons | AIRQUEST | HRCU-A-CB (Split System: Heat Pump with Remote Outdoor Unit-Air-Source) | HVH837GKA2* |  |  | EN(A,D,W)4X42L21**+WALLCON | *95CSU0802120B* | 31800 | 17 | 8.1 | 33000 | 24600 | 74.55% | 1.88 | 0 | 11 |  |  |  |  | R-410A | 2.65 | Residential & Commercial | USHP | Ducted CEE Tier 1
215223948 | Central HP <5.4 tons | CHAMPION HEATING AND COOLING | HRCU-A-CB (Split System: Heat Pump with Remote Outdoor Unit-Air-Source) | HH824E2S11 |  |  | CTM36B5ADS1 | Z8ES080B12SMPS1 | 23000 | 18 | 9.5 | 23000 | 18600 | 80.87% | 2 | 0 | 12 |  |  |  |  | R-454B | 1.9167 | Residential & Commercial | USHP | Ducted CEE Tier 1
216759925 | Central HP <5.4 tons | ECO-AIR | HRCU-A-CB (Split System: Heat Pump with Remote Outdoor Unit-Air-Source) | ECUO-36E |  |  | ECPA-36U | 0 | 36000 | 15.4 | 8.7 | 37000 | 28400 | 76.76% | 1.86 | 0 | 9.2 |  |  |  |  | R-454B | 3 | Residential & Commercial | USHP
214606560 | Central HP <5.4 tons | CHAMPION HEATING AND COOLING | HRCU-A-C (Split System: Heat Pump with Remote Outdoor Unit with No Indoor Fan --Air Source) | HH860E2S11 |  |  | CTF60D5CGS1 | 0 | 44500 | 15.2 | 8.5 | 46000 | 34200 | 74.35% | 2 | 0 | 11 |  |  |  |  | R-454B | 3.7083 | Residential & Commercial | USHP | Ducted CEE Tier 1
216374547 | Central HP <5.4 tons | CHAMPION HEATING AND COOLING | HRCU-A-CB (Split System: Heat Pump with Remote Outdoor Unit-Air-Source) | HH836E2S11 |  |  | CTF36C5CDS1 | Z9ET100C16SMPS1 | 33000 | 18 | 8.5 | 30200 | 23000 | 76.16% | 2 | 0 | 11.7 |  |  |  |  | R-454B | 2.75 | Residential & Commercial | USHP | Ducted CEE Tier 1
214398583 | Central HP <5.4 tons | CHAMPION HEATING AND COOLING | HRCU-A-CB (Split System: Heat Pump with Remote Outdoor Unit-Air-Source) | HH836E2S11 |  |  | CTM48C5CFS1 | TP9C100C20MP13 | 34200 | 19 | 9 | 32600 | 25800 | 79.14% | 2 | 0 | 11 |  |  |  |  | R-454B | 2.85 | Residential & Commercial | USHP | Ducted CEE Tier 1
216374572 | Central HP <5.4 tons | CHAMPION HEATING AND COOLING | HRCU-A-CB (Split System: Heat Pump with Remote Outdoor Unit-Air-Source) | HH860E2S11 |  |  | CTF60C5CGS1 | Z9ET100C16SMPS1 | 44500 | 19 | 9 | 45500 | 33200 | 72.97% | 2 | 0 | 11 |  |  |  |  | R-454B | 3.7083 | Residential & Commercial | USHP | Ducted CEE Tier 1
216374608 | Central HP <5.4 tons | CHAMPION HEATING AND COOLING | HRCU-A-CB (Split System: Heat Pump with Remote Outdoor Unit-Air-Source) | HH860E2S11 |  |  | CTU60C5XGS1+TXV | Z9ET080C16SMPS1 | 44000 | 18 | 9 | 45000 | 32800 | 72.89% | 2 | 0 | 11 |  |  |  |  | R-454B | 3.6667 | Residential & Commercial | USHP | Ducted CEE Tier 1
214720142 | Central HP <5.4 tons | CHAMPION HEATING AND COOLING | HRCU-A-CB (Split System: Heat Pump with Remote Outdoor Unit-Air-Source) | HH836E2S11 |  |  | CTU48C5XFS1+TXV | Z8ES100C20SMPS1 | 34400 | 19 | 9 | 32000 | 25400 | 79.38% | 2 | 0 | 11 |  |  |  |  | R-454B | 2.8667 | Residential & Commercial | USHP | Ducted CEE Tier 1
214594982 | Central HP <5.4 tons | CHAMPION HEATING AND COOLING | HRCU-A-CB (Split System: Heat Pump with Remote Outdoor Unit-Air-Source) | HH836E2S11 |  |  | CTM48C5CFS1 | Z8ES080C20SMPS1 | 34200 | 19 | 9 | 32000 | 25400 | 79.38% | 2 | 0 | 11 |  |  |  |  | R-454B | 2.85 | Residential & Commercial | USHP | Ducted CEE Tier 1
215935172 | Central HP <5.4 tons | KENMORE | HRCU-A-CB (Split System: Heat Pump with Remote Outdoor Unit-Air-Source) | (C,H,T)5H3V36*K*AAA* |  |  | EVM5X60M21A*+WALLCON | *80CSU1002120A* | 35600 | 21.5 | 8.5 | 38000 | 28800 | 75.79% | 2.02 | 0 | 12 |  |  |  |  | R-454B | 2.9667 | Residential & Commercial | USHP | Ducted CEE Tier 1
206790277 | Central HP <5.4 tons | BRYANT HEATING AND COOLING SYSTEMS | HRCU-A-CB (Split System: Heat Pump with Remote Outdoor Unit-Air-Source) | 284ANV036*0**B* |  |  | CAP**3721AL*+UI | 88*TA48090C17*** | 34600 | 20 | 9.5 | 35000 | 25600 | 73.14% | 2.06 | 13 | 12 |  |  |  |  | R-410A | 2.8833 | Residential & Commercial | USHP | Ducted CEE Tier 1
206790377 | Central HP <5.4 tons | BRYANT HEATING AND COOLING SYSTEMS | HRCU-A-CB (Split System: Heat Pump with Remote Outdoor Unit-Air-Source) | 284ANV036*0**B* |  |  | CNPV*4217AL*+UI | 986TC42080C17*** | 33200 | 19 | 9 | 35400 | 26400 | 74.58% | 2 | 12 | 11.7 |  |  |  |  | R-410A | 2.7667 | Residential & Commercial | USHP | Ducted CEE Tier 1
206790397 | Central HP <5.4 tons | BRYANT HEATING AND COOLING SYSTEMS | HRCU-A-CB (Split System: Heat Pump with Remote Outdoor Unit-Air-Source) | 284ANV036*0**B* |  |  | CNPV*4821AL*+UI | 986TC42080C17*** | 33600 | 19 | 9 | 35400 | 26200 | 74.01% | 2.02 | 12.5 | 12 |  |  |  |  | R-410A | 2.8 | Residential & Commercial | USHP | Ducted CEE Tier 1
206790412 | Central HP <5.4 tons | BRYANT HEATING AND COOLING SYSTEMS | HRCU-A-CB (Split System: Heat Pump with Remote Outdoor Unit-Air-Source) | 284ANV036*0**B* |  |  | CNPV*4824AL*+UI | 987MB66120C24*** | 33800 | 19.5 | 9 | 35200 | 26000 | 73.86% | 2.04 | 13 | 12.5 |  |  |  |  | R-410A | 2.8167 | Residential & Commercial | USHP | Ducted CEE Tier 1
215936352 | Central HP <5.4 tons | KENMORE | HRCU-A-CB (Split System: Heat Pump with Remote Outdoor Unit-Air-Source) | (C,H,T)5H3V36*K*AAA* |  |  | EVD5X48M24A*+WALLCON | *95CSU0802120B* | 35000 | 21 | 8.5 | 38500 | 28400 | 73.77% | 2.04 | 0 | 12 |  |  |  |  | R-454B | 2.9167 | Residential & Commercial | USHP | Ducted CEE Tier 1
214810248 | Central HP <5.4 tons | CHAMPION HEATING AND COOLING | HRCU-A-CB (Split System: Heat Pump with Remote Outdoor Unit-Air-Source) | HH824E2S11 |  |  | CTM36B5ADS1 | TM8E080B12MP11 | 23000 | 18 | 9.5 | 23000 | 18600 | 80.87% | 2 | 0 | 12 |  |  |  |  | R-454B | 1.9167 | Residential & Commercial | USHP | Ducted CEE Tier 1
213062574 | Central HP <5.4 tons | ACIQ | HRCU-A-CB (Split System: Heat Pump with Remote Outdoor Unit-Air-Source) | HVH825GKA2* |  |  | EA*4X24L14A*+WALLCON | *80CTL0701412A* | 23400 | 17 | 8.1 | 22000 | 16800 | 76.36% | 1.9 | 11 | 10.5 |  |  |  |  | R-410A | 1.95 | Residential & Commercial | USHP | Ducted CEE Tier 1
213062575 | Central HP <5.4 tons | ACIQ | HRCU-A-CB (Split System: Heat Pump with Remote Outdoor Unit-Air-Source) | HVH825GKA2* |  |  | EA*4X24L17A*+WALLCON | *80CTL0451712A* | 23200 | 16 | 8.1 | 22000 | 16900 | 76.82% | 1.88 | 11 | 10.5 |  |  |  |  | R-410A | 1.9333 | Residential & Commercial | USHP | Ducted CEE Tier 1
213062576 | Central HP <5.4 tons | ACIQ | HRCU-A-CB (Split System: Heat Pump with Remote Outdoor Unit-Air-Source) | HVH825GKA2* |  |  | EA*4X24L17A*+WALLCON | *80CTL0701716A* | 23200 | 16.5 | 8.1 | 22000 | 16800 | 76.36% | 1.9 | 11 | 10.5 |  |  |  |  | R-410A | 1.9333 | Residential & Commercial | USHP | Ducted CEE Tier 1
215933942 | Central HP <5.4 tons | KENMORE | HRCU-A-CB (Split System: Heat Pump with Remote Outdoor Unit-Air-Source) | (C,H,T)5H3V36*K*AAA* |  |  | ESH5X60M12A*+WALLCON | *96CTN1002122B* | 34200 | 19.5 | 9 | 34200 | 26000 | 76.02% | 1.94 | 0 | 11.7 |  |  |  |  | R-454B | 2.85 | Residential & Commercial | USHP | Ducted CEE Tier 1
216643686 | Central HP <5.4 tons | KEEPRITE | HRCU-A-CB (Split System: Heat Pump with Remote Outdoor Unit-Air-Source) | D5CUHAH18AAK |  |  | EA*5X19M17A* | *80VTL0451412B* | 18300 | 15.2 | 9.5 | 20000 | 17800 | 89% | 2 | 0 | 11 |  |  |  |  | R-454B | 1.525 | Residential & Commercial | USHP | Ducted CEE Tier 1
216640217 | Central HP <5.4 tons | KEEPRITE | HRCU-A-CB (Split System: Heat Pump with Remote Outdoor Unit-Air-Source) | D5CUHAH18AAK |  |  | FTMA5X24L0B* | 0 | 18400 | 15.5 | 9.5 | 20400 | 18300 | 89.71% | 1.98 | 0 | 11.5 |  |  |  |  | R-454B | 1.5333 | Residential & Commercial | USHP | Ducted CEE Tier 1
215934022 | Central HP <5.4 tons | KENMORE | HRCU-A-CB (Split System: Heat Pump with Remote Outdoor Unit-Air-Source) | (C,H,T)5H3V48*K*AAA* |  |  | EA*5X48M21A*+WALLCON | *80CTL1102120B* | 44000 | 21 | 9.5 | 48000 | 36400 | 75.83% | 1.92 | 0 | 11 |  |  |  |  | R-454B | 3.6667 | Residential & Commercial | USHP | Ducted CEE Tier 1
214398709 | Central HP <5.4 tons | CHAMPION HEATING AND COOLING | HRCU-A-CB (Split System: Heat Pump with Remote Outdoor Unit-Air-Source) | HH860E2S11 |  |  | CTF60C5CGS1 | TM9V100C20MP12 | 44000 | 18 | 9 | 45000 | 33800 | 75.11% | 2 | 0 | 11 |  |  |  |  | R-454B | 3.6667 | Residential & Commercial | USHP | Ducted CEE Tier 1
215933842 | Central HP <5.4 tons | KENMORE | HRCU-A-CB (Split System: Heat Pump with Remote Outdoor Unit-Air-Source) | (C,H,T)5H3V36*K*AAA* |  |  | ESH5X60M12A*+WALLCON | *95CSU0802120B* | 34200 | 19.5 | 9 | 34400 | 26000 | 75.58% | 1.96 | 0 | 11.7 |  |  |  |  | R-454B | 2.85 | Residential & Commercial | USHP | Ducted CEE Tier 1
215933622 | Central HP <5.4 tons | KENMORE | HRCU-A-CB (Split System: Heat Pump with Remote Outdoor Unit-Air-Source) | (C,H,T)5H3V36*K*AAA* |  |  | ESH5X48M12A*+WALLCON | *95CSU0802120B* | 33600 | 19 | 9 | 34800 | 26600 | 76.44% | 1.94 | 0 | 11.5 |  |  |  |  | R-454B | 2.8 | Residential & Commercial | USHP | Ducted CEE Tier 1
215935560 | Central HP <5.4 tons | DAY & NIGHT | HRCU-A-CB (Split System: Heat Pump with Remote Outdoor Unit-Air-Source) | C5H3V36*K*AAA* |  |  | EVD5X31M17A*+WALLCON | *96CTN0601714B* | 34800 | 21 | 8.5 | 38000 | 27800 | 73.16% | 2.06 | 0 | 11 |  |  |  |  | R-454B | 2.9 | Residential & Commercial | USHP | Ducted CEE Tier 1
215935580 | Central HP <5.4 tons | DAY & NIGHT | HRCU-A-CB (Split System: Heat Pump with Remote Outdoor Unit-Air-Source) | C5H3V36*K*AAA* |  |  | EVD5X36M17A*+WALLCON | *96CTN0601714B* | 34000 | 20 | 8.1 | 38000 | 27200 | 71.58% | 2 | 0 | 11 |  |  |  |  | R-454B | 2.8333 | Residential & Commercial | USHP | Ducted CEE Tier 1
215935680 | Central HP <5.4 tons | DAY & NIGHT | HRCU-A-CB (Split System: Heat Pump with Remote Outdoor Unit-Air-Source) | C5H3V36*K*AAA* |  |  | EVD5X36M21A*+WALLCON | *95CSU0601716B* | 34200 | 20.5 | 8.5 | 39000 | 28600 | 73.33% | 2.04 | 0 | 11.5 |  |  |  |  | R-454B | 2.85 | Residential & Commercial | USHP | Ducted CEE Tier 1
215936130 | Central HP <5.4 tons | DAY & NIGHT | HRCU-A-CB (Split System: Heat Pump with Remote Outdoor Unit-Air-Source) | C5H3V36*K*AAA* |  |  | EVD5X42M21A*+WALLCON | *96CTN0801714B* | 34200 | 20.5 | 8.5 | 39000 | 28400 | 72.82% | 2.02 | 0 | 11.5 |  |  |  |  | R-454B | 2.85 | Residential & Commercial | USHP | Ducted CEE Tier 1
215932362 | Central HP <5.4 tons | KENMORE | HRCU-A-CB (Split System: Heat Pump with Remote Outdoor Unit-Air-Source) | (C,H,T)5H3V36*K*AAA* |  |  | EA*5X42M21A*+WALLCON | *96CTN1002122B* | 32800 | 20 | 9.5 | 34800 | 26600 | 76.44% | 2 | 0 | 11.5 |  |  |  |  | R-454B | 2.7333 | Residential & Commercial | USHP | Ducted CEE Tier 1
215932042 | Central HP <5.4 tons | KENMORE | HRCU-A-CB (Split System: Heat Pump with Remote Outdoor Unit-Air-Source) | (C,H,T)5H3V36*K*AAA* |  |  | EA*5X36M17A*+WALLCON | *80CSU0401712A* | 32200 | 19.5 | 9.5 | 35200 | 27200 | 77.27% | 1.98 | 0 | 11 |  |  |  |  | R-454B | 2.6833 | Residential & Commercial | USHP | Ducted CEE Tier 1
215932242 | Central HP <5.4 tons | KENMORE | HRCU-A-CB (Split System: Heat Pump with Remote Outdoor Unit-Air-Source) | (C,H,T)5H3V36*K*AAA* |  |  | EA*5X42M21A*+WALLCON | *80CTL0702120B* | 32600 | 19.5 | 9.5 | 35000 | 26800 | 76.57% | 2.02 | 0 | 11 |  |  |  |  | R-454B | 2.7167 | Residential & Commercial | USHP | Ducted CEE Tier 1
215932262 | Central HP <5.4 tons | KENMORE | HRCU-A-CB (Split System: Heat Pump with Remote Outdoor Unit-Air-Source) | (C,H,T)5H3V36*K*AAA* |  |  | EA*5X42M21A*+WALLCON | *80CTL1102120B* | 32800 | 20 | 9.5 | 34600 | 26600 | 76.88% | 2.02 | 0 | 11.5 |  |  |  |  | R-454B | 2.7333 | Residential & Commercial | USHP | Ducted CEE Tier 1
215933832 | Central HP <5.4 tons | KENMORE | HRCU-A-CB (Split System: Heat Pump with Remote Outdoor Unit-Air-Source) | (C,H,T)5H3V36*K*AAA* |  |  | ESH5X60M12A*+WALLCON | *95CSU0601716B* | 34000 | 19 | 9 | 34800 | 26400 | 75.86% | 1.92 | 0 | 11 |  |  |  |  | R-454B | 2.8333 | Residential & Commercial | USHP | Ducted CEE Tier 1
215933462 | Central HP <5.4 tons | KENMORE | HRCU-A-CB (Split System: Heat Pump with Remote Outdoor Unit-Air-Source) | (C,H,T)5H3V36*K*AAA* |  |  | ESH5X42M12A*+WALLCON | *96CTN0401410B* | 32000 | 17 | 9 | 33800 | 26000 | 76.92% | 1.96 | 0 | 10.5 |  |  |  |  | R-454B | 2.6667 | Residential & Commercial | USHP | Ducted CEE Tier 1
215933382 | Central HP <5.4 tons | KENMORE | HRCU-A-CB (Split System: Heat Pump with Remote Outdoor Unit-Air-Source) | (C,H,T)5H3V36*K*AAA* |  |  | ESH5X42M12A*+WALLCON | *95CSU0802120B* | 33600 | 19 | 9 | 34800 | 26600 | 76.44% | 1.92 | 0 | 11 |  |  |  |  | R-454B | 2.8 | Residential & Commercial | USHP | Ducted CEE Tier 1
215933432 | Central HP <5.4 tons | KENMORE | HRCU-A-CB (Split System: Heat Pump with Remote Outdoor Unit-Air-Source) | (C,H,T)5H3V36*K*AAA* |  |  | ESH5X42M12A*+WALLCON | *97CMN0802120B* | 33600 | 19 | 9 | 34800 | 26600 | 76.44% | 1.94 | 0 | 11.5 |  |  |  |  | R-454B | 2.8 | Residential & Commercial | USHP | Ducted CEE Tier 1
215933232 | Central HP <5.4 tons | KENMORE | HRCU-A-CB (Split System: Heat Pump with Remote Outdoor Unit-Air-Source) | (C,H,T)5H3V36*K*AAA* |  |  | ESH5X36M12A*+WALLCON | *96CTN0401410B* | 31800 | 17 | 9 | 34000 | 26200 | 77.06% | 1.94 | 0 | 10.5 |  |  |  |  | R-454B | 2.65 | Residential & Commercial | USHP | Ducted CEE Tier 1
215932912 | Central HP <5.4 tons | KENMORE | HRCU-A-CB (Split System: Heat Pump with Remote Outdoor Unit-Air-Source) | (C,H,T)5H3V36*K*AAA* |  |  | EA*5X61M24A*+WALLCON | *97CMN0602120B* | 34200 | 20 | 9 | 34800 | 26400 | 75.86% | 1.92 | 0 | 11.5 |  |  |  |  | R-454B | 2.85 | Residential & Commercial | USHP | Ducted CEE Tier 1
215933112 | Central HP <5.4 tons | KENMORE | HRCU-A-CB (Split System: Heat Pump with Remote Outdoor Unit-Air-Source) | (C,H,T)5H3V36*K*AAA* |  |  | ESH5X36M12A*+WALLCON | *80CTL0902120B* | 33400 | 19 | 9 | 34800 | 26600 | 76.44% | 1.92 | 0 | 11.5 |  |  |  |  | R-454B | 2.7833 | Residential & Commercial | USHP | Ducted CEE Tier 1
215931942 | Central HP <5.4 tons | KENMORE | HRCU-A-CB (Split System: Heat Pump with Remote Outdoor Unit-Air-Source) | (C,H,T)5H3V36*K*AAA* |  |  | EA*5X24M17A*+WALLCON | *97CMN0601714B* | 31400 | 18.5 | 9.5 | 35000 | 27000 | 77.14% | 1.98 | 0 | 10 |  |  |  |  | R-454B | 2.6167 | Residential & Commercial | USHP | Ducted CEE Tier 1
216411124 | Central HP <5.4 tons | CHAMPION HEATING AND COOLING | HRCU-A-CB (Split System: Heat Pump with Remote Outdoor Unit-Air-Source) | HMH72B341 |  |  | XAHC36DBCN1 | Z9ET060B12SMPS1 | 33200 | 17.5 | 8.5 | 33400 | 23400 | 70.06% | 2 | 0 | 9.5 |  |  |  |  | R-410A | 2.7667 | Residential & Commercial | USHP
216374715 | Central HP <5.4 tons | CHAMPION HEATING AND COOLING | HRCU-A-CB (Split System: Heat Pump with Remote Outdoor Unit-Air-Source) | HH836E2S11 |  |  | CTF48C5CFS1 | Z9ET100C16SMPS1 | 33400 | 19 | 9.5 | 31400 | 23800 | 75.8% | 2 | 0 | 11 |  |  |  |  | R-454B | 2.7833 | Residential & Commercial | USHP | Ducted CEE Tier 1
216739056 | Central HP <5.4 tons | KEEPRITE | HRCU-A-CB (Split System: Heat Pump with Remote Outdoor Unit-Air-Source) | D5CUHAH24AAK |  |  | FHMA5*30L*B* | 0 | 23400 | 16 | 8.5 | 21200 | 18800 | 88.68% | 1.96 | 0 | 11 |  |  |  |  | R-454B | 1.95 | Residential & Commercial | USHP | Ducted CEE Tier 1
216738661 | Central HP <5.4 tons | KEEPRITE | HRCU-A-CB (Split System: Heat Pump with Remote Outdoor Unit-Air-Source) | D5CUHAH24AAK |  |  | ESH5X36M12A* | *96VSN0801716B* | 22600 | 16 | 8.1 | 20800 | 18400 | 88.46% | 1.85 | 0 | 11 |  |  |  |  | R-454B | 1.8833 | Residential & Commercial | USHP | Ducted CEE Tier 1
214279950 | Central HP <5.4 tons | KEEPRITE | HRCU-A-CB (Split System: Heat Pump with Remote Outdoor Unit-Air-Source) | DLCURAH24ABK |  |  | EA*4X37L21A* | *96MSN0601716A* | 24600 | 17 | 9 | 25400 | 21200 | 83.46% | 1.78 | 0 | 10 |  |  |  |  | R-410A | 2.05 | Residential & Commercial | USHP | Ducted CEE Tier 1
215933672 | Central HP <5.4 tons | KENMORE | HRCU-A-CB (Split System: Heat Pump with Remote Outdoor Unit-Air-Source) | (C,H,T)5H3V36*K*AAA* |  |  | ESH5X48M12A*+WALLCON | *97CMN0802120B* | 33800 | 19.5 | 9 | 34800 | 26600 | 76.44% | 1.94 | 0 | 11.5 |  |  |  |  | R-454B | 2.8167 | Residential & Commercial | USHP | Ducted CEE Tier 1
215933272 | Central HP <5.4 tons | KENMORE | HRCU-A-CB (Split System: Heat Pump with Remote Outdoor Unit-Air-Source) | (C,H,T)5H3V36*K*AAA* |  |  | ESH5X36M12A*+WALLCON | *96CTN1202422B* | 33400 | 19 | 9 | 34800 | 26600 | 76.44% | 1.92 | 0 | 11 |  |  |  |  | R-454B | 2.7833 | Residential & Commercial | USHP | Ducted CEE Tier 1
215933072 | Central HP <5.4 tons | KENMORE | HRCU-A-CB (Split System: Heat Pump with Remote Outdoor Unit-Air-Source) | (C,H,T)5H3V36*K*AAA* |  |  | ESH5X36M12A*+WALLCON | *80CTL0701412B* | 33000 | 18.5 | 9 | 35400 | 27200 | 76.84% | 1.9 | 0 | 10.5 |  |  |  |  | R-454B | 2.75 | Residential & Commercial | USHP | Ducted CEE Tier 1
215932852 | Central HP <5.4 tons | KENMORE | HRCU-A-CB (Split System: Heat Pump with Remote Outdoor Unit-Air-Source) | (C,H,T)5H3V36*K*AAA* |  |  | EA*5X61M24A*+WALLCON | *80CSU1002120A* | 34400 | 20.5 | 9 | 34400 | 26200 | 76.16% | 1.96 | 0 | 11.7 |  |  |  |  | R-454B | 2.8667 | Residential & Commercial | USHP | Ducted CEE Tier 1
215932622 | Central HP <5.4 tons | KENMORE | HRCU-A-CB (Split System: Heat Pump with Remote Outdoor Unit-Air-Source) | (C,H,T)5H3V36*K*AAA* |  |  | EA*5X60M24A*+WALLCON | *97CMN1002122B* | 34000 | 20.5 | 9.5 | 34000 | 25800 | 75.88% | 2.06 | 0 | 12 |  |  |  |  | R-454B | 2.8333 | Residential & Commercial | USHP | Ducted CEE Tier 1
215932702 | Central HP <5.4 tons | KENMORE | HRCU-A-CB (Split System: Heat Pump with Remote Outdoor Unit-Air-Source) | (C,H,T)5H3V36*K*AAA* |  |  | EA*5X61M21A*+WALLCON | *80CTL0701716B* | 34200 | 20 | 9 | 34800 | 26400 | 75.86% | 1.94 | 0 | 11.7 |  |  |  |  | R-454B | 2.85 | Residential & Commercial | USHP | Ducted CEE Tier 1
215932772 | Central HP <5.4 tons | KENMORE | HRCU-A-CB (Split System: Heat Pump with Remote Outdoor Unit-Air-Source) | (C,H,T)5H3V36*K*AAA* |  |  | EA*5X61M21A*+WALLCON | *95CSU1002122B* | 34400 | 20.5 | 9.5 | 34200 | 26000 | 76.02% | 2.08 | 0 | 12 |  |  |  |  | R-454B | 2.8667 | Residential & Commercial | USHP | Ducted CEE Tier 1
215934902 | Central HP <5.4 tons | KENMORE | HRCU-A-CB (Split System: Heat Pump with Remote Outdoor Unit-Air-Source) | (C,H,T)5H3V36*K*AAA* |  |  | EVM5X44M21A*+WALLCON | *97CMN0602120B* | 35400 | 21 | 8.5 | 38500 | 29000 | 75.32% | 2.02 | 0 | 12 |  |  |  |  | R-454B | 2.95 | Residential & Commercial | USHP | Ducted CEE Tier 1
215933882 | Central HP <5.4 tons | KENMORE | HRCU-A-CB (Split System: Heat Pump with Remote Outdoor Unit-Air-Source) | (C,H,T)5H3V36*K*AAA* |  |  | ESH5X60M12A*+WALLCON | *97CMN0801714B* | 34000 | 19 | 9 | 34800 | 26400 | 75.86% | 1.94 | 0 | 11 |  |  |  |  | R-454B | 2.8333 | Residential & Commercial | USHP | Ducted CEE Tier 1
215933932 | Central HP <5.4 tons | KENMORE | HRCU-A-CB (Split System: Heat Pump with Remote Outdoor Unit-Air-Source) | (C,H,T)5H3V36*K*AAA* |  |  | ESH5X60M12A*+WALLCON | *96CTN0801714B* | 34000 | 19.5 | 9 | 34600 | 26400 | 76.3% | 1.94 | 0 | 11.5 |  |  |  |  | R-454B | 2.8333 | Residential & Commercial | USHP | Ducted CEE Tier 1
215933212 | Central HP <5.4 tons | KENMORE | HRCU-A-CB (Split System: Heat Pump with Remote Outdoor Unit-Air-Source) | (C,H,T)5H3V36*K*AAA* |  |  | ESH5X36M12A*+WALLCON | *97CMN1002122B* | 33400 | 19 | 9 | 34800 | 26600 | 76.44% | 1.92 | 0 | 11 |  |  |  |  | R-454B | 2.7833 | Residential & Commercial | USHP | Ducted CEE Tier 1
215932712 | Central HP <5.4 tons | KENMORE | HRCU-A-CB (Split System: Heat Pump with Remote Outdoor Unit-Air-Source) | (C,H,T)5H3V36*K*AAA* |  |  | EA*5X61M21A*+WALLCON | *80CTL0702120B* | 34400 | 20.5 | 9 | 34400 | 26200 | 76.16% | 1.96 | 0 | 11.7 |  |  |  |  | R-454B | 2.8667 | Residential & Commercial | USHP | Ducted CEE Tier 1
216411149 | Central HP <5.4 tons | CHAMPION HEATING AND COOLING | HRCU-A-CB (Split System: Heat Pump with Remote Outdoor Unit-Air-Source) | HMH72B341 |  |  | XAHC36DBCN1 | Z9ET080B12SMPS1 | 33200 | 18 | 8.5 | 33000 | 23200 | 70.3% | 2 | 0 | 10 |  |  |  |  | R-410A | 2.7667 | Residential & Commercial | USHP | Ducted CEE Tier 1
215932192 | Central HP <5.4 tons | KENMORE | HRCU-A-CB (Split System: Heat Pump with Remote Outdoor Unit-Air-Source) | (C,H,T)5H3V36*K*AAA* |  |  | EA*5X42M21A*+WALLCON | *80CSU0401712A* | 32600 | 20 | 9.5 | 35000 | 26800 | 76.57% | 2 | 0 | 11 |  |  |  |  | R-454B | 2.7167 | Residential & Commercial | USHP | Ducted CEE Tier 1
215932662 | Central HP <5.4 tons | KENMORE | HRCU-A-CB (Split System: Heat Pump with Remote Outdoor Unit-Air-Source) | (C,H,T)5H3V36*K*AAA* |  |  | EA*5X61M21A*+WALLCON | *80CSU0401712A* | 34400 | 20.5 | 9 | 34600 | 26200 | 75.72% | 1.94 | 0 | 11.7 |  |  |  |  | R-454B | 2.8667 | Residential & Commercial | USHP | Ducted CEE Tier 1
215932092 | Central HP <5.4 tons | KENMORE | HRCU-A-CB (Split System: Heat Pump with Remote Outdoor Unit-Air-Source) | (C,H,T)5H3V36*K*AAA* |  |  | EA*5X36M17A*+WALLCON | *97CMN0601714B* | 32000 | 19 | 9.5 | 34600 | 26600 | 76.88% | 2 | 0 | 10.5 |  |  |  |  | R-454B | 2.6667 | Residential & Commercial | USHP | Ducted CEE Tier 1
215932462 | Central HP <5.4 tons | KENMORE | HRCU-A-CB (Split System: Heat Pump with Remote Outdoor Unit-Air-Source) | (C,H,T)5H3V36*K*AAA* |  |  | EA*5X48M21A*+WALLCON | *95CSU0601716B* | 33200 | 19.5 | 9.5 | 35000 | 26800 | 76.57% | 2.02 | 0 | 11 |  |  |  |  | R-454B | 2.7667 | Residential & Commercial | USHP | Ducted CEE Tier 1
215932512 | Central HP <5.4 tons | KENMORE | HRCU-A-CB (Split System: Heat Pump with Remote Outdoor Unit-Air-Source) | (C,H,T)5H3V36*K*AAA* |  |  | EA*5X48M21A*+WALLCON | *96CTN0601714B* | 33000 | 19.5 | 9.5 | 34000 | 26000 | 76.47% | 2.04 | 0 | 11 |  |  |  |  | R-454B | 2.75 | Residential & Commercial | USHP | Ducted CEE Tier 1
216374583 | Central HP <5.4 tons | CHAMPION HEATING AND COOLING | HRCU-A-CB (Split System: Heat Pump with Remote Outdoor Unit-Air-Source) | HH824E2S11 |  |  | CTM30B5ACS1 | Z9ET080B12SMPS1 | 23000 | 18 | 9.5 | 23000 | 18100 | 78.7% | 2 | 0 | 12 |  |  |  |  | R-454B | 1.9167 | Residential & Commercial | USHP | Ducted CEE Tier 1
213062610 | Central HP <5.4 tons | ACIQ | HRCU-A-CB (Split System: Heat Pump with Remote Outdoor Unit-Air-Source) | HVH825GKA2* |  |  | EA*4X36L21A*+WALLCON | *96CTN0801714A* | 23600 | 16.5 | 8.1 | 21400 | 16700 | 78.04% | 1.94 | 11 | 11 |  |  |  |  | R-410A | 1.9667 | Residential & Commercial | USHP | Ducted CEE Tier 1
213062624 | Central HP <5.4 tons | ACIQ | HRCU-A-CB (Split System: Heat Pump with Remote Outdoor Unit-Air-Source) | HVH825GKA2* |  |  | EA*4X37L17A*+WALLCON | *80CTL0901716A* | 24200 | 17 | 8.1 | 21400 | 16600 | 77.57% | 2.02 | 11 | 11 |  |  |  |  | R-410A | 2.0167 | Residential & Commercial | USHP | Ducted CEE Tier 1
213062709 | Central HP <5.4 tons | ACIQ | HRCU-A-CB (Split System: Heat Pump with Remote Outdoor Unit-Air-Source) | HVH825GKA2* |  |  | EA*4X37L21A*+WALLCON | *96CTN0801714A* | 24400 | 16.5 | 8.1 | 21200 | 16700 | 78.77% | 2.02 | 11 | 11 |  |  |  |  | R-410A | 2.0333 | Residential & Commercial | USHP | Ducted CEE Tier 1
213062724 | Central HP <5.4 tons | ACIQ | HRCU-A-CB (Split System: Heat Pump with Remote Outdoor Unit-Air-Source) | HVH825GKA2* |  |  | EA*4X30L17A*+WALLCON | *80CSU0401712A* | 23400 | 16.5 | 8.1 | 21600 | 16700 | 77.31% | 1.92 | 11 | 10.5 |  |  |  |  | R-410A | 1.95 | Residential & Commercial | USHP | Ducted CEE Tier 1
213062727 | Central HP <5.4 tons | ACIQ | HRCU-A-CB (Split System: Heat Pump with Remote Outdoor Unit-Air-Source) | HVH825GKA2* |  |  | EA*4X36L17A*+WALLCON | *80CSU0601716A* | 23600 | 16.5 | 8.1 | 21400 | 16700 | 78.04% | 1.94 | 11 | 10.5 |  |  |  |  | R-410A | 1.9667 | Residential & Commercial | USHP | Ducted CEE Tier 1
213062728 | Central HP <5.4 tons | ACIQ | HRCU-A-CB (Split System: Heat Pump with Remote Outdoor Unit-Air-Source) | HVH825GKA2* |  |  | EA*4X36L21A*+WALLCON | *80CSU0401712A* | 23600 | 17 | 8.1 | 21400 | 16600 | 77.57% | 1.94 | 11.5 | 11 |  |  |  |  | R-410A | 1.9667 | Residential & Commercial | USHP | Ducted CEE Tier 1
213062760 | Central HP <5.4 tons | ACIQ | HRCU-A-CB (Split System: Heat Pump with Remote Outdoor Unit-Air-Source) | HVH825GKA2* |  |  | EA*4X37L21A*+WALLCON | *95CSU1002122A* | 24400 | 17 | 8.5 | 21200 | 16600 | 78.3% | 2.04 | 11.5 | 11 |  |  |  |  | R-410A | 2.0333 | Residential & Commercial | USHP | Ducted CEE Tier 1
215936180 | Central HP <5.4 tons | DAY & NIGHT | HRCU-A-CB (Split System: Heat Pump with Remote Outdoor Unit-Air-Source) | C5H3V36*K*AAA* |  |  | EVD5X42M24A*+WALLCON | *80CTL1102120B* | 35600 | 22 | 8.5 | 38500 | 28400 | 73.77% | 2.04 | 0 | 12.5 |  |  |  |  | R-454B | 2.9667 | Residential & Commercial | USHP | Ducted CEE Tier 1
211229600 | Central HP <5.4 tons | TEMPSTAR | HRCU-A-CB (Split System: Heat Pump with Remote Outdoor Unit-Air-Source) | DLCURAH36ABK |  |  | EA*4X48L24A* | *96VTN0802120A* | 35600 | 16 | 8.1 | 37800 | 34600 | 91.53% | 2.02 | 0 | 10 |  |  |  |  | R-410A | 2.9667 | Residential & Commercial | USHP | Ducted CEE Tier 1
215940417 | Central HP <5.4 tons | AIRQUEST | HRCU-A-CB (Split System: Heat Pump with Remote Outdoor Unit-Air-Source) | H5H3V36*K*AAA* |  |  | EVM5X60M21A*+WALLCON | *80CSU0601716B* | 35600 | 22 | 8.5 | 38000 | 28600 | 75.26% | 2.02 | 0 | 12.5 |  |  |  |  | R-454B | 2.9667 | Residential & Commercial | USHP | Ducted CEE Tier 1
215940367 | Central HP <5.4 tons | AIRQUEST | HRCU-A-CB (Split System: Heat Pump with Remote Outdoor Unit-Air-Source) | H5H3V36*K*AAA* |  |  | EVM5X49M21A*+WALLCON | *97CTN0801716A* | 35400 | 21 | 8.5 | 38500 | 29000 | 75.32% | 2.02 | 0 | 12 |  |  |  |  | R-454B | 2.95 | Residential & Commercial | USHP | Ducted CEE Tier 1
215940567 | Central HP <5.4 tons | AIRQUEST | HRCU-A-CB (Split System: Heat Pump with Remote Outdoor Unit-Air-Source) | H5H3V36*K*AAA* |  |  | EVD5X36M21A*+WALLCON | *97CTN1002122A* | 34400 | 21 | 8.5 | 38500 | 28000 | 72.73% | 2.06 | 0 | 12 |  |  |  |  | R-454B | 2.8667 | Residential & Commercial | USHP | Ducted CEE Tier 1
213081024 | Central HP <5.4 tons | ACIQ | HRCU-A-CB (Split System: Heat Pump with Remote Outdoor Unit-Air-Source) | HVH837GKA** |  |  | EA*4X61L24A*+WALLCON | *97CMN0602120A* | 33000 | 17.5 | 8.5 | 32400 | 25200 | 77.78% | 1.98 | 0 | 11.7 |  |  |  |  | R-410A | 2.75 | Residential & Commercial | USHP | Ducted CEE Tier 1
216759895 | Central HP <5.4 tons | ECO-AIR | HRCU-A-CB (Split System: Heat Pump with Remote Outdoor Unit-Air-Source) | ECUO-30H |  |  | ECMP-30U | 0 | 30000 | 16.8 | 10 | 34000 | 32600 | 95.88% | 1.96 | 0 | 11.7 |  |  |  |  | R-454B | 2.5 | Residential & Commercial | USHP | Ducted CEE Tier 1
216759911 | Central HP <5.4 tons | ECO-AIR | HRCU-A-C (Split System: Heat Pump with Remote Outdoor Unit with No Indoor Fan --Air Source) | ECUO-24H |  |  | ECCA-24U | 0 | 24000 | 16 | 9.5 | 25000 | 21000 | 84% | 1.8 | 0 | 10 |  |  |  |  | R-454B | 2 | Residential & Commercial | USHP | Ducted CEE Tier 1
216738908 | Central HP <5.4 tons | KEEPRITE | HRCU-A-CB (Split System: Heat Pump with Remote Outdoor Unit-Air-Source) | D5CUHAH24AAK |  |  | ESH5X36M12A* | *97VTN0801716A* | 22600 | 16 | 8.1 | 20800 | 18400 | 88.46% | 1.85 | 0 | 11 |  |  |  |  | R-454B | 1.8833 | Residential & Commercial | USHP | Ducted CEE Tier 1
214720041 | Central HP <5.4 tons | CHAMPION HEATING AND COOLING | HRCU-A-CB (Split System: Heat Pump with Remote Outdoor Unit-Air-Source) | HH860E2S11 |  |  | CTU60C5XGS1+TXV | TP9C080C16MP13 | 43500 | 17 | 9 | 44000 | 33600 | 76.36% | 2 | 0 | 11 |  |  |  |  | R-454B | 3.625 | Residential & Commercial | USHP | Ducted CEE Tier 1
216372804 | Central HP <5.4 tons | MIRAGE | HRCU-A-CB (Split System: Heat Pump with Remote Outdoor Unit-Air-Source) | OVADH481B |  |  | IVADH481B | 0 | 48000 | 16 | 8.5 | 48000 | 38000 | 79.17% | 1.85 | 0 | 10 |  |  |  |  | R-454B | 4 | Residential & Commercial | USHP | Ducted CEE Tier 1
214719908 | Central HP <5.4 tons | CHAMPION HEATING AND COOLING | HRCU-A-CB (Split System: Heat Pump with Remote Outdoor Unit-Air-Source) | HH836E2S11 |  |  | CTU48C5XFS1+TXV | TM9Y100C20MP11 | 34200 | 17 | 8.5 | 32800 | 26000 | 79.27% | 2 | 0 | 10 |  |  |  |  | R-454B | 2.85 | Residential & Commercial | USHP | Ducted CEE Tier 1
214719841 | Central HP <5.4 tons | CHAMPION HEATING AND COOLING | HRCU-A-CB (Split System: Heat Pump with Remote Outdoor Unit-Air-Source) | HH836E2S11 |  |  | CTU48C5XFS1+TXV | TM8E120C16MP11 | 33600 | 19 | 9 | 31400 | 25400 | 80.89% | 2 | 0 | 11 |  |  |  |  | R-454B | 2.8 | Residential & Commercial | USHP | Ducted CEE Tier 1
215934722 | Central HP <5.4 tons | KENMORE | HRCU-A-CB (Split System: Heat Pump with Remote Outdoor Unit-Air-Source) | (C,H,T)5H3V36*K*AAA* |  |  | EVM5X36M17A*+WALLCON | *97CMN0601714B* | 34000 | 20 | 8.1 | 38000 | 27200 | 71.58% | 2 | 0 | 11 |  |  |  |  | R-454B | 2.8333 | Residential & Commercial | USHP | Ducted CEE Tier 1
214396691 | Central HP <5.4 tons | CHAMPION HEATING AND COOLING | HRCU-A-CB (Split System: Heat Pump with Remote Outdoor Unit-Air-Source) | HH824E2S11 |  |  | CTF30A5ADS1 | TM8Y060A12MP11 | 23000 | 18 | 9 | 23000 | 18200 | 79.13% | 2 | 0 | 12 |  |  |  |  | R-454B | 1.9167 | Residential & Commercial | USHP | Ducted CEE Tier 1
215934872 | Central HP <5.4 tons | KENMORE | HRCU-A-CB (Split System: Heat Pump with Remote Outdoor Unit-Air-Source) | (C,H,T)5H3V36*K*AAA* |  |  | EVM5X44M21A*+WALLCON | *95CSU0601716B* | 35400 | 21.5 | 8.5 | 38500 | 29000 | 75.32% | 2.02 | 0 | 12 |  |  |  |  | R-454B | 2.95 | Residential & Commercial | USHP | Ducted CEE Tier 1
214595002 | Central HP <5.4 tons | CHAMPION HEATING AND COOLING | HRCU-A-CB (Split System: Heat Pump with Remote Outdoor Unit-Air-Source) | HH836E2S11 |  |  | CTM36B5CDS1 | Z8ES100B12SMPS1 | 33200 | 18 | 8.5 | 30600 | 25000 | 81.7% | 2 | 0 | 11 |  |  |  |  | R-454B | 2.7667 | Residential & Commercial | USHP | Ducted CEE Tier 1
214396421 | Central HP <5.4 tons | CHAMPION HEATING AND COOLING | HRCU-A-CB (Split System: Heat Pump with Remote Outdoor Unit-Air-Source) | HH836E2S11 |  |  | CTM36C5CDS1 | TMLE080C16MP11 | 33800 | 18 | 8.5 | 31400 | 25600 | 81.53% | 2 | 0 | 11 |  |  |  |  | R-454B | 2.8167 | Residential & Commercial | USHP | Ducted CEE Tier 1
211230626 | Central HP <5.4 tons | TEMPSTAR | HRCU-A-CB (Split System: Heat Pump with Remote Outdoor Unit-Air-Source) | DLCURAH36ABK |  |  | EN(A,D)4X48L24** | *92ESN1002122A* | 37600 | 15.5 | 8.5 | 39500 | 35000 | 88.61% | 2.08 | 0 | 10.5 |  |  |  |  | R-410A | 3.1333 | Residential & Commercial | USHP | Ducted CEE Tier 1
212976019 | Central HP <5.4 tons | CARRIER | HRCU-A-CB (Split System: Heat Pump with Remote Outdoor Unit-Air-Source) | 38MURAQ24AB3* |  |  | CAP**3017AL* | GG96VTAB48080B** | 23400 | 17 | 8.5 | 26200 | 25000 | 95.42% | 2.08 | 0 | 10 |  |  |  |  | R-410A | 1.95 | Residential & Commercial | USHP | Ducted CEE Tier 1
212976058 | Central HP <5.4 tons | CARRIER | HRCU-A-CB (Split System: Heat Pump with Remote Outdoor Unit-Air-Source) | 38MURAQ24AB3* |  |  | CAP**3717AL* | GG96VTAB48080B** | 24200 | 17 | 8.5 | 25800 | 22200 | 86.05% | 1.84 | 0 | 10 |  |  |  |  | R-410A | 2.0167 | Residential & Commercial | USHP | Ducted CEE Tier 1
211229965 | Central HP <5.4 tons | TEMPSTAR | HRCU-A-CB (Split System: Heat Pump with Remote Outdoor Unit-Air-Source) | DLCURAH36ABK |  |  | EN(A,D,W)4X48L21** | *80ES(N,L)0902120A* | 36600 | 16 | 8.1 | 39500 | 34800 | 88.1% | 2.04 | 0 | 10.5 |  |  |  |  | R-410A | 3.05 | Residential & Commercial | USHP | Ducted CEE Tier 1
211230367 | Central HP <5.4 tons | TEMPSTAR | HRCU-A-CB (Split System: Heat Pump with Remote Outdoor Unit-Air-Source) | DLCURAH36ABK |  |  | EN(A,D,W)4X48L21** | OLV112A16A | 36000 | 15.5 | 8.1 | 38500 | 35000 | 90.91% | 2.02 | 0 | 10 |  |  |  |  | R-410A | 3 | Residential & Commercial | USHP | Ducted CEE Tier 1
215932402 | Central HP <5.4 tons | KENMORE | HRCU-A-CB (Split System: Heat Pump with Remote Outdoor Unit-Air-Source) | (C,H,T)5H3V36*K*AAA* |  |  | EA*5X48M21A*+WALLCON | *80CSU1002120A* | 33400 | 20 | 9.5 | 34600 | 26400 | 76.3% | 2.04 | 0 | 11.5 |  |  |  |  | R-454B | 2.7833 | Residential & Commercial | USHP | Ducted CEE Tier 1
216374705 | Central HP <5.4 tons | CHAMPION HEATING AND COOLING | HRCU-A-CB (Split System: Heat Pump with Remote Outdoor Unit-Air-Source) | HH824E2S11 |  |  | CTM30B5ACS1 | Z9ET060B12SMPS1 | 23000 | 18 | 9.5 | 23000 | 18500 | 80.43% | 2 | 0 | 11.7 |  |  |  |  | R-454B | 1.9167 | Residential & Commercial | USHP | Ducted CEE Tier 1
215932352 | Central HP <5.4 tons | KENMORE | HRCU-A-CB (Split System: Heat Pump with Remote Outdoor Unit-Air-Source) | (C,H,T)5H3V36*K*AAA* |  |  | EA*5X42M21A*+WALLCON | *96CTN0801714B* | 32600 | 19.5 | 9.5 | 35200 | 27000 | 76.7% | 2 | 0 | 11 |  |  |  |  | R-454B | 2.7167 | Residential & Commercial | USHP | Ducted CEE Tier 1
215932302 | Central HP <5.4 tons | KENMORE | HRCU-A-CB (Split System: Heat Pump with Remote Outdoor Unit-Air-Source) | (C,H,T)5H3V36*K*AAA* |  |  | EA*5X42M21A*+WALLCON | *97CMN0602120B* | 32600 | 19 | 9.5 | 35200 | 27200 | 77.27% | 2 | 0 | 11 |  |  |  |  | R-454B | 2.7167 | Residential & Commercial | USHP | Ducted CEE Tier 1
215932052 | Central HP <5.4 tons | KENMORE | HRCU-A-CB (Split System: Heat Pump with Remote Outdoor Unit-Air-Source) | (C,H,T)5H3V36*K*AAA* |  |  | EA*5X36M17A*+WALLCON | *80CSU0601716A* | 32200 | 19.5 | 9.5 | 35000 | 27000 | 77.14% | 2 | 0 | 11 |  |  |  |  | R-454B | 2.6833 | Residential & Commercial | USHP | Ducted CEE Tier 1
215932102 | Central HP <5.4 tons | KENMORE | HRCU-A-CB (Split System: Heat Pump with Remote Outdoor Unit-Air-Source) | (C,H,T)5H3V36*K*AAA* |  |  | EA*5X36M17A*+WALLCON | *97CMN0801714B* | 32000 | 19 | 9.5 | 35600 | 27400 | 76.97% | 1.98 | 0 | 10.5 |  |  |  |  | R-454B | 2.6667 | Residential & Commercial | USHP | Ducted CEE Tier 1
215932002 | Central HP <5.4 tons | KENMORE | HRCU-A-CB (Split System: Heat Pump with Remote Outdoor Unit-Air-Source) | (C,H,T)5H3V36*K*AAA* |  |  | EA*5X30M14A*+WALLCON | *96CTN0401410B* | 30800 | 17 | 9 | 34400 | 26600 | 77.33% | 1.9 | 0 | 10 |  |  |  |  | R-454B | 2.5667 | Residential & Commercial | USHP | Ducted CEE Tier 1
215931742 | Central HP <5.4 tons | KENMORE | HRCU-A-CB (Split System: Heat Pump with Remote Outdoor Unit-Air-Source) | (C,H,T)5H3V60*K*AAA* |  |  | EA*5X61M24A*+WALLCON | *97CMN0602120B* | 56000 | 18 | 8.5 | 61000 | 47500 | 77.87% | 2 | 0 | 10.5 |  |  |  |  | R-454B | 4.6667 | Residential & Commercial | USHP | Ducted CEE Tier 1
214279898 | Central HP <5.4 tons | KEEPRITE | HRCU-A-CB (Split System: Heat Pump with Remote Outdoor Unit-Air-Source) | DLCURAH24ABK |  |  | EA*4X30L17A* | *96MSN0601716A* | 23400 | 16.5 | 9 | 25800 | 24400 | 94.57% | 2.02 | 0 | 10 |  |  |  |  | R-410A | 1.95 | Residential & Commercial | USHP | Ducted CEE Tier 1
210596413 | Central HP <5.4 tons | BRYANT HEATING AND COOLING SYSTEMS | HRCU-A-CB (Split System: Heat Pump with Remote Outdoor Unit-Air-Source) | 288BNV025*0**B* |  |  | CSPH*4212AL*+UI | 83*CA48060C17*** | 24200 | 16 | 8.1 | 21400 | 16600 | 77.57% | 2 | 0 | 10.5 |  |  |  |  | R-410A | 2.0167 | Residential & Commercial | USHP | Ducted CEE Tier 1
213067491 | Central HP <5.4 tons | ACIQ | HRCU-A-CB (Split System: Heat Pump with Remote Outdoor Unit-Air-Source) | HVH825GKA2* |  |  | EA*4X42L21A*+WALLCON | *80CSU0401712A* | 23800 | 17 | 8.1 | 21400 | 16600 | 77.57% | 1.96 | 0 | 11 |  |  |  |  | R-410A | 1.9833 | Residential & Commercial | USHP | Ducted CEE Tier 1
213067504 | Central HP <5.4 tons | ACIQ | HRCU-A-CB (Split System: Heat Pump with Remote Outdoor Unit-Air-Source) | HVH825GKA2* |  |  | EA*4X42L21A*+WALLCON | *97CMN0602120A* | 23600 | 16 | 8.1 | 21400 | 16700 | 78.04% | 1.94 | 0 | 11 |  |  |  |  | R-410A | 1.9667 | Residential & Commercial | USHP | Ducted CEE Tier 1
213067505 | Central HP <5.4 tons | ACIQ | HRCU-A-CB (Split System: Heat Pump with Remote Outdoor Unit-Air-Source) | HVH825GKA2* |  |  | EA*4X42L21A*+WALLCON | *97CMN0801714A* | 23600 | 16.5 | 8.1 | 21400 | 16700 | 78.04% | 1.96 | 0 | 11 |  |  |  |  | R-410A | 1.9667 | Residential & Commercial | USHP | Ducted CEE Tier 1
213067538 | Central HP <5.4 tons | ACIQ | HRCU-A-CB (Split System: Heat Pump with Remote Outdoor Unit-Air-Source) | HVH825GKA2* |  |  | EA*4X48L21A*+WALLCON | *95CSU0802120A* | 24200 | 17 | 8.1 | 21000 | 16500 | 78.57% | 2.02 | 0 | 11 |  |  |  |  | R-410A | 2.0167 | Residential & Commercial | USHP | Ducted CEE Tier 1
213067556 | Central HP <5.4 tons | ACIQ | HRCU-A-CB (Split System: Heat Pump with Remote Outdoor Unit-Air-Source) | HVH825GKA2* |  |  | EHD4X42AAL+WALLCON | *80CSU0401712A* | 24200 | 16.5 | 8.1 | 21400 | 16600 | 77.57% | 2 | 0 | 11 |  |  |  |  | R-410A | 2.0167 | Residential & Commercial | USHP | Ducted CEE Tier 1
213067621 | Central HP <5.4 tons | ACIQ | HRCU-A-CB (Split System: Heat Pump with Remote Outdoor Unit-Air-Source) | HVH825GKA2* |  |  | EN(A,D,W)4X48L21**+WALLCON | *80CSU0401712A* | 24200 | 17.5 | 8.1 | 21200 | 16600 | 78.3% | 2.02 | 0 | 11.5 |  |  |  |  | R-410A | 2.0167 | Residential & Commercial | USHP | Ducted CEE Tier 1
213067707 | Central HP <5.4 tons | ACIQ | HRCU-A-CB (Split System: Heat Pump with Remote Outdoor Unit-Air-Source) | HVH837GKA** |  |  | EHD4X60AAL+WALLCON | *80CSU1002120A* | 32800 | 16.5 | 8.1 | 32200 | 24800 | 77.02% | 1.98 | 0 | 11 |  |  |  |  | R-410A | 2.7333 | Residential & Commercial | USHP | Ducted CEE Tier 1
212986882 | Central HP <5.4 tons | COMFORTMAKER | HRCU-A-CB (Split System: Heat Pump with Remote Outdoor Unit-Air-Source) | DLCURAH24ABK |  |  | EA*4X25L17A* | *96MSN0601412A* | 24200 | 17 | 8.5 | 25200 | 21800 | 86.51% | 1.82 | 0 | 10 |  |  |  |  | R-410A | 2.0167 | Residential & Commercial | USHP | Ducted CEE Tier 1
212986932 | Central HP <5.4 tons | COMFORTMAKER | HRCU-A-CB (Split System: Heat Pump with Remote Outdoor Unit-Air-Source) | DLCURAH24ABK |  |  | EN(A,D)4X24L14** | *96MSN0601412A* | 23200 | 16.5 | 8.5 | 27000 | 25200 | 93.33% | 2.1 | 0 | 10 |  |  |  |  | R-410A | 1.9333 | Residential & Commercial | USHP | Ducted CEE Tier 1
212986982 | Central HP <5.4 tons | COMFORTMAKER | HRCU-A-CB (Split System: Heat Pump with Remote Outdoor Unit-Air-Source) | DLCURAH18ABK |  |  | EA*4X19L17A* | *96MSN0601412A* | 17800 | 16.5 | 8.1 | 17800 | 17900 | 100.6% | 2.16 | 0 | 10.5 |  |  |  |  | R-410A | 1.4833 | Residential & Commercial | USHP | Ducted CEE Tier 1
212987548 | Central HP <5.4 tons | COMFORTMAKER | HRCU-A-CB (Split System: Heat Pump with Remote Outdoor Unit-Air-Source) | DLCURAH18ABK |  |  | EN(A,D)4X24L17** | *96MSN0801716A* | 17600 | 16 | 8.5 | 18600 | 19100 | 102.7% | 2.3 | 0 | 11 |  |  |  |  | R-410A | 1.4667 | Residential & Commercial | USHP | Ducted CEE Tier 1
212987800 | Central HP <5.4 tons | COMFORTMAKER | HRCU-A-CB (Split System: Heat Pump with Remote Outdoor Unit-Air-Source) | DLCURAH24ABK |  |  | EA*4X36L21A* | *96MSN0802120A* | 23800 | 17 | 8.5 | 26200 | 23600 | 90.08% | 1.96 | 0 | 10 |  |  |  |  | R-410A | 1.9833 | Residential & Commercial | USHP | Ducted CEE Tier 1
212989170 | Central HP <5.4 tons | COMFORTMAKER | HRCU-A-CB (Split System: Heat Pump with Remote Outdoor Unit-Air-Source) | DLCURAH24ABK |  |  | EA*4X36L17A* | *95MSU0601716A* | 23600 | 17 | 8.5 | 26200 | 24000 | 91.6% | 1.98 | 0 | 10 |  |  |  |  | R-410A | 1.9667 | Residential & Commercial | USHP | Ducted CEE Tier 1
211229407 | Central HP <5.4 tons | TEMPSTAR | HRCU-A-CB (Split System: Heat Pump with Remote Outdoor Unit-Air-Source) | DLCURAH36ABK |  |  | EA*4X48L24A* | *80VTL0902120A* | 35600 | 16.5 | 8.1 | 37800 | 34600 | 91.53% | 2.04 | 0 | 10 |  |  |  |  | R-410A | 2.9667 | Residential & Commercial | USHP | Ducted CEE Tier 1
213079850 | Central HP <5.4 tons | COMFORTMAKER | HRCU-A-CB (Split System: Heat Pump with Remote Outdoor Unit-Air-Source) | DLCURAH36ABK |  |  | EA*4X37L21A* | *92MSN1002122A* | 36200 | 16.5 | 8.5 | 38000 | 34800 | 91.58% | 2.04 | 0 | 10 |  |  |  |  | R-410A | 3.0167 | Residential & Commercial | USHP | Ducted CEE Tier 1
213079859 | Central HP <5.4 tons | COMFORTMAKER | HRCU-A-CB (Split System: Heat Pump with Remote Outdoor Unit-Air-Source) | DLCURAH36ABK |  |  | EA*4X42L21A* | *92MSN1002122A* | 35400 | 16.5 | 8.1 | 38500 | 35000 | 90.91% | 1.88 | 0 | 10 |  |  |  |  | R-410A | 2.95 | Residential & Commercial | USHP | Ducted CEE Tier 1
211230150 | Central HP <5.4 tons | TEMPSTAR | HRCU-A-CB (Split System: Heat Pump with Remote Outdoor Unit-Air-Source) | DLCURAH36ABK |  |  | EN(A,D,W)4X48L21** | *92ESN1002120A* | 35800 | 16.5 | 8.1 | 38500 | 34800 | 90.39% | 2 | 0 | 10 |  |  |  |  | R-410A | 2.9833 | Residential & Commercial | USHP | Ducted CEE Tier 1
213080397 | Central HP <5.4 tons | COMFORTMAKER | HRCU-A-CB (Split System: Heat Pump with Remote Outdoor Unit-Air-Source) | DLCURAH36ABK |  |  | EA*4X42L21A* | *96MSN1002122A* | 35200 | 16 | 8.1 | 38500 | 35000 | 90.91% | 1.88 | 0 | 10 |  |  |  |  | R-410A | 2.9333 | Residential & Commercial | USHP | Ducted CEE Tier 1
213080577 | Central HP <5.4 tons | COMFORTMAKER | HRCU-A-CB (Split System: Heat Pump with Remote Outdoor Unit-Air-Source) | DLCURAH36ABK |  |  | EA*4X48L21A* | *95MSU0401712A* | 35600 | 15.2 | 8.1 | 38000 | 34800 | 91.58% | 2.02 | 0 | 9.5 |  |  |  |  | R-410A | 2.9667 | Residential & Commercial | USHP
213080697 | Central HP <5.4 tons | COMFORTMAKER | HRCU-A-CB (Split System: Heat Pump with Remote Outdoor Unit-Air-Source) | DLCURAH36ABK |  |  | EA*4X42L21A* | *95MSU0601716A* | 35000 | 16 | 8.1 | 38500 | 35000 | 90.91% | 1.86 | 0 | 9.5 |  |  |  |  | R-410A | 2.9167 | Residential & Commercial | USHP
215931592 | Central HP <5.4 tons | KENMORE | HRCU-A-CB (Split System: Heat Pump with Remote Outdoor Unit-Air-Source) | (C,H,T)5H3V60*K*AAA* |  |  | EA*5X60M24A*+WALLCON | *95CSU1002122B* | 56000 | 18.5 | 8.5 | 60500 | 45500 | 75.21% | 2.08 | 0 | 11.5 |  |  |  |  | R-454B | 4.6667 | Residential & Commercial | USHP | Ducted CEE Tier 1
215931992 | Central HP <5.4 tons | KENMORE | HRCU-A-CB (Split System: Heat Pump with Remote Outdoor Unit-Air-Source) | (C,H,T)5H3V36*K*AAA* |  |  | EA*5X25M17A*+WALLCON | *96CTN0601714B* | 33600 | 19.5 | 9.5 | 34400 | 26200 | 76.16% | 2.05 | 0 | 11 |  |  |  |  | R-454B | 2.8 | Residential & Commercial | USHP | Ducted CEE Tier 1
215932112 | Central HP <5.4 tons | KENMORE | HRCU-A-CB (Split System: Heat Pump with Remote Outdoor Unit-Air-Source) | (C,H,T)5H3V36*K*AAA* |  |  | EA*5X36M17A*+WALLCON | *96CTN0401410B* | 31000 | 17.5 | 9 | 34200 | 26400 | 77.19% | 1.92 | 0 | 10.5 |  |  |  |  | R-454B | 2.5833 | Residential & Commercial | USHP | Ducted CEE Tier 1
216410924 | Central HP <5.4 tons | CHAMPION HEATING AND COOLING | HRCU-A-CB (Split System: Heat Pump with Remote Outdoor Unit-Air-Source) | HMH72B361 |  |  | XAHB36DBCN1 | Z9ET060B12SMPS1 | 34200 | 16.5 | 8.5 | 33800 | 23800 | 70.41% | 1.98 | 0 | 8.5 |  |  |  |  | R-410A | 2.85 | Residential & Commercial | USHP
215934922 | Central HP <5.4 tons | KENMORE | HRCU-A-CB (Split System: Heat Pump with Remote Outdoor Unit-Air-Source) | (C,H,T)5H3V36*K*AAA* |  |  | EVM5X44M21A*+WALLCON | *97CMN0802120B* | 35600 | 21.5 | 8.5 | 38000 | 28600 | 75.26% | 2.02 | 0 | 12 |  |  |  |  | R-454B | 2.9667 | Residential & Commercial | USHP | Ducted CEE Tier 1
214609090 | Central HP <5.4 tons | CHAMPION HEATING AND COOLING | HRCU-A-CB (Split System: Heat Pump with Remote Outdoor Unit-Air-Source) | HH836E2S11 |  |  | CTF48C5CFS1 | Z9ES100C16SMPS1 | 35000 | 18 | 9 | 32600 | 25800 | 79.14% | 2 | 0 | 11 |  |  |  |  | R-454B | 2.9167 | Residential & Commercial | USHP | Ducted CEE Tier 1
214395402 | Central HP <5.4 tons | CHAMPION HEATING AND COOLING | HRCU-A-CB (Split System: Heat Pump with Remote Outdoor Unit-Air-Source) | HH836E2S11 |  |  | JHC36C5CD2SS1 | 0 | 34000 | 19 | 9 | 32400 | 25200 | 77.78% | 2.1 | 0 | 11.7 |  |  |  |  | R-454B | 2.8333 | Residential & Commercial | USHP | Ducted CEE Tier 1
215933702 | Central HP <5.4 tons | KENMORE | HRCU-A-CB (Split System: Heat Pump with Remote Outdoor Unit-Air-Source) | (C,H,T)5H3V36*K*AAA* |  |  | ESH5X48M12A*+WALLCON | *96CTN0601714B* | 33400 | 19 | 9 | 34200 | 26000 | 76.02% | 1.94 | 0 | 11 |  |  |  |  | R-454B | 2.7833 | Residential & Commercial | USHP | Ducted CEE Tier 1
215933952 | Central HP <5.4 tons | KENMORE | HRCU-A-CB (Split System: Heat Pump with Remote Outdoor Unit-Air-Source) | (C,H,T)5H3V36*K*AAA* |  |  | ESH5X60M12A*+WALLCON | *96CTN1202422B* | 34200 | 19.5 | 9 | 34200 | 26000 | 76.02% | 1.94 | 0 | 11.7 |  |  |  |  | R-454B | 2.85 | Residential & Commercial | USHP | Ducted CEE Tier 1
214609188 | Central HP <5.4 tons | CHAMPION HEATING AND COOLING | HRCU-A-CB (Split System: Heat Pump with Remote Outdoor Unit-Air-Source) | HH824E2S11 |  |  | CTF30A5ADS1 | Z9ES060A10SMPS1 | 23000 | 19 | 9 | 23000 | 18500 | 80.43% | 2 | 0 | 12 |  |  |  |  | R-454B | 1.9167 | Residential & Commercial | USHP | Ducted CEE Tier 1
215933652 | Central HP <5.4 tons | KENMORE | HRCU-A-CB (Split System: Heat Pump with Remote Outdoor Unit-Air-Source) | (C,H,T)5H3V36*K*AAA* |  |  | ESH5X48M12A*+WALLCON | *97CMN0602120B* | 33600 | 19 | 9 | 35200 | 27000 | 76.7% | 1.92 | 0 | 11 |  |  |  |  | R-454B | 2.8 | Residential & Commercial | USHP | Ducted CEE Tier 1
215933502 | Central HP <5.4 tons | KENMORE | HRCU-A-CB (Split System: Heat Pump with Remote Outdoor Unit-Air-Source) | (C,H,T)5H3V36*K*AAA* |  |  | ESH5X42M12A*+WALLCON | *96CTN1202422B* | 33600 | 19 | 9 | 34600 | 26600 | 76.88% | 1.94 | 0 | 11.5 |  |  |  |  | R-454B | 2.8 | Residential & Commercial | USHP | Ducted CEE Tier 1
215933352 | Central HP <5.4 tons | KENMORE | HRCU-A-CB (Split System: Heat Pump with Remote Outdoor Unit-Air-Source) | (C,H,T)5H3V36*K*AAA* |  |  | ESH5X42M12A*+WALLCON | *80CTL0902120B* | 33600 | 19 | 9 | 34600 | 26400 | 76.3% | 1.92 | 0 | 11.7 |  |  |  |  | R-454B | 2.8 | Residential & Commercial | USHP | Ducted CEE Tier 1
215932982 | Central HP <5.4 tons | KENMORE | HRCU-A-CB (Split System: Heat Pump with Remote Outdoor Unit-Air-Source) | (C,H,T)5H3V36*K*AAA* |  |  | ESH5X24M12A*+WALLCON | *96CTN0401410B* | 31200 | 16 | 9 | 34800 | 26600 | 76.44% | 1.92 | 0 | 10 |  |  |  |  | R-454B | 2.6 | Residential & Commercial | USHP | Ducted CEE Tier 1
215932532 | Central HP <5.4 tons | KENMORE | HRCU-A-CB (Split System: Heat Pump with Remote Outdoor Unit-Air-Source) | (C,H,T)5H3V36*K*AAA* |  |  | EA*5X60M24A*+WALLCON | *80CSU1002120A* | 34000 | 20 | 9 | 34200 | 26000 | 76.02% | 1.94 | 0 | 11.7 |  |  |  |  | R-454B | 2.8333 | Residential & Commercial | USHP | Ducted CEE Tier 1
216759920 | Central HP <5.4 tons | ECO-AIR | HRCU-A-C (Split System: Heat Pump with Remote Outdoor Unit with No Indoor Fan --Air Source) | ECUO-60H |  |  | ECCC-60U | 0 | 52000 | 16 | 8.5 | 56000 | 45000 | 80.36% | 1.8 | 0 | 10 |  |  |  |  | R-454B | 4.3333 | Residential & Commercial | USHP | Ducted CEE Tier 1
216759913 | Central HP <5.4 tons | ECO-AIR | HRCU-A-C (Split System: Heat Pump with Remote Outdoor Unit with No Indoor Fan --Air Source) | ECUO-24H |  |  | ECCB-24U | 0 | 24000 | 16 | 9.5 | 25000 | 21000 | 84% | 1.8 | 0 | 10 |  |  |  |  | R-454B | 2 | Residential & Commercial | USHP | Ducted CEE Tier 1
212986890 | Central HP <5.4 tons | AIRQUEST | HRCU-A-CB (Split System: Heat Pump with Remote Outdoor Unit-Air-Source) | DLCURAH24ABK |  |  | EA*4X30L14A* | *96MSN0601412A* | 23400 | 16.5 | 8.5 | 26400 | 24600 | 93.18% | 2.04 | 0 | 10 |  |  |  |  | R-410A | 1.95 | Residential & Commercial | USHP | Ducted CEE Tier 1
216634150 | Central HP <5.4 tons | ACIQ | HRCU-A-CB (Split System: Heat Pump with Remote Outdoor Unit-Air-Source) | H5H0V60*K*AAA* |  |  | ESH5X60M12A*+WALLCON | *97CMN1002122B* | 55500 | 17 | 8.5 | 60000 | 42000 | 70% | 1.9 | 0 | 8.5 |  |  |  |  | R-454B | 4.625 | Residential & Commercial | USHP
216759921 | Central HP <5.4 tons | ECO-AIR | HRCU-A-C (Split System: Heat Pump with Remote Outdoor Unit with No Indoor Fan --Air Source) | ECUO-60H |  |  | ECCD-60U | 0 | 47000 | 15.2 | 8.1 | 58000 | 43000 | 74.14% | 1.83 | 0 | 10 |  |  |  |  | R-454B | 3.9167 | Residential & Commercial | USHP | Ducted CEE Tier 1
215931494 | Central HP <5.4 tons | KENMORE | HRCU-A-CB (Split System: Heat Pump with Remote Outdoor Unit-Air-Source) | (C,H,T)5H3V60*K*AAA* |  |  | FCMA5B60L0D*+WALLCON | 0 | 58000 | 20 | 8.5 | 60000 | 44500 | 74.17% | 2.06 | 0 | 12.5 |  |  |  |  | R-454B | 4.8333 | Residential & Commercial | USHP | Ducted CEE Tier 1
216759912 | Central HP <5.4 tons | ECO-AIR | HRCU-A-C (Split System: Heat Pump with Remote Outdoor Unit with No Indoor Fan --Air Source) | ECUO-18H |  |  | ECCB-24U | 0 | 18000 | 16.1 | 9.5 | 19000 | 18000 | 94.74% | 2.06 | 0 | 11.7 |  |  |  |  | R-454B | 1.5 | Residential & Commercial | USHP | Ducted CEE Tier 1
212988676 | Central HP <5.4 tons | AIRQUEST | HRCU-A-CB (Split System: Heat Pump with Remote Outdoor Unit-Air-Source) | DLCURAH24ABK |  |  | EA*4X36L17A* | *95MSU0401712A* | 23600 | 16.5 | 8.5 | 26200 | 23800 | 90.84% | 1.96 | 0 | 10 |  |  |  |  | R-410A | 1.9667 | Residential & Commercial | USHP | Ducted CEE Tier 1
215932732 | Central HP <5.4 tons | KENMORE | HRCU-A-CB (Split System: Heat Pump with Remote Outdoor Unit-Air-Source) | (C,H,T)5H3V36*K*AAA* |  |  | EA*5X61M21A*+WALLCON | *80CTL0902120B* | 34400 | 20.5 | 9.5 | 34200 | 26000 | 76.02% | 2.06 | 0 | 12 |  |  |  |  | R-454B | 2.8667 | Residential & Commercial | USHP | Ducted CEE Tier 1
215932782 | Central HP <5.4 tons | KENMORE | HRCU-A-CB (Split System: Heat Pump with Remote Outdoor Unit-Air-Source) | (C,H,T)5H3V36*K*AAA* |  |  | EA*5X61M21A*+WALLCON | *97CMN0601714B* | 34000 | 19.5 | 9 | 33800 | 25800 | 76.33% | 1.94 | 0 | 11 |  |  |  |  | R-454B | 2.8333 | Residential & Commercial | USHP | Ducted CEE Tier 1
213067721 | Central HP <5.4 tons | ACIQ | HRCU-A-CB (Split System: Heat Pump with Remote Outdoor Unit-Air-Source) | HVH837GKA** |  |  | EHD4X60AAL+WALLCON | *97CMN1202422A* | 33000 | 17 | 8.1 | 32200 | 25000 | 77.64% | 2 | 0 | 11 |  |  |  |  | R-410A | 2.75 | Residential & Commercial | USHP | Ducted CEE Tier 1
204456706 | Central HP <5.4 tons | BRYANT HEATING AND COOLING SYSTEMS | HRCU-A-CB (Split System: Heat Pump with Remote Outdoor Unit-Air-Source) | 288BNV025*0**B* |  |  | CAP**3621AL*+UI | 986TC42080C17*** | 23600 | 16.5 | 8.1 | 21400 | 16700 | 78.04% | 1.94 | 11 | 11 |  |  |  |  | R-410A | 1.9667 | Residential & Commercial | USHP | Ducted CEE Tier 1
204459232 | Central HP <5.4 tons | BRYANT HEATING AND COOLING SYSTEMS | HRCU-A-CB (Split System: Heat Pump with Remote Outdoor Unit-Air-Source) | 288BNV025*0**B* |  |  | CSPH*3012AL*+UI | 88*TA36070C14*** | 23800 | 16 | 8.1 | 21800 | 16700 | 76.61% | 1.98 | 11 | 10.5 |  |  |  |  | R-410A | 1.9833 | Residential & Commercial | USHP | Ducted CEE Tier 1
213386481 | Central HP <5.4 tons | ECO-AIR | HRCU-A-C (Split System: Heat Pump with Remote Outdoor Unit with No Indoor Fan --Air Source) | MOX630-36HFN1-M3X |  |  | MVB-36B23T4N1 | 0 | 35000 | 15.2 | 8.5 | 36000 | 30000 | 83.33% | 1.8 | 0 | 10 |  |  |  |  | R-410A | 2.9167 | Residential & Commercial | USHP | Ducted CEE Tier 1
211229120 | Central HP <5.4 tons | TEMPSTAR | HRCU-A-CB (Split System: Heat Pump with Remote Outdoor Unit-Air-Source) | DLCURAH36ABK |  |  | EA*4X48L21A* | *95ESU0601716A* | 35600 | 16 | 8.5 | 38500 | 34600 | 89.87% | 2.04 | 0 | 10 |  |  |  |  | R-410A | 2.9667 | Residential & Commercial | USHP | Ducted CEE Tier 1
214279755 | Central HP <5.4 tons | KEEPRITE | HRCU-A-CB (Split System: Heat Pump with Remote Outdoor Unit-Air-Source) | DLCURAH18ABK |  |  | EA*4X25L17A* | *96MSN0601716A* | 17700 | 16 | 8.5 | 17600 | 17800 | 101.1% | 2.14 | 0 | 10.5 |  |  |  |  | R-410A | 1.475 | Residential & Commercial | USHP | Ducted CEE Tier 1
216759914 | Central HP <5.4 tons | ECO-AIR | HRCU-A-C (Split System: Heat Pump with Remote Outdoor Unit with No Indoor Fan --Air Source) | ECUO-30H |  |  | ECCA-36U | 0 | 30000 | 15.3 | 9.3 | 32000 | 30400 | 95% | 1.78 | 0 | 10 |  |  |  |  | R-454B | 2.5 | Residential & Commercial | USHP | Ducted CEE Tier 1
214398721 | Central HP <5.4 tons | CHAMPION HEATING AND COOLING | HRCU-A-CB (Split System: Heat Pump with Remote Outdoor Unit-Air-Source) | HH860E2S11 |  |  | CTF60D5CGS1 | TM9Y120D20MP11 | 44000 | 18 | 9 | 44000 | 33400 | 75.91% | 2 | 0 | 11.7 |  |  |  |  | R-454B | 3.6667 | Residential & Commercial | USHP | Ducted CEE Tier 1
216374735 | Central HP <5.4 tons | CHAMPION HEATING AND COOLING | HRCU-A-CB (Split System: Heat Pump with Remote Outdoor Unit-Air-Source) | HH860E2S11 |  |  | CTF60C5CHS1 | Z9ET100C20SMPS1 | 53500 | 19 | 8.5 | 54000 | 39000 | 72.22% | 2 | 0 | 11 |  |  |  |  | R-454B | 4.4583 | Residential & Commercial | USHP | Ducted CEE Tier 1
216411154 | Central HP <5.4 tons | CHAMPION HEATING AND COOLING | HRCU-A-CB (Split System: Heat Pump with Remote Outdoor Unit-Air-Source) | HMH72B341 |  |  | XAHB36DBCN1 | Z9ET040A10SMPS1 | 32600 | 17.5 | 8.5 | 32800 | 23000 | 70.12% | 1.96 | 0 | 9.5 |  |  |  |  | R-410A | 2.7167 | Residential & Commercial | USHP
214398553 | Central HP <5.4 tons | CHAMPION HEATING AND COOLING | HRCU-A-CB (Split System: Heat Pump with Remote Outdoor Unit-Air-Source) | HH836E2S11 |  |  | CTF36C5CDS1 | TM9Y080C16MP11 | 34200 | 18 | 8.5 | 31600 | 25800 | 81.65% | 2 | 0 | 11 |  |  |  |  | R-454B | 2.85 | Residential & Commercial | USHP | Ducted CEE Tier 1
215933042 | Central HP <5.4 tons | KENMORE | HRCU-A-CB (Split System: Heat Pump with Remote Outdoor Unit-Air-Source) | (C,H,T)5H3V36*K*AAA* |  |  | ESH5X36M12A*+WALLCON | *80CSU0601716A* | 33200 | 19 | 9 | 34800 | 26800 | 77.01% | 1.92 | 0 | 11 |  |  |  |  | R-454B | 2.7667 | Residential & Commercial | USHP | Ducted CEE Tier 1
215933542 | Central HP <5.4 tons | KENMORE | HRCU-A-CB (Split System: Heat Pump with Remote Outdoor Unit-Air-Source) | (C,H,T)5H3V36*K*AAA* |  |  | ESH5X48M12A*+WALLCON | *80CTL0451712B* | 33400 | 18.5 | 9 | 35600 | 27400 | 76.97% | 1.9 | 0 | 10.5 |  |  |  |  | R-454B | 2.7833 | Residential & Commercial | USHP | Ducted CEE Tier 1
215933192 | Central HP <5.4 tons | KENMORE | HRCU-A-CB (Split System: Heat Pump with Remote Outdoor Unit-Air-Source) | (C,H,T)5H3V36*K*AAA* |  |  | ESH5X36M12A*+WALLCON | *97CMN0801714B* | 33000 | 18.5 | 9 | 35600 | 27200 | 76.4% | 1.92 | 0 | 10.5 |  |  |  |  | R-454B | 2.75 | Residential & Commercial | USHP | Ducted CEE Tier 1
213081461 | Central HP <5.4 tons | ECO-AIR | HRCU-A-CB (Split System: Heat Pump with Remote Outdoor Unit-Air-Source) | MOE31U-36HFN1-M |  |  | MVBE-36HWFN1-ML3E | 0 | 36000 | 17.6 | 9.2 | 38000 | 33400 | 87.89% | 1.81 | 0 | 10.2 |  |  |  |  | R-410A | 3 | Residential & Commercial | USHP | Ducted CEE Tier 1
213078954 | Central HP <5.4 tons | COMFORTMAKER | HRCU-A-CB (Split System: Heat Pump with Remote Outdoor Unit-Air-Source) | DLCURAH36ABK |  |  | EA*4X36L17A* | *80MSU0401712A* | 34800 | 15.5 | 8.5 | 39000 | 35200 | 90.26% | 1.8 | 0 | 9.5 |  |  |  |  | R-410A | 2.9 | Residential & Commercial | USHP
213079002 | Central HP <5.4 tons | COMFORTMAKER | HRCU-A-CB (Split System: Heat Pump with Remote Outdoor Unit-Air-Source) | DLCURAH36ABK |  |  | EA*4X42L21A* | *80MSU0401712A* | 35200 | 16 | 8.1 | 38500 | 35000 | 90.91% | 1.88 | 0 | 9.5 |  |  |  |  | R-410A | 2.9333 | Residential & Commercial | USHP
216759894 | Central HP <5.4 tons | ECO-AIR | HRCU-A-CB (Split System: Heat Pump with Remote Outdoor Unit-Air-Source) | ECUO-24H |  |  | ECMP-24U | 0 | 23000 | 18.3 | 10 | 24000 | 21600 | 90% | 1.87 | 0 | 11.7 |  |  |  |  | R-454B | 1.9167 | Residential & Commercial | USHP | Ducted CEE Tier 1
212985302 | Central HP <5.4 tons | AIRQUEST | HRCU-A-CB (Split System: Heat Pump with Remote Outdoor Unit-Air-Source) | DLCURAH30ABK |  |  | EA*4X43L21A* | *92MSN1002120A* | 30600 | 16 | 8.5 | 35000 | 26800 | 76.57% | 1.86 | 0 | 9 |  |  |  |  | R-410A | 2.55 | Residential & Commercial | USHP
212989144 | Central HP <5.4 tons | AIRQUEST | HRCU-A-CB (Split System: Heat Pump with Remote Outdoor Unit-Air-Source) | DLCURAH24ABK |  |  | EA*4X25L17A* | *95MSU0601716A* | 24200 | 17 | 8.5 | 25200 | 21800 | 86.51% | 1.82 | 0 | 10 |  |  |  |  | R-410A | 2.0167 | Residential & Commercial | USHP | Ducted CEE Tier 1
212987558 | Central HP <5.4 tons | AIRQUEST | HRCU-A-CB (Split System: Heat Pump with Remote Outdoor Unit-Air-Source) | DLCURAH18ABK |  |  | EN(A,D)4X30L17** | *96MSN0801716A* | 17400 | 16 | 8.1 | 17900 | 18600 | 103.9% | 2.24 | 0 | 11 |  |  |  |  | R-410A | 1.45 | Residential & Commercial | USHP | Ducted CEE Tier 1
212989264 | Central HP <5.4 tons | AIRQUEST | HRCU-A-CB (Split System: Heat Pump with Remote Outdoor Unit-Air-Source) | DLCURAH18ABK |  |  | EA*4X19L17A* | *95MSU0601716A* | 17800 | 16.5 | 8.1 | 17800 | 17900 | 100.6% | 2.16 | 0 | 10.5 |  |  |  |  | R-410A | 1.4833 | Residential & Commercial | USHP | Ducted CEE Tier 1
212988976 | Central HP <5.4 tons | AIRQUEST | HRCU-A-CB (Split System: Heat Pump with Remote Outdoor Unit-Air-Source) | DLCURAH36ABK |  |  | EA*4X48L21A* | *95MSU0601716A* | 35400 | 16 | 8.1 | 37800 | 34600 | 91.53% | 2 | 0 | 10 |  |  |  |  | R-410A | 2.95 | Residential & Commercial | USHP | Ducted CEE Tier 1
214398590 | Central HP <5.4 tons | CHAMPION HEATING AND COOLING | HRCU-A-CB (Split System: Heat Pump with Remote Outdoor Unit-Air-Source) | HH836E2S11 |  |  | CTM48C5CFS1 | TM9Y080C16MP11 | 32800 | 19 | 9 | 31200 | 25200 | 80.77% | 2 | 0 | 11 |  |  |  |  | R-454B | 2.7333 | Residential & Commercial | USHP | Ducted CEE Tier 1
209270320 | Central HP <5.4 tons | ECO-AIR | HRCU-A-C (Split System: Heat Pump with Remote Outdoor Unit with No Indoor Fan --Air Source) | MOD30-24HFN1-MW |  |  | MAC-24HWDN1-MN0 | 0 | 24000 | 16.5 | 9.5 | 25000 | 20000 | 80% | 1.95 | 11 | 10.7 |  |  |  |  | R-410A | 2 | Residential & Commercial | USHP | Ducted CEE Tier 1
215932282 | Central HP <5.4 tons | KENMORE | HRCU-A-CB (Split System: Heat Pump with Remote Outdoor Unit-Air-Source) | (C,H,T)5H3V36*K*AAA* |  |  | EA*5X42M21A*+WALLCON | *95CSU1002122B* | 32800 | 20 | 9.5 | 34600 | 26600 | 76.88% | 2.02 | 0 | 11.5 |  |  |  |  | R-454B | 2.7333 | Residential & Commercial | USHP | Ducted CEE Tier 1
215931982 | Central HP <5.4 tons | KENMORE | HRCU-A-CB (Split System: Heat Pump with Remote Outdoor Unit-Air-Source) | (C,H,T)5H3V36*K*AAA* |  |  | EA*5X25M17A*+WALLCON | *96CTN0401410B* | 32400 | 18 | 9 | 33800 | 26000 | 76.92% | 1.96 | 0 | 10.5 |  |  |  |  | R-454B | 2.7 | Residential & Commercial | USHP | Ducted CEE Tier 1
216635275 | Central HP <5.4 tons | ACIQ | HRCU-A-CB (Split System: Heat Pump with Remote Outdoor Unit-Air-Source) | H5H3V36*K*AAA* |  |  | EA*5X24M17A*+WALLCON | *97CMN0601714B* | 31400 | 18.5 | 9.5 | 35000 | 27000 | 77.14% | 1.98 | 0 | 10 |  |  |  |  | R-454B | 2.6167 | Residential & Commercial | USHP | Ducted CEE Tier 1
216635327 | Central HP <5.4 tons | ACIQ | HRCU-A-CB (Split System: Heat Pump with Remote Outdoor Unit-Air-Source) | H5H3V36*K*AAA* |  |  | EA*5X48M21A*+WALLCON | *95CSU0601716B* | 33200 | 19.5 | 9.5 | 35000 | 26800 | 76.57% | 2.02 | 0 | 11 |  |  |  |  | R-454B | 2.7667 | Residential & Commercial | USHP | Ducted CEE Tier 1
216635340 | Central HP <5.4 tons | ACIQ | HRCU-A-CB (Split System: Heat Pump with Remote Outdoor Unit-Air-Source) | H5H3V36*K*AAA* |  |  | EA*5X60M24A*+WALLCON | *95CSU1002122B* | 34000 | 20.5 | 9.5 | 34000 | 25800 | 75.88% | 2.04 | 0 | 12 |  |  |  |  | R-454B | 2.8333 | Residential & Commercial | USHP | Ducted CEE Tier 1
213069611 | Central HP <5.4 tons | ACIQ | HRCU-A-CB (Split System: Heat Pump with Remote Outdoor Unit-Air-Source) | DLCURAH36ABK |  |  | EN(A,D)4X48L24** | OLV112A16A | 36000 | 15.5 | 8.1 | 38500 | 35000 | 90.91% | 2.02 | 0 | 10 |  |  |  |  | R-410A | 3 | Residential & Commercial | USHP | Ducted CEE Tier 1
213386480 | Central HP <5.4 tons | ECO-AIR | HRCU-A-C (Split System: Heat Pump with Remote Outdoor Unit with No Indoor Fan --Air Source) | MOE31U-36HFN1-M |  |  | MVB-36B23T4N1 | 0 | 35000 | 15.5 | 8.6 | 38000 | 31600 | 83.16% | 1.85 | 0 | 10 |  |  |  |  | R-410A | 2.9167 | Residential & Commercial | USHP | Ducted CEE Tier 1
206765786 | Central HP <5.4 tons | KEEPRITE | HRCU-A-CB (Split System: Heat Pump with Remote Outdoor Unit-Air-Source) | CVH825GKA3* |  |  | EA*4X36L21A*+WALLCON | *97CMN0801714A* | 23600 | 16.5 | 8.1 | 21600 | 16700 | 77.31% | 1.92 | 11.5 | 11 |  |  |  |  | R-410A | 1.9667 | Residential & Commercial | USHP | Ducted CEE Tier 1
215933082 | Central HP <5.4 tons | KENMORE | HRCU-A-CB (Split System: Heat Pump with Remote Outdoor Unit-Air-Source) | (C,H,T)5H3V36*K*AAA* |  |  | ESH5X36M12A*+WALLCON | *80CTL0701716B* | 33200 | 18.5 | 9 | 35200 | 27000 | 76.7% | 1.92 | 0 | 11 |  |  |  |  | R-454B | 2.7667 | Residential & Commercial | USHP | Ducted CEE Tier 1
215932632 | Central HP <5.4 tons | KENMORE | HRCU-A-CB (Split System: Heat Pump with Remote Outdoor Unit-Air-Source) | (C,H,T)5H3V36*K*AAA* |  |  | EA*5X60M24A*+WALLCON | *97CMN1202422B* | 34000 | 20.5 | 9.5 | 34200 | 26000 | 76.02% | 2.06 | 0 | 11.7 |  |  |  |  | R-454B | 2.8333 | Residential & Commercial | USHP | Ducted CEE Tier 1
213770511 | Central HP <5.4 tons | DAY & NIGHT | HRCU-A-CB (Split System: Heat Pump with Remote Outdoor Unit-Air-Source) | CVH825GKA2* |  |  | EA*4X24L17A*+WALLCON | *80CTL0701716B* | 23200 | 16.5 | 8.1 | 22000 | 16800 | 76.36% | 1.9 | 0 | 10.5 |  |  |  |  | R-410A | 1.9333 | Residential & Commercial | USHP | Ducted CEE Tier 1
213770611 | Central HP <5.4 tons | DAY & NIGHT | HRCU-A-CB (Split System: Heat Pump with Remote Outdoor Unit-Air-Source) | CVH825GKA2* |  |  | EA*4X25L17A*+WALLCON | *80CTL0701716B* | 24400 | 16.5 | 8.1 | 21200 | 16700 | 78.77% | 2.02 | 0 | 11 |  |  |  |  | R-410A | 2.0333 | Residential & Commercial | USHP | Ducted CEE Tier 1
216683454 | Central HP <5.4 tons | KEEPRITE | HRCU-A-CB (Split System: Heat Pump with Remote Outdoor Unit-Air-Source) | DLCURAH18ABK |  |  | EHD4X24AAL | *97VTN1202422A* | 17400 | 15.2 | 8.1 | 18100 | 18400 | 101.7% | 2.05 | 0 | 10 |  |  |  |  | R-410A | 1.45 | Residential & Commercial | USHP | Ducted CEE Tier 1
213770831 | Central HP <5.4 tons | DAY & NIGHT | HRCU-A-CB (Split System: Heat Pump with Remote Outdoor Unit-Air-Source) | CVH825GKA2* |  |  | EA*4X36L17A*+WALLCON | *80CTL0701716B* | 23600 | 16.5 | 8.1 | 21400 | 16700 | 78.04% | 1.94 | 0 | 11 |  |  |  |  | R-410A | 1.9667 | Residential & Commercial | USHP | Ducted CEE Tier 1
216374679 | Central HP <5.4 tons | CHAMPION HEATING AND COOLING | HRCU-A-CB (Split System: Heat Pump with Remote Outdoor Unit-Air-Source) | HH836E2S11 |  |  | CTM48C5CFS1 | Z9ET100C16SMPS1 | 32400 | 19 | 9.5 | 30200 | 23400 | 77.48% | 2 | 0 | 11 |  |  |  |  | R-454B | 2.7 | Residential & Commercial | USHP | Ducted CEE Tier 1
214397810 | Central HP <5.4 tons | CHAMPION HEATING AND COOLING | HRCU-A-CB (Split System: Heat Pump with Remote Outdoor Unit-Air-Source) | HH836E2S11 |  |  | CTF48C5CFS1 | TM8E080C20MP11 | 34600 | 17 | 8.5 | 32800 | 25800 | 78.66% | 2 | 0 | 11 |  |  |  |  | R-454B | 2.8833 | Residential & Commercial | USHP | Ducted CEE Tier 1
214398209 | Central HP <5.4 tons | CHAMPION HEATING AND COOLING | HRCU-A-CB (Split System: Heat Pump with Remote Outdoor Unit-Air-Source) | HH836E2S11 |  |  | CTF48C5CFS1+JMC16C2SN1 | 0 | 34400 | 19 | 9 | 32000 | 25200 | 78.75% | 2 | 0 | 11.7 |  |  |  |  | R-454B | 2.8667 | Residential & Commercial | USHP | Ducted CEE Tier 1
215936962 | Central HP <5.4 tons | KENMORE | HRCU-A-CB (Split System: Heat Pump with Remote Outdoor Unit-Air-Source) | (C,H,T)5H3V36*K*AAA* |  |  | EVD5X61M24A*+WALLCON | *96CTN1202422B* | 36000 | 22 | 8.5 | 37600 | 28400 | 75.53% | 2.04 | 0 | 12.5 |  |  |  |  | R-454B | 3 | Residential & Commercial | USHP | Ducted CEE Tier 1
216374761 | Central HP <5.4 tons | CHAMPION HEATING AND COOLING | HRCU-A-CB (Split System: Heat Pump with Remote Outdoor Unit-Air-Source) | HH824E2S11 |  |  | CTF36B5ADS1 | Z9ET060B12SMPS1 | 23000 | 18 | 9.5 | 23000 | 18300 | 79.57% | 2 | 0 | 12 |  |  |  |  | R-454B | 1.9167 | Residential & Commercial | USHP | Ducted CEE Tier 1
214397744 | Central HP <5.4 tons | CHAMPION HEATING AND COOLING | HRCU-A-CB (Split System: Heat Pump with Remote Outdoor Unit-Air-Source) | HH836E2S11 |  |  | CTF36C5CDS1 | TM8V100C16MP12 | 34000 | 18 | 8.5 | 31600 | 26000 | 82.28% | 2 | 0 | 11 |  |  |  |  | R-454B | 2.8333 | Residential & Commercial | USHP | Ducted CEE Tier 1
213297811 | Central HP <5.4 tons | CHAMPION HEATING AND COOLING | HRCU-A-CB (Split System: Heat Pump with Remote Outdoor Unit-Air-Source) | HMH72B341 |  |  | XAHC30CXXN1+TXV | Z8ES080B12SMPS1 | 31800 | 17 | 8.1 | 32200 | 22600 | 70.19% | 2 | 0 | 10 |  |  |  |  | R-410A | 2.65 | Residential & Commercial | USHP | Ducted CEE Tier 1
214397820 | Central HP <5.4 tons | CHAMPION HEATING AND COOLING | HRCU-A-CB (Split System: Heat Pump with Remote Outdoor Unit-Air-Source) | HH836E2S11 |  |  | CTF48C5CFS1 | TM9E080C20MP12 | 34000 | 17 | 9 | 32000 | 25400 | 79.38% | 2 | 0 | 11 |  |  |  |  | R-454B | 2.8333 | Residential & Commercial | USHP | Ducted CEE Tier 1
214398000 | Central HP <5.4 tons | CHAMPION HEATING AND COOLING | HRCU-A-CB (Split System: Heat Pump with Remote Outdoor Unit-Air-Source) | HH860E2S11 |  |  | CTF60C5CHS1+JMC17C2SN1 | 0 | 53500 | 19 | 9 | 53500 | 38000 | 71.03% | 2 | 0 | 12 |  |  |  |  | R-454B | 4.4583 | Residential & Commercial | USHP | Ducted CEE Tier 1
214397600 | Central HP <5.4 tons | CHAMPION HEATING AND COOLING | HRCU-A-CB (Split System: Heat Pump with Remote Outdoor Unit-Air-Source) | HH860E2S11 |  |  | CTF60C5CHS1+JMVT17CC2N1 | 0 | 53500 | 19 | 9 | 53000 | 38000 | 71.7% | 2 | 0 | 12 |  |  |  |  | R-454B | 4.4583 | Residential & Commercial | USHP | Ducted CEE Tier 1
215933962 | Central HP <5.4 tons | KENMORE | HRCU-A-CB (Split System: Heat Pump with Remote Outdoor Unit-Air-Source) | (C,H,T)5H3V36*K*AAA* |  |  | FCMA5B36L0C*+WALLCON | 0 | 33000 | 20.5 | 9.5 | 34800 | 26800 | 77.01% | 2 | 0 | 11.7 |  |  |  |  | R-454B | 2.75 | Residential & Commercial | USHP | Ducted CEE Tier 1
215933512 | Central HP <5.4 tons | KENMORE | HRCU-A-CB (Split System: Heat Pump with Remote Outdoor Unit-Air-Source) | (C,H,T)5H3V36*K*AAA* |  |  | ESH5X48M12A*+WALLCON | *80CSU0401712A* | 33600 | 19.5 | 9 | 35000 | 26600 | 76% | 1.92 | 0 | 11.5 |  |  |  |  | R-454B | 2.8 | Residential & Commercial | USHP | Ducted CEE Tier 1
215933712 | Central HP <5.4 tons | KENMORE | HRCU-A-CB (Split System: Heat Pump with Remote Outdoor Unit-Air-Source) | (C,H,T)5H3V36*K*AAA* |  |  | ESH5X48M12A*+WALLCON | *96CTN1202422B* | 33800 | 19.5 | 9 | 34600 | 26400 | 76.3% | 1.92 | 0 | 11.7 |  |  |  |  | R-454B | 2.8167 | Residential & Commercial | USHP | Ducted CEE Tier 1
215933242 | Central HP <5.4 tons | KENMORE | HRCU-A-CB (Split System: Heat Pump with Remote Outdoor Unit-Air-Source) | (C,H,T)5H3V36*K*AAA* |  |  | ESH5X36M12A*+WALLCON | *96CTN0601714B* | 33000 | 18.5 | 9 | 34400 | 26200 | 76.16% | 1.92 | 0 | 10.5 |  |  |  |  | R-454B | 2.75 | Residential & Commercial | USHP | Ducted CEE Tier 1
211263027 | Central HP <5.4 tons | BRYANT HEATING AND COOLING SYSTEMS | HRCU-A-CB (Split System: Heat Pump with Remote Outdoor Unit-Air-Source) | 38MURAQ18AB3* |  |  | CNPV*2417AL* | 83*SA36040E17*** | 18400 | 16 | 8.5 | 19200 | 18500 | 96.35% | 2.24 | 0 | 11 |  |  |  |  | R-410A | 1.5333 | Residential & Commercial | USHP | Ducted CEE Tier 1
211263962 | Central HP <5.4 tons | BRYANT HEATING AND COOLING SYSTEMS | HRCU-A-CB (Split System: Heat Pump with Remote Outdoor Unit-Air-Source) | 38MURAQ18AB3* |  |  | CNPV*3017AL* | 926SA36060V14*** | 18000 | 16 | 8.5 | 18600 | 18400 | 98.92% | 2.22 | 0 | 11 |  |  |  |  | R-410A | 1.5 | Residential & Commercial | USHP | Ducted CEE Tier 1
212971158 | Central HP <5.4 tons | CARRIER | HRCU-A-CB (Split System: Heat Pump with Remote Outdoor Unit-Air-Source) | 38MURAQ24AB3* |  |  | CAP**3017AL* | 58TP*B045V14**12 | 23400 | 17 | 8.5 | 26200 | 24800 | 94.66% | 2.08 | 0 | 10 |  |  |  |  | R-410A | 1.95 | Residential & Commercial | USHP | Ducted CEE Tier 1
212971394 | Central HP <5.4 tons | CARRIER | HRCU-A-CB (Split System: Heat Pump with Remote Outdoor Unit-Air-Source) | 38MURAQ24AB3* |  |  | CAP**2414AL* | 58TP*B070V14**12 | 23400 | 17 | 9 | 27000 | 26000 | 96.3% | 2.18 | 0 | 10 |  |  |  |  | R-410A | 1.95 | Residential & Commercial | USHP | Ducted CEE Tier 1
214606524 | Central HP <5.4 tons | CHAMPION HEATING AND COOLING | HRCU-A-C (Split System: Heat Pump with Remote Outdoor Unit with No Indoor Fan --Air Source) | HH860E2S11 |  |  | CTF60D5CJS1 | 0 | 52000 | 15.2 | 8.5 | 55000 | 40000 | 72.73% | 2 | 0 | 10 |  |  |  |  | R-454B | 4.3333 | Residential & Commercial | USHP | Ducted CEE Tier 1
213080829 | Central HP <5.4 tons | COMFORTMAKER | HRCU-A-CB (Split System: Heat Pump with Remote Outdoor Unit-Air-Source) | DLCURAH36ABK |  |  | EA*4X43L21A* | *95MSU0802120A* | 36600 | 16 | 8.5 | 38500 | 35000 | 90.91% | 2.08 | 0 | 10 |  |  |  |  | R-410A | 3.05 | Residential & Commercial | USHP | Ducted CEE Tier 1
215319174 | Central HP <5.4 tons | LPS Legacy | HRCU-A-CB (Split System: Heat Pump with Remote Outdoor Unit-Air-Source) | D5CUHAH60AAK |  |  | D5FUHAH60XAK | 0 | 54000 | 17.5 | 9.5 | 55000 | 54000 | 98.18% | 1.9 | 0 | 12 |  |  |  |  | R-454B | 4.5 | Residential & Commercial | USHP | Ducted CEE Tier 1
215932792 | Central HP <5.4 tons | KENMORE | HRCU-A-CB (Split System: Heat Pump with Remote Outdoor Unit-Air-Source) | (C,H,T)5H3V36*K*AAA* |  |  | EA*5X61M21A*+WALLCON | *97CMN0602120B* | 34200 | 20 | 9 | 34800 | 26600 | 76.44% | 1.92 | 0 | 11.5 |  |  |  |  | R-454B | 2.85 | Residential & Commercial | USHP | Ducted CEE Tier 1
215932472 | Central HP <5.4 tons | KENMORE | HRCU-A-CB (Split System: Heat Pump with Remote Outdoor Unit-Air-Source) | (C,H,T)5H3V36*K*AAA* |  |  | EA*5X48M21A*+WALLCON | *97CMN0601714B* | 33000 | 19.5 | 9.5 | 34000 | 26000 | 76.47% | 2.04 | 0 | 11 |  |  |  |  | R-454B | 2.75 | Residential & Commercial | USHP | Ducted CEE Tier 1
215932692 | Central HP <5.4 tons | KENMORE | HRCU-A-CB (Split System: Heat Pump with Remote Outdoor Unit-Air-Source) | (C,H,T)5H3V36*K*AAA* |  |  | EA*5X61M21A*+WALLCON | *80CTL0451712B* | 34000 | 19.5 | 9 | 35200 | 26800 | 76.14% | 1.92 | 0 | 11 |  |  |  |  | R-454B | 2.8333 | Residential & Commercial | USHP | Ducted CEE Tier 1
215932742 | Central HP <5.4 tons | KENMORE | HRCU-A-CB (Split System: Heat Pump with Remote Outdoor Unit-Air-Source) | (C,H,T)5H3V36*K*AAA* |  |  | EA*5X61M21A*+WALLCON | *80CTL1102120B* | 34400 | 20.5 | 9.5 | 34200 | 26000 | 76.02% | 2.06 | 0 | 12 |  |  |  |  | R-454B | 2.8667 | Residential & Commercial | USHP | Ducted CEE Tier 1
216374603 | Central HP <5.4 tons | CHAMPION HEATING AND COOLING | HRCU-A-CB (Split System: Heat Pump with Remote Outdoor Unit-Air-Source) | HH824E2S11 |  |  | CTF36B5ADS1 | Z9ET080B12SMPS1 | 23000 | 18 | 9.5 | 23000 | 17500 | 76.09% | 2 | 0 | 12 |  |  |  |  | R-454B | 1.9167 | Residential & Commercial | USHP | Ducted CEE Tier 1
214397951 | Central HP <5.4 tons | CHAMPION HEATING AND COOLING | HRCU-A-CB (Split System: Heat Pump with Remote Outdoor Unit-Air-Source) | HH824E2S11 |  |  | CTF36B5ADS1 | TM9V060B12MP12 | 23000 | 18 | 9.5 | 23000 | 18800 | 81.74% | 2 | 0 | 12 |  |  |  |  | R-454B | 1.9167 | Residential & Commercial | USHP | Ducted CEE Tier 1
215932292 | Central HP <5.4 tons | KENMORE | HRCU-A-CB (Split System: Heat Pump with Remote Outdoor Unit-Air-Source) | (C,H,T)5H3V36*K*AAA* |  |  | EA*5X42M21A*+WALLCON | *97CMN0601714B* | 32400 | 19 | 9.5 | 34400 | 26400 | 76.74% | 2.04 | 0 | 10.5 |  |  |  |  | R-454B | 2.7 | Residential & Commercial | USHP | Ducted CEE Tier 1
215931962 | Central HP <5.4 tons | KENMORE | HRCU-A-CB (Split System: Heat Pump with Remote Outdoor Unit-Air-Source) | (C,H,T)5H3V36*K*AAA* |  |  | EA*5X24M17A*+WALLCON | *96CTN0601714B* | 31400 | 18.5 | 9.5 | 35000 | 26800 | 76.57% | 2 | 0 | 10 |  |  |  |  | R-454B | 2.6167 | Residential & Commercial | USHP | Ducted CEE Tier 1
215932032 | Central HP <5.4 tons | KENMORE | HRCU-A-CB (Split System: Heat Pump with Remote Outdoor Unit-Air-Source) | (C,H,T)5H3V36*K*AAA* |  |  | EA*5X30M17A*+WALLCON | *96CTN0601714B* | 31800 | 19 | 9.5 | 34600 | 26600 | 76.88% | 2 | 0 | 10.5 |  |  |  |  | R-454B | 2.65 | Residential & Commercial | USHP | Ducted CEE Tier 1
215932132 | Central HP <5.4 tons | KENMORE | HRCU-A-CB (Split System: Heat Pump with Remote Outdoor Unit-Air-Source) | (C,H,T)5H3V36*K*AAA* |  |  | EA*5X36M17A*+WALLCON | *96CTN0801714B* | 32200 | 19 | 9.5 | 35400 | 27200 | 76.84% | 1.98 | 0 | 10.5 |  |  |  |  | R-454B | 2.6833 | Residential & Commercial | USHP | Ducted CEE Tier 1
215932182 | Central HP <5.4 tons | KENMORE | HRCU-A-CB (Split System: Heat Pump with Remote Outdoor Unit-Air-Source) | (C,H,T)5H3V36*K*AAA* |  |  | EA*5X37M21A*+WALLCON | *96CTN0601714B* | 33800 | 19.5 | 9.5 | 34200 | 26000 | 76.02% | 2.06 | 0 | 11 |  |  |  |  | R-454B | 2.8167 | Residential & Commercial | USHP | Ducted CEE Tier 1
211227773 | Central HP <5.4 tons | TEMPSTAR | HRCU-A-CB (Split System: Heat Pump with Remote Outdoor Unit-Air-Source) | DLCURAH36ABK |  |  | EA*4X42L24A* | *80ES(N,L)0702116A* | 35200 | 16 | 8.1 | 38500 | 35000 | 90.91% | 1.88 | 0 | 10 |  |  |  |  | R-410A | 2.9333 | Residential & Commercial | USHP | Ducted CEE Tier 1
216635357 | Central HP <5.4 tons | ACIQ | HRCU-A-CB (Split System: Heat Pump with Remote Outdoor Unit-Air-Source) | H5H3V36*K*AAA* |  |  | EA*5X61M21A*+WALLCON | *95CSU0802120B* | 34400 | 20 | 9 | 34400 | 26200 | 76.16% | 1.96 | 0 | 11.7 |  |  |  |  | R-454B | 2.8667 | Residential & Commercial | USHP | Ducted CEE Tier 1
216635373 | Central HP <5.4 tons | ACIQ | HRCU-A-CB (Split System: Heat Pump with Remote Outdoor Unit-Air-Source) | H5H3V36*K*AAA* |  |  | EA*5X61M24A*+WALLCON | *97CMN0802120B* | 34400 | 20.5 | 9.5 | 34400 | 26000 | 75.58% | 2.06 | 0 | 12 |  |  |  |  | R-454B | 2.8667 | Residential & Commercial | USHP | Ducted CEE Tier 1
214279937 | Central HP <5.4 tons | KEEPRITE | HRCU-A-CB (Split System: Heat Pump with Remote Outdoor Unit-Air-Source) | DLCURAH24ABK |  |  | EA*4X37L17A* | *96MSN0601716A* | 24200 | 16.5 | 9 | 25400 | 21800 | 85.83% | 1.82 | 0 | 10 |  |  |  |  | R-410A | 2.0167 | Residential & Commercial | USHP | Ducted CEE Tier 1
216635260 | Central HP <5.4 tons | ACIQ | HRCU-A-CB (Split System: Heat Pump with Remote Outdoor Unit-Air-Source) | H5H3V60*K*AAA* |  |  | EA*5X61M24A*+WALLCON | *96CTN1202422B* | 57000 | 18.5 | 8.5 | 60500 | 46500 | 76.86% | 2.02 | 0 | 11.5 |  |  |  |  | R-454B | 4.75 | Residential & Commercial | USHP | Ducted CEE Tier 1
215933092 | Central HP <5.4 tons | KENMORE | HRCU-A-CB (Split System: Heat Pump with Remote Outdoor Unit-Air-Source) | (C,H,T)5H3V36*K*AAA* |  |  | ESH5X36M12A*+WALLCON | *80CTL0702120B* | 33200 | 19 | 9 | 35000 | 26800 | 76.57% | 1.92 | 0 | 11 |  |  |  |  | R-454B | 2.7667 | Residential & Commercial | USHP | Ducted CEE Tier 1
215933142 | Central HP <5.4 tons | KENMORE | HRCU-A-CB (Split System: Heat Pump with Remote Outdoor Unit-Air-Source) | (C,H,T)5H3V36*K*AAA* |  |  | ESH5X36M12A*+WALLCON | *95CSU0601716B* | 33000 | 18.5 | 9 | 35400 | 27200 | 76.84% | 1.92 | 0 | 11 |  |  |  |  | R-454B | 2.75 | Residential & Commercial | USHP | Ducted CEE Tier 1
215932892 | Central HP <5.4 tons | KENMORE | HRCU-A-CB (Split System: Heat Pump with Remote Outdoor Unit-Air-Source) | (C,H,T)5H3V36*K*AAA* |  |  | EA*5X61M24A*+WALLCON | *95CSU0802120B* | 34400 | 20.5 | 9.5 | 34400 | 26000 | 75.58% | 2.06 | 0 | 12 |  |  |  |  | R-454B | 2.8667 | Residential & Commercial | USHP | Ducted CEE Tier 1
215932642 | Central HP <5.4 tons | KENMORE | HRCU-A-CB (Split System: Heat Pump with Remote Outdoor Unit-Air-Source) | (C,H,T)5H3V36*K*AAA* |  |  | EA*5X60M24A*+WALLCON | *96CTN1002122B* | 34000 | 20.5 | 9.5 | 34000 | 25800 | 75.88% | 2.06 | 0 | 12 |  |  |  |  | R-454B | 2.8333 | Residential & Commercial | USHP | Ducted CEE Tier 1
215932842 | Central HP <5.4 tons | KENMORE | HRCU-A-CB (Split System: Heat Pump with Remote Outdoor Unit-Air-Source) | (C,H,T)5H3V36*K*AAA* |  |  | EA*5X61M21A*+WALLCON | *96CTN1002122B* | 34400 | 20.5 | 9.5 | 34200 | 26000 | 76.02% | 2.06 | 0 | 12 |  |  |  |  | R-454B | 2.8667 | Residential & Commercial | USHP | Ducted CEE Tier 1
211228165 | Central HP <5.4 tons | TEMPSTAR | HRCU-A-CB (Split System: Heat Pump with Remote Outdoor Unit-Air-Source) | DLCURAH36ABK |  |  | EA*4X42L24A* | OLV154F20A | 37000 | 15.2 | 8.5 | 40000 | 35400 | 88.5% | 1.96 | 0 | 10 |  |  |  |  | R-410A | 3.0833 | Residential & Commercial | USHP | Ducted CEE Tier 1
215931702 | Central HP <5.4 tons | KENMORE | HRCU-A-CB (Split System: Heat Pump with Remote Outdoor Unit-Air-Source) | (C,H,T)5H3V60*K*AAA* |  |  | EA*5X61M24A*+WALLCON | *80CTL0902120B* | 57000 | 19 | 8.5 | 60500 | 46500 | 76.86% | 2.04 | 0 | 11.5 |  |  |  |  | R-454B | 4.75 | Residential & Commercial | USHP | Ducted CEE Tier 1
215934842 | Central HP <5.4 tons | KENMORE | HRCU-A-CB (Split System: Heat Pump with Remote Outdoor Unit-Air-Source) | (C,H,T)5H3V36*K*AAA* |  |  | EVM5X44M21A*+WALLCON | *80CTL0901716B* | 35600 | 22 | 8.5 | 38000 | 28600 | 75.26% | 2.02 | 0 | 12 |  |  |  |  | R-454B | 2.9667 | Residential & Commercial | USHP | Ducted CEE Tier 1
215933572 | Central HP <5.4 tons | KENMORE | HRCU-A-CB (Split System: Heat Pump with Remote Outdoor Unit-Air-Source) | (C,H,T)5H3V36*K*AAA* |  |  | ESH5X48M12A*+WALLCON | *80CTL0702120B* | 33600 | 19.5 | 9 | 34800 | 26600 | 76.44% | 1.94 | 0 | 11.5 |  |  |  |  | R-454B | 2.8 | Residential & Commercial | USHP | Ducted CEE Tier 1
215934192 | Central HP <5.4 tons | KENMORE | HRCU-A-CB (Split System: Heat Pump with Remote Outdoor Unit-Air-Source) | (C,H,T)5H3V48*K*AAA* |  |  | EA*5X61M21A*+WALLCON | *80CTL0902120B* | 45500 | 21.5 | 9.5 | 48500 | 36600 | 75.46% | 2 | 0 | 11.5 |  |  |  |  | R-454B | 3.7917 | Residential & Commercial | USHP | Ducted CEE Tier 1
216374689 | Central HP <5.4 tons | CHAMPION HEATING AND COOLING | HRCU-A-CB (Split System: Heat Pump with Remote Outdoor Unit-Air-Source) | HH860E2S11 |  |  | CTF60D5CGS1 | Z9ET120D20SMPS1 | 44500 | 17 | 9 | 45000 | 32600 | 72.44% | 2 | 0 | 11.7 |  |  |  |  | R-454B | 3.7083 | Residential & Commercial | USHP | Ducted CEE Tier 1
214239970 | Central HP <5.4 tons | KEEPRITE | HRCU-A-CB (Split System: Heat Pump with Remote Outdoor Unit-Air-Source) | CVH837GKA** |  |  | EN(A,D)4X48L24**+WALLCON | *80CTL0902120B* | 32400 | 17 | 8.1 | 32600 | 24600 | 75.46% | 1.96 | 0 | 11.7 |  |  |  |  | R-410A | 2.7 | Residential & Commercial | USHP | Ducted CEE Tier 1
212980987 | Central HP <5.4 tons | COMFORTMAKER | HRCU-A-CB (Split System: Heat Pump with Remote Outdoor Unit-Air-Source) | DLCURAH24ABK |  |  | EA*4X36L21A* | *80MS(N,L)1102120A* | 23600 | 17.5 | 8.5 | 26200 | 23800 | 90.84% | 2 | 0 | 10 |  |  |  |  | R-410A | 1.9667 | Residential & Commercial | USHP | Ducted CEE Tier 1
216374624 | Central HP <5.4 tons | CHAMPION HEATING AND COOLING | HRCU-A-CB (Split System: Heat Pump with Remote Outdoor Unit-Air-Source) | HH824E2S11 |  |  | CTF30B5ACS1 | Z9ET080B12SMPS1 | 23000 | 18 | 9.5 | 23000 | 18100 | 78.7% | 2 | 0 | 12 |  |  |  |  | R-454B | 1.9167 | Residential & Commercial | USHP | Ducted CEE Tier 1
211244582 | Central HP <5.4 tons | COMFORTMAKER | HRCU-A-CB (Split System: Heat Pump with Remote Outdoor Unit-Air-Source) | DLCURAH24ABK |  |  | EN(A,D)4X30L17** | *96VTN0801716A* | 24200 | 16.5 | 8.1 | 26200 | 23000 | 87.79% | 1.9 | 0 | 10.5 |  |  |  |  | R-410A | 2.0167 | Residential & Commercial | USHP | Ducted CEE Tier 1
211244666 | Central HP <5.4 tons | COMFORTMAKER | HRCU-A-CB (Split System: Heat Pump with Remote Outdoor Unit-Air-Source) | DLCURAH24ABK |  |  | EN(A,D)4X30L17** | *96VTN0601714A* | 24000 | 16.5 | 8.1 | 26200 | 23200 | 88.55% | 1.92 | 0 | 10 |  |  |  |  | R-410A | 2 | Residential & Commercial | USHP | Ducted CEE Tier 1
216634334 | Central HP <5.4 tons | ACIQ | HRCU-A-CB (Split System: Heat Pump with Remote Outdoor Unit-Air-Source) | H5H0V36*K*AAA* |  |  | ESH5X60M12A*+WALLCON | *97CTN0802120A* | 34600 | 16.5 | 8.5 | 34600 | 24800 | 71.68% | 1.8 | 0 | 9.5 |  |  |  |  | R-454B | 2.8833 | Residential & Commercial | USHP
212974690 | Central HP <5.4 tons | CARRIER | HRCU-A-CB (Split System: Heat Pump with Remote Outdoor Unit-Air-Source) | 38MURAQ18AB3* |  |  | CNPV*1814AL* | 59TP6C040V14**10 | 17100 | 15.5 | 8.1 | 18400 | 19800 | 107.6% | 2.38 | 0 | 10.5 |  |  |  |  | R-410A | 1.425 | Residential & Commercial | USHP | Ducted CEE Tier 1
212974704 | Central HP <5.4 tons | CARRIER | HRCU-A-CB (Split System: Heat Pump with Remote Outdoor Unit-Air-Source) | 38MURAQ18AB3* |  |  | CNPV*2414AL* | GG96VTAB30040A** | 17300 | 15.5 | 8.5 | 18400 | 19200 | 104.3% | 2.3 | 0 | 10.5 |  |  |  |  | R-410A | 1.4417 | Residential & Commercial | USHP | Ducted CEE Tier 1
213297961 | Central HP <5.4 tons | CHAMPION HEATING AND COOLING | HRCU-A-CB (Split System: Heat Pump with Remote Outdoor Unit-Air-Source) | HMH72B341 |  |  | XAHC36DXXN1+TXV | Z8ES100C16SMPS1 | 34000 | 17.5 | 8.1 | 33400 | 24000 | 71.86% | 2.08 | 0 | 9.5 |  |  |  |  | R-410A | 2.8333 | Residential & Commercial | USHP
213297576 | Central HP <5.4 tons | CHAMPION HEATING AND COOLING | HRCU-A-CB (Split System: Heat Pump with Remote Outdoor Unit-Air-Source) | HMH72B341 |  |  | XAHC36DBCN1 | Z8ES100B12LMPS1 | 33400 | 17.5 | 8.1 | 32800 | 23200 | 70.73% | 2.02 | 0 | 9.5 |  |  |  |  | R-410A | 2.7833 | Residential & Commercial | USHP
206790294 | Central HP <5.4 tons | BRYANT HEATING AND COOLING SYSTEMS | HRCU-A-CB (Split System: Heat Pump with Remote Outdoor Unit-Air-Source) | 284ANV036*0**B* |  |  | CAP**4224AL*+UI | 88*TA66135C24*** | 33200 | 19.5 | 9.5 | 35400 | 26400 | 74.58% | 2 | 12.5 | 12 |  |  |  |  | R-410A | 2.7667 | Residential & Commercial | USHP | Ducted CEE Tier 1
206790328 | Central HP <5.4 tons | BRYANT HEATING AND COOLING SYSTEMS | HRCU-A-CB (Split System: Heat Pump with Remote Outdoor Unit-Air-Source) | 284ANV036*0**B* |  |  | CAP**4821AL*+UI | 987MB60060C21*** | 33600 | 19 | 9 | 35000 | 26000 | 74.29% | 2.02 | 12 | 12 |  |  |  |  | R-410A | 2.8 | Residential & Commercial | USHP | Ducted CEE Tier 1
206790343 | Central HP <5.4 tons | BRYANT HEATING AND COOLING SYSTEMS | HRCU-A-CB (Split System: Heat Pump with Remote Outdoor Unit-Air-Source) | 284ANV036*0**B* |  |  | CAP**6024AL*+UI | 986TC66120C24*** | 34400 | 20 | 9 | 34400 | 25000 | 72.67% | 2.02 | 13 | 12.5 |  |  |  |  | R-410A | 2.8667 | Residential & Commercial | USHP | Ducted CEE Tier 1
206790346 | Central HP <5.4 tons | BRYANT HEATING AND COOLING SYSTEMS | HRCU-A-CB (Split System: Heat Pump with Remote Outdoor Unit-Air-Source) | 284ANV036*0**B* |  |  | CAP**6024AL*+UI | 987MB66120C24*** | 34200 | 19.5 | 9 | 34400 | 25200 | 73.26% | 2 | 13 | 12.5 |  |  |  |  | R-410A | 2.85 | Residential & Commercial | USHP | Ducted CEE Tier 1
213297626 | Central HP <5.4 tons | CHAMPION HEATING AND COOLING | HRCU-A-CB (Split System: Heat Pump with Remote Outdoor Unit-Air-Source) | HMH72B341 |  |  | XAHC36DBCN1 | Z8ES080C16LMPS1 | 34000 | 17.5 | 8.5 | 33400 | 23600 | 70.66% | 2.08 | 0 | 10 |  |  |  |  | R-410A | 2.8333 | Residential & Commercial | USHP | Ducted CEE Tier 1
214442632 | Central HP <5.4 tons | ECO-AIR | HRCU-A-C (Split System: Heat Pump with Remote Outdoor Unit with No Indoor Fan --Air Source) | MOX630-36HFN1-M3X |  |  | MAC-36HWFN1-M | 0 | 35000 | 15.2 | 8.5 | 36000 | 30000 | 83.33% | 1.8 | 0 | 10 |  |  |  |  | R-410A | 2.9167 | Residential & Commercial | USHP | Ducted CEE Tier 1
211228108 | Central HP <5.4 tons | TEMPSTAR | HRCU-A-CB (Split System: Heat Pump with Remote Outdoor Unit-Air-Source) | DLCURAH36ABK |  |  | EA*4X42L24A* | *95ESU1002122A* | 36600 | 15.2 | 8.1 | 40000 | 35200 | 88% | 1.94 | 0 | 10 |  |  |  |  | R-410A | 3.05 | Residential & Commercial | USHP | Ducted CEE Tier 1
215931602 | Central HP <5.4 tons | KENMORE | HRCU-A-CB (Split System: Heat Pump with Remote Outdoor Unit-Air-Source) | (C,H,T)5H3V60*K*AAA* |  |  | EA*5X60M24A*+WALLCON | *97CMN0602120B* | 55000 | 17.5 | 8.1 | 61000 | 47000 | 77.05% | 1.95 | 0 | 10.5 |  |  |  |  | R-454B | 4.5833 | Residential & Commercial | USHP | Ducted CEE Tier 1
211206929 | Central HP <5.4 tons | CHAMPION HEATING AND COOLING | HRCU-A-CB (Split System: Heat Pump with Remote Outdoor Unit-Air-Source) | HL20B4821 |  |  | XAMC48HE3N1+CC | TM9V100C16MP12 | 43500 | 19 | 9 | 44000 | 36200 | 82.27% | 2.14 | 0 | 12 |  |  |  |  | R-410A | 3.625 | Residential & Commercial | USHP | Ducted CEE Tier 1
209270314 | Central HP <5.4 tons | ECO-AIR | HRCU-A-C (Split System: Heat Pump with Remote Outdoor Unit with No Indoor Fan --Air Source) | MOX430U-24HFN1-MR0 |  |  | MAC-24HWDN1-MN0 | 0 | 24000 | 15.7 | 9.8 | 25600 | 18500 | 72.27% | 2.2 | 10.3 | 10 |  |  |  |  | R-410A | 2 | Residential & Commercial | USHP | Ducted CEE Tier 1
216720946 | Central HP <5.4 tons | COMFORTSTAR | HRCU-A-CB (Split System: Heat Pump with Remote Outdoor Unit-Air-Source) | CPH3-24CD(O) |  |  | AHU3-24-SG3 | 0 | 23000 | 18.3 | 10 | 24000 | 21600 | 90% | 1.87 | 0 | 11.7 |  |  |  |  | R-454B | 1.9167 | Residential & Commercial | USHP | Ducted CEE Tier 1
216453273 | Central HP <5.4 tons | TRANE | HRCU-A-CB (Split System: Heat Pump with Remote Outdoor Unit-Air-Source) | 5TWV0X60A1 |  |  | 5TXCD010AS3 | S8V2C100M5PCB | 53000 | 18.4 | 9 | 54000 | 38000 | 70.37% | 2 | 0 | 10.5 |  |  |  |  | R-454B | 4.4167 | Residential & Commercial | USHP | Ducted CEE Tier 1
213297476 | Central HP <5.4 tons | CHAMPION HEATING AND COOLING | HRCU-A-CB (Split System: Heat Pump with Remote Outdoor Unit-Air-Source) | HMH72B341 |  |  | XAFB36DBCN1 | Z9ES060B12SMPS1 | 33000 | 16.5 | 8.5 | 32000 | 22400 | 70% | 1.8 | 0 | 10 |  |  |  |  | R-410A | 2.75 | Residential & Commercial | USHP | Ducted CEE Tier 1
214397541 | Central HP <5.4 tons | CHAMPION HEATING AND COOLING | HRCU-A-CB (Split System: Heat Pump with Remote Outdoor Unit-Air-Source) | HH824E2S11 |  |  | CTF36B5ADS1 | TMLE080B12MP11 | 23000 | 18 | 9.5 | 23000 | 18700 | 81.3% | 2 | 0 | 12 |  |  |  |  | R-454B | 1.9167 | Residential & Commercial | USHP | Ducted CEE Tier 1
214398377 | Central HP <5.4 tons | CHAMPION HEATING AND COOLING | HRCU-A-CB (Split System: Heat Pump with Remote Outdoor Unit-Air-Source) | HH824E2S11 |  |  | CTF30B5ACS1+JMET12BS2N1 | 0 | 23000 | 18 | 9.5 | 23000 | 18500 | 80.43% | 2 | 0 | 12 |  |  |  |  | R-454B | 1.9167 | Residential & Commercial | USHP | Ducted CEE Tier 1
206790361 | Central HP <5.4 tons | BRYANT HEATING AND COOLING SYSTEMS | HRCU-A-CB (Split System: Heat Pump with Remote Outdoor Unit-Air-Source) | 284ANV036*0**B* |  |  | CAP**6121AL*+UI | 88*TA48090C17*** | 34800 | 20.5 | 9.5 | 34400 | 25000 | 72.67% | 2.02 | 13 | 12.5 |  |  |  |  | R-410A | 2.9 | Residential & Commercial | USHP | Ducted CEE Tier 1
206790363 | Central HP <5.4 tons | BRYANT HEATING AND COOLING SYSTEMS | HRCU-A-CB (Split System: Heat Pump with Remote Outdoor Unit-Air-Source) | 284ANV036*0**B* |  |  | CAP**6121AL*+UI | 987MB60060C21*** | 34600 | 19 | 9 | 34800 | 25200 | 72.41% | 2 | 12.5 | 12 |  |  |  |  | R-410A | 2.8833 | Residential & Commercial | USHP | Ducted CEE Tier 1
206790444 | Central HP <5.4 tons | BRYANT HEATING AND COOLING SYSTEMS | HRCU-A-CB (Split System: Heat Pump with Remote Outdoor Unit-Air-Source) | 284ANV036*0**B* |  |  | CSPH*4212AL*+UI | 88*TA48070C17*** | 33800 | 18.5 | 9 | 35200 | 26000 | 73.86% | 2.02 | 12 | 11.7 |  |  |  |  | R-410A | 2.8167 | Residential & Commercial | USHP | Ducted CEE Tier 1
206790494 | Central HP <5.4 tons | BRYANT HEATING AND COOLING SYSTEMS | HRCU-A-CB (Split System: Heat Pump with Remote Outdoor Unit-Air-Source) | 284ANV036*0**B* |  |  | CAP**3721AL*+UI | 83*CA36040C17*** | 34400 | 19.5 | 9.5 | 35000 | 25800 | 73.71% | 2.04 | 12.5 | 12 |  |  |  |  | R-410A | 2.8667 | Residential & Commercial | USHP | Ducted CEE Tier 1
215932442 | Central HP <5.4 tons | KENMORE | HRCU-A-CB (Split System: Heat Pump with Remote Outdoor Unit-Air-Source) | (C,H,T)5H3V36*K*AAA* |  |  | EA*5X48M21A*+WALLCON | *80CTL0902120B* | 33400 | 20 | 9.5 | 34600 | 26400 | 76.3% | 2.04 | 0 | 11.7 |  |  |  |  | R-454B | 2.7833 | Residential & Commercial | USHP | Ducted CEE Tier 1
216980949 | Central HP <5.4 tons | Ecoer | HRCU-A-CB (Split System: Heat Pump with Remote Outdoor Unit-Air-Source) | ESCA17H-36ABA |  |  | EAHDEC-36AB* | 0 | 36000 | 17.4 | 10.3 | 37000 | 39000 | 105.4% | 1.9 | 0 | 11.7 |  |  |  |  | R-454B | 3 | Residential & Commercial | USHP | Ducted CEE Tier 1
212981839 | Central HP <5.4 tons | HEIL | HRCU-A-CB (Split System: Heat Pump with Remote Outdoor Unit-Air-Source) | DLCURAH18ABK |  |  | EA*4X24L17A* | *80MSU1002120A* | 17200 | 15.5 | 8.5 | 18300 | 19400 | 106% | 2.32 | 0 | 10 |  |  |  |  | R-410A | 1.4333 | Residential & Commercial | USHP | Ducted CEE Tier 1
216759893 | Central HP <5.4 tons | ECO-AIR | HRCU-A-CB (Split System: Heat Pump with Remote Outdoor Unit-Air-Source) | ECUO-18H |  |  | ECMP-18U | 0 | 18000 | 19 | 9.7 | 19000 | 18000 | 94.74% | 2 | 0 | 12.5 |  |  |  |  | R-454B | 1.5 | Residential & Commercial | USHP | Ducted CEE Tier 1
213307909 | Central HP <5.4 tons | ECO-AIR | HRCU-A-CB (Split System: Heat Pump with Remote Outdoor Unit-Air-Source) | MOD30U-30HFN1-MR0(X) |  |  | MVBE-30HWFN1-ML3E | 0 | 30000 | 16.9 | 9 | 31000 | 25000 | 80.65% | 1.8 | 0 | 10 |  |  |  |  | R-410A | 2.5 | Residential & Commercial | USHP | Ducted CEE Tier 1
207436151 | Central HP <5.4 tons | LENNOX | HRCU-A-CB (Split System: Heat Pump with Remote Outdoor Unit-Air-Source) | SL25XPV-024-230A** |  |  | C35-36B+TDR+TXV | SL280UH090V36B* | 22400 | 23 | 9.3 | 21400 | 20400 | 95.33% | 1.84 | 15 | 14.5 |  |  |  |  | R-410A | 1.8667 | Residential & Commercial | USHP | Ducted CEE Tier 1
207436153 | Central HP <5.4 tons | LENNOX | HRCU-A-CB (Split System: Heat Pump with Remote Outdoor Unit-Air-Source) | SL25XPV-024-230A** |  |  | C35-36B+TDR+TXV | SL280UH090XV48B* | 22400 | 22 | 9.3 | 21600 | 20400 | 94.44% | 1.84 | 15 | 14.5 |  |  |  |  | R-410A | 1.8667 | Residential & Commercial | USHP | Ducted CEE Tier 1
207436160 | Central HP <5.4 tons | LENNOX | HRCU-A-CB (Split System: Heat Pump with Remote Outdoor Unit-Air-Source) | SL25XPV-024-230A** |  |  | C35-48B+TDR+TXV | SL280UH090V36B* | 22200 | 21.8 | 9.5 | 21400 | 20400 | 95.33% | 1.86 | 14.5 | 14.3 |  |  |  |  | R-410A | 1.85 | Residential & Commercial | USHP | Ducted CEE Tier 1
216374699 | Central HP <5.4 tons | CHAMPION HEATING AND COOLING | HRCU-A-CB (Split System: Heat Pump with Remote Outdoor Unit-Air-Source) | HH860E2S11 |  |  | CTF60D5CJS1 | Z9ET120D20SMPS1 | 53500 | 19 | 9 | 56000 | 40500 | 72.32% | 2 | 0 | 10 |  |  |  |  | R-454B | 4.4583 | Residential & Commercial | USHP | Ducted CEE Tier 1
210472873 | Central HP <5.4 tons | TEMPSTAR | HRCU-A-CB (Split System: Heat Pump with Remote Outdoor Unit-Air-Source) | TVH825GKA3* |  |  | EA*4X42L21A*+WALLCON | *80CSU1002120A* | 23800 | 16.5 | 8.1 | 21400 | 16700 | 78.04% | 1.94 | 0 | 10.5 |  |  |  |  | R-410A | 1.9833 | Residential & Commercial | USHP | Ducted CEE Tier 1
215933322 | Central HP <5.4 tons | KENMORE | HRCU-A-CB (Split System: Heat Pump with Remote Outdoor Unit-Air-Source) | (C,H,T)5H3V36*K*AAA* |  |  | ESH5X42M12A*+WALLCON | *80CTL0701716B* | 33400 | 19 | 9 | 35200 | 26800 | 76.14% | 1.9 | 0 | 11 |  |  |  |  | R-454B | 2.7833 | Residential & Commercial | USHP | Ducted CEE Tier 1
215933022 | Central HP <5.4 tons | KENMORE | HRCU-A-CB (Split System: Heat Pump with Remote Outdoor Unit-Air-Source) | (C,H,T)5H3V36*K*AAA* |  |  | ESH5X30M12A*+WALLCON | *96CTN0601714B* | 32400 | 18 | 9 | 34800 | 26600 | 76.44% | 1.92 | 0 | 10 |  |  |  |  | R-454B | 2.7 | Residential & Commercial | USHP | Ducted CEE Tier 1
215933122 | Central HP <5.4 tons | KENMORE | HRCU-A-CB (Split System: Heat Pump with Remote Outdoor Unit-Air-Source) | (C,H,T)5H3V36*K*AAA* |  |  | ESH5X36M12A*+WALLCON | *80CTL1102120B* | 33400 | 19 | 9 | 34800 | 26600 | 76.44% | 1.92 | 0 | 11.5 |  |  |  |  | R-454B | 2.7833 | Residential & Commercial | USHP | Ducted CEE Tier 1
215932872 | Central HP <5.4 tons | KENMORE | HRCU-A-CB (Split System: Heat Pump with Remote Outdoor Unit-Air-Source) | (C,H,T)5H3V36*K*AAA* |  |  | EA*5X61M24A*+WALLCON | *80CTL0902120B* | 34600 | 20.5 | 9.5 | 34200 | 25800 | 75.44% | 2.06 | 0 | 12 |  |  |  |  | R-454B | 2.8833 | Residential & Commercial | USHP | Ducted CEE Tier 1
216680870 | Central HP <5.4 tons | KEEPRITE | HRCU-A-CB (Split System: Heat Pump with Remote Outdoor Unit-Air-Source) | DLCURAH18ABK |  |  | EA*4X30L17A* | *97VTN0801716A* | 17400 | 16 | 8.5 | 17900 | 18300 | 102.2% | 2.14 | 0 | 10.5 |  |  |  |  | R-410A | 1.45 | Residential & Commercial | USHP | Ducted CEE Tier 1
215932922 | Central HP <5.4 tons | KENMORE | HRCU-A-CB (Split System: Heat Pump with Remote Outdoor Unit-Air-Source) | (C,H,T)5H3V36*K*AAA* |  |  | EA*5X61M24A*+WALLCON | *97CMN0802120B* | 34400 | 20.5 | 9.5 | 34400 | 26000 | 75.58% | 2.06 | 0 | 12 |  |  |  |  | R-454B | 2.8667 | Residential & Commercial | USHP | Ducted CEE Tier 1
211230678 | Central HP <5.4 tons | TEMPSTAR | HRCU-A-CB (Split System: Heat Pump with Remote Outdoor Unit-Air-Source) | DLCURAH36ABK |  |  | EN(A,D)4X48L24** | *95ESN1202422A* | 37400 | 15.5 | 8.1 | 39500 | 35000 | 88.61% | 2.08 | 0 | 10.5 |  |  |  |  | R-410A | 3.1167 | Residential & Commercial | USHP | Ducted CEE Tier 1
211230935 | Central HP <5.4 tons | TEMPSTAR | HRCU-A-CB (Split System: Heat Pump with Remote Outdoor Unit-Air-Source) | DLCURAH36ABK |  |  | FXM4X48**AL | 0 | 36800 | 16 | 8.5 | 38500 | 34600 | 89.87% | 2.08 | 0 | 10 |  |  |  |  | R-410A | 3.0667 | Residential & Commercial | USHP | Ducted CEE Tier 1
211228292 | Central HP <5.4 tons | TEMPSTAR | HRCU-A-CB (Split System: Heat Pump with Remote Outdoor Unit-Air-Source) | DLCURAH36ABK |  |  | EA*4X43L21A* | *80ES(N,L)1102120A* | 37000 | 16 | 8.5 | 38500 | 34800 | 90.39% | 2.12 | 0 | 10 |  |  |  |  | R-410A | 3.0833 | Residential & Commercial | USHP | Ducted CEE Tier 1
211228573 | Central HP <5.4 tons | TEMPSTAR | HRCU-A-CB (Split System: Heat Pump with Remote Outdoor Unit-Air-Source) | DLCURAH36ABK |  |  | EA*4X43L21A* | *96VSN1002120A* | 36400 | 16 | 8.5 | 38500 | 34800 | 90.39% | 2.08 | 0 | 10 |  |  |  |  | R-410A | 3.0333 | Residential & Commercial | USHP | Ducted CEE Tier 1
211228673 | Central HP <5.4 tons | TEMPSTAR | HRCU-A-CB (Split System: Heat Pump with Remote Outdoor Unit-Air-Source) | DLCURAH36ABK |  |  | EA*4X43L21A* | OLV098A12* | 36200 | 15.2 | 8.5 | 38500 | 35000 | 90.91% | 2.06 | 0 | 9.5 |  |  |  |  | R-410A | 3.0167 | Residential & Commercial | USHP
211228691 | Central HP <5.4 tons | TEMPSTAR | HRCU-A-CB (Split System: Heat Pump with Remote Outdoor Unit-Air-Source) | DLCURAH36ABK |  |  | EA*4X43L21A* | OMV098J12* | 36200 | 15.2 | 8.5 | 38500 | 35000 | 90.91% | 2.06 | 0 | 10 |  |  |  |  | R-410A | 3.0167 | Residential & Commercial | USHP | Ducted CEE Tier 1
213077592 | Central HP <5.4 tons | HEIL | HRCU-A-CB (Split System: Heat Pump with Remote Outdoor Unit-Air-Source) | DLCURAH36ABK |  |  | EA*4X36L21A* | *96VTN1002120B* | 35200 | 16 | 8.1 | 38500 | 35200 | 91.43% | 1.82 | 0 | 10 |  |  |  |  | R-410A | 2.9333 | Residential & Commercial | USHP | Ducted CEE Tier 1
213077777 | Central HP <5.4 tons | HEIL | HRCU-A-CB (Split System: Heat Pump with Remote Outdoor Unit-Air-Source) | DLCURAH36ABK |  |  | EN(A,D,W)4X48L21** | *96VTN1002122B* | 36000 | 17 | 8.1 | 38500 | 34800 | 90.39% | 2 | 0 | 10.5 |  |  |  |  | R-410A | 3 | Residential & Commercial | USHP | Ducted CEE Tier 1
213077811 | Central HP <5.4 tons | HEIL | HRCU-A-CB (Split System: Heat Pump with Remote Outdoor Unit-Air-Source) | DLCURAH36ABK |  |  | EN(A,D)4X48L24** | *96VTN1202422B* | 35800 | 16.5 | 8.1 | 38500 | 35000 | 90.91% | 2 | 0 | 10 |  |  |  |  | R-410A | 2.9833 | Residential & Commercial | USHP | Ducted CEE Tier 1
214719710 | Central HP <5.4 tons | CHAMPION HEATING AND COOLING | HRCU-A-CB (Split System: Heat Pump with Remote Outdoor Unit-Air-Source) | HH836E2S11 |  |  | CTU36B5XDS1+TXV | TM9V080B12MP12 | 33000 | 18 | 8.5 | 30800 | 25000 | 81.17% | 2 | 0 | 11 |  |  |  |  | R-454B | 2.75 | Residential & Commercial | USHP | Ducted CEE Tier 1
214595052 | Central HP <5.4 tons | CHAMPION HEATING AND COOLING | HRCU-A-CB (Split System: Heat Pump with Remote Outdoor Unit-Air-Source) | HH836E2S11 |  |  | CTM36C5CDS1 | Z8ES080C20SMPS1 | 34400 | 18 | 8.5 | 32000 | 26200 | 81.88% | 2 | 0 | 11 |  |  |  |  | R-454B | 2.8667 | Residential & Commercial | USHP | Ducted CEE Tier 1
214595082 | Central HP <5.4 tons | CHAMPION HEATING AND COOLING | HRCU-A-CB (Split System: Heat Pump with Remote Outdoor Unit-Air-Source) | HH836E2S11 |  |  | CTM48C5CFS1 | Z8ES080C16SMPS1 | 34400 | 19 | 9 | 32200 | 25400 | 78.88% | 2 | 0 | 11 |  |  |  |  | R-454B | 2.8667 | Residential & Commercial | USHP | Ducted CEE Tier 1
206790495 | Central HP <5.4 tons | BRYANT HEATING AND COOLING SYSTEMS | HRCU-A-CB (Split System: Heat Pump with Remote Outdoor Unit-Air-Source) | 284ANV036*0**B* |  |  | CAP**3721AL*+UI | 83*CA48060C17*** | 34000 | 19.5 | 9.5 | 35200 | 25800 | 73.3% | 2.02 | 12.5 | 11.7 |  |  |  |  | R-410A | 2.8333 | Residential & Commercial | USHP | Ducted CEE Tier 1
206790529 | Central HP <5.4 tons | BRYANT HEATING AND COOLING SYSTEMS | HRCU-A-CB (Split System: Heat Pump with Remote Outdoor Unit-Air-Source) | 284ANV036*0**B* |  |  | CSPH*4812AL*+UI | 83*CA60100C21*** | 34000 | 18.5 | 9 | 35000 | 26000 | 74.29% | 2.02 | 12.5 | 11.7 |  |  |  |  | R-410A | 2.8333 | Residential & Commercial | USHP | Ducted CEE Tier 1
206790546 | Central HP <5.4 tons | BRYANT HEATING AND COOLING SYSTEMS | HRCU-A-CB (Split System: Heat Pump with Remote Outdoor Unit-Air-Source) | 284ANV036*0**B* |  |  | CAP**4824AL*+UI | 935CA66100C21*** | 33800 | 19.5 | 9.5 | 34800 | 25600 | 73.56% | 2.04 | 13 | 12 |  |  |  |  | R-410A | 2.8167 | Residential & Commercial | USHP | Ducted CEE Tier 1
206790561 | Central HP <5.4 tons | BRYANT HEATING AND COOLING SYSTEMS | HRCU-A-CB (Split System: Heat Pump with Remote Outdoor Unit-Air-Source) | 284ANV036*0**B* |  |  | CAP**4221AL*+UI | 88*TA36045C17*** | 32600 | 18.5 | 9 | 35800 | 26800 | 74.86% | 1.96 | 11.5 | 11 |  |  |  |  | R-410A | 2.7167 | Residential & Commercial | USHP | Ducted CEE Tier 1
214807749 | Central HP <5.4 tons | CHAMPION HEATING AND COOLING | HRCU-A-CB (Split System: Heat Pump with Remote Outdoor Unit-Air-Source) | HH836E2S11 |  |  | CTU36B5XDS1+JMVT12BC2N1+TXV | 0 | 34000 | 19 | 9 | 31400 | 25600 | 81.53% | 2 | 0 | 11.7 |  |  |  |  | R-454B | 2.8333 | Residential & Commercial | USHP | Ducted CEE Tier 1
214807799 | Central HP <5.4 tons | CHAMPION HEATING AND COOLING | HRCU-A-CB (Split System: Heat Pump with Remote Outdoor Unit-Air-Source) | HH836E2S11 |  |  | CTU48C5XFS1+JME16C2SN1+TXV | 0 | 34200 | 19 | 9 | 31600 | 25200 | 79.75% | 2 | 0 | 11.7 |  |  |  |  | R-454B | 2.85 | Residential & Commercial | USHP | Ducted CEE Tier 1
206790062 | Central HP <5.4 tons | BRYANT HEATING AND COOLING SYSTEMS | HRCU-A-CB (Split System: Heat Pump with Remote Outdoor Unit-Air-Source) | 284ANV024*0**B* |  |  | CNPV*3617AL*+UI | 88*TA36070C14*** | 23200 | 21 | 10 | 26600 | 19900 | 74.81% | 2.4 | 14 | 13 |  |  |  |  | R-410A | 1.9333 | Residential & Commercial | USHP | Ducted CEE Tier 1
215932602 | Central HP <5.4 tons | KENMORE | HRCU-A-CB (Split System: Heat Pump with Remote Outdoor Unit-Air-Source) | (C,H,T)5H3V36*K*AAA* |  |  | EA*5X60M24A*+WALLCON | *97CMN0602120B* | 33800 | 20 | 9 | 34600 | 26400 | 76.3% | 1.92 | 0 | 11.5 |  |  |  |  | R-454B | 2.8167 | Residential & Commercial | USHP | Ducted CEE Tier 1
215932652 | Central HP <5.4 tons | KENMORE | HRCU-A-CB (Split System: Heat Pump with Remote Outdoor Unit-Air-Source) | (C,H,T)5H3V36*K*AAA* |  |  | EA*5X60M24A*+WALLCON | *96CTN1202422B* | 34000 | 20.5 | 9.5 | 34000 | 26000 | 76.47% | 2.06 | 0 | 12 |  |  |  |  | R-454B | 2.8333 | Residential & Commercial | USHP | Ducted CEE Tier 1
215931952 | Central HP <5.4 tons | KENMORE | HRCU-A-CB (Split System: Heat Pump with Remote Outdoor Unit-Air-Source) | (C,H,T)5H3V36*K*AAA* |  |  | EA*5X24M17A*+WALLCON | *96CTN0401410B* | 30600 | 17 | 9 | 34800 | 26800 | 77.01% | 1.9 | 0 | 10 |  |  |  |  | R-454B | 2.55 | Residential & Commercial | USHP | Ducted CEE Tier 1
212974729 | Central HP <5.4 tons | CARRIER | HRCU-A-CB (Split System: Heat Pump with Remote Outdoor Unit-Air-Source) | 38MURAQ18AB3* |  |  | CNPV*3014AL* | 59TP6C040V14**10 | 17400 | 16 | 8.1 | 18000 | 18600 | 103.3% | 2.22 | 0 | 10.5 |  |  |  |  | R-410A | 1.45 | Residential & Commercial | USHP | Ducted CEE Tier 1
213307920 | Central HP <5.4 tons | LBG Products | HRCU-A-CB (Split System: Heat Pump with Remote Outdoor Unit-Air-Source) | LCUHB30DO |  |  | LCHB30DHNI | 0 | 30000 | 16.2 | 8.9 | 33000 | 24000 | 72.73% | 1.8 | 11 | 10 |  |  |  |  | R-410A | 2.5 | Residential & Commercial | USHP | Ducted CEE Tier 1
211244841 | Central HP <5.4 tons | COMFORTMAKER | HRCU-A-CB (Split System: Heat Pump with Remote Outdoor Unit-Air-Source) | DLCURAH24ABK |  |  | EN(A,D)4X30L17** | OMV112K14A | 24000 | 16 | 8.1 | 26400 | 23000 | 87.12% | 1.88 | 0 | 10 |  |  |  |  | R-410A | 2 | Residential & Commercial | USHP | Ducted CEE Tier 1
211245182 | Central HP <5.4 tons | COMFORTMAKER | HRCU-A-CB (Split System: Heat Pump with Remote Outdoor Unit-Air-Source) | DLCURAH24ABK |  |  | EN(A,D,W)4X36L17** | *92ESN0801716A* | 24200 | 17 | 8.1 | 26200 | 22800 | 87.02% | 1.88 | 0 | 10.5 |  |  |  |  | R-410A | 2.0167 | Residential & Commercial | USHP | Ducted CEE Tier 1
211245452 | Central HP <5.4 tons | COMFORTMAKER | HRCU-A-CB (Split System: Heat Pump with Remote Outdoor Unit-Air-Source) | DLCURAH24ABK |  |  | EN(A,D)4X36L21** | *80VSL0902120A* | 23800 | 16.5 | 8.1 | 26000 | 23200 | 89.23% | 1.92 | 0 | 10.5 |  |  |  |  | R-410A | 1.9833 | Residential & Commercial | USHP | Ducted CEE Tier 1
211245693 | Central HP <5.4 tons | COMFORTMAKER | HRCU-A-CB (Split System: Heat Pump with Remote Outdoor Unit-Air-Source) | DLCURAH24ABK |  |  | EN(A,D)4X36L21** | *92ESN1002120A* | 24800 | 16.5 | 8.5 | 26800 | 22200 | 82.84% | 1.84 | 0 | 10.5 |  |  |  |  | R-410A | 2.0667 | Residential & Commercial | USHP | Ducted CEE Tier 1
215935499 | Central HP <5.4 tons | COMFORTMAKER | HRCU-A-CB (Split System: Heat Pump with Remote Outdoor Unit-Air-Source) | C5H3V36*K*AAA* |  |  | EVM5X61M24A*+WALLCON | *97CMN0602120B* | 35800 | 21.5 | 8.5 | 38000 | 28600 | 75.26% | 2.06 | 0 | 12 |  |  |  |  | R-454B | 2.9833 | Residential & Commercial | USHP | Ducted CEE Tier 1
212969973 | Central HP <5.4 tons | KEEPRITE | HRCU-A-CB (Split System: Heat Pump with Remote Outdoor Unit-Air-Source) | DLCURAH18ABK |  |  | EA*4X19L17A* | *80VSL0701716B* | 17800 | 16.5 | 8.1 | 17800 | 17900 | 100.6% | 2.16 | 0 | 10.5 |  |  |  |  | R-410A | 1.4833 | Residential & Commercial | USHP | Ducted CEE Tier 1
214655289 | Central HP <5.4 tons | ECO-AIR | HRCU-A-C (Split System: Heat Pump with Remote Outdoor Unit with No Indoor Fan --Air Source) | MOE31U-36HFN1-M |  |  | MAC-36HWDN1-MN0 | 0 | 35000 | 15.2 | 10 | 39000 | 32000 | 82.05% | 2 | 10.2 | 10 |  |  |  |  | R-410A | 2.9167 | Residential & Commercial | USHP | Ducted CEE Tier 1
212981887 | Central HP <5.4 tons | HEIL | HRCU-A-CB (Split System: Heat Pump with Remote Outdoor Unit-Air-Source) | DLCURAH18ABK |  |  | EN(A,D)4X30L17** | *80MSU1002120A* | 17500 | 16 | 8.1 | 18200 | 18700 | 102.7% | 2.24 | 0 | 10.5 |  |  |  |  | R-410A | 1.4583 | Residential & Commercial | USHP | Ducted CEE Tier 1
215931822 | Central HP <5.4 tons | KENMORE | HRCU-A-CB (Split System: Heat Pump with Remote Outdoor Unit-Air-Source) | (C,H,T)5H3V60*K*AAA* |  |  | ESH5X60M12A*+WALLCON | *80CTL0702120B* | 56000 | 17.5 | 8.1 | 61000 | 46500 | 76.23% | 1.95 | 0 | 11 |  |  |  |  | R-454B | 4.6667 | Residential & Commercial | USHP | Ducted CEE Tier 1
216759890 | Central HP <5.4 tons | ECO-AIR | HRCU-A-CB (Split System: Heat Pump with Remote Outdoor Unit-Air-Source) | ECUO-36E |  |  | ECMP-36U | 0 | 36000 | 16.1 | 8.7 | 36000 | 27000 | 75% | 2 | 0 | 10 |  |  |  |  | R-454B | 3 | Residential & Commercial | USHP | Ducted CEE Tier 1
216374725 | Central HP <5.4 tons | CHAMPION HEATING AND COOLING | HRCU-A-CB (Split System: Heat Pump with Remote Outdoor Unit-Air-Source) | HH860E2S11 |  |  | CTF60C5CGS1 | Z9ET100C20SMPS1 | 44500 | 18 | 9 | 45500 | 33000 | 72.53% | 2 | 0 | 11 |  |  |  |  | R-454B | 3.7083 | Residential & Commercial | USHP | Ducted CEE Tier 1
213781533 | Central HP <5.4 tons | KENMORE | HRCU-A-CB (Split System: Heat Pump with Remote Outdoor Unit-Air-Source) | (C,H,T)VH837GKA2* |  |  | EA*4X60L24A*+WALLCON | *96CTN1202422B* | 32800 | 17.5 | 8.1 | 31800 | 24600 | 77.36% | 1.98 | 0 | 11.5 |  |  |  |  | R-410A | 2.7333 | Residential & Commercial | USHP | Ducted CEE Tier 1
213781133 | Central HP <5.4 tons | KENMORE | HRCU-A-CB (Split System: Heat Pump with Remote Outdoor Unit-Air-Source) | (C,H,T)VH837GKA2* |  |  | EA*4X42L24A*+WALLCON | *97CMN1202422B* | 31800 | 17 | 8.1 | 32800 | 24400 | 74.39% | 1.88 | 0 | 11 |  |  |  |  | R-410A | 2.65 | Residential & Commercial | USHP | Ducted CEE Tier 1
213781233 | Central HP <5.4 tons | KENMORE | HRCU-A-CB (Split System: Heat Pump with Remote Outdoor Unit-Air-Source) | (C,H,T)VH837GKA2* |  |  | EA*4X43L21A*+WALLCON | *97CMN0801714B* | 32800 | 17 | 8.1 | 33000 | 25200 | 76.36% | 1.96 | 0 | 11 |  |  |  |  | R-410A | 2.7333 | Residential & Commercial | USHP | Ducted CEE Tier 1
213780663 | Central HP <5.4 tons | KENMORE | HRCU-A-CB (Split System: Heat Pump with Remote Outdoor Unit-Air-Source) | (C,H,T)VH837GKA2* |  |  | EA*4X36L17A*+WALLCON | *80CTL0701716B* | 31400 | 16.5 | 8.1 | 33400 | 24400 | 73.05% | 1.82 | 0 | 10.5 |  |  |  |  | R-410A | 2.6167 | Residential & Commercial | USHP | Ducted CEE Tier 1
213780713 | Central HP <5.4 tons | KENMORE | HRCU-A-CB (Split System: Heat Pump with Remote Outdoor Unit-Air-Source) | (C,H,T)VH837GKA2* |  |  | EA*4X36L17A*+WALLCON | *96CTN0601714B* | 31200 | 16.5 | 8.1 | 33400 | 24600 | 73.65% | 1.82 | 0 | 10.5 |  |  |  |  | R-410A | 2.6 | Residential & Commercial | USHP | Ducted CEE Tier 1
213780113 | Central HP <5.4 tons | KENMORE | HRCU-A-CB (Split System: Heat Pump with Remote Outdoor Unit-Air-Source) | (C,H,T)VH837GKA** |  |  | EHD4X42AAL+WALLCON | *96CTN0801714B* | 32400 | 16 | 8.1 | 33000 | 24800 | 75.15% | 1.92 | 0 | 11 |  |  |  |  | R-410A | 2.7 | Residential & Commercial | USHP | Ducted CEE Tier 1
216411129 | Central HP <5.4 tons | CHAMPION HEATING AND COOLING | HRCU-A-CB (Split System: Heat Pump with Remote Outdoor Unit-Air-Source) | HMH72B341 |  |  | XAHB36DBCN1 | Z9ET060B12SMPS1 | 33000 | 17 | 8.5 | 33400 | 23400 | 70.06% | 2 | 0 | 9.5 |  |  |  |  | R-410A | 2.75 | Residential & Commercial | USHP
216411144 | Central HP <5.4 tons | CHAMPION HEATING AND COOLING | HRCU-A-CB (Split System: Heat Pump with Remote Outdoor Unit-Air-Source) | HMH72B341 |  |  | XAFC36DBCN1 | Z9ET100C20SMPS1 | 34000 | 17 | 8.5 | 32400 | 22800 | 70.37% | 2.02 | 0 | 10 |  |  |  |  | R-410A | 2.8333 | Residential & Commercial | USHP | Ducted CEE Tier 1
214398412 | Central HP <5.4 tons | CHAMPION HEATING AND COOLING | HRCU-A-CB (Split System: Heat Pump with Remote Outdoor Unit-Air-Source) | HH860E2S11 |  |  | CTF60D5CHS1 | TM9V120D20MP12 | 54000 | 19 | 9 | 54500 | 39500 | 72.48% | 2 | 0 | 11 |  |  |  |  | R-454B | 4.5 | Residential & Commercial | USHP | Ducted CEE Tier 1
216374577 | Central HP <5.4 tons | CHAMPION HEATING AND COOLING | HRCU-A-CB (Split System: Heat Pump with Remote Outdoor Unit-Air-Source) | HH860E2S11 |  |  | CTF60D5CHS1 | Z9ET120D20SMPS1 | 54000 | 19 | 9 | 55000 | 40000 | 72.73% | 2 | 0 | 11 |  |  |  |  | R-454B | 4.5 | Residential & Commercial | USHP | Ducted CEE Tier 1
212986286 | Central HP <5.4 tons | AIRQUEST | HRCU-A-CB (Split System: Heat Pump with Remote Outdoor Unit-Air-Source) | DLCURAH18ABK |  |  | EA*4X24L14A* | *96MSN0401410A* | 17400 | 16 | 8.5 | 18500 | 19500 | 105.4% | 2.34 | 0 | 10.5 |  |  |  |  | R-410A | 1.45 | Residential & Commercial | USHP | Ducted CEE Tier 1
212986322 | Central HP <5.4 tons | AIRQUEST | HRCU-A-CB (Split System: Heat Pump with Remote Outdoor Unit-Air-Source) | DLCURAH18ABK |  |  | EA*4X30L17A* | *96MSN0401410A* | 17600 | 16 | 8.5 | 18300 | 18800 | 102.7% | 2.26 | 0 | 10.5 |  |  |  |  | R-410A | 1.4667 | Residential & Commercial | USHP | Ducted CEE Tier 1
212986370 | Central HP <5.4 tons | AIRQUEST | HRCU-A-CB (Split System: Heat Pump with Remote Outdoor Unit-Air-Source) | DLCURAH18ABK |  |  | EN(A,D)4X30L14** | *96MSN0401410A* | 17600 | 16 | 8.1 | 18200 | 18600 | 102.2% | 2.24 | 0 | 10.5 |  |  |  |  | R-410A | 1.4667 | Residential & Commercial | USHP | Ducted CEE Tier 1
212986670 | Central HP <5.4 tons | AIRQUEST | HRCU-A-CB (Split System: Heat Pump with Remote Outdoor Unit-Air-Source) | DLCURAH18ABK |  |  | EA*4X24L17A* | *96MSN0401712A* | 17200 | 15.5 | 8.5 | 18300 | 19400 | 106% | 2.32 | 0 | 10 |  |  |  |  | R-410A | 1.4333 | Residential & Commercial | USHP | Ducted CEE Tier 1
212986706 | Central HP <5.4 tons | AIRQUEST | HRCU-A-CB (Split System: Heat Pump with Remote Outdoor Unit-Air-Source) | DLCURAH18ABK |  |  | EN(A,D)4X24L17** | *96MSN0401712A* | 17500 | 15.2 | 8.5 | 18700 | 19200 | 102.7% | 2.3 | 0 | 10.5 |  |  |  |  | R-410A | 1.4583 | Residential & Commercial | USHP | Ducted CEE Tier 1
213297126 | Central HP <5.4 tons | CHAMPION HEATING AND COOLING | HRCU-A-CB (Split System: Heat Pump with Remote Outdoor Unit-Air-Source) | HMH72B341 |  |  | XAUC48FXXN1+TXV | Z8ES120C16SMPS1 | 34000 | 16.5 | 8.5 | 32800 | 23400 | 71.34% | 2.1 | 0 | 9.5 |  |  |  |  | R-410A | 2.8333 | Residential & Commercial | USHP
213297276 | Central HP <5.4 tons | CHAMPION HEATING AND COOLING | HRCU-A-CB (Split System: Heat Pump with Remote Outdoor Unit-Air-Source) | HMH72B341 |  |  | XAUB36DXXN1+TXV | Z9ES080B12SMPS1 | 34000 | 17 | 8.1 | 33400 | 23800 | 71.26% | 2.06 | 0 | 9.5 |  |  |  |  | R-410A | 2.8333 | Residential & Commercial | USHP
206790497 | Central HP <5.4 tons | BRYANT HEATING AND COOLING SYSTEMS | HRCU-A-CB (Split System: Heat Pump with Remote Outdoor Unit-Air-Source) | 284ANV036*0**B* |  |  | CAP**4221AL*+UI | 83*CA36040C17*** | 33000 | 19.5 | 9.5 | 35400 | 26600 | 75.14% | 1.98 | 12 | 11.7 |  |  |  |  | R-410A | 2.75 | Residential & Commercial | USHP | Ducted CEE Tier 1
206790527 | Central HP <5.4 tons | BRYANT HEATING AND COOLING SYSTEMS | HRCU-A-CB (Split System: Heat Pump with Remote Outdoor Unit-Air-Source) | 284ANV036*0**B* |  |  | CSPH*4812AL*+UI | 83*CA48060C17*** | 34000 | 19 | 9 | 35000 | 26000 | 74.29% | 2.02 | 12.5 | 11.7 |  |  |  |  | R-410A | 2.8333 | Residential & Commercial | USHP | Ducted CEE Tier 1
213297361 | Central HP <5.4 tons | CHAMPION HEATING AND COOLING | HRCU-A-CB (Split System: Heat Pump with Remote Outdoor Unit-Air-Source) | HMH72B341 |  |  | XAHC30CXXN1+TXV | Z8ES100B12LMPS1 | 32000 | 17.5 | 8.1 | 32200 | 22600 | 70.19% | 2 | 0 | 9.5 |  |  |  |  | R-410A | 2.6667 | Residential & Commercial | USHP
213297396 | Central HP <5.4 tons | CHAMPION HEATING AND COOLING | HRCU-A-CB (Split System: Heat Pump with Remote Outdoor Unit-Air-Source) | HMH72B341 |  |  | XAHB30CXXN1+TXV | Z8ES080B12SMPS1 | 31800 | 17 | 8.1 | 32200 | 22600 | 70.19% | 2 | 0 | 10 |  |  |  |  | R-410A | 2.65 | Residential & Commercial | USHP | Ducted CEE Tier 1
206790544 | Central HP <5.4 tons | BRYANT HEATING AND COOLING SYSTEMS | HRCU-A-CB (Split System: Heat Pump with Remote Outdoor Unit-Air-Source) | 284ANV036*0**B* |  |  | CAP**4821AL*+UI | 935CA66100C21*** | 33800 | 19.5 | 9.5 | 34800 | 25800 | 74.14% | 2.04 | 12.5 | 12.5 |  |  |  |  | R-410A | 2.8167 | Residential & Commercial | USHP | Ducted CEE Tier 1
215931512 | Central HP <5.4 tons | KENMORE | HRCU-A-CB (Split System: Heat Pump with Remote Outdoor Unit-Air-Source) | (C,H,T)5H3V48*K*AAA* |  |  | FCMA5B60L0D*+WALLCON | 0 | 46500 | 23 | 9.5 | 48000 | 35600 | 74.17% | 1.98 | 0 | 12.5 |  |  |  |  | R-454B | 3.875 | Residential & Commercial | USHP | Ducted CEE Tier 1
212596825 | Central HP <5.4 tons | CARRIER | HRCU-A-CB (Split System: Heat Pump with Remote Outdoor Unit-Air-Source) | 25VNA424A*031* |  |  | CNPV*3017AL*+UI | 59MN7B060C17**14 | 23000 | 19 | 9.5 | 26800 | 20200 | 75.37% | 2.34 | 0 | 12.5 |  |  |  |  | R-410A | 1.9167 | Residential & Commercial | USHP | Ducted CEE Tier 1
216738949 | Central HP <5.4 tons | KEEPRITE | HRCU-A-CB (Split System: Heat Pump with Remote Outdoor Unit-Air-Source) | D5CUHAH24AAK |  |  | ESH5X36M12A* | *97VTN1202422A* | 22400 | 15.2 | 8.1 | 20800 | 18400 | 88.46% | 1.85 | 0 | 10.5 |  |  |  |  | R-454B | 1.8667 | Residential & Commercial | USHP | Ducted CEE Tier 1
216635374 | Central HP <5.4 tons | ACIQ | HRCU-A-CB (Split System: Heat Pump with Remote Outdoor Unit-Air-Source) | H5H3V36*K*AAA* |  |  | EA*5X61M24A*+WALLCON | *97CMN1002122B* | 34400 | 20.5 | 9.5 | 34200 | 26000 | 76.02% | 2.08 | 0 | 12 |  |  |  |  | R-454B | 2.8667 | Residential & Commercial | USHP | Ducted CEE Tier 1
216635392 | Central HP <5.4 tons | ACIQ | HRCU-A-CB (Split System: Heat Pump with Remote Outdoor Unit-Air-Source) | H5H3V36*K*AAA* |  |  | ESH5X36M12A*+WALLCON | *80CTL0902120B* | 33400 | 19 | 9 | 34800 | 26600 | 76.44% | 1.92 | 0 | 11.5 |  |  |  |  | R-454B | 2.7833 | Residential & Commercial | USHP | Ducted CEE Tier 1
215934272 | Central HP <5.4 tons | KENMORE | HRCU-A-CB (Split System: Heat Pump with Remote Outdoor Unit-Air-Source) | (C,H,T)5H3V48*K*AAA* |  |  | EA*5X61M21A*+WALLCON | *97CMN1002122B* | 45500 | 21 | 9.5 | 48500 | 36800 | 75.88% | 2 | 0 | 11 |  |  |  |  | R-454B | 3.7917 | Residential & Commercial | USHP | Ducted CEE Tier 1
216682572 | Central HP <5.4 tons | KEEPRITE | HRCU-A-CB (Split System: Heat Pump with Remote Outdoor Unit-Air-Source) | DLCURAH36ABK |  |  | EA*4X37L21A* | *97VTN1002122A* | 36600 | 16.5 | 9 | 38000 | 34400 | 90.53% | 1.96 | 0 | 10 |  |  |  |  | R-410A | 3.05 | Residential & Commercial | USHP | Ducted CEE Tier 1
211240400 | Central HP <5.4 tons | TEMPSTAR | HRCU-A-CB (Split System: Heat Pump with Remote Outdoor Unit-Air-Source) | DLCURAH24ABK |  |  | EA*4X24L17A* | *96VSN0401410A* | 23400 | 15.5 | 8.5 | 26800 | 24800 | 92.54% | 2.04 | 0 | 9.5 |  |  |  |  | R-410A | 1.95 | Residential & Commercial | USHP
211240531 | Central HP <5.4 tons | TEMPSTAR | HRCU-A-CB (Split System: Heat Pump with Remote Outdoor Unit-Air-Source) | DLCURAH24ABK |  |  | EA*4X24L17A* | *96VTN0401712A* | 23000 | 15.5 | 8.5 | 26400 | 26000 | 98.48% | 2.18 | 0 | 9.5 |  |  |  |  | R-410A | 1.9167 | Residential & Commercial | USHP
212986990 | Central HP <5.4 tons | AIRQUEST | HRCU-A-CB (Split System: Heat Pump with Remote Outdoor Unit-Air-Source) | DLCURAH18ABK |  |  | EA*4X24L14A* | *96MSN0601412A* | 17300 | 16 | 8.5 | 18200 | 19400 | 106.6% | 2.34 | 0 | 10.5 |  |  |  |  | R-410A | 1.4417 | Residential & Commercial | USHP | Ducted CEE Tier 1
212986154 | Central HP <5.4 tons | AIRQUEST | HRCU-A-CB (Split System: Heat Pump with Remote Outdoor Unit-Air-Source) | DLCURAH24ABK |  |  | EA*4X25L17A* | *96MSN0401410A* | 24000 | 16.5 | 8.5 | 25400 | 21800 | 85.83% | 1.82 | 0 | 10 |  |  |  |  | R-410A | 2 | Residential & Commercial | USHP | Ducted CEE Tier 1
212984616 | Central HP <5.4 tons | AIRQUEST | HRCU-A-CB (Split System: Heat Pump with Remote Outdoor Unit-Air-Source) | DLCURAH24ABK |  |  | EA*4X36L21A* | *92MSN0801716A* | 23800 | 17.5 | 8.5 | 26200 | 23800 | 90.84% | 2 | 0 | 10 |  |  |  |  | R-410A | 1.9833 | Residential & Commercial | USHP | Ducted CEE Tier 1
215935409 | Central HP <5.4 tons | COMFORTMAKER | HRCU-A-CB (Split System: Heat Pump with Remote Outdoor Unit-Air-Source) | C5H3V36*K*AAA* |  |  | EVM5X60M24A*+WALLCON | *97CMN0802120B* | 35400 | 21.5 | 8.5 | 38000 | 28400 | 74.74% | 2.04 | 0 | 12.5 |  |  |  |  | R-454B | 2.95 | Residential & Commercial | USHP | Ducted CEE Tier 1
211228682 | Central HP <5.4 tons | TEMPSTAR | HRCU-A-CB (Split System: Heat Pump with Remote Outdoor Unit-Air-Source) | DLCURAH36ABK |  |  | EA*4X43L21A* | OLV112A16A | 36600 | 15.2 | 8.5 | 38500 | 35000 | 90.91% | 2.08 | 0 | 10 |  |  |  |  | R-410A | 3.05 | Residential & Commercial | USHP | Ducted CEE Tier 1
216759910 | Central HP <5.4 tons | ECO-AIR | HRCU-A-C (Split System: Heat Pump with Remote Outdoor Unit with No Indoor Fan --Air Source) | ECUO-18H |  |  | ECCA-24U | 0 | 18000 | 16.1 | 9.5 | 19000 | 18000 | 94.74% | 2.06 | 0 | 11.7 |  |  |  |  | R-454B | 1.5 | Residential & Commercial | USHP | Ducted CEE Tier 1
206790564 | Central HP <5.4 tons | BRYANT HEATING AND COOLING SYSTEMS | HRCU-A-CB (Split System: Heat Pump with Remote Outdoor Unit-Air-Source) | 284ANV036*0**B* |  |  | CNPV*4217AL*+UI | 88*TA36045C17*** | 33000 | 18.5 | 9 | 35600 | 26600 | 74.72% | 1.98 | 12 | 11.7 |  |  |  |  | R-410A | 2.75 | Residential & Commercial | USHP | Ducted CEE Tier 1
213297411 | Central HP <5.4 tons | CHAMPION HEATING AND COOLING | HRCU-A-CB (Split System: Heat Pump with Remote Outdoor Unit-Air-Source) | HMH72B341 |  |  | XAHB30CXXN1+TXV | Z8ES040A12LMPS1 | 31800 | 17 | 8.1 | 32200 | 22600 | 70.19% | 2 | 0 | 10 |  |  |  |  | R-410A | 2.65 | Residential & Commercial | USHP | Ducted CEE Tier 1
213297426 | Central HP <5.4 tons | CHAMPION HEATING AND COOLING | HRCU-A-CB (Split System: Heat Pump with Remote Outdoor Unit-Air-Source) | HMH72B341 |  |  | XAUB36DXXN1+JMVT12BC2N1+TXV | 0 | 34000 | 18.5 | 8.5 | 33600 | 23600 | 70.24% | 2.1 | 0 | 10 |  |  |  |  | R-410A | 2.8333 | Residential & Commercial | USHP | Ducted CEE Tier 1
213297546 | Central HP <5.4 tons | CHAMPION HEATING AND COOLING | HRCU-A-CB (Split System: Heat Pump with Remote Outdoor Unit-Air-Source) | HMH72B341 |  |  | XAHC36DXXN1+TXV | Z8ES100C20LMPS1 | 34000 | 17 | 8.5 | 33400 | 23600 | 70.66% | 2.08 | 0 | 9.5 |  |  |  |  | R-410A | 2.8333 | Residential & Commercial | USHP
213297561 | Central HP <5.4 tons | CHAMPION HEATING AND COOLING | HRCU-A-CB (Split System: Heat Pump with Remote Outdoor Unit-Air-Source) | HMH72B341 |  |  | XAHC36DXXN1+TXV | Z8ES100B12SMPS1 | 33400 | 17.5 | 8.1 | 32800 | 23200 | 70.73% | 2.02 | 0 | 9.5 |  |  |  |  | R-410A | 2.7833 | Residential & Commercial | USHP
206790577 | Central HP <5.4 tons | BRYANT HEATING AND COOLING SYSTEMS | HRCU-A-CB (Split System: Heat Pump with Remote Outdoor Unit-Air-Source) | 284ANV036*0**B* |  |  | CSPH*3612AL*+UI | 987MB42060C17*** | 33200 | 17.5 | 9 | 35600 | 26600 | 74.72% | 1.98 | 11.5 | 11 |  |  |  |  | R-410A | 2.7667 | Residential & Commercial | USHP | Ducted CEE Tier 1
206790280 | Central HP <5.4 tons | BRYANT HEATING AND COOLING SYSTEMS | HRCU-A-CB (Split System: Heat Pump with Remote Outdoor Unit-Air-Source) | 284ANV036*0**B* |  |  | CAP**4221AL*+UI | 88*TA48070C17*** | 33000 | 19 | 9.5 | 35600 | 26600 | 74.72% | 1.98 | 12 | 11.7 |  |  |  |  | R-410A | 2.75 | Residential & Commercial | USHP | Ducted CEE Tier 1
206790179 | Central HP <5.4 tons | BRYANT HEATING AND COOLING SYSTEMS | HRCU-A-CB (Split System: Heat Pump with Remote Outdoor Unit-Air-Source) | 284ANV024*0**B* |  |  | CNPV*4217AL*+UI | 88*TA36045C17*** | 23600 | 19.5 | 10 | 26800 | 20000 | 74.63% | 2.44 | 14 | 13 |  |  |  |  | R-410A | 1.9667 | Residential & Commercial | USHP | Ducted CEE Tier 1
214807834 | Central HP <5.4 tons | CHAMPION HEATING AND COOLING | HRCU-A-CB (Split System: Heat Pump with Remote Outdoor Unit-Air-Source) | HH860E2S11 |  |  | CTU60D5XHS1+JMET18DS2N1+TXV | 0 | 54000 | 19 | 9 | 53500 | 38500 | 71.96% | 2 | 0 | 12 |  |  |  |  | R-454B | 4.5 | Residential & Commercial | USHP | Ducted CEE Tier 1
214807849 | Central HP <5.4 tons | CHAMPION HEATING AND COOLING | HRCU-A-CB (Split System: Heat Pump with Remote Outdoor Unit-Air-Source) | HH860E2S11 |  |  | CTU60D5XHS1+JME18D2SN1+TXV | 0 | 54000 | 19 | 9 | 53500 | 38500 | 71.96% | 2 | 0 | 12 |  |  |  |  | R-454B | 4.5 | Residential & Commercial | USHP | Ducted CEE Tier 1
206790212 | Central HP <5.4 tons | BRYANT HEATING AND COOLING SYSTEMS | HRCU-A-CB (Split System: Heat Pump with Remote Outdoor Unit-Air-Source) | 284ANV024*0**B* |  |  | CSPH*4212AL*+UI | 88*TA48070C17*** | 23800 | 20 | 9.5 | 26600 | 19700 | 74.06% | 2.52 | 14 | 13 |  |  |  |  | R-410A | 1.9833 | Residential & Commercial | USHP | Ducted CEE Tier 1
211398288 | Central HP <5.4 tons | CHAMPION HEATING AND COOLING | HRCU-A-CB (Split System: Heat Pump with Remote Outdoor Unit-Air-Source) | HMH72B341 |  |  | XAFC48FXXN1+TXV | TMLE120C16MP11 | 33600 | 17 | 8.5 | 32400 | 23600 | 72.84% | 2.08 | 0 | 9.5 |  |  |  |  | R-410A | 2.8 | Residential & Commercial | USHP
214651807 | Central HP <5.4 tons | CHAMPION HEATING AND COOLING | HRCU-A-CB (Split System: Heat Pump with Remote Outdoor Unit-Air-Source) | HH824E2S11 |  |  | CTU30B5XCS1+TXV | TM9E080B12MP12 | 23000 | 17 | 9.5 | 23000 | 19400 | 84.35% | 2 | 0 | 11.7 |  |  |  |  | R-454B | 1.9167 | Residential & Commercial | USHP | Ducted CEE Tier 1
214807698 | Central HP <5.4 tons | CHAMPION HEATING AND COOLING | HRCU-A-CB (Split System: Heat Pump with Remote Outdoor Unit-Air-Source) | HH824E2S11 |  |  | CTU36B5XDS1+JMVT12BC2N1+TXV | 0 | 23000 | 19 | 9.5 | 23000 | 18500 | 80.43% | 2 | 0 | 12 |  |  |  |  | R-454B | 1.9167 | Residential & Commercial | USHP | Ducted CEE Tier 1
211398607 | Central HP <5.4 tons | CHAMPION HEATING AND COOLING | HRCU-A-CB (Split System: Heat Pump with Remote Outdoor Unit-Air-Source) | HMH72B341 |  |  | XAHC48FXXN1+TXV | TM8E100B12MP11 | 32600 | 17 | 8.1 | 31800 | 23200 | 72.96% | 2.02 | 0 | 9 |  |  |  |  | R-410A | 2.7167 | Residential & Commercial | USHP
211398659 | Central HP <5.4 tons | CHAMPION HEATING AND COOLING | HRCU-A-CB (Split System: Heat Pump with Remote Outdoor Unit-Air-Source) | HMH72B341 |  |  | XAFC48FXXN1+TXV | TM8E100B12MP11 | 33400 | 17 | 8.5 | 32400 | 23800 | 73.46% | 2.06 | 0 | 9.5 |  |  |  |  | R-410A | 2.7833 | Residential & Commercial | USHP
213411087 | Central HP <5.4 tons | HISENSE | HRCU-A-C (Split System: Heat Pump with Remote Outdoor Unit with No Indoor Fan --Air Source) | AUWR-36U3SA |  |  | DC37A44-210L | 0 | 30000 | 15.5 | 9.4 | 30000 | 24200 | 80.67% | 2.08 | 0 | 11.3 |  |  |  |  | R-410A | 2.5 | Residential & Commercial | USHP | Ducted CEE Tier 1
211240406 | Central HP <5.4 tons | HEIL | HRCU-A-CB (Split System: Heat Pump with Remote Outdoor Unit-Air-Source) | DLCURAH24ABK |  |  | EA*4X24L17A* | *96VSN0401712A* | 23000 | 15.5 | 8.5 | 26400 | 26000 | 98.48% | 2.18 | 0 | 9.5 |  |  |  |  | R-410A | 1.9167 | Residential & Commercial | USHP
215935819 | Central HP <5.4 tons | COMFORTMAKER | HRCU-A-CB (Split System: Heat Pump with Remote Outdoor Unit-Air-Source) | C5H3V36*K*AAA* |  |  | EVD5X38M17A*+WALLCON | *80CSU0601716A* | 35400 | 22 | 8.5 | 38000 | 28600 | 75.26% | 2.02 | 0 | 12 |  |  |  |  | R-454B | 2.95 | Residential & Commercial | USHP | Ducted CEE Tier 1
212989254 | Central HP <5.4 tons | COMFORTMAKER | HRCU-A-CB (Split System: Heat Pump with Remote Outdoor Unit-Air-Source) | DLCURAH24ABK |  |  | EN(A,D)4X36L21** | *95MSU0601716A* | 23600 | 17 | 8.5 | 26400 | 24400 | 92.42% | 2.02 | 0 | 10.5 |  |  |  |  | R-410A | 1.9667 | Residential & Commercial | USHP | Ducted CEE Tier 1
212331388 | Central HP <5.4 tons | LBG Products | HRCU-A-C (Split System: Heat Pump with Remote Outdoor Unit with No Indoor Fan --Air Source) | LCUHB18DO |  |  | LCHB24DA | 0 | 18000 | 16.1 | 9.5 | 19000 | 15000 | 78.95% | 2.2 | 11.6 | 11.7 |  |  |  |  | R-410A | 1.5 | Residential & Commercial | USHP | Ducted CEE Tier 1
212331389 | Central HP <5.4 tons | LBG Products | HRCU-A-C (Split System: Heat Pump with Remote Outdoor Unit with No Indoor Fan --Air Source) | LCUHB24DO |  |  | LCHB24DA | 0 | 24000 | 16.5 | 9.5 | 25000 | 20000 | 80% | 1.95 | 11 | 10.7 |  |  |  |  | R-410A | 2 | Residential & Commercial | USHP | Ducted CEE Tier 1
213780013 | Central HP <5.4 tons | KENMORE | HRCU-A-CB (Split System: Heat Pump with Remote Outdoor Unit-Air-Source) | (C,H,T)VH837GKA** |  |  | EHD4X42AAL+WALLCON | *80CTL0901716B* | 32200 | 16.5 | 8.1 | 33000 | 24800 | 75.15% | 1.94 | 0 | 11 |  |  |  |  | R-410A | 2.6833 | Residential & Commercial | USHP | Ducted CEE Tier 1
213779663 | Central HP <5.4 tons | KENMORE | HRCU-A-CB (Split System: Heat Pump with Remote Outdoor Unit-Air-Source) | (C,H,T)VH837GKA** |  |  | EA*4X61L21A*+WALLCON | *80CTL0902120B* | 33200 | 17.5 | 8.5 | 32000 | 24800 | 77.5% | 1.98 | 0 | 11.7 |  |  |  |  | R-410A | 2.7667 | Residential & Commercial | USHP | Ducted CEE Tier 1
213779343 | Central HP <5.4 tons | KENMORE | HRCU-A-CB (Split System: Heat Pump with Remote Outdoor Unit-Air-Source) | (C,H,T)VH837GKA** |  |  | EA*4X43L21A*+WALLCON | *96CTN0601714B* | 32800 | 17 | 8.1 | 33000 | 25400 | 76.97% | 1.96 | 0 | 11 |  |  |  |  | R-410A | 2.7333 | Residential & Commercial | USHP | Ducted CEE Tier 1
213779463 | Central HP <5.4 tons | KENMORE | HRCU-A-CB (Split System: Heat Pump with Remote Outdoor Unit-Air-Source) | (C,H,T)VH837GKA** |  |  | EA*4X48L21A*+WALLCON | *96CTN0601714B* | 32200 | 17 | 8.1 | 32600 | 25200 | 77.3% | 1.94 | 0 | 11 |  |  |  |  | R-410A | 2.6833 | Residential & Commercial | USHP | Ducted CEE Tier 1
213779513 | Central HP <5.4 tons | KENMORE | HRCU-A-CB (Split System: Heat Pump with Remote Outdoor Unit-Air-Source) | (C,H,T)VH837GKA** |  |  | EA*4X48L24A*+WALLCON | *80CTL1352422B* | 32400 | 17.5 | 8.5 | 32400 | 24800 | 76.54% | 1.98 | 0 | 11.5 |  |  |  |  | R-410A | 2.7 | Residential & Commercial | USHP | Ducted CEE Tier 1
213770830 | Central HP <5.4 tons | COMFORTMAKER | HRCU-A-CB (Split System: Heat Pump with Remote Outdoor Unit-Air-Source) | CVH825GKA2* |  |  | EA*4X36L17A*+WALLCON | *80CTL0701716B* | 23600 | 16.5 | 8.1 | 21400 | 16700 | 78.04% | 1.94 | 0 | 11 |  |  |  |  | R-410A | 1.9667 | Residential & Commercial | USHP | Ducted CEE Tier 1
213770620 | Central HP <5.4 tons | COMFORTMAKER | HRCU-A-CB (Split System: Heat Pump with Remote Outdoor Unit-Air-Source) | CVH825GKA2* |  |  | EA*4X25L17A*+WALLCON | *80CTL0901716B* | 24400 | 16.5 | 8.5 | 21200 | 16700 | 78.77% | 2.02 | 0 | 11 |  |  |  |  | R-410A | 2.0333 | Residential & Commercial | USHP | Ducted CEE Tier 1
213770720 | Central HP <5.4 tons | COMFORTMAKER | HRCU-A-CB (Split System: Heat Pump with Remote Outdoor Unit-Air-Source) | CVH825GKA2* |  |  | EA*4X30L17A*+WALLCON | *80CTL0701412B* | 23600 | 16.5 | 8.1 | 21600 | 16700 | 77.31% | 1.92 | 0 | 10.5 |  |  |  |  | R-410A | 1.9667 | Residential & Commercial | USHP | Ducted CEE Tier 1
213770920 | Central HP <5.4 tons | COMFORTMAKER | HRCU-A-CB (Split System: Heat Pump with Remote Outdoor Unit-Air-Source) | CVH825GKA2* |  |  | EA*4X36L21A*+WALLCON | *80CTL0701716B* | 23600 | 16.5 | 8.1 | 21400 | 16700 | 78.04% | 1.94 | 0 | 10.5 |  |  |  |  | R-410A | 1.9667 | Residential & Commercial | USHP | Ducted CEE Tier 1
213771220 | Central HP <5.4 tons | COMFORTMAKER | HRCU-A-CB (Split System: Heat Pump with Remote Outdoor Unit-Air-Source) | CVH825GKA2* |  |  | EA*4X37L21A*+WALLCON | *96CTN0601714B* | 24400 | 16.5 | 8.1 | 21200 | 16700 | 78.77% | 2.02 | 0 | 11 |  |  |  |  | R-410A | 2.0333 | Residential & Commercial | USHP | Ducted CEE Tier 1
212985836 | Central HP <5.4 tons | AIRQUEST | HRCU-A-CB (Split System: Heat Pump with Remote Outdoor Unit-Air-Source) | DLCURAH24ABK |  |  | EN(A,D)4X24L17** | *96MSN0261410A* | 23200 | 16 | 8.5 | 27000 | 25200 | 93.33% | 2.08 | 0 | 10 |  |  |  |  | R-410A | 1.9333 | Residential & Commercial | USHP | Ducted CEE Tier 1
214280288 | Central HP <5.4 tons | KEEPRITE | HRCU-A-CB (Split System: Heat Pump with Remote Outdoor Unit-Air-Source) | DLCURAH36ABK |  |  | EA*4X42L21A* | *96MSN0601716A* | 35200 | 15.5 | 8.5 | 38500 | 35200 | 91.43% | 1.88 | 0 | 9.5 |  |  |  |  | R-410A | 2.9333 | Residential & Commercial | USHP
216739078 | Central HP <5.4 tons | KEEPRITE | HRCU-A-CB (Split System: Heat Pump with Remote Outdoor Unit-Air-Source) | D5CUHAH24AAK |  |  | F5MA5*36L*B* | 0 | 24000 | 15.2 | 8.5 | 21800 | 19200 | 88.07% | 1.98 | 0 | 11 |  |  |  |  | R-454B | 2 | Residential & Commercial | USHP | Ducted CEE Tier 1
215941607 | Central HP <5.4 tons | AIRQUEST | HRCU-A-CB (Split System: Heat Pump with Remote Outdoor Unit-Air-Source) | H5H3V48*K*AAA* |  |  | EVD5X48M24A*+WALLCON | *97CTN1002122A* | 44500 | 20 | 8.1 | 52000 | 38000 | 73.08% | 1.9 | 0 | 11 |  |  |  |  | R-454B | 3.7083 | Residential & Commercial | USHP | Ducted CEE Tier 1
216680582 | Central HP <5.4 tons | KEEPRITE | HRCU-A-CB (Split System: Heat Pump with Remote Outdoor Unit-Air-Source) | DLCURAH24ABK |  |  | EHD4X24AAL | *97VTN0801716A* | 23600 | 16 | 9 | 26200 | 23600 | 90.08% | 1.82 | 0 | 10 |  |  |  |  | R-410A | 1.9667 | Residential & Commercial | USHP | Ducted CEE Tier 1
215935649 | Central HP <5.4 tons | COMFORTMAKER | HRCU-A-CB (Split System: Heat Pump with Remote Outdoor Unit-Air-Source) | C5H3V36*K*AAA* |  |  | EVD5X36M21A*+WALLCON | *80CTL0901716B* | 34400 | 21 | 8.5 | 38500 | 28200 | 73.25% | 2.04 | 0 | 11.7 |  |  |  |  | R-454B | 2.8667 | Residential & Commercial | USHP | Ducted CEE Tier 1
215935999 | Central HP <5.4 tons | COMFORTMAKER | HRCU-A-CB (Split System: Heat Pump with Remote Outdoor Unit-Air-Source) | C5H3V36*K*AAA* |  |  | EVD5X42M21A*+WALLCON | *80CTL0702120B* | 34400 | 21 | 8.5 | 38500 | 28200 | 73.25% | 2.04 | 0 | 11.7 |  |  |  |  | R-454B | 2.8667 | Residential & Commercial | USHP | Ducted CEE Tier 1
211228782 | Central HP <5.4 tons | TEMPSTAR | HRCU-A-CB (Split System: Heat Pump with Remote Outdoor Unit-Air-Source) | DLCURAH36ABK |  |  | EA*4X48L21A* | *80ES(N,L)0901714A* | 36400 | 16 | 8.5 | 38500 | 34800 | 90.39% | 2.08 | 0 | 10 |  |  |  |  | R-410A | 3.0333 | Residential & Commercial | USHP | Ducted CEE Tier 1
211228969 | Central HP <5.4 tons | TEMPSTAR | HRCU-A-CB (Split System: Heat Pump with Remote Outdoor Unit-Air-Source) | DLCURAH36ABK |  |  | EA*4X48L21A* | *92ESN0601714A* | 36000 | 16 | 8.5 | 38500 | 34600 | 89.87% | 2.06 | 0 | 10 |  |  |  |  | R-410A | 3 | Residential & Commercial | USHP | Ducted CEE Tier 1
215935949 | Central HP <5.4 tons | COMFORTMAKER | HRCU-A-CB (Split System: Heat Pump with Remote Outdoor Unit-Air-Source) | C5H3V36*K*AAA* |  |  | EVD5X42M21A*+WALLCON | *80CSU0401712A* | 34400 | 21 | 8.5 | 38500 | 28400 | 73.77% | 2.04 | 0 | 11.7 |  |  |  |  | R-454B | 2.8667 | Residential & Commercial | USHP | Ducted CEE Tier 1
215932022 | Central HP <5.4 tons | KENMORE | HRCU-A-CB (Split System: Heat Pump with Remote Outdoor Unit-Air-Source) | (C,H,T)5H3V36*K*AAA* |  |  | EA*5X30M17A*+WALLCON | *96CTN0401410B* | 30800 | 17.5 | 9 | 34400 | 26600 | 77.33% | 1.9 | 0 | 10 |  |  |  |  | R-454B | 2.5667 | Residential & Commercial | USHP | Ducted CEE Tier 1
215939917 | Central HP <5.4 tons | AIRQUEST | HRCU-A-CB (Split System: Heat Pump with Remote Outdoor Unit-Air-Source) | H5H3V36*K*AAA* |  |  | EA*5X61M24A*+WALLCON | *97CTN1002122A* | 34400 | 20.5 | 9.5 | 34200 | 26000 | 76.02% | 2.06 | 0 | 12 |  |  |  |  | R-454B | 2.8667 | Residential & Commercial | USHP | Ducted CEE Tier 1
215940467 | Central HP <5.4 tons | AIRQUEST | HRCU-A-CB (Split System: Heat Pump with Remote Outdoor Unit-Air-Source) | H5H3V36*K*AAA* |  |  | EVM5X60M24A*+WALLCON | *96CTN0802120B* | 35400 | 21.5 | 8.5 | 38000 | 28600 | 75.26% | 2.04 | 0 | 12 |  |  |  |  | R-454B | 2.95 | Residential & Commercial | USHP | Ducted CEE Tier 1
212970652 | Central HP <5.4 tons | HEIL | HRCU-A-CB (Split System: Heat Pump with Remote Outdoor Unit-Air-Source) | DLCURAH36ABK |  |  | EA*4X37L21A* | *80VSL0902120B* | 36600 | 16 | 8.5 | 39000 | 35000 | 89.74% | 2.08 | 0 | 10 |  |  |  |  | R-410A | 3.05 | Residential & Commercial | USHP | Ducted CEE Tier 1
211229291 | Central HP <5.4 tons | TEMPSTAR | HRCU-A-CB (Split System: Heat Pump with Remote Outdoor Unit-Air-Source) | DLCURAH36ABK |  |  | EA*4X48L24A* | *80ES(N,L)0902420A* | 36000 | 16.5 | 8.5 | 38500 | 34600 | 89.87% | 2.06 | 0 | 10 |  |  |  |  | R-410A | 3 | Residential & Commercial | USHP | Ducted CEE Tier 1
213780733 | Central HP <5.4 tons | KENMORE | HRCU-A-CB (Split System: Heat Pump with Remote Outdoor Unit-Air-Source) | (C,H,T)VH837GKA2* |  |  | EA*4X36L21A*+WALLCON | *80CTL0451712B* | 31200 | 16.5 | 8.1 | 33400 | 24600 | 73.65% | 1.82 | 0 | 10.5 |  |  |  |  | R-410A | 2.6 | Residential & Commercial | USHP | Ducted CEE Tier 1
213078394 | Central HP <5.4 tons | HEIL | HRCU-A-CB (Split System: Heat Pump with Remote Outdoor Unit-Air-Source) | DLCURAH36ABK |  |  | EA*4X36L21A* | *80MS(N,L)0902116A* | 34800 | 16.5 | 8.1 | 38500 | 35200 | 91.43% | 1.82 | 0 | 9.5 |  |  |  |  | R-410A | 2.9 | Residential & Commercial | USHP
213078610 | Central HP <5.4 tons | HEIL | HRCU-A-CB (Split System: Heat Pump with Remote Outdoor Unit-Air-Source) | DLCURAH36ABK |  |  | EA*4X36L21A* | *80MS(N,L)1102120A* | 35400 | 16.5 | 8.1 | 38500 | 35200 | 91.43% | 1.84 | 0 | 10 |  |  |  |  | R-410A | 2.95 | Residential & Commercial | USHP | Ducted CEE Tier 1
216374542 | Central HP <5.4 tons | CHAMPION HEATING AND COOLING | HRCU-A-CB (Split System: Heat Pump with Remote Outdoor Unit-Air-Source) | HH824E2S11 |  |  | CTU30B5XCS1+TXV | Z9ET060B12SMPS1 | 23000 | 18 | 9.5 | 23000 | 18500 | 80.43% | 2 | 0 | 11.7 |  |  |  |  | R-454B | 1.9167 | Residential & Commercial | USHP | Ducted CEE Tier 1
216374562 | Central HP <5.4 tons | CHAMPION HEATING AND COOLING | HRCU-A-CB (Split System: Heat Pump with Remote Outdoor Unit-Air-Source) | HH824E2S11 |  |  | CTU36B5XDS1+TXV | Z9ET060B12SMPS1 | 23000 | 18 | 9.5 | 23000 | 18300 | 79.57% | 2 | 0 | 12 |  |  |  |  | R-454B | 1.9167 | Residential & Commercial | USHP | Ducted CEE Tier 1
212986892 | Central HP <5.4 tons | COMFORTMAKER | HRCU-A-CB (Split System: Heat Pump with Remote Outdoor Unit-Air-Source) | DLCURAH24ABK |  |  | EA*4X30L14A* | *96MSN0601412A* | 23400 | 16.5 | 8.5 | 26400 | 24600 | 93.18% | 2.04 | 0 | 10 |  |  |  |  | R-410A | 1.95 | Residential & Commercial | USHP | Ducted CEE Tier 1
214241733 | Central HP <5.4 tons | KENMORE | HRCU-A-CB (Split System: Heat Pump with Remote Outdoor Unit-Air-Source) | (C,H,T)VH825GKA3* |  |  | EN(A,D)4X30L17**+WALLCON | *97CMN0801714B* | 23400 | 16.5 | 8.1 | 21600 | 16700 | 77.31% | 1.9 | 0 | 10.5 |  |  |  |  | R-410A | 1.95 | Residential & Commercial | USHP | Ducted CEE Tier 1
214241983 | Central HP <5.4 tons | KENMORE | HRCU-A-CB (Split System: Heat Pump with Remote Outdoor Unit-Air-Source) | (C,H,T)VH825GKA3* |  |  | EN(A,D)4X36L21**+WALLCON | *96CTN1002122B* | 23600 | 16.5 | 8.1 | 21400 | 16700 | 78.04% | 1.92 | 0 | 11 |  |  |  |  | R-410A | 1.9667 | Residential & Commercial | USHP | Ducted CEE Tier 1
213296976 | Central HP <5.4 tons | CHAMPION HEATING AND COOLING | HRCU-A-CB (Split System: Heat Pump with Remote Outdoor Unit-Air-Source) | HMH72B341 |  |  | XAFB36DXXN1+TXV | Z8ES080B12SMPS1 | 34000 | 18 | 8.1 | 33400 | 24000 | 71.86% | 2.08 | 0 | 10 |  |  |  |  | R-410A | 2.8333 | Residential & Commercial | USHP | Ducted CEE Tier 1
206790244 | Central HP <5.4 tons | BRYANT HEATING AND COOLING SYSTEMS | HRCU-A-CB (Split System: Heat Pump with Remote Outdoor Unit-Air-Source) | 284ANV024*0**B* |  |  | CNPV*3621AL*+UI | 83*CA48060C17*** | 23200 | 20 | 9.5 | 26800 | 19900 | 74.25% | 2.38 | 14 | 13 |  |  |  |  | R-410A | 1.9333 | Residential & Commercial | USHP | Ducted CEE Tier 1
206790261 | Central HP <5.4 tons | BRYANT HEATING AND COOLING SYSTEMS | HRCU-A-CB (Split System: Heat Pump with Remote Outdoor Unit-Air-Source) | 284ANV024*0**B* |  |  | CSPH*3612AL*+UI | 935CA66100C21*** | 23800 | 19.5 | 9.5 | 26600 | 19700 | 74.06% | 2.52 | 13.5 | 13 |  |  |  |  | R-410A | 1.9833 | Residential & Commercial | USHP | Ducted CEE Tier 1
214242233 | Central HP <5.4 tons | KENMORE | HRCU-A-CB (Split System: Heat Pump with Remote Outdoor Unit-Air-Source) | (C,H,T)VH825GKA3* |  |  | EN(A,D,W)4X48L21**+WALLCON | *80CTL0901716B* | 24200 | 17 | 8.1 | 21200 | 16600 | 78.3% | 2 | 0 | 11 |  |  |  |  | R-410A | 2.0167 | Residential & Commercial | USHP | Ducted CEE Tier 1
214239861 | Central HP <5.4 tons | KENMORE | HRCU-A-CB (Split System: Heat Pump with Remote Outdoor Unit-Air-Source) | (C,H,T)VH837GKA** |  |  | EN(A,D,W)4X48L21**+WALLCON | *80CTL0701716B* | 32200 | 17 | 8.1 | 32800 | 24800 | 75.61% | 1.94 | 0 | 11.5 |  |  |  |  | R-410A | 2.6833 | Residential & Commercial | USHP | Ducted CEE Tier 1
216634621 | Central HP <5.4 tons | ACIQ | HRCU-A-CB (Split System: Heat Pump with Remote Outdoor Unit-Air-Source) | H5H0V60*K*AAA* |  |  | EVM5X60M21A*+WALLCON | *97CTN1002122A* | 56500 | 18.5 | 9 | 64000 | 45000 | 70.31% | 2.08 | 0 | 9 |  |  |  |  | R-454B | 4.7083 | Residential & Commercial | USHP
216634625 | Central HP <5.4 tons | ACIQ | HRCU-A-CB (Split System: Heat Pump with Remote Outdoor Unit-Air-Source) | H5H0V60*K*AAA* |  |  | EVM5X60M24A*+WALLCON | *97CTN0802120A* | 56500 | 18 | 9 | 63500 | 44500 | 70.08% | 2.08 | 0 | 9 |  |  |  |  | R-454B | 4.7083 | Residential & Commercial | USHP
216634573 | Central HP <5.4 tons | ACIQ | HRCU-A-CB (Split System: Heat Pump with Remote Outdoor Unit-Air-Source) | H5H0V48*K*AAA* |  |  | EVD5X60M24A*+WALLCON | *96CTN0802120B* | 48000 | 19 | 9 | 50000 | 36600 | 73.2% | 2 | 0 | 10 |  |  |  |  | R-454B | 4 | Residential & Commercial | USHP | Ducted CEE Tier 1
216633872 | Central HP <5.4 tons | ACIQ | HRCU-A-CB (Split System: Heat Pump with Remote Outdoor Unit-Air-Source) | H5H0V48*K*AAA* |  |  | EVM5X48M21A*+WALLCON | *80CSU0802120A* | 47000 | 18.5 | 9 | 50000 | 36400 | 72.8% | 2 | 0 | 10 |  |  |  |  | R-454B | 3.9167 | Residential & Commercial | USHP | Ducted CEE Tier 1
212979936 | Central HP <5.4 tons | HEIL | HRCU-A-CB (Split System: Heat Pump with Remote Outdoor Unit-Air-Source) | DLCURAH24ABK |  |  | EN(A,D)4X36L21** | *80MS(N,L)0901714A* | 23600 | 17 | 8.5 | 26400 | 24400 | 92.42% | 2.02 | 0 | 10.5 |  |  |  |  | R-410A | 1.9667 | Residential & Commercial | USHP | Ducted CEE Tier 1
211244405 | Central HP <5.4 tons | HEIL | HRCU-A-CB (Split System: Heat Pump with Remote Outdoor Unit-Air-Source) | DLCURAH24ABK |  |  | EN(A,D)4X30L14** | *80ES(N,L)0701412A* | 24200 | 16.5 | 8.1 | 26200 | 23000 | 87.79% | 1.9 | 0 | 10.5 |  |  |  |  | R-410A | 2.0167 | Residential & Commercial | USHP | Ducted CEE Tier 1
214655288 | Central HP <5.4 tons | ECO-AIR | HRCU-A-C (Split System: Heat Pump with Remote Outdoor Unit with No Indoor Fan --Air Source) | MOD30U-30HFN1-MR0(X) |  |  | MAC-36HWDN1-MN0 | 0 | 30000 | 15.5 | 9.7 | 33000 | 27000 | 81.82% | 1.85 | 10.7 | 10.5 |  |  |  |  | R-410A | 2.5 | Residential & Commercial | USHP | Ducted CEE Tier 1
215940717 | Central HP <5.4 tons | AIRQUEST | HRCU-A-CB (Split System: Heat Pump with Remote Outdoor Unit-Air-Source) | H5H3V36*K*AAA* |  |  | EVD5X42M24A*+WALLCON | *97CTN1202422A* | 35600 | 22 | 8.5 | 38000 | 28400 | 74.74% | 2.04 | 0 | 12.5 |  |  |  |  | R-454B | 2.9667 | Residential & Commercial | USHP | Ducted CEE Tier 1
215940917 | Central HP <5.4 tons | AIRQUEST | HRCU-A-CB (Split System: Heat Pump with Remote Outdoor Unit-Air-Source) | H5H3V36*K*AAA* |  |  | EVD5X61M21A*+WALLCON | *97CTN0801716A* | 35600 | 21.5 | 8.5 | 38000 | 28800 | 75.79% | 2.04 | 0 | 12 |  |  |  |  | R-454B | 2.9667 | Residential & Commercial | USHP | Ducted CEE Tier 1
213779543 | Central HP <5.4 tons | KENMORE | HRCU-A-CB (Split System: Heat Pump with Remote Outdoor Unit-Air-Source) | (C,H,T)VH837GKA** |  |  | EA*4X48L24A*+WALLCON | *96CTN1002122B* | 32400 | 17 | 8.5 | 32200 | 24800 | 77.02% | 1.98 | 0 | 11 |  |  |  |  | R-410A | 2.7 | Residential & Commercial | USHP | Ducted CEE Tier 1
215941167 | Central HP <5.4 tons | AIRQUEST | HRCU-A-CB (Split System: Heat Pump with Remote Outdoor Unit-Air-Source) | H5H3V48*K*AAA* |  |  | ESH5X48M12A*+WALLCON | *97CTN0801716A* | 43500 | 19 | 9 | 49000 | 37400 | 76.33% | 1.8 | 0 | 10.5 |  |  |  |  | R-454B | 3.625 | Residential & Commercial | USHP | Ducted CEE Tier 1
212989612 | Central HP <5.4 tons | AIRQUEST | HRCU-A-CB (Split System: Heat Pump with Remote Outdoor Unit-Air-Source) | DLCURAH24ABK |  |  | EA*4X37L21A* | *95MSU0802120A* | 24000 | 17.5 | 8.5 | 25200 | 21800 | 86.51% | 1.82 | 0 | 10 |  |  |  |  | R-410A | 2 | Residential & Commercial | USHP | Ducted CEE Tier 1
212989180 | Central HP <5.4 tons | AIRQUEST | HRCU-A-CB (Split System: Heat Pump with Remote Outdoor Unit-Air-Source) | DLCURAH24ABK |  |  | EA*4X36L21A* | *95MSU0601716A* | 23800 | 17.5 | 8.5 | 26200 | 23800 | 90.84% | 1.98 | 0 | 10 |  |  |  |  | R-410A | 1.9833 | Residential & Commercial | USHP | Ducted CEE Tier 1
216759919 | Central HP <5.4 tons | ECO-AIR | HRCU-A-C (Split System: Heat Pump with Remote Outdoor Unit with No Indoor Fan --Air Source) | ECUO-48H |  |  | ECCC-60U | 0 | 45000 | 15.2 | 8.8 | 48000 | 42000 | 87.5% | 1.85 | 0 | 10 |  |  |  |  | R-454B | 3.75 | Residential & Commercial | USHP | Ducted CEE Tier 1
216720949 | Central HP <5.4 tons | COMFORTSTAR | HRCU-A-CB (Split System: Heat Pump with Remote Outdoor Unit-Air-Source) | CPH3-48CD(O) |  |  | AHU3-48-SG3 | 0 | 48000 | 16.5 | 9.5 | 50000 | 46000 | 92% | 1.9 | 0 | 10.5 |  |  |  |  | R-454B | 4 | Residential & Commercial | USHP | Ducted CEE Tier 1
212983932 | Central HP <5.4 tons | AIRQUEST | HRCU-A-CB (Split System: Heat Pump with Remote Outdoor Unit-Air-Source) | DLCURAH30ABK |  |  | EA*4X37L21A* | *92MSN0601714A* | 30200 | 15.2 | 8.1 | 33400 | 26400 | 79.04% | 1.84 | 0 | 9 |  |  |  |  | R-410A | 2.5167 | Residential & Commercial | USHP
212331390 | Central HP <5.4 tons | LBG Products | HRCU-A-C (Split System: Heat Pump with Remote Outdoor Unit with No Indoor Fan --Air Source) | LCUHB30DO |  |  | LCHB36DA | 0 | 30000 | 15.5 | 9.7 | 33000 | 27000 | 81.82% | 1.85 | 10.7 | 10.5 |  |  |  |  | R-410A | 2.5 | Residential & Commercial | USHP | Ducted CEE Tier 1
212940790 | Central HP <5.4 tons | COMFORTSTAR | HRCU-A-CB (Split System: Heat Pump with Remote Outdoor Unit-Air-Source) | CPH24CD(O) |  |  | AHU24-SG2 | 0 | 24000 | 17.4 | 10 | 24000 | 22600 | 94.17% | 1.91 | 12.5 | 11.7 |  |  |  |  | R-410A | 2 | Residential & Commercial | USHP | Ducted CEE Tier 1
215940127 | Central HP <5.4 tons | AIRQUEST | HRCU-A-CB (Split System: Heat Pump with Remote Outdoor Unit-Air-Source) | H5H3V36*K*AAA* |  |  | ESH5X48M12A*+WALLCON | *97CTN0601716A* | 33400 | 18.5 | 9 | 35400 | 27200 | 76.84% | 1.92 | 0 | 10.5 |  |  |  |  | R-454B | 2.7833 | Residential & Commercial | USHP | Ducted CEE Tier 1
215940227 | Central HP <5.4 tons | AIRQUEST | HRCU-A-CB (Split System: Heat Pump with Remote Outdoor Unit-Air-Source) | H5H3V36*K*AAA* |  |  | ESH5X60M12A*+WALLCON | *97CTN0802120A* | 34200 | 19.5 | 9 | 34200 | 26000 | 76.02% | 1.96 | 0 | 11.7 |  |  |  |  | R-454B | 2.85 | Residential & Commercial | USHP | Ducted CEE Tier 1
215940497 | Central HP <5.4 tons | AIRQUEST | HRCU-A-CB (Split System: Heat Pump with Remote Outdoor Unit-Air-Source) | H5H3V36*K*AAA* |  |  | EVM5X60M24A*+WALLCON | *97CTN1202422A* | 35600 | 22 | 8.5 | 38000 | 28400 | 74.74% | 2.04 | 0 | 12.5 |  |  |  |  | R-454B | 2.9667 | Residential & Commercial | USHP | Ducted CEE Tier 1
215940277 | Central HP <5.4 tons | AIRQUEST | HRCU-A-CB (Split System: Heat Pump with Remote Outdoor Unit-Air-Source) | H5H3V36*K*AAA* |  |  | EVM5X44M21A*+WALLCON | *80CSU0601716B* | 35600 | 22 | 8.5 | 38000 | 28600 | 75.26% | 2.02 | 0 | 12.5 |  |  |  |  | R-454B | 2.9667 | Residential & Commercial | USHP | Ducted CEE Tier 1
215939697 | Central HP <5.4 tons | AIRQUEST | HRCU-A-CB (Split System: Heat Pump with Remote Outdoor Unit-Air-Source) | H5H3V36*K*AAA* |  |  | EA*5X42M21A*+WALLCON | *97CTN0802120A* | 32600 | 19.5 | 9.5 | 34800 | 26800 | 77.01% | 2.02 | 0 | 11.7 |  |  |  |  | R-454B | 2.7167 | Residential & Commercial | USHP | Ducted CEE Tier 1
215939847 | Central HP <5.4 tons | AIRQUEST | HRCU-A-CB (Split System: Heat Pump with Remote Outdoor Unit-Air-Source) | H5H3V36*K*AAA* |  |  | EA*5X61M21A*+WALLCON | *80CSU0601716B* | 34400 | 20.5 | 9.5 | 34400 | 26000 | 75.58% | 2.06 | 0 | 12 |  |  |  |  | R-454B | 2.8667 | Residential & Commercial | USHP | Ducted CEE Tier 1
215940097 | Central HP <5.4 tons | AIRQUEST | HRCU-A-CB (Split System: Heat Pump with Remote Outdoor Unit-Air-Source) | H5H3V36*K*AAA* |  |  | ESH5X48M12A*+WALLCON | *96CTN0802120B* | 33800 | 19.5 | 9 | 34800 | 26600 | 76.44% | 1.94 | 0 | 11.5 |  |  |  |  | R-454B | 2.8167 | Residential & Commercial | USHP | Ducted CEE Tier 1
212979232 | Central HP <5.4 tons | COMFORTMAKER | HRCU-A-CB (Split System: Heat Pump with Remote Outdoor Unit-Air-Source) | DLCURAH24ABK |  |  | EN(A,D,W)4X36L17** | *80MS(N,L)0701716A* | 23600 | 17 | 8.5 | 26400 | 24400 | 92.42% | 2.02 | 0 | 10.5 |  |  |  |  | R-410A | 1.9667 | Residential & Commercial | USHP | Ducted CEE Tier 1
212978109 | Central HP <5.4 tons | HEIL | HRCU-A-CB (Split System: Heat Pump with Remote Outdoor Unit-Air-Source) | DLCURAH24ABK |  |  | EA*4X25L17A* | *80MS(N,L)0701412A* | 24200 | 17.5 | 8.5 | 25200 | 21800 | 86.51% | 1.82 | 0 | 10.5 |  |  |  |  | R-410A | 2.0167 | Residential & Commercial | USHP | Ducted CEE Tier 1
212978193 | Central HP <5.4 tons | HEIL | HRCU-A-CB (Split System: Heat Pump with Remote Outdoor Unit-Air-Source) | DLCURAH24ABK |  |  | EN(A,D)4X30L14** | *80MS(N,L)0701412A* | 23600 | 17 | 8.5 | 26200 | 24600 | 93.89% | 2.04 | 0 | 10.5 |  |  |  |  | R-410A | 1.9667 | Residential & Commercial | USHP | Ducted CEE Tier 1
212987368 | Central HP <5.4 tons | COMFORTMAKER | HRCU-A-CB (Split System: Heat Pump with Remote Outdoor Unit-Air-Source) | DLCURAH24ABK |  |  | EA*4X24L17A* | *96MSN0801716A* | 23400 | 16.5 | 8.5 | 27000 | 26000 | 96.3% | 2.16 | 0 | 10 |  |  |  |  | R-410A | 1.95 | Residential & Commercial | USHP | Ducted CEE Tier 1
212979720 | Central HP <5.4 tons | HEIL | HRCU-A-CB (Split System: Heat Pump with Remote Outdoor Unit-Air-Source) | DLCURAH30ABK |  |  | EA*4X37L21A* | *80MS(N,L)0901714A* | 30400 | 15.2 | 8.1 | 33200 | 26400 | 79.52% | 1.84 | 0 | 9 |  |  |  |  | R-410A | 2.5333 | Residential & Commercial | USHP
210470167 | Central HP <5.4 tons | TEMPSTAR | HRCU-A-CB (Split System: Heat Pump with Remote Outdoor Unit-Air-Source) | TVH837GKA2* |  |  | EA*4X42L21A*+WALLCON | *80CSU1002120A* | 31800 | 17 | 8.1 | 33200 | 24400 | 73.49% | 1.88 | 0 | 11 |  |  |  |  | R-410A | 2.65 | Residential & Commercial | USHP | Ducted CEE Tier 1
210470494 | Central HP <5.4 tons | TEMPSTAR | HRCU-A-CB (Split System: Heat Pump with Remote Outdoor Unit-Air-Source) | TVH837GKA2* |  |  | EA*4X61L21A*+WALLCON | *96CTN1002122A* | 33200 | 17.5 | 8.5 | 32000 | 24800 | 77.5% | 2 | 0 | 12 |  |  |  |  | R-410A | 2.7667 | Residential & Commercial | USHP | Ducted CEE Tier 1
210470842 | Central HP <5.4 tons | TEMPSTAR | HRCU-A-CB (Split System: Heat Pump with Remote Outdoor Unit-Air-Source) | TVH837GKA2* |  |  | EN(A,D)4X48L24**+WALLCON | *95CSU0802120A* | 32400 | 17.5 | 8.1 | 32800 | 24800 | 75.61% | 1.96 | 0 | 11.7 |  |  |  |  | R-410A | 2.7 | Residential & Commercial | USHP | Ducted CEE Tier 1
215942363 | Central HP <5.4 tons | AIRQUEST | HRCU-A-CB (Split System: Heat Pump with Remote Outdoor Unit-Air-Source) | H5H3V36*K*AAA* |  |  | EVM5X44M21A*+WALLCON | *97CMN0601714B* | 35200 | 21 | 8.5 | 37400 | 28000 | 74.87% | 2.06 | 0 | 11.7 |  |  |  |  | R-454B | 2.9333 | Residential & Commercial | USHP | Ducted CEE Tier 1
215942563 | Central HP <5.4 tons | AIRQUEST | HRCU-A-CB (Split System: Heat Pump with Remote Outdoor Unit-Air-Source) | H5H3V36*K*AAA* |  |  | EVD5X61M24A*+WALLCON | *80CTL0702120B* | 35800 | 22 | 8.5 | 37400 | 28200 | 75.4% | 2.04 | 0 | 12.5 |  |  |  |  | R-454B | 2.9833 | Residential & Commercial | USHP | Ducted CEE Tier 1
211240551 | Central HP <5.4 tons | TEMPSTAR | HRCU-A-CB (Split System: Heat Pump with Remote Outdoor Unit-Air-Source) | DLCURAH24ABK |  |  | EA*4X24L17A* | *80VTL0701716A* | 23800 | 16.5 | 8.5 | 26800 | 24000 | 89.55% | 2 | 0 | 10 |  |  |  |  | R-410A | 1.9833 | Residential & Commercial | USHP | Ducted CEE Tier 1
211240583 | Central HP <5.4 tons | TEMPSTAR | HRCU-A-CB (Split System: Heat Pump with Remote Outdoor Unit-Air-Source) | DLCURAH24ABK |  |  | EA*4X24L17A* | *95ESN0601412A* | 24000 | 15.5 | 8.5 | 27200 | 23600 | 86.76% | 1.92 | 0 | 10 |  |  |  |  | R-410A | 2 | Residential & Commercial | USHP | Ducted CEE Tier 1
207436409 | Central HP <5.4 tons | LENNOX | HRCU-A-CB (Split System: Heat Pump with Remote Outdoor Unit-Air-Source) | SL25XPV-036-230A** |  |  | CHX35-48B-**-*+TDR | SL280UH080NV48B* | 33800 | 21.4 | 8.8 | 34400 | 26000 | 75.58% | 1.84 | 14.5 | 13.4 |  |  |  |  | R-410A | 2.8167 | Residential & Commercial | USHP | Ducted CEE Tier 1
207436439 | Central HP <5.4 tons | LENNOX | HRCU-A-CB (Split System: Heat Pump with Remote Outdoor Unit-Air-Source) | SL25XPV-036-230A** |  |  | CR33-48C*+TDR+TXV | EL296DF110XV60C* | 33400 | 20.2 | 8.7 | 36000 | 29800 | 82.78% | 1.76 | 13.5 | 13 |  |  |  |  | R-410A | 2.7833 | Residential & Commercial | USHP | Ducted CEE Tier 1
207436440 | Central HP <5.4 tons | LENNOX | HRCU-A-CB (Split System: Heat Pump with Remote Outdoor Unit-Air-Source) | SL25XPV-036-230A** |  |  | CR33-48C*+TDR+TXV | SL280DF080NV60C* | 33400 | 20 | 8.6 | 36000 | 29200 | 81.11% | 1.76 | 13.5 | 13 |  |  |  |  | R-410A | 2.7833 | Residential & Commercial | USHP | Ducted CEE Tier 1
207436489 | Central HP <5.4 tons | LENNOX | HRCU-A-CB (Split System: Heat Pump with Remote Outdoor Unit-Air-Source) | SL25XPV-036-230A** |  |  | CX35-48C+TDR | SL297UH080NV60C* | 34000 | 20.8 | 8.8 | 35600 | 27400 | 76.97% | 1.82 | 14 | 13.4 |  |  |  |  | R-410A | 2.8333 | Residential & Commercial | USHP | Ducted CEE Tier 1
211207011 | Central HP <5.4 tons | YORK | HRCU-A-CB (Split System: Heat Pump with Remote Outdoor Unit-Air-Source) | YZV24B21 |  |  | XAMB24DE1N1+CC | TPLC080B12MP13 | 22400 | 18 | 8.5 | 23600 | 18400 | 77.97% | 1.92 | 0 | 12 |  |  |  |  | R-410A | 1.8667 | Residential & Commercial | USHP | Ducted CEE Tier 1
215939947 | Central HP <5.4 tons | AIRQUEST | HRCU-A-CB (Split System: Heat Pump with Remote Outdoor Unit-Air-Source) | H5H3V36*K*AAA* |  |  | ESH5X36M12A*+WALLCON | *80CSU0401712B* | 33400 | 19 | 9 | 34800 | 26600 | 76.44% | 1.92 | 0 | 11.5 |  |  |  |  | R-454B | 2.7833 | Residential & Commercial | USHP | Ducted CEE Tier 1
215939967 | Central HP <5.4 tons | AIRQUEST | HRCU-A-CB (Split System: Heat Pump with Remote Outdoor Unit-Air-Source) | H5H3V36*K*AAA* |  |  | ESH5X36M12A*+WALLCON | *97CTN0601716A* | 33000 | 18 | 9 | 35600 | 27400 | 76.97% | 1.9 | 0 | 10.5 |  |  |  |  | R-454B | 2.75 | Residential & Commercial | USHP | Ducted CEE Tier 1
215940017 | Central HP <5.4 tons | AIRQUEST | HRCU-A-CB (Split System: Heat Pump with Remote Outdoor Unit-Air-Source) | H5H3V36*K*AAA* |  |  | ESH5X42M12A*+WALLCON | *96CTN0802120B* | 33600 | 19 | 9 | 34800 | 26600 | 76.44% | 1.92 | 0 | 11.5 |  |  |  |  | R-454B | 2.8 | Residential & Commercial | USHP | Ducted CEE Tier 1
216633921 | Central HP <5.4 tons | ACIQ | HRCU-A-CB (Split System: Heat Pump with Remote Outdoor Unit-Air-Source) | H5H0V48*K*AAA* |  |  | EVM5X60M24A*+WALLCON | *80CSU1002120A* | 48000 | 18.5 | 9 | 50000 | 36600 | 73.2% | 2 | 0 | 10 |  |  |  |  | R-454B | 4 | Residential & Commercial | USHP | Ducted CEE Tier 1
216633954 | Central HP <5.4 tons | ACIQ | HRCU-A-CB (Split System: Heat Pump with Remote Outdoor Unit-Air-Source) | H5H0V48*K*AAA* |  |  | EVD5X48M24A*+WALLCON | *80CSU1002120A* | 47000 | 18.5 | 9 | 50000 | 36600 | 73.2% | 2.02 | 0 | 10 |  |  |  |  | R-454B | 3.9167 | Residential & Commercial | USHP | Ducted CEE Tier 1
212980701 | Central HP <5.4 tons | COMFORTMAKER | HRCU-A-CB (Split System: Heat Pump with Remote Outdoor Unit-Air-Source) | DLCURAH30ABK |  |  | EA*4X42L24A* | *80MS(N,L)0902420A* | 30200 | 15.2 | 8.1 | 34400 | 27400 | 79.65% | 1.8 | 0 | 9 |  |  |  |  | R-410A | 2.5167 | Residential & Commercial | USHP
212980951 | Central HP <5.4 tons | COMFORTMAKER | HRCU-A-CB (Split System: Heat Pump with Remote Outdoor Unit-Air-Source) | DLCURAH30ABK |  |  | EA*4X43L21A* | *80MS(N,L)1102120A* | 31000 | 15.2 | 8.5 | 33600 | 26200 | 77.98% | 1.88 | 0 | 9 |  |  |  |  | R-410A | 2.5833 | Residential & Commercial | USHP
212985280 | Central HP <5.4 tons | COMFORTMAKER | HRCU-A-CB (Split System: Heat Pump with Remote Outdoor Unit-Air-Source) | DLCURAH30ABK |  |  | EA*4X42L21A* | *92MSN1002120A* | 30200 | 15.2 | 8.1 | 34200 | 27400 | 80.12% | 1.8 | 0 | 9 |  |  |  |  | R-410A | 2.5167 | Residential & Commercial | USHP
212982307 | Central HP <5.4 tons | HEIL | HRCU-A-CB (Split System: Heat Pump with Remote Outdoor Unit-Air-Source) | DLCURAH24ABK |  |  | EA*4X37L17A* | *80MSU0401712A* | 24200 | 16.5 | 8.5 | 25200 | 22000 | 87.3% | 1.84 | 0 | 10 |  |  |  |  | R-410A | 2.0167 | Residential & Commercial | USHP | Ducted CEE Tier 1
215940047 | Central HP <5.4 tons | AIRQUEST | HRCU-A-CB (Split System: Heat Pump with Remote Outdoor Unit-Air-Source) | H5H3V36*K*AAA* |  |  | ESH5X42M12A*+WALLCON | *97CTN0601716A* | 33200 | 18.5 | 9 | 35600 | 27200 | 76.4% | 1.92 | 0 | 10.5 |  |  |  |  | R-454B | 2.7667 | Residential & Commercial | USHP | Ducted CEE Tier 1
215940067 | Central HP <5.4 tons | AIRQUEST | HRCU-A-CB (Split System: Heat Pump with Remote Outdoor Unit-Air-Source) | H5H3V36*K*AAA* |  |  | ESH5X42M12A*+WALLCON | *97CTN0802120A* | 33600 | 19 | 9 | 34800 | 26600 | 76.44% | 1.92 | 0 | 11.5 |  |  |  |  | R-454B | 2.8 | Residential & Commercial | USHP | Ducted CEE Tier 1
215940117 | Central HP <5.4 tons | AIRQUEST | HRCU-A-CB (Split System: Heat Pump with Remote Outdoor Unit-Air-Source) | H5H3V36*K*AAA* |  |  | ESH5X48M12A*+WALLCON | *80CSU0601716B* | 33800 | 19.5 | 9 | 34600 | 26400 | 76.3% | 1.92 | 0 | 11.7 |  |  |  |  | R-454B | 2.8167 | Residential & Commercial | USHP | Ducted CEE Tier 1
215940167 | Central HP <5.4 tons | AIRQUEST | HRCU-A-CB (Split System: Heat Pump with Remote Outdoor Unit-Air-Source) | H5H3V36*K*AAA* |  |  | ESH5X48M12A*+WALLCON | *97CTN1202422A* | 33800 | 19.5 | 9 | 34600 | 26400 | 76.3% | 1.92 | 0 | 11.7 |  |  |  |  | R-454B | 2.8167 | Residential & Commercial | USHP | Ducted CEE Tier 1
215939747 | Central HP <5.4 tons | AIRQUEST | HRCU-A-CB (Split System: Heat Pump with Remote Outdoor Unit-Air-Source) | H5H3V36*K*AAA* |  |  | EA*5X48M21A*+WALLCON | *97CTN0601716A* | 33000 | 19 | 9 | 35400 | 27000 | 76.27% | 1.9 | 0 | 11 |  |  |  |  | R-454B | 2.75 | Residential & Commercial | USHP | Ducted CEE Tier 1
215940817 | Central HP <5.4 tons | AIRQUEST | HRCU-A-CB (Split System: Heat Pump with Remote Outdoor Unit-Air-Source) | H5H3V36*K*AAA* |  |  | EVD5X60M21A*+WALLCON | *80CSU0401712B* | 35800 | 22 | 8.5 | 38000 | 28400 | 74.74% | 2.02 | 0 | 12.5 |  |  |  |  | R-454B | 2.9833 | Residential & Commercial | USHP | Ducted CEE Tier 1
211207043 | Central HP <5.4 tons | YORK | HRCU-A-CB (Split System: Heat Pump with Remote Outdoor Unit-Air-Source) | YZV48B21 |  |  | XAMC48HE3N1+CC | YPLC120C20MP13 | 43500 | 19 | 9 | 44500 | 36200 | 81.35% | 2.14 | 0 | 12 |  |  |  |  | R-410A | 3.625 | Residential & Commercial | USHP | Ducted CEE Tier 1
213770650 | Central HP <5.4 tons | COMFORTMAKER | HRCU-A-CB (Split System: Heat Pump with Remote Outdoor Unit-Air-Source) | CVH825GKA2* |  |  | EA*4X25L17A*+WALLCON | *97CMN0801714B* | 24200 | 16.5 | 8.1 | 21400 | 16700 | 78.04% | 2.02 | 0 | 11 |  |  |  |  | R-410A | 2.0167 | Residential & Commercial | USHP | Ducted CEE Tier 1
213771350 | Central HP <5.4 tons | COMFORTMAKER | HRCU-A-CB (Split System: Heat Pump with Remote Outdoor Unit-Air-Source) | CVH825GKA2* |  |  | EA*4X42L21A*+WALLCON | *96CTN0801714B* | 23600 | 16.5 | 8.1 | 21400 | 16700 | 78.04% | 1.96 | 0 | 10.5 |  |  |  |  | R-410A | 1.9667 | Residential & Commercial | USHP | Ducted CEE Tier 1
213771420 | Central HP <5.4 tons | COMFORTMAKER | HRCU-A-CB (Split System: Heat Pump with Remote Outdoor Unit-Air-Source) | CVH825GKA2* |  |  | EA*4X42L24A*+WALLCON | *96CTN1002122B* | 23800 | 16.5 | 8.1 | 21400 | 16600 | 77.57% | 1.96 | 0 | 11 |  |  |  |  | R-410A | 1.9833 | Residential & Commercial | USHP | Ducted CEE Tier 1
213771470 | Central HP <5.4 tons | COMFORTMAKER | HRCU-A-CB (Split System: Heat Pump with Remote Outdoor Unit-Air-Source) | CVH825GKA2* |  |  | EA*4X43L21A*+WALLCON | *80CTL0902120B* | 24400 | 17 | 8.5 | 21200 | 16600 | 78.3% | 2.04 | 0 | 11 |  |  |  |  | R-410A | 2.0333 | Residential & Commercial | USHP | Ducted CEE Tier 1
206133953 | Central HP <5.4 tons | BRYANT HEATING AND COOLING SYSTEMS | HRCU-A-CB (Split System: Heat Pump with Remote Outdoor Unit-Air-Source) | 288BNV025*0**B* |  |  | CSPH*3012AL*+UI | 935CA60080C21*** | 23800 | 16 | 8.1 | 21800 | 16700 | 76.61% | 1.98 | 11 | 10.5 |  |  |  |  | R-410A | 1.9833 | Residential & Commercial | USHP | Ducted CEE Tier 1
211207023 | Central HP <5.4 tons | YORK | HRCU-A-CB (Split System: Heat Pump with Remote Outdoor Unit-Air-Source) | YZV36B21 |  |  | XAMB36DE2N1+CC | TPLC080B12MP13 | 32600 | 18 | 8.5 | 34400 | 29600 | 86.05% | 1.94 | 0 | 11.7 |  |  |  |  | R-410A | 2.7167 | Residential & Commercial | USHP | Ducted CEE Tier 1
212971129 | Central HP <5.4 tons | HEIL | HRCU-A-CB (Split System: Heat Pump with Remote Outdoor Unit-Air-Source) | DLCURAH24ABK |  |  | EA*4X24L17A* | *80VTL0451412B* | 23200 | 17 | 8.5 | 38500 | 27000 | 70.13% | 2.3 | 0 | 10 |  |  |  |  | R-410A | 1.9333 | Residential & Commercial | USHP | Ducted CEE Tier 1
212971672 | Central HP <5.4 tons | HEIL | HRCU-A-CB (Split System: Heat Pump with Remote Outdoor Unit-Air-Source) | DLCURAH24ABK |  |  | EA*4X36L21A* | *80VTL0701716B* | 23800 | 17 | 8.5 | 26200 | 23600 | 90.08% | 1.96 | 0 | 10 |  |  |  |  | R-410A | 1.9833 | Residential & Commercial | USHP | Ducted CEE Tier 1
212972417 | Central HP <5.4 tons | HEIL | HRCU-A-CB (Split System: Heat Pump with Remote Outdoor Unit-Air-Source) | DLCURAH24ABK |  |  | EA*4X37L21A* | *80VTL1102122B* | 24400 | 17.5 | 8.5 | 25400 | 21600 | 85.04% | 1.8 | 0 | 10.5 |  |  |  |  | R-410A | 2.0333 | Residential & Commercial | USHP | Ducted CEE Tier 1
214242683 | Central HP <5.4 tons | KENMORE | HRCU-A-CB (Split System: Heat Pump with Remote Outdoor Unit-Air-Source) | (C,H,T)VH825GKA2* |  |  | EN(A,D,W)4X36L17**+WALLCON | *95CSU0601716B* | 23400 | 16.5 | 8.1 | 21600 | 16700 | 77.31% | 1.92 | 0 | 10.5 |  |  |  |  | R-410A | 1.95 | Residential & Commercial | USHP | Ducted CEE Tier 1
212987476 | Central HP <5.4 tons | COMFORTMAKER | HRCU-A-CB (Split System: Heat Pump with Remote Outdoor Unit-Air-Source) | DLCURAH24ABK |  |  | EN(A,D,W)4X36L17** | *96MSN0801716A* | 23800 | 17 | 8.5 | 26400 | 24000 | 90.91% | 2 | 0 | 10.5 |  |  |  |  | R-410A | 1.9833 | Residential & Commercial | USHP | Ducted CEE Tier 1
216720942 | Central HP <5.4 tons | COMFORTSTAR | HRCU-A-CB (Split System: Heat Pump with Remote Outdoor Unit-Air-Source) | CPR3-36CD(O) |  |  | AHU3-36-SG3 | 0 | 36000 | 16.1 | 8.7 | 36000 | 27000 | 75% | 2 | 0 | 10 |  |  |  |  | R-454B | 3 | Residential & Commercial | USHP | Ducted CEE Tier 1
212982355 | Central HP <5.4 tons | HEIL | HRCU-A-CB (Split System: Heat Pump with Remote Outdoor Unit-Air-Source) | DLCURAH24ABK |  |  | EN(A,D,W)4X36L17** | *80MSU0401712A* | 23800 | 16.5 | 8.5 | 25800 | 23800 | 92.25% | 1.98 | 0 | 10.5 |  |  |  |  | R-410A | 1.9833 | Residential & Commercial | USHP | Ducted CEE Tier 1
211240967 | Central HP <5.4 tons | TEMPSTAR | HRCU-A-CB (Split System: Heat Pump with Remote Outdoor Unit-Air-Source) | DLCURAH24ABK |  |  | EA*4X25L17A* | *96VTN0401712A* | 23800 | 16 | 8.1 | 25200 | 21800 | 86.51% | 1.82 | 0 | 10 |  |  |  |  | R-410A | 1.9833 | Residential & Commercial | USHP | Ducted CEE Tier 1
211241019 | Central HP <5.4 tons | TEMPSTAR | HRCU-A-CB (Split System: Heat Pump with Remote Outdoor Unit-Air-Source) | DLCURAH24ABK |  |  | EA*4X25L17A* | *95ESN0601412A* | 25000 | 16 | 8.5 | 26000 | 21000 | 80.77% | 1.76 | 0 | 10 |  |  |  |  | R-410A | 2.0833 | Residential & Commercial | USHP | Ducted CEE Tier 1
211241185 | Central HP <5.4 tons | TEMPSTAR | HRCU-A-CB (Split System: Heat Pump with Remote Outdoor Unit-Air-Source) | DLCURAH24ABK |  |  | EA*4X25L17A* | *92ESN0401712A* | 24200 | 16 | 8.1 | 25400 | 21600 | 85.04% | 1.78 | 0 | 10 |  |  |  |  | R-410A | 2.0167 | Residential & Commercial | USHP | Ducted CEE Tier 1
211241218 | Central HP <5.4 tons | TEMPSTAR | HRCU-A-CB (Split System: Heat Pump with Remote Outdoor Unit-Air-Source) | DLCURAH24ABK |  |  | EA*4X25L17A* | OMV098J12* | 24200 | 17 | 8.5 | 25200 | 21600 | 85.71% | 1.8 | 0 | 10 |  |  |  |  | R-410A | 2.0167 | Residential & Commercial | USHP | Ducted CEE Tier 1
211241383 | Central HP <5.4 tons | TEMPSTAR | HRCU-A-CB (Split System: Heat Pump with Remote Outdoor Unit-Air-Source) | DLCURAH24ABK |  |  | EA*4X30L17A* | *80VSL0451412A* | 23400 | 16.5 | 8.5 | 25800 | 24400 | 94.57% | 2.02 | 0 | 10 |  |  |  |  | R-410A | 1.95 | Residential & Commercial | USHP | Ducted CEE Tier 1
207436542 | Central HP <5.4 tons | LENNOX | HRCU-A-CB (Split System: Heat Pump with Remote Outdoor Unit-Air-Source) | SL25XPV-048-230A** |  |  | CH35-51C+TDR+TXV | EL296UH090XV48C* | 44500 | 20.6 | 9.2 | 45500 | 37600 | 82.64% | 1.8 | 12 | 12 |  |  |  |  | R-410A | 3.7083 | Residential & Commercial | USHP | Ducted CEE Tier 1
216759915 | Central HP <5.4 tons | ECO-AIR | HRCU-A-C (Split System: Heat Pump with Remote Outdoor Unit with No Indoor Fan --Air Source) | ECUO-30H |  |  | ECCB-36U | 0 | 29000 | 16 | 9.5 | 32000 | 32000 | 100% | 1.85 | 0 | 10 |  |  |  |  | R-454B | 2.4167 | Residential & Commercial | USHP | Ducted CEE Tier 1
210596442 | Central HP <5.4 tons | BRYANT HEATING AND COOLING SYSTEMS | HRCU-A-CB (Split System: Heat Pump with Remote Outdoor Unit-Air-Source) | 288BNV025*0**B* |  |  | CSPH*4812AL*+UI | 935CA66100C21*** | 24200 | 16.5 | 8.1 | 21200 | 16600 | 78.3% | 2.02 | 0 | 11 |  |  |  |  | R-410A | 2.0167 | Residential & Commercial | USHP | Ducted CEE Tier 1
216759899 | Central HP <5.4 tons | ECO-AIR | HRCU-A-CB (Split System: Heat Pump with Remote Outdoor Unit-Air-Source) | ECUO-48H |  |  | ECMP-48U | 0 | 48000 | 16.5 | 9.5 | 50000 | 46000 | 92% | 1.9 | 0 | 10.5 |  |  |  |  | R-454B | 4 | Residential & Commercial | USHP | Ducted CEE Tier 1
216634140 | Central HP <5.4 tons | ACIQ | HRCU-A-CB (Split System: Heat Pump with Remote Outdoor Unit-Air-Source) | H5H0V60*K*AAA* |  |  | ESH5X60M12A*+WALLCON | *80CSU1002120A* | 55500 | 17 | 8.5 | 60000 | 42000 | 70% | 1.9 | 0 | 8.5 |  |  |  |  | R-454B | 4.625 | Residential & Commercial | USHP
214606547 | Central HP <5.4 tons | CHAMPION HEATING AND COOLING | HRCU-A-C (Split System: Heat Pump with Remote Outdoor Unit with No Indoor Fan --Air Source) | HH860E2S11 |  |  | CTM60C5CHS1 | 0 | 54000 | 15.2 | 8.1 | 55000 | 40000 | 72.73% | 2 | 0 | 11 |  |  |  |  | R-454B | 4.5 | Residential & Commercial | USHP | Ducted CEE Tier 1
215488131 | Central HP <5.4 tons | GOODMAN | HRCU-A-CB (Split System: Heat Pump with Remote Outdoor Unit-Air-Source) | GZV7SA4810A* |  |  | CHPEA6030*3A* | G*VC961005CNB* | 45500 | 16.2 | 8.5 | 46500 | 33600 | 72.26% | 2 | 0 | 10 |  |  |  |  | R-32 | 3.7917 | Residential & Commercial | USHP | Ducted CEE Tier 1
214239691 | Central HP <5.4 tons | KENMORE | HRCU-A-CB (Split System: Heat Pump with Remote Outdoor Unit-Air-Source) | (C,H,T)VH837GKA** |  |  | END4X42L17**+WALLCON | *97CMN0601714B* | 31800 | 16.5 | 8.1 | 33200 | 25000 | 75.3% | 1.88 | 0 | 11 |  |  |  |  | R-410A | 2.65 | Residential & Commercial | USHP | Ducted CEE Tier 1
216644415 | Central HP <5.4 tons | KEEPRITE | HRCU-A-CB (Split System: Heat Pump with Remote Outdoor Unit-Air-Source) | D5CUHAH18AAK |  |  | EA*5X19M17A* | *96VTN0601412B* | 18000 | 15.2 | 9 | 19800 | 17700 | 89.39% | 1.9 | 0 | 11 |  |  |  |  | R-454B | 1.5 | Residential & Commercial | USHP | Ducted CEE Tier 1
207436167 | Central HP <5.4 tons | LENNOX | HRCU-A-CB (Split System: Heat Pump with Remote Outdoor Unit-Air-Source) | SL25XPV-024-230A** |  |  | CBA38MV-036-230*+TDR | 0 | 22200 | 22.4 | 9.1 | 22200 | 21200 | 95.5% | 1.86 | 15.5 | 14.4 |  |  |  |  | R-410A | 1.85 | Residential & Commercial | USHP | Ducted CEE Tier 1
207436194 | Central HP <5.4 tons | LENNOX | HRCU-A-CB (Split System: Heat Pump with Remote Outdoor Unit-Air-Source) | SL25XPV-024-230A** |  |  | CHX35-42B-**-*+TDR | EL296UH045XV36B* | 22800 | 22.6 | 9.5 | 21200 | 20000 | 94.34% | 1.96 | 15.5 | 14.5 |  |  |  |  | R-410A | 1.9 | Residential & Commercial | USHP | Ducted CEE Tier 1
207436203 | Central HP <5.4 tons | LENNOX | HRCU-A-CB (Split System: Heat Pump with Remote Outdoor Unit-Air-Source) | SL25XPV-024-230A** |  |  | CHX35-42C-**-*+TDR | EL296UH090XV36C* | 22200 | 22.4 | 9.3 | 21400 | 20200 | 94.39% | 1.9 | 15.5 | 14.5 |  |  |  |  | R-410A | 1.85 | Residential & Commercial | USHP | Ducted CEE Tier 1
216759917 | Central HP <5.4 tons | ECO-AIR | HRCU-A-C (Split System: Heat Pump with Remote Outdoor Unit with No Indoor Fan --Air Source) | ECUO-30H |  |  | ECCC-36U | 0 | 29000 | 16 | 9.5 | 32000 | 32000 | 100% | 1.85 | 0 | 10 |  |  |  |  | R-454B | 2.4167 | Residential & Commercial | USHP | Ducted CEE Tier 1
216372806 | Central HP <5.4 tons | MIRAGE | HRCU-A-CB (Split System: Heat Pump with Remote Outdoor Unit-Air-Source) | OVADH361B |  |  | IVADH361B | 0 | 36000 | 16.1 | 8.7 | 36000 | 27000 | 75% | 2 | 0 | 10 |  |  |  |  | R-454B | 3 | Residential & Commercial | USHP | Ducted CEE Tier 1
211240806 | Central HP <5.4 tons | HEIL | HRCU-A-CB (Split System: Heat Pump with Remote Outdoor Unit-Air-Source) | DLCURAH24ABK |  |  | EA*4X25L17A* | *80VSL0451412A* | 25000 | 16.5 | 8.5 | 25800 | 21000 | 81.4% | 1.76 | 0 | 10.5 |  |  |  |  | R-410A | 2.0833 | Residential & Commercial | USHP | Ducted CEE Tier 1
211240974 | Central HP <5.4 tons | HEIL | HRCU-A-CB (Split System: Heat Pump with Remote Outdoor Unit-Air-Source) | DLCURAH24ABK |  |  | EA*4X25L17A* | *96VTN0801716A* | 24800 | 17 | 8.5 | 25600 | 21200 | 82.81% | 1.78 | 0 | 10.5 |  |  |  |  | R-410A | 2.0667 | Residential & Commercial | USHP | Ducted CEE Tier 1
211241635 | Central HP <5.4 tons | TEMPSTAR | HRCU-A-CB (Split System: Heat Pump with Remote Outdoor Unit-Air-Source) | DLCURAH24ABK |  |  | EA*4X30L17A* | *96VTN0601714A* | 23800 | 16.5 | 8.5 | 26200 | 23400 | 89.31% | 1.92 | 0 | 10 |  |  |  |  | R-410A | 1.9833 | Residential & Commercial | USHP | Ducted CEE Tier 1
212983224 | Central HP <5.4 tons | HEIL | HRCU-A-CB (Split System: Heat Pump with Remote Outdoor Unit-Air-Source) | DLCURAH24ABK |  |  | EN(A,D)4X30L17** | *92MSN0401712A* | 23400 | 15.5 | 8.1 | 26200 | 24200 | 92.37% | 1.98 | 0 | 10 |  |  |  |  | R-410A | 1.95 | Residential & Commercial | USHP | Ducted CEE Tier 1
211241819 | Central HP <5.4 tons | TEMPSTAR | HRCU-A-CB (Split System: Heat Pump with Remote Outdoor Unit-Air-Source) | DLCURAH24ABK |  |  | EA*4X36L17A* | *80VSL0451412A* | 23400 | 16.5 | 8.5 | 25600 | 23600 | 92.19% | 1.96 | 0 | 10 |  |  |  |  | R-410A | 1.95 | Residential & Commercial | USHP | Ducted CEE Tier 1
211242071 | Central HP <5.4 tons | TEMPSTAR | HRCU-A-CB (Split System: Heat Pump with Remote Outdoor Unit-Air-Source) | DLCURAH24ABK |  |  | EA*4X36L17A* | *96VTN0601714A* | 24000 | 16.5 | 8.5 | 26000 | 22800 | 87.69% | 1.88 | 0 | 10 |  |  |  |  | R-410A | 2 | Residential & Commercial | USHP | Ducted CEE Tier 1
216759891 | Central HP <5.4 tons | ECO-AIR | HRCU-A-CB (Split System: Heat Pump with Remote Outdoor Unit-Air-Source) | ECUO-48E |  |  | ECMP-48U | 0 | 48000 | 16 | 8.5 | 48000 | 38000 | 79.17% | 1.85 | 0 | 10 |  |  |  |  | R-454B | 4 | Residential & Commercial | USHP | Ducted CEE Tier 1
213386530 | Central HP <5.4 tons | COMFORTSTAR | HRCU-A-C (Split System: Heat Pump with Remote Outdoor Unit with No Indoor Fan --Air Source) | CPH24CD(O) |  |  | UACP-24B | 0 | 24000 | 16.5 | 9.5 | 25000 | 20000 | 80% | 1.95 | 11 | 10.7 |  |  |  |  | R-410A | 2 | Residential & Commercial | USHP | Ducted CEE Tier 1
212940793 | Central HP <5.4 tons | COMFORTSTAR | HRCU-A-CB (Split System: Heat Pump with Remote Outdoor Unit-Air-Source) | CPH48CD(O) |  |  | AHU48-SG2 | 0 | 47000 | 15.6 | 9.4 | 50000 | 46000 | 92% | 1.9 | 8.5 | 8.2 |  |  |  |  | R-410A | 3.9167 | Residential & Commercial | USHP
211244558 | Central HP <5.4 tons | COMFORTMAKER | HRCU-A-CB (Split System: Heat Pump with Remote Outdoor Unit-Air-Source) | DLCURAH24ABK |  |  | EN(A,D)4X30L17** | *80VTL0451412A* | 24200 | 16.5 | 8.1 | 26200 | 22800 | 87.02% | 1.88 | 0 | 10.5 |  |  |  |  | R-410A | 2.0167 | Residential & Commercial | USHP | Ducted CEE Tier 1
211244962 | Central HP <5.4 tons | COMFORTMAKER | HRCU-A-CB (Split System: Heat Pump with Remote Outdoor Unit-Air-Source) | DLCURAH24ABK |  |  | EN(A,D,W)4X36L17** | *80VSL0701716A* | 23800 | 16.5 | 8.1 | 26000 | 23200 | 89.23% | 1.92 | 0 | 10.5 |  |  |  |  | R-410A | 1.9833 | Residential & Commercial | USHP | Ducted CEE Tier 1
211245277 | Central HP <5.4 tons | COMFORTMAKER | HRCU-A-CB (Split System: Heat Pump with Remote Outdoor Unit-Air-Source) | DLCURAH24ABK |  |  | EN(A,D,W)4X36L17** | OMV112K14A | 24000 | 16 | 8.1 | 26400 | 23000 | 87.12% | 1.88 | 0 | 10 |  |  |  |  | R-410A | 2 | Residential & Commercial | USHP | Ducted CEE Tier 1
207436573 | Central HP <5.4 tons | LENNOX | HRCU-A-CB (Split System: Heat Pump with Remote Outdoor Unit-Air-Source) | SL25XPV-048-230A** |  |  | CHX35-51/61C-**-*+TDR | SLP99UH090XV60C* | 44500 | 20 | 9.2 | 45500 | 37400 | 82.2% | 1.8 | 12 | 12 |  |  |  |  | R-410A | 3.7083 | Residential & Commercial | USHP | Ducted CEE Tier 1
207436575 | Central HP <5.4 tons | LENNOX | HRCU-A-CB (Split System: Heat Pump with Remote Outdoor Unit-Air-Source) | SL25XPV-048-230A** |  |  | CHX35-60D-**-*+TDR | EL296UH135XV60D* | 45500 | 21 | 9.1 | 43500 | 35800 | 82.3% | 1.86 | 12.5 | 12.4 |  |  |  |  | R-410A | 3.7917 | Residential & Commercial | USHP | Ducted CEE Tier 1
215488064 | Central HP <5.4 tons | GOODMAN | HRCU-A-CB (Split System: Heat Pump with Remote Outdoor Unit-Air-Source) | GZV7SA3610A* |  |  | CA*EA6030*3A* | G*VC800805D*A* | 35000 | 18.5 | 8.5 | 35000 | 28400 | 81.14% | 2 | 0 | 10.5 |  |  |  |  | R-32 | 2.9167 | Residential & Commercial | USHP | Ducted CEE Tier 1
215488065 | Central HP <5.4 tons | GOODMAN | HRCU-A-CB (Split System: Heat Pump with Remote Outdoor Unit-Air-Source) | GZV7SA3610A* |  |  | CA*EA6030*3A* | G*VC800805C*A* | 35000 | 18.5 | 8.5 | 35000 | 28400 | 81.14% | 2 | 0 | 10.5 |  |  |  |  | R-32 | 2.9167 | Residential & Commercial | USHP | Ducted CEE Tier 1
216759901 | Central HP <5.4 tons | ECO-AIR | HRCU-A-CB (Split System: Heat Pump with Remote Outdoor Unit-Air-Source) | ECUO-60H |  |  | ECMP-60U | 0 | 54000 | 16 | 9 | 56000 | 52000 | 92.86% | 1.8 | 0 | 10 |  |  |  |  | R-454B | 4.5 | Residential & Commercial | USHP | Ducted CEE Tier 1
215488133 | Central HP <5.4 tons | GOODMAN | HRCU-A-CB (Split System: Heat Pump with Remote Outdoor Unit-Air-Source) | GZV7SA4810A* |  |  | CHPEA6030*3A* | G*VM971005CNB* | 45500 | 16.2 | 8.5 | 46500 | 33600 | 72.26% | 2 | 0 | 10 |  |  |  |  | R-32 | 3.7917 | Residential & Commercial | USHP | Ducted CEE Tier 1
214240044 | Central HP <5.4 tons | BRYANT HEATING AND COOLING SYSTEMS | HRCU-A-CB (Split System: Heat Pump with Remote Outdoor Unit-Air-Source) | 288BNV037*0**A* |  |  | CNPV*6024AL*+UI | 88*TB60110C21*** | 32800 | 17.5 | 8.1 | 32200 | 24600 | 76.4% | 1.96 | 0 | 12 |  |  |  |  | R-410A | 2.7333 | Residential & Commercial | USHP | Ducted CEE Tier 1
214239994 | Central HP <5.4 tons | BRYANT HEATING AND COOLING SYSTEMS | HRCU-A-CB (Split System: Heat Pump with Remote Outdoor Unit-Air-Source) | 288BNV037*0**A* |  |  | CNPV*4824AL*+UI | 987MC66100C21*** | 32400 | 17 | 8.1 | 32600 | 24600 | 75.46% | 1.96 | 0 | 11.7 |  |  |  |  | R-410A | 2.7 | Residential & Commercial | USHP | Ducted CEE Tier 1
211241293 | Central HP <5.4 tons | HEIL | HRCU-A-CB (Split System: Heat Pump with Remote Outdoor Unit-Air-Source) | DLCURAH24ABK |  |  | EA*4X30L14A* | *95ESN0601412A* | 24200 | 15.5 | 8.5 | 26600 | 22800 | 85.71% | 1.86 | 0 | 10 |  |  |  |  | R-410A | 2.0167 | Residential & Commercial | USHP | Ducted CEE Tier 1
211241425 | Central HP <5.4 tons | HEIL | HRCU-A-CB (Split System: Heat Pump with Remote Outdoor Unit-Air-Source) | DLCURAH24ABK |  |  | EA*4X30L17A* | *96VSN0601412A* | 23400 | 16.5 | 8.5 | 26000 | 24000 | 92.31% | 1.98 | 0 | 10 |  |  |  |  | R-410A | 1.95 | Residential & Commercial | USHP | Ducted CEE Tier 1
211241224 | Central HP <5.4 tons | HEIL | HRCU-A-CB (Split System: Heat Pump with Remote Outdoor Unit-Air-Source) | DLCURAH24ABK |  |  | EA*4X25L17A* | OLV098A12* | 24000 | 16.5 | 8.1 | 25000 | 21800 | 87.2% | 1.82 | 0 | 10 |  |  |  |  | R-410A | 2 | Residential & Commercial | USHP | Ducted CEE Tier 1
211241444 | Central HP <5.4 tons | HEIL | HRCU-A-CB (Split System: Heat Pump with Remote Outdoor Unit-Air-Source) | DLCURAH24ABK |  |  | EA*4X30L17A* | *95ESU0401712A* | 23600 | 16.5 | 8.5 | 26000 | 23800 | 91.54% | 1.98 | 0 | 10 |  |  |  |  | R-410A | 1.9667 | Residential & Commercial | USHP | Ducted CEE Tier 1
211241492 | Central HP <5.4 tons | HEIL | HRCU-A-CB (Split System: Heat Pump with Remote Outdoor Unit-Air-Source) | DLCURAH24ABK |  |  | EA*4X30L17A* | *80VSL0701716A* | 23800 | 16.5 | 8.5 | 26200 | 23400 | 89.31% | 1.94 | 0 | 10 |  |  |  |  | R-410A | 1.9833 | Residential & Commercial | USHP | Ducted CEE Tier 1
211243012 | Central HP <5.4 tons | HEIL | HRCU-A-CB (Split System: Heat Pump with Remote Outdoor Unit-Air-Source) | DLCURAH24ABK |  |  | EA*4X37L17A* | *96VTN0601714A* | 24400 | 16.5 | 8.5 | 25600 | 21600 | 84.38% | 1.8 | 0 | 10 |  |  |  |  | R-410A | 2.0333 | Residential & Commercial | USHP | Ducted CEE Tier 1
211241779 | Central HP <5.4 tons | HEIL | HRCU-A-CB (Split System: Heat Pump with Remote Outdoor Unit-Air-Source) | DLCURAH24ABK |  |  | EA*4X30L17A* | *80ESU0601716A | 24800 | 16.5 | 8.5 | 26800 | 22200 | 82.84% | 1.84 | 0 | 10 |  |  |  |  | R-410A | 2.0667 | Residential & Commercial | USHP | Ducted CEE Tier 1
211242514 | Central HP <5.4 tons | HEIL | HRCU-A-CB (Split System: Heat Pump with Remote Outdoor Unit-Air-Source) | DLCURAH24ABK |  |  | EA*4X36L21A* | *96VTN0601714A* | 24000 | 16.5 | 8.5 | 26000 | 22800 | 87.69% | 1.88 | 0 | 10 |  |  |  |  | R-410A | 2 | Residential & Commercial | USHP | Ducted CEE Tier 1
215939627 | Central HP <5.4 tons | AIRQUEST | HRCU-A-CB (Split System: Heat Pump with Remote Outdoor Unit-Air-Source) | H5H3V36*K*AAA* |  |  | EA*5X36M17A*+WALLCON | *97CTN0601716A* | 32000 | 18.5 | 9 | 35800 | 27600 | 77.09% | 1.88 | 0 | 10.5 |  |  |  |  | R-454B | 2.6667 | Residential & Commercial | USHP | Ducted CEE Tier 1
215939727 | Central HP <5.4 tons | AIRQUEST | HRCU-A-CB (Split System: Heat Pump with Remote Outdoor Unit-Air-Source) | H5H3V36*K*AAA* |  |  | EA*5X48M21A*+WALLCON | *80CSU0401712B* | 33400 | 20.5 | 9.5 | 34400 | 26200 | 76.16% | 2.04 | 0 | 11.7 |  |  |  |  | R-454B | 2.7833 | Residential & Commercial | USHP | Ducted CEE Tier 1
215939777 | Central HP <5.4 tons | AIRQUEST | HRCU-A-CB (Split System: Heat Pump with Remote Outdoor Unit-Air-Source) | H5H3V36*K*AAA* |  |  | EA*5X48M21A*+WALLCON | *97CTN1002122A* | 33400 | 20 | 9.5 | 34400 | 26200 | 76.16% | 2.04 | 0 | 11.7 |  |  |  |  | R-454B | 2.7833 | Residential & Commercial | USHP | Ducted CEE Tier 1
215940297 | Central HP <5.4 tons | AIRQUEST | HRCU-A-CB (Split System: Heat Pump with Remote Outdoor Unit-Air-Source) | H5H3V36*K*AAA* |  |  | EVM5X44M21A*+WALLCON | *97CTN0801716A* | 35400 | 21 | 8.5 | 38500 | 29000 | 75.32% | 2.02 | 0 | 12 |  |  |  |  | R-454B | 2.95 | Residential & Commercial | USHP | Ducted CEE Tier 1
215940347 | Central HP <5.4 tons | AIRQUEST | HRCU-A-CB (Split System: Heat Pump with Remote Outdoor Unit-Air-Source) | H5H3V36*K*AAA* |  |  | EVM5X49M21A*+WALLCON | *80CSU0601716B* | 35600 | 22 | 8.5 | 38000 | 28600 | 75.26% | 2.02 | 0 | 12.5 |  |  |  |  | R-454B | 2.9667 | Residential & Commercial | USHP | Ducted CEE Tier 1
215940177 | Central HP <5.4 tons | AIRQUEST | HRCU-A-CB (Split System: Heat Pump with Remote Outdoor Unit-Air-Source) | H5H3V36*K*AAA* |  |  | ESH5X60M12A*+WALLCON | *96CTN0802120B* | 34200 | 19.5 | 9 | 34200 | 26000 | 76.02% | 1.96 | 0 | 11.7 |  |  |  |  | R-454B | 2.85 | Residential & Commercial | USHP | Ducted CEE Tier 1
215940197 | Central HP <5.4 tons | AIRQUEST | HRCU-A-CB (Split System: Heat Pump with Remote Outdoor Unit-Air-Source) | H5H3V36*K*AAA* |  |  | ESH5X60M12A*+WALLCON | *80CSU0601716B* | 34200 | 19.5 | 9 | 34200 | 26000 | 76.02% | 1.94 | 0 | 11.7 |  |  |  |  | R-454B | 2.85 | Residential & Commercial | USHP | Ducted CEE Tier 1
215940447 | Central HP <5.4 tons | AIRQUEST | HRCU-A-CB (Split System: Heat Pump with Remote Outdoor Unit-Air-Source) | H5H3V36*K*AAA* |  |  | EVM5X60M21A*+WALLCON | *97CTN0802120A* | 35600 | 21.5 | 8.5 | 38000 | 28600 | 75.26% | 2.04 | 0 | 12 |  |  |  |  | R-454B | 2.9667 | Residential & Commercial | USHP | Ducted CEE Tier 1
215940597 | Central HP <5.4 tons | AIRQUEST | HRCU-A-CB (Split System: Heat Pump with Remote Outdoor Unit-Air-Source) | H5H3V36*K*AAA* |  |  | EVD5X38M17A*+WALLCON | *97CTN0601716A* | 35200 | 20.5 | 8.5 | 39000 | 29400 | 75.38% | 2 | 0 | 11.5 |  |  |  |  | R-454B | 2.9333 | Residential & Commercial | USHP | Ducted CEE Tier 1
215940247 | Central HP <5.4 tons | AIRQUEST | HRCU-A-CB (Split System: Heat Pump with Remote Outdoor Unit-Air-Source) | H5H3V36*K*AAA* |  |  | ESH5X60M12A*+WALLCON | *97CTN1202422A* | 34200 | 19.5 | 9 | 34200 | 26000 | 76.02% | 1.94 | 0 | 11.7 |  |  |  |  | R-454B | 2.85 | Residential & Commercial | USHP | Ducted CEE Tier 1
216759904 | Central HP <5.4 tons | ECO-AIR | HRCU-A-C (Split System: Heat Pump with Remote Outdoor Unit with No Indoor Fan --Air Source) | ECUO-24E |  |  | ECCA-24U | 0 | 24000 | 16 | 9 | 25000 | 19000 | 76% | 1.8 | 0 | 10 |  |  |  |  | R-454B | 2 | Residential & Commercial | USHP | Ducted CEE Tier 1
213307908 | Central HP <5.4 tons | ECO-AIR | HRCU-A-CB (Split System: Heat Pump with Remote Outdoor Unit-Air-Source) | MOX430U-18HFN1-M |  |  | MVBE-18HWFN1-MM3E | 0 | 18000 | 19.3 | 10.8 | 19000 | 18800 | 98.95% | 2.3 | 0 | 12.1 |  |  |  |  | R-410A | 1.5 | Residential & Commercial | USHP | Ducted CEE Tier 1
216720943 | Central HP <5.4 tons | COMFORTSTAR | HRCU-A-CB (Split System: Heat Pump with Remote Outdoor Unit-Air-Source) | CPR3-48CD(O) |  |  | AHU3-48-SG3 | 0 | 48000 | 16 | 8.5 | 48000 | 38000 | 79.17% | 1.85 | 0 | 10 |  |  |  |  | R-454B | 4 | Residential & Commercial | USHP | Ducted CEE Tier 1
212978165 | Central HP <5.4 tons | AIRQUEST | HRCU-A-CB (Split System: Heat Pump with Remote Outdoor Unit-Air-Source) | DLCURAH24ABK |  |  | EN(A,D)4X24L14** | *80MS(N,L)0701412A* | 23200 | 17 | 8.5 | 26800 | 25400 | 94.78% | 2.14 | 0 | 10 |  |  |  |  | R-410A | 1.9333 | Residential & Commercial | USHP | Ducted CEE Tier 1
212978667 | Central HP <5.4 tons | AIRQUEST | HRCU-A-CB (Split System: Heat Pump with Remote Outdoor Unit-Air-Source) | DLCURAH24ABK |  |  | EA*4X36L21A* | *80MS(N,L)0701712A* | 23600 | 17.5 | 8.5 | 26000 | 24000 | 92.31% | 2 | 0 | 10 |  |  |  |  | R-410A | 1.9667 | Residential & Commercial | USHP | Ducted CEE Tier 1
212978601 | Central HP <5.4 tons | AIRQUEST | HRCU-A-CB (Split System: Heat Pump with Remote Outdoor Unit-Air-Source) | DLCURAH30ABK |  |  | END4X42L17** | *80MS(N,L)0701712A* | 30000 | 15.2 | 8.1 | 34000 | 27200 | 80% | 1.82 | 0 | 9 |  |  |  |  | R-410A | 2.5 | Residential & Commercial | USHP
212979728 | Central HP <5.4 tons | AIRQUEST | HRCU-A-CB (Split System: Heat Pump with Remote Outdoor Unit-Air-Source) | DLCURAH30ABK |  |  | EA*4X42L21A* | *80MS(N,L)0901714A* | 30000 | 15.2 | 8.1 | 34200 | 27600 | 80.7% | 1.8 | 0 | 9 |  |  |  |  | R-410A | 2.5 | Residential & Commercial | USHP
211263072 | Central HP <5.4 tons | BRYANT HEATING AND COOLING SYSTEMS | HRCU-A-CB (Split System: Heat Pump with Remote Outdoor Unit-Air-Source) | 38MURAQ18AB3* |  |  | CNPV*2417AL* | 82*TA48090V17*** | 17600 | 16 | 8.5 | 18500 | 18900 | 102.2% | 2.26 | 0 | 10.5 |  |  |  |  | R-410A | 1.4667 | Residential & Commercial | USHP | Ducted CEE Tier 1
215488049 | Central HP <5.4 tons | GOODMAN | HRCU-A-CB (Split System: Heat Pump with Remote Outdoor Unit-Air-Source) | GZV7SA2410A* |  |  | CHPEA3026*3A* | G*VC960603BNB* | 23200 | 19 | 8.6 | 23200 | 17000 | 73.28% | 2 | 0 | 11 |  |  |  |  | R-32 | 1.9333 | Residential & Commercial | USHP | Ducted CEE Tier 1
211242428 | Central HP <5.4 tons | HEIL | HRCU-A-CB (Split System: Heat Pump with Remote Outdoor Unit-Air-Source) | DLCURAH24ABK |  |  | EA*4X36L21A* | *95ESU0601716A* | 24400 | 17 | 8.5 | 26200 | 22400 | 85.5% | 1.86 | 0 | 10 |  |  |  |  | R-410A | 2.0333 | Residential & Commercial | USHP | Ducted CEE Tier 1
211243232 | Central HP <5.4 tons | HEIL | HRCU-A-CB (Split System: Heat Pump with Remote Outdoor Unit-Air-Source) | DLCURAH24ABK |  |  | EA*4X37L21A* | *96VSN0802120A* | 24600 | 17 | 8.5 | 25200 | 21000 | 83.33% | 1.78 | 0 | 10.5 |  |  |  |  | R-410A | 2.05 | Residential & Commercial | USHP | Ducted CEE Tier 1
211243383 | Central HP <5.4 tons | HEIL | HRCU-A-CB (Split System: Heat Pump with Remote Outdoor Unit-Air-Source) | DLCURAH24ABK |  |  | EA*4X37L21A* | *80ESU0401712A* | 24600 | 17.5 | 8.5 | 25200 | 21000 | 83.33% | 1.78 | 0 | 10.5 |  |  |  |  | R-410A | 2.05 | Residential & Commercial | USHP | Ducted CEE Tier 1
211243498 | Central HP <5.4 tons | HEIL | HRCU-A-CB (Split System: Heat Pump with Remote Outdoor Unit-Air-Source) | DLCURAH24ABK |  |  | EA*4X37L21A* | *80ES(N,L)0451712A* | 24800 | 17 | 8.5 | 25400 | 21000 | 82.68% | 1.76 | 0 | 10.5 |  |  |  |  | R-410A | 2.0667 | Residential & Commercial | USHP | Ducted CEE Tier 1
211243534 | Central HP <5.4 tons | HEIL | HRCU-A-CB (Split System: Heat Pump with Remote Outdoor Unit-Air-Source) | DLCURAH24ABK |  |  | EA*4X37L21A* | *80ES(N,L)0901714A* | 25400 | 17 | 8.5 | 25800 | 20600 | 79.84% | 1.76 | 0 | 10.5 |  |  |  |  | R-410A | 2.1167 | Residential & Commercial | USHP | Ducted CEE Tier 1
211244152 | Central HP <5.4 tons | HEIL | HRCU-A-CB (Split System: Heat Pump with Remote Outdoor Unit-Air-Source) | DLCURAH24ABK |  |  | EN(A,D)4X24L17** | *92ESN0601412A* | 24200 | 15.5 | 8.5 | 27200 | 22600 | 83.09% | 1.86 | 0 | 10 |  |  |  |  | R-410A | 2.0167 | Residential & Commercial | USHP | Ducted CEE Tier 1
211244185 | Central HP <5.4 tons | HEIL | HRCU-A-CB (Split System: Heat Pump with Remote Outdoor Unit-Air-Source) | DLCURAH24ABK |  |  | EN(A,D)4X24L17** | *95ESN0601714A* | 24200 | 15.5 | 8.5 | 27200 | 22800 | 83.82% | 1.86 | 0 | 10 |  |  |  |  | R-410A | 2.0167 | Residential & Commercial | USHP | Ducted CEE Tier 1
211244251 | Central HP <5.4 tons | HEIL | HRCU-A-CB (Split System: Heat Pump with Remote Outdoor Unit-Air-Source) | DLCURAH24ABK |  |  | EN(A,D)4X24L17** | OMV098J12* | 23400 | 16 | 8.5 | 26600 | 24000 | 90.23% | 1.98 | 0 | 10 |  |  |  |  | R-410A | 1.95 | Residential & Commercial | USHP | Ducted CEE Tier 1
212973008 | Central HP <5.4 tons | HEIL | HRCU-A-CB (Split System: Heat Pump with Remote Outdoor Unit-Air-Source) | DLCURAH24ABK |  |  | EN(A,D,W)4X36L17** | *96VSN0401410B* | 23400 | 16 | 8.1 | 26400 | 24600 | 93.18% | 2.02 | 0 | 10 |  |  |  |  | R-410A | 1.95 | Residential & Commercial | USHP | Ducted CEE Tier 1
211240294 | Central HP <5.4 tons | HEIL | HRCU-A-CB (Split System: Heat Pump with Remote Outdoor Unit-Air-Source) | DLCURAH24ABK |  |  | EA*4X24L14A* | *96VTN0401410A* | 23400 | 15.5 | 8.5 | 26800 | 24800 | 92.54% | 2.04 | 0 | 9.5 |  |  |  |  | R-410A | 1.95 | Residential & Commercial | USHP
211240644 | Central HP <5.4 tons | HEIL | HRCU-A-CB (Split System: Heat Pump with Remote Outdoor Unit-Air-Source) | DLCURAH24ABK |  |  | EA*4X24L17A* | *80ES(N,L)0451712A* | 23800 | 16.5 | 8.5 | 26800 | 24200 | 90.3% | 2 | 0 | 10 |  |  |  |  | R-410A | 1.9833 | Residential & Commercial | USHP | Ducted CEE Tier 1
211240680 | Central HP <5.4 tons | HEIL | HRCU-A-CB (Split System: Heat Pump with Remote Outdoor Unit-Air-Source) | DLCURAH24ABK |  |  | EA*4X24L17A* | *92ESN0601412A* | 23200 | 16.5 | 8.5 | 26400 | 25800 | 97.73% | 2.18 | 0 | 10 |  |  |  |  | R-410A | 1.9333 | Residential & Commercial | USHP | Ducted CEE Tier 1
211240939 | Central HP <5.4 tons | HEIL | HRCU-A-CB (Split System: Heat Pump with Remote Outdoor Unit-Air-Source) | DLCURAH24ABK |  |  | EA*4X25L17A* | *80ESU0401712A* | 24600 | 17.5 | 8.5 | 25400 | 21200 | 83.46% | 1.8 | 0 | 10.5 |  |  |  |  | R-410A | 2.05 | Residential & Commercial | USHP | Ducted CEE Tier 1
215488056 | Central HP <5.4 tons | GOODMAN | HRCU-A-CB (Split System: Heat Pump with Remote Outdoor Unit-Air-Source) | GZV7SA3610A* |  |  | CA*EA4830*3A* | G*VC801005C*A* | 34800 | 18.5 | 8.5 | 35000 | 28400 | 81.14% | 2 | 0 | 10.5 |  |  |  |  | R-32 | 2.9 | Residential & Commercial | USHP | Ducted CEE Tier 1
215488072 | Central HP <5.4 tons | GOODMAN | HRCU-A-CB (Split System: Heat Pump with Remote Outdoor Unit-Air-Source) | GZV7SA3610A* |  |  | CHPEA4830*3A* | G*VC800805C*A* | 35000 | 18.5 | 8.1 | 35000 | 28400 | 81.14% | 2 | 0 | 10.5 |  |  |  |  | R-32 | 2.9167 | Residential & Commercial | USHP | Ducted CEE Tier 1
213353807 | Central HP <5.4 tons | CARRIER | HRCU-A-CB (Split System: Heat Pump with Remote Outdoor Unit-Air-Source) | 38MURAQ30AB3* |  |  | F54AA*B30L* | 0 | 30000 | 15.2 | 8.5 | 33600 | 27200 | 80.95% | 1.8 | 0 | 9 |  |  |  |  | R-410A | 2.5 | Residential & Commercial | USHP
215942453 | Central HP <5.4 tons | AIRQUEST | HRCU-A-CB (Split System: Heat Pump with Remote Outdoor Unit-Air-Source) | H5H3V36*K*AAA* |  |  | EVD5X60M21A*+WALLCON | *97CMN0601714B* | 35200 | 21 | 8.5 | 37400 | 28000 | 74.87% | 2.06 | 0 | 11.7 |  |  |  |  | R-454B | 2.9333 | Residential & Commercial | USHP | Ducted CEE Tier 1
211207044 | Central HP <5.4 tons | YORK | HRCU-A-CB (Split System: Heat Pump with Remote Outdoor Unit-Air-Source) | YZV48B21 |  |  | XAMC48HE3N1+CC | TM8V100C16MP12 | 43500 | 19 | 9 | 44500 | 36200 | 81.35% | 2.14 | 0 | 12 |  |  |  |  | R-410A | 3.625 | Residential & Commercial | USHP | Ducted CEE Tier 1
211207012 | Central HP <5.4 tons | YORK | HRCU-A-CB (Split System: Heat Pump with Remote Outdoor Unit-Air-Source) | YZV24B21 |  |  | XAMB24DE1N1+CC | YPLC080B12MP13 | 22400 | 18 | 8.5 | 23600 | 18400 | 77.97% | 1.92 | 0 | 12 |  |  |  |  | R-410A | 1.8667 | Residential & Commercial | USHP | Ducted CEE Tier 1
208130404 | Central HP <5.4 tons | ECO-AIR | HRCU-A-CB (Split System: Heat Pump with Remote Outdoor Unit-Air-Source) | MOD30U-30HFN1-MR0(X) |  |  | MVC-30HWFN1-M | 0 | 30000 | 16.2 | 8.9 | 33000 | 24000 | 72.73% | 1.8 | 11 | 10 |  |  |  |  | R-410A | 2.5 | Residential & Commercial | USHP | Ducted CEE Tier 1
209270321 | Central HP <5.4 tons | ECO-AIR | HRCU-A-C (Split System: Heat Pump with Remote Outdoor Unit with No Indoor Fan --Air Source) | MOD30U-30HFN1-MR0(X) |  |  | MAC-36HWFN1-M | 0 | 30000 | 15.5 | 9.7 | 33000 | 27000 | 81.82% | 1.85 | 10.7 | 10.5 |  |  |  |  | R-410A | 2.5 | Residential & Commercial | USHP | Ducted CEE Tier 1
214609208 | Central HP <5.4 tons | CHAMPION HEATING AND COOLING | HRCU-A-CB (Split System: Heat Pump with Remote Outdoor Unit-Air-Source) | HH836E2S11 |  |  | CTF48C5CFS1 | Z9ES080C20SMPS1 | 34200 | 18 | 9 | 32000 | 25600 | 80% | 2 | 0 | 11 |  |  |  |  | R-454B | 2.85 | Residential & Commercial | USHP | Ducted CEE Tier 1
215940867 | Central HP <5.4 tons | AIRQUEST | HRCU-A-CB (Split System: Heat Pump with Remote Outdoor Unit-Air-Source) | H5H3V36*K*AAA* |  |  | EVD5X60M21A*+WALLCON | *97CTN1002122A* | 35600 | 22 | 8.5 | 38000 | 28600 | 75.26% | 2.02 | 0 | 12.5 |  |  |  |  | R-454B | 2.9667 | Residential & Commercial | USHP | Ducted CEE Tier 1
215942523 | Central HP <5.4 tons | AIRQUEST | HRCU-A-CB (Split System: Heat Pump with Remote Outdoor Unit-Air-Source) | H5H3V36*K*AAA* |  |  | EVD5X61M21A*+WALLCON | *97CMN0802120B* | 35800 | 22 | 8.5 | 37400 | 28200 | 75.4% | 2.04 | 0 | 12.5 |  |  |  |  | R-454B | 2.9833 | Residential & Commercial | USHP | Ducted CEE Tier 1
214572986 | Central HP <5.4 tons | KENMORE | HRCU-A-CB (Split System: Heat Pump with Remote Outdoor Unit-Air-Source) | (C,H,T)VH837GKA** |  |  | EA*4X61L21A*+WALLCON | *97CMN0602120B* | 33000 | 17.5 | 8.5 | 32200 | 25000 | 77.64% | 1.98 | 0 | 11 |  |  |  |  | R-410A | 2.75 | Residential & Commercial | USHP | Ducted CEE Tier 1
214573186 | Central HP <5.4 tons | KENMORE | HRCU-A-CB (Split System: Heat Pump with Remote Outdoor Unit-Air-Source) | (C,H,T)VH837GKA** |  |  | EHD4X42AAL+WALLCON | *96CTN0802120B* | 32600 | 17.5 | 8.5 | 32800 | 24800 | 75.61% | 1.96 | 0 | 11 |  |  |  |  | R-410A | 2.7167 | Residential & Commercial | USHP | Ducted CEE Tier 1
214573436 | Central HP <5.4 tons | KENMORE | HRCU-A-CB (Split System: Heat Pump with Remote Outdoor Unit-Air-Source) | (C,H,T)VH837GKA** |  |  | EN(A,D,W)4X48L21**+WALLCON | *80CTL0702120B* | 32400 | 18.5 | 8.1 | 32800 | 24800 | 75.61% | 1.96 | 0 | 11.5 |  |  |  |  | R-410A | 2.7 | Residential & Commercial | USHP | Ducted CEE Tier 1
214572586 | Central HP <5.4 tons | KENMORE | HRCU-A-CB (Split System: Heat Pump with Remote Outdoor Unit-Air-Source) | (C,H,T)VH837GKA** |  |  | EA*4X37L21A*+WALLCON | *96CTN0802120B* | 33000 | 17.5 | 8.5 | 32600 | 25000 | 76.69% | 2 | 0 | 11.5 |  |  |  |  | R-410A | 2.75 | Residential & Commercial | USHP | Ducted CEE Tier 1
214571246 | Central HP <5.4 tons | KENMORE | HRCU-A-CB (Split System: Heat Pump with Remote Outdoor Unit-Air-Source) | (C,H,T)VH825GKA3* |  |  | EN(A,D,W)4X48L21**+WALLCON | *97CMN0602120B* | 24000 | 16.5 | 8.1 | 21400 | 16700 | 78.04% | 2 | 0 | 11 |  |  |  |  | R-410A | 2 | Residential & Commercial | USHP | Ducted CEE Tier 1
215940147 | Central HP <5.4 tons | AIRQUEST | HRCU-A-CB (Split System: Heat Pump with Remote Outdoor Unit-Air-Source) | H5H3V36*K*AAA* |  |  | ESH5X48M12A*+WALLCON | *97CTN0802120A* | 33800 | 19.5 | 9 | 34800 | 26600 | 76.44% | 1.94 | 0 | 11.5 |  |  |  |  | R-454B | 2.8167 | Residential & Commercial | USHP | Ducted CEE Tier 1
215940217 | Central HP <5.4 tons | AIRQUEST | HRCU-A-CB (Split System: Heat Pump with Remote Outdoor Unit-Air-Source) | H5H3V36*K*AAA* |  |  | ESH5X60M12A*+WALLCON | *97CTN0801716A* | 34000 | 19 | 9 | 34800 | 26400 | 75.86% | 1.92 | 0 | 11 |  |  |  |  | R-454B | 2.8333 | Residential & Commercial | USHP | Ducted CEE Tier 1
215940267 | Central HP <5.4 tons | AIRQUEST | HRCU-A-CB (Split System: Heat Pump with Remote Outdoor Unit-Air-Source) | H5H3V36*K*AAA* |  |  | EVM5X44M21A*+WALLCON | *80CSU0401712B* | 35600 | 22 | 8.5 | 38000 | 28600 | 75.26% | 2.02 | 0 | 12.5 |  |  |  |  | R-454B | 2.9667 | Residential & Commercial | USHP | Ducted CEE Tier 1
215940317 | Central HP <5.4 tons | AIRQUEST | HRCU-A-CB (Split System: Heat Pump with Remote Outdoor Unit-Air-Source) | H5H3V36*K*AAA* |  |  | EVM5X44M21A*+WALLCON | *97CTN1002122A* | 35600 | 22 | 8.5 | 38000 | 28600 | 75.26% | 2.02 | 0 | 12.5 |  |  |  |  | R-454B | 2.9667 | Residential & Commercial | USHP | Ducted CEE Tier 1
215940767 | Central HP <5.4 tons | AIRQUEST | HRCU-A-CB (Split System: Heat Pump with Remote Outdoor Unit-Air-Source) | H5H3V36*K*AAA* |  |  | EVD5X49M24A*+WALLCON | *96CTN0802120B* | 35400 | 21.5 | 8.5 | 38000 | 28600 | 75.26% | 2.04 | 0 | 12 |  |  |  |  | R-454B | 2.95 | Residential & Commercial | USHP | Ducted CEE Tier 1
215940667 | Central HP <5.4 tons | AIRQUEST | HRCU-A-CB (Split System: Heat Pump with Remote Outdoor Unit-Air-Source) | H5H3V36*K*AAA* |  |  | EVD5X42M21A*+WALLCON | *97CTN0802120A* | 34400 | 20.5 | 8.5 | 38500 | 28200 | 73.25% | 2.04 | 0 | 11.7 |  |  |  |  | R-454B | 2.8667 | Residential & Commercial | USHP | Ducted CEE Tier 1
208130397 | Central HP <5.4 tons | ECO-AIR | HRCU-A-CB (Split System: Heat Pump with Remote Outdoor Unit-Air-Source) | MOX430U-24HFN1-MR0 |  |  | MVC-24HWFN1-M | 0 | 24000 | 17 | 9.2 | 26000 | 19400 | 74.62% | 2.1 | 11.3 | 10.5 |  |  |  |  | R-410A | 2 | Residential & Commercial | USHP | Ducted CEE Tier 1
213771340 | Central HP <5.4 tons | COMFORTMAKER | HRCU-A-CB (Split System: Heat Pump with Remote Outdoor Unit-Air-Source) | CVH825GKA2* |  |  | EA*4X42L21A*+WALLCON | *96CTN0601714B* | 23600 | 16.5 | 8.1 | 21400 | 16700 | 78.04% | 1.96 | 0 | 10.5 |  |  |  |  | R-410A | 1.9667 | Residential & Commercial | USHP | Ducted CEE Tier 1
213771490 | Central HP <5.4 tons | COMFORTMAKER | HRCU-A-CB (Split System: Heat Pump with Remote Outdoor Unit-Air-Source) | CVH825GKA2* |  |  | EA*4X43L21A*+WALLCON | *95CSU0601716B* | 24400 | 16.5 | 8.1 | 21200 | 16600 | 78.3% | 2.02 | 0 | 10.5 |  |  |  |  | R-410A | 2.0333 | Residential & Commercial | USHP | Ducted CEE Tier 1
215934175 | Central HP <5.4 tons | BRYANT HEATING AND COOLING SYSTEMS | HRCU-A-CB (Split System: Heat Pump with Remote Outdoor Unit-Air-Source) | 293VAN048**AA* |  |  | CAA**6121AM*+UI | 88*TB48090C17*** | 44500 | 21 | 9.5 | 48500 | 36000 | 74.23% | 2 | 0 | 11.5 |  |  |  |  | R-454B | 3.7083 | Residential & Commercial | USHP | Ducted CEE Tier 1
214572486 | Central HP <5.4 tons | KENMORE | HRCU-A-CB (Split System: Heat Pump with Remote Outdoor Unit-Air-Source) | (C,H,T)VH837GKA** |  |  | EA*4X36L21A*+WALLCON | *95CSU0802120B* | 31400 | 17 | 8.1 | 33000 | 24200 | 73.33% | 1.86 | 0 | 11 |  |  |  |  | R-410A | 2.6167 | Residential & Commercial | USHP | Ducted CEE Tier 1
214571166 | Central HP <5.4 tons | KENMORE | HRCU-A-CB (Split System: Heat Pump with Remote Outdoor Unit-Air-Source) | (C,H,T)VH825GKA3* |  |  | EN(A,D,W)4X42L21**+WALLCON | *95CSU0802120B* | 23800 | 16.5 | 8.1 | 21400 | 16700 | 78.04% | 1.96 | 0 | 11 |  |  |  |  | R-410A | 1.9833 | Residential & Commercial | USHP | Ducted CEE Tier 1
214571216 | Central HP <5.4 tons | KENMORE | HRCU-A-CB (Split System: Heat Pump with Remote Outdoor Unit-Air-Source) | (C,H,T)VH825GKA3* |  |  | EN(A,D,W)4X48L21**+WALLCON | *80CTL0702120B* | 24200 | 17 | 8.1 | 21200 | 16600 | 78.3% | 2.02 | 0 | 11 |  |  |  |  | R-410A | 2.0167 | Residential & Commercial | USHP | Ducted CEE Tier 1
214570446 | Central HP <5.4 tons | KENMORE | HRCU-A-CB (Split System: Heat Pump with Remote Outdoor Unit-Air-Source) | (C,H,T)VH825GKA3* |  |  | EA*4X37L21A*+WALLCON | *95CSU0802120B* | 24400 | 16.5 | 8.5 | 21200 | 16600 | 78.3% | 2.02 | 0 | 11 |  |  |  |  | R-410A | 2.0333 | Residential & Commercial | USHP | Ducted CEE Tier 1
206790565 | Central HP <5.4 tons | BRYANT HEATING AND COOLING SYSTEMS | HRCU-A-CB (Split System: Heat Pump with Remote Outdoor Unit-Air-Source) | 284ANV036*0**B* |  |  | CNPV*4221AL*+UI | 88*TA36045C17*** | 32800 | 18 | 9 | 35600 | 27000 | 75.84% | 1.96 | 12 | 11 |  |  |  |  | R-410A | 2.7333 | Residential & Commercial | USHP | Ducted CEE Tier 1
215932051 | Central HP <5.4 tons | KEEPRITE | HRCU-A-CB (Split System: Heat Pump with Remote Outdoor Unit-Air-Source) | C5H3V36*K*AAA* |  |  | EA*5X36M17A*+WALLCON | *80CSU0601716A* | 32200 | 19.5 | 9.5 | 35000 | 27000 | 77.14% | 2 | 0 | 11 |  |  |  |  | R-454B | 2.6833 | Residential & Commercial | USHP | Ducted CEE Tier 1
215940647 | Central HP <5.4 tons | AIRQUEST | HRCU-A-CB (Split System: Heat Pump with Remote Outdoor Unit-Air-Source) | H5H3V36*K*AAA* |  |  | EVD5X42M21A*+WALLCON | *97CTN0601716A* | 34000 | 20 | 8.5 | 39500 | 28800 | 72.91% | 2.02 | 0 | 11 |  |  |  |  | R-454B | 2.8333 | Residential & Commercial | USHP | Ducted CEE Tier 1
215940747 | Central HP <5.4 tons | AIRQUEST | HRCU-A-CB (Split System: Heat Pump with Remote Outdoor Unit-Air-Source) | H5H3V36*K*AAA* |  |  | EVD5X48M24A*+WALLCON | *97CTN1002122A* | 35000 | 21.5 | 8.5 | 38000 | 28200 | 74.21% | 2.02 | 0 | 12 |  |  |  |  | R-454B | 2.9167 | Residential & Commercial | USHP | Ducted CEE Tier 1
216759923 | Central HP <5.4 tons | ECO-AIR | HRCU-A-CB (Split System: Heat Pump with Remote Outdoor Unit-Air-Source) | ECUO-24E |  |  | ECPA-24U | 0 | 24000 | 16 | 9 | 25000 | 19000 | 76% | 1.8 | 0 | 10 |  |  |  |  | R-454B | 2 | Residential & Commercial | USHP | Ducted CEE Tier 1
207436592 | Central HP <5.4 tons | LENNOX | HRCU-A-CB (Split System: Heat Pump with Remote Outdoor Unit-Air-Source) | SL25XPV-048-230A** |  |  | CX35-49C+TDR | SL280UH090XV60C* | 45500 | 20 | 8.9 | 43500 | 35600 | 81.84% | 1.8 | 12.5 | 12.4 |  |  |  |  | R-410A | 3.7917 | Residential & Commercial | USHP | Ducted CEE Tier 1
213479752 | Central HP <5.4 tons | COMFORTSTAR | HRCU-A-CB (Split System: Heat Pump with Remote Outdoor Unit-Air-Source) | CPH36CD(O)-B |  |  | AHU36-SG2 | 0 | 35000 | 16.3 | 9.5 | 39000 | 38000 | 97.44% | 1.8 | 0 | 11.7 |  |  |  |  | R-410A | 2.9167 | Residential & Commercial | USHP | Ducted CEE Tier 1
211260113 | Central HP <5.4 tons | COMFORTMAKER | HRCU-A-CB (Split System: Heat Pump with Remote Outdoor Unit-Air-Source) | DLCURAH18ABK |  |  | EA*4X24L14A* | *80VTL0451412A* | 17600 | 16 | 8.5 | 18400 | 19100 | 103.8% | 2.3 | 0 | 10.5 |  |  |  |  | R-410A | 1.4667 | Residential & Commercial | USHP | Ducted CEE Tier 1
214720097 | Central HP <5.4 tons | CHAMPION HEATING AND COOLING | HRCU-A-CB (Split System: Heat Pump with Remote Outdoor Unit-Air-Source) | HH836E2S11 |  |  | CTU48C5XFS1+TXV | TL8E080C16UH11 | 33200 | 18 | 9 | 31400 | 25400 | 80.89% | 2 | 0 | 11 |  |  |  |  | R-454B | 2.7667 | Residential & Commercial | USHP | Ducted CEE Tier 1
214649821 | Central HP <5.4 tons | CHAMPION HEATING AND COOLING | HRCU-A-CB (Split System: Heat Pump with Remote Outdoor Unit-Air-Source) | HH860E2S11 |  |  | CTU60D5XGS1+TXV | TM8E130D20MP11 | 46000 | 18 | 9 | 47500 | 35200 | 74.11% | 2 | 0 | 11 |  |  |  |  | R-454B | 3.8333 | Residential & Commercial | USHP | Ducted CEE Tier 1
214574456 | Central HP <5.4 tons | KENMORE | HRCU-A-CB (Split System: Heat Pump with Remote Outdoor Unit-Air-Source) | (C,H,T)VH837GKA2* |  |  | EN(A,D)4X36L21**+WALLCON | *80CTL0702120B* | 31400 | 17 | 8.1 | 33200 | 24200 | 72.89% | 1.82 | 0 | 11 |  |  |  |  | R-410A | 2.6167 | Residential & Commercial | USHP | Ducted CEE Tier 1
213770980 | Central HP <5.4 tons | COMFORTMAKER | HRCU-A-CB (Split System: Heat Pump with Remote Outdoor Unit-Air-Source) | CVH825GKA2* |  |  | EA*4X36L21A*+WALLCON | *97CMN0801714B* | 23600 | 16.5 | 8.1 | 21600 | 16700 | 77.31% | 1.94 | 0 | 10.5 |  |  |  |  | R-410A | 1.9667 | Residential & Commercial | USHP | Ducted CEE Tier 1
213771080 | Central HP <5.4 tons | COMFORTMAKER | HRCU-A-CB (Split System: Heat Pump with Remote Outdoor Unit-Air-Source) | CVH825GKA2* |  |  | EA*4X37L17A*+WALLCON | *97CMN0601714B* | 24000 | 16 | 8.1 | 21600 | 16800 | 77.78% | 1.98 | 0 | 10.5 |  |  |  |  | R-410A | 2 | Residential & Commercial | USHP | Ducted CEE Tier 1
213075874 | Central HP <5.4 tons | CARRIER | HRCU-A-CB (Split System: Heat Pump with Remote Outdoor Unit-Air-Source) | 38MURAQ36AB3* |  |  | CAP**3621AL* | 59SU5B100M21**20 | 35200 | 16 | 8.1 | 38500 | 35200 | 91.43% | 1.84 | 0 | 9.5 |  |  |  |  | R-410A | 2.9333 | Residential & Commercial | USHP
211222759 | Central HP <5.4 tons | HEIL | HRCU-A-CB (Split System: Heat Pump with Remote Outdoor Unit-Air-Source) | DLCURAH30ABK |  |  | FMA4X30**AL* | 0 | 31200 | 15.5 | 8.5 | 35400 | 26800 | 75.71% | 1.86 | 0 | 9 |  |  |  |  | R-410A | 2.6 | Residential & Commercial | USHP
216759900 | Central HP <5.4 tons | ECO-AIR | HRCU-A-CB (Split System: Heat Pump with Remote Outdoor Unit-Air-Source) | ECUO-48H |  |  | ECMP-60U | 0 | 48000 | 16.3 | 9 | 56000 | 52000 | 92.86% | 1.8 | 0 | 11.7 |  |  |  |  | R-454B | 4 | Residential & Commercial | USHP | Ducted CEE Tier 1
206790595 | Central HP <5.4 tons | BRYANT HEATING AND COOLING SYSTEMS | HRCU-A-CB (Split System: Heat Pump with Remote Outdoor Unit-Air-Source) | 284ANV048*0**B* |  |  | CAP**6124AL*+UI | 88*TA66135C24*** | 45500 | 21.5 | 9.5 | 46000 | 36000 | 78.26% | 2.38 | 12.5 | 12.5 |  |  |  |  | R-410A | 3.7917 | Residential & Commercial | USHP | Ducted CEE Tier 1
213307921 | Central HP <5.4 tons | LBG Products | HRCU-A-CB (Split System: Heat Pump with Remote Outdoor Unit-Air-Source) | LCUHB36DO |  |  | LCHB36DHNI | 0 | 36000 | 16 | 9.5 | 40000 | 34400 | 86% | 1.97 | 10.5 | 10 |  |  |  |  | R-410A | 3 | Residential & Commercial | USHP | Ducted CEE Tier 1
213363366 | Central HP <5.4 tons | ECO-AIR | HRCU-A-C (Split System: Heat Pump with Remote Outdoor Unit with No Indoor Fan --Air Source) | MOE30U-45HFN1-M |  |  | MAC-60HWDN1-MN0 | 0 | 45000 | 15.2 | 9.2 | 55000 | 46500 | 84.55% | 1.8 | 0 | 10 |  |  |  |  | R-410A | 3.75 | Residential & Commercial | USHP | Ducted CEE Tier 1
212971643 | Central HP <5.4 tons | CARRIER | HRCU-A-CB (Split System: Heat Pump with Remote Outdoor Unit-Air-Source) | 38MURAQ24AB3* |  |  | CAP**3017AL* | 58TP*B070V17**16 | 23600 | 17 | 8.5 | 26000 | 24000 | 92.31% | 2 | 0 | 10 |  |  |  |  | R-410A | 1.9667 | Residential & Commercial | USHP | Ducted CEE Tier 1
212971979 | Central HP <5.4 tons | CARRIER | HRCU-A-CB (Split System: Heat Pump with Remote Outdoor Unit-Air-Source) | 38MURAQ24AB3* |  |  | CAP**2517AL* | 58TP*B090V17**16 | 24400 | 17 | 8.5 | 25200 | 21600 | 85.71% | 1.82 | 0 | 10 |  |  |  |  | R-410A | 2.0333 | Residential & Commercial | USHP | Ducted CEE Tier 1
212970456 | Central HP <5.4 tons | CARRIER | HRCU-A-CB (Split System: Heat Pump with Remote Outdoor Unit-Air-Source) | 38MURAQ36AB3* |  |  | CNPV*4217AL* | 58SP*B070V17**16 | 35600 | 15.5 | 8.1 | 38500 | 35000 | 90.91% | 1.94 | 0 | 10 |  |  |  |  | R-410A | 2.9667 | Residential & Commercial | USHP | Ducted CEE Tier 1
212970656 | Central HP <5.4 tons | CARRIER | HRCU-A-CB (Split System: Heat Pump with Remote Outdoor Unit-Air-Source) | 38MURAQ36AB3* |  |  | CAP**4221AL* | 58SP*B090V21**20 | 35200 | 16 | 8.1 | 39000 | 35000 | 89.74% | 1.88 | 0 | 9.5 |  |  |  |  | R-410A | 2.9333 | Residential & Commercial | USHP
213079086 | Central HP <5.4 tons | COMFORTMAKER | HRCU-A-CB (Split System: Heat Pump with Remote Outdoor Unit-Air-Source) | DLCURAH36ABK |  |  | EA*4X36L21A* | *80MSU0601716A* | 35000 | 16.5 | 8.1 | 38500 | 35000 | 90.91% | 1.8 | 0 | 9.5 |  |  |  |  | R-410A | 2.9167 | Residential & Commercial | USHP
212983691 | Central HP <5.4 tons | COMFORTMAKER | HRCU-A-CB (Split System: Heat Pump with Remote Outdoor Unit-Air-Source) | DLCURAH18ABK |  |  | EN(A,D)4X18L14** | *92MSN0601412A* | 17300 | 16 | 8.5 | 18500 | 19800 | 107% | 2.38 | 0 | 10.5 |  |  |  |  | R-410A | 1.4417 | Residential & Commercial | USHP | Ducted CEE Tier 1
212984162 | Central HP <5.4 tons | COMFORTMAKER | HRCU-A-CB (Split System: Heat Pump with Remote Outdoor Unit-Air-Source) | DLCURAH18ABK |  |  | EA*4X19L17A* | *92MSN0601714A* | 18000 | 16.5 | 8.5 | 18000 | 17800 | 98.89% | 2.14 | 0 | 11 |  |  |  |  | R-410A | 1.5 | Residential & Commercial | USHP | Ducted CEE Tier 1
212984762 | Central HP <5.4 tons | COMFORTMAKER | HRCU-A-CB (Split System: Heat Pump with Remote Outdoor Unit-Air-Source) | DLCURAH18ABK |  |  | EN(A,D)4X30L17** | *92MSN0801716A* | 17400 | 16.5 | 8.1 | 17900 | 18600 | 103.9% | 2.24 | 0 | 11 |  |  |  |  | R-410A | 1.45 | Residential & Commercial | USHP | Ducted CEE Tier 1
212971676 | Central HP <5.4 tons | CARRIER | HRCU-A-CB (Split System: Heat Pump with Remote Outdoor Unit-Air-Source) | 38MURAQ24AB3* |  |  | CAP**3717AL* | 58TP*B070V17**16 | 24000 | 17 | 8.5 | 25200 | 22000 | 87.3% | 1.84 | 0 | 10 |  |  |  |  | R-410A | 2 | Residential & Commercial | USHP | Ducted CEE Tier 1
212986384 | Central HP <5.4 tons | COMFORTMAKER | HRCU-A-CB (Split System: Heat Pump with Remote Outdoor Unit-Air-Source) | DLCURAH18ABK |  |  | EN(A,D)4X30L17** | *96MSN0401410A* | 17600 | 16 | 8.1 | 18200 | 18700 | 102.7% | 2.24 | 0 | 11 |  |  |  |  | R-410A | 1.4667 | Residential & Commercial | USHP | Ducted CEE Tier 1
215934515 | Central HP <5.4 tons | BRYANT HEATING AND COOLING SYSTEMS | HRCU-A-CB (Split System: Heat Pump with Remote Outdoor Unit-Air-Source) | 293VAN048**AA* |  |  | CSAH*4812AM*+UI | 986TD42080C17*** | 43000 | 19.5 | 8.5 | 49000 | 35400 | 72.24% | 1.8 | 0 | 11 |  |  |  |  | R-454B | 3.5833 | Residential & Commercial | USHP | Ducted CEE Tier 1
212973058 | Central HP <5.4 tons | HEIL | HRCU-A-CB (Split System: Heat Pump with Remote Outdoor Unit-Air-Source) | DLCURAH18ABK |  |  | EN(A,D)4X24L17** | *96VSN0401712B* | 17500 | 15.5 | 8.5 | 18600 | 19200 | 103.2% | 2.3 | 0 | 10.5 |  |  |  |  | R-410A | 1.4583 | Residential & Commercial | USHP | Ducted CEE Tier 1
212973328 | Central HP <5.4 tons | HEIL | HRCU-A-CB (Split System: Heat Pump with Remote Outdoor Unit-Air-Source) | DLCURAH18ABK |  |  | EA*4X25L17A* | *96VSN0601412B* | 17800 | 16.5 | 8.1 | 17600 | 17800 | 101.1% | 2.14 | 0 | 10.5 |  |  |  |  | R-410A | 1.4833 | Residential & Commercial | USHP | Ducted CEE Tier 1
213078062 | Central HP <5.4 tons | COMFORTMAKER | HRCU-A-CB (Split System: Heat Pump with Remote Outdoor Unit-Air-Source) | DLCURAH36ABK |  |  | EA*4X37L17A* | *80MS(N,L)0701716A* | 36000 | 15.5 | 8.5 | 38500 | 35000 | 90.91% | 2 | 0 | 10 |  |  |  |  | R-410A | 3 | Residential & Commercial | USHP | Ducted CEE Tier 1
213078180 | Central HP <5.4 tons | COMFORTMAKER | HRCU-A-CB (Split System: Heat Pump with Remote Outdoor Unit-Air-Source) | DLCURAH36ABK |  |  | EA*4X37L21A* | *80MS(N,L)0702116A* | 36400 | 16 | 8.5 | 38000 | 34800 | 91.58% | 2.06 | 0 | 10 |  |  |  |  | R-410A | 3.0333 | Residential & Commercial | USHP | Ducted CEE Tier 1
213078425 | Central HP <5.4 tons | COMFORTMAKER | HRCU-A-CB (Split System: Heat Pump with Remote Outdoor Unit-Air-Source) | DLCURAH36ABK |  |  | EA*4X42L24A* | *80MS(N,L)0902116A* | 35200 | 16.5 | 8.1 | 38500 | 35000 | 90.91% | 1.88 | 0 | 10 |  |  |  |  | R-410A | 2.9333 | Residential & Commercial | USHP | Ducted CEE Tier 1
214570646 | Central HP <5.4 tons | KENMORE | HRCU-A-CB (Split System: Heat Pump with Remote Outdoor Unit-Air-Source) | (C,H,T)VH825GKA3* |  |  | EA*4X43L21A*+WALLCON | *97CMN0602120B* | 24400 | 16.5 | 8.5 | 21200 | 16700 | 78.77% | 2.02 | 0 | 11 |  |  |  |  | R-410A | 2.0333 | Residential & Commercial | USHP | Ducted CEE Tier 1
214570696 | Central HP <5.4 tons | KENMORE | HRCU-A-CB (Split System: Heat Pump with Remote Outdoor Unit-Air-Source) | (C,H,T)VH825GKA3* |  |  | EA*4X48L21A*+WALLCON | *95CSU1002122B* | 24000 | 17 | 8.5 | 21000 | 16500 | 78.57% | 2.02 | 0 | 11 |  |  |  |  | R-410A | 2 | Residential & Commercial | USHP | Ducted CEE Tier 1
214574156 | Central HP <5.4 tons | KENMORE | HRCU-A-CB (Split System: Heat Pump with Remote Outdoor Unit-Air-Source) | (C,H,T)VH837GKA2* |  |  | EA*4X61L24A*+WALLCON | *80CTL0702120B* | 33200 | 18 | 8.5 | 32000 | 24800 | 77.5% | 2 | 0 | 11.5 |  |  |  |  | R-410A | 2.7667 | Residential & Commercial | USHP | Ducted CEE Tier 1
214573636 | Central HP <5.4 tons | KENMORE | HRCU-A-CB (Split System: Heat Pump with Remote Outdoor Unit-Air-Source) | (C,H,T)VH837GKA2* |  |  | EA*4X36L21A*+WALLCON | *95CSU1002122B* | 31600 | 17 | 8.1 | 32800 | 24200 | 73.78% | 1.86 | 0 | 11 |  |  |  |  | R-410A | 2.6333 | Residential & Commercial | USHP | Ducted CEE Tier 1
214720197 | Central HP <5.4 tons | CHAMPION HEATING AND COOLING | HRCU-A-CB (Split System: Heat Pump with Remote Outdoor Unit-Air-Source) | HH860E2S11 |  |  | CTU60C5XGS1+TXV | TM9V100C20MP12 | 44000 | 18 | 9 | 45000 | 33800 | 75.11% | 2 | 0 | 11 |  |  |  |  | R-454B | 3.6667 | Residential & Commercial | USHP | Ducted CEE Tier 1
214720204 | Central HP <5.4 tons | CHAMPION HEATING AND COOLING | HRCU-A-CB (Split System: Heat Pump with Remote Outdoor Unit-Air-Source) | HH860E2S11 |  |  | CTU60C5XGS1+TXV | TP9C100C20MP13 | 44000 | 18 | 9 | 45000 | 33800 | 75.11% | 2 | 0 | 11 |  |  |  |  | R-454B | 3.6667 | Residential & Commercial | USHP | Ducted CEE Tier 1
213077249 | Central HP <5.4 tons | COMFORTMAKER | HRCU-A-CB (Split System: Heat Pump with Remote Outdoor Unit-Air-Source) | DLCURAH36ABK |  |  | EA*4X48L24A* | *96VSN1202422B* | 36000 | 16.5 | 8.5 | 38000 | 34800 | 91.58% | 2.04 | 0 | 10 |  |  |  |  | R-410A | 3 | Residential & Commercial | USHP | Ducted CEE Tier 1
213077869 | Central HP <5.4 tons | COMFORTMAKER | HRCU-A-CB (Split System: Heat Pump with Remote Outdoor Unit-Air-Source) | DLCURAH36ABK |  |  | EA*4X36L17A* | *80MS(N,L)0701412A* | 34800 | 15.5 | 8.1 | 38500 | 35200 | 91.43% | 1.82 | 0 | 9.5 |  |  |  |  | R-410A | 2.9 | Residential & Commercial | USHP
213078050 | Central HP <5.4 tons | COMFORTMAKER | HRCU-A-CB (Split System: Heat Pump with Remote Outdoor Unit-Air-Source) | DLCURAH36ABK |  |  | EA*4X36L21A* | *80MS(N,L)0701716A* | 34800 | 16 | 8.1 | 38500 | 35200 | 91.43% | 1.82 | 0 | 9.5 |  |  |  |  | R-410A | 2.9 | Residential & Commercial | USHP
213078134 | Central HP <5.4 tons | COMFORTMAKER | HRCU-A-CB (Split System: Heat Pump with Remote Outdoor Unit-Air-Source) | DLCURAH36ABK |  |  | END4X42L17** | *80MS(N,L)0701716A* | 35800 | 15.5 | 8.1 | 38500 | 35200 | 91.43% | 1.96 | 0 | 10 |  |  |  |  | R-410A | 2.9833 | Residential & Commercial | USHP | Ducted CEE Tier 1
215932175 | Central HP <5.4 tons | BRYANT HEATING AND COOLING SYSTEMS | HRCU-A-CB (Split System: Heat Pump with Remote Outdoor Unit-Air-Source) | 293VAN036**AA* |  |  | CAA**3721AM*+UI | 986TD42060C17*** | 33800 | 19.5 | 9.5 | 34200 | 26000 | 76.02% | 2.06 | 0 | 11 |  |  |  |  | R-454B | 2.8167 | Residential & Commercial | USHP | Ducted CEE Tier 1
215932145 | Central HP <5.4 tons | BRYANT HEATING AND COOLING SYSTEMS | HRCU-A-CB (Split System: Heat Pump with Remote Outdoor Unit-Air-Source) | 293VAN036**AA* |  |  | CAA**3717AM*+UI | 986TD30040C14*** | 32200 | 17.5 | 9 | 34000 | 26200 | 77.06% | 1.96 | 0 | 10.5 |  |  |  |  | R-454B | 2.6833 | Residential & Commercial | USHP | Ducted CEE Tier 1
215932295 | Central HP <5.4 tons | BRYANT HEATING AND COOLING SYSTEMS | HRCU-A-CB (Split System: Heat Pump with Remote Outdoor Unit-Air-Source) | 293VAN036**AA* |  |  | CAA**4221AM*+UI | 987MC60060C21*** | 32600 | 19 | 9.5 | 35200 | 27200 | 77.27% | 2 | 0 | 11 |  |  |  |  | R-454B | 2.7167 | Residential & Commercial | USHP | Ducted CEE Tier 1
215932345 | Central HP <5.4 tons | BRYANT HEATING AND COOLING SYSTEMS | HRCU-A-CB (Split System: Heat Pump with Remote Outdoor Unit-Air-Source) | 293VAN036**AA* |  |  | CAA**4221AM*+UI | 986TD42080C17*** | 32600 | 19.5 | 9.5 | 35200 | 27000 | 76.7% | 2 | 0 | 11 |  |  |  |  | R-454B | 2.7167 | Residential & Commercial | USHP | Ducted CEE Tier 1
215932445 | Central HP <5.4 tons | BRYANT HEATING AND COOLING SYSTEMS | HRCU-A-CB (Split System: Heat Pump with Remote Outdoor Unit-Air-Source) | 293VAN036**AA* |  |  | CAA**4821AM*+UI | 88*TB60110C21*** | 33400 | 20.5 | 9.5 | 34400 | 26200 | 76.16% | 2.04 | 0 | 11.7 |  |  |  |  | R-454B | 2.7833 | Residential & Commercial | USHP | Ducted CEE Tier 1
215932745 | Central HP <5.4 tons | BRYANT HEATING AND COOLING SYSTEMS | HRCU-A-CB (Split System: Heat Pump with Remote Outdoor Unit-Air-Source) | 293VAN036**AA* |  |  | CAA**6121AM*+UI | 935CB48060C17*** | 34200 | 20 | 9 | 34800 | 26600 | 76.44% | 1.92 | 0 | 11.5 |  |  |  |  | R-454B | 2.85 | Residential & Commercial | USHP | Ducted CEE Tier 1
215934125 | Central HP <5.4 tons | BRYANT HEATING AND COOLING SYSTEMS | HRCU-A-CB (Split System: Heat Pump with Remote Outdoor Unit-Air-Source) | 293VAN048**AA* |  |  | CAA**6024AM*+UI | 935CB60080C21*** | 44500 | 21 | 9.5 | 48500 | 36600 | 75.46% | 2 | 0 | 11 |  |  |  |  | R-454B | 3.7083 | Residential & Commercial | USHP | Ducted CEE Tier 1
212975331 | Central HP <5.4 tons | CARRIER | HRCU-A-CB (Split System: Heat Pump with Remote Outdoor Unit-Air-Source) | 38MURAQ24AB3* |  |  | CNPV*2417AL* | 59TP6C040V17**12 | 23200 | 15.5 | 8.5 | 27000 | 25000 | 92.59% | 2.06 | 0 | 10 |  |  |  |  | R-410A | 1.9333 | Residential & Commercial | USHP | Ducted CEE Tier 1
212975749 | Central HP <5.4 tons | CARRIER | HRCU-A-CB (Split System: Heat Pump with Remote Outdoor Unit-Air-Source) | 38MURAQ24AB3* |  |  | CNPV*3617AL* | 59TP6C060V14**12 | 23400 | 16.5 | 8.1 | 26200 | 24600 | 93.89% | 2.04 | 0 | 10 |  |  |  |  | R-410A | 1.95 | Residential & Commercial | USHP | Ducted CEE Tier 1
208130405 | Central HP <5.4 tons | ECO-AIR | HRCU-A-CB (Split System: Heat Pump with Remote Outdoor Unit-Air-Source) | MOE31U-36HFN1-M |  |  | MVC-36HWFN1-M | 0 | 36000 | 16 | 9.5 | 40000 | 34400 | 86% | 1.97 | 10.5 | 10 |  |  |  |  | R-410A | 3 | Residential & Commercial | USHP | Ducted CEE Tier 1
215931535 | Central HP <5.4 tons | BRYANT HEATING AND COOLING SYSTEMS | HRCU-A-CB (Split System: Heat Pump with Remote Outdoor Unit-Air-Source) | 293VAN060**AA* |  |  | CAA**6024AM*+UI | 88*TB60070C21*** | 55500 | 18 | 8.1 | 60500 | 46500 | 76.86% | 1.95 | 0 | 11 |  |  |  |  | R-454B | 4.625 | Residential & Commercial | USHP | Ducted CEE Tier 1
212940794 | Central HP <5.4 tons | COMFORTSTAR | HRCU-A-CB (Split System: Heat Pump with Remote Outdoor Unit-Air-Source) | CPH60CD(O) |  |  | AHU60-SG2 | 0 | 55000 | 15.3 | 9.4 | 59000 | 48500 | 82.2% | 1.91 | 9 | 8.8 |  |  |  |  | R-410A | 4.5833 | Residential & Commercial | USHP
212969592 | Central HP <5.4 tons | HEIL | HRCU-A-CB (Split System: Heat Pump with Remote Outdoor Unit-Air-Source) | DLCURAH18ABK |  |  | EN(A,D)4X30L14** | *80VSL0451412B* | 17400 | 16.5 | 8.1 | 17900 | 18600 | 103.9% | 2.24 | 0 | 11 |  |  |  |  | R-410A | 1.45 | Residential & Commercial | USHP | Ducted CEE Tier 1
213076523 | Central HP <5.4 tons | COMFORTMAKER | HRCU-A-CB (Split System: Heat Pump with Remote Outdoor Unit-Air-Source) | DLCURAH36ABK |  |  | EA*4X43L21A* | *80VTL0701716B* | 36200 | 16 | 8.5 | 38000 | 34800 | 91.58% | 2.04 | 0 | 10 |  |  |  |  | R-410A | 3.0167 | Residential & Commercial | USHP | Ducted CEE Tier 1
213076556 | Central HP <5.4 tons | COMFORTMAKER | HRCU-A-CB (Split System: Heat Pump with Remote Outdoor Unit-Air-Source) | DLCURAH36ABK |  |  | END4X42L17** | *80VTL0701716B* | 35400 | 16 | 8.1 | 38500 | 35000 | 90.91% | 1.94 | 0 | 10 |  |  |  |  | R-410A | 2.95 | Residential & Commercial | USHP | Ducted CEE Tier 1
213077159 | Central HP <5.4 tons | COMFORTMAKER | HRCU-A-CB (Split System: Heat Pump with Remote Outdoor Unit-Air-Source) | DLCURAH36ABK |  |  | EA*4X42L21A* | *96VSN1002120B* | 35400 | 16 | 8.1 | 38500 | 35200 | 91.43% | 1.88 | 0 | 10 |  |  |  |  | R-410A | 2.95 | Residential & Commercial | USHP | Ducted CEE Tier 1
215932795 | Central HP <5.4 tons | BRYANT HEATING AND COOLING SYSTEMS | HRCU-A-CB (Split System: Heat Pump with Remote Outdoor Unit-Air-Source) | 293VAN036**AA* |  |  | CAA**6121AM*+UI | 987MC42080C17*** | 34200 | 20 | 9 | 35000 | 26600 | 76% | 1.94 | 0 | 11.5 |  |  |  |  | R-454B | 2.85 | Residential & Commercial | USHP | Ducted CEE Tier 1
215932995 | Central HP <5.4 tons | BRYANT HEATING AND COOLING SYSTEMS | HRCU-A-CB (Split System: Heat Pump with Remote Outdoor Unit-Air-Source) | 293VAN036**AA* |  |  | CSAH*3012AM*+UI | 987MC42060C17*** | 32200 | 18 | 9 | 34800 | 26800 | 77.01% | 1.9 | 0 | 10 |  |  |  |  | R-454B | 2.6833 | Residential & Commercial | USHP | Ducted CEE Tier 1
215933145 | Central HP <5.4 tons | BRYANT HEATING AND COOLING SYSTEMS | HRCU-A-CB (Split System: Heat Pump with Remote Outdoor Unit-Air-Source) | 293VAN036**AA* |  |  | CSAH*3612AM*+UI | 935CB60080C21*** | 33200 | 18.5 | 9 | 35000 | 26800 | 76.57% | 1.92 | 0 | 11 |  |  |  |  | R-454B | 2.7667 | Residential & Commercial | USHP | Ducted CEE Tier 1
215933245 | Central HP <5.4 tons | BRYANT HEATING AND COOLING SYSTEMS | HRCU-A-CB (Split System: Heat Pump with Remote Outdoor Unit-Air-Source) | 293VAN036**AA* |  |  | CSAH*3612AM*+UI | 986TD42080C17*** | 33000 | 18.5 | 9 | 35200 | 27000 | 76.7% | 1.92 | 0 | 11 |  |  |  |  | R-454B | 2.75 | Residential & Commercial | USHP | Ducted CEE Tier 1
215933365 | Central HP <5.4 tons | BRYANT HEATING AND COOLING SYSTEMS | HRCU-A-CB (Split System: Heat Pump with Remote Outdoor Unit-Air-Source) | 293VAN036**AA* |  |  | CSAH*4212AM*+UI | 935CB48060C17*** | 33400 | 18.5 | 9 | 35200 | 27000 | 76.7% | 1.92 | 0 | 11 |  |  |  |  | R-454B | 2.7833 | Residential & Commercial | USHP | Ducted CEE Tier 1
215933415 | Central HP <5.4 tons | BRYANT HEATING AND COOLING SYSTEMS | HRCU-A-CB (Split System: Heat Pump with Remote Outdoor Unit-Air-Source) | 293VAN036**AA* |  |  | CSAH*4212AM*+UI | 987MC42080C17*** | 33400 | 18.5 | 9 | 35400 | 27000 | 76.27% | 1.92 | 0 | 11 |  |  |  |  | R-454B | 2.7833 | Residential & Commercial | USHP | Ducted CEE Tier 1
213078882 | Central HP <5.4 tons | COMFORTMAKER | HRCU-A-CB (Split System: Heat Pump with Remote Outdoor Unit-Air-Source) | DLCURAH36ABK |  |  | EA*4X43L21A* | *80MSU1002120A* | 36400 | 16 | 8.5 | 38000 | 34800 | 91.58% | 2.1 | 0 | 10 |  |  |  |  | R-410A | 3.0333 | Residential & Commercial | USHP | Ducted CEE Tier 1
211644112 | Central HP <5.4 tons | ECO-AIR | HRCU-A-CB (Split System: Heat Pump with Remote Outdoor Unit-Air-Source) | MOX430-17HFN1-MT0W |  |  | MVC-18HWFN1-MW(GA) | 0 | 18000 | 17.6 | 9.6 | 19000 | 17000 | 89.47% | 2 | 12.5 | 11.7 |  |  |  |  | R-410A | 1.5 | Residential & Commercial | USHP | Ducted CEE Tier 1
213079674 | Central HP <5.4 tons | COMFORTMAKER | HRCU-A-CB (Split System: Heat Pump with Remote Outdoor Unit-Air-Source) | DLCURAH36ABK |  |  | EA*4X42L24A* | *92MSN0802120A* | 35200 | 16.5 | 8.1 | 38500 | 35000 | 90.91% | 1.88 | 0 | 10 |  |  |  |  | R-410A | 2.9333 | Residential & Commercial | USHP | Ducted CEE Tier 1
213079758 | Central HP <5.4 tons | COMFORTMAKER | HRCU-A-CB (Split System: Heat Pump with Remote Outdoor Unit-Air-Source) | DLCURAH36ABK |  |  | EA*4X42L21A* | *92MSN1002120A* | 35200 | 16.5 | 8.1 | 38500 | 35000 | 90.91% | 1.88 | 0 | 10 |  |  |  |  | R-410A | 2.9333 | Residential & Commercial | USHP | Ducted CEE Tier 1
216720950 | Central HP <5.4 tons | COMFORTSTAR | HRCU-A-CB (Split System: Heat Pump with Remote Outdoor Unit-Air-Source) | CPH3-60CD(O) |  |  | AHU3-60-SG3 | 0 | 54000 | 16 | 9 | 56000 | 52000 | 92.86% | 1.8 | 0 | 10 |  |  |  |  | R-454B | 4.5 | Residential & Commercial | USHP | Ducted CEE Tier 1
215932255 | Central HP <5.4 tons | BRYANT HEATING AND COOLING SYSTEMS | HRCU-A-CB (Split System: Heat Pump with Remote Outdoor Unit-Air-Source) | 293VAN036**AA* |  |  | CAA**4221AM*+UI | 88*TB60110C21*** | 32800 | 20 | 9.5 | 34600 | 26600 | 76.88% | 2.02 | 0 | 11.5 |  |  |  |  | R-454B | 2.7333 | Residential & Commercial | USHP | Ducted CEE Tier 1
215932305 | Central HP <5.4 tons | BRYANT HEATING AND COOLING SYSTEMS | HRCU-A-CB (Split System: Heat Pump with Remote Outdoor Unit-Air-Source) | 293VAN036**AA* |  |  | CAA**4221AM*+UI | 987MC42080C17*** | 32400 | 19.5 | 9.5 | 35400 | 27200 | 76.84% | 2 | 0 | 11 |  |  |  |  | R-454B | 2.7 | Residential & Commercial | USHP | Ducted CEE Tier 1
215931555 | Central HP <5.4 tons | BRYANT HEATING AND COOLING SYSTEMS | HRCU-A-CB (Split System: Heat Pump with Remote Outdoor Unit-Air-Source) | 293VAN060**AA* |  |  | CAA**6024AM*+UI | 88*TB60110C21*** | 56000 | 18.5 | 8.5 | 60500 | 45500 | 75.21% | 2.06 | 0 | 11.5 |  |  |  |  | R-454B | 4.6667 | Residential & Commercial | USHP | Ducted CEE Tier 1
215931755 | Central HP <5.4 tons | BRYANT HEATING AND COOLING SYSTEMS | HRCU-A-CB (Split System: Heat Pump with Remote Outdoor Unit-Air-Source) | 293VAN060**AA* |  |  | CAA**6124AM*+UI | 987MC66100C21*** | 57000 | 18.5 | 8.5 | 60500 | 46500 | 76.86% | 2.02 | 0 | 11.5 |  |  |  |  | R-454B | 4.75 | Residential & Commercial | USHP | Ducted CEE Tier 1
215932625 | Central HP <5.4 tons | BRYANT HEATING AND COOLING SYSTEMS | HRCU-A-CB (Split System: Heat Pump with Remote Outdoor Unit-Air-Source) | 293VAN036**AA* |  |  | CAA**6024AM*+UI | 987MC66120C24*** | 34000 | 20.5 | 9.5 | 34200 | 26000 | 76.02% | 2.06 | 0 | 11.7 |  |  |  |  | R-454B | 2.8333 | Residential & Commercial | USHP | Ducted CEE Tier 1
215932775 | Central HP <5.4 tons | BRYANT HEATING AND COOLING SYSTEMS | HRCU-A-CB (Split System: Heat Pump with Remote Outdoor Unit-Air-Source) | 293VAN036**AA* |  |  | CAA**6121AM*+UI | 987MC42060C17*** | 34000 | 19.5 | 9 | 33800 | 25800 | 76.33% | 1.94 | 0 | 11 |  |  |  |  | R-454B | 2.8333 | Residential & Commercial | USHP | Ducted CEE Tier 1
213078502 | Central HP <5.4 tons | COMFORTMAKER | HRCU-A-CB (Split System: Heat Pump with Remote Outdoor Unit-Air-Source) | DLCURAH36ABK |  |  | EA*4X37L21A* | *80MS(N,L)0902120A* | 37000 | 16 | 8.5 | 38500 | 35000 | 90.91% | 2.08 | 0 | 10 |  |  |  |  | R-410A | 3.0833 | Residential & Commercial | USHP | Ducted CEE Tier 1
215931875 | Central HP <5.4 tons | BRYANT HEATING AND COOLING SYSTEMS | HRCU-A-CB (Split System: Heat Pump with Remote Outdoor Unit-Air-Source) | 293VAN060**AA* |  |  | CSAH*6012AM*+UI | 987MC60080C21*** | 56000 | 17.5 | 8.1 | 61000 | 46000 | 75.41% | 1.95 | 0 | 11 |  |  |  |  | R-454B | 4.6667 | Residential & Commercial | USHP | Ducted CEE Tier 1
215933465 | Central HP <5.4 tons | BRYANT HEATING AND COOLING SYSTEMS | HRCU-A-CB (Split System: Heat Pump with Remote Outdoor Unit-Air-Source) | 293VAN036**AA* |  |  | CSAH*4212AM*+UI | 986TD42060C17*** | 33200 | 18.5 | 9 | 34200 | 26200 | 76.61% | 1.94 | 0 | 10.5 |  |  |  |  | R-454B | 2.7667 | Residential & Commercial | USHP | Ducted CEE Tier 1
215933715 | Central HP <5.4 tons | BRYANT HEATING AND COOLING SYSTEMS | HRCU-A-CB (Split System: Heat Pump with Remote Outdoor Unit-Air-Source) | 293VAN036**AA* |  |  | CSAH*6012AM*+UI | 83*CA36040C17*** | 34200 | 20 | 9 | 34400 | 26200 | 76.16% | 1.94 | 0 | 11.7 |  |  |  |  | R-454B | 2.85 | Residential & Commercial | USHP | Ducted CEE Tier 1
213079134 | Central HP <5.4 tons | COMFORTMAKER | HRCU-A-CB (Split System: Heat Pump with Remote Outdoor Unit-Air-Source) | DLCURAH36ABK |  |  | EA*4X43L21A* | *80MSU0601716A* | 36600 | 16.5 | 8.5 | 38000 | 34800 | 91.58% | 2.08 | 0 | 10 |  |  |  |  | R-410A | 3.05 | Residential & Commercial | USHP | Ducted CEE Tier 1
213079368 | Central HP <5.4 tons | COMFORTMAKER | HRCU-A-CB (Split System: Heat Pump with Remote Outdoor Unit-Air-Source) | DLCURAH36ABK |  |  | END4X42L17** | *92MSN0601412A* | 35600 | 15.5 | 8.1 | 38500 | 35200 | 91.43% | 1.94 | 0 | 10 |  |  |  |  | R-410A | 2.9667 | Residential & Commercial | USHP | Ducted CEE Tier 1
211240964 | Central HP <5.4 tons | HEIL | HRCU-A-CB (Split System: Heat Pump with Remote Outdoor Unit-Air-Source) | DLCURAH24ABK |  |  | EA*4X25L17A* | *96VTN0401712A* | 23800 | 16 | 8.1 | 25200 | 21800 | 86.51% | 1.82 | 0 | 10 |  |  |  |  | R-410A | 1.9833 | Residential & Commercial | USHP | Ducted CEE Tier 1
211241037 | Central HP <5.4 tons | HEIL | HRCU-A-CB (Split System: Heat Pump with Remote Outdoor Unit-Air-Source) | DLCURAH24ABK |  |  | EA*4X25L17A* | *96VTN0601412A* | 24000 | 16.5 | 8.1 | 25200 | 21600 | 85.71% | 1.82 | 0 | 10 |  |  |  |  | R-410A | 2 | Residential & Commercial | USHP | Ducted CEE Tier 1
211230784 | Central HP <5.4 tons | HEIL | HRCU-A-CB (Split System: Heat Pump with Remote Outdoor Unit-Air-Source) | DLCURAH36ABK |  |  | EN(A,D)4X48L24** | *96VTN1202422A* | 36200 | 16 | 8.1 | 38500 | 34800 | 90.39% | 2.02 | 0 | 10 |  |  |  |  | R-410A | 3.0167 | Residential & Commercial | USHP | Ducted CEE Tier 1
211230811 | Central HP <5.4 tons | HEIL | HRCU-A-CB (Split System: Heat Pump with Remote Outdoor Unit-Air-Source) | DLCURAH36ABK |  |  | EN(A,D)4X48L24** | OMV154L20A | 37000 | 16 | 8.1 | 39500 | 35000 | 88.61% | 2.06 | 0 | 10.5 |  |  |  |  | R-410A | 3.0833 | Residential & Commercial | USHP | Ducted CEE Tier 1
211207027 | Central HP <5.4 tons | YORK | HRCU-A-CB (Split System: Heat Pump with Remote Outdoor Unit-Air-Source) | YZV60B21 |  |  | XAMC60HE4N1+CC | YP9C100C20MP13 | 52000 | 18 | 8.5 | 55000 | 42000 | 76.36% | 2.16 | 0 | 11 |  |  |  |  | R-410A | 4.3333 | Residential & Commercial | USHP | Ducted CEE Tier 1
211225688 | Central HP <5.4 tons | CARRIER | HRCU-A-CB (Split System: Heat Pump with Remote Outdoor Unit-Air-Source) | 38MURAQ36AB3* |  |  | CAP**3621AL* | 59TP6B100V21**20 | 35600 | 15.5 | 8.1 | 39500 | 35200 | 89.11% | 1.84 | 0 | 9.5 |  |  |  |  | R-410A | 2.9667 | Residential & Commercial | USHP
213076485 | Central HP <5.4 tons | CARRIER | HRCU-A-CB (Split System: Heat Pump with Remote Outdoor Unit-Air-Source) | 38MURAQ36AB3* |  |  | CAP**3717AL* | 58TP*B070V17**16 | 36000 | 15.5 | 8.5 | 38500 | 35000 | 90.91% | 2 | 0 | 10 |  |  |  |  | R-410A | 3 | Residential & Commercial | USHP | Ducted CEE Tier 1
215931925 | Central HP <5.4 tons | BRYANT HEATING AND COOLING SYSTEMS | HRCU-A-CB (Split System: Heat Pump with Remote Outdoor Unit-Air-Source) | 293VAN036**AA* |  |  | CAA**2414AM*+UI | 986TD30040C14*** | 30400 | 17 | 9 | 35000 | 26800 | 76.57% | 1.9 | 0 | 10 |  |  |  |  | R-454B | 2.5333 | Residential & Commercial | USHP | Ducted CEE Tier 1
213079684 | Central HP <5.4 tons | COMFORTMAKER | HRCU-A-CB (Split System: Heat Pump with Remote Outdoor Unit-Air-Source) | DLCURAH36ABK |  |  | EA*4X43L21A* | *92MSN0802120A* | 36800 | 16.5 | 8.5 | 38500 | 34800 | 90.39% | 2.08 | 0 | 10 |  |  |  |  | R-410A | 3.0667 | Residential & Commercial | USHP | Ducted CEE Tier 1
211228877 | Central HP <5.4 tons | TEMPSTAR | HRCU-A-CB (Split System: Heat Pump with Remote Outdoor Unit-Air-Source) | DLCURAH36ABK |  |  | EA*4X48L21A* | *80ESU0601716A | 36600 | 16 | 8.5 | 38500 | 34800 | 90.39% | 2.08 | 0 | 10 |  |  |  |  | R-410A | 3.05 | Residential & Commercial | USHP | Ducted CEE Tier 1
211229092 | Central HP <5.4 tons | TEMPSTAR | HRCU-A-CB (Split System: Heat Pump with Remote Outdoor Unit-Air-Source) | DLCURAH36ABK |  |  | EA*4X48L21A* | *96VSN0801716A* | 35600 | 16 | 8.1 | 38500 | 34600 | 89.87% | 2.04 | 0 | 10 |  |  |  |  | R-410A | 2.9667 | Residential & Commercial | USHP | Ducted CEE Tier 1
211229142 | Central HP <5.4 tons | TEMPSTAR | HRCU-A-CB (Split System: Heat Pump with Remote Outdoor Unit-Air-Source) | DLCURAH36ABK |  |  | EA*4X48L21A* | *95ESU1002120A* | 36200 | 16 | 8.5 | 38500 | 34600 | 89.87% | 2.06 | 0 | 10 |  |  |  |  | R-410A | 3.0167 | Residential & Commercial | USHP | Ducted CEE Tier 1
211229191 | Central HP <5.4 tons | TEMPSTAR | HRCU-A-CB (Split System: Heat Pump with Remote Outdoor Unit-Air-Source) | DLCURAH36ABK |  |  | EA*4X48L21A* | *96VTN1002122A* | 35800 | 16.5 | 8.5 | 37800 | 34600 | 91.53% | 2.04 | 0 | 10 |  |  |  |  | R-410A | 2.9833 | Residential & Commercial | USHP | Ducted CEE Tier 1
211225711 | Central HP <5.4 tons | CARRIER | HRCU-A-CB (Split System: Heat Pump with Remote Outdoor Unit-Air-Source) | 38MURAQ36AB3* |  |  | CAP**3717AL* | 59SC2D060E17**14 | 35800 | 16 | 8.1 | 38500 | 34800 | 90.39% | 2 | 0 | 10 |  |  |  |  | R-410A | 2.9833 | Residential & Commercial | USHP | Ducted CEE Tier 1
211225763 | Central HP <5.4 tons | CARRIER | HRCU-A-CB (Split System: Heat Pump with Remote Outdoor Unit-Air-Source) | 38MURAQ36AB3* |  |  | CAP**3721AL* | 59TP6B080V21**20 | 37000 | 15.5 | 8.5 | 38500 | 35000 | 90.91% | 2.1 | 0 | 10 |  |  |  |  | R-410A | 3.0833 | Residential & Commercial | USHP | Ducted CEE Tier 1
211225779 | Central HP <5.4 tons | CARRIER | HRCU-A-CB (Split System: Heat Pump with Remote Outdoor Unit-Air-Source) | 38MURAQ36AB3* |  |  | CAP**4221AL* | 58S(B,C)*A090E21**16 | 35800 | 16 | 8.1 | 38500 | 35000 | 90.91% | 1.9 | 0 | 10 |  |  |  |  | R-410A | 2.9833 | Residential & Commercial | USHP | Ducted CEE Tier 1
211225788 | Central HP <5.4 tons | CARRIER | HRCU-A-CB (Split System: Heat Pump with Remote Outdoor Unit-Air-Source) | 38MURAQ36AB3* |  |  | CAP**4221AL* | 58SU*A080E21**20 | 36800 | 15.5 | 8.5 | 40000 | 35200 | 88% | 1.96 | 0 | 10 |  |  |  |  | R-410A | 3.0667 | Residential & Commercial | USHP | Ducted CEE Tier 1
211225804 | Central HP <5.4 tons | CARRIER | HRCU-A-CB (Split System: Heat Pump with Remote Outdoor Unit-Air-Source) | 38MURAQ36AB3* |  |  | CAP**4221AL* | 59SP6A060V17**14 | 35000 | 15.2 | 8.1 | 38500 | 35200 | 91.43% | 1.86 | 0 | 9.5 |  |  |  |  | R-410A | 2.9167 | Residential & Commercial | USHP
211225872 | Central HP <5.4 tons | CARRIER | HRCU-A-CB (Split System: Heat Pump with Remote Outdoor Unit-Air-Source) | 38MURAQ36AB3* |  |  | CAP**4321AL* | 58S(B,C)*A090E21**20 | 36800 | 16 | 8.5 | 38500 | 34800 | 90.39% | 2.1 | 0 | 10 |  |  |  |  | R-410A | 3.0667 | Residential & Commercial | USHP | Ducted CEE Tier 1
211225879 | Central HP <5.4 tons | CARRIER | HRCU-A-CB (Split System: Heat Pump with Remote Outdoor Unit-Air-Source) | 38MURAQ36AB3* |  |  | CAP**4321AL* | 58SU*A060E17**16 | 37200 | 16 | 8.5 | 38500 | 34800 | 90.39% | 2.12 | 0 | 10 |  |  |  |  | R-410A | 3.1 | Residential & Commercial | USHP | Ducted CEE Tier 1
211230777 | Central HP <5.4 tons | TEMPSTAR | HRCU-A-CB (Split System: Heat Pump with Remote Outdoor Unit-Air-Source) | DLCURAH36ABK |  |  | EN(A,D)4X48L24** | *96VTN1002122A* | 36000 | 16.5 | 8.1 | 38500 | 34800 | 90.39% | 2.02 | 0 | 10.5 |  |  |  |  | R-410A | 3 | Residential & Commercial | USHP | Ducted CEE Tier 1
211207026 | Central HP <5.4 tons | YORK | HRCU-A-CB (Split System: Heat Pump with Remote Outdoor Unit-Air-Source) | YZV60B21 |  |  | XAMC60HE4N1+CC | TP9C100C20MP13 | 52000 | 18 | 8.5 | 55000 | 42000 | 76.36% | 2.16 | 0 | 11 |  |  |  |  | R-410A | 4.3333 | Residential & Commercial | USHP | Ducted CEE Tier 1
215932135 | Central HP <5.4 tons | BRYANT HEATING AND COOLING SYSTEMS | HRCU-A-CB (Split System: Heat Pump with Remote Outdoor Unit-Air-Source) | 293VAN036**AA* |  |  | CAA**3717AM*+UI | 987MC42060C17*** | 33200 | 19 | 9.5 | 34600 | 26400 | 76.3% | 2.04 | 0 | 10.5 |  |  |  |  | R-454B | 2.7667 | Residential & Commercial | USHP | Ducted CEE Tier 1
212331392 | Central HP <5.4 tons | LBG Products | HRCU-A-C (Split System: Heat Pump with Remote Outdoor Unit with No Indoor Fan --Air Source) | LCUHB36DO |  |  | LCHB36DA | 0 | 35000 | 15.2 | 10 | 39000 | 32000 | 82.05% | 2 | 10.2 | 10 |  |  |  |  | R-410A | 2.9167 | Residential & Commercial | USHP | Ducted CEE Tier 1
215931585 | Central HP <5.4 tons | BRYANT HEATING AND COOLING SYSTEMS | HRCU-A-CB (Split System: Heat Pump with Remote Outdoor Unit-Air-Source) | 293VAN060**AA* |  |  | CAA**6024AM*+UI | 935CB66100C21*** | 56000 | 18.5 | 8.5 | 60500 | 45500 | 75.21% | 2.08 | 0 | 11.5 |  |  |  |  | R-454B | 4.6667 | Residential & Commercial | USHP | Ducted CEE Tier 1
215932585 | Central HP <5.4 tons | BRYANT HEATING AND COOLING SYSTEMS | HRCU-A-CB (Split System: Heat Pump with Remote Outdoor Unit-Air-Source) | 293VAN036**AA* |  |  | CAA**6024AM*+UI | 935CB66100C21*** | 34000 | 20.5 | 9.5 | 34000 | 25800 | 75.88% | 2.04 | 0 | 12 |  |  |  |  | R-454B | 2.8333 | Residential & Commercial | USHP | Ducted CEE Tier 1
215933355 | Central HP <5.4 tons | BRYANT HEATING AND COOLING SYSTEMS | HRCU-A-CB (Split System: Heat Pump with Remote Outdoor Unit-Air-Source) | 293VAN036**AA* |  |  | CSAH*4212AM*+UI | 88*TB66135C24*** | 33600 | 19.5 | 9 | 34600 | 26400 | 76.3% | 1.92 | 0 | 11.7 |  |  |  |  | R-454B | 2.8 | Residential & Commercial | USHP | Ducted CEE Tier 1
215931715 | Central HP <5.4 tons | BRYANT HEATING AND COOLING SYSTEMS | HRCU-A-CB (Split System: Heat Pump with Remote Outdoor Unit-Air-Source) | 293VAN060**AA* |  |  | CAA**6124AM*+UI | 88*TB66135C24*** | 57000 | 19 | 8.5 | 60500 | 46000 | 76.03% | 2.04 | 0 | 11.7 |  |  |  |  | R-454B | 4.75 | Residential & Commercial | USHP | Ducted CEE Tier 1
215931765 | Central HP <5.4 tons | BRYANT HEATING AND COOLING SYSTEMS | HRCU-A-CB (Split System: Heat Pump with Remote Outdoor Unit-Air-Source) | 293VAN060**AA* |  |  | CAA**6124AM*+UI | 987MC66120C24*** | 57000 | 18.5 | 8.5 | 60500 | 46500 | 76.86% | 2.02 | 0 | 11 |  |  |  |  | R-454B | 4.75 | Residential & Commercial | USHP | Ducted CEE Tier 1
216759898 | Central HP <5.4 tons | ECO-AIR | HRCU-A-CB (Split System: Heat Pump with Remote Outdoor Unit-Air-Source) | ECUO-42H |  |  | ECMP-48U | 0 | 42000 | 16.7 | 9.5 | 50000 | 46000 | 92% | 1.9 | 0 | 11.7 |  |  |  |  | R-454B | 3.5 | Residential & Commercial | USHP | Ducted CEE Tier 1
215931965 | Central HP <5.4 tons | BRYANT HEATING AND COOLING SYSTEMS | HRCU-A-CB (Split System: Heat Pump with Remote Outdoor Unit-Air-Source) | 293VAN036**AA* |  |  | CAA**2517AM*+UI | 987MC42060C17*** | 33400 | 19 | 9.5 | 34400 | 26200 | 76.16% | 2.04 | 0 | 10.5 |  |  |  |  | R-454B | 2.7833 | Residential & Commercial | USHP | Ducted CEE Tier 1
215932065 | Central HP <5.4 tons | BRYANT HEATING AND COOLING SYSTEMS | HRCU-A-CB (Split System: Heat Pump with Remote Outdoor Unit-Air-Source) | 293VAN036**AA* |  |  | CAA**3617AM*+UI | 88*TB48070C17*** | 32200 | 19 | 9.5 | 35400 | 27200 | 76.84% | 2 | 0 | 10.5 |  |  |  |  | R-454B | 2.6833 | Residential & Commercial | USHP | Ducted CEE Tier 1
215932165 | Central HP <5.4 tons | BRYANT HEATING AND COOLING SYSTEMS | HRCU-A-CB (Split System: Heat Pump with Remote Outdoor Unit-Air-Source) | 293VAN036**AA* |  |  | CAA**3721AM*+UI | 987MC42060C17*** | 33600 | 19.5 | 9.5 | 34200 | 26200 | 76.61% | 2.06 | 0 | 11 |  |  |  |  | R-454B | 2.8 | Residential & Commercial | USHP | Ducted CEE Tier 1
211229629 | Central HP <5.4 tons | TEMPSTAR | HRCU-A-CB (Split System: Heat Pump with Remote Outdoor Unit-Air-Source) | DLCURAH36ABK |  |  | EA*4X48L24A* | *96VTN1202422A* | 36000 | 16 | 8.5 | 38500 | 34600 | 89.87% | 2.06 | 0 | 10 |  |  |  |  | R-410A | 3 | Residential & Commercial | USHP | Ducted CEE Tier 1
211207046 | Central HP <5.4 tons | YORK | HRCU-A-CB (Split System: Heat Pump with Remote Outdoor Unit-Air-Source) | YZV48B21 |  |  | XAMC48HE3N1+CC | TMLV100C16MP12 | 43500 | 19 | 9 | 44500 | 36200 | 81.35% | 2.14 | 0 | 12 |  |  |  |  | R-410A | 3.625 | Residential & Commercial | USHP | Ducted CEE Tier 1
216759905 | Central HP <5.4 tons | ECO-AIR | HRCU-A-C (Split System: Heat Pump with Remote Outdoor Unit with No Indoor Fan --Air Source) | ECUO-24E |  |  | ECCB-24U | 0 | 24000 | 16 | 9 | 25000 | 19000 | 76% | 1.8 | 0 | 10 |  |  |  |  | R-454B | 2 | Residential & Commercial | USHP | Ducted CEE Tier 1
215931985 | Central HP <5.4 tons | BRYANT HEATING AND COOLING SYSTEMS | HRCU-A-CB (Split System: Heat Pump with Remote Outdoor Unit-Air-Source) | 293VAN036**AA* |  |  | CAA**2517AM*+UI | 986TD42060C17*** | 33600 | 19.5 | 9.5 | 34400 | 26200 | 76.16% | 2.05 | 0 | 11 |  |  |  |  | R-454B | 2.8 | Residential & Commercial | USHP | Ducted CEE Tier 1
215932435 | Central HP <5.4 tons | BRYANT HEATING AND COOLING SYSTEMS | HRCU-A-CB (Split System: Heat Pump with Remote Outdoor Unit-Air-Source) | 293VAN036**AA* |  |  | CAA**4821AM*+UI | 88*TB60090C21*** | 33400 | 20 | 9.5 | 34600 | 26400 | 76.3% | 2.04 | 0 | 11.7 |  |  |  |  | R-454B | 2.7833 | Residential & Commercial | USHP | Ducted CEE Tier 1
211644113 | Central HP <5.4 tons | ECO-AIR | HRCU-A-CB (Split System: Heat Pump with Remote Outdoor Unit-Air-Source) | MOD30-24HFN1-MU0W |  |  | MVC-23HWFN1-M | 0 | 23000 | 18.4 | 9.3 | 26000 | 21200 | 81.54% | 1.9 | 12.5 | 11.7 |  |  |  |  | R-410A | 1.9167 | Residential & Commercial | USHP | Ducted CEE Tier 1
213307923 | Central HP <5.4 tons | LBG Products | HRCU-A-CB (Split System: Heat Pump with Remote Outdoor Unit-Air-Source) | LCUHB60DO |  |  | LCHB60DHNI | 0 | 55000 | 15.3 | 9.4 | 59000 | 48500 | 82.2% | 1.91 | 9 | 8.8 |  |  |  |  | R-410A | 4.5833 | Residential & Commercial | USHP
212986276 | Central HP <5.4 tons | COMFORTMAKER | HRCU-A-CB (Split System: Heat Pump with Remote Outdoor Unit-Air-Source) | DLCURAH18ABK |  |  | EA*4X19L17A* | *96MSN0401410A* | 17900 | 16 | 8.5 | 18000 | 17800 | 98.89% | 2.14 | 0 | 10.5 |  |  |  |  | R-410A | 1.4917 | Residential & Commercial | USHP | Ducted CEE Tier 1
213078762 | Central HP <5.4 tons | HEIL | HRCU-A-CB (Split System: Heat Pump with Remote Outdoor Unit-Air-Source) | DLCURAH36ABK |  |  | EN(A,D)4X48L24** | *80MS(N,L)1102420A* | 36200 | 17 | 8.1 | 38500 | 34800 | 90.39% | 2.02 | 0 | 10.5 |  |  |  |  | R-410A | 3.0167 | Residential & Commercial | USHP | Ducted CEE Tier 1
211229510 | Central HP <5.4 tons | TEMPSTAR | HRCU-A-CB (Split System: Heat Pump with Remote Outdoor Unit-Air-Source) | DLCURAH36ABK |  |  | EA*4X48L24A* | *95ESN1002122A* | 37400 | 15.5 | 8.5 | 38500 | 35000 | 90.91% | 2.14 | 0 | 10 |  |  |  |  | R-410A | 3.1167 | Residential & Commercial | USHP | Ducted CEE Tier 1
211229977 | Central HP <5.4 tons | TEMPSTAR | HRCU-A-CB (Split System: Heat Pump with Remote Outdoor Unit-Air-Source) | DLCURAH36ABK |  |  | EN(A,D,W)4X48L21** | *80ES(N,L)1102120A* | 36200 | 16.5 | 8.1 | 38500 | 34800 | 90.39% | 2.02 | 0 | 10.5 |  |  |  |  | R-410A | 3.0167 | Residential & Commercial | USHP | Ducted CEE Tier 1
215932055 | Central HP <5.4 tons | BRYANT HEATING AND COOLING SYSTEMS | HRCU-A-CB (Split System: Heat Pump with Remote Outdoor Unit-Air-Source) | 293VAN036**AA* |  |  | CAA**3617AM*+UI | 88*TB36045C17*** | 32000 | 19 | 9 | 36000 | 27800 | 77.22% | 1.88 | 0 | 10 |  |  |  |  | R-454B | 2.6667 | Residential & Commercial | USHP | Ducted CEE Tier 1
215932155 | Central HP <5.4 tons | BRYANT HEATING AND COOLING SYSTEMS | HRCU-A-CB (Split System: Heat Pump with Remote Outdoor Unit-Air-Source) | 293VAN036**AA* |  |  | CAA**3717AM*+UI | 986TD42060C17*** | 33200 | 19 | 9.5 | 34400 | 26400 | 76.74% | 2.06 | 0 | 10.5 |  |  |  |  | R-454B | 2.7667 | Residential & Commercial | USHP | Ducted CEE Tier 1
215932225 | Central HP <5.4 tons | BRYANT HEATING AND COOLING SYSTEMS | HRCU-A-CB (Split System: Heat Pump with Remote Outdoor Unit-Air-Source) | 293VAN036**AA* |  |  | CAA**4221AM*+UI | 88*TB48070C17*** | 32600 | 19.5 | 9.5 | 35200 | 27000 | 76.7% | 2 | 0 | 11 |  |  |  |  | R-454B | 2.7167 | Residential & Commercial | USHP | Ducted CEE Tier 1
211229101 | Central HP <5.4 tons | TEMPSTAR | HRCU-A-CB (Split System: Heat Pump with Remote Outdoor Unit-Air-Source) | DLCURAH36ABK |  |  | EA*4X48L21A* | *96VSN0802120A* | 36000 | 16 | 8.5 | 38500 | 34600 | 89.87% | 2.06 | 0 | 10 |  |  |  |  | R-410A | 3 | Residential & Commercial | USHP | Ducted CEE Tier 1
211229677 | Central HP <5.4 tons | TEMPSTAR | HRCU-A-CB (Split System: Heat Pump with Remote Outdoor Unit-Air-Source) | DLCURAH36ABK |  |  | END4X42L17** | *80VTL0701716A* | 35600 | 16 | 8.1 | 38500 | 35000 | 90.91% | 1.96 | 0 | 10 |  |  |  |  | R-410A | 2.9667 | Residential & Commercial | USHP | Ducted CEE Tier 1
215932315 | Central HP <5.4 tons | BRYANT HEATING AND COOLING SYSTEMS | HRCU-A-CB (Split System: Heat Pump with Remote Outdoor Unit-Air-Source) | 293VAN036**AA* |  |  | CAA**4221AM*+UI | 987MC60080C21*** | 32800 | 19.5 | 9.5 | 34800 | 26800 | 77.01% | 2.02 | 0 | 11 |  |  |  |  | R-454B | 2.7333 | Residential & Commercial | USHP | Ducted CEE Tier 1
215932865 | Central HP <5.4 tons | BRYANT HEATING AND COOLING SYSTEMS | HRCU-A-CB (Split System: Heat Pump with Remote Outdoor Unit-Air-Source) | 293VAN036**AA* |  |  | CAA**6124AM*+UI | 88*TB60090C21*** | 34600 | 20.5 | 9.5 | 34200 | 25800 | 75.44% | 2.06 | 0 | 12 |  |  |  |  | R-454B | 2.8833 | Residential & Commercial | USHP | Ducted CEE Tier 1
215932935 | Central HP <5.4 tons | BRYANT HEATING AND COOLING SYSTEMS | HRCU-A-CB (Split System: Heat Pump with Remote Outdoor Unit-Air-Source) | 293VAN036**AA* |  |  | CAA**6124AM*+UI | 987MC66120C24*** | 34400 | 20.5 | 9.5 | 34400 | 26000 | 75.58% | 2.06 | 0 | 12 |  |  |  |  | R-454B | 2.8667 | Residential & Commercial | USHP | Ducted CEE Tier 1
215932965 | Central HP <5.4 tons | BRYANT HEATING AND COOLING SYSTEMS | HRCU-A-CB (Split System: Heat Pump with Remote Outdoor Unit-Air-Source) | 293VAN036**AA* |  |  | CSAH*2412AM*+UI | 987MC42060C17*** | 32000 | 17.5 | 9 | 35000 | 27000 | 77.14% | 1.9 | 0 | 10 |  |  |  |  | R-454B | 2.6667 | Residential & Commercial | USHP | Ducted CEE Tier 1
211229929 | Central HP <5.4 tons | TEMPSTAR | HRCU-A-CB (Split System: Heat Pump with Remote Outdoor Unit-Air-Source) | DLCURAH36ABK |  |  | EN(A,D,W)4X48L21** | *80ES(N,L)0702116A* | 35800 | 16.5 | 8.1 | 38500 | 34800 | 90.39% | 2 | 0 | 10 |  |  |  |  | R-410A | 2.9833 | Residential & Commercial | USHP | Ducted CEE Tier 1
211229997 | Central HP <5.4 tons | TEMPSTAR | HRCU-A-CB (Split System: Heat Pump with Remote Outdoor Unit-Air-Source) | DLCURAH36ABK |  |  | EN(A,D,W)4X48L21** | *80VSL0701716A* | 35800 | 16 | 8.1 | 38500 | 34800 | 90.39% | 2 | 0 | 10 |  |  |  |  | R-410A | 2.9833 | Residential & Commercial | USHP | Ducted CEE Tier 1
215931685 | Central HP <5.4 tons | BRYANT HEATING AND COOLING SYSTEMS | HRCU-A-CB (Split System: Heat Pump with Remote Outdoor Unit-Air-Source) | 293VAN060**AA* |  |  | CAA**6124AM*+UI | 88*TB60070C21*** | 56500 | 18.5 | 8.5 | 60500 | 47000 | 77.69% | 2.02 | 0 | 11 |  |  |  |  | R-454B | 4.7083 | Residential & Commercial | USHP | Ducted CEE Tier 1
215931735 | Central HP <5.4 tons | BRYANT HEATING AND COOLING SYSTEMS | HRCU-A-CB (Split System: Heat Pump with Remote Outdoor Unit-Air-Source) | 293VAN060**AA* |  |  | CAA**6124AM*+UI | 987MC60060C21*** | 56000 | 18 | 8.5 | 61000 | 47500 | 77.87% | 2 | 0 | 10.5 |  |  |  |  | R-454B | 4.6667 | Residential & Commercial | USHP | Ducted CEE Tier 1
212383016 | Central HP <5.4 tons | HEIL | HRCU-A-CB (Split System: Heat Pump with Remote Outdoor Unit-Air-Source) | DLCURAH36ABK |  |  | EA*4X36L17A* | *92ESN0601412A* | 35400 | 15.2 | 8.1 | 39500 | 35400 | 89.62% | 1.82 | 0 | 9.5 |  |  |  |  | R-410A | 2.95 | Residential & Commercial | USHP
212383295 | Central HP <5.4 tons | HEIL | HRCU-A-CB (Split System: Heat Pump with Remote Outdoor Unit-Air-Source) | DLCURAH36ABK |  |  | EA*4X36L21A* | *80ES(N,L)0901714A* | 35600 | 15.5 | 8.1 | 39500 | 35200 | 89.11% | 1.84 | 0 | 9.5 |  |  |  |  | R-410A | 2.9667 | Residential & Commercial | USHP
213077490 | Central HP <5.4 tons | COMFORTMAKER | HRCU-A-CB (Split System: Heat Pump with Remote Outdoor Unit-Air-Source) | DLCURAH36ABK |  |  | EA*4X37L21A* | *96VTN0802120B* | 36600 | 16 | 8.5 | 38000 | 34800 | 91.58% | 2.06 | 0 | 10 |  |  |  |  | R-410A | 3.05 | Residential & Commercial | USHP | Ducted CEE Tier 1
213077694 | Central HP <5.4 tons | COMFORTMAKER | HRCU-A-CB (Split System: Heat Pump with Remote Outdoor Unit-Air-Source) | DLCURAH36ABK |  |  | EN(A,D)4X48L24** | *96VTN1002120B* | 36000 | 16.5 | 8.1 | 38500 | 35000 | 90.91% | 2 | 0 | 10 |  |  |  |  | R-410A | 3 | Residential & Commercial | USHP | Ducted CEE Tier 1
215931545 | Central HP <5.4 tons | BRYANT HEATING AND COOLING SYSTEMS | HRCU-A-CB (Split System: Heat Pump with Remote Outdoor Unit-Air-Source) | 293VAN060**AA* |  |  | CAA**6024AM*+UI | 88*TB60090C21*** | 56000 | 18.5 | 8.5 | 60500 | 45500 | 75.21% | 2.06 | 0 | 11.5 |  |  |  |  | R-454B | 4.6667 | Residential & Commercial | USHP | Ducted CEE Tier 1
215931845 | Central HP <5.4 tons | BRYANT HEATING AND COOLING SYSTEMS | HRCU-A-CB (Split System: Heat Pump with Remote Outdoor Unit-Air-Source) | 293VAN060**AA* |  |  | CSAH*6012AM*+UI | 935CB60080C21*** | 56000 | 17.5 | 8.1 | 61000 | 46000 | 75.41% | 1.95 | 0 | 11 |  |  |  |  | R-454B | 4.6667 | Residential & Commercial | USHP | Ducted CEE Tier 1
215932415 | Central HP <5.4 tons | BRYANT HEATING AND COOLING SYSTEMS | HRCU-A-CB (Split System: Heat Pump with Remote Outdoor Unit-Air-Source) | 293VAN036**AA* |  |  | CAA**4821AM*+UI | 88*TB60070C21*** | 33400 | 20 | 9.5 | 34600 | 26400 | 76.3% | 2.04 | 0 | 11.5 |  |  |  |  | R-454B | 2.7833 | Residential & Commercial | USHP | Ducted CEE Tier 1
215931785 | Central HP <5.4 tons | BRYANT HEATING AND COOLING SYSTEMS | HRCU-A-CB (Split System: Heat Pump with Remote Outdoor Unit-Air-Source) | 293VAN060**AA* |  |  | CAA**6124AM*+UI | 986TD66120C24*** | 57000 | 18.5 | 8.5 | 60500 | 46500 | 76.86% | 2.02 | 0 | 11.5 |  |  |  |  | R-454B | 4.75 | Residential & Commercial | USHP | Ducted CEE Tier 1
213077029 | Central HP <5.4 tons | COMFORTMAKER | HRCU-A-CB (Split System: Heat Pump with Remote Outdoor Unit-Air-Source) | DLCURAH36ABK |  |  | EN(A,D,W)4X48L21** | *96VSN0801716B* | 35600 | 16 | 8.1 | 38500 | 35000 | 90.91% | 1.98 | 0 | 10 |  |  |  |  | R-410A | 2.9667 | Residential & Commercial | USHP | Ducted CEE Tier 1
213077079 | Central HP <5.4 tons | COMFORTMAKER | HRCU-A-CB (Split System: Heat Pump with Remote Outdoor Unit-Air-Source) | DLCURAH36ABK |  |  | EA*4X43L21A* | *96VSN0802120B* | 36600 | 16 | 8.5 | 38500 | 35000 | 90.91% | 2.06 | 0 | 10 |  |  |  |  | R-410A | 3.05 | Residential & Commercial | USHP | Ducted CEE Tier 1
213077179 | Central HP <5.4 tons | COMFORTMAKER | HRCU-A-CB (Split System: Heat Pump with Remote Outdoor Unit-Air-Source) | DLCURAH36ABK |  |  | EA*4X43L21A* | *96VSN1002120B* | 36200 | 16 | 8.5 | 38000 | 34800 | 91.58% | 2.04 | 0 | 10 |  |  |  |  | R-410A | 3.0167 | Residential & Commercial | USHP | Ducted CEE Tier 1
213077402 | Central HP <5.4 tons | COMFORTMAKER | HRCU-A-CB (Split System: Heat Pump with Remote Outdoor Unit-Air-Source) | DLCURAH36ABK |  |  | EA*4X43L21A* | *96VTN0801716B* | 36600 | 15.5 | 8.5 | 38500 | 35000 | 90.91% | 2.06 | 0 | 10 |  |  |  |  | R-410A | 3.05 | Residential & Commercial | USHP | Ducted CEE Tier 1
213076768 | Central HP <5.4 tons | COMFORTMAKER | HRCU-A-CB (Split System: Heat Pump with Remote Outdoor Unit-Air-Source) | DLCURAH36ABK |  |  | EA*4X42L24A* | *80VTL1102122B* | 35800 | 16 | 8.1 | 38500 | 35200 | 91.43% | 1.9 | 0 | 10 |  |  |  |  | R-410A | 2.9833 | Residential & Commercial | USHP | Ducted CEE Tier 1
213076337 | Central HP <5.4 tons | COMFORTMAKER | HRCU-A-CB (Split System: Heat Pump with Remote Outdoor Unit-Air-Source) | DLCURAH36ABK |  |  | EN(A,D)4X48L24** | *95MSU1002122A* | 36200 | 16.5 | 8.1 | 38500 | 35000 | 90.91% | 2.02 | 0 | 10.5 |  |  |  |  | R-410A | 3.0167 | Residential & Commercial | USHP | Ducted CEE Tier 1
213076721 | Central HP <5.4 tons | COMFORTMAKER | HRCU-A-CB (Split System: Heat Pump with Remote Outdoor Unit-Air-Source) | DLCURAH36ABK |  |  | EN(A,D)4X48L24** | *80VTL0902120B* | 36000 | 16.5 | 8.1 | 38500 | 35000 | 90.91% | 2 | 0 | 10 |  |  |  |  | R-410A | 3 | Residential & Commercial | USHP | Ducted CEE Tier 1
213077259 | Central HP <5.4 tons | COMFORTMAKER | HRCU-A-CB (Split System: Heat Pump with Remote Outdoor Unit-Air-Source) | DLCURAH36ABK |  |  | EN(A,D)4X48L24** | *96VSN1202422B* | 36000 | 16.5 | 8.1 | 38500 | 35000 | 90.91% | 2 | 0 | 10 |  |  |  |  | R-410A | 3 | Residential & Commercial | USHP | Ducted CEE Tier 1
213077376 | Central HP <5.4 tons | COMFORTMAKER | HRCU-A-CB (Split System: Heat Pump with Remote Outdoor Unit-Air-Source) | DLCURAH36ABK |  |  | EA*4X37L21A* | *96VTN0801716B* | 36400 | 15.5 | 8.5 | 38500 | 35000 | 90.91% | 2.06 | 0 | 10 |  |  |  |  | R-410A | 3.0333 | Residential & Commercial | USHP | Ducted CEE Tier 1
211225940 | Central HP <5.4 tons | CARRIER | HRCU-A-CB (Split System: Heat Pump with Remote Outdoor Unit-Air-Source) | 38MURAQ36AB3* |  |  | CAP**4821AL* | 59SC2D080E21**20 | 35600 | 16.5 | 8.5 | 37800 | 34600 | 91.53% | 2.04 | 0 | 10 |  |  |  |  | R-410A | 2.9667 | Residential & Commercial | USHP | Ducted CEE Tier 1
211225963 | Central HP <5.4 tons | CARRIER | HRCU-A-CB (Split System: Heat Pump with Remote Outdoor Unit-Air-Source) | 38MURAQ36AB3* |  |  | CAP**4821AL* | OVMAAB036098 | 35600 | 15.2 | 8.1 | 38500 | 34800 | 90.39% | 2.04 | 0 | 9.5 |  |  |  |  | R-410A | 2.9667 | Residential & Commercial | USHP
211225990 | Central HP <5.4 tons | CARRIER | HRCU-A-CB (Split System: Heat Pump with Remote Outdoor Unit-Air-Source) | 38MURAQ36AB3* |  |  | CAP**4824AL* | 59SC5B080E21**20 | 36600 | 15.5 | 8.5 | 38500 | 34800 | 90.39% | 2.1 | 0 | 10 |  |  |  |  | R-410A | 3.05 | Residential & Commercial | USHP | Ducted CEE Tier 1
211226045 | Central HP <5.4 tons | CARRIER | HRCU-A-CB (Split System: Heat Pump with Remote Outdoor Unit-Air-Source) | 38MURAQ36AB3* |  |  | CNPV*4821AL* | 58SU*A100E21**20 | 36200 | 16 | 8.1 | 38500 | 34800 | 90.39% | 2.02 | 0 | 10 |  |  |  |  | R-410A | 3.0167 | Residential & Commercial | USHP | Ducted CEE Tier 1
211226047 | Central HP <5.4 tons | CARRIER | HRCU-A-CB (Split System: Heat Pump with Remote Outdoor Unit-Air-Source) | 38MURAQ36AB3* |  |  | CNPV*4821AL* | 58TP*A090V17**16 | 36400 | 16 | 8.1 | 38500 | 34800 | 90.39% | 2.04 | 0 | 10.5 |  |  |  |  | R-410A | 3.0333 | Residential & Commercial | USHP | Ducted CEE Tier 1
215935469 | Central HP <5.4 tons | COMFORTMAKER | HRCU-A-CB (Split System: Heat Pump with Remote Outdoor Unit-Air-Source) | C5H3V36*K*AAA* |  |  | EVM5X61M24A*+WALLCON | *80CTL1102120B* | 36000 | 22.5 | 8.5 | 37600 | 28200 | 75% | 2.06 | 0 | 12.5 |  |  |  |  | R-454B | 3 | Residential & Commercial | USHP | Ducted CEE Tier 1
215935669 | Central HP <5.4 tons | COMFORTMAKER | HRCU-A-CB (Split System: Heat Pump with Remote Outdoor Unit-Air-Source) | C5H3V36*K*AAA* |  |  | EVD5X36M21A*+WALLCON | *80CTL1102120B* | 34400 | 21 | 8.5 | 38500 | 28000 | 72.73% | 2.04 | 0 | 12 |  |  |  |  | R-454B | 2.8667 | Residential & Commercial | USHP | Ducted CEE Tier 1
215931605 | Central HP <5.4 tons | BRYANT HEATING AND COOLING SYSTEMS | HRCU-A-CB (Split System: Heat Pump with Remote Outdoor Unit-Air-Source) | 293VAN060**AA* |  |  | CAA**6024AM*+UI | 987MC60080C21*** | 55500 | 18 | 8.1 | 60500 | 46000 | 76.03% | 1.95 | 0 | 11 |  |  |  |  | R-454B | 4.625 | Residential & Commercial | USHP | Ducted CEE Tier 1
215931855 | Central HP <5.4 tons | BRYANT HEATING AND COOLING SYSTEMS | HRCU-A-CB (Split System: Heat Pump with Remote Outdoor Unit-Air-Source) | 293VAN060**AA* |  |  | CSAH*6012AM*+UI | 935CB66100C21*** | 56500 | 18 | 8.1 | 61000 | 45500 | 74.59% | 2 | 0 | 11.5 |  |  |  |  | R-454B | 4.7083 | Residential & Commercial | USHP | Ducted CEE Tier 1
215931905 | Central HP <5.4 tons | BRYANT HEATING AND COOLING SYSTEMS | HRCU-A-CB (Split System: Heat Pump with Remote Outdoor Unit-Air-Source) | 293VAN060**AA* |  |  | CSAH*6012AM*+UI | 986TD66100C21*** | 56500 | 18 | 8.1 | 61000 | 46000 | 75.41% | 1.95 | 0 | 11 |  |  |  |  | R-454B | 4.7083 | Residential & Commercial | USHP | Ducted CEE Tier 1
215932375 | Central HP <5.4 tons | BRYANT HEATING AND COOLING SYSTEMS | HRCU-A-CB (Split System: Heat Pump with Remote Outdoor Unit-Air-Source) | 293VAN036**AA* |  |  | CAA**4321AM*+UI | 986TD42060C17*** | 33800 | 19.5 | 9.5 | 34200 | 26000 | 76.02% | 2.06 | 0 | 11 |  |  |  |  | R-454B | 2.8167 | Residential & Commercial | USHP | Ducted CEE Tier 1
215932205 | Central HP <5.4 tons | BRYANT HEATING AND COOLING SYSTEMS | HRCU-A-CB (Split System: Heat Pump with Remote Outdoor Unit-Air-Source) | 293VAN036**AA* |  |  | CAA**4221AM*+UI | 83*CA60100C21*** | 32600 | 19.5 | 9.5 | 35000 | 26800 | 76.57% | 2.02 | 0 | 11 |  |  |  |  | R-454B | 2.7167 | Residential & Commercial | USHP | Ducted CEE Tier 1
215933075 | Central HP <5.4 tons | BRYANT HEATING AND COOLING SYSTEMS | HRCU-A-CB (Split System: Heat Pump with Remote Outdoor Unit-Air-Source) | 293VAN036**AA* |  |  | CSAH*3612AM*+UI | 88*TB48070C17*** | 33200 | 18.5 | 9 | 35200 | 27000 | 76.7% | 1.92 | 0 | 11 |  |  |  |  | R-454B | 2.7667 | Residential & Commercial | USHP | Ducted CEE Tier 1
215933175 | Central HP <5.4 tons | BRYANT HEATING AND COOLING SYSTEMS | HRCU-A-CB (Split System: Heat Pump with Remote Outdoor Unit-Air-Source) | 293VAN036**AA* |  |  | CSAH*3612AM*+UI | 987MC60060C21*** | 33000 | 18.5 | 9 | 35400 | 27200 | 76.84% | 1.92 | 0 | 11 |  |  |  |  | R-454B | 2.75 | Residential & Commercial | USHP | Ducted CEE Tier 1
211230128 | Central HP <5.4 tons | TEMPSTAR | HRCU-A-CB (Split System: Heat Pump with Remote Outdoor Unit-Air-Source) | DLCURAH36ABK |  |  | EN(A,D,W)4X48L21** | *92ESN0601714A* | 36200 | 16 | 8.1 | 38500 | 34800 | 90.39% | 2.02 | 0 | 10 |  |  |  |  | R-410A | 3.0167 | Residential & Commercial | USHP | Ducted CEE Tier 1
213079280 | Central HP <5.4 tons | HEIL | HRCU-A-CB (Split System: Heat Pump with Remote Outdoor Unit-Air-Source) | DLCURAH36ABK |  |  | EA*4X48L24A* | *80MSU0802120A* | 35600 | 16.5 | 8.5 | 37800 | 34600 | 91.53% | 2.06 | 0 | 10 |  |  |  |  | R-410A | 2.9667 | Residential & Commercial | USHP | Ducted CEE Tier 1
213079430 | Central HP <5.4 tons | HEIL | HRCU-A-CB (Split System: Heat Pump with Remote Outdoor Unit-Air-Source) | DLCURAH36ABK |  |  | EA*4X42L21A* | *92MSN0601714A* | 35200 | 16 | 8.1 | 38500 | 35200 | 91.43% | 1.88 | 0 | 9.5 |  |  |  |  | R-410A | 2.9333 | Residential & Commercial | USHP
213079562 | Central HP <5.4 tons | HEIL | HRCU-A-CB (Split System: Heat Pump with Remote Outdoor Unit-Air-Source) | DLCURAH36ABK |  |  | EA*4X42L21A* | *92MSN0801716A* | 35400 | 16 | 8.1 | 38500 | 35000 | 90.91% | 1.88 | 0 | 10 |  |  |  |  | R-410A | 2.95 | Residential & Commercial | USHP | Ducted CEE Tier 1
213079748 | Central HP <5.4 tons | HEIL | HRCU-A-CB (Split System: Heat Pump with Remote Outdoor Unit-Air-Source) | DLCURAH36ABK |  |  | EA*4X37L21A* | *92MSN1002120A* | 36600 | 16.5 | 8.5 | 38000 | 34800 | 91.58% | 2.06 | 0 | 10 |  |  |  |  | R-410A | 3.05 | Residential & Commercial | USHP | Ducted CEE Tier 1
213079998 | Central HP <5.4 tons | HEIL | HRCU-A-CB (Split System: Heat Pump with Remote Outdoor Unit-Air-Source) | DLCURAH36ABK |  |  | EA*4X36L17A* | *96MSN0801716A* | 35000 | 15.2 | 8.1 | 39000 | 35400 | 90.77% | 1.82 | 0 | 9.5 |  |  |  |  | R-410A | 2.9167 | Residential & Commercial | USHP
213078535 | Central HP <5.4 tons | COMFORTMAKER | HRCU-A-CB (Split System: Heat Pump with Remote Outdoor Unit-Air-Source) | DLCURAH36ABK |  |  | EA*4X43L21A* | *80MS(N,L)0902120A* | 37000 | 16 | 8.5 | 38500 | 35000 | 90.91% | 2.08 | 0 | 10 |  |  |  |  | R-410A | 3.0833 | Residential & Commercial | USHP | Ducted CEE Tier 1
213078870 | Central HP <5.4 tons | COMFORTMAKER | HRCU-A-CB (Split System: Heat Pump with Remote Outdoor Unit-Air-Source) | DLCURAH36ABK |  |  | EA*4X42L21A* | *80MSU1002120A* | 35200 | 16 | 8.5 | 38500 | 35000 | 90.91% | 1.88 | 0 | 9.5 |  |  |  |  | R-410A | 2.9333 | Residential & Commercial | USHP
213076448 | Central HP <5.4 tons | COMFORTMAKER | HRCU-A-CB (Split System: Heat Pump with Remote Outdoor Unit-Air-Source) | DLCURAH36ABK |  |  | END4X42L17** | *80VTL0451412B* | 35400 | 16 | 8.1 | 38500 | 35000 | 90.91% | 1.94 | 0 | 10 |  |  |  |  | R-410A | 2.95 | Residential & Commercial | USHP | Ducted CEE Tier 1
215933025 | Central HP <5.4 tons | BRYANT HEATING AND COOLING SYSTEMS | HRCU-A-CB (Split System: Heat Pump with Remote Outdoor Unit-Air-Source) | 293VAN036**AA* |  |  | CSAH*3612AM*+UI | 83*CA36040C17*** | 33200 | 19 | 9 | 35000 | 27000 | 77.14% | 1.9 | 0 | 11 |  |  |  |  | R-454B | 2.7667 | Residential & Commercial | USHP | Ducted CEE Tier 1
215933125 | Central HP <5.4 tons | BRYANT HEATING AND COOLING SYSTEMS | HRCU-A-CB (Split System: Heat Pump with Remote Outdoor Unit-Air-Source) | 293VAN036**AA* |  |  | CSAH*3612AM*+UI | 88*TB66135C24*** | 33400 | 19 | 9 | 34800 | 26600 | 76.44% | 1.92 | 0 | 11.5 |  |  |  |  | R-454B | 2.7833 | Residential & Commercial | USHP | Ducted CEE Tier 1
213076512 | Central HP <5.4 tons | COMFORTMAKER | HRCU-A-CB (Split System: Heat Pump with Remote Outdoor Unit-Air-Source) | DLCURAH36ABK |  |  | EA*4X42L21A* | *80VTL0701716B* | 35000 | 16 | 8.1 | 38500 | 35000 | 90.91% | 1.86 | 0 | 9.5 |  |  |  |  | R-410A | 2.9167 | Residential & Commercial | USHP
213076699 | Central HP <5.4 tons | COMFORTMAKER | HRCU-A-CB (Split System: Heat Pump with Remote Outdoor Unit-Air-Source) | DLCURAH36ABK |  |  | EN(A,D,W)4X42L21** | *80VTL0902120B* | 35600 | 15.5 | 8.1 | 39000 | 35200 | 90.26% | 1.9 | 0 | 10 |  |  |  |  | R-410A | 2.9667 | Residential & Commercial | USHP | Ducted CEE Tier 1
215931895 | Central HP <5.4 tons | BRYANT HEATING AND COOLING SYSTEMS | HRCU-A-CB (Split System: Heat Pump with Remote Outdoor Unit-Air-Source) | 293VAN060**AA* |  |  | CSAH*6012AM*+UI | 987MC66120C24*** | 56000 | 17.5 | 8.1 | 61000 | 46000 | 75.41% | 1.95 | 0 | 11 |  |  |  |  | R-454B | 4.6667 | Residential & Commercial | USHP | Ducted CEE Tier 1
215931975 | Central HP <5.4 tons | BRYANT HEATING AND COOLING SYSTEMS | HRCU-A-CB (Split System: Heat Pump with Remote Outdoor Unit-Air-Source) | 293VAN036**AA* |  |  | CAA**2517AM*+UI | 986TD30040C14*** | 32400 | 18 | 9 | 33800 | 26000 | 76.92% | 1.96 | 0 | 10.5 |  |  |  |  | R-454B | 2.7 | Residential & Commercial | USHP | Ducted CEE Tier 1
215932545 | Central HP <5.4 tons | BRYANT HEATING AND COOLING SYSTEMS | HRCU-A-CB (Split System: Heat Pump with Remote Outdoor Unit-Air-Source) | 293VAN036**AA* |  |  | CAA**6024AM*+UI | 88*TB60090C21*** | 34000 | 20.5 | 9.5 | 34000 | 25800 | 75.88% | 2.06 | 0 | 12 |  |  |  |  | R-454B | 2.8333 | Residential & Commercial | USHP | Ducted CEE Tier 1
215932645 | Central HP <5.4 tons | BRYANT HEATING AND COOLING SYSTEMS | HRCU-A-CB (Split System: Heat Pump with Remote Outdoor Unit-Air-Source) | 293VAN036**AA* |  |  | CAA**6024AM*+UI | 986TD66120C24*** | 34000 | 20.5 | 9.5 | 34000 | 26000 | 76.47% | 2.06 | 0 | 12 |  |  |  |  | R-454B | 2.8333 | Residential & Commercial | USHP | Ducted CEE Tier 1
215932945 | Central HP <5.4 tons | BRYANT HEATING AND COOLING SYSTEMS | HRCU-A-CB (Split System: Heat Pump with Remote Outdoor Unit-Air-Source) | 293VAN036**AA* |  |  | CAA**6124AM*+UI | 986TD66100C21*** | 34400 | 20.5 | 9.5 | 34200 | 26000 | 76.02% | 2.08 | 0 | 12 |  |  |  |  | R-454B | 2.8667 | Residential & Commercial | USHP | Ducted CEE Tier 1
215932085 | Central HP <5.4 tons | BRYANT HEATING AND COOLING SYSTEMS | HRCU-A-CB (Split System: Heat Pump with Remote Outdoor Unit-Air-Source) | 293VAN036**AA* |  |  | CAA**3617AM*+UI | 987MC42060C17*** | 32000 | 19 | 9.5 | 34600 | 26600 | 76.88% | 2 | 0 | 10.5 |  |  |  |  | R-454B | 2.6667 | Residential & Commercial | USHP | Ducted CEE Tier 1
215932335 | Central HP <5.4 tons | BRYANT HEATING AND COOLING SYSTEMS | HRCU-A-CB (Split System: Heat Pump with Remote Outdoor Unit-Air-Source) | 293VAN036**AA* |  |  | CAA**4221AM*+UI | 986TD42060C17*** | 32400 | 19.5 | 9.5 | 34200 | 26400 | 77.19% | 2.02 | 0 | 10.5 |  |  |  |  | R-454B | 2.7 | Residential & Commercial | USHP | Ducted CEE Tier 1
215931635 | Central HP <5.4 tons | BRYANT HEATING AND COOLING SYSTEMS | HRCU-A-CB (Split System: Heat Pump with Remote Outdoor Unit-Air-Source) | 293VAN060**AA* |  |  | CAA**6024AM*+UI | 986TD66100C21*** | 55500 | 18.5 | 8.5 | 60500 | 46000 | 76.03% | 2.06 | 0 | 11 |  |  |  |  | R-454B | 4.625 | Residential & Commercial | USHP | Ducted CEE Tier 1
211227059 | Central HP <5.4 tons | COMFORTMAKER | HRCU-A-CB (Split System: Heat Pump with Remote Outdoor Unit-Air-Source) | DLCURAH36ABK |  |  | EA*4X37L21A* | *95ESN0802120A* | 37200 | 15.5 | 8.5 | 38500 | 35000 | 90.91% | 2.12 | 0 | 10 |  |  |  |  | R-410A | 3.1 | Residential & Commercial | USHP | Ducted CEE Tier 1
215932535 | Central HP <5.4 tons | BRYANT HEATING AND COOLING SYSTEMS | HRCU-A-CB (Split System: Heat Pump with Remote Outdoor Unit-Air-Source) | 293VAN036**AA* |  |  | CAA**6024AM*+UI | 88*TB60070C21*** | 34000 | 20.5 | 9.5 | 34200 | 26000 | 76.02% | 2.04 | 0 | 11.7 |  |  |  |  | R-454B | 2.8333 | Residential & Commercial | USHP | Ducted CEE Tier 1
215933305 | Central HP <5.4 tons | BRYANT HEATING AND COOLING SYSTEMS | HRCU-A-CB (Split System: Heat Pump with Remote Outdoor Unit-Air-Source) | 293VAN036**AA* |  |  | CSAH*4212AM*+UI | 88*TB36070C14*** | 33400 | 19 | 9 | 35200 | 27000 | 76.7% | 1.92 | 0 | 11 |  |  |  |  | R-454B | 2.7833 | Residential & Commercial | USHP | Ducted CEE Tier 1
215933405 | Central HP <5.4 tons | BRYANT HEATING AND COOLING SYSTEMS | HRCU-A-CB (Split System: Heat Pump with Remote Outdoor Unit-Air-Source) | 293VAN036**AA* |  |  | CSAH*4212AM*+UI | 987MC60060C21*** | 33400 | 18.5 | 9 | 35200 | 27000 | 76.7% | 1.92 | 0 | 11 |  |  |  |  | R-454B | 2.7833 | Residential & Commercial | USHP | Ducted CEE Tier 1
211230213 | Central HP <5.4 tons | TEMPSTAR | HRCU-A-CB (Split System: Heat Pump with Remote Outdoor Unit-Air-Source) | DLCURAH36ABK |  |  | EN(A,D,W)4X48L21** | *95ESN1002122A* | 37600 | 15.5 | 8.5 | 39500 | 35000 | 88.61% | 2.08 | 0 | 10.5 |  |  |  |  | R-410A | 3.1333 | Residential & Commercial | USHP | Ducted CEE Tier 1
213078242 | Central HP <5.4 tons | HEIL | HRCU-A-CB (Split System: Heat Pump with Remote Outdoor Unit-Air-Source) | DLCURAH36ABK |  |  | EN(A,D,W)4X48L21** | *80MS(N,L)0702116A* | 35800 | 16.5 | 8.1 | 38500 | 34800 | 90.39% | 1.98 | 0 | 10 |  |  |  |  | R-410A | 2.9833 | Residential & Commercial | USHP | Ducted CEE Tier 1
213077974 | Central HP <5.4 tons | HEIL | HRCU-A-CB (Split System: Heat Pump with Remote Outdoor Unit-Air-Source) | DLCURAH36ABK |  |  | EA*4X43L21A* | *80MS(N,L)0701712A* | 36200 | 16 | 8.5 | 38000 | 34800 | 91.58% | 2.04 | 0 | 10 |  |  |  |  | R-410A | 3.0167 | Residential & Commercial | USHP | Ducted CEE Tier 1
213078160 | Central HP <5.4 tons | HEIL | HRCU-A-CB (Split System: Heat Pump with Remote Outdoor Unit-Air-Source) | DLCURAH36ABK |  |  | EN(A,D,W)4X48L21** | *80MS(N,L)0701716A* | 35800 | 16.5 | 8.1 | 38500 | 35000 | 90.91% | 2 | 0 | 10 |  |  |  |  | R-410A | 2.9833 | Residential & Commercial | USHP | Ducted CEE Tier 1
213078730 | Central HP <5.4 tons | HEIL | HRCU-A-CB (Split System: Heat Pump with Remote Outdoor Unit-Air-Source) | DLCURAH36ABK |  |  | EN(A,D)4X48L24** | *80MS(N,L)1102120A* | 36400 | 16.5 | 8.1 | 38500 | 35000 | 90.91% | 2.02 | 0 | 10.5 |  |  |  |  | R-410A | 3.0333 | Residential & Commercial | USHP | Ducted CEE Tier 1
213078944 | Central HP <5.4 tons | HEIL | HRCU-A-CB (Split System: Heat Pump with Remote Outdoor Unit-Air-Source) | DLCURAH36ABK |  |  | EN(A,D,W)4X48L21** | *80MSU1002120A* | 35800 | 16.5 | 8.5 | 38500 | 34800 | 90.39% | 2 | 0 | 10 |  |  |  |  | R-410A | 2.9833 | Residential & Commercial | USHP | Ducted CEE Tier 1
213077775 | Central HP <5.4 tons | COMFORTMAKER | HRCU-A-CB (Split System: Heat Pump with Remote Outdoor Unit-Air-Source) | DLCURAH36ABK |  |  | EN(A,D,W)4X48L21** | *96VTN1002122B* | 36000 | 17 | 8.1 | 38500 | 34800 | 90.39% | 2 | 0 | 10.5 |  |  |  |  | R-410A | 3 | Residential & Commercial | USHP | Ducted CEE Tier 1
213078210 | Central HP <5.4 tons | COMFORTMAKER | HRCU-A-CB (Split System: Heat Pump with Remote Outdoor Unit-Air-Source) | DLCURAH36ABK |  |  | EA*4X43L21A* | *80MS(N,L)0702116A* | 36400 | 16 | 8.5 | 38000 | 34800 | 91.58% | 2.06 | 0 | 10 |  |  |  |  | R-410A | 3.0333 | Residential & Commercial | USHP | Ducted CEE Tier 1
213078260 | Central HP <5.4 tons | COMFORTMAKER | HRCU-A-CB (Split System: Heat Pump with Remote Outdoor Unit-Air-Source) | DLCURAH36ABK |  |  | EA*4X36L17A* | *80MS(N,L)0901714A* | 35000 | 16 | 8.1 | 38500 | 35200 | 91.43% | 1.82 | 0 | 9.5 |  |  |  |  | R-410A | 2.9167 | Residential & Commercial | USHP
213078392 | Central HP <5.4 tons | COMFORTMAKER | HRCU-A-CB (Split System: Heat Pump with Remote Outdoor Unit-Air-Source) | DLCURAH36ABK |  |  | EA*4X36L21A* | *80MS(N,L)0902116A* | 34800 | 16.5 | 8.1 | 38500 | 35200 | 91.43% | 1.82 | 0 | 9.5 |  |  |  |  | R-410A | 2.9 | Residential & Commercial | USHP
213078812 | Central HP <5.4 tons | COMFORTMAKER | HRCU-A-CB (Split System: Heat Pump with Remote Outdoor Unit-Air-Source) | DLCURAH36ABK |  |  | EN(A,D)4X48L24** | *80MS(N,L)1552420A* | 36200 | 16.5 | 8.1 | 38500 | 35000 | 90.91% | 2.02 | 0 | 10.5 |  |  |  |  | R-410A | 3.0167 | Residential & Commercial | USHP | Ducted CEE Tier 1
213079146 | Central HP <5.4 tons | COMFORTMAKER | HRCU-A-CB (Split System: Heat Pump with Remote Outdoor Unit-Air-Source) | DLCURAH36ABK |  |  | EA*4X48L21A* | *80MSU0601716A* | 35600 | 16.5 | 8.5 | 37800 | 34600 | 91.53% | 2.06 | 0 | 10 |  |  |  |  | R-410A | 2.9667 | Residential & Commercial | USHP | Ducted CEE Tier 1
213079278 | Central HP <5.4 tons | COMFORTMAKER | HRCU-A-CB (Split System: Heat Pump with Remote Outdoor Unit-Air-Source) | DLCURAH36ABK |  |  | EA*4X48L24A* | *80MSU0802120A* | 35600 | 16.5 | 8.5 | 37800 | 34600 | 91.53% | 2.06 | 0 | 10 |  |  |  |  | R-410A | 2.9667 | Residential & Commercial | USHP | Ducted CEE Tier 1
215933225 | Central HP <5.4 tons | BRYANT HEATING AND COOLING SYSTEMS | HRCU-A-CB (Split System: Heat Pump with Remote Outdoor Unit-Air-Source) | 293VAN036**AA* |  |  | CSAH*3612AM*+UI | 986TD30040C14*** | 31800 | 17 | 9 | 34000 | 26200 | 77.06% | 1.94 | 0 | 10.5 |  |  |  |  | R-454B | 2.65 | Residential & Commercial | USHP | Ducted CEE Tier 1
215933325 | Central HP <5.4 tons | BRYANT HEATING AND COOLING SYSTEMS | HRCU-A-CB (Split System: Heat Pump with Remote Outdoor Unit-Air-Source) | 293VAN036**AA* |  |  | CSAH*4212AM*+UI | 88*TB60070C21*** | 33600 | 19 | 9 | 34800 | 26600 | 76.44% | 1.92 | 0 | 11 |  |  |  |  | R-454B | 2.8 | Residential & Commercial | USHP | Ducted CEE Tier 1
215931805 | Central HP <5.4 tons | BRYANT HEATING AND COOLING SYSTEMS | HRCU-A-CB (Split System: Heat Pump with Remote Outdoor Unit-Air-Source) | 293VAN060**AA* |  |  | CSAH*6012AM*+UI | 83*CA60100C21*** | 56000 | 18 | 8.1 | 61000 | 46000 | 75.41% | 1.95 | 0 | 11 |  |  |  |  | R-454B | 4.6667 | Residential & Commercial | USHP | Ducted CEE Tier 1
211229988 | Central HP <5.4 tons | TEMPSTAR | HRCU-A-CB (Split System: Heat Pump with Remote Outdoor Unit-Air-Source) | DLCURAH36ABK |  |  | EN(A,D,W)4X48L21** | *80VSL0451716A* | 35800 | 15.5 | 8.1 | 38500 | 35000 | 90.91% | 2 | 0 | 10 |  |  |  |  | R-410A | 2.9833 | Residential & Commercial | USHP | Ducted CEE Tier 1
213077131 | Central HP <5.4 tons | HEIL | HRCU-A-CB (Split System: Heat Pump with Remote Outdoor Unit-Air-Source) | DLCURAH36ABK |  |  | EN(A,D)4X48L24** | *96VSN0802120B* | 35600 | 16.5 | 8.1 | 38500 | 34800 | 90.39% | 1.98 | 0 | 10 |  |  |  |  | R-410A | 2.9667 | Residential & Commercial | USHP | Ducted CEE Tier 1
213077683 | Central HP <5.4 tons | HEIL | HRCU-A-CB (Split System: Heat Pump with Remote Outdoor Unit-Air-Source) | DLCURAH36ABK |  |  | EN(A,D,W)4X48L21** | *96VTN1002120B* | 36000 | 16.5 | 8.1 | 38500 | 35000 | 90.91% | 2 | 0 | 10 |  |  |  |  | R-410A | 3 | Residential & Commercial | USHP | Ducted CEE Tier 1
213077717 | Central HP <5.4 tons | HEIL | HRCU-A-CB (Split System: Heat Pump with Remote Outdoor Unit-Air-Source) | DLCURAH36ABK |  |  | EA*4X37L21A* | *96VTN1002122B* | 36600 | 16.5 | 8.5 | 38000 | 34800 | 91.58% | 2.08 | 0 | 10 |  |  |  |  | R-410A | 3.05 | Residential & Commercial | USHP | Ducted CEE Tier 1
215933425 | Central HP <5.4 tons | BRYANT HEATING AND COOLING SYSTEMS | HRCU-A-CB (Split System: Heat Pump with Remote Outdoor Unit-Air-Source) | 293VAN036**AA* |  |  | CSAH*4212AM*+UI | 987MC60080C21*** | 33600 | 19 | 9 | 34800 | 26600 | 76.44% | 1.94 | 0 | 11.5 |  |  |  |  | R-454B | 2.8 | Residential & Commercial | USHP | Ducted CEE Tier 1
215933475 | Central HP <5.4 tons | BRYANT HEATING AND COOLING SYSTEMS | HRCU-A-CB (Split System: Heat Pump with Remote Outdoor Unit-Air-Source) | 293VAN036**AA* |  |  | CSAH*4212AM*+UI | 986TD42080C17*** | 33400 | 19 | 9 | 35000 | 26800 | 76.57% | 1.9 | 0 | 11 |  |  |  |  | R-454B | 2.7833 | Residential & Commercial | USHP | Ducted CEE Tier 1
215933695 | Central HP <5.4 tons | BRYANT HEATING AND COOLING SYSTEMS | HRCU-A-CB (Split System: Heat Pump with Remote Outdoor Unit-Air-Source) | 293VAN036**AA* |  |  | CSAH*4812AM*+UI | 986TD42060C17*** | 33400 | 19 | 9 | 34200 | 26000 | 76.02% | 1.94 | 0 | 11 |  |  |  |  | R-454B | 2.7833 | Residential & Commercial | USHP | Ducted CEE Tier 1
215933795 | Central HP <5.4 tons | BRYANT HEATING AND COOLING SYSTEMS | HRCU-A-CB (Split System: Heat Pump with Remote Outdoor Unit-Air-Source) | 293VAN036**AA* |  |  | CSAH*6012AM*+UI | 88*TB60090C21*** | 34200 | 19.5 | 9 | 34200 | 25800 | 75.44% | 1.96 | 0 | 12 |  |  |  |  | R-454B | 2.85 | Residential & Commercial | USHP | Ducted CEE Tier 1
213076949 | Central HP <5.4 tons | COMFORTMAKER | HRCU-A-CB (Split System: Heat Pump with Remote Outdoor Unit-Air-Source) | DLCURAH36ABK |  |  | EA*4X37L17A* | *96VSN0801716B* | 36000 | 15.5 | 8.5 | 38500 | 35200 | 91.43% | 2 | 0 | 10 |  |  |  |  | R-410A | 3 | Residential & Commercial | USHP | Ducted CEE Tier 1
213079122 | Central HP <5.4 tons | COMFORTMAKER | HRCU-A-CB (Split System: Heat Pump with Remote Outdoor Unit-Air-Source) | DLCURAH36ABK |  |  | EA*4X42L24A* | *80MSU0601716A* | 35200 | 16.5 | 8.1 | 38500 | 35000 | 90.91% | 1.88 | 0 | 10 |  |  |  |  | R-410A | 2.9333 | Residential & Commercial | USHP | Ducted CEE Tier 1
215933945 | Central HP <5.4 tons | BRYANT HEATING AND COOLING SYSTEMS | HRCU-A-CB (Split System: Heat Pump with Remote Outdoor Unit-Air-Source) | 293VAN036**AA* |  |  | CSAH*6012AM*+UI | 986TD66120C24*** | 34200 | 19.5 | 9 | 34200 | 26000 | 76.02% | 1.94 | 0 | 11.7 |  |  |  |  | R-454B | 2.85 | Residential & Commercial | USHP | Ducted CEE Tier 1
215488140 | Central HP <5.4 tons | GOODMAN | HRCU-A-CB (Split System: Heat Pump with Remote Outdoor Unit-Air-Source) | GZV6SA1810A* |  |  | CA*EA3022*3A* | G*VC960803BNB* | 17000 | 19 | 8.8 | 16800 | 13000 | 77.38% | 2.1 | 0 | 12 |  |  |  |  | R-32 | 1.4167 | Residential & Commercial | USHP | Ducted CEE Tier 1
212982607 | Central HP <5.4 tons | HEIL | HRCU-A-CB (Split System: Heat Pump with Remote Outdoor Unit-Air-Source) | DLCURAH36ABK |  |  | EA*4X48L24A* | *80MSU0601716A* | 35600 | 17 | 8.5 | 37800 | 34600 | 91.53% | 2.02 | 0 | 10 |  |  |  |  | R-410A | 2.9667 | Residential & Commercial | USHP | Ducted CEE Tier 1
211226510 | Central HP <5.4 tons | COMFORTMAKER | HRCU-A-CB (Split System: Heat Pump with Remote Outdoor Unit-Air-Source) | DLCURAH36ABK |  |  | EA*4X37L17A* | *80ES(N,L)0701712A* | 36000 | 15.2 | 8.1 | 38500 | 35000 | 90.91% | 2 | 0 | 9.5 |  |  |  |  | R-410A | 3 | Residential & Commercial | USHP
213079923 | Central HP <5.4 tons | COMFORTMAKER | HRCU-A-CB (Split System: Heat Pump with Remote Outdoor Unit-Air-Source) | DLCURAH36ABK |  |  | EA*4X42L24A* | *92MSN1202420A* | 35800 | 16 | 8.1 | 38500 | 35200 | 91.43% | 1.9 | 0 | 10 |  |  |  |  | R-410A | 2.9833 | Residential & Commercial | USHP | Ducted CEE Tier 1
213080008 | Central HP <5.4 tons | COMFORTMAKER | HRCU-A-CB (Split System: Heat Pump with Remote Outdoor Unit-Air-Source) | DLCURAH36ABK |  |  | EA*4X36L21A* | *96MSN0801716A* | 35200 | 15.5 | 8.1 | 39000 | 35400 | 90.77% | 1.84 | 0 | 9.5 |  |  |  |  | R-410A | 2.9333 | Residential & Commercial | USHP
213076969 | Central HP <5.4 tons | COMFORTMAKER | HRCU-A-CB (Split System: Heat Pump with Remote Outdoor Unit-Air-Source) | DLCURAH36ABK |  |  | EA*4X42L21A* | *96VSN0801716B* | 35000 | 15.5 | 8.1 | 38500 | 35200 | 91.43% | 1.86 | 0 | 9.5 |  |  |  |  | R-410A | 2.9167 | Residential & Commercial | USHP
213077069 | Central HP <5.4 tons | COMFORTMAKER | HRCU-A-CB (Split System: Heat Pump with Remote Outdoor Unit-Air-Source) | DLCURAH36ABK |  |  | EA*4X42L24A* | *96VSN0802120B* | 35000 | 16 | 8.1 | 38500 | 35000 | 90.91% | 1.88 | 0 | 9.5 |  |  |  |  | R-410A | 2.9167 | Residential & Commercial | USHP
215934885 | Central HP <5.4 tons | BRYANT HEATING AND COOLING SYSTEMS | HRCU-A-CB (Split System: Heat Pump with Remote Outdoor Unit-Air-Source) | 293VAN036**AA* |  |  | CVAMA4421XMA*+UI | 935CB66100C21*** | 35600 | 22 | 8.5 | 38000 | 28400 | 74.74% | 2.02 | 0 | 12.5 |  |  |  |  | R-454B | 2.9667 | Residential & Commercial | USHP | Ducted CEE Tier 1
213079770 | Central HP <5.4 tons | COMFORTMAKER | HRCU-A-CB (Split System: Heat Pump with Remote Outdoor Unit-Air-Source) | DLCURAH36ABK |  |  | EA*4X42L24A* | *92MSN1002120A* | 35400 | 16.5 | 8.1 | 38500 | 35000 | 90.91% | 1.88 | 0 | 10 |  |  |  |  | R-410A | 2.95 | Residential & Commercial | USHP | Ducted CEE Tier 1
213079868 | Central HP <5.4 tons | COMFORTMAKER | HRCU-A-CB (Split System: Heat Pump with Remote Outdoor Unit-Air-Source) | DLCURAH36ABK |  |  | EA*4X42L24A* | *92MSN1002122A* | 35400 | 16.5 | 8.1 | 38500 | 35000 | 90.91% | 1.9 | 0 | 10 |  |  |  |  | R-410A | 2.95 | Residential & Commercial | USHP | Ducted CEE Tier 1
213079904 | Central HP <5.4 tons | COMFORTMAKER | HRCU-A-CB (Split System: Heat Pump with Remote Outdoor Unit-Air-Source) | DLCURAH36ABK |  |  | EN(A,D,W)4X48L21** | *92MSN1002122A* | 36000 | 16.5 | 8.1 | 38500 | 35000 | 90.91% | 2 | 0 | 10.5 |  |  |  |  | R-410A | 3 | Residential & Commercial | USHP | Ducted CEE Tier 1
215933805 | Central HP <5.4 tons | BRYANT HEATING AND COOLING SYSTEMS | HRCU-A-CB (Split System: Heat Pump with Remote Outdoor Unit-Air-Source) | 293VAN036**AA* |  |  | CSAH*6012AM*+UI | 88*TB60110C21*** | 34200 | 19.5 | 9 | 34400 | 26000 | 75.58% | 1.96 | 0 | 11.7 |  |  |  |  | R-454B | 2.85 | Residential & Commercial | USHP | Ducted CEE Tier 1
215933755 | Central HP <5.4 tons | BRYANT HEATING AND COOLING SYSTEMS | HRCU-A-CB (Split System: Heat Pump with Remote Outdoor Unit-Air-Source) | 293VAN036**AA* |  |  | CSAH*6012AM*+UI | 88*TB36070C14*** | 34000 | 19.5 | 9 | 34800 | 26400 | 75.86% | 1.92 | 0 | 11 |  |  |  |  | R-454B | 2.8333 | Residential & Commercial | USHP | Ducted CEE Tier 1
215933955 | Central HP <5.4 tons | BRYANT HEATING AND COOLING SYSTEMS | HRCU-A-CB (Split System: Heat Pump with Remote Outdoor Unit-Air-Source) | 293VAN036**AA* |  |  | FE5BN(B,X)C36L*+UI | 0 | 33000 | 20.5 | 9.5 | 34800 | 26800 | 77.01% | 2 | 0 | 11.7 |  |  |  |  | R-454B | 2.75 | Residential & Commercial | USHP | Ducted CEE Tier 1
211227125 | Central HP <5.4 tons | COMFORTMAKER | HRCU-A-CB (Split System: Heat Pump with Remote Outdoor Unit-Air-Source) | DLCURAH36ABK |  |  | EA*4X37L21A* | *96VSN1002120A* | 36400 | 16 | 8.5 | 38500 | 34800 | 90.39% | 2.08 | 0 | 10 |  |  |  |  | R-410A | 3.0333 | Residential & Commercial | USHP | Ducted CEE Tier 1
211227870 | Central HP <5.4 tons | COMFORTMAKER | HRCU-A-CB (Split System: Heat Pump with Remote Outdoor Unit-Air-Source) | DLCURAH36ABK |  |  | EA*4X42L24A* | *80VSL0902120A* | 35000 | 16 | 8.1 | 38500 | 35000 | 90.91% | 1.86 | 0 | 9.5 |  |  |  |  | R-410A | 2.9167 | Residential & Commercial | USHP
211228054 | Central HP <5.4 tons | COMFORTMAKER | HRCU-A-CB (Split System: Heat Pump with Remote Outdoor Unit-Air-Source) | DLCURAH36ABK |  |  | EA*4X42L24A* | *96VSN0802120A* | 35600 | 16 | 8.1 | 38500 | 35000 | 90.91% | 1.9 | 0 | 10 |  |  |  |  | R-410A | 2.9667 | Residential & Commercial | USHP | Ducted CEE Tier 1
211228093 | Central HP <5.4 tons | COMFORTMAKER | HRCU-A-CB (Split System: Heat Pump with Remote Outdoor Unit-Air-Source) | DLCURAH36ABK |  |  | EA*4X42L24A* | *95ESU1002120A* | 35800 | 16 | 8.1 | 38500 | 35000 | 90.91% | 1.9 | 0 | 10 |  |  |  |  | R-410A | 2.9833 | Residential & Commercial | USHP | Ducted CEE Tier 1
211229624 | Central HP <5.4 tons | COMFORTMAKER | HRCU-A-CB (Split System: Heat Pump with Remote Outdoor Unit-Air-Source) | DLCURAH36ABK |  |  | EA*4X48L24A* | *96VTN1202422A* | 36000 | 16 | 8.5 | 38500 | 34600 | 89.87% | 2.06 | 0 | 10 |  |  |  |  | R-410A | 3 | Residential & Commercial | USHP | Ducted CEE Tier 1
211229642 | Central HP <5.4 tons | COMFORTMAKER | HRCU-A-CB (Split System: Heat Pump with Remote Outdoor Unit-Air-Source) | DLCURAH36ABK |  |  | EA*4X48L24A* | OLV154F20A | 37400 | 15.2 | 8.5 | 39000 | 35000 | 89.74% | 2.14 | 0 | 10 |  |  |  |  | R-410A | 3.1167 | Residential & Commercial | USHP | Ducted CEE Tier 1
211229924 | Central HP <5.4 tons | COMFORTMAKER | HRCU-A-CB (Split System: Heat Pump with Remote Outdoor Unit-Air-Source) | DLCURAH36ABK |  |  | EN(A,D,W)4X48L21** | *80ES(N,L)0702116A* | 35800 | 16.5 | 8.1 | 38500 | 34800 | 90.39% | 2 | 0 | 10 |  |  |  |  | R-410A | 2.9833 | Residential & Commercial | USHP | Ducted CEE Tier 1
211229992 | Central HP <5.4 tons | COMFORTMAKER | HRCU-A-CB (Split System: Heat Pump with Remote Outdoor Unit-Air-Source) | DLCURAH36ABK |  |  | EN(A,D,W)4X48L21** | *80VSL0701716A* | 35800 | 16 | 8.1 | 38500 | 34800 | 90.39% | 2 | 0 | 10 |  |  |  |  | R-410A | 2.9833 | Residential & Commercial | USHP | Ducted CEE Tier 1
211230176 | Central HP <5.4 tons | COMFORTMAKER | HRCU-A-CB (Split System: Heat Pump with Remote Outdoor Unit-Air-Source) | DLCURAH36ABK |  |  | EN(A,D,W)4X48L21** | *95ESN0801716A* | 35600 | 15.5 | 8.1 | 38500 | 35000 | 90.91% | 2 | 0 | 10 |  |  |  |  | R-410A | 2.9667 | Residential & Commercial | USHP | Ducted CEE Tier 1
212970392 | Central HP <5.4 tons | HEIL | HRCU-A-CB (Split System: Heat Pump with Remote Outdoor Unit-Air-Source) | DLCURAH36ABK |  |  | EA*4X37L17A* | *80VSL0701716B* | 36000 | 15.5 | 8.1 | 38500 | 35000 | 90.91% | 2 | 0 | 10 |  |  |  |  | R-410A | 3 | Residential & Commercial | USHP | Ducted CEE Tier 1
211228227 | Central HP <5.4 tons | COMFORTMAKER | HRCU-A-CB (Split System: Heat Pump with Remote Outdoor Unit-Air-Source) | DLCURAH36ABK |  |  | EA*4X43L21A* | *80ES(N,L)0701712A* | 36400 | 15.5 | 8.5 | 38500 | 34800 | 90.39% | 2.08 | 0 | 10 |  |  |  |  | R-410A | 3.0333 | Residential & Commercial | USHP | Ducted CEE Tier 1
213077799 | Central HP <5.4 tons | HEIL | HRCU-A-CB (Split System: Heat Pump with Remote Outdoor Unit-Air-Source) | DLCURAH36ABK |  |  | EA*4X42L24A* | *96VTN1202422B* | 35200 | 16 | 8.1 | 38500 | 35000 | 90.91% | 1.88 | 0 | 9.5 |  |  |  |  | R-410A | 2.9333 | Residential & Commercial | USHP
213077835 | Central HP <5.4 tons | HEIL | HRCU-A-CB (Split System: Heat Pump with Remote Outdoor Unit-Air-Source) | DLCURAH36ABK |  |  | EA*4X37L17A* | *80MS(N,L)0451412A* | 36000 | 15.2 | 8.5 | 38500 | 35200 | 91.43% | 2 | 0 | 10 |  |  |  |  | R-410A | 3 | Residential & Commercial | USHP | Ducted CEE Tier 1
213077919 | Central HP <5.4 tons | HEIL | HRCU-A-CB (Split System: Heat Pump with Remote Outdoor Unit-Air-Source) | DLCURAH36ABK |  |  | EA*4X36L17A* | *80MS(N,L)0701712A* | 35000 | 16 | 8.1 | 38500 | 35200 | 91.43% | 1.82 | 0 | 9.5 |  |  |  |  | R-410A | 2.9167 | Residential & Commercial | USHP
211230437 | Central HP <5.4 tons | TEMPSTAR | HRCU-A-CB (Split System: Heat Pump with Remote Outdoor Unit-Air-Source) | DLCURAH36ABK |  |  | EN(A,D)4X48L24** | *80ES(N,L)0902120A* | 36600 | 16 | 8.1 | 39500 | 34800 | 88.1% | 2.04 | 0 | 10.5 |  |  |  |  | R-410A | 3.05 | Residential & Commercial | USHP | Ducted CEE Tier 1
211230473 | Central HP <5.4 tons | TEMPSTAR | HRCU-A-CB (Split System: Heat Pump with Remote Outdoor Unit-Air-Source) | DLCURAH36ABK |  |  | EN(A,D)4X48L24** | *80ES(N,L)1102420A* | 36000 | 16.5 | 8.1 | 38500 | 34800 | 90.39% | 2.02 | 0 | 10.5 |  |  |  |  | R-410A | 3 | Residential & Commercial | USHP | Ducted CEE Tier 1
211226056 | Central HP <5.4 tons | CARRIER | HRCU-A-CB (Split System: Heat Pump with Remote Outdoor Unit-Air-Source) | 38MURAQ36AB3* |  |  | CNPV*4821AL* | 59SC2D100E21**22 | 37600 | 15.5 | 8.5 | 39500 | 35000 | 88.61% | 2.08 | 0 | 10.5 |  |  |  |  | R-410A | 3.1333 | Residential & Commercial | USHP | Ducted CEE Tier 1
211226070 | Central HP <5.4 tons | CARRIER | HRCU-A-CB (Split System: Heat Pump with Remote Outdoor Unit-Air-Source) | 38MURAQ36AB3* |  |  | CNPV*4821AL* | 59SU5A100E21**22 | 37400 | 15.5 | 8.5 | 39500 | 35000 | 88.61% | 2.08 | 0 | 10.5 |  |  |  |  | R-410A | 3.1167 | Residential & Commercial | USHP | Ducted CEE Tier 1
211226079 | Central HP <5.4 tons | CARRIER | HRCU-A-CB (Split System: Heat Pump with Remote Outdoor Unit-Air-Source) | 38MURAQ36AB3* |  |  | CNPV*4821AL* | OVMAAB042112 | 35800 | 15.5 | 8.1 | 38500 | 35000 | 90.91% | 2 | 0 | 10 |  |  |  |  | R-410A | 2.9833 | Residential & Commercial | USHP | Ducted CEE Tier 1
211226120 | Central HP <5.4 tons | CARRIER | HRCU-A-CB (Split System: Heat Pump with Remote Outdoor Unit-Air-Source) | 38MURAQ36AB3* |  |  | CNPV*4824AL* | OVMAAB060154 | 37000 | 16 | 8.1 | 39500 | 35000 | 88.61% | 2.06 | 0 | 10.5 |  |  |  |  | R-410A | 3.0833 | Residential & Commercial | USHP | Ducted CEE Tier 1
211229274 | Central HP <5.4 tons | COMFORTMAKER | HRCU-A-CB (Split System: Heat Pump with Remote Outdoor Unit-Air-Source) | DLCURAH36ABK |  |  | EA*4X48L24A* | *80ES(N,L)0902120A* | 36600 | 16 | 8.5 | 38500 | 34800 | 90.39% | 2.08 | 0 | 10 |  |  |  |  | R-410A | 3.05 | Residential & Commercial | USHP | Ducted CEE Tier 1
212383475 | Central HP <5.4 tons | HEIL | HRCU-A-CB (Split System: Heat Pump with Remote Outdoor Unit-Air-Source) | DLCURAH36ABK |  |  | EA*4X43L21A* | *92ESN0801716A* | 36400 | 16 | 8.5 | 38500 | 34800 | 90.39% | 2.08 | 0 | 10 |  |  |  |  | R-410A | 3.0333 | Residential & Commercial | USHP | Ducted CEE Tier 1
212384331 | Central HP <5.4 tons | HEIL | HRCU-A-CB (Split System: Heat Pump with Remote Outdoor Unit-Air-Source) | DLCURAH36ABK |  |  | END4X42L17** | *92ESN0801716A* | 35600 | 16 | 8.1 | 39000 | 35000 | 89.74% | 1.96 | 0 | 10 |  |  |  |  | R-410A | 2.9667 | Residential & Commercial | USHP | Ducted CEE Tier 1
212384356 | Central HP <5.4 tons | HEIL | HRCU-A-CB (Split System: Heat Pump with Remote Outdoor Unit-Air-Source) | DLCURAH36ABK |  |  | END4X42L17** | *80ESU0601716A | 36400 | 15.5 | 8.1 | 39500 | 35000 | 88.61% | 1.98 | 0 | 10 |  |  |  |  | R-410A | 3.0333 | Residential & Commercial | USHP | Ducted CEE Tier 1
214609061 | Central HP <5.4 tons | CHAMPION HEATING AND COOLING | HRCU-A-CB (Split System: Heat Pump with Remote Outdoor Unit-Air-Source) | HH860E2S11 |  |  | CTF60C5CGS1 | Z9ES100C20SMPS1 | 45500 | 18 | 9 | 46500 | 34000 | 73.12% | 2 | 0 | 11.7 |  |  |  |  | R-454B | 3.7917 | Residential & Commercial | USHP | Ducted CEE Tier 1
214609168 | Central HP <5.4 tons | CHAMPION HEATING AND COOLING | HRCU-A-CB (Split System: Heat Pump with Remote Outdoor Unit-Air-Source) | HH860E2S11 |  |  | CTM60C5CGS1 | Z9ES100C20SMPS1 | 45500 | 18 | 9 | 47000 | 34400 | 73.19% | 2 | 0 | 11.7 |  |  |  |  | R-454B | 3.7917 | Residential & Commercial | USHP | Ducted CEE Tier 1
215932565 | Central HP <5.4 tons | BRYANT HEATING AND COOLING SYSTEMS | HRCU-A-CB (Split System: Heat Pump with Remote Outdoor Unit-Air-Source) | 293VAN036**AA* |  |  | CAA**6024AM*+UI | 88*TB66135C24*** | 34000 | 20.5 | 9.5 | 34000 | 25800 | 75.88% | 2.06 | 0 | 12 |  |  |  |  | R-454B | 2.8333 | Residential & Commercial | USHP | Ducted CEE Tier 1
213079428 | Central HP <5.4 tons | COMFORTMAKER | HRCU-A-CB (Split System: Heat Pump with Remote Outdoor Unit-Air-Source) | DLCURAH36ABK |  |  | EA*4X42L21A* | *92MSN0601714A* | 35200 | 16 | 8.1 | 38500 | 35200 | 91.43% | 1.88 | 0 | 9.5 |  |  |  |  | R-410A | 2.9333 | Residential & Commercial | USHP
213078644 | Central HP <5.4 tons | COMFORTMAKER | HRCU-A-CB (Split System: Heat Pump with Remote Outdoor Unit-Air-Source) | DLCURAH36ABK |  |  | EA*4X42L24A* | *80MS(N,L)1102120A* | 35800 | 16.5 | 8.1 | 38500 | 35000 | 90.91% | 1.9 | 0 | 10 |  |  |  |  | R-410A | 2.9833 | Residential & Commercial | USHP | Ducted CEE Tier 1
211229473 | Central HP <5.4 tons | COMFORTMAKER | HRCU-A-CB (Split System: Heat Pump with Remote Outdoor Unit-Air-Source) | DLCURAH36ABK |  |  | EA*4X48L24A* | *92ESN1202420A* | 36200 | 16 | 8.5 | 38500 | 34600 | 89.87% | 2.08 | 0 | 10 |  |  |  |  | R-410A | 3.0167 | Residential & Commercial | USHP | Ducted CEE Tier 1
211229614 | Central HP <5.4 tons | COMFORTMAKER | HRCU-A-CB (Split System: Heat Pump with Remote Outdoor Unit-Air-Source) | DLCURAH36ABK |  |  | EA*4X48L24A* | *96VTN1002122A* | 36000 | 16.5 | 8.5 | 37800 | 34600 | 91.53% | 2.06 | 0 | 10 |  |  |  |  | R-410A | 3 | Residential & Commercial | USHP | Ducted CEE Tier 1
211229900 | Central HP <5.4 tons | COMFORTMAKER | HRCU-A-CB (Split System: Heat Pump with Remote Outdoor Unit-Air-Source) | DLCURAH36ABK |  |  | EN(A,D,W)4X48L21** | *80ES(N,L)0451712A* | 35800 | 15.5 | 8.1 | 38500 | 35000 | 90.91% | 2 | 0 | 10 |  |  |  |  | R-410A | 2.9833 | Residential & Commercial | USHP | Ducted CEE Tier 1
211230134 | Central HP <5.4 tons | COMFORTMAKER | HRCU-A-CB (Split System: Heat Pump with Remote Outdoor Unit-Air-Source) | DLCURAH36ABK |  |  | EN(A,D,W)4X48L21** | *92ESN0802120A* | 35800 | 16.5 | 8.1 | 38500 | 34800 | 90.39% | 2.02 | 0 | 10.5 |  |  |  |  | R-410A | 2.9833 | Residential & Commercial | USHP | Ducted CEE Tier 1
211230432 | Central HP <5.4 tons | COMFORTMAKER | HRCU-A-CB (Split System: Heat Pump with Remote Outdoor Unit-Air-Source) | DLCURAH36ABK |  |  | EN(A,D)4X48L24** | *80ES(N,L)0902120A* | 36600 | 16 | 8.1 | 39500 | 34800 | 88.1% | 2.04 | 0 | 10.5 |  |  |  |  | R-410A | 3.05 | Residential & Commercial | USHP | Ducted CEE Tier 1
215212607 | Central HP <5.4 tons | HISENSE | HRCU-A-C (Split System: Heat Pump with Remote Outdoor Unit with No Indoor Fan --Air Source) | AUWR-48U3SP2 |  |  | AUH-48XX3SXX4 | 0 | 44500 | 15.8 | 8.3 | 44000 | 33000 | 75% | 1.91 | 0 | 9.5 |  |  |  |  | R-410A | 3.7083 | Residential & Commercial | USHP
211230330 | Central HP <5.4 tons | TEMPSTAR | HRCU-A-CB (Split System: Heat Pump with Remote Outdoor Unit-Air-Source) | DLCURAH36ABK |  |  | EN(A,D,W)4X48L21** | *96VTN0802120A* | 35600 | 16 | 8.1 | 38500 | 34800 | 90.39% | 2 | 0 | 10 |  |  |  |  | R-410A | 2.9667 | Residential & Commercial | USHP | Ducted CEE Tier 1
211230413 | Central HP <5.4 tons | TEMPSTAR | HRCU-A-CB (Split System: Heat Pump with Remote Outdoor Unit-Air-Source) | DLCURAH36ABK |  |  | EN(A,D)4X48L24** | *80ES(N,L)0702116A* | 35800 | 16.5 | 8.1 | 38500 | 34800 | 90.39% | 2 | 0 | 10 |  |  |  |  | R-410A | 2.9833 | Residential & Commercial | USHP | Ducted CEE Tier 1
211230497 | Central HP <5.4 tons | TEMPSTAR | HRCU-A-CB (Split System: Heat Pump with Remote Outdoor Unit-Air-Source) | DLCURAH36ABK |  |  | EN(A,D)4X48L24** | *80ES(N,L)1552420A* | 37200 | 16 | 8.1 | 39500 | 35000 | 88.61% | 2.08 | 0 | 10.5 |  |  |  |  | R-410A | 3.1 | Residential & Commercial | USHP | Ducted CEE Tier 1
213080272 | Central HP <5.4 tons | COMFORTMAKER | HRCU-A-CB (Split System: Heat Pump with Remote Outdoor Unit-Air-Source) | DLCURAH36ABK |  |  | EA*4X36L21A* | *96MSN1002120A* | 35200 | 16 | 8.1 | 38500 | 35200 | 91.43% | 1.8 | 0 | 9.5 |  |  |  |  | R-410A | 2.9333 | Residential & Commercial | USHP
213078668 | Central HP <5.4 tons | COMFORTMAKER | HRCU-A-CB (Split System: Heat Pump with Remote Outdoor Unit-Air-Source) | DLCURAH36ABK |  |  | EA*4X48L21A* | *80MS(N,L)1102120A* | 36200 | 16.5 | 8.5 | 38000 | 34800 | 91.58% | 2.04 | 0 | 10 |  |  |  |  | R-410A | 3.0167 | Residential & Commercial | USHP | Ducted CEE Tier 1
213078802 | Central HP <5.4 tons | COMFORTMAKER | HRCU-A-CB (Split System: Heat Pump with Remote Outdoor Unit-Air-Source) | DLCURAH36ABK |  |  | EA*4X48L24A* | *80MS(N,L)1552420A* | 36200 | 16.5 | 8.5 | 38000 | 34800 | 91.58% | 2.04 | 0 | 10 |  |  |  |  | R-410A | 3.0167 | Residential & Commercial | USHP | Ducted CEE Tier 1
213078822 | Central HP <5.4 tons | COMFORTMAKER | HRCU-A-CB (Split System: Heat Pump with Remote Outdoor Unit-Air-Source) | DLCURAH36ABK |  |  | EA*4X36L17A* | *80MSU1002120A* | 35400 | 15.5 | 8.1 | 39000 | 35400 | 90.77% | 1.84 | 0 | 9.5 |  |  |  |  | R-410A | 2.95 | Residential & Commercial | USHP
214719836 | Central HP <5.4 tons | CHAMPION HEATING AND COOLING | HRCU-A-CB (Split System: Heat Pump with Remote Outdoor Unit-Air-Source) | HH836E2S11 |  |  | CTU48C5XFS1+TXV | TMLE080C16MP11 | 33200 | 19 | 9 | 31200 | 25400 | 81.41% | 2 | 0 | 11 |  |  |  |  | R-454B | 2.7667 | Residential & Commercial | USHP | Ducted CEE Tier 1
214875941 | Central HP <5.4 tons | CHAMPION HEATING AND COOLING | HRCU-A-CB (Split System: Heat Pump with Remote Outdoor Unit-Air-Source) | HMH72B341 |  |  | XAFC36DBCN1+JME16C2SN1 | 0 | 34000 | 18.5 | 8.5 | 33000 | 23200 | 70.3% | 2 | 0 | 10.5 |  |  |  |  | R-410A | 2.8333 | Residential & Commercial | USHP | Ducted CEE Tier 1
206790635 | Central HP <5.4 tons | BRYANT HEATING AND COOLING SYSTEMS | HRCU-A-CB (Split System: Heat Pump with Remote Outdoor Unit-Air-Source) | 284ANV048*0**B* |  |  | CAP**6024AL*+UI | 83*CA60100C21*** | 44500 | 21 | 9 | 46000 | 36200 | 78.7% | 2.32 | 12.5 | 11.7 |  |  |  |  | R-410A | 3.7083 | Residential & Commercial | USHP | Ducted CEE Tier 1
214280275 | Central HP <5.4 tons | KEEPRITE | HRCU-A-CB (Split System: Heat Pump with Remote Outdoor Unit-Air-Source) | DLCURAH36ABK |  |  | EA*4X37L21A* | *96MSN0601716A* | 36000 | 15.5 | 8.5 | 38000 | 35000 | 92.11% | 2.06 | 0 | 10 |  |  |  |  | R-410A | 3 | Residential & Commercial | USHP | Ducted CEE Tier 1
214397973 | Central HP <5.4 tons | CHAMPION HEATING AND COOLING | HRCU-A-CB (Split System: Heat Pump with Remote Outdoor Unit-Air-Source) | HH824E2S11 |  |  | CTF30B5ACS1+JME12B2SN1 | 0 | 23000 | 19 | 9.5 | 23000 | 19000 | 82.61% | 2 | 0 | 12 |  |  |  |  | R-454B | 1.9167 | Residential & Commercial | USHP | Ducted CEE Tier 1
214570435 | Central HP <5.4 tons | KEEPRITE | HRCU-A-CB (Split System: Heat Pump with Remote Outdoor Unit-Air-Source) | CVH825GKA3* |  |  | EA*4X37L21A*+WALLCON | *80CTL0702120B* | 24400 | 16.5 | 8.5 | 21200 | 16600 | 78.3% | 2.02 | 0 | 11 |  |  |  |  | R-410A | 2.0333 | Residential & Commercial | USHP | Ducted CEE Tier 1
214572625 | Central HP <5.4 tons | KEEPRITE | HRCU-A-CB (Split System: Heat Pump with Remote Outdoor Unit-Air-Source) | CVH837GKA** |  |  | EA*4X42L21A*+WALLCON | *97CMN0602120B* | 31600 | 17 | 8.1 | 33200 | 24800 | 74.7% | 1.88 | 0 | 10.5 |  |  |  |  | R-410A | 2.6333 | Residential & Commercial | USHP | Ducted CEE Tier 1
214229378 | Central HP <5.4 tons | HEIL | HRCU-A-CB (Split System: Heat Pump with Remote Outdoor Unit-Air-Source) | DLCURAH24ABK |  |  | EA*4X37L21A* | *80MSU0802120A* | 24200 | 17.5 | 8.5 | 25000 | 21400 | 85.6% | 1.8 | 0 | 10 |  |  |  |  | R-410A | 2.0167 | Residential & Commercial | USHP | Ducted CEE Tier 1
211207010 | Central HP <5.4 tons | YORK | HRCU-A-CB (Split System: Heat Pump with Remote Outdoor Unit-Air-Source) | YZV24B21 |  |  | XAMB24DE1N1+CC | TM8V080B12MP12 | 22400 | 18 | 8.5 | 23600 | 18400 | 77.97% | 1.92 | 0 | 12 |  |  |  |  | R-410A | 1.8667 | Residential & Commercial | USHP | Ducted CEE Tier 1
211207030 | Central HP <5.4 tons | YORK | HRCU-A-CB (Split System: Heat Pump with Remote Outdoor Unit-Air-Source) | YZV48B21 |  |  | XAMC48HE3N1+CC | YP9C100C20MP13 | 43500 | 19 | 9 | 44500 | 36400 | 81.8% | 2.14 | 0 | 11.7 |  |  |  |  | R-410A | 3.625 | Residential & Commercial | USHP | Ducted CEE Tier 1
215939907 | Central HP <5.4 tons | AIRQUEST | HRCU-A-CB (Split System: Heat Pump with Remote Outdoor Unit-Air-Source) | H5H3V36*K*AAA* |  |  | EA*5X61M24A*+WALLCON | *97CTN0802120A* | 34400 | 20.5 | 9.5 | 34400 | 26000 | 75.58% | 2.06 | 0 | 12 |  |  |  |  | R-454B | 2.8667 | Residential & Commercial | USHP | Ducted CEE Tier 1
210470274 | Central HP <5.4 tons | TEMPSTAR | HRCU-A-CB (Split System: Heat Pump with Remote Outdoor Unit-Air-Source) | TVH837GKA2* |  |  | EA*4X60L24A*+WALLCON | *80CTL0902120A* | 32800 | 17.5 | 8.5 | 31800 | 24800 | 77.99% | 1.98 | 0 | 11.7 |  |  |  |  | R-410A | 2.7333 | Residential & Commercial | USHP | Ducted CEE Tier 1
210470285 | Central HP <5.4 tons | TEMPSTAR | HRCU-A-CB (Split System: Heat Pump with Remote Outdoor Unit-Air-Source) | TVH837GKA2* |  |  | EA*4X60L24A*+WALLCON | *80CTL1352422A* | 32800 | 18 | 8.5 | 31800 | 24800 | 77.99% | 2 | 0 | 12 |  |  |  |  | R-410A | 2.7333 | Residential & Commercial | USHP | Ducted CEE Tier 1
210470428 | Central HP <5.4 tons | TEMPSTAR | HRCU-A-CB (Split System: Heat Pump with Remote Outdoor Unit-Air-Source) | TVH837GKA2* |  |  | EA*4X61L21A*+WALLCON | *80CSU1002120A* | 33200 | 17 | 8.1 | 32200 | 24800 | 77.02% | 1.98 | 0 | 11.5 |  |  |  |  | R-410A | 2.7667 | Residential & Commercial | USHP | Ducted CEE Tier 1
216759896 | Central HP <5.4 tons | ECO-AIR | HRCU-A-CB (Split System: Heat Pump with Remote Outdoor Unit-Air-Source) | ECUO-33H |  |  | ECMP-33U | 0 | 36000 | 16.5 | 8.2 | 37000 | 32000 | 86.49% | 1.85 | 0 | 10 |  |  |  |  | R-454B | 3 | Residential & Commercial | USHP | Ducted CEE Tier 1
210929586 | Central HP <5.4 tons | AMERICAN STANDARD | HRCU-A-CB (Split System: Heat Pump with Remote Outdoor Unit-Air-Source) | 4A6V8X60A1 |  |  | TAMXB0C60V51 | 0 | 53000 | 18 | 8.2 | 50000 | 39500 | 79% | 1.76 | 12 | 12 |  |  |  |  | R-410A | 4.4167 | Residential & Commercial | USHP | Ducted CEE Tier 1
215941127 | Central HP <5.4 tons | AIRQUEST | HRCU-A-CB (Split System: Heat Pump with Remote Outdoor Unit-Air-Source) | H5H3V48*K*AAA* |  |  | EA*5X61M24A*+WALLCON | *97CTN1202422A* | 45500 | 21.5 | 9.5 | 48500 | 36600 | 75.46% | 2 | 0 | 11.5 |  |  |  |  | R-454B | 3.7917 | Residential & Commercial | USHP | Ducted CEE Tier 1
213079934 | Central HP <5.4 tons | COMFORTMAKER | HRCU-A-CB (Split System: Heat Pump with Remote Outdoor Unit-Air-Source) | DLCURAH36ABK |  |  | EA*4X48L24A* | *92MSN1202420A* | 36200 | 16 | 8.5 | 38000 | 34800 | 91.58% | 2.04 | 0 | 10 |  |  |  |  | R-410A | 3.0167 | Residential & Commercial | USHP | Ducted CEE Tier 1
215941117 | Central HP <5.4 tons | AIRQUEST | HRCU-A-CB (Split System: Heat Pump with Remote Outdoor Unit-Air-Source) | H5H3V48*K*AAA* |  |  | EA*5X61M24A*+WALLCON | *97CTN1002122A* | 45500 | 21.5 | 9.5 | 48500 | 36800 | 75.88% | 2 | 0 | 11 |  |  |  |  | R-454B | 3.7917 | Residential & Commercial | USHP | Ducted CEE Tier 1
215933605 | Central HP <5.4 tons | BRYANT HEATING AND COOLING SYSTEMS | HRCU-A-CB (Split System: Heat Pump with Remote Outdoor Unit-Air-Source) | 293VAN036**AA* |  |  | CSAH*4812AM*+UI | 935CB48060C17*** | 33600 | 19 | 9 | 35200 | 27000 | 76.7% | 1.92 | 0 | 11 |  |  |  |  | R-454B | 2.8 | Residential & Commercial | USHP | Ducted CEE Tier 1
212384774 | Central HP <5.4 tons | CARRIER | HRCU-A-CB (Split System: Heat Pump with Remote Outdoor Unit-Air-Source) | 38MURAQ36AB3* |  |  | CNPV*4821AL* | 58S(B,C)*A070E17**16 | 35800 | 16 | 8.1 | 39000 | 34800 | 89.23% | 2 | 0 | 10 |  |  |  |  | R-410A | 2.9833 | Residential & Commercial | USHP | Ducted CEE Tier 1
210472836 | Central HP <5.4 tons | COMFORTMAKER | HRCU-A-CB (Split System: Heat Pump with Remote Outdoor Unit-Air-Source) | CVH825GKA3* |  |  | EA*4X42L21A*+WALLCON | *95CSU1002122A* | 23800 | 16.5 | 8.1 | 21400 | 16600 | 77.57% | 1.96 | 0 | 11 |  |  |  |  | R-410A | 1.9833 | Residential & Commercial | USHP | Ducted CEE Tier 1
216759918 | Central HP <5.4 tons | ECO-AIR | HRCU-A-C (Split System: Heat Pump with Remote Outdoor Unit with No Indoor Fan --Air Source) | ECUO-36H |  |  | ECCC-36U | 0 | 36000 | 15.8 | 9.4 | 38000 | 36000 | 94.74% | 1.9 | 0 | 10.7 |  |  |  |  | R-454B | 3 | Residential & Commercial | USHP | Ducted CEE Tier 1
215940997 | Central HP <5.4 tons | AIRQUEST | HRCU-A-CB (Split System: Heat Pump with Remote Outdoor Unit-Air-Source) | H5H3V48*K*AAA* |  |  | EA*5X60M24A*+WALLCON | *96CTN0802120B* | 44500 | 21 | 9.5 | 48500 | 36600 | 75.46% | 2 | 0 | 11 |  |  |  |  | R-454B | 3.7083 | Residential & Commercial | USHP | Ducted CEE Tier 1
215941047 | Central HP <5.4 tons | AIRQUEST | HRCU-A-CB (Split System: Heat Pump with Remote Outdoor Unit-Air-Source) | H5H3V48*K*AAA* |  |  | EA*5X61M21A*+WALLCON | *80CSU0401712B* | 45500 | 21.5 | 9.5 | 48500 | 36800 | 75.88% | 2 | 0 | 11.5 |  |  |  |  | R-454B | 3.7917 | Residential & Commercial | USHP | Ducted CEE Tier 1
215941097 | Central HP <5.4 tons | AIRQUEST | HRCU-A-CB (Split System: Heat Pump with Remote Outdoor Unit-Air-Source) | H5H3V48*K*AAA* |  |  | EA*5X61M24A*+WALLCON | *96CTN0802120B* | 45500 | 21 | 9.5 | 48500 | 37000 | 76.29% | 2 | 0 | 11 |  |  |  |  | R-454B | 3.7917 | Residential & Commercial | USHP | Ducted CEE Tier 1
215941197 | Central HP <5.4 tons | AIRQUEST | HRCU-A-CB (Split System: Heat Pump with Remote Outdoor Unit-Air-Source) | H5H3V48*K*AAA* |  |  | ESH5X48M12A*+WALLCON | *97CTN1202422A* | 44500 | 20 | 9 | 48500 | 36400 | 75.05% | 1.82 | 0 | 10.5 |  |  |  |  | R-454B | 3.7083 | Residential & Commercial | USHP | Ducted CEE Tier 1
215941597 | Central HP <5.4 tons | AIRQUEST | HRCU-A-CB (Split System: Heat Pump with Remote Outdoor Unit-Air-Source) | H5H3V48*K*AAA* |  |  | EVD5X48M24A*+WALLCON | *97CTN0802120A* | 44500 | 20 | 8.1 | 52000 | 38000 | 73.08% | 1.9 | 0 | 11 |  |  |  |  | R-454B | 3.7083 | Residential & Commercial | USHP | Ducted CEE Tier 1
215941647 | Central HP <5.4 tons | AIRQUEST | HRCU-A-CB (Split System: Heat Pump with Remote Outdoor Unit-Air-Source) | H5H3V48*K*AAA* |  |  | EVD5X49M24A*+WALLCON | *97CTN1002122A* | 45500 | 20.5 | 8.1 | 52500 | 38000 | 72.38% | 1.9 | 0 | 11.5 |  |  |  |  | R-454B | 3.7917 | Residential & Commercial | USHP | Ducted CEE Tier 1
215941767 | Central HP <5.4 tons | AIRQUEST | HRCU-A-CB (Split System: Heat Pump with Remote Outdoor Unit-Air-Source) | H5H3V48*K*AAA* |  |  | EVD5X61M21A*+WALLCON | *96CTN0802120B* | 46000 | 20.5 | 8.1 | 53500 | 38500 | 71.96% | 1.95 | 0 | 11.5 |  |  |  |  | R-454B | 3.8333 | Residential & Commercial | USHP | Ducted CEE Tier 1
215941267 | Central HP <5.4 tons | AIRQUEST | HRCU-A-CB (Split System: Heat Pump with Remote Outdoor Unit-Air-Source) | H5H3V48*K*AAA* |  |  | EVM5X48M21A*+WALLCON | *96CTN0802120B* | 44500 | 19.5 | 8.1 | 52000 | 38500 | 74.04% | 1.9 | 0 | 10.5 |  |  |  |  | R-454B | 3.7083 | Residential & Commercial | USHP | Ducted CEE Tier 1
215941317 | Central HP <5.4 tons | AIRQUEST | HRCU-A-CB (Split System: Heat Pump with Remote Outdoor Unit-Air-Source) | H5H3V48*K*AAA* |  |  | EVM5X48M21A*+WALLCON | *97CTN1002122A* | 44500 | 20 | 8.1 | 52000 | 38500 | 74.04% | 2 | 0 | 11 |  |  |  |  | R-454B | 3.7083 | Residential & Commercial | USHP | Ducted CEE Tier 1
213079512 | Central HP <5.4 tons | COMFORTMAKER | HRCU-A-CB (Split System: Heat Pump with Remote Outdoor Unit-Air-Source) | DLCURAH36ABK |  |  | EA*4X36L17A* | *92MSN0801716A* | 35000 | 16 | 8.1 | 38500 | 35200 | 91.43% | 1.82 | 0 | 9.5 |  |  |  |  | R-410A | 2.9167 | Residential & Commercial | USHP
214242716 | Central HP <5.4 tons | BRYANT HEATING AND COOLING SYSTEMS | HRCU-A-CB (Split System: Heat Pump with Remote Outdoor Unit-Air-Source) | 288BNV025*0**B* |  |  | CNPV*3617AL*+UI | 986TD42060C17*** | 23400 | 16 | 8.1 | 21600 | 16800 | 77.78% | 1.9 | 0 | 10.5 |  |  |  |  | R-410A | 1.95 | Residential & Commercial | USHP | Ducted CEE Tier 1
214242466 | Central HP <5.4 tons | BRYANT HEATING AND COOLING SYSTEMS | HRCU-A-CB (Split System: Heat Pump with Remote Outdoor Unit-Air-Source) | 288BNV025*0**B* |  |  | CNPV*2417AL*+UI | 987MC42060C17*** | 23200 | 15.5 | 8.1 | 22200 | 16900 | 76.13% | 1.92 | 0 | 10.5 |  |  |  |  | R-410A | 1.9333 | Residential & Commercial | USHP | Ducted CEE Tier 1
212983233 | Central HP <5.4 tons | COMFORTMAKER | HRCU-A-CB (Split System: Heat Pump with Remote Outdoor Unit-Air-Source) | DLCURAH24ABK |  |  | EN(A,D,W)4X36L17** | *92MSN0401712A* | 23400 | 15.5 | 8.1 | 26200 | 24200 | 92.37% | 1.98 | 0 | 10 |  |  |  |  | R-410A | 1.95 | Residential & Commercial | USHP | Ducted CEE Tier 1
211244735 | Central HP <5.4 tons | COMFORTMAKER | HRCU-A-CB (Split System: Heat Pump with Remote Outdoor Unit-Air-Source) | DLCURAH24ABK |  |  | EN(A,D)4X30L17** | *92ESN0601714A* | 24400 | 16.5 | 8.1 | 26400 | 22800 | 86.36% | 1.88 | 0 | 10.5 |  |  |  |  | R-410A | 2.0333 | Residential & Commercial | USHP | Ducted CEE Tier 1
214606481 | Central HP <5.4 tons | CHAMPION HEATING AND COOLING | HRCU-A-C (Split System: Heat Pump with Remote Outdoor Unit with No Indoor Fan --Air Source) | HH824E2S11 |  |  | CTF30B5ACS1 | 0 | 23000 | 15.2 | 8.5 | 23000 | 17400 | 75.65% | 2 | 0 | 11 |  |  |  |  | R-454B | 1.9167 | Residential & Commercial | USHP | Ducted CEE Tier 1
206773329 | Central HP <5.4 tons | BRYANT HEATING AND COOLING SYSTEMS | HRCU-A-CB (Split System: Heat Pump with Remote Outdoor Unit-Air-Source) | 288BNV037*0**B* |  |  | CSPH*4212AL*+UI | 83*CA48060C17*** | 32400 | 16.5 | 8.1 | 33200 | 24800 | 74.7% | 1.94 | 11.5 | 11 |  |  |  |  | R-410A | 2.7 | Residential & Commercial | USHP | Ducted CEE Tier 1
216759897 | Central HP <5.4 tons | ECO-AIR | HRCU-A-CB (Split System: Heat Pump with Remote Outdoor Unit-Air-Source) | ECUO-36H |  |  | ECMP-36U | 0 | 36000 | 17.4 | 10.3 | 37000 | 39000 | 105.4% | 1.9 | 0 | 11.7 |  |  |  |  | R-454B | 3 | Residential & Commercial | USHP | Ducted CEE Tier 1
212979194 | Central HP <5.4 tons | AIRQUEST | HRCU-A-CB (Split System: Heat Pump with Remote Outdoor Unit-Air-Source) | DLCURAH24ABK |  |  | EA*4X37L21A* | *80MS(N,L)0701716A* | 24200 | 17.5 | 8.5 | 25200 | 21600 | 85.71% | 1.82 | 0 | 10.5 |  |  |  |  | R-410A | 2.0167 | Residential & Commercial | USHP | Ducted CEE Tier 1
212979896 | Central HP <5.4 tons | AIRQUEST | HRCU-A-CB (Split System: Heat Pump with Remote Outdoor Unit-Air-Source) | DLCURAH24ABK |  |  | EN(A,D)4X24L17** | *80MS(N,L)0901714A* | 23400 | 16.5 | 8.5 | 27000 | 24400 | 90.37% | 2.02 | 0 | 10 |  |  |  |  | R-410A | 1.95 | Residential & Commercial | USHP | Ducted CEE Tier 1
215940967 | Central HP <5.4 tons | AIRQUEST | HRCU-A-CB (Split System: Heat Pump with Remote Outdoor Unit-Air-Source) | H5H3V48*K*AAA* |  |  | EA*5X48M21A*+WALLCON | *97CTN0801716A* | 43000 | 20 | 9.5 | 48500 | 37400 | 77.11% | 2 | 0 | 10.5 |  |  |  |  | R-454B | 3.5833 | Residential & Commercial | USHP | Ducted CEE Tier 1
215941067 | Central HP <5.4 tons | AIRQUEST | HRCU-A-CB (Split System: Heat Pump with Remote Outdoor Unit-Air-Source) | H5H3V48*K*AAA* |  |  | EA*5X61M21A*+WALLCON | *97CTN0801716A* | 44500 | 20 | 9 | 49000 | 37600 | 76.73% | 2 | 0 | 11 |  |  |  |  | R-454B | 3.7083 | Residential & Commercial | USHP | Ducted CEE Tier 1
213771480 | Central HP <5.4 tons | COMFORTMAKER | HRCU-A-CB (Split System: Heat Pump with Remote Outdoor Unit-Air-Source) | CVH825GKA2* |  |  | EA*4X43L21A*+WALLCON | *80CTL1102120B* | 24400 | 17 | 8.5 | 21200 | 16600 | 78.3% | 2.04 | 0 | 11 |  |  |  |  | R-410A | 2.0333 | Residential & Commercial | USHP | Ducted CEE Tier 1
215941017 | Central HP <5.4 tons | AIRQUEST | HRCU-A-CB (Split System: Heat Pump with Remote Outdoor Unit-Air-Source) | H5H3V48*K*AAA* |  |  | EA*5X60M24A*+WALLCON | *97CTN1002122A* | 44500 | 21 | 9.5 | 48000 | 36400 | 75.83% | 2 | 0 | 11 |  |  |  |  | R-454B | 3.7083 | Residential & Commercial | USHP | Ducted CEE Tier 1
215941137 | Central HP <5.4 tons | AIRQUEST | HRCU-A-CB (Split System: Heat Pump with Remote Outdoor Unit-Air-Source) | H5H3V48*K*AAA* |  |  | ESH5X48M12A*+WALLCON | *96CTN0802120B* | 44000 | 20 | 9 | 48500 | 36600 | 75.46% | 1.8 | 0 | 10.5 |  |  |  |  | R-454B | 3.6667 | Residential & Commercial | USHP | Ducted CEE Tier 1
207436291 | Central HP <5.4 tons | LENNOX | HRCU-A-CB (Split System: Heat Pump with Remote Outdoor Unit-Air-Source) | SL25XPV-036-230A** |  |  | C35-50/60C+TDR+TXV | EL296UH110XV60C* | 33800 | 21.4 | 8.6 | 34400 | 26600 | 77.33% | 1.82 | 14 | 13.5 |  |  |  |  | R-410A | 2.8167 | Residential & Commercial | USHP | Ducted CEE Tier 1
207436355 | Central HP <5.4 tons | LENNOX | HRCU-A-CB (Split System: Heat Pump with Remote Outdoor Unit-Air-Source) | SL25XPV-036-230A** |  |  | CH35-48B+TDR+TXV | EL296UH045XV36B* | 33600 | 21.6 | 8.8 | 34800 | 26200 | 75.29% | 1.82 | 13.5 | 13 |  |  |  |  | R-410A | 2.8 | Residential & Commercial | USHP | Ducted CEE Tier 1
207436359 | Central HP <5.4 tons | LENNOX | HRCU-A-CB (Split System: Heat Pump with Remote Outdoor Unit-Air-Source) | SL25XPV-036-230A** |  |  | CH35-48B+TDR+TXV | SL280UH090V48B* | 34000 | 22 | 8.8 | 34400 | 25800 | 75% | 1.84 | 14 | 13.5 |  |  |  |  | R-410A | 2.8333 | Residential & Commercial | USHP | Ducted CEE Tier 1
211242339 | Central HP <5.4 tons | TEMPSTAR | HRCU-A-CB (Split System: Heat Pump with Remote Outdoor Unit-Air-Source) | DLCURAH24ABK |  |  | EA*4X36L21A* | *80ES(N,L)0701716A* | 25000 | 16.5 | 8.5 | 26800 | 21800 | 81.34% | 1.8 | 0 | 10 |  |  |  |  | R-410A | 2.0833 | Residential & Commercial | USHP | Ducted CEE Tier 1
211245548 | Central HP <5.4 tons | COMFORTMAKER | HRCU-A-CB (Split System: Heat Pump with Remote Outdoor Unit-Air-Source) | DLCURAH24ABK |  |  | EN(A,D)4X36L21** | *96VTN0601714A* | 24000 | 16.5 | 8.1 | 26200 | 23200 | 88.55% | 1.92 | 0 | 10 |  |  |  |  | R-410A | 2 | Residential & Commercial | USHP | Ducted CEE Tier 1
213076804 | Central HP <5.4 tons | COMFORTMAKER | HRCU-A-CB (Split System: Heat Pump with Remote Outdoor Unit-Air-Source) | DLCURAH36ABK |  |  | EA*4X48L24A* | *80VTL1102122B* | 36200 | 16.5 | 8.5 | 38000 | 34800 | 91.58% | 2.04 | 0 | 10 |  |  |  |  | R-410A | 3.0167 | Residential & Commercial | USHP | Ducted CEE Tier 1
213077629 | Central HP <5.4 tons | COMFORTMAKER | HRCU-A-CB (Split System: Heat Pump with Remote Outdoor Unit-Air-Source) | DLCURAH36ABK |  |  | EA*4X42L24A* | *96VTN1002120B* | 35400 | 16.5 | 8.1 | 38500 | 35000 | 90.91% | 1.88 | 0 | 10 |  |  |  |  | R-410A | 2.95 | Residential & Commercial | USHP | Ducted CEE Tier 1
211259891 | Central HP <5.4 tons | COMFORTMAKER | HRCU-A-CB (Split System: Heat Pump with Remote Outdoor Unit-Air-Source) | DLCURAH18ABK |  |  | EA*4X19L17A* | *80ES(N,L)0451412A* | 18600 | 16.5 | 8.5 | 18500 | 17500 | 94.59% | 2.14 | 0 | 11 |  |  |  |  | R-410A | 1.55 | Residential & Commercial | USHP | Ducted CEE Tier 1
211260100 | Central HP <5.4 tons | COMFORTMAKER | HRCU-A-CB (Split System: Heat Pump with Remote Outdoor Unit-Air-Source) | DLCURAH18ABK |  |  | EA*4X24L14A* | *96VSN0601412A* | 17800 | 16 | 8.5 | 18800 | 19000 | 101.1% | 2.28 | 0 | 10.5 |  |  |  |  | R-410A | 1.4833 | Residential & Commercial | USHP | Ducted CEE Tier 1
211260232 | Central HP <5.4 tons | COMFORTMAKER | HRCU-A-CB (Split System: Heat Pump with Remote Outdoor Unit-Air-Source) | DLCURAH18ABK |  |  | EA*4X24L14A* | *80ES(N,L)0701412A* | 17600 | 16 | 8.5 | 18400 | 19100 | 103.8% | 2.3 | 0 | 10.5 |  |  |  |  | R-410A | 1.4667 | Residential & Commercial | USHP | Ducted CEE Tier 1
211260616 | Central HP <5.4 tons | COMFORTMAKER | HRCU-A-CB (Split System: Heat Pump with Remote Outdoor Unit-Air-Source) | DLCURAH18ABK |  |  | EA*4X24L17A* | *92ESN0401712A* | 17800 | 15.5 | 8.5 | 18800 | 19000 | 101.1% | 2.28 | 0 | 10.5 |  |  |  |  | R-410A | 1.4833 | Residential & Commercial | USHP | Ducted CEE Tier 1
211241455 | Central HP <5.4 tons | HEIL | HRCU-A-CB (Split System: Heat Pump with Remote Outdoor Unit-Air-Source) | DLCURAH24ABK |  |  | EA*4X30L17A* | *80ES(N,L)0701716A* | 24800 | 16 | 8.5 | 26800 | 22200 | 82.84% | 1.82 | 0 | 10 |  |  |  |  | R-410A | 2.0667 | Residential & Commercial | USHP | Ducted CEE Tier 1
211241548 | Central HP <5.4 tons | HEIL | HRCU-A-CB (Split System: Heat Pump with Remote Outdoor Unit-Air-Source) | DLCURAH24ABK |  |  | EA*4X30L17A* | *96VTN0801716A* | 24200 | 16.5 | 8.5 | 26400 | 23000 | 87.12% | 1.9 | 0 | 10 |  |  |  |  | R-410A | 2.0167 | Residential & Commercial | USHP | Ducted CEE Tier 1
211244470 | Central HP <5.4 tons | HEIL | HRCU-A-CB (Split System: Heat Pump with Remote Outdoor Unit-Air-Source) | DLCURAH24ABK |  |  | EN(A,D)4X30L17** | *96VSN0801716A* | 24200 | 16.5 | 8.1 | 26200 | 23000 | 87.79% | 1.9 | 0 | 10.5 |  |  |  |  | R-410A | 2.0167 | Residential & Commercial | USHP | Ducted CEE Tier 1
214807718 | Central HP <5.4 tons | CHAMPION HEATING AND COOLING | HRCU-A-CB (Split System: Heat Pump with Remote Outdoor Unit-Air-Source) | HH824E2S11 |  |  | CTU36B5XDS1+JME12B2SN1+TXV | 0 | 23000 | 19 | 9.5 | 23000 | 18500 | 80.43% | 2 | 0 | 12 |  |  |  |  | R-454B | 1.9167 | Residential & Commercial | USHP | Ducted CEE Tier 1
216720944 | Central HP <5.4 tons | COMFORTSTAR | HRCU-A-CB (Split System: Heat Pump with Remote Outdoor Unit-Air-Source) | CPR3-60CD(O) |  |  | AHU3-60-SG3 | 0 | 54000 | 15.2 | 8.4 | 54000 | 38000 | 70.37% | 1.8 | 0 | 8.6 |  |  |  |  | R-454B | 4.5 | Residential & Commercial | USHP
213079664 | Central HP <5.4 tons | COMFORTMAKER | HRCU-A-CB (Split System: Heat Pump with Remote Outdoor Unit-Air-Source) | DLCURAH36ABK |  |  | EA*4X42L21A* | *92MSN0802120A* | 35200 | 16.5 | 8.1 | 38500 | 35000 | 90.91% | 1.88 | 0 | 10 |  |  |  |  | R-410A | 2.9333 | Residential & Commercial | USHP | Ducted CEE Tier 1
213079913 | Central HP <5.4 tons | COMFORTMAKER | HRCU-A-CB (Split System: Heat Pump with Remote Outdoor Unit-Air-Source) | DLCURAH36ABK |  |  | EN(A,D)4X48L24** | *92MSN1002122A* | 36000 | 16.5 | 8.1 | 38500 | 35000 | 90.91% | 2 | 0 | 10.5 |  |  |  |  | R-410A | 3 | Residential & Commercial | USHP | Ducted CEE Tier 1
213080200 | Central HP <5.4 tons | COMFORTMAKER | HRCU-A-CB (Split System: Heat Pump with Remote Outdoor Unit-Air-Source) | DLCURAH36ABK |  |  | EA*4X48L21A* | *96MSN0802120A* | 36000 | 16 | 8.5 | 38000 | 34800 | 91.58% | 2.04 | 0 | 10 |  |  |  |  | R-410A | 3 | Residential & Commercial | USHP | Ducted CEE Tier 1
213080284 | Central HP <5.4 tons | COMFORTMAKER | HRCU-A-CB (Split System: Heat Pump with Remote Outdoor Unit-Air-Source) | DLCURAH36ABK |  |  | EA*4X37L21A* | *96MSN1002120A* | 36600 | 16 | 8.5 | 38500 | 34800 | 90.39% | 2.1 | 0 | 10 |  |  |  |  | R-410A | 3.05 | Residential & Commercial | USHP | Ducted CEE Tier 1
216738929 | Central HP <5.4 tons | KEEPRITE | HRCU-A-CB (Split System: Heat Pump with Remote Outdoor Unit-Air-Source) | D5CUHAH24AAK |  |  | ESH5X36M12A* | *97VTN1002120A* | 22600 | 16 | 8.1 | 20800 | 18400 | 88.46% | 1.85 | 0 | 11 |  |  |  |  | R-454B | 1.8833 | Residential & Commercial | USHP | Ducted CEE Tier 1
215933545 | Central HP <5.4 tons | BRYANT HEATING AND COOLING SYSTEMS | HRCU-A-CB (Split System: Heat Pump with Remote Outdoor Unit-Air-Source) | 293VAN036**AA* |  |  | CSAH*4812AM*+UI | 88*TB36070C14*** | 33600 | 19 | 9 | 35200 | 27000 | 76.7% | 1.9 | 0 | 11 |  |  |  |  | R-454B | 2.8 | Residential & Commercial | USHP | Ducted CEE Tier 1
214242936 | Central HP <5.4 tons | BRYANT HEATING AND COOLING SYSTEMS | HRCU-A-CB (Split System: Heat Pump with Remote Outdoor Unit-Air-Source) | 288BNV025*0**B* |  |  | CNPV*4217AL*+UI | 986TD42060C17*** | 23800 | 16.5 | 8.1 | 21400 | 16700 | 78.04% | 1.98 | 0 | 11 |  |  |  |  | R-410A | 1.9833 | Residential & Commercial | USHP | Ducted CEE Tier 1
214809214 | Central HP <5.4 tons | CHAMPION HEATING AND COOLING | HRCU-A-CB (Split System: Heat Pump with Remote Outdoor Unit-Air-Source) | HH860E2S11 |  |  | CTU60C5XGS1+TXV | Z8ES100C20SMPS1 | 44500 | 18 | 9 | 44500 | 33400 | 75.06% | 2 | 0 | 12 |  |  |  |  | R-454B | 3.7083 | Residential & Commercial | USHP | Ducted CEE Tier 1
213076298 | Central HP <5.4 tons | BRYANT HEATING AND COOLING SYSTEMS | HRCU-A-CB (Split System: Heat Pump with Remote Outdoor Unit-Air-Source) | 38MURAQ36AB3* |  |  | CAP**4824AL* | 935SB66100M21*** | 36200 | 16.5 | 8.5 | 38000 | 34800 | 91.58% | 2.04 | 0 | 10 |  |  |  |  | R-410A | 3.0167 | Residential & Commercial | USHP | Ducted CEE Tier 1
213075947 | Central HP <5.4 tons | BRYANT HEATING AND COOLING SYSTEMS | HRCU-A-CB (Split System: Heat Pump with Remote Outdoor Unit-Air-Source) | 38MURAQ36AB3* |  |  | CAP**4824AL* | 935SB60100M21*** | 36000 | 16.5 | 8.5 | 38000 | 34800 | 91.58% | 2.04 | 0 | 10 |  |  |  |  | R-410A | 3 | Residential & Commercial | USHP | Ducted CEE Tier 1
213076629 | Central HP <5.4 tons | BRYANT HEATING AND COOLING SYSTEMS | HRCU-A-CB (Split System: Heat Pump with Remote Outdoor Unit-Air-Source) | 38MURAQ36AB3* |  |  | CAP**3621AL* | 82*TB60090V21*** | 35000 | 16 | 8.1 | 38500 | 35200 | 91.43% | 1.82 | 0 | 9.5 |  |  |  |  | R-410A | 2.9167 | Residential & Commercial | USHP
212971716 | Central HP <5.4 tons | HEIL | HRCU-A-CB (Split System: Heat Pump with Remote Outdoor Unit-Air-Source) | DLCURAH24ABK |  |  | EN(A,D)4X30L17** | *80VTL0701716B* | 23600 | 17 | 8.5 | 26400 | 24200 | 91.67% | 2.02 | 0 | 10.5 |  |  |  |  | R-410A | 1.9667 | Residential & Commercial | USHP | Ducted CEE Tier 1
212971189 | Central HP <5.4 tons | HEIL | HRCU-A-CB (Split System: Heat Pump with Remote Outdoor Unit-Air-Source) | DLCURAH24ABK |  |  | EA*4X37L17A* | *80VTL0451412B* | 24200 | 17 | 8.5 | 25200 | 22000 | 87.3% | 1.84 | 0 | 10 |  |  |  |  | R-410A | 2.0167 | Residential & Commercial | USHP | Ducted CEE Tier 1
212972668 | Central HP <5.4 tons | HEIL | HRCU-A-CB (Split System: Heat Pump with Remote Outdoor Unit-Air-Source) | DLCURAH18ABK |  |  | EA*4X19L17A* | *96VSN0401410B* | 17700 | 16 | 8.1 | 17800 | 17900 | 100.6% | 2.16 | 0 | 10.5 |  |  |  |  | R-410A | 1.475 | Residential & Commercial | USHP | Ducted CEE Tier 1
212973018 | Central HP <5.4 tons | HEIL | HRCU-A-CB (Split System: Heat Pump with Remote Outdoor Unit-Air-Source) | DLCURAH18ABK |  |  | EA*4X19L17A* | *96VSN0401712B* | 17700 | 16 | 8.1 | 17800 | 17900 | 100.6% | 2.16 | 0 | 10.5 |  |  |  |  | R-410A | 1.475 | Residential & Commercial | USHP | Ducted CEE Tier 1
215932122 | Central HP <5.4 tons | KENMORE | HRCU-A-CB (Split System: Heat Pump with Remote Outdoor Unit-Air-Source) | (C,H,T)5H3V36*K*AAA* |  |  | EA*5X36M17A*+WALLCON | *96CTN0601714B* | 32000 | 19 | 9.5 | 34600 | 26600 | 76.88% | 2.02 | 0 | 10.5 |  |  |  |  | R-454B | 2.6667 | Residential & Commercial | USHP | Ducted CEE Tier 1
211227381 | Central HP <5.4 tons | COMFORTMAKER | HRCU-A-CB (Split System: Heat Pump with Remote Outdoor Unit-Air-Source) | DLCURAH36ABK |  |  | EA*4X42L21A* | *80VSL0451716A* | 35200 | 15.5 | 8.1 | 38500 | 35200 | 91.43% | 1.88 | 0 | 9.5 |  |  |  |  | R-410A | 2.9333 | Residential & Commercial | USHP
215319184 | Central HP <5.4 tons | LPS Legacy | HRCU-A-CB (Split System: Heat Pump with Remote Outdoor Unit-Air-Source) | D5CSHAH18AAK |  |  | D5FSAAH18XBK | 0 | 18000 | 18.2 | 10.1 | 19500 | 18000 | 92.31% | 2.2 | 0 | 12 |  |  |  |  | R-454B | 1.5 | Residential & Commercial | USHP | Ducted CEE Tier 1
211081440 | Central HP <5.4 tons | AMERICAN STANDARD | HRCU-A-CB (Split System: Heat Pump with Remote Outdoor Unit-Air-Source) | 4A6V0X60A1 |  |  | 4TXCD010DS3 | S8V2D120M5PDA | 54000 | 19 | 8.2 | 52000 | 39500 | 75.96% | 1.83 | 12 | 11.7 |  |  |  |  | R-410A | 4.5 | Residential & Commercial | USHP | Ducted CEE Tier 1
214229172 | Central HP <5.4 tons | COMFORTMAKER | HRCU-A-CB (Split System: Heat Pump with Remote Outdoor Unit-Air-Source) | DLCURAH24ABK |  |  | EA*4X37L17A* | *80MSU0601716A* | 24000 | 17.5 | 8.5 | 25600 | 21600 | 84.38% | 1.82 | 0 | 10 |  |  |  |  | R-410A | 2 | Residential & Commercial | USHP | Ducted CEE Tier 1
212983158 | Central HP <5.4 tons | HEIL | HRCU-A-CB (Split System: Heat Pump with Remote Outdoor Unit-Air-Source) | DLCURAH24ABK |  |  | EA*4X30L17A* | *92MSN0401712A* | 23400 | 16 | 8.5 | 26400 | 24800 | 93.94% | 2.04 | 0 | 9.5 |  |  |  |  | R-410A | 1.95 | Residential & Commercial | USHP
213771530 | Central HP <5.4 tons | COMFORTMAKER | HRCU-A-CB (Split System: Heat Pump with Remote Outdoor Unit-Air-Source) | CVH825GKA2* |  |  | EA*4X43L21A*+WALLCON | *96CTN0601714B* | 24400 | 16.5 | 8.1 | 21200 | 16700 | 78.77% | 2.02 | 0 | 11 |  |  |  |  | R-410A | 2.0333 | Residential & Commercial | USHP | Ducted CEE Tier 1
213771580 | Central HP <5.4 tons | COMFORTMAKER | HRCU-A-CB (Split System: Heat Pump with Remote Outdoor Unit-Air-Source) | CVH825GKA2* |  |  | EA*4X48L21A*+WALLCON | *80CTL0901716B* | 24200 | 17 | 8.1 | 20800 | 16500 | 79.33% | 2.02 | 0 | 11 |  |  |  |  | R-410A | 2.0167 | Residential & Commercial | USHP | Ducted CEE Tier 1
214279742 | Central HP <5.4 tons | KEEPRITE | HRCU-A-CB (Split System: Heat Pump with Remote Outdoor Unit-Air-Source) | DLCURAH18ABK |  |  | EA*4X24L17A* | *96MSN0601716A* | 17200 | 16 | 8.5 | 18100 | 19400 | 107.2% | 2.32 | 0 | 10.5 |  |  |  |  | R-410A | 1.4333 | Residential & Commercial | USHP | Ducted CEE Tier 1
212984208 | Central HP <5.4 tons | AIRQUEST | HRCU-A-CB (Split System: Heat Pump with Remote Outdoor Unit-Air-Source) | DLCURAH18ABK |  |  | EN(A,D)4X24L17** | *92MSN0601714A* | 17500 | 16 | 8.5 | 18500 | 19200 | 103.8% | 2.3 | 0 | 10.5 |  |  |  |  | R-410A | 1.4583 | Residential & Commercial | USHP | Ducted CEE Tier 1
212978299 | Central HP <5.4 tons | AIRQUEST | HRCU-A-CB (Split System: Heat Pump with Remote Outdoor Unit-Air-Source) | DLCURAH18ABK |  |  | EN(A,D)4X18L14** | *80MS(N,L)0701412A* | 17400 | 16 | 8.5 | 18500 | 19700 | 106.5% | 2.38 | 0 | 10.5 |  |  |  |  | R-410A | 1.45 | Residential & Commercial | USHP | Ducted CEE Tier 1
212979944 | Central HP <5.4 tons | AIRQUEST | HRCU-A-CB (Split System: Heat Pump with Remote Outdoor Unit-Air-Source) | DLCURAH18ABK |  |  | EA*4X19L17A* | *80MS(N,L)0901714A* | 18000 | 16.5 | 8.5 | 18000 | 17800 | 98.89% | 2.14 | 0 | 10.5 |  |  |  |  | R-410A | 1.5 | Residential & Commercial | USHP | Ducted CEE Tier 1
215319188 | Central HP <5.4 tons | LPS Legacy | HRCU-A-CB (Split System: Heat Pump with Remote Outdoor Unit-Air-Source) | D5CSRAH24AAK |  |  | D5FSAAH24XBK | 0 | 24000 | 19.8 | 9 | 25000 | 18000 | 72% | 2.2 | 0 | 11.7 |  |  |  |  | R-454B | 2 | Residential & Commercial | USHP | Ducted CEE Tier 1
212978090 | Central HP <5.4 tons | CARRIER | HRCU-A-CB (Split System: Heat Pump with Remote Outdoor Unit-Air-Source) | 38MURAQ24AB3* |  |  | CAP**2417AL* | 58S(B,C)*B070M14**12 | 23400 | 17 | 9 | 26800 | 26400 | 98.51% | 2.24 | 0 | 10 |  |  |  |  | R-410A | 1.95 | Residential & Commercial | USHP | Ducted CEE Tier 1
212988786 | Central HP <5.4 tons | COMFORTMAKER | HRCU-A-CB (Split System: Heat Pump with Remote Outdoor Unit-Air-Source) | DLCURAH18ABK |  |  | EA*4X24L17A* | *95MSU0401712A* | 17200 | 16 | 8.5 | 18200 | 19400 | 106.6% | 2.34 | 0 | 10.5 |  |  |  |  | R-410A | 1.4333 | Residential & Commercial | USHP | Ducted CEE Tier 1
212979996 | Central HP <5.4 tons | HEIL | HRCU-A-CB (Split System: Heat Pump with Remote Outdoor Unit-Air-Source) | DLCURAH18ABK |  |  | EN(A,D)4X24L17** | *80MS(N,L)0901714A* | 17400 | 16 | 8.5 | 18500 | 19200 | 103.8% | 2.3 | 0 | 10.5 |  |  |  |  | R-410A | 1.45 | Residential & Commercial | USHP | Ducted CEE Tier 1
212979912 | Central HP <5.4 tons | HEIL | HRCU-A-CB (Split System: Heat Pump with Remote Outdoor Unit-Air-Source) | DLCURAH24ABK |  |  | EN(A,D)4X30L17** | *80MS(N,L)0901714A* | 23600 | 17 | 8.5 | 26400 | 24400 | 92.42% | 2.02 | 0 | 10.5 |  |  |  |  | R-410A | 1.9667 | Residential & Commercial | USHP | Ducted CEE Tier 1
212980989 | Central HP <5.4 tons | HEIL | HRCU-A-CB (Split System: Heat Pump with Remote Outdoor Unit-Air-Source) | DLCURAH24ABK |  |  | EA*4X36L21A* | *80MS(N,L)1102120A* | 23600 | 17.5 | 8.5 | 26200 | 23800 | 90.84% | 2 | 0 | 10 |  |  |  |  | R-410A | 1.9667 | Residential & Commercial | USHP | Ducted CEE Tier 1
213485863 | Central HP <5.4 tons | ECO-AIR | HRCU-A-CB (Split System: Heat Pump with Remote Outdoor Unit-Air-Source) | MOX630-36HFN1-M3X |  |  | MVC-36HWFN1-M | 0 | 35000 | 16.3 | 9.5 | 39000 | 38000 | 97.44% | 1.8 | 0 | 11.7 |  |  |  |  | R-410A | 2.9167 | Residential & Commercial | USHP | Ducted CEE Tier 1
212970937 | Central HP <5.4 tons | HEIL | HRCU-A-CB (Split System: Heat Pump with Remote Outdoor Unit-Air-Source) | DLCURAH18ABK |  |  | EN(A,D)4X24L17** | *80VTL0451412B* | 17700 | 16.5 | 8.5 | 18700 | 19100 | 102.1% | 2.3 | 0 | 11 |  |  |  |  | R-410A | 1.475 | Residential & Commercial | USHP | Ducted CEE Tier 1
212976083 | Central HP <5.4 tons | CARRIER | HRCU-A-CB (Split System: Heat Pump with Remote Outdoor Unit-Air-Source) | 38MURAQ24AB3* |  |  | CNPV*2417AL* | 59TP6C080V17**16 | 23400 | 16.5 | 8.5 | 27000 | 24800 | 91.85% | 2.04 | 0 | 10 |  |  |  |  | R-410A | 1.95 | Residential & Commercial | USHP | Ducted CEE Tier 1
212971153 | Central HP <5.4 tons | HEIL | HRCU-A-CB (Split System: Heat Pump with Remote Outdoor Unit-Air-Source) | DLCURAH24ABK |  |  | EA*4X30L14A* | *80VTL0451412B* | 23400 | 17 | 8.5 | 26200 | 25000 | 95.42% | 2.08 | 0 | 10 |  |  |  |  | R-410A | 1.95 | Residential & Commercial | USHP | Ducted CEE Tier 1
212969742 | Central HP <5.4 tons | HEIL | HRCU-A-CB (Split System: Heat Pump with Remote Outdoor Unit-Air-Source) | DLCURAH24ABK |  |  | EA*4X24L17A* | *80VSL0451412B* | 23200 | 17 | 8.5 | 26800 | 27000 | 100.7% | 2.3 | 0 | 10 |  |  |  |  | R-410A | 1.9333 | Residential & Commercial | USHP | Ducted CEE Tier 1
210473127 | Central HP <5.4 tons | CARRIER | HRCU-A-CB (Split System: Heat Pump with Remote Outdoor Unit-Air-Source) | 25VNA825A*032* |  |  | CAP**4321AL*+UI | 58CU*A060C17**16 | 24400 | 17 | 8.1 | 21200 | 16600 | 78.3% | 2.02 | 0 | 11 |  |  |  |  | R-410A | 2.0333 | Residential & Commercial | USHP | Ducted CEE Tier 1
210473259 | Central HP <5.4 tons | CARRIER | HRCU-A-CB (Split System: Heat Pump with Remote Outdoor Unit-Air-Source) | 25VNA825A*032* |  |  | CAP**4821AL*+UI | 59CU5A060C17**16 | 24000 | 16.5 | 8.1 | 21000 | 16600 | 79.05% | 2 | 0 | 10.5 |  |  |  |  | R-410A | 2 | Residential & Commercial | USHP | Ducted CEE Tier 1
213080451 | Central HP <5.4 tons | COMFORTMAKER | HRCU-A-CB (Split System: Heat Pump with Remote Outdoor Unit-Air-Source) | DLCURAH36ABK |  |  | EN(A,D)4X48L24** | *96MSN1002122A* | 36000 | 16.5 | 8.1 | 38500 | 34800 | 90.39% | 2.02 | 0 | 10 |  |  |  |  | R-410A | 3 | Residential & Commercial | USHP | Ducted CEE Tier 1
213080517 | Central HP <5.4 tons | COMFORTMAKER | HRCU-A-CB (Split System: Heat Pump with Remote Outdoor Unit-Air-Source) | DLCURAH36ABK |  |  | EA*4X36L21A* | *95MSU0401712A* | 35000 | 15.2 | 8.1 | 39000 | 35400 | 90.77% | 1.82 | 0 | 9.5 |  |  |  |  | R-410A | 2.9167 | Residential & Commercial | USHP
207436262 | Central HP <5.4 tons | LENNOX | HRCU-A-CB (Split System: Heat Pump with Remote Outdoor Unit-Air-Source) | SL25XPV-036-230A** |  |  | C35-48B+TDR+TXV | EL296UH070XV36B* | 33800 | 21.6 | 8.8 | 35800 | 27800 | 77.65% | 1.8 | 13.5 | 13 |  |  |  |  | R-410A | 2.8167 | Residential & Commercial | USHP | Ducted CEE Tier 1
207436337 | Central HP <5.4 tons | LENNOX | HRCU-A-CB (Split System: Heat Pump with Remote Outdoor Unit-Air-Source) | SL25XPV-036-230A** |  |  | CH35-42B+TDR+TXV | SLP99UH070XV36B* | 34600 | 21.4 | 8.8 | 34400 | 26400 | 76.74% | 1.82 | 13.5 | 13 |  |  |  |  | R-410A | 2.8833 | Residential & Commercial | USHP | Ducted CEE Tier 1
207436360 | Central HP <5.4 tons | LENNOX | HRCU-A-CB (Split System: Heat Pump with Remote Outdoor Unit-Air-Source) | SL25XPV-036-230A** |  |  | CH35-48B+TDR+TXV | SL280UH090XV48B* | 34000 | 22 | 8.8 | 34400 | 25800 | 75% | 1.84 | 14 | 13.5 |  |  |  |  | R-410A | 2.8333 | Residential & Commercial | USHP | Ducted CEE Tier 1
207436362 | Central HP <5.4 tons | LENNOX | HRCU-A-CB (Split System: Heat Pump with Remote Outdoor Unit-Air-Source) | SL25XPV-036-230A** |  |  | CH35-48B+TDR+TXV | SL297UH060NV36B* | 33800 | 21.4 | 8.8 | 34600 | 26200 | 75.72% | 1.82 | 13.5 | 13.3 |  |  |  |  | R-410A | 2.8167 | Residential & Commercial | USHP | Ducted CEE Tier 1
207436371 | Central HP <5.4 tons | LENNOX | HRCU-A-CB (Split System: Heat Pump with Remote Outdoor Unit-Air-Source) | SL25XPV-036-230A** |  |  | CH35-48C+TDR+TXV | SL280UH090XV60C* | 34200 | 21.4 | 8.5 | 33800 | 26000 | 76.92% | 1.76 | 14 | 13.5 |  |  |  |  | R-410A | 2.85 | Residential & Commercial | USHP | Ducted CEE Tier 1
207436435 | Central HP <5.4 tons | LENNOX | HRCU-A-CB (Split System: Heat Pump with Remote Outdoor Unit-Air-Source) | SL25XPV-036-230A** |  |  | CR33-48B*+TDR+TXV | SL280DF060NV36B* | 33200 | 21 | 8.7 | 36000 | 30000 | 83.33% | 1.76 | 13 | 12.5 |  |  |  |  | R-410A | 2.7667 | Residential & Commercial | USHP | Ducted CEE Tier 1
207436462 | Central HP <5.4 tons | LENNOX | HRCU-A-CB (Split System: Heat Pump with Remote Outdoor Unit-Air-Source) | SL25XPV-036-230A** |  |  | CX35-36B+TDR | SL280UH090V36B* | 33400 | 22.2 | 8.6 | 35400 | 26600 | 75.14% | 1.76 | 14 | 13.4 |  |  |  |  | R-410A | 2.7833 | Residential & Commercial | USHP | Ducted CEE Tier 1
212972698 | Central HP <5.4 tons | HEIL | HRCU-A-CB (Split System: Heat Pump with Remote Outdoor Unit-Air-Source) | DLCURAH18ABK |  |  | EA*4X25L17A* | *96VSN0401410B* | 17700 | 16 | 8.1 | 17800 | 17800 | 100% | 2.14 | 0 | 10.5 |  |  |  |  | R-410A | 1.475 | Residential & Commercial | USHP | Ducted CEE Tier 1
212973318 | Central HP <5.4 tons | HEIL | HRCU-A-CB (Split System: Heat Pump with Remote Outdoor Unit-Air-Source) | DLCURAH18ABK |  |  | EA*4X24L17A* | *96VSN0601412B* | 17300 | 16 | 8.5 | 18200 | 19400 | 106.6% | 2.34 | 0 | 10.5 |  |  |  |  | R-410A | 1.4417 | Residential & Commercial | USHP | Ducted CEE Tier 1
211241621 | Central HP <5.4 tons | HEIL | HRCU-A-CB (Split System: Heat Pump with Remote Outdoor Unit-Air-Source) | DLCURAH24ABK |  |  | EA*4X30L17A* | *95ESN0261410A* | 23200 | 16.5 | 8.5 | 25800 | 24400 | 94.57% | 2.02 | 0 | 10 |  |  |  |  | R-410A | 1.9333 | Residential & Commercial | USHP | Ducted CEE Tier 1
211241632 | Central HP <5.4 tons | HEIL | HRCU-A-CB (Split System: Heat Pump with Remote Outdoor Unit-Air-Source) | DLCURAH24ABK |  |  | EA*4X30L17A* | *96VTN0601714A* | 23800 | 16.5 | 8.5 | 26200 | 23400 | 89.31% | 1.92 | 0 | 10 |  |  |  |  | R-410A | 1.9833 | Residential & Commercial | USHP | Ducted CEE Tier 1
211260941 | Central HP <5.4 tons | COMFORTMAKER | HRCU-A-CB (Split System: Heat Pump with Remote Outdoor Unit-Air-Source) | DLCURAH18ABK |  |  | EA*4X25L17A* | *96VTN0601412A* | 18500 | 16 | 8.5 | 18300 | 17400 | 95.08% | 2.12 | 0 | 11 |  |  |  |  | R-410A | 1.5417 | Residential & Commercial | USHP | Ducted CEE Tier 1
211261050 | Central HP <5.4 tons | COMFORTMAKER | HRCU-A-CB (Split System: Heat Pump with Remote Outdoor Unit-Air-Source) | DLCURAH18ABK |  |  | EA*4X25L17A* | *92ESN0401410A* | 18400 | 15.5 | 8.5 | 18400 | 17500 | 95.11% | 2.12 | 0 | 10.5 |  |  |  |  | R-410A | 1.5333 | Residential & Commercial | USHP | Ducted CEE Tier 1
212978174 | Central HP <5.4 tons | CARRIER | HRCU-A-CB (Split System: Heat Pump with Remote Outdoor Unit-Air-Source) | 38MURAQ24AB3* |  |  | CNPV*2417AL* | 58S(B,C)*B070M14**12 | 23200 | 17 | 8.5 | 26800 | 25400 | 94.78% | 2.14 | 0 | 10 |  |  |  |  | R-410A | 1.9333 | Residential & Commercial | USHP | Ducted CEE Tier 1
212978631 | Central HP <5.4 tons | CARRIER | HRCU-A-CB (Split System: Heat Pump with Remote Outdoor Unit-Air-Source) | 38MURAQ24AB3* |  |  | CAP**2517AL* | 58S(B,C)*B070M17**12 | 24400 | 17.5 | 8.5 | 25200 | 21600 | 85.71% | 1.82 | 0 | 10.5 |  |  |  |  | R-410A | 2.0333 | Residential & Commercial | USHP | Ducted CEE Tier 1
211242148 | Central HP <5.4 tons | HEIL | HRCU-A-CB (Split System: Heat Pump with Remote Outdoor Unit-Air-Source) | DLCURAH24ABK |  |  | EA*4X36L17A* | *92ESN0801716A* | 24400 | 17 | 8.5 | 26200 | 22400 | 85.5% | 1.86 | 0 | 10 |  |  |  |  | R-410A | 2.0333 | Residential & Commercial | USHP | Ducted CEE Tier 1
211243070 | Central HP <5.4 tons | HEIL | HRCU-A-CB (Split System: Heat Pump with Remote Outdoor Unit-Air-Source) | DLCURAH24ABK |  |  | EA*4X37L17A* | *92ESN0601412A* | 25200 | 16.5 | 8.5 | 26200 | 21000 | 80.15% | 1.76 | 0 | 10 |  |  |  |  | R-410A | 2.1 | Residential & Commercial | USHP | Ducted CEE Tier 1
211227713 | Central HP <5.4 tons | COMFORTMAKER | HRCU-A-CB (Split System: Heat Pump with Remote Outdoor Unit-Air-Source) | DLCURAH36ABK |  |  | EA*4X42L21A* | *96VTN1002122A* | 35400 | 16.5 | 8.1 | 38500 | 35000 | 90.91% | 1.88 | 0 | 10 |  |  |  |  | R-410A | 2.95 | Residential & Commercial | USHP | Ducted CEE Tier 1
211245648 | Central HP <5.4 tons | COMFORTMAKER | HRCU-A-CB (Split System: Heat Pump with Remote Outdoor Unit-Air-Source) | DLCURAH24ABK |  |  | EN(A,D)4X36L21** | *80ES(N,L)1102120A* | 24800 | 16 | 8.5 | 26800 | 22200 | 82.84% | 1.82 | 0 | 10.5 |  |  |  |  | R-410A | 2.0667 | Residential & Commercial | USHP | Ducted CEE Tier 1
212984580 | Central HP <5.4 tons | AIRQUEST | HRCU-A-CB (Split System: Heat Pump with Remote Outdoor Unit-Air-Source) | DLCURAH24ABK |  |  | EA*4X25L17A* | *92MSN0801716A* | 24000 | 17.5 | 8.5 | 25000 | 21800 | 87.2% | 1.84 | 0 | 10 |  |  |  |  | R-410A | 2 | Residential & Commercial | USHP | Ducted CEE Tier 1
212985362 | Central HP <5.4 tons | AIRQUEST | HRCU-A-CB (Split System: Heat Pump with Remote Outdoor Unit-Air-Source) | DLCURAH24ABK |  |  | EN(A,D)4X36L21** | *92MSN1002120A* | 23600 | 17.5 | 8.5 | 26400 | 24200 | 91.67% | 2.02 | 0 | 10.5 |  |  |  |  | R-410A | 1.9667 | Residential & Commercial | USHP | Ducted CEE Tier 1
212985766 | Central HP <5.4 tons | AIRQUEST | HRCU-A-CB (Split System: Heat Pump with Remote Outdoor Unit-Air-Source) | DLCURAH24ABK |  |  | EA*4X24L17A* | *96MSN0261410A* | 23400 | 16.5 | 8.5 | 27000 | 26200 | 97.04% | 2.2 | 0 | 10 |  |  |  |  | R-410A | 1.95 | Residential & Commercial | USHP | Ducted CEE Tier 1
211243125 | Central HP <5.4 tons | HEIL | HRCU-A-CB (Split System: Heat Pump with Remote Outdoor Unit-Air-Source) | DLCURAH24ABK |  |  | EA*4X37L17A* | *92ESN0401410A* | 24600 | 15.2 | 8.5 | 26000 | 21600 | 83.08% | 1.78 | 0 | 10 |  |  |  |  | R-410A | 2.05 | Residential & Commercial | USHP | Ducted CEE Tier 1
211243468 | Central HP <5.4 tons | HEIL | HRCU-A-CB (Split System: Heat Pump with Remote Outdoor Unit-Air-Source) | DLCURAH24ABK |  |  | EA*4X37L21A* | *96VTN0802120A* | 24200 | 17 | 8.1 | 25000 | 21400 | 85.6% | 1.8 | 0 | 10 |  |  |  |  | R-410A | 2.0167 | Residential & Commercial | USHP | Ducted CEE Tier 1
211243647 | Central HP <5.4 tons | HEIL | HRCU-A-CB (Split System: Heat Pump with Remote Outdoor Unit-Air-Source) | DLCURAH24ABK |  |  | EA*4X37L21A* | *80ESU0802120A | 25000 | 17.5 | 8.5 | 25600 | 20800 | 81.25% | 1.76 | 0 | 10.5 |  |  |  |  | R-410A | 2.0833 | Residential & Commercial | USHP | Ducted CEE Tier 1
211243686 | Central HP <5.4 tons | HEIL | HRCU-A-CB (Split System: Heat Pump with Remote Outdoor Unit-Air-Source) | DLCURAH24ABK |  |  | EA*4X37L21A* | OMV112K14A | 25000 | 16 | 8.5 | 25600 | 21000 | 82.03% | 1.76 | 0 | 10 |  |  |  |  | R-410A | 2.0833 | Residential & Commercial | USHP | Ducted CEE Tier 1
211243704 | Central HP <5.4 tons | HEIL | HRCU-A-CB (Split System: Heat Pump with Remote Outdoor Unit-Air-Source) | DLCURAH24ABK |  |  | EN(A,D)4X24L14** | *80VSL0451412A* | 23800 | 16 | 8.5 | 26800 | 23200 | 86.57% | 1.9 | 0 | 10 |  |  |  |  | R-410A | 1.9833 | Residential & Commercial | USHP | Ducted CEE Tier 1
211243713 | Central HP <5.4 tons | HEIL | HRCU-A-CB (Split System: Heat Pump with Remote Outdoor Unit-Air-Source) | DLCURAH24ABK |  |  | EN(A,D)4X24L14** | *96VSN0401410A* | 23400 | 15.5 | 8.5 | 26600 | 24000 | 90.23% | 1.96 | 0 | 10 |  |  |  |  | R-410A | 1.95 | Residential & Commercial | USHP | Ducted CEE Tier 1
211243722 | Central HP <5.4 tons | HEIL | HRCU-A-CB (Split System: Heat Pump with Remote Outdoor Unit-Air-Source) | DLCURAH24ABK |  |  | EN(A,D)4X24L14** | *96VSN0601412A* | 23200 | 16 | 8.5 | 26400 | 24600 | 93.18% | 2.04 | 0 | 10 |  |  |  |  | R-410A | 1.9333 | Residential & Commercial | USHP | Ducted CEE Tier 1
212971639 | Central HP <5.4 tons | HEIL | HRCU-A-CB (Split System: Heat Pump with Remote Outdoor Unit-Air-Source) | DLCURAH24ABK |  |  | EA*4X25L17A* | *80VTL0701716B* | 24200 | 17 | 8.5 | 25200 | 21600 | 85.71% | 1.82 | 0 | 10 |  |  |  |  | R-410A | 2.0167 | Residential & Commercial | USHP | Ducted CEE Tier 1
212972918 | Central HP <5.4 tons | HEIL | HRCU-A-CB (Split System: Heat Pump with Remote Outdoor Unit-Air-Source) | DLCURAH24ABK |  |  | EA*4X25L17A* | *96VSN0401410B* | 24000 | 16.5 | 8.1 | 25200 | 21800 | 86.51% | 1.82 | 0 | 10 |  |  |  |  | R-410A | 2 | Residential & Commercial | USHP | Ducted CEE Tier 1
212972968 | Central HP <5.4 tons | HEIL | HRCU-A-CB (Split System: Heat Pump with Remote Outdoor Unit-Air-Source) | DLCURAH24ABK |  |  | EN(A,D)4X24L14** | *96VSN0401410B* | 23000 | 16 | 8.5 | 27000 | 25600 | 94.81% | 2.12 | 0 | 10 |  |  |  |  | R-410A | 1.9167 | Residential & Commercial | USHP | Ducted CEE Tier 1
213076375 | Central HP <5.4 tons | COMFORTMAKER | HRCU-A-CB (Split System: Heat Pump with Remote Outdoor Unit-Air-Source) | DLCURAH24ABK |  |  | EA*4X24L17A* | *96VTN0601716B* | 23200 | 16.5 | 8.5 | 26800 | 26600 | 99.25% | 2.26 | 0 | 10 |  |  |  |  | R-410A | 1.9333 | Residential & Commercial | USHP | Ducted CEE Tier 1
207436578 | Central HP <5.4 tons | LENNOX | HRCU-A-CB (Split System: Heat Pump with Remote Outdoor Unit-Air-Source) | SL25XPV-048-230A** |  |  | CR33-50/60+TDR+TXV | EL296DF090XV60C* | 45500 | 20.6 | 9.1 | 44000 | 35400 | 80.45% | 1.84 | 12 | 12 |  |  |  |  | R-410A | 3.7917 | Residential & Commercial | USHP | Ducted CEE Tier 1
207436587 | Central HP <5.4 tons | LENNOX | HRCU-A-CB (Split System: Heat Pump with Remote Outdoor Unit-Air-Source) | SL25XPV-048-230A** |  |  | CX35-49C+TDR | EL296UH090XV60C* | 45500 | 20 | 8.9 | 44000 | 36000 | 81.82% | 1.78 | 12 | 12 |  |  |  |  | R-410A | 3.7917 | Residential & Commercial | USHP | Ducted CEE Tier 1
207436594 | Central HP <5.4 tons | LENNOX | HRCU-A-CB (Split System: Heat Pump with Remote Outdoor Unit-Air-Source) | SL25XPV-048-230A** |  |  | CX35-49C+TDR | SL280UH110V60C* | 45500 | 20 | 8.9 | 44000 | 35800 | 81.36% | 1.78 | 12.5 | 12.3 |  |  |  |  | R-410A | 3.7917 | Residential & Commercial | USHP | Ducted CEE Tier 1
211230506 | Central HP <5.4 tons | TEMPSTAR | HRCU-A-CB (Split System: Heat Pump with Remote Outdoor Unit-Air-Source) | DLCURAH36ABK |  |  | EN(A,D)4X48L24** | *80VSL0702120A* | 36000 | 16 | 8.1 | 38500 | 34800 | 90.39% | 2.02 | 0 | 10 |  |  |  |  | R-410A | 3 | Residential & Commercial | USHP | Ducted CEE Tier 1
215934045 | Central HP <5.4 tons | BRYANT HEATING AND COOLING SYSTEMS | HRCU-A-CB (Split System: Heat Pump with Remote Outdoor Unit-Air-Source) | 293VAN048**AA* |  |  | CAA**4821AM*+UI | 987MC60060C21*** | 43000 | 20 | 9.5 | 48500 | 37200 | 76.7% | 1.88 | 0 | 10 |  |  |  |  | R-454B | 3.5833 | Residential & Commercial | USHP | Ducted CEE Tier 1
212979186 | Central HP <5.4 tons | HEIL | HRCU-A-CB (Split System: Heat Pump with Remote Outdoor Unit-Air-Source) | DLCURAH24ABK |  |  | EA*4X37L17A* | *80MS(N,L)0701716A* | 24000 | 17 | 8.5 | 25200 | 22200 | 88.1% | 1.86 | 0 | 10 |  |  |  |  | R-410A | 2 | Residential & Commercial | USHP | Ducted CEE Tier 1
212981013 | Central HP <5.4 tons | HEIL | HRCU-A-CB (Split System: Heat Pump with Remote Outdoor Unit-Air-Source) | DLCURAH24ABK |  |  | EN(A,D)4X36L21** | *80MS(N,L)1102120A* | 23400 | 17 | 8.5 | 26200 | 24600 | 93.89% | 2.06 | 0 | 10.5 |  |  |  |  | R-410A | 1.95 | Residential & Commercial | USHP | Ducted CEE Tier 1
212986298 | Central HP <5.4 tons | AIRQUEST | HRCU-A-CB (Split System: Heat Pump with Remote Outdoor Unit-Air-Source) | DLCURAH18ABK |  |  | EA*4X24L17A* | *96MSN0401410A* | 17400 | 16 | 8.5 | 18500 | 19500 | 105.4% | 2.34 | 0 | 10.5 |  |  |  |  | R-410A | 1.45 | Residential & Commercial | USHP | Ducted CEE Tier 1
212986718 | Central HP <5.4 tons | AIRQUEST | HRCU-A-CB (Split System: Heat Pump with Remote Outdoor Unit-Air-Source) | DLCURAH18ABK |  |  | EN(A,D)4X30L17** | *96MSN0401712A* | 17400 | 15.5 | 8.1 | 18100 | 18700 | 103.3% | 2.24 | 0 | 10.5 |  |  |  |  | R-410A | 1.45 | Residential & Commercial | USHP | Ducted CEE Tier 1
212986250 | Central HP <5.4 tons | AIRQUEST | HRCU-A-CB (Split System: Heat Pump with Remote Outdoor Unit-Air-Source) | DLCURAH24ABK |  |  | EN(A,D)4X30L17** | *96MSN0401410A* | 23400 | 16 | 8.1 | 26400 | 24400 | 92.42% | 2.02 | 0 | 10 |  |  |  |  | R-410A | 1.95 | Residential & Commercial | USHP | Ducted CEE Tier 1
212986550 | Central HP <5.4 tons | AIRQUEST | HRCU-A-CB (Split System: Heat Pump with Remote Outdoor Unit-Air-Source) | DLCURAH24ABK |  |  | EA*4X30L17A* | *96MSN0401712A* | 23200 | 16 | 8.5 | 26400 | 25000 | 94.7% | 2.08 | 0 | 9.5 |  |  |  |  | R-410A | 1.9333 | Residential & Commercial | USHP
212986634 | Central HP <5.4 tons | AIRQUEST | HRCU-A-CB (Split System: Heat Pump with Remote Outdoor Unit-Air-Source) | DLCURAH24ABK |  |  | EN(A,D,W)4X36L17** | *96MSN0401712A* | 23200 | 15.5 | 8.1 | 26000 | 24400 | 93.85% | 2.02 | 0 | 10 |  |  |  |  | R-410A | 1.9333 | Residential & Commercial | USHP | Ducted CEE Tier 1
212987486 | Central HP <5.4 tons | AIRQUEST | HRCU-A-CB (Split System: Heat Pump with Remote Outdoor Unit-Air-Source) | DLCURAH24ABK |  |  | EN(A,D)4X36L21** | *96MSN0801716A* | 23800 | 17 | 8.5 | 26400 | 24000 | 90.91% | 1.98 | 0 | 10.5 |  |  |  |  | R-410A | 1.9833 | Residential & Commercial | USHP | Ducted CEE Tier 1
212987822 | Central HP <5.4 tons | AIRQUEST | HRCU-A-CB (Split System: Heat Pump with Remote Outdoor Unit-Air-Source) | DLCURAH24ABK |  |  | EN(A,D)4X36L21** | *96MSN0802120A* | 23600 | 17 | 8.5 | 26400 | 24200 | 91.67% | 2.02 | 0 | 10.5 |  |  |  |  | R-410A | 1.9667 | Residential & Commercial | USHP | Ducted CEE Tier 1
215934525 | Central HP <5.4 tons | BRYANT HEATING AND COOLING SYSTEMS | HRCU-A-CB (Split System: Heat Pump with Remote Outdoor Unit-Air-Source) | 293VAN048**AA* |  |  | CSAH*4812AM*+UI | 986TD66100C21*** | 44000 | 20 | 9 | 48500 | 36400 | 75.05% | 1.82 | 0 | 10.5 |  |  |  |  | R-454B | 3.6667 | Residential & Commercial | USHP | Ducted CEE Tier 1
212973618 | Central HP <5.4 tons | HEIL | HRCU-A-CB (Split System: Heat Pump with Remote Outdoor Unit-Air-Source) | DLCURAH24ABK |  |  | EN(A,D)4X30L14** | *96VSN0601412B* | 23400 | 16.5 | 8.1 | 26000 | 24400 | 93.85% | 2.02 | 0 | 10 |  |  |  |  | R-410A | 1.95 | Residential & Commercial | USHP | Ducted CEE Tier 1
212973638 | Central HP <5.4 tons | HEIL | HRCU-A-CB (Split System: Heat Pump with Remote Outdoor Unit-Air-Source) | DLCURAH24ABK |  |  | EN(A,D,W)4X36L17** | *96VSN0601412B* | 23400 | 16.5 | 8.1 | 26200 | 24600 | 93.89% | 2.04 | 0 | 10 |  |  |  |  | R-410A | 1.95 | Residential & Commercial | USHP | Ducted CEE Tier 1
210473325 | Central HP <5.4 tons | CARRIER | HRCU-A-CB (Split System: Heat Pump with Remote Outdoor Unit-Air-Source) | 25VNA825A*032* |  |  | CAP**4821AL*+UI | 58TN*A045C17**12 | 24000 | 16.5 | 8.1 | 21000 | 16700 | 79.52% | 2 | 0 | 11 |  |  |  |  | R-410A | 2 | Residential & Commercial | USHP | Ducted CEE Tier 1
214229472 | Central HP <5.4 tons | COMFORTMAKER | HRCU-A-CB (Split System: Heat Pump with Remote Outdoor Unit-Air-Source) | DLCURAH36ABK |  |  | EN(A,D)4X48L24** | *80MSU1002120A* | 35800 | 16.5 | 8.5 | 38500 | 34800 | 90.39% | 2 | 0 | 10 |  |  |  |  | R-410A | 2.9833 | Residential & Commercial | USHP | Ducted CEE Tier 1
212971995 | Central HP <5.4 tons | CARRIER | HRCU-A-CB (Split System: Heat Pump with Remote Outdoor Unit-Air-Source) | 38MURAQ24AB3* |  |  | CAP**3717AL* | 58TP*B090V17**16 | 24200 | 17 | 8.5 | 25200 | 22000 | 87.3% | 1.84 | 0 | 10 |  |  |  |  | R-410A | 2.0167 | Residential & Commercial | USHP | Ducted CEE Tier 1
212973182 | Central HP <5.4 tons | CARRIER | HRCU-A-CB (Split System: Heat Pump with Remote Outdoor Unit-Air-Source) | 38MURAQ24AB3* |  |  | CAP**2417AL* | 59SP6B040V17**12 | 23400 | 16 | 8.5 | 27000 | 26200 | 97.04% | 2.18 | 0 | 9.5 |  |  |  |  | R-410A | 1.95 | Residential & Commercial | USHP
213427551 | Central HP <5.4 tons | COMFORTSTAR | HRCU-A-C (Split System: Heat Pump with Remote Outdoor Unit with No Indoor Fan --Air Source) | CPH36CD(O)-B |  |  | ACP-36C | 0 | 35000 | 15.2 | 8.5 | 36000 | 30000 | 83.33% | 1.8 | 0 | 10 |  |  |  |  | R-410A | 2.9167 | Residential & Commercial | USHP | Ducted CEE Tier 1
212978638 | Central HP <5.4 tons | HEIL | HRCU-A-CB (Split System: Heat Pump with Remote Outdoor Unit-Air-Source) | DLCURAH24ABK |  |  | EA*4X25L17A* | *80MS(N,L)0701712A* | 24400 | 17.5 | 8.5 | 25200 | 21600 | 85.71% | 1.82 | 0 | 10.5 |  |  |  |  | R-410A | 2.0333 | Residential & Commercial | USHP | Ducted CEE Tier 1
212978737 | Central HP <5.4 tons | HEIL | HRCU-A-CB (Split System: Heat Pump with Remote Outdoor Unit-Air-Source) | DLCURAH24ABK |  |  | EN(A,D)4X36L21** | *80MS(N,L)0701712A* | 23400 | 17.5 | 8.5 | 26200 | 24600 | 93.89% | 2.06 | 0 | 10.5 |  |  |  |  | R-410A | 1.95 | Residential & Commercial | USHP | Ducted CEE Tier 1
212970662 | Central HP <5.4 tons | HEIL | HRCU-A-CB (Split System: Heat Pump with Remote Outdoor Unit-Air-Source) | DLCURAH36ABK |  |  | EA*4X42L21A* | *80VSL0902120B* | 35200 | 16 | 8.1 | 38500 | 35000 | 90.91% | 1.88 | 0 | 9.5 |  |  |  |  | R-410A | 2.9333 | Residential & Commercial | USHP
212980163 | Central HP <5.4 tons | HEIL | HRCU-A-CB (Split System: Heat Pump with Remote Outdoor Unit-Air-Source) | DLCURAH36ABK |  |  | EA*4X48L21A* | *80MS(N,L)0902116A* | 35600 | 16.5 | 8.5 | 37800 | 34600 | 91.53% | 2.02 | 0 | 10 |  |  |  |  | R-410A | 2.9667 | Residential & Commercial | USHP | Ducted CEE Tier 1
212979888 | Central HP <5.4 tons | HEIL | HRCU-A-CB (Split System: Heat Pump with Remote Outdoor Unit-Air-Source) | DLCURAH24ABK |  |  | EA*4X37L21A* | *80MS(N,L)0901714A* | 24200 | 17.5 | 8.5 | 25200 | 21800 | 86.51% | 1.82 | 0 | 10 |  |  |  |  | R-410A | 2.0167 | Residential & Commercial | USHP | Ducted CEE Tier 1
212973568 | Central HP <5.4 tons | HEIL | HRCU-A-CB (Split System: Heat Pump with Remote Outdoor Unit-Air-Source) | DLCURAH24ABK |  |  | EA*4X30L17A* | *96VSN0601412B* | 23400 | 16.5 | 8.5 | 26400 | 24800 | 93.94% | 2.06 | 0 | 10 |  |  |  |  | R-410A | 1.95 | Residential & Commercial | USHP | Ducted CEE Tier 1
213307922 | Central HP <5.4 tons | LBG Products | HRCU-A-CB (Split System: Heat Pump with Remote Outdoor Unit-Air-Source) | LCUHB48DO |  |  | LCHB48DHNI | 0 | 47000 | 15.6 | 9.4 | 50000 | 46000 | 92% | 1.9 | 8.5 | 8.2 |  |  |  |  | R-410A | 3.9167 | Residential & Commercial | USHP
212978203 | Central HP <5.4 tons | COMFORTMAKER | HRCU-A-CB (Split System: Heat Pump with Remote Outdoor Unit-Air-Source) | DLCURAH24ABK |  |  | EN(A,D)4X30L17** | *80MS(N,L)0701412A* | 23600 | 17 | 8.1 | 26000 | 24000 | 92.31% | 2 | 0 | 10.5 |  |  |  |  | R-410A | 1.9667 | Residential & Commercial | USHP | Ducted CEE Tier 1
212988640 | Central HP <5.4 tons | AIRQUEST | HRCU-A-CB (Split System: Heat Pump with Remote Outdoor Unit-Air-Source) | DLCURAH24ABK |  |  | EA*4X24L17A* | *95MSU0401712A* | 23400 | 16.5 | 8.5 | 27000 | 26200 | 97.04% | 2.2 | 0 | 10 |  |  |  |  | R-410A | 1.95 | Residential & Commercial | USHP | Ducted CEE Tier 1
212985230 | Central HP <5.4 tons | AIRQUEST | HRCU-A-CB (Split System: Heat Pump with Remote Outdoor Unit-Air-Source) | DLCURAH36ABK |  |  | EA*4X48L21A* | *92MSN1002120A* | 35800 | 16.5 | 8.5 | 37800 | 34600 | 91.53% | 2.02 | 0 | 10 |  |  |  |  | R-410A | 2.9833 | Residential & Commercial | USHP | Ducted CEE Tier 1
212988320 | Central HP <5.4 tons | AIRQUEST | HRCU-A-CB (Split System: Heat Pump with Remote Outdoor Unit-Air-Source) | DLCURAH36ABK |  |  | EA*4X48L24A* | *96MSN1202422A* | 35600 | 16.5 | 8.5 | 37800 | 34600 | 91.53% | 2.02 | 0 | 10 |  |  |  |  | R-410A | 2.9667 | Residential & Commercial | USHP | Ducted CEE Tier 1
213077681 | Central HP <5.4 tons | COMFORTMAKER | HRCU-A-CB (Split System: Heat Pump with Remote Outdoor Unit-Air-Source) | DLCURAH36ABK |  |  | EN(A,D,W)4X48L21** | *96VTN1002120B* | 36000 | 16.5 | 8.1 | 38500 | 35000 | 90.91% | 2 | 0 | 10 |  |  |  |  | R-410A | 3 | Residential & Commercial | USHP | Ducted CEE Tier 1
213077881 | Central HP <5.4 tons | COMFORTMAKER | HRCU-A-CB (Split System: Heat Pump with Remote Outdoor Unit-Air-Source) | DLCURAH36ABK |  |  | EA*4X37L17A* | *80MS(N,L)0701412A* | 36000 | 15.5 | 8.5 | 38500 | 35000 | 90.91% | 2 | 0 | 10 |  |  |  |  | R-410A | 3 | Residential & Commercial | USHP | Ducted CEE Tier 1
213077972 | Central HP <5.4 tons | COMFORTMAKER | HRCU-A-CB (Split System: Heat Pump with Remote Outdoor Unit-Air-Source) | DLCURAH36ABK |  |  | EA*4X43L21A* | *80MS(N,L)0701712A* | 36200 | 16 | 8.5 | 38000 | 34800 | 91.58% | 2.04 | 0 | 10 |  |  |  |  | R-410A | 3.0167 | Residential & Commercial | USHP | Ducted CEE Tier 1
213078190 | Central HP <5.4 tons | COMFORTMAKER | HRCU-A-CB (Split System: Heat Pump with Remote Outdoor Unit-Air-Source) | DLCURAH36ABK |  |  | EA*4X42L21A* | *80MS(N,L)0702116A* | 35000 | 16.5 | 8.1 | 38500 | 35000 | 90.91% | 1.88 | 0 | 9.5 |  |  |  |  | R-410A | 2.9167 | Residential & Commercial | USHP
207436469 | Central HP <5.4 tons | LENNOX | HRCU-A-CB (Split System: Heat Pump with Remote Outdoor Unit-Air-Source) | SL25XPV-036-230A** |  |  | CX35-48B+TDR | EL296UH070XV36B* | 33800 | 21.6 | 8.8 | 35800 | 27800 | 77.65% | 1.8 | 13.5 | 13 |  |  |  |  | R-410A | 2.8167 | Residential & Commercial | USHP | Ducted CEE Tier 1
207436485 | Central HP <5.4 tons | LENNOX | HRCU-A-CB (Split System: Heat Pump with Remote Outdoor Unit-Air-Source) | SL25XPV-036-230A** |  |  | CX35-48C+TDR | SL280UH100NV60C* | 34000 | 21 | 8.8 | 35200 | 27400 | 77.84% | 1.82 | 14.5 | 13.5 |  |  |  |  | R-410A | 2.8333 | Residential & Commercial | USHP | Ducted CEE Tier 1
215488118 | Central HP <5.4 tons | GOODMAN | HRCU-A-CB (Split System: Heat Pump with Remote Outdoor Unit-Air-Source) | GZV7SA4810A* |  |  | CHPEA4830*3A* | G*VC800805C*A* | 45500 | 16.5 | 8.5 | 46000 | 33600 | 73.04% | 2 | 0 | 10 |  |  |  |  | R-32 | 3.7917 | Residential & Commercial | USHP | Ducted CEE Tier 1
215488125 | Central HP <5.4 tons | GOODMAN | HRCU-A-CB (Split System: Heat Pump with Remote Outdoor Unit-Air-Source) | GZV7SA4810A* |  |  | CHPEA4830*3A* | G*VC961205DNB* | 45500 | 16.5 | 8.5 | 46000 | 33600 | 73.04% | 2 | 0 | 10 |  |  |  |  | R-32 | 3.7917 | Residential & Commercial | USHP | Ducted CEE Tier 1
212975492 | Central HP <5.4 tons | HEIL | HRCU-A-CB (Split System: Heat Pump with Remote Outdoor Unit-Air-Source) | DLCURAH18ABK |  |  | EN(A,D)4X30L17** | *96VTN0601412B* | 17500 | 16.5 | 8.1 | 18000 | 18700 | 103.9% | 2.24 | 0 | 11 |  |  |  |  | R-410A | 1.4583 | Residential & Commercial | USHP | Ducted CEE Tier 1
210473082 | Central HP <5.4 tons | TEMPSTAR | HRCU-A-CB (Split System: Heat Pump with Remote Outdoor Unit-Air-Source) | TVH825GKA3* |  |  | EA*4X42L24A*+WALLCON | *97CMN0602120A* | 23600 | 16.5 | 8.1 | 21400 | 16700 | 78.04% | 1.96 | 0 | 11 |  |  |  |  | R-410A | 1.9667 | Residential & Commercial | USHP | Ducted CEE Tier 1
210473093 | Central HP <5.4 tons | TEMPSTAR | HRCU-A-CB (Split System: Heat Pump with Remote Outdoor Unit-Air-Source) | TVH825GKA3* |  |  | EA*4X43L21A*+WALLCON | *95CSU0601716A* | 24400 | 16.5 | 8.1 | 21200 | 16700 | 78.77% | 2.02 | 0 | 10.5 |  |  |  |  | R-410A | 2.0333 | Residential & Commercial | USHP | Ducted CEE Tier 1
211244773 | Central HP <5.4 tons | TEMPSTAR | HRCU-A-CB (Split System: Heat Pump with Remote Outdoor Unit-Air-Source) | DLCURAH24ABK |  |  | EN(A,D)4X30L17** | *95ESN0801716A* | 24600 | 15.5 | 8.1 | 26800 | 22200 | 82.84% | 1.82 | 0 | 10 |  |  |  |  | R-410A | 2.05 | Residential & Commercial | USHP | Ducted CEE Tier 1
211244873 | Central HP <5.4 tons | TEMPSTAR | HRCU-A-CB (Split System: Heat Pump with Remote Outdoor Unit-Air-Source) | DLCURAH24ABK |  |  | EN(A,D,W)4X36L17** | *96VSN0601714A* | 23400 | 16.5 | 8.1 | 25800 | 24000 | 93.02% | 2 | 0 | 10 |  |  |  |  | R-410A | 1.95 | Residential & Commercial | USHP | Ducted CEE Tier 1
214833526 | Central HP <5.4 tons | JOHNSON CONTROLS | HRCU-A-CB (Split System: Heat Pump with Remote Outdoor Unit-Air-Source) | HH860E2S11 |  |  | JSE60D5CJ2SS1 | 0 | 53000 | 19 | 8.5 | 54000 | 39000 | 72.22% | 2 | 0 | 11 |  |  |  |  | R-454B | 4.4167 | Residential & Commercial | USHP | Ducted CEE Tier 1
211243906 | Central HP <5.4 tons | HEIL | HRCU-A-CB (Split System: Heat Pump with Remote Outdoor Unit-Air-Source) | DLCURAH24ABK |  |  | EN(A,D)4X24L17** | *95ESU0401712A* | 23200 | 16.5 | 8.5 | 26400 | 24400 | 92.42% | 2.04 | 0 | 10 |  |  |  |  | R-410A | 1.9333 | Residential & Commercial | USHP | Ducted CEE Tier 1
211243945 | Central HP <5.4 tons | HEIL | HRCU-A-CB (Split System: Heat Pump with Remote Outdoor Unit-Air-Source) | DLCURAH24ABK |  |  | EN(A,D)4X24L17** | *80VSL0451716A* | 23800 | 16 | 8.5 | 26800 | 23400 | 87.31% | 1.92 | 0 | 10 |  |  |  |  | R-410A | 1.9833 | Residential & Commercial | USHP | Ducted CEE Tier 1
211244020 | Central HP <5.4 tons | HEIL | HRCU-A-CB (Split System: Heat Pump with Remote Outdoor Unit-Air-Source) | DLCURAH24ABK |  |  | EN(A,D)4X24L17** | *80VTL0701716A* | 23600 | 16.5 | 8.5 | 26600 | 23400 | 87.97% | 1.94 | 0 | 10 |  |  |  |  | R-410A | 1.9667 | Residential & Commercial | USHP | Ducted CEE Tier 1
211244063 | Central HP <5.4 tons | HEIL | HRCU-A-CB (Split System: Heat Pump with Remote Outdoor Unit-Air-Source) | DLCURAH24ABK |  |  | EN(A,D)4X24L17** | *96VTN0401410A* | 23400 | 15.5 | 8.5 | 26600 | 24000 | 90.23% | 1.96 | 0 | 10 |  |  |  |  | R-410A | 1.95 | Residential & Commercial | USHP | Ducted CEE Tier 1
213307919 | Central HP <5.4 tons | LBG Products | HRCU-A-CB (Split System: Heat Pump with Remote Outdoor Unit-Air-Source) | LCUHB24DO |  |  | LCHB24DHNI | 0 | 24000 | 17.4 | 10 | 24000 | 22600 | 94.17% | 1.91 | 12.5 | 11.7 |  |  |  |  | R-410A | 2 | Residential & Commercial | USHP | Ducted CEE Tier 1
212989276 | Central HP <5.4 tons | AIRQUEST | HRCU-A-CB (Split System: Heat Pump with Remote Outdoor Unit-Air-Source) | DLCURAH18ABK |  |  | EA*4X24L17A* | *95MSU0601716A* | 17300 | 16.5 | 8.5 | 18200 | 19400 | 106.6% | 2.34 | 0 | 10.5 |  |  |  |  | R-410A | 1.4417 | Residential & Commercial | USHP | Ducted CEE Tier 1
211228013 | Central HP <5.4 tons | COMFORTMAKER | HRCU-A-CB (Split System: Heat Pump with Remote Outdoor Unit-Air-Source) | DLCURAH36ABK |  |  | EA*4X42L24A* | *95ESN1002120A* | 36000 | 15.5 | 8.1 | 39500 | 35200 | 89.11% | 1.92 | 0 | 10 |  |  |  |  | R-410A | 3 | Residential & Commercial | USHP | Ducted CEE Tier 1
212978702 | Central HP <5.4 tons | COMFORTMAKER | HRCU-A-CB (Split System: Heat Pump with Remote Outdoor Unit-Air-Source) | DLCURAH24ABK |  |  | EN(A,D)4X24L17** | *80MS(N,L)0701712A* | 23400 | 17 | 8.5 | 27000 | 24800 | 91.85% | 2.08 | 0 | 10 |  |  |  |  | R-410A | 1.95 | Residential & Commercial | USHP | Ducted CEE Tier 1
212979172 | Central HP <5.4 tons | COMFORTMAKER | HRCU-A-CB (Split System: Heat Pump with Remote Outdoor Unit-Air-Source) | DLCURAH24ABK |  |  | EA*4X36L21A* | *80MS(N,L)0701716A* | 23800 | 17.5 | 8.5 | 26200 | 23600 | 90.08% | 1.98 | 0 | 10 |  |  |  |  | R-410A | 1.9833 | Residential & Commercial | USHP | Ducted CEE Tier 1
212982281 | Central HP <5.4 tons | COMFORTMAKER | HRCU-A-CB (Split System: Heat Pump with Remote Outdoor Unit-Air-Source) | DLCURAH24ABK |  |  | EA*4X36L17A* | *80MSU0401712A* | 23400 | 17 | 8.5 | 25600 | 23400 | 91.41% | 1.94 | 0 | 10 |  |  |  |  | R-410A | 1.95 | Residential & Commercial | USHP | Ducted CEE Tier 1
213078272 | Central HP <5.4 tons | COMFORTMAKER | HRCU-A-CB (Split System: Heat Pump with Remote Outdoor Unit-Air-Source) | DLCURAH36ABK |  |  | EA*4X36L21A* | *80MS(N,L)0901714A* | 35200 | 16 | 8.1 | 38500 | 35200 | 91.43% | 1.84 | 0 | 9.5 |  |  |  |  | R-410A | 2.9333 | Residential & Commercial | USHP
213078942 | Central HP <5.4 tons | COMFORTMAKER | HRCU-A-CB (Split System: Heat Pump with Remote Outdoor Unit-Air-Source) | DLCURAH36ABK |  |  | EN(A,D,W)4X48L21** | *80MSU1002120A* | 35800 | 16.5 | 8.5 | 38500 | 34800 | 90.39% | 2 | 0 | 10 |  |  |  |  | R-410A | 2.9833 | Residential & Commercial | USHP | Ducted CEE Tier 1
213080298 | Central HP <5.4 tons | HEIL | HRCU-A-CB (Split System: Heat Pump with Remote Outdoor Unit-Air-Source) | DLCURAH36ABK |  |  | EA*4X42L21A* | *96MSN1002120A* | 35400 | 16 | 8.1 | 38500 | 35000 | 90.91% | 1.88 | 0 | 10 |  |  |  |  | R-410A | 2.95 | Residential & Commercial | USHP | Ducted CEE Tier 1
212978085 | Central HP <5.4 tons | HEIL | HRCU-A-CB (Split System: Heat Pump with Remote Outdoor Unit-Air-Source) | DLCURAH24ABK |  |  | EA*4X24L14A* | *80MS(N,L)0701412A* | 23200 | 17 | 9 | 26800 | 26800 | 100% | 2.28 | 0 | 10 |  |  |  |  | R-410A | 1.9333 | Residential & Commercial | USHP | Ducted CEE Tier 1
212978121 | Central HP <5.4 tons | HEIL | HRCU-A-CB (Split System: Heat Pump with Remote Outdoor Unit-Air-Source) | DLCURAH24ABK |  |  | EA*4X30L14A* | *80MS(N,L)0701412A* | 23400 | 17 | 8.5 | 26200 | 24800 | 94.66% | 2.08 | 0 | 10 |  |  |  |  | R-410A | 1.95 | Residential & Commercial | USHP | Ducted CEE Tier 1
212979138 | Central HP <5.4 tons | HEIL | HRCU-A-CB (Split System: Heat Pump with Remote Outdoor Unit-Air-Source) | DLCURAH24ABK |  |  | EA*4X25L17A* | *80MS(N,L)0701716A* | 24200 | 17.5 | 8.5 | 25200 | 21800 | 86.51% | 1.82 | 0 | 10 |  |  |  |  | R-410A | 2.0167 | Residential & Commercial | USHP | Ducted CEE Tier 1
212979222 | Central HP <5.4 tons | HEIL | HRCU-A-CB (Split System: Heat Pump with Remote Outdoor Unit-Air-Source) | DLCURAH24ABK |  |  | EN(A,D)4X30L17** | *80MS(N,L)0701716A* | 23600 | 17 | 8.5 | 26400 | 24400 | 92.42% | 2.02 | 0 | 10.5 |  |  |  |  | R-410A | 1.9667 | Residential & Commercial | USHP | Ducted CEE Tier 1
212989326 | Central HP <5.4 tons | COMFORTMAKER | HRCU-A-CB (Split System: Heat Pump with Remote Outdoor Unit-Air-Source) | DLCURAH18ABK |  |  | EN(A,D)4X30L17** | *95MSU0601716A* | 17600 | 16.5 | 8.1 | 18100 | 18700 | 103.3% | 2.24 | 0 | 11 |  |  |  |  | R-410A | 1.4667 | Residential & Commercial | USHP | Ducted CEE Tier 1
212972011 | Central HP <5.4 tons | CARRIER | HRCU-A-CB (Split System: Heat Pump with Remote Outdoor Unit-Air-Source) | 38MURAQ24AB3* |  |  | CNPV*3617AL* | 58TP*B090V17**16 | 23400 | 17 | 8.5 | 26200 | 24600 | 93.89% | 2.06 | 0 | 10 |  |  |  |  | R-410A | 1.95 | Residential & Commercial | USHP | Ducted CEE Tier 1
213079548 | Central HP <5.4 tons | COMFORTMAKER | HRCU-A-CB (Split System: Heat Pump with Remote Outdoor Unit-Air-Source) | DLCURAH36ABK |  |  | EA*4X37L21A* | *92MSN0801716A* | 36200 | 16.5 | 8.5 | 38000 | 34800 | 91.58% | 2.04 | 0 | 10 |  |  |  |  | R-410A | 3.0167 | Residential & Commercial | USHP | Ducted CEE Tier 1
211244768 | Central HP <5.4 tons | COMFORTMAKER | HRCU-A-CB (Split System: Heat Pump with Remote Outdoor Unit-Air-Source) | DLCURAH24ABK |  |  | EN(A,D)4X30L17** | *95ESN0801716A* | 24600 | 15.5 | 8.1 | 26800 | 22200 | 82.84% | 1.82 | 0 | 10 |  |  |  |  | R-410A | 2.05 | Residential & Commercial | USHP | Ducted CEE Tier 1
211244904 | Central HP <5.4 tons | COMFORTMAKER | HRCU-A-CB (Split System: Heat Pump with Remote Outdoor Unit-Air-Source) | DLCURAH24ABK |  |  | EN(A,D,W)4X36L17** | *96VSN0801716A* | 24200 | 16.5 | 8.1 | 26200 | 23000 | 87.79% | 1.9 | 0 | 10.5 |  |  |  |  | R-410A | 2.0167 | Residential & Commercial | USHP | Ducted CEE Tier 1
212974997 | Central HP <5.4 tons | HEIL | HRCU-A-CB (Split System: Heat Pump with Remote Outdoor Unit-Air-Source) | DLCURAH24ABK |  |  | EA*4X37L17A* | *96VTN0401410B* | 23800 | 16 | 8.1 | 25200 | 22400 | 88.89% | 1.84 | 0 | 10 |  |  |  |  | R-410A | 1.9833 | Residential & Commercial | USHP | Ducted CEE Tier 1
215864699 | Central HP <5.4 tons | TRANE | HRCU-A-CB (Split System: Heat Pump with Remote Outdoor Unit-Air-Source) | 5TWV8X60A1 |  |  | 5TXCC007AS3 | S8V2C080M5PDB | 53000 | 18.1 | 8.5 | 56000 | 40000 | 71.43% | 2 | 0 | 10 |  |  |  |  | R-454B | 4.4167 | Residential & Commercial | USHP | Ducted CEE Tier 1
215864649 | Central HP <5.4 tons | TRANE | HRCU-A-CB (Split System: Heat Pump with Remote Outdoor Unit-Air-Source) | 5TWV8X48A1 |  |  | 5PX*C007AS3 | S9V2C100U5PSC+LRP | 45500 | 18.1 | 8.5 | 46000 | 35400 | 76.96% | 2.1 | 0 | 10 |  |  |  |  | R-454B | 3.7917 | Residential & Commercial | USHP | Ducted CEE Tier 1
215864667 | Central HP <5.4 tons | TRANE | HRCU-A-CB (Split System: Heat Pump with Remote Outdoor Unit-Air-Source) | 5TWV8X48A1 |  |  | 5TXCB006AS3 | S9V2B080U4PSC+LRP | 44500 | 18.1 | 8.5 | 46000 | 35400 | 76.96% | 2.1 | 0 | 10 |  |  |  |  | R-454B | 3.7083 | Residential & Commercial | USHP | Ducted CEE Tier 1
215864735 | Central HP <5.4 tons | TRANE | HRCU-A-CB (Split System: Heat Pump with Remote Outdoor Unit-Air-Source) | 5TWV8X60A1 |  |  | 5TXCD008AS3 | S9V2C100U5PSC+LRP | 53000 | 18.1 | 8.5 | 56000 | 40000 | 71.43% | 2 | 0 | 10 |  |  |  |  | R-454B | 4.4167 | Residential & Commercial | USHP | Ducted CEE Tier 1
215864767 | Central HP <5.4 tons | TRANE | HRCU-A-CB (Split System: Heat Pump with Remote Outdoor Unit-Air-Source) | 5TWV8X60A1 |  |  | 5TXCD010AS3 | S8V2D120M5PDB | 54500 | 18.1 | 8.5 | 55500 | 40000 | 72.07% | 2 | 0 | 10 |  |  |  |  | R-454B | 4.5417 | Residential & Commercial | USHP | Ducted CEE Tier 1
212972962 | Central HP <5.4 tons | CARRIER | HRCU-A-CB (Split System: Heat Pump with Remote Outdoor Unit-Air-Source) | 38MURAQ24AB3* |  |  | CNPV*2414AL* | 59SP6B040V14**10 | 23000 | 16 | 8.5 | 27000 | 25600 | 94.81% | 2.12 | 0 | 10 |  |  |  |  | R-410A | 1.9167 | Residential & Commercial | USHP | Ducted CEE Tier 1
212972982 | Central HP <5.4 tons | CARRIER | HRCU-A-CB (Split System: Heat Pump with Remote Outdoor Unit-Air-Source) | 38MURAQ24AB3* |  |  | CNPV*3014AL* | 59SP6B040V14**10 | 23400 | 16 | 8.1 | 26400 | 24800 | 93.94% | 2.04 | 0 | 10 |  |  |  |  | R-410A | 1.95 | Residential & Commercial | USHP | Ducted CEE Tier 1
212973212 | Central HP <5.4 tons | CARRIER | HRCU-A-CB (Split System: Heat Pump with Remote Outdoor Unit-Air-Source) | 38MURAQ24AB3* |  |  | CAP**3617AL* | 59SP6B040V17**12 | 23400 | 16.5 | 8.5 | 26200 | 24400 | 93.13% | 2.02 | 0 | 10 |  |  |  |  | R-410A | 1.95 | Residential & Commercial | USHP | Ducted CEE Tier 1
212973232 | Central HP <5.4 tons | CARRIER | HRCU-A-CB (Split System: Heat Pump with Remote Outdoor Unit-Air-Source) | 38MURAQ24AB3* |  |  | CAP**3717AL* | 59SP6B040V17**12 | 24000 | 16 | 8.1 | 25400 | 22000 | 86.61% | 1.82 | 0 | 10 |  |  |  |  | R-410A | 2 | Residential & Commercial | USHP | Ducted CEE Tier 1
211228132 | Central HP <5.4 tons | COMFORTMAKER | HRCU-A-CB (Split System: Heat Pump with Remote Outdoor Unit-Air-Source) | DLCURAH36ABK |  |  | EA*4X42L24A* | *96VTN1002122A* | 35400 | 16.5 | 8.1 | 38500 | 35000 | 90.91% | 1.88 | 0 | 10 |  |  |  |  | R-410A | 2.95 | Residential & Commercial | USHP | Ducted CEE Tier 1
211228215 | Central HP <5.4 tons | COMFORTMAKER | HRCU-A-CB (Split System: Heat Pump with Remote Outdoor Unit-Air-Source) | DLCURAH36ABK |  |  | EA*4X43L21A* | *80ES(N,L)0451712A* | 36000 | 15.5 | 8.5 | 38500 | 34800 | 90.39% | 2.06 | 0 | 10 |  |  |  |  | R-410A | 3 | Residential & Commercial | USHP | Ducted CEE Tier 1
211228550 | Central HP <5.4 tons | COMFORTMAKER | HRCU-A-CB (Split System: Heat Pump with Remote Outdoor Unit-Air-Source) | DLCURAH36ABK |  |  | EA*4X43L21A* | *96VSN0801716A* | 36800 | 15.5 | 8.5 | 38500 | 35000 | 90.91% | 2.1 | 0 | 10 |  |  |  |  | R-410A | 3.0667 | Residential & Commercial | USHP | Ducted CEE Tier 1
211228568 | Central HP <5.4 tons | COMFORTMAKER | HRCU-A-CB (Split System: Heat Pump with Remote Outdoor Unit-Air-Source) | DLCURAH36ABK |  |  | EA*4X43L21A* | *96VSN1002120A* | 36400 | 16 | 8.5 | 38500 | 34800 | 90.39% | 2.08 | 0 | 10 |  |  |  |  | R-410A | 3.0333 | Residential & Commercial | USHP | Ducted CEE Tier 1
212383003 | Central HP <5.4 tons | HEIL | HRCU-A-CB (Split System: Heat Pump with Remote Outdoor Unit-Air-Source) | DLCURAH36ABK |  |  | EA*4X36L17A* | *80ES(N,L)0901714A* | 35600 | 15.5 | 8.1 | 39500 | 35200 | 89.11% | 1.84 | 0 | 9.5 |  |  |  |  | R-410A | 2.9667 | Residential & Commercial | USHP
211240473 | Central HP <5.4 tons | HEIL | HRCU-A-CB (Split System: Heat Pump with Remote Outdoor Unit-Air-Source) | DLCURAH24ABK |  |  | EA*4X24L17A* | *80VSL0451716A* | 23800 | 16 | 8.5 | 26800 | 24000 | 89.55% | 1.98 | 0 | 10 |  |  |  |  | R-410A | 1.9833 | Residential & Commercial | USHP | Ducted CEE Tier 1
211240424 | Central HP <5.4 tons | HEIL | HRCU-A-CB (Split System: Heat Pump with Remote Outdoor Unit-Air-Source) | DLCURAH24ABK |  |  | EA*4X24L17A* | *96VSN0801716A* | 23800 | 16.5 | 8.5 | 26800 | 24000 | 89.55% | 1.98 | 0 | 10 |  |  |  |  | R-410A | 1.9833 | Residential & Commercial | USHP | Ducted CEE Tier 1
211245704 | Central HP <5.4 tons | COMFORTMAKER | HRCU-A-CB (Split System: Heat Pump with Remote Outdoor Unit-Air-Source) | DLCURAH24ABK |  |  | EN(A,D)4X36L21** | *95ESN0601714A* | 24600 | 16 | 8.1 | 26600 | 22400 | 84.21% | 1.84 | 0 | 10.5 |  |  |  |  | R-410A | 2.05 | Residential & Commercial | USHP | Ducted CEE Tier 1
211245737 | Central HP <5.4 tons | COMFORTMAKER | HRCU-A-CB (Split System: Heat Pump with Remote Outdoor Unit-Air-Source) | DLCURAH24ABK |  |  | EN(A,D)4X36L21** | *80ESU0802120A | 24400 | 17 | 8.5 | 26200 | 22800 | 87.02% | 1.88 | 0 | 10.5 |  |  |  |  | R-410A | 2.0333 | Residential & Commercial | USHP | Ducted CEE Tier 1
211228917 | Central HP <5.4 tons | COMFORTMAKER | HRCU-A-CB (Split System: Heat Pump with Remote Outdoor Unit-Air-Source) | DLCURAH36ABK |  |  | EA*4X48L21A* | *80VTL0902120A* | 35400 | 16 | 8.1 | 37800 | 34600 | 91.53% | 2.02 | 0 | 10 |  |  |  |  | R-410A | 2.95 | Residential & Commercial | USHP | Ducted CEE Tier 1
211240724 | Central HP <5.4 tons | HEIL | HRCU-A-CB (Split System: Heat Pump with Remote Outdoor Unit-Air-Source) | DLCURAH24ABK |  |  | EA*4X24L17A* | *95ESN0801716A* | 24400 | 15.5 | 8.5 | 27400 | 23000 | 83.94% | 1.88 | 0 | 10 |  |  |  |  | R-410A | 2.0333 | Residential & Commercial | USHP | Ducted CEE Tier 1
211240860 | Central HP <5.4 tons | HEIL | HRCU-A-CB (Split System: Heat Pump with Remote Outdoor Unit-Air-Source) | DLCURAH24ABK |  |  | EA*4X25L17A* | *96VSN0801716A* | 24800 | 17 | 8.5 | 25600 | 21200 | 82.81% | 1.78 | 0 | 10.5 |  |  |  |  | R-410A | 2.0667 | Residential & Commercial | USHP | Ducted CEE Tier 1
211241058 | Central HP <5.4 tons | HEIL | HRCU-A-CB (Split System: Heat Pump with Remote Outdoor Unit-Air-Source) | DLCURAH24ABK |  |  | EA*4X25L17A* | *96VTN0601714A* | 24600 | 16.5 | 8.5 | 25400 | 21400 | 84.25% | 1.78 | 0 | 10 |  |  |  |  | R-410A | 2.05 | Residential & Commercial | USHP | Ducted CEE Tier 1
211241127 | Central HP <5.4 tons | HEIL | HRCU-A-CB (Split System: Heat Pump with Remote Outdoor Unit-Air-Source) | DLCURAH24ABK |  |  | EA*4X25L17A* | *92ESN0601714A* | 25000 | 17 | 8.5 | 25600 | 21000 | 82.03% | 1.78 | 0 | 10.5 |  |  |  |  | R-410A | 2.0833 | Residential & Commercial | USHP | Ducted CEE Tier 1
211245974 | Central HP <5.4 tons | COMFORTMAKER | HRCU-A-CB (Split System: Heat Pump with Remote Outdoor Unit-Air-Source) | DLCURAH24ABK |  |  | FVM4X24***L | 0 | 23800 | 17 | 8.5 | 25800 | 23000 | 89.15% | 1.92 | 0 | 10 |  |  |  |  | R-410A | 1.9833 | Residential & Commercial | USHP | Ducted CEE Tier 1
211241642 | Central HP <5.4 tons | HEIL | HRCU-A-CB (Split System: Heat Pump with Remote Outdoor Unit-Air-Source) | DLCURAH24ABK |  |  | EA*4X30L17A* | *80ES(N,L)0451412A* | 24600 | 16 | 8.5 | 26600 | 22600 | 84.96% | 1.84 | 0 | 10 |  |  |  |  | R-410A | 2.05 | Residential & Commercial | USHP | Ducted CEE Tier 1
215488122 | Central HP <5.4 tons | GOODMAN | HRCU-A-CB (Split System: Heat Pump with Remote Outdoor Unit-Air-Source) | GZV7SA4810A* |  |  | CHPEA4830*3A* | G*VM970804CNB* | 45500 | 16.2 | 8.5 | 46000 | 33600 | 73.04% | 2 | 0 | 10 |  |  |  |  | R-32 | 3.7917 | Residential & Commercial | USHP | Ducted CEE Tier 1
212989156 | Central HP <5.4 tons | AIRQUEST | HRCU-A-CB (Split System: Heat Pump with Remote Outdoor Unit-Air-Source) | DLCURAH24ABK |  |  | EA*4X30L17A* | *95MSU0601716A* | 23600 | 17 | 8.5 | 26400 | 24600 | 93.18% | 2.04 | 0 | 10 |  |  |  |  | R-410A | 1.9667 | Residential & Commercial | USHP | Ducted CEE Tier 1
211242421 | Central HP <5.4 tons | TEMPSTAR | HRCU-A-CB (Split System: Heat Pump with Remote Outdoor Unit-Air-Source) | DLCURAH24ABK |  |  | EA*4X36L21A* | *80VSL0902120A* | 24200 | 17 | 8.5 | 26000 | 22800 | 87.69% | 1.88 | 0 | 10 |  |  |  |  | R-410A | 2.0167 | Residential & Commercial | USHP | Ducted CEE Tier 1
211242455 | Central HP <5.4 tons | TEMPSTAR | HRCU-A-CB (Split System: Heat Pump with Remote Outdoor Unit-Air-Source) | DLCURAH24ABK |  |  | EA*4X36L21A* | *80VTL0902120A* | 24200 | 17 | 8.5 | 26000 | 22800 | 87.69% | 1.88 | 0 | 10 |  |  |  |  | R-410A | 2.0167 | Residential & Commercial | USHP | Ducted CEE Tier 1
215864669 | Central HP <5.4 tons | TRANE | HRCU-A-CB (Split System: Heat Pump with Remote Outdoor Unit-Air-Source) | 5TWV8X48A1 |  |  | 5TXCB006AS3 | S9V2B060U4PSC+LRP | 44500 | 18.1 | 8.5 | 46000 | 35400 | 76.96% | 2.1 | 0 | 10 |  |  |  |  | R-454B | 3.7083 | Residential & Commercial | USHP | Ducted CEE Tier 1
215864853 | Central HP <5.4 tons | TRANE | HRCU-A-CB (Split System: Heat Pump with Remote Outdoor Unit-Air-Source) | 5TWV8X48A1 |  |  | 5PX*CD09AS3 | S8V2C100M5PCB | 46000 | 18.1 | 8.5 | 45000 | 35000 | 77.78% | 2.1 | 0 | 10 |  |  |  |  | R-454B | 3.8333 | Residential & Commercial | USHP | Ducted CEE Tier 1
212978291 | Central HP <5.4 tons | HEIL | HRCU-A-CB (Split System: Heat Pump with Remote Outdoor Unit-Air-Source) | DLCURAH18ABK |  |  | EA*4X30L17A* | *80MS(N,L)0701412A* | 17400 | 16.5 | 8.5 | 17900 | 18700 | 104.5% | 2.24 | 0 | 10.5 |  |  |  |  | R-410A | 1.45 | Residential & Commercial | USHP | Ducted CEE Tier 1
212978759 | Central HP <5.4 tons | HEIL | HRCU-A-CB (Split System: Heat Pump with Remote Outdoor Unit-Air-Source) | DLCURAH18ABK |  |  | EA*4X24L17A* | *80MS(N,L)0701712A* | 17500 | 16.5 | 8.5 | 18400 | 19500 | 106% | 2.34 | 0 | 10.5 |  |  |  |  | R-410A | 1.4583 | Residential & Commercial | USHP | Ducted CEE Tier 1
215864769 | Central HP <5.4 tons | TRANE | HRCU-A-CB (Split System: Heat Pump with Remote Outdoor Unit-Air-Source) | 5TWV8X60A1 |  |  | 5TXCD010AS3 | S8V2D120M5PCB | 54500 | 18.1 | 8.5 | 55500 | 40000 | 72.07% | 2 | 0 | 10 |  |  |  |  | R-454B | 4.5417 | Residential & Commercial | USHP | Ducted CEE Tier 1
212979150 | Central HP <5.4 tons | HEIL | HRCU-A-CB (Split System: Heat Pump with Remote Outdoor Unit-Air-Source) | DLCURAH24ABK |  |  | EA*4X30L17A* | *80MS(N,L)0701716A* | 23600 | 17 | 8.5 | 26400 | 24600 | 93.18% | 2.04 | 0 | 10 |  |  |  |  | R-410A | 1.9667 | Residential & Commercial | USHP | Ducted CEE Tier 1
212979234 | Central HP <5.4 tons | HEIL | HRCU-A-CB (Split System: Heat Pump with Remote Outdoor Unit-Air-Source) | DLCURAH24ABK |  |  | EN(A,D,W)4X36L17** | *80MS(N,L)0701716A* | 23600 | 17 | 8.5 | 26400 | 24400 | 92.42% | 2.02 | 0 | 10.5 |  |  |  |  | R-410A | 1.9667 | Residential & Commercial | USHP | Ducted CEE Tier 1
215865117 | Central HP <5.4 tons | TRANE | HRCU-A-CB (Split System: Heat Pump with Remote Outdoor Unit-Air-Source) | 5TWV8X60A1 |  |  | 5PX*CD09AS3+P0V0C000M50SD+LRP | 0 | 54500 | 18.1 | 8.5 | 55000 | 39000 | 70.91% | 2 | 0 | 10.5 |  |  |  |  | R-454B | 4.5417 | Residential & Commercial | USHP | Ducted CEE Tier 1
215865087 | Central HP <5.4 tons | TRANE | HRCU-A-CB (Split System: Heat Pump with Remote Outdoor Unit-Air-Source) | 5TWV8X48A1 |  |  | 5PX*C009AS3+P0V0C000M50SD+LRP | 0 | 46500 | 18.1 | 8.5 | 45000 | 34600 | 76.89% | 2.2 | 0 | 10.5 |  |  |  |  | R-454B | 3.875 | Residential & Commercial | USHP | Ducted CEE Tier 1
215865103 | Central HP <5.4 tons | TRANE | HRCU-A-CB (Split System: Heat Pump with Remote Outdoor Unit-Air-Source) | 5TWV8X48A1 |  |  | 5TXCC007AS3+P0V0C000M50SD+LRP | 0 | 45500 | 18.1 | 8.5 | 45500 | 35000 | 76.92% | 2.2 | 0 | 10.5 |  |  |  |  | R-454B | 3.7917 | Residential & Commercial | USHP | Ducted CEE Tier 1
214807689 | Central HP <5.4 tons | JOHNSON CONTROLS | HRCU-A-CB (Split System: Heat Pump with Remote Outdoor Unit-Air-Source) | HH824E2S11 |  |  | CTM36B5ADS1 | TMLE080B12MP11 | 23000 | 18 | 9.5 | 23000 | 18600 | 80.87% | 2 | 0 | 12 |  |  |  |  | R-454B | 1.9167 | Residential & Commercial | USHP | Ducted CEE Tier 1
214807694 | Central HP <5.4 tons | JOHNSON CONTROLS | HRCU-A-CB (Split System: Heat Pump with Remote Outdoor Unit-Air-Source) | HH824E2S11 |  |  | CTU36B5XDS1+JMET08BS2N1+TXV | 0 | 23000 | 19 | 9 | 23000 | 17800 | 77.39% | 2 | 0 | 12 |  |  |  |  | R-454B | 1.9167 | Residential & Commercial | USHP | Ducted CEE Tier 1
208130403 | Central HP <5.4 tons | ECO-AIR | HRCU-A-CB (Split System: Heat Pump with Remote Outdoor Unit-Air-Source) | MOD30-24HFN1-MW |  |  | MVC-24HWFN1-M | 0 | 24000 | 17.4 | 10 | 24000 | 22600 | 94.17% | 1.91 | 12.5 | 11.7 |  |  |  |  | R-410A | 2 | Residential & Commercial | USHP | Ducted CEE Tier 1
214807780 | Central HP <5.4 tons | JOHNSON CONTROLS | HRCU-A-CB (Split System: Heat Pump with Remote Outdoor Unit-Air-Source) | HH836E2S11 |  |  | CTU48C5XFS1+TXV | Z8ES120C16SMPS1 | 34000 | 19 | 9 | 31600 | 25200 | 79.75% | 2 | 0 | 11.7 |  |  |  |  | R-454B | 2.8333 | Residential & Commercial | USHP | Ducted CEE Tier 1
211242605 | Central HP <5.4 tons | TEMPSTAR | HRCU-A-CB (Split System: Heat Pump with Remote Outdoor Unit-Air-Source) | DLCURAH24ABK |  |  | EA*4X36L21A* | *80ES(N,L)0902120A* | 24800 | 17 | 8.5 | 26600 | 22000 | 82.71% | 1.82 | 0 | 10 |  |  |  |  | R-410A | 2.0667 | Residential & Commercial | USHP | Ducted CEE Tier 1
211242673 | Central HP <5.4 tons | TEMPSTAR | HRCU-A-CB (Split System: Heat Pump with Remote Outdoor Unit-Air-Source) | DLCURAH24ABK |  |  | EA*4X36L21A* | *95ESN0601714A* | 24800 | 16 | 8.5 | 26600 | 22000 | 82.71% | 1.82 | 0 | 10 |  |  |  |  | R-410A | 2.0667 | Residential & Commercial | USHP | Ducted CEE Tier 1
214229205 | Central HP <5.4 tons | COMFORTMAKER | HRCU-A-CB (Split System: Heat Pump with Remote Outdoor Unit-Air-Source) | DLCURAH24ABK |  |  | EN(A,D,W)4X36L17** | *80MSU0601716A* | 23600 | 17 | 8.5 | 25600 | 24000 | 93.75% | 2 | 0 | 10.5 |  |  |  |  | R-410A | 1.9667 | Residential & Commercial | USHP | Ducted CEE Tier 1
211242754 | Central HP <5.4 tons | TEMPSTAR | HRCU-A-CB (Split System: Heat Pump with Remote Outdoor Unit-Air-Source) | DLCURAH24ABK |  |  | EA*4X36L21A* | OLV112A16A | 24400 | 16 | 8.5 | 26400 | 22200 | 84.09% | 1.84 | 0 | 10 |  |  |  |  | R-410A | 2.0333 | Residential & Commercial | USHP | Ducted CEE Tier 1
211242790 | Central HP <5.4 tons | TEMPSTAR | HRCU-A-CB (Split System: Heat Pump with Remote Outdoor Unit-Air-Source) | DLCURAH24ABK |  |  | EA*4X37L17A* | *96VSN0401410A* | 24200 | 16 | 8.5 | 25600 | 21800 | 85.16% | 1.8 | 0 | 10 |  |  |  |  | R-410A | 2.0167 | Residential & Commercial | USHP | Ducted CEE Tier 1
211243106 | Central HP <5.4 tons | TEMPSTAR | HRCU-A-CB (Split System: Heat Pump with Remote Outdoor Unit-Air-Source) | DLCURAH24ABK |  |  | EA*4X37L17A* | *95ESN0601714A* | 25200 | 16 | 8.5 | 26200 | 21200 | 80.92% | 1.76 | 0 | 10 |  |  |  |  | R-410A | 2.1 | Residential & Commercial | USHP | Ducted CEE Tier 1
211243139 | Central HP <5.4 tons | TEMPSTAR | HRCU-A-CB (Split System: Heat Pump with Remote Outdoor Unit-Air-Source) | DLCURAH24ABK |  |  | EA*4X37L17A* | *92ESN0401712A* | 24200 | 16 | 8.1 | 25400 | 22000 | 86.61% | 1.82 | 0 | 10 |  |  |  |  | R-410A | 2.0167 | Residential & Commercial | USHP | Ducted CEE Tier 1
215488073 | Central HP <5.4 tons | GOODMAN | HRCU-A-CB (Split System: Heat Pump with Remote Outdoor Unit-Air-Source) | GZV7SA3610A* |  |  | CHPEA4830*3A* | G*VC800804C*A* | 35000 | 18.5 | 8.1 | 35000 | 28400 | 81.14% | 2 | 0 | 10.5 |  |  |  |  | R-32 | 2.9167 | Residential & Commercial | USHP | Ducted CEE Tier 1
210470075 | Central HP <5.4 tons | TEMPSTAR | HRCU-A-CB (Split System: Heat Pump with Remote Outdoor Unit-Air-Source) | TVH837GKA2* |  |  | EA*4X36L21A*+WALLCON | *95CSU1002122A* | 31600 | 17.5 | 8.1 | 33000 | 24200 | 73.33% | 1.86 | 0 | 11 |  |  |  |  | R-410A | 2.6333 | Residential & Commercial | USHP | Ducted CEE Tier 1
215939757 | Central HP <5.4 tons | AIRQUEST | HRCU-A-CB (Split System: Heat Pump with Remote Outdoor Unit-Air-Source) | H5H3V36*K*AAA* |  |  | EA*5X48M21A*+WALLCON | *97CTN0801716A* | 33200 | 19.5 | 9.5 | 35000 | 26800 | 76.57% | 2.02 | 0 | 11 |  |  |  |  | R-454B | 2.7667 | Residential & Commercial | USHP | Ducted CEE Tier 1
215940007 | Central HP <5.4 tons | AIRQUEST | HRCU-A-CB (Split System: Heat Pump with Remote Outdoor Unit-Air-Source) | H5H3V36*K*AAA* |  |  | ESH5X36M12A*+WALLCON | *97CTN1202422A* | 33400 | 19 | 9 | 34800 | 26600 | 76.44% | 1.92 | 0 | 11 |  |  |  |  | R-454B | 2.7833 | Residential & Commercial | USHP | Ducted CEE Tier 1
210473970 | Central HP <5.4 tons | CARRIER | HRCU-A-CB (Split System: Heat Pump with Remote Outdoor Unit-Air-Source) | 25VNA825A*032* |  |  | CNPV*4821AL*+UI | 59TN6B060C17**14 | 24000 | 16.5 | 8.1 | 21400 | 16700 | 78.04% | 2 | 0 | 11 |  |  |  |  | R-410A | 2 | Residential & Commercial | USHP | Ducted CEE Tier 1
212973888 | Central HP <5.4 tons | HEIL | HRCU-A-CB (Split System: Heat Pump with Remote Outdoor Unit-Air-Source) | DLCURAH24ABK |  |  | EA*4X37L21A* | *96VSN0801716B* | 24600 | 17 | 8.5 | 25200 | 21200 | 84.13% | 1.78 | 0 | 10.5 |  |  |  |  | R-410A | 2.05 | Residential & Commercial | USHP | Ducted CEE Tier 1
212975272 | Central HP <5.4 tons | HEIL | HRCU-A-CB (Split System: Heat Pump with Remote Outdoor Unit-Air-Source) | DLCURAH24ABK |  |  | EA*4X25L17A* | *96VTN0401712B* | 24200 | 16 | 8.5 | 25400 | 21800 | 85.83% | 1.8 | 0 | 10 |  |  |  |  | R-410A | 2.0167 | Residential & Commercial | USHP | Ducted CEE Tier 1
212973582 | Central HP <5.4 tons | CARRIER | HRCU-A-CB (Split System: Heat Pump with Remote Outdoor Unit-Air-Source) | 38MURAQ24AB3* |  |  | CAP**3717AL* | 59SP6B060V14**12 | 24000 | 17 | 8.1 | 25200 | 22400 | 88.89% | 1.86 | 0 | 10 |  |  |  |  | R-410A | 2 | Residential & Commercial | USHP | Ducted CEE Tier 1
210474395 | Central HP <5.4 tons | HEIL | HRCU-A-CB (Split System: Heat Pump with Remote Outdoor Unit-Air-Source) | HVH825GKA3* |  |  | EHD4X42AAL+WALLCON | *96CTN1002122A* | 24200 | 16 | 8.1 | 21400 | 16600 | 77.57% | 2 | 0 | 10.5 |  |  |  |  | R-410A | 2.0167 | Residential & Commercial | USHP | Ducted CEE Tier 1
214807805 | Central HP <5.4 tons | JOHNSON CONTROLS | HRCU-A-CB (Split System: Heat Pump with Remote Outdoor Unit-Air-Source) | HH824E2S11 |  |  | CTU30B5XCS1+JME08B2SN1+TXV | 0 | 23000 | 19 | 9.5 | 23000 | 18500 | 80.43% | 2 | 0 | 12 |  |  |  |  | R-454B | 1.9167 | Residential & Commercial | USHP | Ducted CEE Tier 1
211244340 | Central HP <5.4 tons | HEIL | HRCU-A-CB (Split System: Heat Pump with Remote Outdoor Unit-Air-Source) | DLCURAH24ABK |  |  | EN(A,D)4X30L14** | *96VTN0401410A* | 23600 | 15.5 | 8.1 | 26200 | 23600 | 90.08% | 1.92 | 0 | 10 |  |  |  |  | R-410A | 1.9667 | Residential & Commercial | USHP | Ducted CEE Tier 1
212979126 | Central HP <5.4 tons | HEIL | HRCU-A-CB (Split System: Heat Pump with Remote Outdoor Unit-Air-Source) | DLCURAH24ABK |  |  | EA*4X24L17A* | *80MS(N,L)0701716A* | 23400 | 17 | 9 | 26800 | 26400 | 98.51% | 2.24 | 0 | 10 |  |  |  |  | R-410A | 1.95 | Residential & Commercial | USHP | Ducted CEE Tier 1
212979119 | Central HP <5.4 tons | CARRIER | HRCU-A-CB (Split System: Heat Pump with Remote Outdoor Unit-Air-Source) | 38MURAQ24AB3* |  |  | CAP**2417AL* | 58S(B,C)*B070M17**16 | 23400 | 17 | 9 | 26800 | 26400 | 98.51% | 2.24 | 0 | 10 |  |  |  |  | R-410A | 1.95 | Residential & Commercial | USHP | Ducted CEE Tier 1
212979203 | Central HP <5.4 tons | CARRIER | HRCU-A-CB (Split System: Heat Pump with Remote Outdoor Unit-Air-Source) | 38MURAQ24AB3* |  |  | CNPV*2417AL* | 58S(B,C)*B070M17**16 | 23200 | 16.5 | 8.5 | 26800 | 25400 | 94.78% | 2.14 | 0 | 10 |  |  |  |  | R-410A | 1.9333 | Residential & Commercial | USHP | Ducted CEE Tier 1
212982329 | Central HP <5.4 tons | COMFORTMAKER | HRCU-A-CB (Split System: Heat Pump with Remote Outdoor Unit-Air-Source) | DLCURAH24ABK |  |  | EN(A,D)4X24L17** | *80MSU0401712A* | 23200 | 16 | 8.5 | 26200 | 24800 | 94.66% | 2.06 | 0 | 10 |  |  |  |  | R-410A | 1.9333 | Residential & Commercial | USHP | Ducted CEE Tier 1
210470853 | Central HP <5.4 tons | TEMPSTAR | HRCU-A-CB (Split System: Heat Pump with Remote Outdoor Unit-Air-Source) | TVH837GKA2* |  |  | EN(A,D)4X48L24**+WALLCON | *95CSU1002122A* | 32400 | 17.5 | 8.1 | 32800 | 24600 | 75% | 1.98 | 0 | 11.7 |  |  |  |  | R-410A | 2.7 | Residential & Commercial | USHP | Ducted CEE Tier 1
215941747 | Central HP <5.4 tons | AIRQUEST | HRCU-A-CB (Split System: Heat Pump with Remote Outdoor Unit-Air-Source) | H5H3V48*K*AAA* |  |  | EVD5X60M24A*+WALLCON | *97CTN1002122A* | 45500 | 20.5 | 8.1 | 52500 | 38000 | 72.38% | 1.9 | 0 | 11.5 |  |  |  |  | R-454B | 3.7917 | Residential & Commercial | USHP | Ducted CEE Tier 1
212971230 | Central HP <5.4 tons | CARRIER | HRCU-A-CB (Split System: Heat Pump with Remote Outdoor Unit-Air-Source) | 38MURAQ24AB3* |  |  | CNPV*3017AL* | 58TP*B045V14**12 | 23600 | 17 | 8.5 | 26200 | 24600 | 93.89% | 2.04 | 0 | 10.5 |  |  |  |  | R-410A | 1.9667 | Residential & Commercial | USHP | Ducted CEE Tier 1
210474604 | Central HP <5.4 tons | HEIL | HRCU-A-CB (Split System: Heat Pump with Remote Outdoor Unit-Air-Source) | HVH825GKA3* |  |  | EHD4X48AAL+WALLCON | *97CMN1202422A* | 24200 | 16 | 8.1 | 21200 | 16600 | 78.3% | 2.02 | 0 | 10.5 |  |  |  |  | R-410A | 2.0167 | Residential & Commercial | USHP | Ducted CEE Tier 1
211207019 | Central HP <5.4 tons | YORK | HRCU-A-CB (Split System: Heat Pump with Remote Outdoor Unit-Air-Source) | YZV36B21 |  |  | XAMB36DE2N1+CC | TM9V080B12MP12 | 32200 | 18 | 8.5 | 34000 | 29400 | 86.47% | 1.92 | 0 | 11.7 |  |  |  |  | R-410A | 2.6833 | Residential & Commercial | USHP | Ducted CEE Tier 1
210471121 | Central HP <5.4 tons | TEMPSTAR | HRCU-A-CB (Split System: Heat Pump with Remote Outdoor Unit-Air-Source) | TVH837GKA2* |  |  | EHD4X60AAL+WALLCON | *95CSU0802120A* | 33000 | 17 | 8.1 | 32200 | 24800 | 77.02% | 2.02 | 0 | 11.5 |  |  |  |  | R-410A | 2.75 | Residential & Commercial | USHP | Ducted CEE Tier 1
209270322 | Central HP <5.4 tons | ECO-AIR | HRCU-A-C (Split System: Heat Pump with Remote Outdoor Unit with No Indoor Fan --Air Source) | MOE31U-36HFN1-M |  |  | MAC-36HWFN1-M | 0 | 35000 | 15.2 | 10 | 39000 | 32000 | 82.05% | 2 | 10.2 | 10 |  |  |  |  | R-410A | 2.9167 | Residential & Commercial | USHP | Ducted CEE Tier 1
214229469 | Central HP <5.4 tons | HEIL | HRCU-A-CB (Split System: Heat Pump with Remote Outdoor Unit-Air-Source) | DLCURAH36ABK |  |  | EN(A,D)4X48L24** | *80MSU1002120A* | 35800 | 16.5 | 8.5 | 38500 | 34800 | 90.39% | 2 | 0 | 10 |  |  |  |  | R-410A | 2.9833 | Residential & Commercial | USHP | Ducted CEE Tier 1
211081501 | Central HP <5.4 tons | AMERICAN STANDARD | HRCU-A-CB (Split System: Heat Pump with Remote Outdoor Unit-Air-Source) | 4A6V8X60A1 |  |  | 4PX*DU60BS3 | S8V2D120M5PDA | 54000 | 18 | 8.2 | 52000 | 39500 | 75.96% | 1.83 | 12 | 11.7 |  |  |  |  | R-410A | 4.5 | Residential & Commercial | USHP | Ducted CEE Tier 1
210929580 | Central HP <5.4 tons | AMERICAN STANDARD | HRCU-A-CB (Split System: Heat Pump with Remote Outdoor Unit-Air-Source) | 4A6V0X60A1 |  |  | TAMXB0C60V51 | 0 | 53000 | 19 | 8.2 | 50000 | 39500 | 79% | 1.76 | 12 | 12 |  |  |  |  | R-410A | 4.4167 | Residential & Commercial | USHP | Ducted CEE Tier 1
215940827 | Central HP <5.4 tons | AIRQUEST | HRCU-A-CB (Split System: Heat Pump with Remote Outdoor Unit-Air-Source) | H5H3V36*K*AAA* |  |  | EVD5X60M21A*+WALLCON | *80CSU0601716B* | 35600 | 22 | 8.5 | 38000 | 28600 | 75.26% | 2.02 | 0 | 12.5 |  |  |  |  | R-454B | 2.9667 | Residential & Commercial | USHP | Ducted CEE Tier 1
212979167 | Central HP <5.4 tons | CARRIER | HRCU-A-CB (Split System: Heat Pump with Remote Outdoor Unit-Air-Source) | 38MURAQ24AB3* |  |  | CAP**3621AL* | 58S(B,C)*B070M17**16 | 23800 | 17.5 | 8.5 | 26200 | 23600 | 90.08% | 1.98 | 0 | 10 |  |  |  |  | R-410A | 1.9833 | Residential & Commercial | USHP | Ducted CEE Tier 1
212979821 | Central HP <5.4 tons | CARRIER | HRCU-A-CB (Split System: Heat Pump with Remote Outdoor Unit-Air-Source) | 38MURAQ24AB3* |  |  | CAP**2517AL* | 58S(B,C)*B090M17**14 | 24200 | 17 | 8.5 | 25200 | 21800 | 86.51% | 1.82 | 0 | 10 |  |  |  |  | R-410A | 2.0167 | Residential & Commercial | USHP | Ducted CEE Tier 1
215941237 | Central HP <5.4 tons | AIRQUEST | HRCU-A-CB (Split System: Heat Pump with Remote Outdoor Unit-Air-Source) | H5H3V48*K*AAA* |  |  | ESH5X60M12A*+WALLCON | *97CTN0802120A* | 45000 | 20 | 9 | 48500 | 36600 | 75.46% | 1.82 | 0 | 11 |  |  |  |  | R-454B | 3.75 | Residential & Commercial | USHP | Ducted CEE Tier 1
212973832 | Central HP <5.4 tons | CARRIER | HRCU-A-CB (Split System: Heat Pump with Remote Outdoor Unit-Air-Source) | 38MURAQ24AB3* |  |  | CAP**2517AL* | 59SP6B080V17**16 | 24400 | 17 | 8.5 | 25400 | 21600 | 85.04% | 1.8 | 0 | 10 |  |  |  |  | R-410A | 2.0333 | Residential & Commercial | USHP | Ducted CEE Tier 1
212969522 | Central HP <5.4 tons | HEIL | HRCU-A-CB (Split System: Heat Pump with Remote Outdoor Unit-Air-Source) | DLCURAH18ABK |  |  | EA*4X24L14A* | *80VSL0451412B* | 17700 | 16.5 | 8.5 | 18600 | 19400 | 104.3% | 2.32 | 0 | 10.5 |  |  |  |  | R-410A | 1.475 | Residential & Commercial | USHP | Ducted CEE Tier 1
212969552 | Central HP <5.4 tons | HEIL | HRCU-A-CB (Split System: Heat Pump with Remote Outdoor Unit-Air-Source) | DLCURAH18ABK |  |  | EA*4X30L14A* | *80VSL0451412B* | 17800 | 16.5 | 8.5 | 18400 | 18800 | 102.2% | 2.26 | 0 | 10.5 |  |  |  |  | R-410A | 1.4833 | Residential & Commercial | USHP | Ducted CEE Tier 1
213770500 | Central HP <5.4 tons | COMFORTMAKER | HRCU-A-CB (Split System: Heat Pump with Remote Outdoor Unit-Air-Source) | CVH825GKA2* |  |  | EA*4X24L17A*+WALLCON | *80CTL0701412B* | 23400 | 16.5 | 8.1 | 22000 | 16800 | 76.36% | 1.9 | 0 | 10.5 |  |  |  |  | R-410A | 1.95 | Residential & Commercial | USHP | Ducted CEE Tier 1
216720947 | Central HP <5.4 tons | COMFORTSTAR | HRCU-A-CB (Split System: Heat Pump with Remote Outdoor Unit-Air-Source) | CPH3-30CD(O) |  |  | AHU3-30-SG3 | 0 | 30000 | 16.8 | 10 | 34000 | 32600 | 95.88% | 1.96 | 0 | 11.7 |  |  |  |  | R-454B | 2.5 | Residential & Commercial | USHP | Ducted CEE Tier 1
210472902 | Central HP <5.4 tons | COMFORTMAKER | HRCU-A-CB (Split System: Heat Pump with Remote Outdoor Unit-Air-Source) | CVH825GKA3* |  |  | EA*4X42L21A*+WALLCON | *96CTN0601714A* | 23600 | 16.5 | 8.1 | 21400 | 16700 | 78.04% | 1.94 | 0 | 11 |  |  |  |  | R-410A | 1.9667 | Residential & Commercial | USHP | Ducted CEE Tier 1
210473690 | Central HP <5.4 tons | COMFORTMAKER | HRCU-A-CB (Split System: Heat Pump with Remote Outdoor Unit-Air-Source) | CVH825GKA3* |  |  | END4X42L17**+WALLCON | *80CTL0701412A* | 24000 | 17 | 8.1 | 21400 | 16600 | 77.57% | 2 | 0 | 11 |  |  |  |  | R-410A | 2 | Residential & Commercial | USHP | Ducted CEE Tier 1
210473921 | Central HP <5.4 tons | COMFORTMAKER | HRCU-A-CB (Split System: Heat Pump with Remote Outdoor Unit-Air-Source) | CVH825GKA3* |  |  | EN(A,D,W)4X48L21**+WALLCON | *80CSU0401712A* | 24200 | 17 | 8.1 | 21200 | 16500 | 77.83% | 2 | 0 | 11 |  |  |  |  | R-410A | 2.0167 | Residential & Commercial | USHP | Ducted CEE Tier 1
215488120 | Central HP <5.4 tons | GOODMAN | HRCU-A-CB (Split System: Heat Pump with Remote Outdoor Unit-Air-Source) | GZV7SA4810A* |  |  | CHPEA4830*3A* | G*VC960804CNB* | 45500 | 16.2 | 8.5 | 46000 | 33600 | 73.04% | 2 | 0 | 10 |  |  |  |  | R-32 | 3.7917 | Residential & Commercial | USHP | Ducted CEE Tier 1
212978715 | Central HP <5.4 tons | HEIL | HRCU-A-CB (Split System: Heat Pump with Remote Outdoor Unit-Air-Source) | DLCURAH24ABK |  |  | EN(A,D)4X30L17** | *80MS(N,L)0701712A* | 23400 | 17 | 8.1 | 25800 | 24200 | 93.8% | 2.04 | 0 | 10.5 |  |  |  |  | R-410A | 1.95 | Residential & Commercial | USHP | Ducted CEE Tier 1
211245626 | Central HP <5.4 tons | HEIL | HRCU-A-CB (Split System: Heat Pump with Remote Outdoor Unit-Air-Source) | DLCURAH24ABK |  |  | EN(A,D)4X36L21** | *80ES(N,L)0901714A* | 24600 | 16.5 | 8.5 | 26400 | 22400 | 84.85% | 1.86 | 0 | 10.5 |  |  |  |  | R-410A | 2.05 | Residential & Commercial | USHP | Ducted CEE Tier 1
215941187 | Central HP <5.4 tons | AIRQUEST | HRCU-A-CB (Split System: Heat Pump with Remote Outdoor Unit-Air-Source) | H5H3V48*K*AAA* |  |  | ESH5X48M12A*+WALLCON | *97CTN1002122A* | 44000 | 20 | 9 | 48500 | 36400 | 75.05% | 1.82 | 0 | 10.5 |  |  |  |  | R-454B | 3.6667 | Residential & Commercial | USHP | Ducted CEE Tier 1
213077255 | Central HP <5.4 tons | CARRIER | HRCU-A-CB (Split System: Heat Pump with Remote Outdoor Unit-Air-Source) | 38MURAQ36AB3* |  |  | CNPV*4824AL* | 59SP6B120V24**22 | 36000 | 16.5 | 8.1 | 38500 | 35000 | 90.91% | 2 | 0 | 10 |  |  |  |  | R-410A | 3 | Residential & Commercial | USHP | Ducted CEE Tier 1
213077496 | Central HP <5.4 tons | CARRIER | HRCU-A-CB (Split System: Heat Pump with Remote Outdoor Unit-Air-Source) | 38MURAQ36AB3* |  |  | CAP**4221AL* | 59TP6C080V21**20 | 35600 | 16 | 8.1 | 38500 | 35200 | 91.43% | 1.9 | 0 | 10 |  |  |  |  | R-410A | 2.9667 | Residential & Commercial | USHP | Ducted CEE Tier 1
213077637 | Central HP <5.4 tons | CARRIER | HRCU-A-CB (Split System: Heat Pump with Remote Outdoor Unit-Air-Source) | 38MURAQ36AB3* |  |  | CAP**4321AL* | GG96VTAB60100C** | 36200 | 16.5 | 8.5 | 38000 | 34800 | 91.58% | 2.04 | 0 | 10 |  |  |  |  | R-410A | 3.0167 | Residential & Commercial | USHP | Ducted CEE Tier 1
213078205 | Central HP <5.4 tons | CARRIER | HRCU-A-CB (Split System: Heat Pump with Remote Outdoor Unit-Air-Source) | 38MURAQ36AB3* |  |  | CAP**4321AL* | 58S(B,C)*B070M21**16 | 36400 | 16 | 8.5 | 38000 | 34800 | 91.58% | 2.06 | 0 | 10 |  |  |  |  | R-410A | 3.0333 | Residential & Commercial | USHP | Ducted CEE Tier 1
210474075 | Central HP <5.4 tons | COMFORTMAKER | HRCU-A-CB (Split System: Heat Pump with Remote Outdoor Unit-Air-Source) | CVH825GKA3* |  |  | EN(A,D)4X48L24**+WALLCON | *95CSU1002122A* | 24200 | 17 | 8.1 | 21200 | 16600 | 78.3% | 2.02 | 0 | 11.5 |  |  |  |  | R-410A | 2.0167 | Residential & Commercial | USHP | Ducted CEE Tier 1
210473155 | Central HP <5.4 tons | COMFORTMAKER | HRCU-A-CB (Split System: Heat Pump with Remote Outdoor Unit-Air-Source) | CVH825GKA3* |  |  | EA*4X43L21A*+WALLCON | *80CTL0451712A* | 24200 | 16.5 | 8.1 | 21600 | 16800 | 77.78% | 2 | 0 | 11 |  |  |  |  | R-410A | 2.0167 | Residential & Commercial | USHP | Ducted CEE Tier 1
210474141 | Central HP <5.4 tons | COMFORTMAKER | HRCU-A-CB (Split System: Heat Pump with Remote Outdoor Unit-Air-Source) | CVH825GKA3* |  |  | EN(A,D)4X48L24**+WALLCON | *96CTN1002122A* | 24200 | 17 | 8.1 | 21400 | 16600 | 77.57% | 2.02 | 0 | 11.5 |  |  |  |  | R-410A | 2.0167 | Residential & Commercial | USHP | Ducted CEE Tier 1
210474256 | Central HP <5.4 tons | COMFORTMAKER | HRCU-A-CB (Split System: Heat Pump with Remote Outdoor Unit-Air-Source) | CVH825GKA3* |  |  | EHD4X42AAL+WALLCON | *80CSU0401712A* | 24200 | 16.5 | 8.1 | 21400 | 16600 | 77.57% | 2 | 0 | 10.5 |  |  |  |  | R-410A | 2.0167 | Residential & Commercial | USHP | Ducted CEE Tier 1
210474476 | Central HP <5.4 tons | COMFORTMAKER | HRCU-A-CB (Split System: Heat Pump with Remote Outdoor Unit-Air-Source) | CVH825GKA3* |  |  | EHD4X48AAL+WALLCON | *80CSU0401712A* | 24200 | 16.5 | 8.1 | 21200 | 16600 | 78.3% | 2.02 | 0 | 11 |  |  |  |  | R-410A | 2.0167 | Residential & Commercial | USHP | Ducted CEE Tier 1
210471176 | Central HP <5.4 tons | TEMPSTAR | HRCU-A-CB (Split System: Heat Pump with Remote Outdoor Unit-Air-Source) | TVH837GKA2* |  |  | EHD4X60AAL+WALLCON | *80CTL0701716A* | 32800 | 17 | 8.1 | 32400 | 25000 | 77.16% | 2 | 0 | 11 |  |  |  |  | R-410A | 2.7333 | Residential & Commercial | USHP | Ducted CEE Tier 1
210471187 | Central HP <5.4 tons | TEMPSTAR | HRCU-A-CB (Split System: Heat Pump with Remote Outdoor Unit-Air-Source) | TVH837GKA2* |  |  | EHD4X60AAL+WALLCON | *80CTL0902120A* | 33000 | 17 | 8.1 | 32200 | 25000 | 77.64% | 2 | 0 | 11.5 |  |  |  |  | R-410A | 2.75 | Residential & Commercial | USHP | Ducted CEE Tier 1
213770800 | Central HP <5.4 tons | COMFORTMAKER | HRCU-A-CB (Split System: Heat Pump with Remote Outdoor Unit-Air-Source) | CVH825GKA2* |  |  | EA*4X30L17A*+WALLCON | *96CTN0801714B* | 23400 | 16.5 | 8.1 | 21600 | 16700 | 77.31% | 1.92 | 0 | 10.5 |  |  |  |  | R-410A | 1.95 | Residential & Commercial | USHP | Ducted CEE Tier 1
212979840 | Central HP <5.4 tons | HEIL | HRCU-A-CB (Split System: Heat Pump with Remote Outdoor Unit-Air-Source) | DLCURAH24ABK |  |  | EA*4X30L17A* | *80MS(N,L)0901714A* | 23600 | 17 | 8.5 | 26400 | 24600 | 93.18% | 2.04 | 0 | 10 |  |  |  |  | R-410A | 1.9667 | Residential & Commercial | USHP | Ducted CEE Tier 1
212979924 | Central HP <5.4 tons | HEIL | HRCU-A-CB (Split System: Heat Pump with Remote Outdoor Unit-Air-Source) | DLCURAH24ABK |  |  | EN(A,D,W)4X36L17** | *80MS(N,L)0901714A* | 23600 | 17 | 8.5 | 26400 | 24400 | 92.42% | 2.02 | 0 | 10.5 |  |  |  |  | R-410A | 1.9667 | Residential & Commercial | USHP | Ducted CEE Tier 1
212978803 | Central HP <5.4 tons | HEIL | HRCU-A-CB (Split System: Heat Pump with Remote Outdoor Unit-Air-Source) | DLCURAH18ABK |  |  | EN(A,D)4X30L17** | *80MS(N,L)0701712A* | 17700 | 16.5 | 8.1 | 18200 | 18600 | 102.2% | 2.24 | 0 | 11 |  |  |  |  | R-410A | 1.475 | Residential & Commercial | USHP | Ducted CEE Tier 1
212980008 | Central HP <5.4 tons | HEIL | HRCU-A-CB (Split System: Heat Pump with Remote Outdoor Unit-Air-Source) | DLCURAH18ABK |  |  | EN(A,D)4X30L17** | *80MS(N,L)0901714A* | 17700 | 16.5 | 8.1 | 18300 | 18600 | 101.6% | 2.24 | 0 | 11 |  |  |  |  | R-410A | 1.475 | Residential & Commercial | USHP | Ducted CEE Tier 1
212969822 | Central HP <5.4 tons | HEIL | HRCU-A-CB (Split System: Heat Pump with Remote Outdoor Unit-Air-Source) | DLCURAH24ABK |  |  | EN(A,D)4X30L14** | *80VSL0451412B* | 23400 | 17 | 8.1 | 25800 | 24400 | 94.57% | 2.04 | 0 | 10 |  |  |  |  | R-410A | 1.95 | Residential & Commercial | USHP | Ducted CEE Tier 1
212971396 | Central HP <5.4 tons | CARRIER | HRCU-A-CB (Split System: Heat Pump with Remote Outdoor Unit-Air-Source) | 38MURAQ24AB3* |  |  | CAP**2417AL* | 58TP*B070V14**12 | 23400 | 17 | 9 | 27000 | 25800 | 95.56% | 2.18 | 0 | 10 |  |  |  |  | R-410A | 1.95 | Residential & Commercial | USHP | Ducted CEE Tier 1
212970426 | Central HP <5.4 tons | CARRIER | HRCU-A-CB (Split System: Heat Pump with Remote Outdoor Unit-Air-Source) | 38MURAQ36AB3* |  |  | CAP**4821AL* | 58SP*B070V17**16 | 36000 | 16 | 8.5 | 38500 | 34800 | 90.39% | 2.02 | 0 | 10 |  |  |  |  | R-410A | 3 | Residential & Commercial | USHP | Ducted CEE Tier 1
211244383 | Central HP <5.4 tons | HEIL | HRCU-A-CB (Split System: Heat Pump with Remote Outdoor Unit-Air-Source) | DLCURAH24ABK |  |  | EN(A,D)4X30L14** | *92ESN0601412A* | 23400 | 16.5 | 8.1 | 25800 | 24200 | 93.8% | 2.02 | 0 | 10 |  |  |  |  | R-410A | 1.95 | Residential & Commercial | USHP | Ducted CEE Tier 1
211244452 | Central HP <5.4 tons | HEIL | HRCU-A-CB (Split System: Heat Pump with Remote Outdoor Unit-Air-Source) | DLCURAH24ABK |  |  | EN(A,D)4X30L17** | *96VSN0401712A* | 23400 | 16 | 8.1 | 25800 | 24000 | 93.02% | 1.98 | 0 | 10 |  |  |  |  | R-410A | 1.95 | Residential & Commercial | USHP | Ducted CEE Tier 1
215933575 | Central HP <5.4 tons | BRYANT HEATING AND COOLING SYSTEMS | HRCU-A-CB (Split System: Heat Pump with Remote Outdoor Unit-Air-Source) | 293VAN036**AA* |  |  | CSAH*4812AM*+UI | 88*TB48090C17*** | 33600 | 19.5 | 9 | 34800 | 26600 | 76.44% | 1.94 | 0 | 11.5 |  |  |  |  | R-454B | 2.8 | Residential & Commercial | USHP | Ducted CEE Tier 1
215933595 | Central HP <5.4 tons | BRYANT HEATING AND COOLING SYSTEMS | HRCU-A-CB (Split System: Heat Pump with Remote Outdoor Unit-Air-Source) | 293VAN036**AA* |  |  | CSAH*4812AM*+UI | 88*TB66135C24*** | 33800 | 19.5 | 9 | 34600 | 26400 | 76.3% | 1.94 | 0 | 11.7 |  |  |  |  | R-454B | 2.8167 | Residential & Commercial | USHP | Ducted CEE Tier 1
215933845 | Central HP <5.4 tons | BRYANT HEATING AND COOLING SYSTEMS | HRCU-A-CB (Split System: Heat Pump with Remote Outdoor Unit-Air-Source) | 293VAN036**AA* |  |  | CSAH*6012AM*+UI | 935CB66100C21*** | 34200 | 19.5 | 9 | 34200 | 25800 | 75.44% | 1.96 | 0 | 11.7 |  |  |  |  | R-454B | 2.85 | Residential & Commercial | USHP | Ducted CEE Tier 1
216720948 | Central HP <5.4 tons | COMFORTSTAR | HRCU-A-CB (Split System: Heat Pump with Remote Outdoor Unit-Air-Source) | CPH3-36CD(O) |  |  | AHU3-36-SG3 | 0 | 36000 | 16.5 | 8.2 | 37000 | 32000 | 86.49% | 1.85 | 0 | 10 |  |  |  |  | R-454B | 3 | Residential & Commercial | USHP | Ducted CEE Tier 1
213613307 | Central HP <5.4 tons | GOODMAN | HRCU-A-CB (Split System: Heat Pump with Remote Outdoor Unit-Air-Source) | GSZS601810A* |  |  | AHVE24BP1400B* | 0 | 16600 | 17.5 | 8.5 | 17400 | 13000 | 74.71% | 2.1 | 0 | 10.9 |  |  |  |  | R-410A | 1.3833 | Residential & Commercial | USHP | Ducted CEE Tier 1
215934715 | Central HP <5.4 tons | BRYANT HEATING AND COOLING SYSTEMS | HRCU-A-CB (Split System: Heat Pump with Remote Outdoor Unit-Air-Source) | 293VAN036**AA* |  |  | CVAMA3617XMA*+UI | 987MC42060C17*** | 34000 | 20 | 8.1 | 38000 | 27200 | 71.58% | 2 | 0 | 11 |  |  |  |  | R-454B | 2.8333 | Residential & Commercial | USHP | Ducted CEE Tier 1
213353773 | Central HP <5.4 tons | HEIL | HRCU-A-CB (Split System: Heat Pump with Remote Outdoor Unit-Air-Source) | DLCURAH24ABK |  |  | F5MA4*24L*B* | 0 | 24400 | 17 | 9.5 | 26600 | 22800 | 85.71% | 1.9 | 0 | 10 |  |  |  |  | R-410A | 2.0333 | Residential & Commercial | USHP | Ducted CEE Tier 1
210599274 | Central HP <5.4 tons | HEIL | HRCU-A-CB (Split System: Heat Pump with Remote Outdoor Unit-Air-Source) | HVH837GKA** |  |  | EA*4X61L24A*+WALLCON | *80CTL0902120A* | 33200 | 18 | 8.5 | 32000 | 24800 | 77.5% | 2 | 0 | 12 |  |  |  |  | R-410A | 2.7667 | Residential & Commercial | USHP | Ducted CEE Tier 1
212973368 | Central HP <5.4 tons | HEIL | HRCU-A-CB (Split System: Heat Pump with Remote Outdoor Unit-Air-Source) | DLCURAH18ABK |  |  | EN(A,D)4X24L14** | *96VSN0601412B* | 17500 | 16 | 8.5 | 18500 | 19200 | 103.8% | 2.3 | 0 | 10.5 |  |  |  |  | R-410A | 1.4583 | Residential & Commercial | USHP | Ducted CEE Tier 1
212975074 | Central HP <5.4 tons | HEIL | HRCU-A-CB (Split System: Heat Pump with Remote Outdoor Unit-Air-Source) | DLCURAH18ABK |  |  | EA*4X19L17A* | *96VTN0401712B* | 17700 | 16 | 8.1 | 17800 | 17900 | 100.6% | 2.16 | 0 | 10.5 |  |  |  |  | R-410A | 1.475 | Residential & Commercial | USHP | Ducted CEE Tier 1
215934925 | Central HP <5.4 tons | BRYANT HEATING AND COOLING SYSTEMS | HRCU-A-CB (Split System: Heat Pump with Remote Outdoor Unit-Air-Source) | 293VAN036**AA* |  |  | CVAMA4421XMA*+UI | 987MC66100C21*** | 35600 | 22 | 8.5 | 38000 | 28600 | 75.26% | 2.02 | 0 | 12.5 |  |  |  |  | R-454B | 2.9667 | Residential & Commercial | USHP | Ducted CEE Tier 1
215935579 | Central HP <5.4 tons | COMFORTMAKER | HRCU-A-CB (Split System: Heat Pump with Remote Outdoor Unit-Air-Source) | C5H3V36*K*AAA* |  |  | EVD5X36M17A*+WALLCON | *96CTN0601714B* | 34000 | 20 | 8.1 | 38000 | 27200 | 71.58% | 2 | 0 | 11 |  |  |  |  | R-454B | 2.8333 | Residential & Commercial | USHP | Ducted CEE Tier 1
215936619 | Central HP <5.4 tons | COMFORTMAKER | HRCU-A-CB (Split System: Heat Pump with Remote Outdoor Unit-Air-Source) | C5H3V36*K*AAA* |  |  | EVD5X60M21A*+WALLCON | *80CTL0901716B* | 35600 | 22 | 8.5 | 38000 | 28600 | 75.26% | 2.02 | 0 | 12 |  |  |  |  | R-454B | 2.9667 | Residential & Commercial | USHP | Ducted CEE Tier 1
215936669 | Central HP <5.4 tons | COMFORTMAKER | HRCU-A-CB (Split System: Heat Pump with Remote Outdoor Unit-Air-Source) | C5H3V36*K*AAA* |  |  | EVD5X60M21A*+WALLCON | *95CSU1002122B* | 35600 | 22 | 9 | 38000 | 28400 | 74.74% | 2.14 | 0 | 12.5 |  |  |  |  | R-454B | 2.9667 | Residential & Commercial | USHP | Ducted CEE Tier 1
215935599 | Central HP <5.4 tons | COMFORTMAKER | HRCU-A-CB (Split System: Heat Pump with Remote Outdoor Unit-Air-Source) | C5H3V36*K*AAA* |  |  | EVD5X36M21A*+WALLCON | *80CSU0601716A* | 34400 | 21 | 8.5 | 38500 | 28200 | 73.25% | 2.04 | 0 | 11.7 |  |  |  |  | R-454B | 2.8667 | Residential & Commercial | USHP | Ducted CEE Tier 1
215936069 | Central HP <5.4 tons | COMFORTMAKER | HRCU-A-CB (Split System: Heat Pump with Remote Outdoor Unit-Air-Source) | C5H3V36*K*AAA* |  |  | EVD5X42M21A*+WALLCON | *97CMN0601714B* | 34000 | 20 | 8.1 | 38000 | 27000 | 71.05% | 2 | 0 | 11 |  |  |  |  | R-454B | 2.8333 | Residential & Commercial | USHP | Ducted CEE Tier 1
215488061 | Central HP <5.4 tons | GOODMAN | HRCU-A-CB (Split System: Heat Pump with Remote Outdoor Unit-Air-Source) | GZV7SA3610A* |  |  | CA*EA4830*3A* | G*VM971005CNB* | 34800 | 18.5 | 8.5 | 35000 | 28400 | 81.14% | 2 | 0 | 10.5 |  |  |  |  | R-32 | 2.9 | Residential & Commercial | USHP | Ducted CEE Tier 1
215864485 | Central HP <5.4 tons | TRANE | HRCU-A-CB (Split System: Heat Pump with Remote Outdoor Unit-Air-Source) | 5TWV8X36A1 |  |  | 5PX*B004AS3 | S9V2B040U3VSB+LRP | 31600 | 18.1 | 8.5 | 32800 | 25400 | 77.44% | 2 | 0 | 10 |  |  |  |  | R-454B | 2.6333 | Residential & Commercial | USHP | Ducted CEE Tier 1
215864565 | Central HP <5.4 tons | TRANE | HRCU-A-CB (Split System: Heat Pump with Remote Outdoor Unit-Air-Source) | 5TWV8X36A1 |  |  | 5PX*CD05AS3 | S9V2C100D5PSC+LRP | 32200 | 18.1 | 8.5 | 34000 | 25600 | 75.29% | 2 | 0 | 10 |  |  |  |  | R-454B | 2.6833 | Residential & Commercial | USHP | Ducted CEE Tier 1
216737484 | Central HP <5.4 tons | KEEPRITE | HRCU-A-CB (Split System: Heat Pump with Remote Outdoor Unit-Air-Source) | D5CUHAH24AAK |  |  | ESH5X30M12A* | *92MSN0801716A* | 22200 | 16 | 8.1 | 20800 | 18700 | 89.9% | 1.9 | 0 | 11 |  |  |  |  | R-454B | 1.85 | Residential & Commercial | USHP | Ducted CEE Tier 1
215934575 | Central HP <5.4 tons | BRYANT HEATING AND COOLING SYSTEMS | HRCU-A-CB (Split System: Heat Pump with Remote Outdoor Unit-Air-Source) | 293VAN048**AA* |  |  | CSAH*6012AM*+UI | 935CB48060C17*** | 44000 | 19.5 | 9 | 49000 | 36400 | 74.29% | 1.84 | 0 | 11 |  |  |  |  | R-454B | 3.6667 | Residential & Commercial | USHP | Ducted CEE Tier 1
215934425 | Central HP <5.4 tons | BRYANT HEATING AND COOLING SYSTEMS | HRCU-A-CB (Split System: Heat Pump with Remote Outdoor Unit-Air-Source) | 293VAN048**AA* |  |  | CSAH*4812AM*+UI | 83*CA60100C21*** | 44000 | 20 | 9 | 48500 | 36600 | 75.46% | 1.8 | 0 | 10.5 |  |  |  |  | R-454B | 3.6667 | Residential & Commercial | USHP | Ducted CEE Tier 1
207436596 | Central HP <5.4 tons | LENNOX | HRCU-A-CB (Split System: Heat Pump with Remote Outdoor Unit-Air-Source) | SL25XPV-048-230A** |  |  | CX35-49C+TDR | SL297UH080NV48C* | 45500 | 20 | 8.9 | 44000 | 36000 | 81.82% | 1.76 | 12.5 | 12.2 |  |  |  |  | R-410A | 3.7917 | Residential & Commercial | USHP | Ducted CEE Tier 1
215941657 | Central HP <5.4 tons | AIRQUEST | HRCU-A-CB (Split System: Heat Pump with Remote Outdoor Unit-Air-Source) | H5H3V48*K*AAA* |  |  | EVD5X49M24A*+WALLCON | *97CTN1202422A* | 45500 | 20.5 | 8.1 | 52500 | 38000 | 72.38% | 1.95 | 0 | 11.5 |  |  |  |  | R-454B | 3.7917 | Residential & Commercial | USHP | Ducted CEE Tier 1
215936259 | Central HP <5.4 tons | COMFORTMAKER | HRCU-A-CB (Split System: Heat Pump with Remote Outdoor Unit-Air-Source) | C5H3V36*K*AAA* |  |  | EVD5X42M24A*+WALLCON | *96CTN1002122B* | 35600 | 22 | 8.5 | 38000 | 28400 | 74.74% | 2.04 | 0 | 12.5 |  |  |  |  | R-454B | 2.9667 | Residential & Commercial | USHP | Ducted CEE Tier 1
215936409 | Central HP <5.4 tons | COMFORTMAKER | HRCU-A-CB (Split System: Heat Pump with Remote Outdoor Unit-Air-Source) | C5H3V36*K*AAA* |  |  | EVD5X48M24A*+WALLCON | *96CTN1002122B* | 35000 | 21.5 | 8.5 | 38000 | 28200 | 74.21% | 2.02 | 0 | 12 |  |  |  |  | R-454B | 2.9167 | Residential & Commercial | USHP | Ducted CEE Tier 1
215935439 | Central HP <5.4 tons | COMFORTMAKER | HRCU-A-CB (Split System: Heat Pump with Remote Outdoor Unit-Air-Source) | C5H3V36*K*AAA* |  |  | EVM5X60M24A*+WALLCON | *96CTN1002122B* | 35600 | 22 | 8.5 | 38000 | 28400 | 74.74% | 2.04 | 0 | 12.5 |  |  |  |  | R-454B | 2.9667 | Residential & Commercial | USHP | Ducted CEE Tier 1
215935639 | Central HP <5.4 tons | COMFORTMAKER | HRCU-A-CB (Split System: Heat Pump with Remote Outdoor Unit-Air-Source) | C5H3V36*K*AAA* |  |  | EVD5X36M21A*+WALLCON | *80CTL0702120B* | 34400 | 21 | 8.5 | 38500 | 28200 | 73.25% | 2.04 | 0 | 11.7 |  |  |  |  | R-454B | 2.8667 | Residential & Commercial | USHP | Ducted CEE Tier 1
215935689 | Central HP <5.4 tons | COMFORTMAKER | HRCU-A-CB (Split System: Heat Pump with Remote Outdoor Unit-Air-Source) | C5H3V36*K*AAA* |  |  | EVD5X36M21A*+WALLCON | *95CSU0802120B* | 34400 | 20.5 | 8.5 | 38500 | 28200 | 73.25% | 2.04 | 0 | 11.7 |  |  |  |  | R-454B | 2.8667 | Residential & Commercial | USHP | Ducted CEE Tier 1
213076468 | Central HP <5.4 tons | COMFORTMAKER | HRCU-A-CB (Split System: Heat Pump with Remote Outdoor Unit-Air-Source) | DLCURAH36ABK |  |  | EA*4X36L17A* | *80VTL0701716B* | 34800 | 15.5 | 8.1 | 38500 | 35200 | 91.43% | 1.82 | 0 | 9.5 |  |  |  |  | R-410A | 2.9 | Residential & Commercial | USHP
213076677 | Central HP <5.4 tons | COMFORTMAKER | HRCU-A-CB (Split System: Heat Pump with Remote Outdoor Unit-Air-Source) | DLCURAH36ABK |  |  | EA*4X43L21A* | *80VTL0902120B* | 36800 | 16 | 8.5 | 38500 | 35000 | 90.91% | 2.08 | 0 | 10 |  |  |  |  | R-410A | 3.0667 | Residential & Commercial | USHP | Ducted CEE Tier 1
211229250 | Central HP <5.4 tons | COMFORTMAKER | HRCU-A-CB (Split System: Heat Pump with Remote Outdoor Unit-Air-Source) | DLCURAH36ABK |  |  | EA*4X48L24A* | *80ES(N,L)0702116A* | 35800 | 16.5 | 8.5 | 37800 | 34600 | 91.53% | 2.04 | 0 | 10 |  |  |  |  | R-410A | 2.9833 | Residential & Commercial | USHP | Ducted CEE Tier 1
211229453 | Central HP <5.4 tons | COMFORTMAKER | HRCU-A-CB (Split System: Heat Pump with Remote Outdoor Unit-Air-Source) | DLCURAH36ABK |  |  | EA*4X48L24A* | *92ESN1002120A* | 35600 | 16.5 | 8.5 | 37800 | 34600 | 91.53% | 2.04 | 0 | 10 |  |  |  |  | R-410A | 2.9667 | Residential & Commercial | USHP | Ducted CEE Tier 1
212979408 | Central HP <5.4 tons | HEIL | HRCU-A-CB (Split System: Heat Pump with Remote Outdoor Unit-Air-Source) | DLCURAH36ABK |  |  | EA*4X48L21A* | *80MS(N,L)0702116A* | 35400 | 16.5 | 8.1 | 37800 | 34600 | 91.53% | 2 | 0 | 10 |  |  |  |  | R-410A | 2.95 | Residential & Commercial | USHP | Ducted CEE Tier 1
212980493 | Central HP <5.4 tons | HEIL | HRCU-A-CB (Split System: Heat Pump with Remote Outdoor Unit-Air-Source) | DLCURAH36ABK |  |  | EA*4X48L24A* | *80MS(N,L)0902120A* | 36000 | 16.5 | 8.5 | 37800 | 34600 | 91.53% | 2.04 | 0 | 10 |  |  |  |  | R-410A | 3 | Residential & Commercial | USHP | Ducted CEE Tier 1
214807714 | Central HP <5.4 tons | JOHNSON CONTROLS | HRCU-A-CB (Split System: Heat Pump with Remote Outdoor Unit-Air-Source) | HH824E2S11 |  |  | CTU36B5XDS1+JMET12BS2N1+TXV | 0 | 23000 | 19 | 9.5 | 23000 | 18100 | 78.7% | 2 | 0 | 12 |  |  |  |  | R-454B | 1.9167 | Residential & Commercial | USHP | Ducted CEE Tier 1
214807830 | Central HP <5.4 tons | JOHNSON CONTROLS | HRCU-A-CB (Split System: Heat Pump with Remote Outdoor Unit-Air-Source) | HH824E2S11 |  |  | CTU30B5XCS1+JMET12BS2N1+TXV | 0 | 23000 | 18 | 9.5 | 23000 | 18500 | 80.43% | 2 | 0 | 12 |  |  |  |  | R-454B | 1.9167 | Residential & Commercial | USHP | Ducted CEE Tier 1
213079326 | Central HP <5.4 tons | COMFORTMAKER | HRCU-A-CB (Split System: Heat Pump with Remote Outdoor Unit-Air-Source) | DLCURAH36ABK |  |  | EN(A,D)4X48L24** | *80MSU0802120A* | 35800 | 17 | 8.1 | 38000 | 34800 | 91.58% | 2.04 | 0 | 10.5 |  |  |  |  | R-410A | 2.9833 | Residential & Commercial | USHP | Ducted CEE Tier 1
213079476 | Central HP <5.4 tons | COMFORTMAKER | HRCU-A-CB (Split System: Heat Pump with Remote Outdoor Unit-Air-Source) | DLCURAH36ABK |  |  | END4X42L17** | *92MSN0601714A* | 35400 | 16 | 8.1 | 38500 | 35000 | 90.91% | 1.94 | 0 | 10 |  |  |  |  | R-410A | 2.95 | Residential & Commercial | USHP | Ducted CEE Tier 1
212981755 | Central HP <5.4 tons | HEIL | HRCU-A-CB (Split System: Heat Pump with Remote Outdoor Unit-Air-Source) | DLCURAH24ABK |  |  | EA*4X37L17A* | *80MSU1002120A* | 24200 | 16.5 | 8.5 | 25200 | 22000 | 87.3% | 1.84 | 0 | 10 |  |  |  |  | R-410A | 2.0167 | Residential & Commercial | USHP | Ducted CEE Tier 1
212973898 | Central HP <5.4 tons | HEIL | HRCU-A-CB (Split System: Heat Pump with Remote Outdoor Unit-Air-Source) | DLCURAH24ABK |  |  | EN(A,D)4X24L17** | *96VSN0801716B* | 23400 | 16.5 | 8.5 | 27000 | 24800 | 91.85% | 2.04 | 0 | 10 |  |  |  |  | R-410A | 1.95 | Residential & Commercial | USHP | Ducted CEE Tier 1
215941027 | Central HP <5.4 tons | AIRQUEST | HRCU-A-CB (Split System: Heat Pump with Remote Outdoor Unit-Air-Source) | H5H3V48*K*AAA* |  |  | EA*5X60M24A*+WALLCON | *97CTN1202422A* | 44500 | 21 | 9.5 | 48000 | 36400 | 75.83% | 2 | 0 | 11 |  |  |  |  | R-454B | 3.7083 | Residential & Commercial | USHP | Ducted CEE Tier 1
215941077 | Central HP <5.4 tons | AIRQUEST | HRCU-A-CB (Split System: Heat Pump with Remote Outdoor Unit-Air-Source) | H5H3V48*K*AAA* |  |  | EA*5X61M21A*+WALLCON | *97CTN0802120A* | 45000 | 21 | 9.5 | 48500 | 37000 | 76.29% | 2 | 0 | 11 |  |  |  |  | R-454B | 3.75 | Residential & Commercial | USHP | Ducted CEE Tier 1
213079608 | Central HP <5.4 tons | COMFORTMAKER | HRCU-A-CB (Split System: Heat Pump with Remote Outdoor Unit-Air-Source) | DLCURAH36ABK |  |  | END4X42L17** | *92MSN0801716A* | 35600 | 16 | 8.1 | 38500 | 35000 | 90.91% | 1.94 | 0 | 10 |  |  |  |  | R-410A | 2.9667 | Residential & Commercial | USHP | Ducted CEE Tier 1
211229633 | Central HP <5.4 tons | COMFORTMAKER | HRCU-A-CB (Split System: Heat Pump with Remote Outdoor Unit-Air-Source) | DLCURAH36ABK |  |  | EA*4X48L24A* | OLV112A16A | 35800 | 15.5 | 8.5 | 38500 | 34800 | 90.39% | 2.04 | 0 | 10 |  |  |  |  | R-410A | 2.9833 | Residential & Commercial | USHP | Ducted CEE Tier 1
211229983 | Central HP <5.4 tons | COMFORTMAKER | HRCU-A-CB (Split System: Heat Pump with Remote Outdoor Unit-Air-Source) | DLCURAH36ABK |  |  | EN(A,D,W)4X48L21** | *80VSL0451716A* | 35800 | 15.5 | 8.1 | 38500 | 35000 | 90.91% | 2 | 0 | 10 |  |  |  |  | R-410A | 2.9833 | Residential & Commercial | USHP | Ducted CEE Tier 1
211230042 | Central HP <5.4 tons | COMFORTMAKER | HRCU-A-CB (Split System: Heat Pump with Remote Outdoor Unit-Air-Source) | DLCURAH36ABK |  |  | EN(A,D,W)4X48L21** | *80ESU0802120A | 37400 | 15.5 | 8.5 | 39500 | 35000 | 88.61% | 2.1 | 0 | 10.5 |  |  |  |  | R-410A | 3.1167 | Residential & Commercial | USHP | Ducted CEE Tier 1
211230076 | Central HP <5.4 tons | COMFORTMAKER | HRCU-A-CB (Split System: Heat Pump with Remote Outdoor Unit-Air-Source) | DLCURAH36ABK |  |  | EN(A,D,W)4X48L21** | *80VTL0902120A* | 35800 | 16.5 | 8.1 | 38500 | 34800 | 90.39% | 2 | 0 | 10 |  |  |  |  | R-410A | 2.9833 | Residential & Commercial | USHP | Ducted CEE Tier 1
211230285 | Central HP <5.4 tons | COMFORTMAKER | HRCU-A-CB (Split System: Heat Pump with Remote Outdoor Unit-Air-Source) | DLCURAH36ABK |  |  | EN(A,D,W)4X48L21** | *95ESU1002120A* | 36400 | 16 | 8.1 | 38500 | 34800 | 90.39% | 2.04 | 0 | 10.5 |  |  |  |  | R-410A | 3.0333 | Residential & Commercial | USHP | Ducted CEE Tier 1
215488071 | Central HP <5.4 tons | GOODMAN | HRCU-A-CB (Split System: Heat Pump with Remote Outdoor Unit-Air-Source) | GZV7SA3610A* |  |  | CHPEA4830*3A* | G*VC800805D*A* | 35000 | 18.5 | 8.1 | 35000 | 28400 | 81.14% | 2 | 0 | 10.5 |  |  |  |  | R-32 | 2.9167 | Residential & Commercial | USHP | Ducted CEE Tier 1
215933215 | Central HP <5.4 tons | BRYANT HEATING AND COOLING SYSTEMS | HRCU-A-CB (Split System: Heat Pump with Remote Outdoor Unit-Air-Source) | 293VAN036**AA* |  |  | CSAH*3612AM*+UI | 987MC66120C24*** | 33200 | 19 | 9 | 35000 | 26800 | 76.57% | 1.92 | 0 | 11 |  |  |  |  | R-454B | 2.7667 | Residential & Commercial | USHP | Ducted CEE Tier 1
213078464 | Central HP <5.4 tons | CARRIER | HRCU-A-CB (Split System: Heat Pump with Remote Outdoor Unit-Air-Source) | 38MURAQ36AB3* |  |  | CNPV*4821AL* | 58S(B,C)*B090M21**16 | 35800 | 16.5 | 8.1 | 38500 | 34800 | 90.39% | 2 | 0 | 10 |  |  |  |  | R-410A | 2.9833 | Residential & Commercial | USHP | Ducted CEE Tier 1
213075881 | Central HP <5.4 tons | HEIL | HRCU-A-CB (Split System: Heat Pump with Remote Outdoor Unit-Air-Source) | DLCURAH36ABK |  |  | EA*4X36L21A* | *95MSU1002120A* | 35200 | 16 | 8.1 | 38500 | 35200 | 91.43% | 1.84 | 0 | 9.5 |  |  |  |  | R-410A | 2.9333 | Residential & Commercial | USHP
213076249 | Central HP <5.4 tons | HEIL | HRCU-A-CB (Split System: Heat Pump with Remote Outdoor Unit-Air-Source) | DLCURAH36ABK |  |  | EA*4X36L21A* | *95MSU1002122A* | 35400 | 16 | 8.1 | 38500 | 35200 | 91.43% | 1.84 | 0 | 10 |  |  |  |  | R-410A | 2.95 | Residential & Commercial | USHP | Ducted CEE Tier 1
213076267 | Central HP <5.4 tons | HEIL | HRCU-A-CB (Split System: Heat Pump with Remote Outdoor Unit-Air-Source) | DLCURAH36ABK |  |  | EA*4X42L21A* | *95MSU1002122A* | 35600 | 16.5 | 8.1 | 38500 | 35000 | 90.91% | 1.9 | 0 | 10 |  |  |  |  | R-410A | 2.9667 | Residential & Commercial | USHP | Ducted CEE Tier 1
213076294 | Central HP <5.4 tons | HEIL | HRCU-A-CB (Split System: Heat Pump with Remote Outdoor Unit-Air-Source) | DLCURAH36ABK |  |  | EA*4X48L21A* | *95MSU1002122A* | 36000 | 16.5 | 8.5 | 38000 | 34800 | 91.58% | 2.04 | 0 | 10 |  |  |  |  | R-410A | 3 | Residential & Commercial | USHP | Ducted CEE Tier 1
213076503 | Central HP <5.4 tons | HEIL | HRCU-A-CB (Split System: Heat Pump with Remote Outdoor Unit-Air-Source) | DLCURAH36ABK |  |  | EA*4X37L21A* | *80VTL0701716B* | 36200 | 16 | 8.5 | 38000 | 34800 | 91.58% | 2.04 | 0 | 10 |  |  |  |  | R-410A | 3.0167 | Residential & Commercial | USHP | Ducted CEE Tier 1
213076852 | Central HP <5.4 tons | COMFORTMAKER | HRCU-A-CB (Split System: Heat Pump with Remote Outdoor Unit-Air-Source) | DLCURAH36ABK |  |  | EN(A,D)4X48L24** | *80VTL1102122B* | 36400 | 16.5 | 8.1 | 38500 | 35000 | 90.91% | 2.02 | 0 | 10.5 |  |  |  |  | R-410A | 3.0333 | Residential & Commercial | USHP | Ducted CEE Tier 1
213077059 | Central HP <5.4 tons | COMFORTMAKER | HRCU-A-CB (Split System: Heat Pump with Remote Outdoor Unit-Air-Source) | DLCURAH36ABK |  |  | EA*4X42L21A* | *96VSN0802120B* | 35600 | 16 | 8.1 | 38500 | 35200 | 91.43% | 1.9 | 0 | 10 |  |  |  |  | R-410A | 2.9667 | Residential & Commercial | USHP | Ducted CEE Tier 1
213076979 | Central HP <5.4 tons | COMFORTMAKER | HRCU-A-CB (Split System: Heat Pump with Remote Outdoor Unit-Air-Source) | DLCURAH36ABK |  |  | EA*4X43L21A* | *96VSN0801716B* | 36600 | 15.5 | 8.5 | 38500 | 35000 | 90.91% | 2.06 | 0 | 10 |  |  |  |  | R-410A | 3.05 | Residential & Commercial | USHP | Ducted CEE Tier 1
213078074 | Central HP <5.4 tons | COMFORTMAKER | HRCU-A-CB (Split System: Heat Pump with Remote Outdoor Unit-Air-Source) | DLCURAH36ABK |  |  | EA*4X37L21A* | *80MS(N,L)0701716A* | 36600 | 16 | 8.5 | 38500 | 35000 | 90.91% | 2.06 | 0 | 10 |  |  |  |  | R-410A | 3.05 | Residential & Commercial | USHP | Ducted CEE Tier 1
213080128 | Central HP <5.4 tons | COMFORTMAKER | HRCU-A-CB (Split System: Heat Pump with Remote Outdoor Unit-Air-Source) | DLCURAH36ABK |  |  | EN(A,D,W)4X48L21** | *96MSN0801716A* | 35600 | 16 | 8.1 | 38500 | 35000 | 90.91% | 1.98 | 0 | 10 |  |  |  |  | R-410A | 2.9667 | Residential & Commercial | USHP | Ducted CEE Tier 1
215941587 | Central HP <5.4 tons | AIRQUEST | HRCU-A-CB (Split System: Heat Pump with Remote Outdoor Unit-Air-Source) | H5H3V48*K*AAA* |  |  | EVD5X48M24A*+WALLCON | *96CTN0802120B* | 44500 | 20 | 8.1 | 52000 | 38000 | 73.08% | 1.9 | 0 | 11 |  |  |  |  | R-454B | 3.7083 | Residential & Commercial | USHP | Ducted CEE Tier 1
213816050 | Central HP <5.4 tons | GOODMAN | HRCU-A-CB (Split System: Heat Pump with Remote Outdoor Unit-Air-Source) | GSZS601810A* |  |  | CA*EA1818*4A*+MBVK16CP1X00A* | 0 | 16600 | 17.5 | 8.5 | 17400 | 13000 | 74.71% | 2.1 | 0 | 10.9 |  |  |  |  | R-410A | 1.3833 | Residential & Commercial | USHP | Ducted CEE Tier 1
212970422 | Central HP <5.4 tons | HEIL | HRCU-A-CB (Split System: Heat Pump with Remote Outdoor Unit-Air-Source) | DLCURAH36ABK |  |  | EA*4X43L21A* | *80VSL0701716B* | 36400 | 16 | 8.5 | 38500 | 35000 | 90.91% | 2.06 | 0 | 10 |  |  |  |  | R-410A | 3.0333 | Residential & Commercial | USHP | Ducted CEE Tier 1
213771000 | Central HP <5.4 tons | COMFORTMAKER | HRCU-A-CB (Split System: Heat Pump with Remote Outdoor Unit-Air-Source) | CVH825GKA2* |  |  | EA*4X36L21A*+WALLCON | *96CTN0601714B* | 23400 | 16.5 | 8.1 | 21600 | 16700 | 77.31% | 1.94 | 0 | 10.5 |  |  |  |  | R-410A | 1.95 | Residential & Commercial | USHP | Ducted CEE Tier 1
210470373 | Central HP <5.4 tons | TEMPSTAR | HRCU-A-CB (Split System: Heat Pump with Remote Outdoor Unit-Air-Source) | TVH837GKA2* |  |  | EA*4X60L24A*+WALLCON | *97CMN0602120A* | 32600 | 17 | 8.1 | 32200 | 25000 | 77.64% | 1.96 | 0 | 11.5 |  |  |  |  | R-410A | 2.7167 | Residential & Commercial | USHP | Ducted CEE Tier 1
212970742 | Central HP <5.4 tons | HEIL | HRCU-A-CB (Split System: Heat Pump with Remote Outdoor Unit-Air-Source) | DLCURAH36ABK |  |  | EN(A,D)4X48L24** | *80VSL0902120B* | 36000 | 16.5 | 8.1 | 38000 | 35000 | 92.11% | 2 | 0 | 10 |  |  |  |  | R-410A | 3 | Residential & Commercial | USHP | Ducted CEE Tier 1
213078591 | Central HP <5.4 tons | HEIL | HRCU-A-CB (Split System: Heat Pump with Remote Outdoor Unit-Air-Source) | DLCURAH36ABK |  |  | EA*4X42L24A* | *80MS(N,L)0902420A* | 35400 | 16.5 | 8.1 | 38500 | 35000 | 90.91% | 1.9 | 0 | 10 |  |  |  |  | R-410A | 2.95 | Residential & Commercial | USHP | Ducted CEE Tier 1
210473926 | Central HP <5.4 tons | CARRIER | HRCU-A-CB (Split System: Heat Pump with Remote Outdoor Unit-Air-Source) | 25VNA825A*032* |  |  | CNPV*4821AL*+UI | 58CU*A060C17**16 | 24200 | 17 | 8.1 | 21400 | 16600 | 77.57% | 2 | 0 | 11 |  |  |  |  | R-410A | 2.0167 | Residential & Commercial | USHP | Ducted CEE Tier 1
210474294 | Central HP <5.4 tons | CARRIER | HRCU-A-CB (Split System: Heat Pump with Remote Outdoor Unit-Air-Source) | 25VNA825A*032* |  |  | CSPH*4212AL*+UI | 58TN*A070C17**16 | 24200 | 16 | 8.1 | 21400 | 16600 | 77.57% | 2 | 0 | 10.5 |  |  |  |  | R-410A | 2.0167 | Residential & Commercial | USHP | Ducted CEE Tier 1
212984942 | Central HP <5.4 tons | AIRQUEST | HRCU-A-CB (Split System: Heat Pump with Remote Outdoor Unit-Air-Source) | DLCURAH36ABK |  |  | EA*4X48L21A* | *92MSN0802120A* | 35600 | 16.5 | 8.5 | 37800 | 34600 | 91.53% | 2.02 | 0 | 10 |  |  |  |  | R-410A | 2.9667 | Residential & Commercial | USHP | Ducted CEE Tier 1
215488127 | Central HP <5.4 tons | GOODMAN | HRCU-A-CB (Split System: Heat Pump with Remote Outdoor Unit-Air-Source) | GZV7SA4810A* |  |  | CHPEA6030*3A* | G*VC800804C*A* | 45500 | 16.5 | 8.5 | 46500 | 33600 | 72.26% | 2 | 0 | 10 |  |  |  |  | R-32 | 3.7917 | Residential & Commercial | USHP | Ducted CEE Tier 1
215488134 | Central HP <5.4 tons | GOODMAN | HRCU-A-CB (Split System: Heat Pump with Remote Outdoor Unit-Air-Source) | GZV7SA4810A* |  |  | CHPEA6030*3A* | G*VC800805D*A* | 45500 | 17 | 8.5 | 46500 | 33600 | 72.26% | 2 | 0 | 10 |  |  |  |  | R-32 | 3.7917 | Residential & Commercial | USHP | Ducted CEE Tier 1
215488136 | Central HP <5.4 tons | GOODMAN | HRCU-A-CB (Split System: Heat Pump with Remote Outdoor Unit-Air-Source) | GZV7SA4810A* |  |  | CHPEA6030*3A* | G*VM971205DNB* | 45500 | 16.5 | 8.5 | 46500 | 33600 | 72.26% | 2 | 0 | 10 |  |  |  |  | R-32 | 3.7917 | Residential & Commercial | USHP | Ducted CEE Tier 1
212979660 | Central HP <5.4 tons | HEIL | HRCU-A-CB (Split System: Heat Pump with Remote Outdoor Unit-Air-Source) | DLCURAH36ABK |  |  | EA*4X48L21A* | *80MS(N,L)0901714A* | 35800 | 16.5 | 8.5 | 37800 | 34600 | 91.53% | 2.02 | 0 | 10 |  |  |  |  | R-410A | 2.9833 | Residential & Commercial | USHP | Ducted CEE Tier 1
211227383 | Central HP <5.4 tons | HEIL | HRCU-A-CB (Split System: Heat Pump with Remote Outdoor Unit-Air-Source) | DLCURAH36ABK |  |  | EA*4X42L21A* | *80VSL0451716A* | 35200 | 15.5 | 8.1 | 38500 | 35200 | 91.43% | 1.88 | 0 | 9.5 |  |  |  |  | R-410A | 2.9333 | Residential & Commercial | USHP
211227410 | Central HP <5.4 tons | HEIL | HRCU-A-CB (Split System: Heat Pump with Remote Outdoor Unit-Air-Source) | DLCURAH36ABK |  |  | EA*4X42L21A* | *80VSL0902120A* | 35000 | 16 | 8.1 | 38500 | 35000 | 90.91% | 1.86 | 0 | 9.5 |  |  |  |  | R-410A | 2.9167 | Residential & Commercial | USHP
210470819 | Central HP <5.4 tons | TEMPSTAR | HRCU-A-CB (Split System: Heat Pump with Remote Outdoor Unit-Air-Source) | TVH837GKA2* |  |  | EN(A,D,W)4X48L21**+WALLCON | *80CSU0601716A* | 32400 | 17 | 8.1 | 33000 | 24800 | 75.15% | 1.94 | 0 | 11.7 |  |  |  |  | R-410A | 2.7 | Residential & Commercial | USHP | Ducted CEE Tier 1
210474470 | Central HP <5.4 tons | CARRIER | HRCU-A-CB (Split System: Heat Pump with Remote Outdoor Unit-Air-Source) | 25VNA825A*032* |  |  | CSPH*4812AL*+UI | 58CU*A040C17**12 | 24200 | 16.5 | 8.1 | 21200 | 16600 | 78.3% | 2.02 | 0 | 11 |  |  |  |  | R-410A | 2.0167 | Residential & Commercial | USHP | Ducted CEE Tier 1
210474547 | Central HP <5.4 tons | CARRIER | HRCU-A-CB (Split System: Heat Pump with Remote Outdoor Unit-Air-Source) | 25VNA825A*032* |  |  | CSPH*4812AL*+UI | 59TN6B080C17**14 | 24200 | 16 | 8.1 | 21400 | 16700 | 78.04% | 2 | 0 | 10.5 |  |  |  |  | R-410A | 2.0167 | Residential & Commercial | USHP | Ducted CEE Tier 1
210470885 | Central HP <5.4 tons | TEMPSTAR | HRCU-A-CB (Split System: Heat Pump with Remote Outdoor Unit-Air-Source) | TVH837GKA2* |  |  | EN(A,D,W)4X60L24**+WALLCON | *95CSU0802120A* | 32800 | 18 | 8.1 | 32200 | 24600 | 76.4% | 1.98 | 0 | 12 |  |  |  |  | R-410A | 2.7333 | Residential & Commercial | USHP | Ducted CEE Tier 1
211227070 | Central HP <5.4 tons | COMFORTMAKER | HRCU-A-CB (Split System: Heat Pump with Remote Outdoor Unit-Air-Source) | DLCURAH36ABK |  |  | EA*4X37L21A* | *95ESN1002120A* | 37000 | 15.5 | 8.5 | 38500 | 34800 | 90.39% | 2.1 | 0 | 10 |  |  |  |  | R-410A | 3.0833 | Residential & Commercial | USHP | Ducted CEE Tier 1
211227370 | Central HP <5.4 tons | COMFORTMAKER | HRCU-A-CB (Split System: Heat Pump with Remote Outdoor Unit-Air-Source) | DLCURAH36ABK |  |  | EA*4X42L21A* | *80ES(N,L)1102120A* | 35400 | 16 | 8.1 | 38500 | 35000 | 90.91% | 1.88 | 0 | 10 |  |  |  |  | R-410A | 2.95 | Residential & Commercial | USHP | Ducted CEE Tier 1
211227704 | Central HP <5.4 tons | COMFORTMAKER | HRCU-A-CB (Split System: Heat Pump with Remote Outdoor Unit-Air-Source) | DLCURAH36ABK |  |  | EA*4X42L21A* | *96VTN1002120A* | 35800 | 15.5 | 8.1 | 39500 | 35200 | 89.11% | 1.9 | 0 | 9.5 |  |  |  |  | R-410A | 2.9833 | Residential & Commercial | USHP
211228325 | Central HP <5.4 tons | COMFORTMAKER | HRCU-A-CB (Split System: Heat Pump with Remote Outdoor Unit-Air-Source) | DLCURAH36ABK |  |  | EA*4X43L21A* | *80VSL0902120A* | 36200 | 16 | 8.5 | 38500 | 34800 | 90.39% | 2.06 | 0 | 10 |  |  |  |  | R-410A | 3.0167 | Residential & Commercial | USHP | Ducted CEE Tier 1
211228357 | Central HP <5.4 tons | COMFORTMAKER | HRCU-A-CB (Split System: Heat Pump with Remote Outdoor Unit-Air-Source) | DLCURAH36ABK |  |  | EA*4X43L21A* | *80ESU0802120A | 38000 | 15.5 | 8.5 | 39000 | 35000 | 89.74% | 2.16 | 0 | 10 |  |  |  |  | R-410A | 3.1667 | Residential & Commercial | USHP | Ducted CEE Tier 1
211228741 | Central HP <5.4 tons | COMFORTMAKER | HRCU-A-CB (Split System: Heat Pump with Remote Outdoor Unit-Air-Source) | DLCURAH36ABK |  |  | EA*4X48L21A* | *80ES(N,L)0451712A* | 35600 | 15.5 | 8.1 | 38500 | 34800 | 90.39% | 2.04 | 0 | 9.5 |  |  |  |  | R-410A | 2.9667 | Residential & Commercial | USHP
211229310 | Central HP <5.4 tons | COMFORTMAKER | HRCU-A-CB (Split System: Heat Pump with Remote Outdoor Unit-Air-Source) | DLCURAH36ABK |  |  | EA*4X48L24A* | *80ES(N,L)1102420A* | 35800 | 16.5 | 8.5 | 37800 | 34600 | 91.53% | 2.06 | 0 | 10 |  |  |  |  | R-410A | 2.9833 | Residential & Commercial | USHP | Ducted CEE Tier 1
213077745 | Central HP <5.4 tons | COMFORTMAKER | HRCU-A-CB (Split System: Heat Pump with Remote Outdoor Unit-Air-Source) | DLCURAH36ABK |  |  | EA*4X43L21A* | *96VTN1002122B* | 36800 | 16.5 | 8.5 | 38000 | 34800 | 91.58% | 2.08 | 0 | 10 |  |  |  |  | R-410A | 3.0667 | Residential & Commercial | USHP | Ducted CEE Tier 1
213077797 | Central HP <5.4 tons | COMFORTMAKER | HRCU-A-CB (Split System: Heat Pump with Remote Outdoor Unit-Air-Source) | DLCURAH36ABK |  |  | EA*4X42L24A* | *96VTN1202422B* | 35200 | 16 | 8.1 | 38500 | 35000 | 90.91% | 1.88 | 0 | 9.5 |  |  |  |  | R-410A | 2.9333 | Residential & Commercial | USHP
213078240 | Central HP <5.4 tons | COMFORTMAKER | HRCU-A-CB (Split System: Heat Pump with Remote Outdoor Unit-Air-Source) | DLCURAH36ABK |  |  | EN(A,D,W)4X48L21** | *80MS(N,L)0702116A* | 35800 | 16.5 | 8.1 | 38500 | 34800 | 90.39% | 1.98 | 0 | 10 |  |  |  |  | R-410A | 2.9833 | Residential & Commercial | USHP | Ducted CEE Tier 1
213078356 | Central HP <5.4 tons | COMFORTMAKER | HRCU-A-CB (Split System: Heat Pump with Remote Outdoor Unit-Air-Source) | DLCURAH36ABK |  |  | END4X42L17** | *80MS(N,L)0901714A* | 35600 | 16 | 8.1 | 38500 | 35000 | 90.91% | 1.94 | 0 | 10 |  |  |  |  | R-410A | 2.9667 | Residential & Commercial | USHP | Ducted CEE Tier 1
213078524 | Central HP <5.4 tons | COMFORTMAKER | HRCU-A-CB (Split System: Heat Pump with Remote Outdoor Unit-Air-Source) | DLCURAH36ABK |  |  | EA*4X42L24A* | *80MS(N,L)0902120A* | 35400 | 16.5 | 8.1 | 38500 | 35000 | 90.91% | 1.9 | 0 | 10 |  |  |  |  | R-410A | 2.95 | Residential & Commercial | USHP | Ducted CEE Tier 1
213770550 | Central HP <5.4 tons | COMFORTMAKER | HRCU-A-CB (Split System: Heat Pump with Remote Outdoor Unit-Air-Source) | CVH825GKA2* |  |  | EA*4X24L17A*+WALLCON | *97CMN0801714B* | 23200 | 16 | 8.1 | 22000 | 16800 | 76.36% | 1.9 | 0 | 10.5 |  |  |  |  | R-410A | 1.9333 | Residential & Commercial | USHP | Ducted CEE Tier 1
211229484 | Central HP <5.4 tons | COMFORTMAKER | HRCU-A-CB (Split System: Heat Pump with Remote Outdoor Unit-Air-Source) | DLCURAH36ABK |  |  | EA*4X48L24A* | *95ESN0802120A* | 36600 | 15.5 | 8.5 | 38500 | 34800 | 90.39% | 2.1 | 0 | 10 |  |  |  |  | R-410A | 3.05 | Residential & Commercial | USHP | Ducted CEE Tier 1
211229972 | Central HP <5.4 tons | COMFORTMAKER | HRCU-A-CB (Split System: Heat Pump with Remote Outdoor Unit-Air-Source) | DLCURAH36ABK |  |  | EN(A,D,W)4X48L21** | *80ES(N,L)1102120A* | 36200 | 16.5 | 8.1 | 38500 | 34800 | 90.39% | 2.02 | 0 | 10.5 |  |  |  |  | R-410A | 3.0167 | Residential & Commercial | USHP | Ducted CEE Tier 1
211230086 | Central HP <5.4 tons | COMFORTMAKER | HRCU-A-CB (Split System: Heat Pump with Remote Outdoor Unit-Air-Source) | DLCURAH36ABK |  |  | EN(A,D,W)4X48L21** | *80VTL1102122A* | 37000 | 16 | 8.1 | 39500 | 35000 | 88.61% | 2.06 | 0 | 10.5 |  |  |  |  | R-410A | 3.0833 | Residential & Commercial | USHP | Ducted CEE Tier 1
211230253 | Central HP <5.4 tons | COMFORTMAKER | HRCU-A-CB (Split System: Heat Pump with Remote Outdoor Unit-Air-Source) | DLCURAH36ABK |  |  | EN(A,D,W)4X48L21** | *96VSN1002120A* | 36200 | 16 | 8.1 | 38500 | 34800 | 90.39% | 2.02 | 0 | 10 |  |  |  |  | R-410A | 3.0167 | Residential & Commercial | USHP | Ducted CEE Tier 1
213771570 | Central HP <5.4 tons | COMFORTMAKER | HRCU-A-CB (Split System: Heat Pump with Remote Outdoor Unit-Air-Source) | CVH825GKA2* |  |  | EA*4X48L21A*+WALLCON | *80CTL0701716B* | 24000 | 17 | 8.1 | 21000 | 16500 | 78.57% | 2 | 0 | 11 |  |  |  |  | R-410A | 2 | Residential & Commercial | USHP | Ducted CEE Tier 1
213771720 | Central HP <5.4 tons | COMFORTMAKER | HRCU-A-CB (Split System: Heat Pump with Remote Outdoor Unit-Air-Source) | CVH825GKA2* |  |  | EA*4X48L24A*+WALLCON | *97CMN1202422B* | 24000 | 16.5 | 8.1 | 21000 | 16500 | 78.57% | 2.02 | 0 | 11 |  |  |  |  | R-410A | 2 | Residential & Commercial | USHP | Ducted CEE Tier 1
212969572 | Central HP <5.4 tons | HEIL | HRCU-A-CB (Split System: Heat Pump with Remote Outdoor Unit-Air-Source) | DLCURAH18ABK |  |  | EN(A,D)4X24L14** | *80VSL0451412B* | 17700 | 16.5 | 8.5 | 18700 | 19100 | 102.1% | 2.3 | 0 | 11 |  |  |  |  | R-410A | 1.475 | Residential & Commercial | USHP | Ducted CEE Tier 1
211259954 | Central HP <5.4 tons | COMFORTMAKER | HRCU-A-CB (Split System: Heat Pump with Remote Outdoor Unit-Air-Source) | DLCURAH18ABK |  |  | EA*4X19L17A* | *92ESN0601714A* | 18200 | 16.5 | 8.5 | 18100 | 17600 | 97.24% | 2.14 | 0 | 11 |  |  |  |  | R-410A | 1.5167 | Residential & Commercial | USHP | Ducted CEE Tier 1
211260288 | Central HP <5.4 tons | COMFORTMAKER | HRCU-A-CB (Split System: Heat Pump with Remote Outdoor Unit-Air-Source) | DLCURAH18ABK |  |  | EA*4X24L17A* | *96VSN0401712A* | 17700 | 15.5 | 8.5 | 18700 | 19100 | 102.1% | 2.28 | 0 | 10.5 |  |  |  |  | R-410A | 1.475 | Residential & Commercial | USHP | Ducted CEE Tier 1
212975426 | Central HP <5.4 tons | HEIL | HRCU-A-CB (Split System: Heat Pump with Remote Outdoor Unit-Air-Source) | DLCURAH18ABK |  |  | EA*4X30L14A* | *96VTN0601412B* | 17400 | 16.5 | 8.5 | 18000 | 18900 | 105% | 2.28 | 0 | 10.5 |  |  |  |  | R-410A | 1.45 | Residential & Commercial | USHP | Ducted CEE Tier 1
210474252 | Central HP <5.4 tons | HEIL | HRCU-A-CB (Split System: Heat Pump with Remote Outdoor Unit-Air-Source) | HVH825GKA3* |  |  | EHD4X42AAL+WALLCON | *80CSU0401712A* | 24200 | 16.5 | 8.1 | 21400 | 16600 | 77.57% | 2 | 0 | 10.5 |  |  |  |  | R-410A | 2.0167 | Residential & Commercial | USHP | Ducted CEE Tier 1
210474263 | Central HP <5.4 tons | HEIL | HRCU-A-CB (Split System: Heat Pump with Remote Outdoor Unit-Air-Source) | HVH825GKA3* |  |  | EHD4X42AAL+WALLCON | *80CSU0601716A* | 24200 | 16 | 8.1 | 21400 | 16600 | 77.57% | 2 | 0 | 10.5 |  |  |  |  | R-410A | 2.0167 | Residential & Commercial | USHP | Ducted CEE Tier 1
213078475 | Central HP <5.4 tons | CARRIER | HRCU-A-CB (Split System: Heat Pump with Remote Outdoor Unit-Air-Source) | 38MURAQ36AB3* |  |  | CNPV*4824AL* | 58S(B,C)*B090M21**16 | 35800 | 16.5 | 8.1 | 38500 | 34800 | 90.39% | 2 | 0 | 10 |  |  |  |  | R-410A | 2.9833 | Residential & Commercial | USHP | Ducted CEE Tier 1
215488168 | Central HP <5.4 tons | GOODMAN | HRCU-A-CB (Split System: Heat Pump with Remote Outdoor Unit-Air-Source) | GZV6SA1810A* |  |  | CA*EA2418*3A* | G*VM970603BNB* | 17000 | 19 | 8.8 | 16800 | 13000 | 77.38% | 2.1 | 0 | 12 |  |  |  |  | R-32 | 1.4167 | Residential & Commercial | USHP | Ducted CEE Tier 1
215932665 | Central HP <5.4 tons | BRYANT HEATING AND COOLING SYSTEMS | HRCU-A-CB (Split System: Heat Pump with Remote Outdoor Unit-Air-Source) | 293VAN036**AA* |  |  | CAA**6121AM*+UI | 83*CA48060C17*** | 34400 | 20.5 | 9.5 | 34400 | 26000 | 75.58% | 2.06 | 0 | 11.7 |  |  |  |  | R-454B | 2.8667 | Residential & Commercial | USHP | Ducted CEE Tier 1
211230444 | Central HP <5.4 tons | COMFORTMAKER | HRCU-A-CB (Split System: Heat Pump with Remote Outdoor Unit-Air-Source) | DLCURAH36ABK |  |  | EN(A,D)4X48L24** | *80ES(N,L)0902420A* | 36200 | 16.5 | 8.1 | 38500 | 34800 | 90.39% | 2.02 | 0 | 10.5 |  |  |  |  | R-410A | 3.0167 | Residential & Commercial | USHP | Ducted CEE Tier 1
211230519 | Central HP <5.4 tons | COMFORTMAKER | HRCU-A-CB (Split System: Heat Pump with Remote Outdoor Unit-Air-Source) | DLCURAH36ABK |  |  | EN(A,D)4X48L24** | *80VSL0902420A* | 35800 | 16.5 | 8.1 | 38500 | 34800 | 90.39% | 2 | 0 | 10 |  |  |  |  | R-410A | 2.9833 | Residential & Commercial | USHP | Ducted CEE Tier 1
211230560 | Central HP <5.4 tons | COMFORTMAKER | HRCU-A-CB (Split System: Heat Pump with Remote Outdoor Unit-Air-Source) | DLCURAH36ABK |  |  | EN(A,D)4X48L24** | *80VTL0902120A* | 35800 | 16.5 | 8.1 | 38500 | 34800 | 90.39% | 2 | 0 | 10 |  |  |  |  | R-410A | 2.9833 | Residential & Commercial | USHP | Ducted CEE Tier 1
211229463 | Central HP <5.4 tons | COMFORTMAKER | HRCU-A-CB (Split System: Heat Pump with Remote Outdoor Unit-Air-Source) | DLCURAH36ABK |  |  | EA*4X48L24A* | *92ESN1002122A* | 37400 | 15.5 | 8.5 | 38500 | 35000 | 90.91% | 2.12 | 0 | 10 |  |  |  |  | R-410A | 3.1167 | Residential & Commercial | USHP | Ducted CEE Tier 1
212971687 | Central HP <5.4 tons | CARRIER | HRCU-A-CB (Split System: Heat Pump with Remote Outdoor Unit-Air-Source) | 38MURAQ24AB3* |  |  | CAP**3721AL* | 58TP*B070V17**16 | 24200 | 17.5 | 8.5 | 25200 | 21600 | 85.71% | 1.82 | 0 | 10 |  |  |  |  | R-410A | 2.0167 | Residential & Commercial | USHP | Ducted CEE Tier 1
211259749 | Central HP <5.4 tons | COMFORTMAKER | HRCU-A-CB (Split System: Heat Pump with Remote Outdoor Unit-Air-Source) | DLCURAH18ABK |  |  | EA*4X19L17A* | *80VTL0451412A* | 18100 | 16.5 | 8.5 | 18000 | 17600 | 97.78% | 2.14 | 0 | 11 |  |  |  |  | R-410A | 1.5083 | Residential & Commercial | USHP | Ducted CEE Tier 1
215865053 | Central HP <5.4 tons | TRANE | HRCU-A-CB (Split System: Heat Pump with Remote Outdoor Unit-Air-Source) | 5TWV8X36A1 |  |  | 5PX*BD04AS3+P0V0A000M30SD+LRP | 0 | 31600 | 18.1 | 8.5 | 33800 | 25800 | 76.33% | 2 | 0 | 10 |  |  |  |  | R-454B | 2.6333 | Residential & Commercial | USHP | Ducted CEE Tier 1
211229412 | Central HP <5.4 tons | COMFORTMAKER | HRCU-A-CB (Split System: Heat Pump with Remote Outdoor Unit-Air-Source) | DLCURAH36ABK |  |  | EA*4X48L24A* | *80VTL1102122A* | 36800 | 16 | 8.5 | 38500 | 34800 | 90.39% | 2.1 | 0 | 10 |  |  |  |  | R-410A | 3.0667 | Residential & Commercial | USHP | Ducted CEE Tier 1
211230244 | Central HP <5.4 tons | COMFORTMAKER | HRCU-A-CB (Split System: Heat Pump with Remote Outdoor Unit-Air-Source) | DLCURAH36ABK |  |  | EN(A,D,W)4X48L21** | *96VSN0802120A* | 36200 | 16 | 8.1 | 38500 | 34800 | 90.39% | 2.02 | 0 | 10 |  |  |  |  | R-410A | 3.0167 | Residential & Commercial | USHP | Ducted CEE Tier 1
211230344 | Central HP <5.4 tons | COMFORTMAKER | HRCU-A-CB (Split System: Heat Pump with Remote Outdoor Unit-Air-Source) | DLCURAH36ABK |  |  | EN(A,D,W)4X48L21** | *96VTN1002122A* | 36000 | 16.5 | 8.1 | 38500 | 34800 | 90.39% | 2.02 | 0 | 10.5 |  |  |  |  | R-410A | 3 | Residential & Commercial | USHP | Ducted CEE Tier 1
211230480 | Central HP <5.4 tons | COMFORTMAKER | HRCU-A-CB (Split System: Heat Pump with Remote Outdoor Unit-Air-Source) | DLCURAH36ABK |  |  | EN(A,D)4X48L24** | *80ES(N,L)1352420A* | 36200 | 16 | 8.1 | 38500 | 34800 | 90.39% | 2.02 | 0 | 10 |  |  |  |  | R-410A | 3.0167 | Residential & Commercial | USHP | Ducted CEE Tier 1
211230528 | Central HP <5.4 tons | COMFORTMAKER | HRCU-A-CB (Split System: Heat Pump with Remote Outdoor Unit-Air-Source) | DLCURAH36ABK |  |  | EN(A,D)4X48L24** | *80VSL1102422A* | 36000 | 16.5 | 8.1 | 38500 | 34800 | 90.39% | 2.02 | 0 | 10 |  |  |  |  | R-410A | 3 | Residential & Commercial | USHP | Ducted CEE Tier 1
211230782 | Central HP <5.4 tons | COMFORTMAKER | HRCU-A-CB (Split System: Heat Pump with Remote Outdoor Unit-Air-Source) | DLCURAH36ABK |  |  | EN(A,D)4X48L24** | *96VTN1202422A* | 36200 | 16 | 8.1 | 38500 | 34800 | 90.39% | 2.02 | 0 | 10 |  |  |  |  | R-410A | 3.0167 | Residential & Commercial | USHP | Ducted CEE Tier 1
211228842 | Central HP <5.4 tons | COMFORTMAKER | HRCU-A-CB (Split System: Heat Pump with Remote Outdoor Unit-Air-Source) | DLCURAH36ABK |  |  | EA*4X48L21A* | *80VSL0702120A* | 35800 | 16 | 8.5 | 38500 | 34600 | 89.87% | 2.04 | 0 | 10 |  |  |  |  | R-410A | 2.9833 | Residential & Commercial | USHP | Ducted CEE Tier 1
212978315 | Central HP <5.4 tons | HEIL | HRCU-A-CB (Split System: Heat Pump with Remote Outdoor Unit-Air-Source) | DLCURAH18ABK |  |  | EN(A,D)4X24L14** | *80MS(N,L)0701412A* | 17600 | 16.5 | 8.5 | 18500 | 19100 | 103.2% | 2.3 | 0 | 11 |  |  |  |  | R-410A | 1.4667 | Residential & Commercial | USHP | Ducted CEE Tier 1
212980255 | Central HP <5.4 tons | CARRIER | HRCU-A-CB (Split System: Heat Pump with Remote Outdoor Unit-Air-Source) | 38MURAQ24AB3* |  |  | CAP**3621AL* | 58S(B,C)*B090M21**16 | 23400 | 17.5 | 8.5 | 26000 | 24400 | 93.85% | 2.04 | 0 | 10 |  |  |  |  | R-410A | 1.95 | Residential & Commercial | USHP | Ducted CEE Tier 1
215934585 | Central HP <5.4 tons | BRYANT HEATING AND COOLING SYSTEMS | HRCU-A-CB (Split System: Heat Pump with Remote Outdoor Unit-Air-Source) | 293VAN048**AA* |  |  | CSAH*6012AM*+UI | 935CB66100C21*** | 45000 | 20.5 | 9 | 48500 | 36400 | 75.05% | 1.84 | 0 | 11.5 |  |  |  |  | R-454B | 3.75 | Residential & Commercial | USHP | Ducted CEE Tier 1
210474542 | Central HP <5.4 tons | COMFORTMAKER | HRCU-A-CB (Split System: Heat Pump with Remote Outdoor Unit-Air-Source) | CVH825GKA3* |  |  | EHD4X48AAL+WALLCON | *96CTN0601714A* | 24200 | 16 | 8.1 | 21400 | 16700 | 78.04% | 2 | 0 | 10.5 |  |  |  |  | R-410A | 2.0167 | Residential & Commercial | USHP | Ducted CEE Tier 1
211245992 | Central HP <5.4 tons | CARRIER | HRCU-A-CB (Split System: Heat Pump with Remote Outdoor Unit-Air-Source) | 38MURAQ24AB3* |  |  | CAP**2417AL* | GG96VTAA30040A | 23400 | 15.5 | 8.5 | 26800 | 24800 | 92.54% | 2.04 | 0 | 10 |  |  |  |  | R-410A | 1.95 | Residential & Commercial | USHP | Ducted CEE Tier 1
215488152 | Central HP <5.4 tons | GOODMAN | HRCU-A-CB (Split System: Heat Pump with Remote Outdoor Unit-Air-Source) | GZV6SA1810A* |  |  | CHPEA2422*3A* | G*VC800803B*A* | 17000 | 19 | 8.8 | 16800 | 13000 | 77.38% | 2.1 | 0 | 12 |  |  |  |  | R-32 | 1.4167 | Residential & Commercial | USHP | Ducted CEE Tier 1
215488161 | Central HP <5.4 tons | GOODMAN | HRCU-A-CB (Split System: Heat Pump with Remote Outdoor Unit-Air-Source) | GZV6SA1810A* |  |  | CA*EA3022*3A* | G*VM970804CNB* | 17000 | 19 | 8.8 | 16800 | 13000 | 77.38% | 2.1 | 0 | 12 |  |  |  |  | R-32 | 1.4167 | Residential & Commercial | USHP | Ducted CEE Tier 1
210474104 | Central HP <5.4 tons | HEIL | HRCU-A-CB (Split System: Heat Pump with Remote Outdoor Unit-Air-Source) | HVH825GKA3* |  |  | EN(A,D)4X48L24**+WALLCON | *96CTN1202422A* | 24200 | 17 | 8.1 | 21200 | 16600 | 78.3% | 2.02 | 0 | 11.5 |  |  |  |  | R-410A | 2.0167 | Residential & Commercial | USHP | Ducted CEE Tier 1
212984760 | Central HP <5.4 tons | AIRQUEST | HRCU-A-CB (Split System: Heat Pump with Remote Outdoor Unit-Air-Source) | DLCURAH18ABK |  |  | EN(A,D)4X30L17** | *92MSN0801716A* | 17400 | 16.5 | 8.1 | 17900 | 18600 | 103.9% | 2.24 | 0 | 11 |  |  |  |  | R-410A | 1.45 | Residential & Commercial | USHP | Ducted CEE Tier 1
212985896 | Central HP <5.4 tons | AIRQUEST | HRCU-A-CB (Split System: Heat Pump with Remote Outdoor Unit-Air-Source) | DLCURAH18ABK |  |  | EA*4X24L17A* | *96MSN0261410A* | 17300 | 16 | 8.5 | 18200 | 19400 | 106.6% | 2.34 | 0 | 10.5 |  |  |  |  | R-410A | 1.4417 | Residential & Commercial | USHP | Ducted CEE Tier 1
212985926 | Central HP <5.4 tons | AIRQUEST | HRCU-A-CB (Split System: Heat Pump with Remote Outdoor Unit-Air-Source) | DLCURAH18ABK |  |  | EA*4X30L17A* | *96MSN0261410A* | 17500 | 16 | 8.5 | 18100 | 18800 | 103.9% | 2.26 | 0 | 10.5 |  |  |  |  | R-410A | 1.4583 | Residential & Commercial | USHP | Ducted CEE Tier 1
212986980 | Central HP <5.4 tons | AIRQUEST | HRCU-A-CB (Split System: Heat Pump with Remote Outdoor Unit-Air-Source) | DLCURAH18ABK |  |  | EA*4X19L17A* | *96MSN0601412A* | 17800 | 16.5 | 8.1 | 17800 | 17900 | 100.6% | 2.16 | 0 | 10.5 |  |  |  |  | R-410A | 1.4833 | Residential & Commercial | USHP | Ducted CEE Tier 1
211260421 | Central HP <5.4 tons | COMFORTMAKER | HRCU-A-CB (Split System: Heat Pump with Remote Outdoor Unit-Air-Source) | DLCURAH18ABK |  |  | EA*4X24L17A* | *96VTN0801716A* | 17400 | 16 | 8.5 | 18300 | 19200 | 104.9% | 2.3 | 0 | 10.5 |  |  |  |  | R-410A | 1.45 | Residential & Commercial | USHP | Ducted CEE Tier 1
211260486 | Central HP <5.4 tons | COMFORTMAKER | HRCU-A-CB (Split System: Heat Pump with Remote Outdoor Unit-Air-Source) | DLCURAH18ABK |  |  | EA*4X24L17A* | *96VTN0401410A* | 17400 | 16 | 8.5 | 18300 | 19200 | 104.9% | 2.3 | 0 | 10.5 |  |  |  |  | R-410A | 1.45 | Residential & Commercial | USHP | Ducted CEE Tier 1
212971441 | Central HP <5.4 tons | HEIL | HRCU-A-CB (Split System: Heat Pump with Remote Outdoor Unit-Air-Source) | DLCURAH18ABK |  |  | EA*4X19L17A* | *80VTL0701716B* | 18000 | 16.5 | 8.5 | 18000 | 17800 | 98.89% | 2.14 | 0 | 10.5 |  |  |  |  | R-410A | 1.5 | Residential & Commercial | USHP | Ducted CEE Tier 1
212973398 | Central HP <5.4 tons | HEIL | HRCU-A-CB (Split System: Heat Pump with Remote Outdoor Unit-Air-Source) | DLCURAH18ABK |  |  | EN(A,D)4X30L17** | *96VSN0601412B* | 17500 | 16.5 | 8.1 | 18000 | 18700 | 103.9% | 2.24 | 0 | 11 |  |  |  |  | R-410A | 1.4583 | Residential & Commercial | USHP | Ducted CEE Tier 1
212979958 | Central HP <5.4 tons | COMFORTMAKER | HRCU-A-CB (Split System: Heat Pump with Remote Outdoor Unit-Air-Source) | DLCURAH18ABK |  |  | EA*4X24L17A* | *80MS(N,L)0901714A* | 17500 | 16 | 8.5 | 18500 | 19400 | 104.9% | 2.34 | 0 | 10.5 |  |  |  |  | R-410A | 1.4583 | Residential & Commercial | USHP | Ducted CEE Tier 1
210474641 | Central HP <5.4 tons | COMFORTMAKER | HRCU-A-CB (Split System: Heat Pump with Remote Outdoor Unit-Air-Source) | CVH825GKA3* |  |  | EHD4X48AAL+WALLCON | *80CTL0901716A* | 24400 | 17 | 8.1 | 21200 | 16500 | 77.83% | 2.04 | 0 | 11 |  |  |  |  | R-410A | 2.0333 | Residential & Commercial | USHP | Ducted CEE Tier 1
211260888 | Central HP <5.4 tons | COMFORTMAKER | HRCU-A-CB (Split System: Heat Pump with Remote Outdoor Unit-Air-Source) | DLCURAH18ABK |  |  | EA*4X25L17A* | *95ESN0401410A* | 18300 | 16 | 8.5 | 18200 | 17500 | 96.15% | 2.12 | 0 | 10.5 |  |  |  |  | R-410A | 1.525 | Residential & Commercial | USHP | Ducted CEE Tier 1
211261189 | Central HP <5.4 tons | COMFORTMAKER | HRCU-A-CB (Split System: Heat Pump with Remote Outdoor Unit-Air-Source) | DLCURAH18ABK |  |  | EA*4X25L17A* | OMV098J12* | 18800 | 16 | 8.5 | 18700 | 17300 | 92.51% | 2.12 | 0 | 11 |  |  |  |  | R-410A | 1.5667 | Residential & Commercial | USHP | Ducted CEE Tier 1
210692079 | Central HP <5.4 tons | AMERICAN STANDARD | HRCU-A-CB (Split System: Heat Pump with Remote Outdoor Unit-Air-Source) | 4A6V0X60A1 |  |  | 4TXCD010DS3 | S8V2D120M5PCA | 54000 | 19 | 8.2 | 52000 | 39500 | 75.96% | 1.83 | 12 | 11.7 |  |  |  |  | R-410A | 4.5 | Residential & Commercial | USHP | Ducted CEE Tier 1
215933035 | Central HP <5.4 tons | BRYANT HEATING AND COOLING SYSTEMS | HRCU-A-CB (Split System: Heat Pump with Remote Outdoor Unit-Air-Source) | 293VAN036**AA* |  |  | CSAH*3612AM*+UI | 83*CA48060C17*** | 33200 | 19 | 9 | 34800 | 26800 | 77.01% | 1.92 | 0 | 11 |  |  |  |  | R-454B | 2.7667 | Residential & Commercial | USHP | Ducted CEE Tier 1
215934005 | Central HP <5.4 tons | BRYANT HEATING AND COOLING SYSTEMS | HRCU-A-CB (Split System: Heat Pump with Remote Outdoor Unit-Air-Source) | 293VAN048**AA* |  |  | CAA**4821AM*+UI | 88*TB60090C21*** | 44000 | 21 | 9.5 | 48000 | 36200 | 75.42% | 1.92 | 0 | 11 |  |  |  |  | R-454B | 3.6667 | Residential & Commercial | USHP | Ducted CEE Tier 1
216734732 | Central HP <5.4 tons | AIRQUEST | HRCU-A-CB (Split System: Heat Pump with Remote Outdoor Unit-Air-Source) | D5CUHAH24AAK |  |  | EA*5X36M17A* | *95MSU0401712A* | 22400 | 16 | 8.5 | 21000 | 18800 | 89.52% | 1.96 | 0 | 10.5 |  |  |  |  | R-454B | 1.8667 | Residential & Commercial | USHP | Ducted CEE Tier 1
216735030 | Central HP <5.4 tons | AIRQUEST | HRCU-A-CB (Split System: Heat Pump with Remote Outdoor Unit-Air-Source) | D5CUHAH24AAK |  |  | EA*5X37M17A* | *80CTL0701412B* | 22800 | 16.5 | 8.5 | 20600 | 18400 | 89.32% | 1.96 | 0 | 11 |  |  |  |  | R-454B | 1.9 | Residential & Commercial | USHP | Ducted CEE Tier 1
216735283 | Central HP <5.4 tons | AIRQUEST | HRCU-A-CB (Split System: Heat Pump with Remote Outdoor Unit-Air-Source) | D5CUHAH24AAK |  |  | EA*5X37M17A* | *96CTN0401410B* | 22800 | 15.2 | 8.5 | 20800 | 18600 | 89.42% | 1.96 | 0 | 10.5 |  |  |  |  | R-454B | 1.9 | Residential & Commercial | USHP | Ducted CEE Tier 1
216735434 | Central HP <5.4 tons | AIRQUEST | HRCU-A-CB (Split System: Heat Pump with Remote Outdoor Unit-Air-Source) | D5CUHAH24AAK |  |  | EA*5X37M21A* | *80CSU0802120A* | 24000 | 16 | 8.5 | 21200 | 18700 | 88.21% | 1.98 | 0 | 11 |  |  |  |  | R-454B | 2 | Residential & Commercial | USHP | Ducted CEE Tier 1
213770850 | Central HP <5.4 tons | COMFORTMAKER | HRCU-A-CB (Split System: Heat Pump with Remote Outdoor Unit-Air-Source) | CVH825GKA2* |  |  | EA*4X36L17A*+WALLCON | *95CSU0601716B* | 23400 | 16.5 | 8.1 | 21600 | 16700 | 77.31% | 1.94 | 0 | 10.5 |  |  |  |  | R-410A | 1.95 | Residential & Commercial | USHP | Ducted CEE Tier 1
213771150 | Central HP <5.4 tons | COMFORTMAKER | HRCU-A-CB (Split System: Heat Pump with Remote Outdoor Unit-Air-Source) | CVH825GKA2* |  |  | EA*4X37L21A*+WALLCON | *80CTL0901716B* | 24600 | 17 | 8.5 | 21000 | 16600 | 79.05% | 2.02 | 0 | 11 |  |  |  |  | R-410A | 2.05 | Residential & Commercial | USHP | Ducted CEE Tier 1
211081498 | Central HP <5.4 tons | AMERICAN STANDARD | HRCU-A-CB (Split System: Heat Pump with Remote Outdoor Unit-Air-Source) | 4A6V8X60A1 |  |  | 4PX*CU60BS3 | S8V2C100M5PDA | 54000 | 18 | 8.2 | 52000 | 40000 | 76.92% | 1.78 | 11.7 | 11.7 |  |  |  |  | R-410A | 4.5 | Residential & Commercial | USHP | Ducted CEE Tier 1
211230819 | Central HP <5.4 tons | COMFORTMAKER | HRCU-A-CB (Split System: Heat Pump with Remote Outdoor Unit-Air-Source) | DLCURAH36ABK |  |  | FEM4P42**AL | 0 | 37000 | 16 | 8.1 | 38500 | 34800 | 90.39% | 2 | 0 | 10 |  |  |  |  | R-410A | 3.0833 | Residential & Commercial | USHP | Ducted CEE Tier 1
214229007 | Central HP <5.4 tons | COMFORTMAKER | HRCU-A-CB (Split System: Heat Pump with Remote Outdoor Unit-Air-Source) | DLCURAH18ABK |  |  | EA*4X30L17A* | *80MSU0601716A* | 17800 | 16.5 | 8.5 | 18400 | 18500 | 100.5% | 2.24 | 0 | 10.5 |  |  |  |  | R-410A | 1.4833 | Residential & Commercial | USHP | Ducted CEE Tier 1
212978126 | Central HP <5.4 tons | CARRIER | HRCU-A-CB (Split System: Heat Pump with Remote Outdoor Unit-Air-Source) | 38MURAQ24AB3* |  |  | CAP**3017AL* | 58S(B,C)*B070M14**12 | 23600 | 17.5 | 8.5 | 26200 | 24600 | 93.89% | 2.06 | 0 | 10 |  |  |  |  | R-410A | 1.9667 | Residential & Commercial | USHP | Ducted CEE Tier 1
212978210 | Central HP <5.4 tons | CARRIER | HRCU-A-CB (Split System: Heat Pump with Remote Outdoor Unit-Air-Source) | 38MURAQ24AB3* |  |  | CNPV*3617AL* | 58S(B,C)*B070M14**12 | 23600 | 17 | 8.1 | 26000 | 24000 | 92.31% | 2 | 0 | 10.5 |  |  |  |  | R-410A | 1.9667 | Residential & Commercial | USHP | Ducted CEE Tier 1
212973882 | Central HP <5.4 tons | CARRIER | HRCU-A-CB (Split System: Heat Pump with Remote Outdoor Unit-Air-Source) | 38MURAQ24AB3* |  |  | CAP**3721AL* | 59SP6B080V17**16 | 24600 | 17 | 8.5 | 25200 | 21200 | 84.13% | 1.78 | 0 | 10.5 |  |  |  |  | R-410A | 2.05 | Residential & Commercial | USHP | Ducted CEE Tier 1
212974950 | Central HP <5.4 tons | CARRIER | HRCU-A-CB (Split System: Heat Pump with Remote Outdoor Unit-Air-Source) | 38MURAQ24AB3* |  |  | CAP**3014AL* | 59TP6C040V14**10 | 23200 | 16 | 8.5 | 26400 | 25000 | 94.7% | 2.08 | 0 | 10 |  |  |  |  | R-410A | 1.9333 | Residential & Commercial | USHP | Ducted CEE Tier 1
212974951 | Central HP <5.4 tons | CARRIER | HRCU-A-CB (Split System: Heat Pump with Remote Outdoor Unit-Air-Source) | 38MURAQ24AB3* |  |  | CAP**3014AL* | GG96VTAB30040A** | 23200 | 16 | 8.5 | 26400 | 25000 | 94.7% | 2.08 | 0 | 10 |  |  |  |  | R-410A | 1.9333 | Residential & Commercial | USHP | Ducted CEE Tier 1
212971474 | Central HP <5.4 tons | HEIL | HRCU-A-CB (Split System: Heat Pump with Remote Outdoor Unit-Air-Source) | DLCURAH18ABK |  |  | EA*4X30L17A* | *80VTL0701716B* | 17700 | 16.5 | 8.5 | 18200 | 18700 | 102.7% | 2.24 | 0 | 10.5 |  |  |  |  | R-410A | 1.475 | Residential & Commercial | USHP | Ducted CEE Tier 1
211239655 | Central HP <5.4 tons | CARRIER | HRCU-A-CB (Split System: Heat Pump with Remote Outdoor Unit-Air-Source) | 38MURAQ24AB3* |  |  | CAP**2414AL* | 59TP6B060V14**12 | 23200 | 16 | 8.5 | 26400 | 25600 | 96.97% | 2.14 | 0 | 10 |  |  |  |  | R-410A | 1.9333 | Residential & Commercial | USHP | Ducted CEE Tier 1
211239672 | Central HP <5.4 tons | CARRIER | HRCU-A-CB (Split System: Heat Pump with Remote Outdoor Unit-Air-Source) | 38MURAQ24AB3* |  |  | CAP**2417AL* | 58SP*A045V17**16 | 23800 | 16 | 8.5 | 26800 | 24000 | 89.55% | 1.98 | 0 | 10 |  |  |  |  | R-410A | 1.9833 | Residential & Commercial | USHP | Ducted CEE Tier 1
211239689 | Central HP <5.4 tons | CARRIER | HRCU-A-CB (Split System: Heat Pump with Remote Outdoor Unit-Air-Source) | 38MURAQ24AB3* |  |  | CAP**2417AL* | 58S(B,C)*A045E14**12 | 24400 | 16 | 8.5 | 27200 | 23200 | 85.29% | 1.9 | 0 | 10 |  |  |  |  | R-410A | 2.0333 | Residential & Commercial | USHP | Ducted CEE Tier 1
211239705 | Central HP <5.4 tons | CARRIER | HRCU-A-CB (Split System: Heat Pump with Remote Outdoor Unit-Air-Source) | 38MURAQ24AB3* |  |  | CAP**2517AL* | 58SP*A045V14**12 | 25000 | 16.5 | 8.5 | 25800 | 21000 | 81.4% | 1.76 | 0 | 10.5 |  |  |  |  | R-410A | 2.0833 | Residential & Commercial | USHP | Ducted CEE Tier 1
211239722 | Central HP <5.4 tons | CARRIER | HRCU-A-CB (Split System: Heat Pump with Remote Outdoor Unit-Air-Source) | 38MURAQ24AB3* |  |  | CAP**2517AL* | 58TP*A090V17**16 | 24400 | 17 | 8.5 | 25200 | 21400 | 84.92% | 1.8 | 0 | 10 |  |  |  |  | R-410A | 2.0333 | Residential & Commercial | USHP | Ducted CEE Tier 1
211239755 | Central HP <5.4 tons | CARRIER | HRCU-A-CB (Split System: Heat Pump with Remote Outdoor Unit-Air-Source) | 38MURAQ24AB3* |  |  | CAP**3014AL* | 59SC5B060E14**12 | 24200 | 15.5 | 8.5 | 26600 | 22800 | 85.71% | 1.86 | 0 | 10 |  |  |  |  | R-410A | 2.0167 | Residential & Commercial | USHP | Ducted CEE Tier 1
211239789 | Central HP <5.4 tons | CARRIER | HRCU-A-CB (Split System: Heat Pump with Remote Outdoor Unit-Air-Source) | 38MURAQ24AB3* |  |  | CAP**3017AL* | 59SC5B026E14**10 | 23200 | 16.5 | 8.5 | 25800 | 24400 | 94.57% | 2.02 | 0 | 10 |  |  |  |  | R-410A | 1.9333 | Residential & Commercial | USHP | Ducted CEE Tier 1
211239805 | Central HP <5.4 tons | CARRIER | HRCU-A-CB (Split System: Heat Pump with Remote Outdoor Unit-Air-Source) | 38MURAQ24AB3* |  |  | CAP**3017AL* | OVLAAB036098 | 23200 | 16.5 | 8.5 | 25800 | 24400 | 94.57% | 2.02 | 0 | 10 |  |  |  |  | R-410A | 1.9333 | Residential & Commercial | USHP | Ducted CEE Tier 1
211239823 | Central HP <5.4 tons | CARRIER | HRCU-A-CB (Split System: Heat Pump with Remote Outdoor Unit-Air-Source) | 38MURAQ24AB3* |  |  | CAP**3617AL* | 58TP*A070V14**12 | 24400 | 17 | 8.5 | 26200 | 22400 | 85.5% | 1.86 | 0 | 10 |  |  |  |  | R-410A | 2.0333 | Residential & Commercial | USHP | Ducted CEE Tier 1
211239824 | Central HP <5.4 tons | CARRIER | HRCU-A-CB (Split System: Heat Pump with Remote Outdoor Unit-Air-Source) | 38MURAQ24AB3* |  |  | CAP**3617AL* | 58TP*A090V17**16 | 23800 | 17 | 8.5 | 25800 | 23000 | 89.15% | 1.92 | 0 | 10 |  |  |  |  | R-410A | 1.9833 | Residential & Commercial | USHP | Ducted CEE Tier 1
211239837 | Central HP <5.4 tons | CARRIER | HRCU-A-CB (Split System: Heat Pump with Remote Outdoor Unit-Air-Source) | 38MURAQ24AB3* |  |  | CAP**3617AL* | 58S(B,C)*A070E17**12 | 24400 | 16.5 | 8.5 | 26400 | 22400 | 84.85% | 1.84 | 0 | 10 |  |  |  |  | R-410A | 2.0333 | Residential & Commercial | USHP | Ducted CEE Tier 1
211239856 | Central HP <5.4 tons | CARRIER | HRCU-A-CB (Split System: Heat Pump with Remote Outdoor Unit-Air-Source) | 38MURAQ24AB3* |  |  | CAP**3621AL* | 59SP6A100V21**20 | 24000 | 17 | 8.5 | 26000 | 22800 | 87.69% | 1.9 | 0 | 10 |  |  |  |  | R-410A | 2 | Residential & Commercial | USHP | Ducted CEE Tier 1
211239907 | Central HP <5.4 tons | CARRIER | HRCU-A-CB (Split System: Heat Pump with Remote Outdoor Unit-Air-Source) | 38MURAQ24AB3* |  |  | CAP**3717AL* | 59SP6A060V14**12 | 24000 | 16.5 | 8.5 | 25200 | 22000 | 87.3% | 1.84 | 0 | 10 |  |  |  |  | R-410A | 2 | Residential & Commercial | USHP | Ducted CEE Tier 1
216735734 | Central HP <5.4 tons | AIRQUEST | HRCU-A-CB (Split System: Heat Pump with Remote Outdoor Unit-Air-Source) | D5CUHAH24AAK |  |  | EA*5X37M21A* | *97CMN0802120B* | 23400 | 16 | 8.5 | 20800 | 18600 | 89.42% | 1.98 | 0 | 11 |  |  |  |  | R-454B | 1.95 | Residential & Commercial | USHP | Ducted CEE Tier 1
216735184 | Central HP <5.4 tons | AIRQUEST | HRCU-A-CB (Split System: Heat Pump with Remote Outdoor Unit-Air-Source) | D5CUHAH24AAK |  |  | EA*5X37M17A* | *96MSN0601412A* | 22800 | 15.5 | 8.1 | 20800 | 18500 | 88.94% | 1.9 | 0 | 11 |  |  |  |  | R-454B | 1.9 | Residential & Commercial | USHP | Ducted CEE Tier 1
216735500 | Central HP <5.4 tons | AIRQUEST | HRCU-A-CB (Split System: Heat Pump with Remote Outdoor Unit-Air-Source) | D5CUHAH24AAK |  |  | EA*5X37M21A* | *80MS(N,L)0902116A* | 23200 | 16 | 8.5 | 20600 | 18400 | 89.32% | 1.96 | 0 | 11 |  |  |  |  | R-454B | 1.9333 | Residential & Commercial | USHP | Ducted CEE Tier 1
216735585 | Central HP <5.4 tons | AIRQUEST | HRCU-A-CB (Split System: Heat Pump with Remote Outdoor Unit-Air-Source) | D5CUHAH24AAK |  |  | EA*5X37M21A* | *80MSU1002120A* | 23200 | 16.5 | 8.5 | 20800 | 18500 | 88.94% | 1.96 | 0 | 11 |  |  |  |  | R-454B | 1.9333 | Residential & Commercial | USHP | Ducted CEE Tier 1
216735649 | Central HP <5.4 tons | AIRQUEST | HRCU-A-CB (Split System: Heat Pump with Remote Outdoor Unit-Air-Source) | D5CUHAH24AAK |  |  | EA*5X37M21A* | *80VTL0701716B* | 23000 | 16.5 | 8.5 | 20600 | 18400 | 89.32% | 1.96 | 0 | 11 |  |  |  |  | R-454B | 1.9167 | Residential & Commercial | USHP | Ducted CEE Tier 1
216735832 | Central HP <5.4 tons | AIRQUEST | HRCU-A-CB (Split System: Heat Pump with Remote Outdoor Unit-Air-Source) | D5CUHAH24AAK |  |  | EA*5X37M21A* | *96MSM0802120A* | 23000 | 16 | 8.5 | 20600 | 18400 | 89.32% | 1.98 | 0 | 11 |  |  |  |  | R-454B | 1.9167 | Residential & Commercial | USHP | Ducted CEE Tier 1
216735916 | Central HP <5.4 tons | AIRQUEST | HRCU-A-CB (Split System: Heat Pump with Remote Outdoor Unit-Air-Source) | D5CUHAH24AAK |  |  | EA*5X37M21A* | *95MSU0601716A* | 23000 | 16.5 | 8.5 | 20600 | 18400 | 89.32% | 1.96 | 0 | 11 |  |  |  |  | R-454B | 1.9167 | Residential & Commercial | USHP | Ducted CEE Tier 1
216736000 | Central HP <5.4 tons | AIRQUEST | HRCU-A-CB (Split System: Heat Pump with Remote Outdoor Unit-Air-Source) | D5CUHAH24AAK |  |  | EA*5X37M21A* | *96VTN0601716B* | 23000 | 16.5 | 8.5 | 20600 | 18400 | 89.32% | 1.96 | 0 | 11 |  |  |  |  | R-454B | 1.9167 | Residential & Commercial | USHP | Ducted CEE Tier 1
212988820 | Central HP <5.4 tons | AIRQUEST | HRCU-A-CB (Split System: Heat Pump with Remote Outdoor Unit-Air-Source) | DLCURAH18ABK |  |  | EN(A,D)4X24L17** | *95MSU0401712A* | 17600 | 16 | 8.5 | 18700 | 19100 | 102.1% | 2.3 | 0 | 10.5 |  |  |  |  | R-410A | 1.4667 | Residential & Commercial | USHP | Ducted CEE Tier 1
212989288 | Central HP <5.4 tons | AIRQUEST | HRCU-A-CB (Split System: Heat Pump with Remote Outdoor Unit-Air-Source) | DLCURAH18ABK |  |  | EA*4X25L17A* | *95MSU0601716A* | 17800 | 16.5 | 8.1 | 17700 | 17700 | 100% | 2.14 | 0 | 10.5 |  |  |  |  | R-410A | 1.4833 | Residential & Commercial | USHP | Ducted CEE Tier 1
213076842 | Central HP <5.4 tons | HEIL | HRCU-A-CB (Split System: Heat Pump with Remote Outdoor Unit-Air-Source) | DLCURAH36ABK |  |  | EN(A,D,W)4X48L21** | *80VTL1102122B* | 36400 | 16.5 | 8.1 | 38500 | 35000 | 90.91% | 2.02 | 0 | 10.5 |  |  |  |  | R-410A | 3.0333 | Residential & Commercial | USHP | Ducted CEE Tier 1
213077378 | Central HP <5.4 tons | HEIL | HRCU-A-CB (Split System: Heat Pump with Remote Outdoor Unit-Air-Source) | DLCURAH36ABK |  |  | EA*4X37L21A* | *96VTN0801716B* | 36400 | 15.5 | 8.5 | 38500 | 35000 | 90.91% | 2.06 | 0 | 10 |  |  |  |  | R-410A | 3.0333 | Residential & Commercial | USHP | Ducted CEE Tier 1
215488068 | Central HP <5.4 tons | GOODMAN | HRCU-A-CB (Split System: Heat Pump with Remote Outdoor Unit-Air-Source) | GZV7SA3610A* |  |  | CHPEA4830*3A* | G*VC961005CNB* | 35000 | 18.5 | 8.1 | 35000 | 28400 | 81.14% | 2 | 0 | 10.5 |  |  |  |  | R-32 | 2.9167 | Residential & Commercial | USHP | Ducted CEE Tier 1
216734516 | Central HP <5.4 tons | AIRQUEST | HRCU-A-CB (Split System: Heat Pump with Remote Outdoor Unit-Air-Source) | D5CUHAH24AAK |  |  | EA*5X36M17A* | *80VTL0451412B* | 22200 | 16.5 | 8.5 | 20800 | 18700 | 89.9% | 1.94 | 0 | 10.5 |  |  |  |  | R-454B | 1.85 | Residential & Commercial | USHP | Ducted CEE Tier 1
216734591 | Central HP <5.4 tons | AIRQUEST | HRCU-A-CB (Split System: Heat Pump with Remote Outdoor Unit-Air-Source) | D5CUHAH24AAK |  |  | EA*5X36M17A* | *92MSN0601412A* | 22600 | 15.5 | 8.5 | 21000 | 18800 | 89.52% | 1.98 | 0 | 11 |  |  |  |  | R-454B | 1.8833 | Residential & Commercial | USHP | Ducted CEE Tier 1
216734695 | Central HP <5.4 tons | AIRQUEST | HRCU-A-CB (Split System: Heat Pump with Remote Outdoor Unit-Air-Source) | D5CUHAH24AAK |  |  | EA*5X36M17A* | *96VSN0401712B* | 22200 | 15.5 | 8.1 | 20800 | 18700 | 89.9% | 1.85 | 0 | 10.5 |  |  |  |  | R-454B | 1.85 | Residential & Commercial | USHP | Ducted CEE Tier 1
215936099 | Central HP <5.4 tons | COMFORTMAKER | HRCU-A-CB (Split System: Heat Pump with Remote Outdoor Unit-Air-Source) | C5H3V36*K*AAA* |  |  | EVD5X42M21A*+WALLCON | *97CMN0802120B* | 34400 | 20.5 | 8.5 | 38500 | 28200 | 73.25% | 2.04 | 0 | 11.7 |  |  |  |  | R-454B | 2.8667 | Residential & Commercial | USHP | Ducted CEE Tier 1
215936119 | Central HP <5.4 tons | COMFORTMAKER | HRCU-A-CB (Split System: Heat Pump with Remote Outdoor Unit-Air-Source) | C5H3V36*K*AAA* |  |  | EVD5X42M21A*+WALLCON | *96CTN0601714B* | 34200 | 20.5 | 8.1 | 38000 | 27000 | 71.05% | 2 | 0 | 11 |  |  |  |  | R-454B | 2.85 | Residential & Commercial | USHP | Ducted CEE Tier 1
215936219 | Central HP <5.4 tons | COMFORTMAKER | HRCU-A-CB (Split System: Heat Pump with Remote Outdoor Unit-Air-Source) | C5H3V36*K*AAA* |  |  | EVD5X42M24A*+WALLCON | *97CMN0602120B* | 35200 | 21 | 8.5 | 38500 | 28800 | 74.81% | 2.02 | 0 | 12 |  |  |  |  | R-454B | 2.9333 | Residential & Commercial | USHP | Ducted CEE Tier 1
215936519 | Central HP <5.4 tons | COMFORTMAKER | HRCU-A-CB (Split System: Heat Pump with Remote Outdoor Unit-Air-Source) | C5H3V36*K*AAA* |  |  | EVD5X49M24A*+WALLCON | *97CMN1002122B* | 35400 | 22 | 8.5 | 38000 | 28400 | 74.74% | 2.04 | 0 | 12.5 |  |  |  |  | R-454B | 2.95 | Residential & Commercial | USHP | Ducted CEE Tier 1
211239924 | Central HP <5.4 tons | CARRIER | HRCU-A-CB (Split System: Heat Pump with Remote Outdoor Unit-Air-Source) | 38MURAQ24AB3* |  |  | CAP**3717AL* | 59SC5B040E17**12 | 24400 | 15.2 | 8.5 | 26000 | 21600 | 83.08% | 1.78 | 0 | 10 |  |  |  |  | R-410A | 2.0333 | Residential & Commercial | USHP | Ducted CEE Tier 1
211239939 | Central HP <5.4 tons | CARRIER | HRCU-A-CB (Split System: Heat Pump with Remote Outdoor Unit-Air-Source) | 38MURAQ24AB3* |  |  | CAP**3717AL* | 59SC2D040E14**10 | 24600 | 15.2 | 8.5 | 26000 | 21600 | 83.08% | 1.78 | 0 | 10 |  |  |  |  | R-410A | 2.05 | Residential & Commercial | USHP | Ducted CEE Tier 1
211239941 | Central HP <5.4 tons | CARRIER | HRCU-A-CB (Split System: Heat Pump with Remote Outdoor Unit-Air-Source) | 38MURAQ24AB3* |  |  | CAP**3717AL* | 58S(B,C)*A070E14**12 | 24800 | 17 | 8.5 | 25800 | 21400 | 82.95% | 1.8 | 0 | 10.5 |  |  |  |  | R-410A | 2.0667 | Residential & Commercial | USHP | Ducted CEE Tier 1
211240005 | Central HP <5.4 tons | CARRIER | HRCU-A-CB (Split System: Heat Pump with Remote Outdoor Unit-Air-Source) | 38MURAQ24AB3* |  |  | CNPV*2414AL* | 59TP6B060V14**12 | 23200 | 16 | 8.5 | 26400 | 24600 | 93.18% | 2.04 | 0 | 10 |  |  |  |  | R-410A | 1.9333 | Residential & Commercial | USHP | Ducted CEE Tier 1
211240024 | Central HP <5.4 tons | CARRIER | HRCU-A-CB (Split System: Heat Pump with Remote Outdoor Unit-Air-Source) | 38MURAQ24AB3* |  |  | CNPV*2417AL* | 59SU5A060E17**16 | 23800 | 16.5 | 8.5 | 26800 | 23400 | 87.31% | 1.92 | 0 | 10 |  |  |  |  | R-410A | 1.9833 | Residential & Commercial | USHP | Ducted CEE Tier 1
211260142 | Central HP <5.4 tons | COMFORTMAKER | HRCU-A-CB (Split System: Heat Pump with Remote Outdoor Unit-Air-Source) | DLCURAH18ABK |  |  | EA*4X24L14A* | *95ESN0601412A* | 17800 | 16 | 8.5 | 18700 | 19000 | 101.6% | 2.28 | 0 | 10.5 |  |  |  |  | R-410A | 1.4833 | Residential & Commercial | USHP | Ducted CEE Tier 1
211260433 | Central HP <5.4 tons | COMFORTMAKER | HRCU-A-CB (Split System: Heat Pump with Remote Outdoor Unit-Air-Source) | DLCURAH18ABK |  |  | EA*4X24L17A* | *80VTL0701716A* | 17300 | 16 | 8.5 | 18100 | 19200 | 106.1% | 2.32 | 0 | 10.5 |  |  |  |  | R-410A | 1.4417 | Residential & Commercial | USHP | Ducted CEE Tier 1
211260849 | Central HP <5.4 tons | COMFORTMAKER | HRCU-A-CB (Split System: Heat Pump with Remote Outdoor Unit-Air-Source) | DLCURAH18ABK |  |  | EA*4X25L17A* | *96VTN0401712A* | 18200 | 15.5 | 8.5 | 18200 | 17500 | 96.15% | 2.12 | 0 | 10.5 |  |  |  |  | R-410A | 1.5167 | Residential & Commercial | USHP | Ducted CEE Tier 1
211261067 | Central HP <5.4 tons | COMFORTMAKER | HRCU-A-CB (Split System: Heat Pump with Remote Outdoor Unit-Air-Source) | DLCURAH18ABK |  |  | EA*4X25L17A* | *92ESN0401712A* | 18400 | 15.5 | 8.5 | 18300 | 17500 | 95.63% | 2.12 | 0 | 10.5 |  |  |  |  | R-410A | 1.5333 | Residential & Commercial | USHP | Ducted CEE Tier 1
211261501 | Central HP <5.4 tons | COMFORTMAKER | HRCU-A-CB (Split System: Heat Pump with Remote Outdoor Unit-Air-Source) | DLCURAH18ABK |  |  | EA*4X30L14A* | *80ES(N,L)0701412A* | 17700 | 16.5 | 8.5 | 18200 | 18500 | 101.6% | 2.22 | 0 | 10.5 |  |  |  |  | R-410A | 1.475 | Residential & Commercial | USHP | Ducted CEE Tier 1
211262053 | Central HP <5.4 tons | COMFORTMAKER | HRCU-A-CB (Split System: Heat Pump with Remote Outdoor Unit-Air-Source) | DLCURAH18ABK |  |  | EA*4X30L17A* | *80ES(N,L)0701712A* | 18200 | 16.5 | 8.5 | 18700 | 18400 | 98.4% | 2.22 | 0 | 10.5 |  |  |  |  | R-410A | 1.5167 | Residential & Commercial | USHP | Ducted CEE Tier 1
213078792 | Central HP <5.4 tons | COMFORTMAKER | HRCU-A-CB (Split System: Heat Pump with Remote Outdoor Unit-Air-Source) | DLCURAH36ABK |  |  | EA*4X42L24A* | *80MS(N,L)1552420A* | 35600 | 16.5 | 8.1 | 38500 | 35000 | 90.91% | 1.9 | 0 | 10 |  |  |  |  | R-410A | 2.9667 | Residential & Commercial | USHP | Ducted CEE Tier 1
213080212 | Central HP <5.4 tons | COMFORTMAKER | HRCU-A-CB (Split System: Heat Pump with Remote Outdoor Unit-Air-Source) | DLCURAH36ABK |  |  | EA*4X48L24A* | *96MSN0802120A* | 36000 | 16 | 8.5 | 38000 | 34800 | 91.58% | 2.04 | 0 | 10 |  |  |  |  | R-410A | 3 | Residential & Commercial | USHP | Ducted CEE Tier 1
213080553 | Central HP <5.4 tons | COMFORTMAKER | HRCU-A-CB (Split System: Heat Pump with Remote Outdoor Unit-Air-Source) | DLCURAH36ABK |  |  | EA*4X42L21A* | *95MSU0401712A* | 35200 | 15.2 | 8.1 | 39000 | 35200 | 90.26% | 1.88 | 0 | 9.5 |  |  |  |  | R-410A | 2.9333 | Residential & Commercial | USHP
215934945 | Central HP <5.4 tons | BRYANT HEATING AND COOLING SYSTEMS | HRCU-A-CB (Split System: Heat Pump with Remote Outdoor Unit-Air-Source) | 293VAN036**AA* |  |  | CVAMA4421XMA*+UI | 986TD66100C21*** | 35600 | 22 | 8.5 | 38000 | 28600 | 75.26% | 2.02 | 0 | 12.5 |  |  |  |  | R-454B | 2.9667 | Residential & Commercial | USHP | Ducted CEE Tier 1
211263785 | Central HP <5.4 tons | COMFORTMAKER | HRCU-A-CB (Split System: Heat Pump with Remote Outdoor Unit-Air-Source) | DLCURAH18ABK |  |  | EN(A,D)4X30L14** | *80ES(N,L)0451412A* | 18200 | 16 | 8.5 | 18600 | 18400 | 98.92% | 2.22 | 0 | 11 |  |  |  |  | R-410A | 1.5167 | Residential & Commercial | USHP | Ducted CEE Tier 1
211263810 | Central HP <5.4 tons | COMFORTMAKER | HRCU-A-CB (Split System: Heat Pump with Remote Outdoor Unit-Air-Source) | DLCURAH18ABK |  |  | EN(A,D)4X30L14** | *92ESN0601412A* | 18200 | 16 | 8.5 | 18700 | 18300 | 97.86% | 2.22 | 0 | 11 |  |  |  |  | R-410A | 1.5167 | Residential & Commercial | USHP | Ducted CEE Tier 1
216735252 | Central HP <5.4 tons | AIRQUEST | HRCU-A-CB (Split System: Heat Pump with Remote Outdoor Unit-Air-Source) | D5CUHAH24AAK |  |  | EA*5X37M17A* | *96VSN0801716B* | 23000 | 16.5 | 8.5 | 20800 | 18500 | 88.94% | 1.96 | 0 | 11 |  |  |  |  | R-454B | 1.9167 | Residential & Commercial | USHP | Ducted CEE Tier 1
216735661 | Central HP <5.4 tons | AIRQUEST | HRCU-A-CB (Split System: Heat Pump with Remote Outdoor Unit-Air-Source) | D5CUHAH24AAK |  |  | EA*5X37M21A* | *80VTL0902120B* | 23400 | 16 | 8.5 | 20800 | 18600 | 89.42% | 1.98 | 0 | 11 |  |  |  |  | R-454B | 1.95 | Residential & Commercial | USHP | Ducted CEE Tier 1
216735906 | Central HP <5.4 tons | AIRQUEST | HRCU-A-CB (Split System: Heat Pump with Remote Outdoor Unit-Air-Source) | D5CUHAH24AAK |  |  | EA*5X37M21A* | *95MSU0401712A* | 23000 | 16.5 | 8.5 | 20600 | 18400 | 89.32% | 1.9 | 0 | 11 |  |  |  |  | R-454B | 1.9167 | Residential & Commercial | USHP | Ducted CEE Tier 1
216736106 | Central HP <5.4 tons | AIRQUEST | HRCU-A-CB (Split System: Heat Pump with Remote Outdoor Unit-Air-Source) | D5CUHAH24AAK |  |  | EA*5X37M21A* | OMV098J12* | 23200 | 15.2 | 8.5 | 20600 | 18500 | 89.81% | 1.98 | 0 | 11 |  |  |  |  | R-454B | 1.9333 | Residential & Commercial | USHP | Ducted CEE Tier 1
210470241 | Central HP <5.4 tons | TEMPSTAR | HRCU-A-CB (Split System: Heat Pump with Remote Outdoor Unit-Air-Source) | TVH837GKA2* |  |  | EA*4X60L24A*+WALLCON | *95CSU0802120A* | 32800 | 17.5 | 8.5 | 31800 | 24800 | 77.99% | 2 | 0 | 11.5 |  |  |  |  | R-410A | 2.7333 | Residential & Commercial | USHP | Ducted CEE Tier 1
212980596 | Central HP <5.4 tons | CARRIER | HRCU-A-CB (Split System: Heat Pump with Remote Outdoor Unit-Air-Source) | 38MURAQ24AB3* |  |  | CNPV*3621AL* | 58S(B,C)*B090M21**20 | 23600 | 17 | 8.5 | 26200 | 24400 | 93.13% | 2.04 | 0 | 10.5 |  |  |  |  | R-410A | 1.9667 | Residential & Commercial | USHP | Ducted CEE Tier 1
212983286 | Central HP <5.4 tons | AIRQUEST | HRCU-A-CB (Split System: Heat Pump with Remote Outdoor Unit-Air-Source) | DLCURAH18ABK |  |  | EA*4X30L17A* | *92MSN0401712A* | 17300 | 15.5 | 8.5 | 18100 | 18800 | 103.9% | 2.24 | 0 | 10.5 |  |  |  |  | R-410A | 1.4417 | Residential & Commercial | USHP | Ducted CEE Tier 1
212983679 | Central HP <5.4 tons | AIRQUEST | HRCU-A-CB (Split System: Heat Pump with Remote Outdoor Unit-Air-Source) | DLCURAH18ABK |  |  | EA*4X30L17A* | *92MSN0601412A* | 17400 | 16.5 | 8.5 | 18000 | 18900 | 105% | 2.28 | 0 | 10.5 |  |  |  |  | R-410A | 1.45 | Residential & Commercial | USHP | Ducted CEE Tier 1
212984172 | Central HP <5.4 tons | AIRQUEST | HRCU-A-CB (Split System: Heat Pump with Remote Outdoor Unit-Air-Source) | DLCURAH18ABK |  |  | EA*4X24L17A* | *92MSN0601714A* | 17500 | 16.5 | 8.5 | 18500 | 19400 | 104.9% | 2.34 | 0 | 10.5 |  |  |  |  | R-410A | 1.4583 | Residential & Commercial | USHP | Ducted CEE Tier 1
212984724 | Central HP <5.4 tons | AIRQUEST | HRCU-A-CB (Split System: Heat Pump with Remote Outdoor Unit-Air-Source) | DLCURAH18ABK |  |  | EA*4X25L17A* | *92MSN0801716A* | 18300 | 16.5 | 8.5 | 18100 | 17600 | 97.24% | 2.14 | 0 | 11 |  |  |  |  | R-410A | 1.525 | Residential & Commercial | USHP | Ducted CEE Tier 1
211228894 | Central HP <5.4 tons | COMFORTMAKER | HRCU-A-CB (Split System: Heat Pump with Remote Outdoor Unit-Air-Source) | DLCURAH36ABK |  |  | EA*4X48L21A* | *80ESU1002120A* | 36000 | 16 | 8.5 | 38500 | 34600 | 89.87% | 2.06 | 0 | 10 |  |  |  |  | R-410A | 3 | Residential & Commercial | USHP | Ducted CEE Tier 1
211229060 | Central HP <5.4 tons | COMFORTMAKER | HRCU-A-CB (Split System: Heat Pump with Remote Outdoor Unit-Air-Source) | DLCURAH36ABK |  |  | EA*4X48L21A* | *95ESN1002122A* | 37200 | 15.5 | 8.5 | 38500 | 35000 | 90.91% | 2.12 | 0 | 10 |  |  |  |  | R-410A | 3.1 | Residential & Commercial | USHP | Ducted CEE Tier 1
214243136 | Central HP <5.4 tons | BRYANT HEATING AND COOLING SYSTEMS | HRCU-A-CB (Split System: Heat Pump with Remote Outdoor Unit-Air-Source) | 288BNV025*0**B* |  |  | CNPV*4821AL*+UI | 987MC42060C17*** | 24000 | 16.5 | 8.1 | 21400 | 16700 | 78.04% | 2 | 0 | 11 |  |  |  |  | R-410A | 2 | Residential & Commercial | USHP | Ducted CEE Tier 1
212982300 | Central HP <5.4 tons | CARRIER | HRCU-A-CB (Split System: Heat Pump with Remote Outdoor Unit-Air-Source) | 38MURAQ24AB3* |  |  | CAP**3717AL* | 58SU*B060M17**16 | 24000 | 17.5 | 8.5 | 25600 | 21600 | 84.38% | 1.82 | 0 | 10 |  |  |  |  | R-410A | 2 | Residential & Commercial | USHP | Ducted CEE Tier 1
215934725 | Central HP <5.4 tons | BRYANT HEATING AND COOLING SYSTEMS | HRCU-A-CB (Split System: Heat Pump with Remote Outdoor Unit-Air-Source) | 293VAN036**AA* |  |  | CVAMA3617XMA*+UI | 986TD42060C17*** | 34000 | 20 | 8.1 | 38000 | 27200 | 71.58% | 2 | 0 | 11 |  |  |  |  | R-454B | 2.8333 | Residential & Commercial | USHP | Ducted CEE Tier 1
215934825 | Central HP <5.4 tons | BRYANT HEATING AND COOLING SYSTEMS | HRCU-A-CB (Split System: Heat Pump with Remote Outdoor Unit-Air-Source) | 293VAN036**AA* |  |  | CVAMA4421XMA*+UI | 88*TB60070C21*** | 35600 | 21.5 | 8.5 | 38000 | 28600 | 75.26% | 2.02 | 0 | 12 |  |  |  |  | R-454B | 2.9667 | Residential & Commercial | USHP | Ducted CEE Tier 1
212384781 | Central HP <5.4 tons | HEIL | HRCU-A-CB (Split System: Heat Pump with Remote Outdoor Unit-Air-Source) | DLCURAH36ABK |  |  | EN(A,D,W)4X48L21** | *80ES(N,L)0701716A* | 35800 | 16 | 8.1 | 39000 | 34800 | 89.23% | 2 | 0 | 10 |  |  |  |  | R-410A | 2.9833 | Residential & Commercial | USHP | Ducted CEE Tier 1
215934775 | Central HP <5.4 tons | BRYANT HEATING AND COOLING SYSTEMS | HRCU-A-CB (Split System: Heat Pump with Remote Outdoor Unit-Air-Source) | 293VAN036**AA* |  |  | CVAMA4421XMA*+UI | 83*CA36040C17*** | 35600 | 22 | 8.5 | 38000 | 28800 | 75.79% | 2.02 | 0 | 12 |  |  |  |  | R-454B | 2.9667 | Residential & Commercial | USHP | Ducted CEE Tier 1
215935245 | Central HP <5.4 tons | BRYANT HEATING AND COOLING SYSTEMS | HRCU-A-CB (Split System: Heat Pump with Remote Outdoor Unit-Air-Source) | 293VAN036**AA* |  |  | CVAMA6021XMA*+UI | 935CB60080C21*** | 35600 | 21.5 | 8.5 | 38000 | 28600 | 75.26% | 2.04 | 0 | 12 |  |  |  |  | R-454B | 2.9667 | Residential & Commercial | USHP | Ducted CEE Tier 1
214238869 | Central HP <5.4 tons | DAY & NIGHT | HRCU-A-CB (Split System: Heat Pump with Remote Outdoor Unit-Air-Source) | CVH837GKA2* |  |  | EN(A,D)4X36L21**+WALLCON | *80CTL0902120B* | 31400 | 16.5 | 8.1 | 33000 | 24000 | 72.73% | 1.82 | 0 | 11 |  |  |  |  | R-410A | 2.6167 | Residential & Commercial | USHP | Ducted CEE Tier 1
216759916 | Central HP <5.4 tons | ECO-AIR | HRCU-A-C (Split System: Heat Pump with Remote Outdoor Unit with No Indoor Fan --Air Source) | ECUO-36H |  |  | ECCB-36U | 0 | 36000 | 15.8 | 9.4 | 38000 | 36000 | 94.74% | 1.9 | 0 | 10.7 |  |  |  |  | R-454B | 3 | Residential & Commercial | USHP | Ducted CEE Tier 1
214253213 | Central HP <5.4 tons | TRANE | HRCU-A-CB (Split System: Heat Pump with Remote Outdoor Unit-Air-Source) | 4TWV0X60A1 |  |  | 4PX*DU60BS3 | S8V2D120M5PCB | 54000 | 19 | 8.2 | 52000 | 39500 | 75.96% | 1.8 | 0 | 11.7 |  |  |  |  | R-410A | 4.5 | Residential & Commercial | USHP | Ducted CEE Tier 1
208136301 | Central HP <5.4 tons | LBG Products | HRCU-A-CB (Split System: Heat Pump with Remote Outdoor Unit-Air-Source) | LCHB24DO |  |  | LCHB24DHNI | 0 | 24000 | 17 | 9.2 | 26000 | 19400 | 74.62% | 2.1 | 11.3 | 10.5 |  |  |  |  | R-410A | 2 | Residential & Commercial | USHP | Ducted CEE Tier 1
211240040 | Central HP <5.4 tons | CARRIER | HRCU-A-CB (Split System: Heat Pump with Remote Outdoor Unit-Air-Source) | 38MURAQ24AB3* |  |  | CNPV*2417AL* | 58S(B,C)*A045E17**12 | 23600 | 16 | 8.5 | 26800 | 23600 | 88.06% | 1.94 | 0 | 10 |  |  |  |  | R-410A | 1.9667 | Residential & Commercial | USHP | Ducted CEE Tier 1
211240072 | Central HP <5.4 tons | CARRIER | HRCU-A-CB (Split System: Heat Pump with Remote Outdoor Unit-Air-Source) | 38MURAQ24AB3* |  |  | CNPV*3017AL* | 59SP6A040V14**10 | 23400 | 16 | 8.1 | 25800 | 24000 | 93.02% | 2 | 0 | 10 |  |  |  |  | R-410A | 1.95 | Residential & Commercial | USHP | Ducted CEE Tier 1
211240124 | Central HP <5.4 tons | CARRIER | HRCU-A-CB (Split System: Heat Pump with Remote Outdoor Unit-Air-Source) | 38MURAQ24AB3* |  |  | CNPV*3617AL* | 58SP*A045V17**16 | 24200 | 16 | 8.1 | 26400 | 22800 | 86.36% | 1.88 | 0 | 10.5 |  |  |  |  | R-410A | 2.0167 | Residential & Commercial | USHP | Ducted CEE Tier 1
211240156 | Central HP <5.4 tons | CARRIER | HRCU-A-CB (Split System: Heat Pump with Remote Outdoor Unit-Air-Source) | 38MURAQ24AB3* |  |  | CNPV*3617AL* | OVMAAB042112 | 24000 | 16 | 8.1 | 26400 | 23000 | 87.12% | 1.88 | 0 | 10 |  |  |  |  | R-410A | 2 | Residential & Commercial | USHP | Ducted CEE Tier 1
215940057 | Central HP <5.4 tons | AIRQUEST | HRCU-A-CB (Split System: Heat Pump with Remote Outdoor Unit-Air-Source) | H5H3V36*K*AAA* |  |  | ESH5X42M12A*+WALLCON | *97CTN0801716A* | 33400 | 18.5 | 9 | 35200 | 27000 | 76.7% | 1.92 | 0 | 11 |  |  |  |  | R-454B | 2.7833 | Residential & Commercial | USHP | Ducted CEE Tier 1
215939707 | Central HP <5.4 tons | AIRQUEST | HRCU-A-CB (Split System: Heat Pump with Remote Outdoor Unit-Air-Source) | H5H3V36*K*AAA* |  |  | EA*5X42M21A*+WALLCON | *97CTN1002122A* | 32800 | 20 | 9.5 | 34800 | 26600 | 76.44% | 2 | 0 | 11.5 |  |  |  |  | R-454B | 2.7333 | Residential & Commercial | USHP | Ducted CEE Tier 1
215940627 | Central HP <5.4 tons | AIRQUEST | HRCU-A-CB (Split System: Heat Pump with Remote Outdoor Unit-Air-Source) | H5H3V36*K*AAA* |  |  | EVD5X42M21A*+WALLCON | *80CSU0401712B* | 34600 | 21 | 8.5 | 38500 | 28000 | 72.73% | 2.04 | 0 | 12 |  |  |  |  | R-454B | 2.8833 | Residential & Commercial | USHP | Ducted CEE Tier 1
215940657 | Central HP <5.4 tons | AIRQUEST | HRCU-A-CB (Split System: Heat Pump with Remote Outdoor Unit-Air-Source) | H5H3V36*K*AAA* |  |  | EVD5X42M21A*+WALLCON | *97CTN0801716A* | 34200 | 20.5 | 8.5 | 39000 | 28600 | 73.33% | 2.04 | 0 | 11.5 |  |  |  |  | R-454B | 2.85 | Residential & Commercial | USHP | Ducted CEE Tier 1
215933285 | Central HP <5.4 tons | BRYANT HEATING AND COOLING SYSTEMS | HRCU-A-CB (Split System: Heat Pump with Remote Outdoor Unit-Air-Source) | 293VAN036**AA* |  |  | CSAH*4212AM*+UI | 83*CA60100C21*** | 33600 | 19 | 9 | 35000 | 26600 | 76% | 1.92 | 0 | 11 |  |  |  |  | R-454B | 2.8 | Residential & Commercial | USHP | Ducted CEE Tier 1
215933385 | Central HP <5.4 tons | BRYANT HEATING AND COOLING SYSTEMS | HRCU-A-CB (Split System: Heat Pump with Remote Outdoor Unit-Air-Source) | 293VAN036**AA* |  |  | CSAH*4212AM*+UI | 935CB66100C21*** | 33600 | 19.5 | 9 | 34600 | 26400 | 76.3% | 1.92 | 0 | 11.7 |  |  |  |  | R-454B | 2.8 | Residential & Commercial | USHP | Ducted CEE Tier 1
216635424 | Central HP <5.4 tons | ACIQ | HRCU-A-CB (Split System: Heat Pump with Remote Outdoor Unit-Air-Source) | H5H3V36*K*AAA* |  |  | ESH5X42M12A*+WALLCON | *97CMN0802120B* | 33600 | 19 | 9 | 34800 | 26600 | 76.44% | 1.94 | 0 | 11.5 |  |  |  |  | R-454B | 2.8 | Residential & Commercial | USHP | Ducted CEE Tier 1
210474305 | Central HP <5.4 tons | CARRIER | HRCU-A-CB (Split System: Heat Pump with Remote Outdoor Unit-Air-Source) | 25VNA825A*032* |  |  | CSPH*4212AL*+UI | 58TN*A135C24**22 | 24200 | 16 | 8.1 | 21400 | 16600 | 77.57% | 2 | 0 | 10.5 |  |  |  |  | R-410A | 2.0167 | Residential & Commercial | USHP | Ducted CEE Tier 1
215934245 | Central HP <5.4 tons | BRYANT HEATING AND COOLING SYSTEMS | HRCU-A-CB (Split System: Heat Pump with Remote Outdoor Unit-Air-Source) | 293VAN048**AA* |  |  | CAA**6121AM*+UI | 987MC42080C17*** | 44500 | 20.5 | 9.5 | 49000 | 36600 | 74.69% | 2 | 0 | 11 |  |  |  |  | R-454B | 3.7083 | Residential & Commercial | USHP | Ducted CEE Tier 1
214243947 | Central HP <5.4 tons | CARRIER | HRCU-A-CB (Split System: Heat Pump with Remote Outdoor Unit-Air-Source) | 25VNA448A*031* |  |  | CNPV*4821AL*+UI | 58TN*B045C17**12 | 42500 | 20 | 8.5 | 47500 | 37600 | 79.16% | 2.08 | 0 | 10.5 |  |  |  |  | R-410A | 3.5417 | Residential & Commercial | USHP | Ducted CEE Tier 1
214243963 | Central HP <5.4 tons | CARRIER | HRCU-A-CB (Split System: Heat Pump with Remote Outdoor Unit-Air-Source) | 25VNA448A*031* |  |  | CNPV*4824AL*+UI | 58TN*B135C24**22 | 44000 | 21 | 8.5 | 46500 | 36200 | 77.85% | 2.16 | 0 | 12 |  |  |  |  | R-410A | 3.6667 | Residential & Commercial | USHP | Ducted CEE Tier 1
214243979 | Central HP <5.4 tons | CARRIER | HRCU-A-CB (Split System: Heat Pump with Remote Outdoor Unit-Air-Source) | 25VNA448A*031* |  |  | CNPV*6024AL*+UI | 59MN7C100C21**22 | 44500 | 21 | 9 | 46000 | 36200 | 78.7% | 2.24 | 0 | 12 |  |  |  |  | R-410A | 3.7083 | Residential & Commercial | USHP | Ducted CEE Tier 1
212984196 | Central HP <5.4 tons | AIRQUEST | HRCU-A-CB (Split System: Heat Pump with Remote Outdoor Unit-Air-Source) | DLCURAH18ABK |  |  | EA*4X30L17A* | *92MSN0601714A* | 17700 | 16.5 | 8.5 | 18300 | 18700 | 102.2% | 2.24 | 0 | 10.5 |  |  |  |  | R-410A | 1.475 | Residential & Commercial | USHP | Ducted CEE Tier 1
211222071 | Central HP <5.4 tons | HEIL | HRCU-A-CB (Split System: Heat Pump with Remote Outdoor Unit-Air-Source) | DLCURAH30ABK |  |  | EA*4X36L21A* | *80ESU0802120A | 29600 | 15.2 | 8.1 | 33800 | 27600 | 81.66% | 1.76 | 0 | 9 |  |  |  |  | R-410A | 2.4667 | Residential & Commercial | USHP
213770510 | Central HP <5.4 tons | COMFORTMAKER | HRCU-A-CB (Split System: Heat Pump with Remote Outdoor Unit-Air-Source) | CVH825GKA2* |  |  | EA*4X24L17A*+WALLCON | *80CTL0701716B* | 23200 | 16.5 | 8.1 | 22000 | 16800 | 76.36% | 1.9 | 0 | 10.5 |  |  |  |  | R-410A | 1.9333 | Residential & Commercial | USHP | Ducted CEE Tier 1
213770680 | Central HP <5.4 tons | COMFORTMAKER | HRCU-A-CB (Split System: Heat Pump with Remote Outdoor Unit-Air-Source) | CVH825GKA2* |  |  | EA*4X25L17A*+WALLCON | *96CTN0801714B* | 24200 | 16.5 | 8.1 | 21400 | 16700 | 78.04% | 2.02 | 0 | 11 |  |  |  |  | R-410A | 2.0167 | Residential & Commercial | USHP | Ducted CEE Tier 1
212979828 | Central HP <5.4 tons | HEIL | HRCU-A-CB (Split System: Heat Pump with Remote Outdoor Unit-Air-Source) | DLCURAH24ABK |  |  | EA*4X25L17A* | *80MS(N,L)0901714A* | 24200 | 17 | 8.5 | 25200 | 21800 | 86.51% | 1.82 | 0 | 10 |  |  |  |  | R-410A | 2.0167 | Residential & Commercial | USHP | Ducted CEE Tier 1
212978726 | Central HP <5.4 tons | HEIL | HRCU-A-CB (Split System: Heat Pump with Remote Outdoor Unit-Air-Source) | DLCURAH24ABK |  |  | EN(A,D,W)4X36L17** | *80MS(N,L)0701712A* | 23400 | 17 | 8.1 | 25800 | 24200 | 93.8% | 2.04 | 0 | 10.5 |  |  |  |  | R-410A | 1.95 | Residential & Commercial | USHP | Ducted CEE Tier 1
212983220 | Central HP <5.4 tons | AIRQUEST | HRCU-A-CB (Split System: Heat Pump with Remote Outdoor Unit-Air-Source) | DLCURAH24ABK |  |  | EN(A,D)4X30L17** | *92MSN0401712A* | 23400 | 15.5 | 8.1 | 26200 | 24200 | 92.37% | 1.98 | 0 | 10 |  |  |  |  | R-410A | 1.95 | Residential & Commercial | USHP | Ducted CEE Tier 1
212985042 | Central HP <5.4 tons | AIRQUEST | HRCU-A-CB (Split System: Heat Pump with Remote Outdoor Unit-Air-Source) | DLCURAH24ABK |  |  | EA*4X37L21A* | *92MSN0802120A* | 24800 | 17.5 | 8.5 | 25600 | 21400 | 83.59% | 1.8 | 0 | 10.5 |  |  |  |  | R-410A | 2.0667 | Residential & Commercial | USHP | Ducted CEE Tier 1
211245833 | Central HP <5.4 tons | HEIL | HRCU-A-CB (Split System: Heat Pump with Remote Outdoor Unit-Air-Source) | DLCURAH24ABK |  |  | FXM4X24**AL | 0 | 24000 | 17 | 8.5 | 26200 | 23400 | 89.31% | 1.94 | 0 | 10 |  |  |  |  | R-410A | 2 | Residential & Commercial | USHP | Ducted CEE Tier 1
211245217 | Central HP <5.4 tons | HEIL | HRCU-A-CB (Split System: Heat Pump with Remote Outdoor Unit-Air-Source) | DLCURAH24ABK |  |  | EN(A,D,W)4X36L17** | *92ESN0401410A* | 24000 | 15.2 | 8.1 | 26600 | 22800 | 85.71% | 1.86 | 0 | 10 |  |  |  |  | R-410A | 2 | Residential & Commercial | USHP | Ducted CEE Tier 1
211712247 | Central HP <5.4 tons | HEIL | HRCU-A-CB (Split System: Heat Pump with Remote Outdoor Unit-Air-Source) | DLCURAH30ABK |  |  | EA*4X42L21A* | *96VTN1002122A* | 29600 | 15.2 | 8.1 | 33600 | 27400 | 81.55% | 1.78 | 0 | 9 |  |  |  |  | R-410A | 2.4667 | Residential & Commercial | USHP
212979744 | Central HP <5.4 tons | HEIL | HRCU-A-CB (Split System: Heat Pump with Remote Outdoor Unit-Air-Source) | DLCURAH30ABK |  |  | EA*4X43L21A* | *80MS(N,L)0901714A* | 30400 | 15.2 | 8.1 | 33000 | 26400 | 80% | 1.84 | 0 | 9 |  |  |  |  | R-410A | 2.5333 | Residential & Commercial | USHP
212980905 | Central HP <5.4 tons | HEIL | HRCU-A-CB (Split System: Heat Pump with Remote Outdoor Unit-Air-Source) | DLCURAH30ABK |  |  | EA*4X36L21A* | *80MS(N,L)1102120A* | 30200 | 15.2 | 8.1 | 34400 | 27800 | 80.81% | 1.8 | 0 | 9 |  |  |  |  | R-410A | 2.5167 | Residential & Commercial | USHP
215942423 | Central HP <5.4 tons | AIRQUEST | HRCU-A-CB (Split System: Heat Pump with Remote Outdoor Unit-Air-Source) | H5H3V36*K*AAA* |  |  | EVM5X61M24A*+WALLCON | *80CSU1002120A* | 36000 | 22 | 8.5 | 37400 | 28200 | 75.4% | 2.04 | 0 | 12.5 |  |  |  |  | R-454B | 3 | Residential & Commercial | USHP | Ducted CEE Tier 1
215942623 | Central HP <5.4 tons | AIRQUEST | HRCU-A-CB (Split System: Heat Pump with Remote Outdoor Unit-Air-Source) | H5H3V36*K*AAA* |  |  | EVD5X61M21A*+WALLCON | *96CTN0802120B* | 35800 | 22 | 8.5 | 37400 | 28400 | 75.94% | 2.04 | 0 | 12.5 |  |  |  |  | R-454B | 2.9833 | Residential & Commercial | USHP | Ducted CEE Tier 1
213771520 | Central HP <5.4 tons | COMFORTMAKER | HRCU-A-CB (Split System: Heat Pump with Remote Outdoor Unit-Air-Source) | CVH825GKA2* |  |  | EA*4X43L21A*+WALLCON | *97CMN1002122B* | 24400 | 16.5 | 8.5 | 21200 | 16600 | 78.3% | 2.04 | 0 | 11 |  |  |  |  | R-410A | 2.0333 | Residential & Commercial | USHP | Ducted CEE Tier 1
212986178 | Central HP <5.4 tons | AIRQUEST | HRCU-A-CB (Split System: Heat Pump with Remote Outdoor Unit-Air-Source) | DLCURAH24ABK |  |  | EA*4X30L17A* | *96MSN0401410A* | 23400 | 16 | 8.5 | 26400 | 24600 | 93.18% | 2.04 | 0 | 10 |  |  |  |  | R-410A | 1.95 | Residential & Commercial | USHP | Ducted CEE Tier 1
212986880 | Central HP <5.4 tons | AIRQUEST | HRCU-A-CB (Split System: Heat Pump with Remote Outdoor Unit-Air-Source) | DLCURAH24ABK |  |  | EA*4X25L17A* | *96MSN0601412A* | 24200 | 17 | 8.5 | 25200 | 21800 | 86.51% | 1.82 | 0 | 10 |  |  |  |  | R-410A | 2.0167 | Residential & Commercial | USHP | Ducted CEE Tier 1
212987366 | Central HP <5.4 tons | AIRQUEST | HRCU-A-CB (Split System: Heat Pump with Remote Outdoor Unit-Air-Source) | DLCURAH24ABK |  |  | EA*4X24L17A* | *96MSN0801716A* | 23400 | 16.5 | 8.5 | 27000 | 26000 | 96.3% | 2.16 | 0 | 10 |  |  |  |  | R-410A | 1.95 | Residential & Commercial | USHP | Ducted CEE Tier 1
211242614 | Central HP <5.4 tons | HEIL | HRCU-A-CB (Split System: Heat Pump with Remote Outdoor Unit-Air-Source) | DLCURAH24ABK |  |  | EA*4X36L21A* | *80ES(N,L)1102120A* | 25200 | 16.5 | 8.5 | 26800 | 21800 | 81.34% | 1.8 | 0 | 10 |  |  |  |  | R-410A | 2.1 | Residential & Commercial | USHP | Ducted CEE Tier 1
211242948 | Central HP <5.4 tons | HEIL | HRCU-A-CB (Split System: Heat Pump with Remote Outdoor Unit-Air-Source) | DLCURAH24ABK |  |  | EA*4X37L17A* | *95ESN0401410A* | 24800 | 15.2 | 8.5 | 26200 | 21200 | 80.92% | 1.76 | 0 | 10 |  |  |  |  | R-410A | 2.0667 | Residential & Commercial | USHP | Ducted CEE Tier 1
211242981 | Central HP <5.4 tons | HEIL | HRCU-A-CB (Split System: Heat Pump with Remote Outdoor Unit-Air-Source) | DLCURAH24ABK |  |  | EA*4X37L17A* | *96VTN0401410A* | 24200 | 16 | 8.5 | 25600 | 21800 | 85.16% | 1.8 | 0 | 10 |  |  |  |  | R-410A | 2.0167 | Residential & Commercial | USHP | Ducted CEE Tier 1
212981224 | Central HP <5.4 tons | HEIL | HRCU-A-CB (Split System: Heat Pump with Remote Outdoor Unit-Air-Source) | DLCURAH30ABK |  |  | EA*4X42L24A* | *80MS(N,L)1352420A* | 30200 | 15.2 | 8.1 | 34400 | 27400 | 79.65% | 1.8 | 0 | 9 |  |  |  |  | R-410A | 2.5167 | Residential & Commercial | USHP
212975635 | Central HP <5.4 tons | HEIL | HRCU-A-CB (Split System: Heat Pump with Remote Outdoor Unit-Air-Source) | DLCURAH24ABK |  |  | EA*4X24L14A* | *96VTN0601412B* | 23200 | 16.5 | 8.5 | 26800 | 27000 | 100.7% | 2.3 | 0 | 10 |  |  |  |  | R-410A | 1.9333 | Residential & Commercial | USHP | Ducted CEE Tier 1
212978550 | Central HP <5.4 tons | HEIL | HRCU-A-CB (Split System: Heat Pump with Remote Outdoor Unit-Air-Source) | DLCURAH30ABK |  |  | EA*4X42L21A* | *80MS(N,L)0701712A* | 29800 | 15.2 | 8.1 | 34200 | 27600 | 80.7% | 1.8 | 0 | 9 |  |  |  |  | R-410A | 2.4833 | Residential & Commercial | USHP
212988736 | Central HP <5.4 tons | AIRQUEST | HRCU-A-CB (Split System: Heat Pump with Remote Outdoor Unit-Air-Source) | DLCURAH24ABK |  |  | EN(A,D)4X30L17** | *95MSU0401712A* | 23600 | 16.5 | 8.1 | 26400 | 24200 | 91.67% | 2.02 | 0 | 10 |  |  |  |  | R-410A | 1.9667 | Residential & Commercial | USHP | Ducted CEE Tier 1
212989204 | Central HP <5.4 tons | AIRQUEST | HRCU-A-CB (Split System: Heat Pump with Remote Outdoor Unit-Air-Source) | DLCURAH24ABK |  |  | EA*4X37L21A* | *95MSU0601716A* | 24200 | 17.5 | 8.5 | 25200 | 21600 | 85.71% | 1.82 | 0 | 10.5 |  |  |  |  | R-410A | 2.0167 | Residential & Commercial | USHP | Ducted CEE Tier 1
212989252 | Central HP <5.4 tons | AIRQUEST | HRCU-A-CB (Split System: Heat Pump with Remote Outdoor Unit-Air-Source) | DLCURAH24ABK |  |  | EN(A,D)4X36L21** | *95MSU0601716A* | 23600 | 17 | 8.5 | 26400 | 24400 | 92.42% | 2.02 | 0 | 10.5 |  |  |  |  | R-410A | 1.9667 | Residential & Commercial | USHP | Ducted CEE Tier 1
204456377 | Central HP <5.4 tons | COMFORTMAKER | HRCU-A-CB (Split System: Heat Pump with Remote Outdoor Unit-Air-Source) | CVH825GKA2* |  |  | EA*4X24L17A*+WALLCON | *80CTL0701716A* | 23200 | 16.5 | 8.1 | 22000 | 16800 | 76.36% | 1.9 | 11 | 10.5 |  |  |  |  | R-410A | 1.9333 | Residential & Commercial | USHP | Ducted CEE Tier 1
204456413 | Central HP <5.4 tons | COMFORTMAKER | HRCU-A-CB (Split System: Heat Pump with Remote Outdoor Unit-Air-Source) | CVH825GKA2* |  |  | EA*4X24L17A*+WALLCON | *97CMN0801714A* | 23200 | 16 | 8.1 | 22000 | 16900 | 76.82% | 1.88 | 11 | 10.5 |  |  |  |  | R-410A | 1.9333 | Residential & Commercial | USHP | Ducted CEE Tier 1
212973848 | Central HP <5.4 tons | HEIL | HRCU-A-CB (Split System: Heat Pump with Remote Outdoor Unit-Air-Source) | DLCURAH24ABK |  |  | EA*4X30L17A* | *96VSN0801716B* | 23400 | 17 | 8.5 | 26200 | 25000 | 95.42% | 2.08 | 0 | 10 |  |  |  |  | R-410A | 1.95 | Residential & Commercial | USHP | Ducted CEE Tier 1
212969772 | Central HP <5.4 tons | HEIL | HRCU-A-CB (Split System: Heat Pump with Remote Outdoor Unit-Air-Source) | DLCURAH24ABK |  |  | EA*4X30L17A* | *80VSL0451412B* | 23400 | 17 | 8.5 | 26200 | 24800 | 94.66% | 2.08 | 0 | 10 |  |  |  |  | R-410A | 1.95 | Residential & Commercial | USHP | Ducted CEE Tier 1
212971727 | Central HP <5.4 tons | HEIL | HRCU-A-CB (Split System: Heat Pump with Remote Outdoor Unit-Air-Source) | DLCURAH24ABK |  |  | EN(A,D,W)4X36L17** | *80VTL0701716B* | 23600 | 17 | 8.5 | 26400 | 24200 | 91.67% | 2.02 | 0 | 10.5 |  |  |  |  | R-410A | 1.9667 | Residential & Commercial | USHP | Ducted CEE Tier 1
211712451 | Central HP <5.4 tons | COMFORTMAKER | HRCU-A-CB (Split System: Heat Pump with Remote Outdoor Unit-Air-Source) | DLCURAH30ABK |  |  | EA*4X42L21A* | *80ES(N,L)0702116A* | 29600 | 15.2 | 8.1 | 33600 | 27400 | 81.55% | 1.78 | 0 | 9 |  |  |  |  | R-410A | 2.4667 | Residential & Commercial | USHP
212978071 | Central HP <5.4 tons | COMFORTMAKER | HRCU-A-CB (Split System: Heat Pump with Remote Outdoor Unit-Air-Source) | DLCURAH30ABK |  |  | END4X42L17** | *80MS(N,L)0701412A* | 29800 | 15.2 | 8.1 | 34000 | 27200 | 80% | 1.82 | 0 | 9 |  |  |  |  | R-410A | 2.4833 | Residential & Commercial | USHP
211713274 | Central HP <5.4 tons | COMFORTMAKER | HRCU-A-CB (Split System: Heat Pump with Remote Outdoor Unit-Air-Source) | DLCURAH30ABK |  |  | EA*4X43L21A* | *80ES(N,L)0901714A* | 30600 | 15.2 | 8.1 | 33200 | 26000 | 78.31% | 1.84 | 0 | 9 |  |  |  |  | R-410A | 2.55 | Residential & Commercial | USHP
208130406 | Central HP <5.4 tons | ECO-AIR | HRCU-A-CB (Split System: Heat Pump with Remote Outdoor Unit-Air-Source) | MOE30U-48HFN1-M-[X1] |  |  | MVC-48HWFN1-M | 0 | 47000 | 15.6 | 9.4 | 50000 | 46000 | 92% | 1.9 | 8.5 | 8.2 |  |  |  |  | R-410A | 3.9167 | Residential & Commercial | USHP
215942553 | Central HP <5.4 tons | AIRQUEST | HRCU-A-CB (Split System: Heat Pump with Remote Outdoor Unit-Air-Source) | H5H3V36*K*AAA* |  |  | EVD5X61M24A*+WALLCON | *80CSU1002120A* | 36000 | 22 | 8.5 | 37400 | 28400 | 75.94% | 2.04 | 0 | 12.5 |  |  |  |  | R-454B | 3 | Residential & Commercial | USHP | Ducted CEE Tier 1
212982223 | Central HP <5.4 tons | HEIL | HRCU-A-CB (Split System: Heat Pump with Remote Outdoor Unit-Air-Source) | DLCURAH30ABK |  |  | END4X42L17** | *80MSU0401712A* | 29800 | 15.2 | 8.5 | 33600 | 27000 | 80.36% | 1.82 | 0 | 9 |  |  |  |  | R-410A | 2.4833 | Residential & Commercial | USHP
214229238 | Central HP <5.4 tons | COMFORTMAKER | HRCU-A-CB (Split System: Heat Pump with Remote Outdoor Unit-Air-Source) | DLCURAH30ABK |  |  | EA*4X37L17A* | *80MSU0601716A* | 30400 | 15.2 | 8.5 | 33400 | 26800 | 80.24% | 1.82 | 0 | 9 |  |  |  |  | R-410A | 2.5333 | Residential & Commercial | USHP
212978605 | Central HP <5.4 tons | HEIL | HRCU-A-CB (Split System: Heat Pump with Remote Outdoor Unit-Air-Source) | DLCURAH30ABK |  |  | END4X42L17** | *80MS(N,L)0701712A* | 30000 | 15.2 | 8.1 | 34000 | 27200 | 80% | 1.82 | 0 | 9 |  |  |  |  | R-410A | 2.5 | Residential & Commercial | USHP
212980592 | Central HP <5.4 tons | HEIL | HRCU-A-CB (Split System: Heat Pump with Remote Outdoor Unit-Air-Source) | DLCURAH24ABK |  |  | EA*4X37L21A* | *80MS(N,L)0902120A* | 24000 | 17.5 | 8.5 | 25200 | 21800 | 86.51% | 1.82 | 0 | 10 |  |  |  |  | R-410A | 2 | Residential & Commercial | USHP | Ducted CEE Tier 1
204298630 | Central HP <5.4 tons | COMFORTMAKER | HRCU-A-CB (Split System: Heat Pump with Remote Outdoor Unit-Air-Source) | CVH837GKA** |  |  | EA*4X36L17A*+WALLCON | *80CTL0701412A* | 31400 | 17.5 | 8.1 | 33400 | 24400 | 73.05% | 1.84 | 11.5 | 11 |  |  |  |  | R-410A | 2.6167 | Residential & Commercial | USHP | Ducted CEE Tier 1
204298980 | Central HP <5.4 tons | COMFORTMAKER | HRCU-A-CB (Split System: Heat Pump with Remote Outdoor Unit-Air-Source) | CVH837GKA** |  |  | EA*4X42L21A*+WALLCON | *97CMN0801714A* | 31600 | 17 | 8.1 | 33400 | 24800 | 74.25% | 1.86 | 11.5 | 11 |  |  |  |  | R-410A | 2.6333 | Residential & Commercial | USHP | Ducted CEE Tier 1
204299230 | Central HP <5.4 tons | COMFORTMAKER | HRCU-A-CB (Split System: Heat Pump with Remote Outdoor Unit-Air-Source) | CVH837GKA** |  |  | EA*4X48L21A*+WALLCON | *80CTL0902120A* | 32200 | 17.5 | 8.5 | 32600 | 25000 | 76.69% | 1.98 | 12 | 11.7 |  |  |  |  | R-410A | 2.6833 | Residential & Commercial | USHP | Ducted CEE Tier 1
213771230 | Central HP <5.4 tons | COMFORTMAKER | HRCU-A-CB (Split System: Heat Pump with Remote Outdoor Unit-Air-Source) | CVH825GKA2* |  |  | EA*4X37L21A*+WALLCON | *96CTN0801714B* | 24400 | 16.5 | 8.1 | 21200 | 16600 | 78.3% | 2.02 | 0 | 11 |  |  |  |  | R-410A | 2.0333 | Residential & Commercial | USHP | Ducted CEE Tier 1
213771430 | Central HP <5.4 tons | COMFORTMAKER | HRCU-A-CB (Split System: Heat Pump with Remote Outdoor Unit-Air-Source) | CVH825GKA2* |  |  | EA*4X42L24A*+WALLCON | *96CTN1202422B* | 23800 | 17 | 8.1 | 21400 | 16600 | 77.57% | 1.96 | 0 | 11 |  |  |  |  | R-410A | 1.9833 | Residential & Commercial | USHP | Ducted CEE Tier 1
214238919 | Central HP <5.4 tons | DAY & NIGHT | HRCU-A-CB (Split System: Heat Pump with Remote Outdoor Unit-Air-Source) | CVH837GKA2* |  |  | EN(A,D)4X36L21**+WALLCON | *97CMN1002122B* | 31400 | 16.5 | 8.1 | 33000 | 24000 | 72.73% | 1.82 | 0 | 11 |  |  |  |  | R-410A | 2.6167 | Residential & Commercial | USHP | Ducted CEE Tier 1
214238989 | Central HP <5.4 tons | DAY & NIGHT | HRCU-A-CB (Split System: Heat Pump with Remote Outdoor Unit-Air-Source) | CVH837GKA2* |  |  | END4X42L17**+WALLCON | *80CTL0901716B* | 32000 | 17 | 8.1 | 33000 | 24600 | 74.55% | 1.9 | 0 | 11.5 |  |  |  |  | R-410A | 2.6667 | Residential & Commercial | USHP | Ducted CEE Tier 1
215942393 | Central HP <5.4 tons | AIRQUEST | HRCU-A-CB (Split System: Heat Pump with Remote Outdoor Unit-Air-Source) | H5H3V36*K*AAA* |  |  | EVM5X49M21A*+WALLCON | *96CTN0601714B* | 35200 | 21 | 8.5 | 37400 | 28000 | 74.87% | 2.06 | 0 | 11.7 |  |  |  |  | R-454B | 2.9333 | Residential & Commercial | USHP | Ducted CEE Tier 1
212979458 | Central HP <5.4 tons | HEIL | HRCU-A-CB (Split System: Heat Pump with Remote Outdoor Unit-Air-Source) | DLCURAH30ABK |  |  | EA*4X42L24A* | *80MS(N,L)0702116A* | 29800 | 15.2 | 8.1 | 34200 | 27600 | 80.7% | 1.8 | 0 | 9 |  |  |  |  | R-410A | 2.4833 | Residential & Commercial | USHP
215940757 | Central HP <5.4 tons | AIRQUEST | HRCU-A-CB (Split System: Heat Pump with Remote Outdoor Unit-Air-Source) | H5H3V36*K*AAA* |  |  | EVD5X48M24A*+WALLCON | *97CTN1202422A* | 35000 | 21.5 | 8.5 | 38000 | 28200 | 74.21% | 2.02 | 0 | 12 |  |  |  |  | R-454B | 2.9167 | Residential & Commercial | USHP | Ducted CEE Tier 1
215940877 | Central HP <5.4 tons | AIRQUEST | HRCU-A-CB (Split System: Heat Pump with Remote Outdoor Unit-Air-Source) | H5H3V36*K*AAA* |  |  | EVD5X60M24A*+WALLCON | *96CTN0802120B* | 35400 | 21.5 | 8.5 | 38000 | 28600 | 75.26% | 2.04 | 0 | 12 |  |  |  |  | R-454B | 2.95 | Residential & Commercial | USHP | Ducted CEE Tier 1
211712578 | Central HP <5.4 tons | HEIL | HRCU-A-CB (Split System: Heat Pump with Remote Outdoor Unit-Air-Source) | DLCURAH30ABK |  |  | EA*4X42L21A* | *80ESU0802120A | 29800 | 15.2 | 8.1 | 33800 | 27200 | 80.47% | 1.78 | 0 | 9 |  |  |  |  | R-410A | 2.4833 | Residential & Commercial | USHP
212978073 | Central HP <5.4 tons | HEIL | HRCU-A-CB (Split System: Heat Pump with Remote Outdoor Unit-Air-Source) | DLCURAH30ABK |  |  | END4X42L17** | *80MS(N,L)0701412A* | 29800 | 15.2 | 8.1 | 34000 | 27200 | 80% | 1.82 | 0 | 9 |  |  |  |  | R-410A | 2.4833 | Residential & Commercial | USHP
212974138 | Central HP <5.4 tons | HEIL | HRCU-A-CB (Split System: Heat Pump with Remote Outdoor Unit-Air-Source) | DLCURAH30ABK |  |  | EA*4X37L21A* | *96VSN0802120B* | 30400 | 15.2 | 8.1 | 33400 | 26400 | 79.04% | 1.86 | 0 | 9 |  |  |  |  | R-410A | 2.5333 | Residential & Commercial | USHP
212984962 | Central HP <5.4 tons | AIRQUEST | HRCU-A-CB (Split System: Heat Pump with Remote Outdoor Unit-Air-Source) | DLCURAH30ABK |  |  | EA*4X36L21A* | *92MSN0802120A* | 30000 | 15.2 | 8.1 | 34400 | 28000 | 81.4% | 1.78 | 0 | 9 |  |  |  |  | R-410A | 2.5 | Residential & Commercial | USHP
204299250 | Central HP <5.4 tons | COMFORTMAKER | HRCU-A-CB (Split System: Heat Pump with Remote Outdoor Unit-Air-Source) | CVH837GKA** |  |  | EA*4X48L21A*+WALLCON | *96CTN0801714A* | 32200 | 17 | 8.1 | 32800 | 25200 | 76.83% | 1.96 | 11.5 | 11 |  |  |  |  | R-410A | 2.6833 | Residential & Commercial | USHP | Ducted CEE Tier 1
212982255 | Central HP <5.4 tons | AIRQUEST | HRCU-A-CB (Split System: Heat Pump with Remote Outdoor Unit-Air-Source) | DLCURAH24ABK |  |  | EA*4X25L17A* | *80MSU0401712A* | 24400 | 17 | 8.5 | 25200 | 21600 | 85.71% | 1.82 | 0 | 10 |  |  |  |  | R-410A | 2.0333 | Residential & Commercial | USHP | Ducted CEE Tier 1
212982339 | Central HP <5.4 tons | AIRQUEST | HRCU-A-CB (Split System: Heat Pump with Remote Outdoor Unit-Air-Source) | DLCURAH24ABK |  |  | EN(A,D)4X30L17** | *80MSU0401712A* | 23800 | 16.5 | 8.5 | 25800 | 23800 | 92.25% | 1.98 | 0 | 10.5 |  |  |  |  | R-410A | 1.9833 | Residential & Commercial | USHP | Ducted CEE Tier 1
212983176 | Central HP <5.4 tons | AIRQUEST | HRCU-A-CB (Split System: Heat Pump with Remote Outdoor Unit-Air-Source) | DLCURAH24ABK |  |  | EA*4X36L21A* | *92MSN0401712A* | 23600 | 16 | 8.5 | 26400 | 24000 | 90.91% | 1.96 | 0 | 10 |  |  |  |  | R-410A | 1.9667 | Residential & Commercial | USHP | Ducted CEE Tier 1
212983209 | Central HP <5.4 tons | AIRQUEST | HRCU-A-CB (Split System: Heat Pump with Remote Outdoor Unit-Air-Source) | DLCURAH24ABK |  |  | EN(A,D)4X24L17** | *92MSN0401712A* | 23000 | 15.5 | 8.5 | 27000 | 25600 | 94.81% | 2.12 | 0 | 10 |  |  |  |  | R-410A | 1.9167 | Residential & Commercial | USHP | Ducted CEE Tier 1
212983559 | Central HP <5.4 tons | AIRQUEST | HRCU-A-CB (Split System: Heat Pump with Remote Outdoor Unit-Air-Source) | DLCURAH24ABK |  |  | EA*4X36L17A* | *92MSN0601412A* | 24000 | 17 | 8.5 | 26400 | 23400 | 88.64% | 1.94 | 0 | 10 |  |  |  |  | R-410A | 2 | Residential & Commercial | USHP | Ducted CEE Tier 1
212988724 | Central HP <5.4 tons | AIRQUEST | HRCU-A-CB (Split System: Heat Pump with Remote Outdoor Unit-Air-Source) | DLCURAH24ABK |  |  | EN(A,D)4X24L17** | *95MSU0401712A* | 23200 | 16 | 8.5 | 27000 | 25200 | 93.33% | 2.1 | 0 | 10 |  |  |  |  | R-410A | 1.9333 | Residential & Commercial | USHP | Ducted CEE Tier 1
215942533 | Central HP <5.4 tons | AIRQUEST | HRCU-A-CB (Split System: Heat Pump with Remote Outdoor Unit-Air-Source) | H5H3V36*K*AAA* |  |  | EVD5X61M21A*+WALLCON | *97CMN1002122B* | 36000 | 22 | 8.5 | 37400 | 28200 | 75.4% | 2.04 | 0 | 12.5 |  |  |  |  | R-454B | 3 | Residential & Commercial | USHP | Ducted CEE Tier 1
212983231 | Central HP <5.4 tons | AIRQUEST | HRCU-A-CB (Split System: Heat Pump with Remote Outdoor Unit-Air-Source) | DLCURAH24ABK |  |  | EN(A,D,W)4X36L17** | *92MSN0401712A* | 23400 | 15.5 | 8.1 | 26200 | 24200 | 92.37% | 1.98 | 0 | 10 |  |  |  |  | R-410A | 1.95 | Residential & Commercial | USHP | Ducted CEE Tier 1
212981616 | Central HP <5.4 tons | CARRIER | HRCU-A-CB (Split System: Heat Pump with Remote Outdoor Unit-Air-Source) | 38MURAQ30AB3* |  |  | CAP**4321AL* | 58SU*B040M17**12 | 30600 | 15.2 | 8.1 | 33200 | 26200 | 78.92% | 1.86 | 0 | 9 |  |  |  |  | R-410A | 2.55 | Residential & Commercial | USHP
212982168 | Central HP <5.4 tons | CARRIER | HRCU-A-CB (Split System: Heat Pump with Remote Outdoor Unit-Air-Source) | 38MURAQ30AB3* |  |  | CAP**4321AL* | 58SU*B060M17**16 | 30800 | 15.2 | 8.5 | 33000 | 26200 | 79.39% | 1.86 | 0 | 9 |  |  |  |  | R-410A | 2.5667 | Residential & Commercial | USHP
212982216 | Central HP <5.4 tons | CARRIER | HRCU-A-CB (Split System: Heat Pump with Remote Outdoor Unit-Air-Source) | 38MURAQ30AB3* |  |  | CNPV*4217AL* | 58SU*B060M17**16 | 29800 | 15.2 | 8.1 | 34000 | 27000 | 79.41% | 1.82 | 0 | 9 |  |  |  |  | R-410A | 2.4833 | Residential & Commercial | USHP
204299430 | Central HP <5.4 tons | COMFORTMAKER | HRCU-A-CB (Split System: Heat Pump with Remote Outdoor Unit-Air-Source) | CVH837GKA** |  |  | EA*4X48L24A*+WALLCON | *96CTN1002122A* | 32400 | 17.5 | 8.5 | 32600 | 24800 | 76.07% | 2 | 12 | 11.7 |  |  |  |  | R-410A | 2.7 | Residential & Commercial | USHP | Ducted CEE Tier 1
204300084 | Central HP <5.4 tons | COMFORTMAKER | HRCU-A-CB (Split System: Heat Pump with Remote Outdoor Unit-Air-Source) | CVH837GKA** |  |  | EHD4X36AAL+WALLCON | *80CTL1352422A* | 32200 | 16.5 | 8.1 | 33200 | 24600 | 74.1% | 1.94 | 11 | 11 |  |  |  |  | R-410A | 2.6833 | Residential & Commercial | USHP | Ducted CEE Tier 1
212982965 | Central HP <5.4 tons | COMFORTMAKER | HRCU-A-CB (Split System: Heat Pump with Remote Outdoor Unit-Air-Source) | DLCURAH30ABK |  |  | EA*4X42L24A* | *80MSU0802120A* | 29600 | 15.5 | 8.5 | 33600 | 27400 | 81.55% | 1.78 | 0 | 9 |  |  |  |  | R-410A | 2.4667 | Residential & Commercial | USHP
204299160 | Central HP <5.4 tons | COMFORTMAKER | HRCU-A-CB (Split System: Heat Pump with Remote Outdoor Unit-Air-Source) | CVH837GKA** |  |  | EA*4X42L24A*+WALLCON | *97CMN0602120A* | 31600 | 17 | 8.1 | 33400 | 24600 | 73.65% | 1.88 | 11.5 | 11 |  |  |  |  | R-410A | 2.6333 | Residential & Commercial | USHP | Ducted CEE Tier 1
204299560 | Central HP <5.4 tons | COMFORTMAKER | HRCU-A-CB (Split System: Heat Pump with Remote Outdoor Unit-Air-Source) | CVH837GKA** |  |  | END4X42L17**+WALLCON | *80CTL0901716A* | 32200 | 17.5 | 8.1 | 33000 | 24600 | 74.55% | 1.92 | 11 | 11.7 |  |  |  |  | R-410A | 2.6833 | Residential & Commercial | USHP | Ducted CEE Tier 1
214229271 | Central HP <5.4 tons | COMFORTMAKER | HRCU-A-CB (Split System: Heat Pump with Remote Outdoor Unit-Air-Source) | DLCURAH30ABK |  |  | END4X42L17** | *80MSU0601716A* | 29800 | 15.2 | 8.1 | 34000 | 27000 | 79.41% | 1.82 | 0 | 9 |  |  |  |  | R-410A | 2.4833 | Residential & Commercial | USHP
212973548 | Central HP <5.4 tons | HEIL | HRCU-A-CB (Split System: Heat Pump with Remote Outdoor Unit-Air-Source) | DLCURAH24ABK |  |  | EA*4X25L17A* | *96VSN0601412B* | 24000 | 17 | 8.5 | 25000 | 21800 | 87.2% | 1.82 | 0 | 10 |  |  |  |  | R-410A | 2 | Residential & Commercial | USHP | Ducted CEE Tier 1
212972127 | Central HP <5.4 tons | HEIL | HRCU-A-CB (Split System: Heat Pump with Remote Outdoor Unit-Air-Source) | DLCURAH24ABK |  |  | EA*4X36L21A* | *80VTL0902120B* | 23600 | 17 | 8.5 | 26200 | 24000 | 91.6% | 1.98 | 0 | 10 |  |  |  |  | R-410A | 1.9667 | Residential & Commercial | USHP | Ducted CEE Tier 1
211243081 | Central HP <5.4 tons | HEIL | HRCU-A-CB (Split System: Heat Pump with Remote Outdoor Unit-Air-Source) | DLCURAH24ABK |  |  | EA*4X37L17A* | *92ESN0601714A* | 24800 | 17 | 8.5 | 25600 | 21400 | 83.59% | 1.8 | 0 | 10.5 |  |  |  |  | R-410A | 2.0667 | Residential & Commercial | USHP | Ducted CEE Tier 1
215488098 | Central HP <5.4 tons | GOODMAN | HRCU-A-CB (Split System: Heat Pump with Remote Outdoor Unit-Air-Source) | GZV7SA4210A* |  |  | CHPEA6030*3A* | G*VM971005CNB* | 40500 | 16.5 | 8.6 | 41000 | 31000 | 75.61% | 2 | 0 | 10 |  |  |  |  | R-32 | 3.375 | Residential & Commercial | USHP | Ducted CEE Tier 1
212980178 | Central HP <5.4 tons | CARRIER | HRCU-A-CB (Split System: Heat Pump with Remote Outdoor Unit-Air-Source) | 38MURAQ30AB3* |  |  | CAP**3621AL* | 58S(B,C)*B090M21**16 | 29400 | 15.2 | 8.1 | 34000 | 28000 | 82.35% | 1.76 | 0 | 9 |  |  |  |  | R-410A | 2.45 | Residential & Commercial | USHP
212980898 | Central HP <5.4 tons | CARRIER | HRCU-A-CB (Split System: Heat Pump with Remote Outdoor Unit-Air-Source) | 38MURAQ30AB3* |  |  | CAP**3621AL* | 58S(B,C)*B110M21**20 | 30200 | 15.2 | 8.1 | 34400 | 27800 | 80.81% | 1.8 | 0 | 9 |  |  |  |  | R-410A | 2.5167 | Residential & Commercial | USHP
211261523 | Central HP <5.4 tons | COMFORTMAKER | HRCU-A-CB (Split System: Heat Pump with Remote Outdoor Unit-Air-Source) | DLCURAH18ABK |  |  | EA*4X30L17A* | *80VSL0451412A* | 17900 | 16 | 8.5 | 18400 | 18500 | 100.5% | 2.22 | 0 | 10.5 |  |  |  |  | R-410A | 1.4917 | Residential & Commercial | USHP | Ducted CEE Tier 1
212980489 | Central HP <5.4 tons | AIRQUEST | HRCU-A-CB (Split System: Heat Pump with Remote Outdoor Unit-Air-Source) | DLCURAH36ABK |  |  | EA*4X48L24A* | *80MS(N,L)0902120A* | 36000 | 16.5 | 8.5 | 37800 | 34600 | 91.53% | 2.04 | 0 | 10 |  |  |  |  | R-410A | 3 | Residential & Commercial | USHP | Ducted CEE Tier 1
211226638 | Central HP <5.4 tons | COMFORTMAKER | HRCU-A-CB (Split System: Heat Pump with Remote Outdoor Unit-Air-Source) | DLCURAH36ABK |  |  | EA*4X37L17A* | *92ESN0801716A* | 36800 | 15.2 | 8.5 | 39500 | 35000 | 88.61% | 2.06 | 0 | 10 |  |  |  |  | R-410A | 3.0667 | Residential & Commercial | USHP | Ducted CEE Tier 1
211244547 | Central HP <5.4 tons | COMFORTMAKER | HRCU-A-CB (Split System: Heat Pump with Remote Outdoor Unit-Air-Source) | DLCURAH24ABK |  |  | EN(A,D)4X30L17** | *80ESU0401712A* | 24000 | 17 | 8.1 | 26000 | 23200 | 89.23% | 1.94 | 0 | 10.5 |  |  |  |  | R-410A | 2 | Residential & Commercial | USHP | Ducted CEE Tier 1
211241589 | Central HP <5.4 tons | DAY & NIGHT | HRCU-A-CB (Split System: Heat Pump with Remote Outdoor Unit-Air-Source) | DLCURAH24ABK |  |  | EA*4X30L17A* | *95ESN0601412A* | 24400 | 15.5 | 8.5 | 26600 | 22800 | 85.71% | 1.86 | 0 | 10 |  |  |  |  | R-410A | 2.0333 | Residential & Commercial | USHP | Ducted CEE Tier 1
211242191 | Central HP <5.4 tons | DAY & NIGHT | HRCU-A-CB (Split System: Heat Pump with Remote Outdoor Unit-Air-Source) | DLCURAH24ABK |  |  | EA*4X36L17A* | *92ESN0401712A* | 23800 | 16 | 8.5 | 26000 | 23200 | 89.23% | 1.9 | 0 | 10 |  |  |  |  | R-410A | 1.9833 | Residential & Commercial | USHP | Ducted CEE Tier 1
211242214 | Central HP <5.4 tons | DAY & NIGHT | HRCU-A-CB (Split System: Heat Pump with Remote Outdoor Unit-Air-Source) | DLCURAH24ABK |  |  | EA*4X36L17A* | *80ESU0601716A | 25000 | 16.5 | 8.5 | 26600 | 21800 | 81.95% | 1.82 | 0 | 10 |  |  |  |  | R-410A | 2.0833 | Residential & Commercial | USHP | Ducted CEE Tier 1
211242427 | Central HP <5.4 tons | DAY & NIGHT | HRCU-A-CB (Split System: Heat Pump with Remote Outdoor Unit-Air-Source) | DLCURAH24ABK |  |  | EA*4X36L21A* | *95ESU0601716A* | 24400 | 17 | 8.5 | 26200 | 22400 | 85.5% | 1.86 | 0 | 10 |  |  |  |  | R-410A | 2.0333 | Residential & Commercial | USHP | Ducted CEE Tier 1
215931935 | Central HP <5.4 tons | BRYANT HEATING AND COOLING SYSTEMS | HRCU-A-CB (Split System: Heat Pump with Remote Outdoor Unit-Air-Source) | 293VAN036**AA* |  |  | CAA**2417AM*+UI | 987MC42060C17*** | 31400 | 18.5 | 9.5 | 35000 | 27000 | 77.14% | 1.98 | 0 | 10 |  |  |  |  | R-454B | 2.6167 | Residential & Commercial | USHP | Ducted CEE Tier 1
213079074 | Central HP <5.4 tons | COMFORTMAKER | HRCU-A-CB (Split System: Heat Pump with Remote Outdoor Unit-Air-Source) | DLCURAH36ABK |  |  | EN(A,D,W)4X48L21** | *80MSU0401712A* | 35800 | 16.5 | 8.1 | 38500 | 34800 | 90.39% | 2 | 0 | 10 |  |  |  |  | R-410A | 2.9833 | Residential & Commercial | USHP | Ducted CEE Tier 1
215931885 | Central HP <5.4 tons | BRYANT HEATING AND COOLING SYSTEMS | HRCU-A-CB (Split System: Heat Pump with Remote Outdoor Unit-Air-Source) | 293VAN060**AA* |  |  | CSAH*6012AM*+UI | 987MC66100C21*** | 56500 | 18 | 8.1 | 61000 | 46000 | 75.41% | 1.95 | 0 | 11 |  |  |  |  | R-454B | 4.7083 | Residential & Commercial | USHP | Ducted CEE Tier 1
211242691 | Central HP <5.4 tons | DAY & NIGHT | HRCU-A-CB (Split System: Heat Pump with Remote Outdoor Unit-Air-Source) | DLCURAH24ABK |  |  | EA*4X36L21A* | *92ESN0401712A* | 23800 | 16 | 8.5 | 26000 | 23000 | 88.46% | 1.88 | 0 | 10 |  |  |  |  | R-410A | 1.9833 | Residential & Commercial | USHP | Ducted CEE Tier 1
211242750 | Central HP <5.4 tons | DAY & NIGHT | HRCU-A-CB (Split System: Heat Pump with Remote Outdoor Unit-Air-Source) | DLCURAH24ABK |  |  | EA*4X36L21A* | OLV112A16A | 24400 | 16 | 8.5 | 26400 | 22200 | 84.09% | 1.84 | 0 | 10 |  |  |  |  | R-410A | 2.0333 | Residential & Commercial | USHP | Ducted CEE Tier 1
211242777 | Central HP <5.4 tons | DAY & NIGHT | HRCU-A-CB (Split System: Heat Pump with Remote Outdoor Unit-Air-Source) | DLCURAH24ABK |  |  | EA*4X37L17A* | *96VSN0601714A* | 24600 | 16.5 | 8.5 | 25600 | 21600 | 84.38% | 1.8 | 0 | 10 |  |  |  |  | R-410A | 2.05 | Residential & Commercial | USHP | Ducted CEE Tier 1
211243168 | Central HP <5.4 tons | DAY & NIGHT | HRCU-A-CB (Split System: Heat Pump with Remote Outdoor Unit-Air-Source) | DLCURAH24ABK |  |  | EA*4X37L17A* | OMV098J12* | 24200 | 16.5 | 8.5 | 25400 | 21800 | 85.83% | 1.82 | 0 | 10 |  |  |  |  | R-410A | 2.0167 | Residential & Commercial | USHP | Ducted CEE Tier 1
211243186 | Central HP <5.4 tons | DAY & NIGHT | HRCU-A-CB (Split System: Heat Pump with Remote Outdoor Unit-Air-Source) | DLCURAH24ABK |  |  | EA*4X37L17A* | OMV112K14A | 24800 | 16 | 8.5 | 25800 | 21400 | 82.95% | 1.78 | 0 | 10 |  |  |  |  | R-410A | 2.0667 | Residential & Commercial | USHP | Ducted CEE Tier 1
211243343 | Central HP <5.4 tons | DAY & NIGHT | HRCU-A-CB (Split System: Heat Pump with Remote Outdoor Unit-Air-Source) | DLCURAH24ABK |  |  | EA*4X37L21A* | *80VSL0701716A* | 24600 | 17 | 8.5 | 25400 | 21200 | 83.46% | 1.78 | 0 | 10.5 |  |  |  |  | R-410A | 2.05 | Residential & Commercial | USHP | Ducted CEE Tier 1
211243395 | Central HP <5.4 tons | DAY & NIGHT | HRCU-A-CB (Split System: Heat Pump with Remote Outdoor Unit-Air-Source) | DLCURAH24ABK |  |  | EA*4X37L21A* | *80VTL0902120A* | 24600 | 17 | 8.5 | 25400 | 21200 | 83.46% | 1.78 | 0 | 10.5 |  |  |  |  | R-410A | 2.05 | Residential & Commercial | USHP | Ducted CEE Tier 1
212979438 | Central HP <5.4 tons | HEIL | HRCU-A-CB (Split System: Heat Pump with Remote Outdoor Unit-Air-Source) | DLCURAH30ABK |  |  | EA*4X37L21A* | *80MS(N,L)0702116A* | 30400 | 15.2 | 8.1 | 33400 | 26400 | 79.04% | 1.84 | 0 | 9 |  |  |  |  | R-410A | 2.5333 | Residential & Commercial | USHP
215942603 | Central HP <5.4 tons | AIRQUEST | HRCU-A-CB (Split System: Heat Pump with Remote Outdoor Unit-Air-Source) | H5H3V36*K*AAA* |  |  | EVM5X61M24A*+WALLCON | *96CTN0802120B* | 36000 | 22 | 8.5 | 37400 | 28200 | 75.4% | 2.04 | 0 | 12.5 |  |  |  |  | R-454B | 3 | Residential & Commercial | USHP | Ducted CEE Tier 1
212984544 | Central HP <5.4 tons | AIRQUEST | HRCU-A-CB (Split System: Heat Pump with Remote Outdoor Unit-Air-Source) | DLCURAH30ABK |  |  | END4X42L17** | *92MSN0801716A* | 30000 | 15.2 | 8.1 | 34000 | 27200 | 80% | 1.82 | 0 | 9 |  |  |  |  | R-410A | 2.5 | Residential & Commercial | USHP
212985615 | Central HP <5.4 tons | AIRQUEST | HRCU-A-CB (Split System: Heat Pump with Remote Outdoor Unit-Air-Source) | DLCURAH30ABK |  |  | EA*4X42L24A* | *92MSN1202420A* | 30000 | 15.2 | 8.1 | 34200 | 27600 | 80.7% | 1.8 | 0 | 9 |  |  |  |  | R-410A | 2.5 | Residential & Commercial | USHP
212987000 | Central HP <5.4 tons | AIRQUEST | HRCU-A-CB (Split System: Heat Pump with Remote Outdoor Unit-Air-Source) | DLCURAH18ABK |  |  | EA*4X24L17A* | *96MSN0601412A* | 17300 | 16 | 8.5 | 18200 | 19400 | 106.6% | 2.34 | 0 | 10.5 |  |  |  |  | R-410A | 1.4417 | Residential & Commercial | USHP | Ducted CEE Tier 1
211262292 | Central HP <5.4 tons | COMFORTMAKER | HRCU-A-CB (Split System: Heat Pump with Remote Outdoor Unit-Air-Source) | DLCURAH18ABK |  |  | EN(A,D)4X18L14** | *80VTL0451412A* | 17400 | 16 | 8.5 | 18400 | 19400 | 105.4% | 2.34 | 0 | 10.5 |  |  |  |  | R-410A | 1.45 | Residential & Commercial | USHP | Ducted CEE Tier 1
215488095 | Central HP <5.4 tons | GOODMAN | HRCU-A-CB (Split System: Heat Pump with Remote Outdoor Unit-Air-Source) | GZV7SA4210A* |  |  | CHPEA4830*3A* | G*VC961005CNB* | 40500 | 16.5 | 8.6 | 41000 | 31000 | 75.61% | 2 | 0 | 10 |  |  |  |  | R-32 | 3.375 | Residential & Commercial | USHP | Ducted CEE Tier 1
211243440 | Central HP <5.4 tons | TEMPSTAR | HRCU-A-CB (Split System: Heat Pump with Remote Outdoor Unit-Air-Source) | DLCURAH24ABK |  |  | EA*4X37L21A* | *80VTL0701716A* | 24800 | 17 | 8.5 | 25400 | 20800 | 81.89% | 1.76 | 0 | 10.5 |  |  |  |  | R-410A | 2.0667 | Residential & Commercial | USHP | Ducted CEE Tier 1
211244174 | Central HP <5.4 tons | HEIL | HRCU-A-CB (Split System: Heat Pump with Remote Outdoor Unit-Air-Source) | DLCURAH24ABK |  |  | EN(A,D)4X24L17** | *92ESN0801716A* | 23800 | 16.5 | 8.5 | 26800 | 23200 | 86.57% | 1.92 | 0 | 10 |  |  |  |  | R-410A | 1.9833 | Residential & Commercial | USHP | Ducted CEE Tier 1
211243776 | Central HP <5.4 tons | HEIL | HRCU-A-CB (Split System: Heat Pump with Remote Outdoor Unit-Air-Source) | DLCURAH24ABK |  |  | EN(A,D)4X24L14** | *96VTN0601412A* | 23200 | 16 | 8.5 | 26400 | 24600 | 93.18% | 2.04 | 0 | 10 |  |  |  |  | R-410A | 1.9333 | Residential & Commercial | USHP | Ducted CEE Tier 1
211244010 | Central HP <5.4 tons | HEIL | HRCU-A-CB (Split System: Heat Pump with Remote Outdoor Unit-Air-Source) | DLCURAH24ABK |  |  | EN(A,D)4X24L17** | *96VTN0801716A* | 23800 | 16 | 8.5 | 26800 | 23400 | 87.31% | 1.92 | 0 | 10 |  |  |  |  | R-410A | 1.9833 | Residential & Commercial | USHP | Ducted CEE Tier 1
215932555 | Central HP <5.4 tons | BRYANT HEATING AND COOLING SYSTEMS | HRCU-A-CB (Split System: Heat Pump with Remote Outdoor Unit-Air-Source) | 293VAN036**AA* |  |  | CAA**6024AM*+UI | 88*TB60110C21*** | 34000 | 20.5 | 9.5 | 34000 | 25800 | 75.88% | 2.04 | 0 | 12 |  |  |  |  | R-454B | 2.8333 | Residential & Commercial | USHP | Ducted CEE Tier 1
215932705 | Central HP <5.4 tons | BRYANT HEATING AND COOLING SYSTEMS | HRCU-A-CB (Split System: Heat Pump with Remote Outdoor Unit-Air-Source) | 293VAN036**AA* |  |  | CAA**6121AM*+UI | 88*TB60070C21*** | 34400 | 20.5 | 9 | 34400 | 26200 | 76.16% | 1.96 | 0 | 11.7 |  |  |  |  | R-454B | 2.8667 | Residential & Commercial | USHP | Ducted CEE Tier 1
215935470 | Central HP <5.4 tons | DAY & NIGHT | HRCU-A-CB (Split System: Heat Pump with Remote Outdoor Unit-Air-Source) | C5H3V36*K*AAA* |  |  | EVM5X61M24A*+WALLCON | *80CTL1102120B* | 36000 | 22.5 | 8.5 | 37600 | 28200 | 75% | 2.06 | 0 | 12.5 |  |  |  |  | R-454B | 3 | Residential & Commercial | USHP | Ducted CEE Tier 1
211262219 | Central HP <5.4 tons | COMFORTMAKER | HRCU-A-CB (Split System: Heat Pump with Remote Outdoor Unit-Air-Source) | DLCURAH18ABK |  |  | EA*4X30L17A* | OMV112K14A | 18200 | 15.5 | 8.5 | 18900 | 18400 | 97.35% | 2.2 | 0 | 10.5 |  |  |  |  | R-410A | 1.5167 | Residential & Commercial | USHP | Ducted CEE Tier 1
211262273 | Central HP <5.4 tons | COMFORTMAKER | HRCU-A-CB (Split System: Heat Pump with Remote Outdoor Unit-Air-Source) | DLCURAH18ABK |  |  | EN(A,D)4X18L14** | *96VSN0601412A* | 17600 | 15.5 | 8.5 | 18700 | 19300 | 103.2% | 2.32 | 0 | 10.5 |  |  |  |  | R-410A | 1.4667 | Residential & Commercial | USHP | Ducted CEE Tier 1
211262514 | Central HP <5.4 tons | COMFORTMAKER | HRCU-A-CB (Split System: Heat Pump with Remote Outdoor Unit-Air-Source) | DLCURAH18ABK |  |  | EN(A,D)4X24L14** | *80VSL0451412A* | 17700 | 16 | 8.5 | 18600 | 18800 | 101.1% | 2.26 | 0 | 10.5 |  |  |  |  | R-410A | 1.475 | Residential & Commercial | USHP | Ducted CEE Tier 1
212983266 | Central HP <5.4 tons | COMFORTMAKER | HRCU-A-CB (Split System: Heat Pump with Remote Outdoor Unit-Air-Source) | DLCURAH18ABK |  |  | EA*4X24L17A* | *92MSN0401712A* | 17200 | 15.5 | 8.5 | 18300 | 19400 | 106% | 2.32 | 0 | 10 |  |  |  |  | R-410A | 1.4333 | Residential & Commercial | USHP | Ducted CEE Tier 1
211262202 | Central HP <5.4 tons | COMFORTMAKER | HRCU-A-CB (Split System: Heat Pump with Remote Outdoor Unit-Air-Source) | DLCURAH18ABK |  |  | EA*4X30L17A* | OLV098A12* | 18200 | 15.5 | 8.5 | 18800 | 18400 | 97.87% | 2.22 | 0 | 10.5 |  |  |  |  | R-410A | 1.5167 | Residential & Commercial | USHP | Ducted CEE Tier 1
211243895 | Central HP <5.4 tons | DAY & NIGHT | HRCU-A-CB (Split System: Heat Pump with Remote Outdoor Unit-Air-Source) | DLCURAH24ABK |  |  | EN(A,D)4X24L17** | *96VSN0801716A* | 23800 | 16 | 8.5 | 26800 | 23400 | 87.31% | 1.92 | 0 | 10 |  |  |  |  | R-410A | 1.9833 | Residential & Commercial | USHP | Ducted CEE Tier 1
211243963 | Central HP <5.4 tons | DAY & NIGHT | HRCU-A-CB (Split System: Heat Pump with Remote Outdoor Unit-Air-Source) | DLCURAH24ABK |  |  | EN(A,D)4X24L17** | *95ESU0601716A* | 23800 | 16.5 | 8.5 | 26800 | 23400 | 87.31% | 1.92 | 0 | 10 |  |  |  |  | R-410A | 1.9833 | Residential & Commercial | USHP | Ducted CEE Tier 1
211244115 | Central HP <5.4 tons | DAY & NIGHT | HRCU-A-CB (Split System: Heat Pump with Remote Outdoor Unit-Air-Source) | DLCURAH24ABK |  |  | EN(A,D)4X24L17** | *80ES(N,L)0451712A* | 23600 | 16 | 8.5 | 26800 | 23600 | 88.06% | 1.94 | 0 | 10 |  |  |  |  | R-410A | 1.9667 | Residential & Commercial | USHP | Ducted CEE Tier 1
211241232 | Central HP <5.4 tons | DAY & NIGHT | HRCU-A-CB (Split System: Heat Pump with Remote Outdoor Unit-Air-Source) | DLCURAH24ABK |  |  | EA*4X25L17A* | OMV112K14A | 24800 | 16 | 8.5 | 25800 | 21200 | 82.17% | 1.76 | 0 | 10 |  |  |  |  | R-410A | 2.0667 | Residential & Commercial | USHP | Ducted CEE Tier 1
216676474 | Central HP <5.4 tons | COMFORTMAKER | HRCU-A-CB (Split System: Heat Pump with Remote Outdoor Unit-Air-Source) | D5CURAH24AAK |  |  | EA*5X37M21A* | *80MSU0802120A* | 24200 | 15.5 | 8.5 | 22800 | 19000 | 83.33% | 1.96 | 0 | 10 |  |  |  |  | R-454B | 2.0167 | Residential & Commercial | USHP | Ducted CEE Tier 1
216677646 | Central HP <5.4 tons | COMFORTMAKER | HRCU-A-CB (Split System: Heat Pump with Remote Outdoor Unit-Air-Source) | D5CURAH24AAK |  |  | ESH5X36M12A* | *96VSN1002120B* | 24600 | 15.2 | 8.5 | 23800 | 19400 | 81.51% | 1.92 | 0 | 10 |  |  |  |  | R-454B | 2.05 | Residential & Commercial | USHP | Ducted CEE Tier 1
216736297 | Central HP <5.4 tons | AIRQUEST | HRCU-A-CB (Split System: Heat Pump with Remote Outdoor Unit-Air-Source) | D5CUHAH24AAK |  |  | ESH5X24M12A* | *80VSL0901716B* | 22200 | 15.2 | 8.1 | 21000 | 19000 | 90.48% | 1.9 | 0 | 10.5 |  |  |  |  | R-454B | 1.85 | Residential & Commercial | USHP | Ducted CEE Tier 1
216736956 | Central HP <5.4 tons | AIRQUEST | HRCU-A-CB (Split System: Heat Pump with Remote Outdoor Unit-Air-Source) | D5CUHAH24AAK |  |  | ESH5X24M12A* | *97VTN1202422A* | 22400 | 15.2 | 8.1 | 21200 | 19100 | 90.09% | 1.85 | 0 | 10.5 |  |  |  |  | R-454B | 1.8667 | Residential & Commercial | USHP | Ducted CEE Tier 1
212989171 | Central HP <5.4 tons | DAY & NIGHT | HRCU-A-CB (Split System: Heat Pump with Remote Outdoor Unit-Air-Source) | DLCURAH24ABK |  |  | EA*4X36L17A* | *95MSU0601716A* | 23600 | 17 | 8.5 | 26200 | 24000 | 91.6% | 1.98 | 0 | 10 |  |  |  |  | R-410A | 1.9667 | Residential & Commercial | USHP | Ducted CEE Tier 1
212989255 | Central HP <5.4 tons | DAY & NIGHT | HRCU-A-CB (Split System: Heat Pump with Remote Outdoor Unit-Air-Source) | DLCURAH24ABK |  |  | EN(A,D)4X36L21** | *95MSU0601716A* | 23600 | 17 | 8.5 | 26400 | 24400 | 92.42% | 2.02 | 0 | 10.5 |  |  |  |  | R-410A | 1.9667 | Residential & Commercial | USHP | Ducted CEE Tier 1
212989603 | Central HP <5.4 tons | DAY & NIGHT | HRCU-A-CB (Split System: Heat Pump with Remote Outdoor Unit-Air-Source) | DLCURAH24ABK |  |  | EA*4X36L21A* | *95MSU0802120A* | 23600 | 17 | 8.5 | 26200 | 23800 | 90.84% | 1.98 | 0 | 10 |  |  |  |  | R-410A | 1.9667 | Residential & Commercial | USHP | Ducted CEE Tier 1
215932655 | Central HP <5.4 tons | BRYANT HEATING AND COOLING SYSTEMS | HRCU-A-CB (Split System: Heat Pump with Remote Outdoor Unit-Air-Source) | 293VAN036**AA* |  |  | CAA**6121AM*+UI | 83*CA36040C17*** | 34400 | 20.5 | 9 | 34600 | 26200 | 75.72% | 1.94 | 0 | 11.7 |  |  |  |  | R-454B | 2.8667 | Residential & Commercial | USHP | Ducted CEE Tier 1
215942413 | Central HP <5.4 tons | AIRQUEST | HRCU-A-CB (Split System: Heat Pump with Remote Outdoor Unit-Air-Source) | H5H3V36*K*AAA* |  |  | EVM5X60M21A*+WALLCON | *96CTN0601714B* | 35200 | 21 | 8.5 | 37400 | 28000 | 74.87% | 2.06 | 0 | 11.7 |  |  |  |  | R-454B | 2.9333 | Residential & Commercial | USHP | Ducted CEE Tier 1
211244461 | Central HP <5.4 tons | HEIL | HRCU-A-CB (Split System: Heat Pump with Remote Outdoor Unit-Air-Source) | DLCURAH24ABK |  |  | EN(A,D)4X30L17** | *96VSN0601412A* | 23600 | 16.5 | 8.1 | 25800 | 23800 | 92.25% | 1.98 | 0 | 10 |  |  |  |  | R-410A | 1.9667 | Residential & Commercial | USHP | Ducted CEE Tier 1
204456440 | Central HP <5.4 tons | COMFORTMAKER | HRCU-A-CB (Split System: Heat Pump with Remote Outdoor Unit-Air-Source) | CVH825GKA2* |  |  | EA*4X25L17A*+WALLCON | *80CTL0451712A* | 24200 | 16.5 | 8.1 | 21400 | 16800 | 78.5% | 2 | 11 | 11 |  |  |  |  | R-410A | 2.0167 | Residential & Commercial | USHP | Ducted CEE Tier 1
211262425 | Central HP <5.4 tons | COMFORTMAKER | HRCU-A-CB (Split System: Heat Pump with Remote Outdoor Unit-Air-Source) | DLCURAH18ABK |  |  | EN(A,D)4X18L14** | *80ES(N,L)0451412A* | 17800 | 15.5 | 8.5 | 18900 | 19200 | 101.6% | 2.3 | 0 | 10.5 |  |  |  |  | R-410A | 1.4833 | Residential & Commercial | USHP | Ducted CEE Tier 1
212983956 | Central HP <5.4 tons | AIRQUEST | HRCU-A-CB (Split System: Heat Pump with Remote Outdoor Unit-Air-Source) | DLCURAH30ABK |  |  | EA*4X43L21A* | *92MSN0601714A* | 30400 | 15.2 | 8.1 | 33400 | 26400 | 79.04% | 1.84 | 0 | 9 |  |  |  |  | R-410A | 2.5333 | Residential & Commercial | USHP
212985326 | Central HP <5.4 tons | AIRQUEST | HRCU-A-CB (Split System: Heat Pump with Remote Outdoor Unit-Air-Source) | DLCURAH30ABK |  |  | EN(A,D,W)4X42L21** | *92MSN1002120A* | 30000 | 15.2 | 8.1 | 34400 | 27600 | 80.23% | 1.8 | 0 | 9 |  |  |  |  | R-410A | 2.5 | Residential & Commercial | USHP
211262727 | Central HP <5.4 tons | COMFORTMAKER | HRCU-A-CB (Split System: Heat Pump with Remote Outdoor Unit-Air-Source) | DLCURAH18ABK |  |  | EN(A,D)4X24L14** | *92ESN0601412A* | 18100 | 16 | 8.5 | 19000 | 18600 | 97.89% | 2.24 | 0 | 11 |  |  |  |  | R-410A | 1.5083 | Residential & Commercial | USHP | Ducted CEE Tier 1
214584620 | Central HP <5.4 tons | JOHNSON CONTROLS | HRCU-A-CB (Split System: Heat Pump with Remote Outdoor Unit-Air-Source) | HH824E2S11 |  |  | CTF36B5ADS1 | Z8ES080B12SMPS1 | 23000 | 19 | 9.5 | 23000 | 18600 | 80.87% | 2 | 0 | 12 |  |  |  |  | R-454B | 1.9167 | Residential & Commercial | USHP | Ducted CEE Tier 1
215853316 | Central HP <5.4 tons | JOHNSON CONTROLS | HRCU-A-CB (Split System: Heat Pump with Remote Outdoor Unit-Air-Source) | HH824E2S11 |  |  | CTM30B5ACS1+JMVT12BC2N1 | 0 | 23000 | 18 | 9.5 | 23000 | 19000 | 82.61% | 2 | 0 | 12 |  |  |  |  | R-454B | 1.9167 | Residential & Commercial | USHP | Ducted CEE Tier 1
215936250 | Central HP <5.4 tons | DAY & NIGHT | HRCU-A-CB (Split System: Heat Pump with Remote Outdoor Unit-Air-Source) | C5H3V36*K*AAA* |  |  | EVD5X42M24A*+WALLCON | *97CMN1202422B* | 35400 | 22 | 8.5 | 38000 | 28400 | 74.74% | 2.04 | 0 | 12.5 |  |  |  |  | R-454B | 2.95 | Residential & Commercial | USHP | Ducted CEE Tier 1
215936670 | Central HP <5.4 tons | DAY & NIGHT | HRCU-A-CB (Split System: Heat Pump with Remote Outdoor Unit-Air-Source) | C5H3V36*K*AAA* |  |  | EVD5X60M21A*+WALLCON | *95CSU1002122B* | 35600 | 22 | 9 | 38000 | 28400 | 74.74% | 2.14 | 0 | 12.5 |  |  |  |  | R-454B | 2.9667 | Residential & Commercial | USHP | Ducted CEE Tier 1
215935459 | Central HP <5.4 tons | COMFORTMAKER | HRCU-A-CB (Split System: Heat Pump with Remote Outdoor Unit-Air-Source) | C5H3V36*K*AAA* |  |  | EVM5X61M24A*+WALLCON | *80CTL0902120B* | 36000 | 22.5 | 8.5 | 37600 | 28200 | 75% | 2.06 | 0 | 12.5 |  |  |  |  | R-454B | 3 | Residential & Commercial | USHP | Ducted CEE Tier 1
215935389 | Central HP <5.4 tons | COMFORTMAKER | HRCU-A-CB (Split System: Heat Pump with Remote Outdoor Unit-Air-Source) | C5H3V36*K*AAA* |  |  | EVM5X60M24A*+WALLCON | *95CSU1002122B* | 35600 | 22 | 8.5 | 38000 | 28400 | 74.74% | 2.06 | 0 | 12.5 |  |  |  |  | R-454B | 2.9667 | Residential & Commercial | USHP | Ducted CEE Tier 1
215941327 | Central HP <5.4 tons | AIRQUEST | HRCU-A-CB (Split System: Heat Pump with Remote Outdoor Unit-Air-Source) | H5H3V48*K*AAA* |  |  | EVM5X49M21A*+WALLCON | *96CTN0802120B* | 45500 | 20.5 | 8.1 | 53000 | 38500 | 72.64% | 1.95 | 0 | 11 |  |  |  |  | R-454B | 3.7917 | Residential & Commercial | USHP | Ducted CEE Tier 1
215932805 | Central HP <5.4 tons | BRYANT HEATING AND COOLING SYSTEMS | HRCU-A-CB (Split System: Heat Pump with Remote Outdoor Unit-Air-Source) | 293VAN036**AA* |  |  | CAA**6121AM*+UI | 987MC66100C21*** | 34400 | 20.5 | 9.5 | 34200 | 26000 | 76.02% | 2.06 | 0 | 12 |  |  |  |  | R-454B | 2.8667 | Residential & Commercial | USHP | Ducted CEE Tier 1
215932855 | Central HP <5.4 tons | BRYANT HEATING AND COOLING SYSTEMS | HRCU-A-CB (Split System: Heat Pump with Remote Outdoor Unit-Air-Source) | 293VAN036**AA* |  |  | CAA**6124AM*+UI | 88*TB60070C21*** | 34400 | 20.5 | 9.5 | 34400 | 26000 | 75.58% | 2.06 | 0 | 12 |  |  |  |  | R-454B | 2.8667 | Residential & Commercial | USHP | Ducted CEE Tier 1
213770610 | Central HP <5.4 tons | COMFORTMAKER | HRCU-A-CB (Split System: Heat Pump with Remote Outdoor Unit-Air-Source) | CVH825GKA2* |  |  | EA*4X25L17A*+WALLCON | *80CTL0701716B* | 24400 | 16.5 | 8.1 | 21200 | 16700 | 78.77% | 2.02 | 0 | 11 |  |  |  |  | R-410A | 2.0333 | Residential & Commercial | USHP | Ducted CEE Tier 1
212940791 | Central HP <5.4 tons | COMFORTSTAR | HRCU-A-CB (Split System: Heat Pump with Remote Outdoor Unit-Air-Source) | CPH30CD(O) |  |  | AHU30-SG2 | 0 | 30000 | 16.2 | 8.9 | 33000 | 24000 | 72.73% | 1.8 | 11 | 10 |  |  |  |  | R-410A | 2.5 | Residential & Commercial | USHP | Ducted CEE Tier 1
210473192 | Central HP <5.4 tons | TEMPSTAR | HRCU-A-CB (Split System: Heat Pump with Remote Outdoor Unit-Air-Source) | TVH825GKA3* |  |  | EA*4X43L21A*+WALLCON | *96CTN0801714A* | 24400 | 16.5 | 8.1 | 21200 | 16700 | 78.77% | 2.02 | 0 | 11 |  |  |  |  | R-410A | 2.0333 | Residential & Commercial | USHP | Ducted CEE Tier 1
210473335 | Central HP <5.4 tons | TEMPSTAR | HRCU-A-CB (Split System: Heat Pump with Remote Outdoor Unit-Air-Source) | TVH825GKA3* |  |  | EA*4X48L21A*+WALLCON | *80CTL0451712A* | 24000 | 16.5 | 8.1 | 21000 | 16700 | 79.52% | 2 | 0 | 11 |  |  |  |  | R-410A | 2 | Residential & Commercial | USHP | Ducted CEE Tier 1
215935869 | Central HP <5.4 tons | COMFORTMAKER | HRCU-A-CB (Split System: Heat Pump with Remote Outdoor Unit-Air-Source) | C5H3V36*K*AAA* |  |  | EVD5X38M17A*+WALLCON | *95CSU0601716B* | 35200 | 21 | 8.5 | 38500 | 29200 | 75.84% | 2.02 | 0 | 11.7 |  |  |  |  | R-454B | 2.9333 | Residential & Commercial | USHP | Ducted CEE Tier 1
208142953 | Central HP <5.4 tons | COMFORTSTAR | HRCU-A-CB (Split System: Heat Pump with Remote Outdoor Unit-Air-Source) | CPR24CD(O) |  |  | AHU24-SG2 | 0 | 24000 | 17 | 9.2 | 26000 | 19400 | 74.62% | 2.1 | 11.3 | 10.5 |  |  |  |  | R-410A | 2 | Residential & Commercial | USHP | Ducted CEE Tier 1
211081438 | Central HP <5.4 tons | AMERICAN STANDARD | HRCU-A-CB (Split System: Heat Pump with Remote Outdoor Unit-Air-Source) | 4A6V0X60A1 |  |  | 4TXCC009DS3 | S8V2C100M5PDA | 54000 | 19 | 8.2 | 52000 | 40000 | 76.92% | 1.78 | 11.7 | 11.7 |  |  |  |  | R-410A | 4.5 | Residential & Commercial | USHP | Ducted CEE Tier 1
210470329 | Central HP <5.4 tons | TEMPSTAR | HRCU-A-CB (Split System: Heat Pump with Remote Outdoor Unit-Air-Source) | TVH837GKA2* |  |  | EA*4X60L24A*+WALLCON | *97CMN1202422A* | 32800 | 17.5 | 8.5 | 32000 | 24800 | 77.5% | 1.98 | 0 | 11.7 |  |  |  |  | R-410A | 2.7333 | Residential & Commercial | USHP | Ducted CEE Tier 1
210471132 | Central HP <5.4 tons | TEMPSTAR | HRCU-A-CB (Split System: Heat Pump with Remote Outdoor Unit-Air-Source) | TVH837GKA2* |  |  | EHD4X60AAL+WALLCON | *95CSU1002122A* | 33000 | 17 | 8.1 | 32200 | 24800 | 77.02% | 2.02 | 0 | 11.5 |  |  |  |  | R-410A | 2.75 | Residential & Commercial | USHP | Ducted CEE Tier 1
211243573 | Central HP <5.4 tons | TEMPSTAR | HRCU-A-CB (Split System: Heat Pump with Remote Outdoor Unit-Air-Source) | DLCURAH24ABK |  |  | EA*4X37L21A* | *92ESN0601714A* | 25000 | 17 | 8.5 | 25600 | 20800 | 81.25% | 1.76 | 0 | 10.5 |  |  |  |  | R-410A | 2.0833 | Residential & Commercial | USHP | Ducted CEE Tier 1
211230570 | Central HP <5.4 tons | COMFORTMAKER | HRCU-A-CB (Split System: Heat Pump with Remote Outdoor Unit-Air-Source) | DLCURAH36ABK |  |  | EN(A,D)4X48L24** | *80VTL1102122A* | 37000 | 16 | 8.1 | 39500 | 35000 | 88.61% | 2.06 | 0 | 10.5 |  |  |  |  | R-410A | 3.0833 | Residential & Commercial | USHP | Ducted CEE Tier 1
215935430 | Central HP <5.4 tons | DAY & NIGHT | HRCU-A-CB (Split System: Heat Pump with Remote Outdoor Unit-Air-Source) | C5H3V36*K*AAA* |  |  | EVM5X60M24A*+WALLCON | *97CMN1202422B* | 35400 | 22 | 8.5 | 38000 | 28400 | 74.74% | 2.04 | 0 | 12.5 |  |  |  |  | R-454B | 2.95 | Residential & Commercial | USHP | Ducted CEE Tier 1
215935700 | Central HP <5.4 tons | DAY & NIGHT | HRCU-A-CB (Split System: Heat Pump with Remote Outdoor Unit-Air-Source) | C5H3V36*K*AAA* |  |  | EVD5X36M21A*+WALLCON | *95CSU1002122B* | 34400 | 21 | 8.5 | 38500 | 28000 | 72.73% | 2.04 | 0 | 12 |  |  |  |  | R-454B | 2.8667 | Residential & Commercial | USHP | Ducted CEE Tier 1
215935800 | Central HP <5.4 tons | DAY & NIGHT | HRCU-A-CB (Split System: Heat Pump with Remote Outdoor Unit-Air-Source) | C5H3V36*K*AAA* |  |  | EVD5X37M21A*+WALLCON | *96CTN0601714B* | 34600 | 20.5 | 8.5 | 38000 | 27600 | 72.63% | 2.06 | 0 | 11.5 |  |  |  |  | R-454B | 2.8833 | Residential & Commercial | USHP | Ducted CEE Tier 1
215935850 | Central HP <5.4 tons | DAY & NIGHT | HRCU-A-CB (Split System: Heat Pump with Remote Outdoor Unit-Air-Source) | C5H3V36*K*AAA* |  |  | EVD5X38M17A*+WALLCON | *80CTL0701716B* | 35400 | 21.5 | 8.5 | 38500 | 29000 | 75.32% | 2.02 | 0 | 12 |  |  |  |  | R-454B | 2.95 | Residential & Commercial | USHP | Ducted CEE Tier 1
215936200 | Central HP <5.4 tons | DAY & NIGHT | HRCU-A-CB (Split System: Heat Pump with Remote Outdoor Unit-Air-Source) | C5H3V36*K*AAA* |  |  | EVD5X42M24A*+WALLCON | *95CSU0802120B* | 35400 | 21.5 | 8.5 | 38000 | 28600 | 75.26% | 2.04 | 0 | 12 |  |  |  |  | R-454B | 2.95 | Residential & Commercial | USHP | Ducted CEE Tier 1
215936420 | Central HP <5.4 tons | DAY & NIGHT | HRCU-A-CB (Split System: Heat Pump with Remote Outdoor Unit-Air-Source) | C5H3V36*K*AAA* |  |  | EVD5X48M24A*+WALLCON | *96CTN1202422B* | 35000 | 21.5 | 8.5 | 38000 | 28200 | 74.21% | 2.02 | 0 | 12 |  |  |  |  | R-454B | 2.9167 | Residential & Commercial | USHP | Ducted CEE Tier 1
215936820 | Central HP <5.4 tons | DAY & NIGHT | HRCU-A-CB (Split System: Heat Pump with Remote Outdoor Unit-Air-Source) | C5H3V36*K*AAA* |  |  | EVD5X60M24A*+WALLCON | *97CMN0802120B* | 35400 | 21.5 | 8.5 | 38000 | 28400 | 74.74% | 2.04 | 0 | 12.5 |  |  |  |  | R-454B | 2.95 | Residential & Commercial | USHP | Ducted CEE Tier 1
213076049 | Central HP <5.4 tons | HEIL | HRCU-A-CB (Split System: Heat Pump with Remote Outdoor Unit-Air-Source) | DLCURAH30ABK |  |  | EA*4X42L24A* | *95MSU1002120A* | 29800 | 15.2 | 8.1 | 38000 | 27600 | 72.63% | 1.78 | 0 | 9 |  |  |  |  | R-410A | 2.4833 | Residential & Commercial | USHP
211264810 | Central HP <5.4 tons | COMFORTMAKER | HRCU-A-CB (Split System: Heat Pump with Remote Outdoor Unit-Air-Source) | DLCURAH18ABK |  |  | FEM4X18**BL | 0 | 17400 | 16 | 8.5 | 18300 | 19400 | 106% | 2.34 | 0 | 10.5 |  |  |  |  | R-410A | 1.45 | Residential & Commercial | USHP | Ducted CEE Tier 1
215942573 | Central HP <5.4 tons | AIRQUEST | HRCU-A-CB (Split System: Heat Pump with Remote Outdoor Unit-Air-Source) | H5H3V36*K*AAA* |  |  | EVD5X61M24A*+WALLCON | *95CSU0802120B* | 36000 | 22 | 8.5 | 37400 | 28200 | 75.4% | 2.04 | 0 | 12.5 |  |  |  |  | R-454B | 3 | Residential & Commercial | USHP | Ducted CEE Tier 1
212985278 | Central HP <5.4 tons | AIRQUEST | HRCU-A-CB (Split System: Heat Pump with Remote Outdoor Unit-Air-Source) | DLCURAH30ABK |  |  | EA*4X42L21A* | *92MSN1002120A* | 30200 | 15.2 | 8.1 | 34200 | 27400 | 80.12% | 1.8 | 0 | 9 |  |  |  |  | R-410A | 2.5167 | Residential & Commercial | USHP
215937120 | Central HP <5.4 tons | DAY & NIGHT | HRCU-A-CB (Split System: Heat Pump with Remote Outdoor Unit-Air-Source) | C5H3V48*K*AAA* |  |  | EVM5X48M21A*+WALLCON | *96CTN1002122B* | 44500 | 20 | 8.1 | 52000 | 38500 | 74.04% | 2 | 0 | 11 |  |  |  |  | R-454B | 3.7083 | Residential & Commercial | USHP | Ducted CEE Tier 1
215937470 | Central HP <5.4 tons | DAY & NIGHT | HRCU-A-CB (Split System: Heat Pump with Remote Outdoor Unit-Air-Source) | C5H3V48*K*AAA* |  |  | EVM5X60M24A*+WALLCON | *80CTL0902120B* | 45500 | 21 | 8.1 | 52500 | 38000 | 72.38% | 1.95 | 0 | 11.5 |  |  |  |  | R-454B | 3.7917 | Residential & Commercial | USHP | Ducted CEE Tier 1
216675813 | Central HP <5.4 tons | COMFORTMAKER | HRCU-A-CB (Split System: Heat Pump with Remote Outdoor Unit-Air-Source) | D5CURAH24AAK |  |  | ESH5X36M12A* | *80MS(N,L)0701412A* | 24000 | 15.2 | 8.5 | 23600 | 19200 | 81.36% | 1.94 | 0 | 10 |  |  |  |  | R-454B | 2 | Residential & Commercial | USHP | Ducted CEE Tier 1
214239019 | Central HP <5.4 tons | DAY & NIGHT | HRCU-A-CB (Split System: Heat Pump with Remote Outdoor Unit-Air-Source) | CVH837GKA2* |  |  | END4X42L17**+WALLCON | *97CMN0801714B* | 32000 | 16.5 | 8.1 | 33200 | 24800 | 74.7% | 1.88 | 0 | 11 |  |  |  |  | R-410A | 2.6667 | Residential & Commercial | USHP | Ducted CEE Tier 1
214239219 | Central HP <5.4 tons | DAY & NIGHT | HRCU-A-CB (Split System: Heat Pump with Remote Outdoor Unit-Air-Source) | CVH837GKA2* |  |  | EN(A,D,W)4X48L21**+WALLCON | *95CSU0601716B* | 32200 | 17 | 8.1 | 33000 | 24800 | 75.15% | 1.92 | 0 | 11.5 |  |  |  |  | R-410A | 2.6833 | Residential & Commercial | USHP | Ducted CEE Tier 1
211230605 | Central HP <5.4 tons | TEMPSTAR | HRCU-A-CB (Split System: Heat Pump with Remote Outdoor Unit-Air-Source) | DLCURAH36ABK |  |  | EN(A,D)4X48L24** | *92ESN0802120A* | 35800 | 16.5 | 8.1 | 38500 | 34800 | 90.39% | 2.02 | 0 | 10.5 |  |  |  |  | R-410A | 2.9833 | Residential & Commercial | USHP | Ducted CEE Tier 1
216374771 | Central HP <5.4 tons | CHAMPION HEATING AND COOLING | HRCU-A-CB (Split System: Heat Pump with Remote Outdoor Unit-Air-Source) | HH860E2S11 |  |  | CTM60D5CGS1 | Z9ET120D20SMPS1 | 44500 | 17 | 9 | 45000 | 32600 | 72.44% | 2 | 0 | 11.7 |  |  |  |  | R-454B | 3.7083 | Residential & Commercial | USHP | Ducted CEE Tier 1
213386531 | Central HP <5.4 tons | COMFORTSTAR | HRCU-A-C (Split System: Heat Pump with Remote Outdoor Unit with No Indoor Fan --Air Source) | CPH30CD(O) |  |  | UACP-36C | 0 | 30000 | 15.5 | 9.7 | 33000 | 27000 | 81.82% | 1.85 | 10.7 | 10.5 |  |  |  |  | R-410A | 2.5 | Residential & Commercial | USHP | Ducted CEE Tier 1
214243995 | Central HP <5.4 tons | CARRIER | HRCU-A-CB (Split System: Heat Pump with Remote Outdoor Unit-Air-Source) | 25VNA424A*031* |  |  | CNPV*3017AL*+UI | 59MN7C060C17**14 | 22800 | 19 | 9.5 | 26800 | 20200 | 75.37% | 2.34 | 0 | 12.5 |  |  |  |  | R-410A | 1.9 | Residential & Commercial | USHP | Ducted CEE Tier 1
214244013 | Central HP <5.4 tons | CARRIER | HRCU-A-CB (Split System: Heat Pump with Remote Outdoor Unit-Air-Source) | 25VNA424A*031* |  |  | CNPV*3617AL*+UI | 59MN7C060C17**14 | 22800 | 19 | 9.5 | 26800 | 20200 | 75.37% | 2.34 | 0 | 12.5 |  |  |  |  | R-410A | 1.9 | Residential & Commercial | USHP | Ducted CEE Tier 1
214244029 | Central HP <5.4 tons | CARRIER | HRCU-A-CB (Split System: Heat Pump with Remote Outdoor Unit-Air-Source) | 25VNA424A*031* |  |  | CNPV*3621AL*+UI | 58TN*B090C21**20 | 23200 | 19.5 | 9.5 | 26600 | 19900 | 74.81% | 2.38 | 0 | 13 |  |  |  |  | R-410A | 1.9333 | Residential & Commercial | USHP | Ducted CEE Tier 1
214244063 | Central HP <5.4 tons | CARRIER | HRCU-A-CB (Split System: Heat Pump with Remote Outdoor Unit-Air-Source) | 25VNA424A*031* |  |  | CNPV*4221AL*+UI | 58TN*B045C17**12 | 23400 | 19.5 | 9.5 | 26800 | 20000 | 74.63% | 2.4 | 0 | 13 |  |  |  |  | R-410A | 1.95 | Residential & Commercial | USHP | Ducted CEE Tier 1
213771620 | Central HP <5.4 tons | COMFORTMAKER | HRCU-A-CB (Split System: Heat Pump with Remote Outdoor Unit-Air-Source) | CVH825GKA2* |  |  | EA*4X48L21A*+WALLCON | *97CMN0601714B* | 24000 | 16.5 | 8.1 | 21000 | 16600 | 79.05% | 2 | 0 | 10.5 |  |  |  |  | R-410A | 2 | Residential & Commercial | USHP | Ducted CEE Tier 1
212940792 | Central HP <5.4 tons | COMFORTSTAR | HRCU-A-CB (Split System: Heat Pump with Remote Outdoor Unit-Air-Source) | CPH36CD(O) |  |  | AHU36-SG2 | 0 | 36000 | 16 | 9.5 | 40000 | 34400 | 86% | 1.97 | 10.5 | 10 |  |  |  |  | R-410A | 3 | Residential & Commercial | USHP | Ducted CEE Tier 1
210470637 | Central HP <5.4 tons | TEMPSTAR | HRCU-A-CB (Split System: Heat Pump with Remote Outdoor Unit-Air-Source) | TVH837GKA2* |  |  | EA*4X61L24A*+WALLCON | *96CTN1002122A* | 33200 | 18 | 8.5 | 32000 | 24800 | 77.5% | 2 | 0 | 12 |  |  |  |  | R-410A | 2.7667 | Residential & Commercial | USHP | Ducted CEE Tier 1
210471209 | Central HP <5.4 tons | TEMPSTAR | HRCU-A-CB (Split System: Heat Pump with Remote Outdoor Unit-Air-Source) | TVH837GKA2* |  |  | EHD4X60AAL+WALLCON | *96CTN0801714A* | 32800 | 16.5 | 8.1 | 32600 | 25200 | 77.3% | 1.98 | 0 | 11 |  |  |  |  | R-410A | 2.7333 | Residential & Commercial | USHP | Ducted CEE Tier 1
204456431 | Central HP <5.4 tons | COMFORTMAKER | HRCU-A-CB (Split System: Heat Pump with Remote Outdoor Unit-Air-Source) | CVH825GKA2* |  |  | EA*4X24L17A*+WALLCON | *80CTL0901716A* | 23400 | 17 | 8.1 | 21800 | 16700 | 76.61% | 1.9 | 11.5 | 11 |  |  |  |  | R-410A | 1.95 | Residential & Commercial | USHP | Ducted CEE Tier 1
204456467 | Central HP <5.4 tons | COMFORTMAKER | HRCU-A-CB (Split System: Heat Pump with Remote Outdoor Unit-Air-Source) | CVH825GKA2* |  |  | EA*4X25L17A*+WALLCON | *96CTN0801714A* | 24200 | 16.5 | 8.1 | 21400 | 16700 | 78.04% | 2 | 11 | 11 |  |  |  |  | R-410A | 2.0167 | Residential & Commercial | USHP | Ducted CEE Tier 1
211240189 | Central HP <5.4 tons | CARRIER | HRCU-A-CB (Split System: Heat Pump with Remote Outdoor Unit-Air-Source) | 38MURAQ24AB3* |  |  | CNPV*3621AL* | 58S(B,C)*A045E17**12 | 24000 | 16.5 | 8.1 | 26200 | 23000 | 87.79% | 1.9 | 0 | 10.5 |  |  |  |  | R-410A | 2 | Residential & Commercial | USHP | Ducted CEE Tier 1
211264522 | Central HP <5.4 tons | COMFORTMAKER | HRCU-A-CB (Split System: Heat Pump with Remote Outdoor Unit-Air-Source) | DLCURAH18ABK |  |  | EN(A,D)4X30L17** | *80ES(N,L)0701712A* | 18200 | 16.5 | 8.5 | 18700 | 18300 | 97.86% | 2.22 | 0 | 11 |  |  |  |  | R-410A | 1.5167 | Residential & Commercial | USHP | Ducted CEE Tier 1
211226387 | Central HP <5.4 tons | TEMPSTAR | HRCU-A-CB (Split System: Heat Pump with Remote Outdoor Unit-Air-Source) | DLCURAH36ABK |  |  | EA*4X36L21A* | *95ESN1002122A* | 36400 | 15.2 | 8.1 | 40000 | 35400 | 88.5% | 1.88 | 0 | 10 |  |  |  |  | R-410A | 3.0333 | Residential & Commercial | USHP | Ducted CEE Tier 1
211226567 | Central HP <5.4 tons | TEMPSTAR | HRCU-A-CB (Split System: Heat Pump with Remote Outdoor Unit-Air-Source) | DLCURAH36ABK |  |  | EA*4X37L17A* | *80VSL0701716A* | 36200 | 15.2 | 8.1 | 38500 | 35000 | 90.91% | 2.02 | 0 | 10 |  |  |  |  | R-410A | 3.0167 | Residential & Commercial | USHP | Ducted CEE Tier 1
215488082 | Central HP <5.4 tons | GOODMAN | HRCU-A-CB (Split System: Heat Pump with Remote Outdoor Unit-Air-Source) | GZV7SA4210A* |  |  | CA*EA6030*3A* | G*VC800805D*A* | 40500 | 17 | 8.8 | 41000 | 31000 | 75.61% | 2 | 0 | 10 |  |  |  |  | R-32 | 3.375 | Residential & Commercial | USHP | Ducted CEE Tier 1
215488099 | Central HP <5.4 tons | GOODMAN | HRCU-A-CB (Split System: Heat Pump with Remote Outdoor Unit-Air-Source) | GZV7SA4210A* |  |  | CHPEA6030*3A* | G*VM971205DNB* | 40500 | 17 | 8.6 | 41000 | 31000 | 75.61% | 2 | 0 | 10 |  |  |  |  | R-32 | 3.375 | Residential & Commercial | USHP | Ducted CEE Tier 1
214239879 | Central HP <5.4 tons | DAY & NIGHT | HRCU-A-CB (Split System: Heat Pump with Remote Outdoor Unit-Air-Source) | CVH837GKA** |  |  | EN(A,D,W)4X48L21**+WALLCON | *80CTL0902120B* | 32400 | 17 | 8.1 | 32600 | 24600 | 75.46% | 1.96 | 0 | 11.7 |  |  |  |  | R-410A | 2.7 | Residential & Commercial | USHP | Ducted CEE Tier 1
214239979 | Central HP <5.4 tons | DAY & NIGHT | HRCU-A-CB (Split System: Heat Pump with Remote Outdoor Unit-Air-Source) | CVH837GKA** |  |  | EN(A,D)4X48L24**+WALLCON | *80CTL1102120B* | 32400 | 17 | 8.1 | 32600 | 24600 | 75.46% | 1.96 | 0 | 11.5 |  |  |  |  | R-410A | 2.7 | Residential & Commercial | USHP | Ducted CEE Tier 1
215488084 | Central HP <5.4 tons | GOODMAN | HRCU-A-CB (Split System: Heat Pump with Remote Outdoor Unit-Air-Source) | GZV7SA4210A* |  |  | CA*EA6030*3A* | G*VC960804CNB* | 40500 | 16.5 | 8.8 | 41000 | 31000 | 75.61% | 2 | 0 | 10 |  |  |  |  | R-32 | 3.375 | Residential & Commercial | USHP | Ducted CEE Tier 1
204298770 | Central HP <5.4 tons | COMFORTMAKER | HRCU-A-CB (Split System: Heat Pump with Remote Outdoor Unit-Air-Source) | CVH837GKA** |  |  | EA*4X36L21A*+WALLCON | *80CTL0901716A* | 31600 | 17.5 | 8.1 | 33000 | 24200 | 73.33% | 1.86 | 11.5 | 11.5 |  |  |  |  | R-410A | 2.6333 | Residential & Commercial | USHP | Ducted CEE Tier 1
204298940 | Central HP <5.4 tons | COMFORTMAKER | HRCU-A-CB (Split System: Heat Pump with Remote Outdoor Unit-Air-Source) | CVH837GKA** |  |  | EA*4X42L21A*+WALLCON | *80CTL0902120A* | 31800 | 17.5 | 8.1 | 33200 | 24400 | 73.49% | 1.9 | 11 | 11.5 |  |  |  |  | R-410A | 2.65 | Residential & Commercial | USHP | Ducted CEE Tier 1
212989504 | Central HP <5.4 tons | AIRQUEST | HRCU-A-CB (Split System: Heat Pump with Remote Outdoor Unit-Air-Source) | DLCURAH36ABK |  |  | EA*4X48L24A* | *95MSU0802120A* | 35600 | 16.5 | 8.5 | 37800 | 34600 | 91.53% | 2.02 | 0 | 10 |  |  |  |  | R-410A | 2.9667 | Residential & Commercial | USHP | Ducted CEE Tier 1
204300274 | Central HP <5.4 tons | COMFORTMAKER | HRCU-A-CB (Split System: Heat Pump with Remote Outdoor Unit-Air-Source) | CVH837GKA** |  |  | EHD4X42AAL+WALLCON | *80CTL1352422A* | 32600 | 17 | 8.1 | 33000 | 24800 | 75.15% | 1.96 | 11 | 11 |  |  |  |  | R-410A | 2.7167 | Residential & Commercial | USHP | Ducted CEE Tier 1
204300574 | Central HP <5.4 tons | COMFORTMAKER | HRCU-A-CB (Split System: Heat Pump with Remote Outdoor Unit-Air-Source) | CVH837GKA** |  |  | EHD4X48AAL+WALLCON | *80CTL0701412A* | 32600 | 17 | 8.1 | 33200 | 25000 | 75.3% | 1.96 | 11.5 | 11 |  |  |  |  | R-410A | 2.7167 | Residential & Commercial | USHP | Ducted CEE Tier 1
210470929 | Central HP <5.4 tons | TEMPSTAR | HRCU-A-CB (Split System: Heat Pump with Remote Outdoor Unit-Air-Source) | TVH837GKA2* |  |  | EN(A,D,W)4X60L24**+WALLCON | *80CTL1352422A* | 32800 | 18 | 8.1 | 32200 | 24600 | 76.4% | 1.98 | 0 | 12 |  |  |  |  | R-410A | 2.7333 | Residential & Commercial | USHP | Ducted CEE Tier 1
210471143 | Central HP <5.4 tons | TEMPSTAR | HRCU-A-CB (Split System: Heat Pump with Remote Outdoor Unit-Air-Source) | TVH837GKA2* |  |  | EHD4X60AAL+WALLCON | *80CSU0401712A* | 33000 | 17 | 8.1 | 32200 | 24800 | 77.02% | 1.98 | 0 | 11 |  |  |  |  | R-410A | 2.75 | Residential & Commercial | USHP | Ducted CEE Tier 1
210472840 | Central HP <5.4 tons | TEMPSTAR | HRCU-A-CB (Split System: Heat Pump with Remote Outdoor Unit-Air-Source) | TVH825GKA3* |  |  | EA*4X42L21A*+WALLCON | *95CSU1002122A* | 23800 | 16.5 | 8.1 | 21400 | 16600 | 77.57% | 1.96 | 0 | 11 |  |  |  |  | R-410A | 1.9833 | Residential & Commercial | USHP | Ducted CEE Tier 1
210472906 | Central HP <5.4 tons | TEMPSTAR | HRCU-A-CB (Split System: Heat Pump with Remote Outdoor Unit-Air-Source) | TVH825GKA3* |  |  | EA*4X42L21A*+WALLCON | *96CTN0601714A* | 23600 | 16.5 | 8.1 | 21400 | 16700 | 78.04% | 1.94 | 0 | 11 |  |  |  |  | R-410A | 1.9667 | Residential & Commercial | USHP | Ducted CEE Tier 1
211226313 | Central HP <5.4 tons | TEMPSTAR | HRCU-A-CB (Split System: Heat Pump with Remote Outdoor Unit-Air-Source) | DLCURAH36ABK |  |  | EA*4X36L21A* | *80ESU1002120A* | 35200 | 16 | 8.1 | 38500 | 35200 | 91.43% | 1.82 | 0 | 9.5 |  |  |  |  | R-410A | 2.9333 | Residential & Commercial | USHP
211226799 | Central HP <5.4 tons | TEMPSTAR | HRCU-A-CB (Split System: Heat Pump with Remote Outdoor Unit-Air-Source) | DLCURAH36ABK |  |  | EA*4X37L21A* | *80ES(N,L)0701712A* | 36400 | 15.5 | 8.5 | 38500 | 34800 | 90.39% | 2.08 | 0 | 10 |  |  |  |  | R-410A | 3.0333 | Residential & Commercial | USHP | Ducted CEE Tier 1
216737403 | Central HP <5.4 tons | BRYANT HEATING AND COOLING SYSTEMS | HRCU-A-CB (Split System: Heat Pump with Remote Outdoor Unit-Air-Source) | 37MUHAQ24AA3 |  |  | CSAH*3012AM* | 987MC42060C17*** | 22200 | 15.2 | 8.1 | 21000 | 18800 | 89.52% | 1.9 | 0 | 10.5 |  |  |  |  | R-454B | 1.85 | Residential & Commercial | USHP | Ducted CEE Tier 1
216737421 | Central HP <5.4 tons | BRYANT HEATING AND COOLING SYSTEMS | HRCU-A-CB (Split System: Heat Pump with Remote Outdoor Unit-Air-Source) | 37MUHAQ24AA3 |  |  | CSAH*3012AM* | 987MC42080C17*** | 22200 | 15.2 | 8.1 | 20800 | 18700 | 89.9% | 1.9 | 0 | 10.5 |  |  |  |  | R-454B | 1.85 | Residential & Commercial | USHP | Ducted CEE Tier 1
215937020 | Central HP <5.4 tons | DAY & NIGHT | HRCU-A-CB (Split System: Heat Pump with Remote Outdoor Unit-Air-Source) | C5H3V48*K*AAA* |  |  | EVM5X48M21A*+WALLCON | *80CTL0902120B* | 44500 | 20 | 8.1 | 52000 | 38000 | 73.08% | 1.9 | 0 | 11 |  |  |  |  | R-454B | 3.7083 | Residential & Commercial | USHP | Ducted CEE Tier 1
212988038 | Central HP <5.4 tons | AIRQUEST | HRCU-A-CB (Split System: Heat Pump with Remote Outdoor Unit-Air-Source) | DLCURAH30ABK |  |  | EA*4X37L21A* | *96MSN1002120A* | 30800 | 15.2 | 8.5 | 33200 | 26200 | 78.92% | 1.84 | 0 | 9 |  |  |  |  | R-410A | 2.5667 | Residential & Commercial | USHP
212383418 | Central HP <5.4 tons | HEIL | HRCU-A-CB (Split System: Heat Pump with Remote Outdoor Unit-Air-Source) | DLCURAH36ABK |  |  | EA*4X37L21A* | *95ESU0601716A* | 36800 | 15.5 | 8.5 | 39000 | 34800 | 89.23% | 2.1 | 0 | 10 |  |  |  |  | R-410A | 3.0667 | Residential & Commercial | USHP | Ducted CEE Tier 1
213075941 | Central HP <5.4 tons | HEIL | HRCU-A-CB (Split System: Heat Pump with Remote Outdoor Unit-Air-Source) | DLCURAH36ABK |  |  | EA*4X48L21A* | *95MSU1002120A* | 36000 | 16 | 8.5 | 38000 | 34800 | 91.58% | 2.04 | 0 | 10 |  |  |  |  | R-410A | 3 | Residential & Commercial | USHP | Ducted CEE Tier 1
216737637 | Central HP <5.4 tons | BRYANT HEATING AND COOLING SYSTEMS | HRCU-A-CB (Split System: Heat Pump with Remote Outdoor Unit-Air-Source) | 37MUHAQ24AA3 |  |  | CSAH*3012AM* | 926SB36060V14*** | 22200 | 15.2 | 8.1 | 21000 | 18800 | 89.52% | 1.9 | 0 | 10.5 |  |  |  |  | R-454B | 1.85 | Residential & Commercial | USHP | Ducted CEE Tier 1
213076243 | Central HP <5.4 tons | CARRIER | HRCU-A-CB (Split System: Heat Pump with Remote Outdoor Unit-Air-Source) | 38MURAQ36AB3* |  |  | CAP**3621AL* | 59SU5B100M21**22 | 35400 | 16 | 8.1 | 38500 | 35200 | 91.43% | 1.84 | 0 | 10 |  |  |  |  | R-410A | 2.95 | Residential & Commercial | USHP | Ducted CEE Tier 1
213076600 | Central HP <5.4 tons | CARRIER | HRCU-A-CB (Split System: Heat Pump with Remote Outdoor Unit-Air-Source) | 38MURAQ36AB3* |  |  | CAP**4221AL* | 58TP*B090V17**16 | 35000 | 16 | 8.1 | 38500 | 35000 | 90.91% | 1.86 | 0 | 9.5 |  |  |  |  | R-410A | 2.9167 | Residential & Commercial | USHP
215488139 | Central HP <5.4 tons | GOODMAN | HRCU-A-CB (Split System: Heat Pump with Remote Outdoor Unit-Air-Source) | GZV6SA1810A* |  |  | CHPEA2422*3A* | G*VC960803BNB* | 17000 | 19 | 8.8 | 16800 | 13000 | 77.38% | 2.1 | 0 | 12 |  |  |  |  | R-32 | 1.4167 | Residential & Commercial | USHP | Ducted CEE Tier 1
216732749 | Central HP <5.4 tons | DAY & NIGHT | HRCU-A-CB (Split System: Heat Pump with Remote Outdoor Unit-Air-Source) | D5CUHAH24AAK |  |  | EA*5X24M17A* | *80VSL0901716B* | 21800 | 16 | 8.5 | 21000 | 19100 | 90.95% | 1.98 | 0 | 10.5 |  |  |  |  | R-454B | 1.8167 | Residential & Commercial | USHP | Ducted CEE Tier 1
216732817 | Central HP <5.4 tons | DAY & NIGHT | HRCU-A-CB (Split System: Heat Pump with Remote Outdoor Unit-Air-Source) | D5CUHAH24AAK |  |  | EA*5X24M17A* | *80VTL0451412B* | 22000 | 16 | 8.5 | 21000 | 19100 | 90.95% | 1.96 | 0 | 10.5 |  |  |  |  | R-454B | 1.8333 | Residential & Commercial | USHP | Ducted CEE Tier 1
216733170 | Central HP <5.4 tons | DAY & NIGHT | HRCU-A-CB (Split System: Heat Pump with Remote Outdoor Unit-Air-Source) | D5CUHAH24AAK |  |  | EA*5X25M17A* | *80MS(N,L)0451714A* | 22800 | 15.5 | 8.5 | 20600 | 18400 | 89.32% | 1.96 | 0 | 11 |  |  |  |  | R-454B | 1.9 | Residential & Commercial | USHP | Ducted CEE Tier 1
211263278 | Central HP <5.4 tons | COMFORTMAKER | HRCU-A-CB (Split System: Heat Pump with Remote Outdoor Unit-Air-Source) | DLCURAH18ABK |  |  | EN(A,D)4X24L17** | *96VTN0601714A* | 17600 | 15.5 | 8.5 | 18600 | 18900 | 101.6% | 2.26 | 0 | 10.5 |  |  |  |  | R-410A | 1.4667 | Residential & Commercial | USHP | Ducted CEE Tier 1
211264314 | Central HP <5.4 tons | COMFORTMAKER | HRCU-A-CB (Split System: Heat Pump with Remote Outdoor Unit-Air-Source) | DLCURAH18ABK |  |  | EN(A,D)4X30L17** | *95ESN0601412A* | 18000 | 16 | 8.5 | 18500 | 18400 | 99.46% | 2.22 | 0 | 11 |  |  |  |  | R-410A | 1.5 | Residential & Commercial | USHP | Ducted CEE Tier 1
213386532 | Central HP <5.4 tons | COMFORTSTAR | HRCU-A-C (Split System: Heat Pump with Remote Outdoor Unit with No Indoor Fan --Air Source) | CPH36CD(O) |  |  | UACP-36C | 0 | 35000 | 15.2 | 10 | 39000 | 32000 | 82.05% | 2 | 10.2 | 10 |  |  |  |  | R-410A | 2.9167 | Residential & Commercial | USHP | Ducted CEE Tier 1
216675996 | Central HP <5.4 tons | COMFORTMAKER | HRCU-A-CB (Split System: Heat Pump with Remote Outdoor Unit-Air-Source) | D5CURAH24AAK |  |  | EA*5X36M17A* | *80MS(N,L)0901714A* | 23800 | 15.2 | 8.5 | 24000 | 19400 | 80.83% | 1.92 | 0 | 9.8 |  |  |  |  | R-454B | 1.9833 | Residential & Commercial | USHP
216676245 | Central HP <5.4 tons | COMFORTMAKER | HRCU-A-CB (Split System: Heat Pump with Remote Outdoor Unit-Air-Source) | D5CURAH24AAK |  |  | EA*5X30M17A* | *80VSL0701716B* | 23400 | 15.2 | 8.5 | 24000 | 19400 | 80.83% | 1.9 | 0 | 9.8 |  |  |  |  | R-454B | 1.95 | Residential & Commercial | USHP
216676665 | Central HP <5.4 tons | COMFORTMAKER | HRCU-A-CB (Split System: Heat Pump with Remote Outdoor Unit-Air-Source) | D5CURAH24AAK |  |  | EA*5X36M17A* | *80VTL0701716B* | 23800 | 15.2 | 8.5 | 24000 | 19400 | 80.83% | 1.9 | 0 | 9.8 |  |  |  |  | R-454B | 1.9833 | Residential & Commercial | USHP
212975254 | Central HP <5.4 tons | CARRIER | HRCU-A-CB (Split System: Heat Pump with Remote Outdoor Unit-Air-Source) | 38MURAQ24AB3* |  |  | CAP**2417AL* | 59TP6C040V17**12 | 23400 | 16 | 8.5 | 27000 | 26200 | 97.04% | 2.18 | 0 | 9.5 |  |  |  |  | R-410A | 1.95 | Residential & Commercial | USHP
212976006 | Central HP <5.4 tons | CARRIER | HRCU-A-CB (Split System: Heat Pump with Remote Outdoor Unit-Air-Source) | 38MURAQ24AB3* |  |  | CAP**2517AL* | GG96VTAB48080B** | 24400 | 17 | 8.5 | 25400 | 21600 | 85.04% | 1.8 | 0 | 10 |  |  |  |  | R-410A | 2.0333 | Residential & Commercial | USHP | Ducted CEE Tier 1
204300114 | Central HP <5.4 tons | COMFORTMAKER | HRCU-A-CB (Split System: Heat Pump with Remote Outdoor Unit-Air-Source) | CVH837GKA** |  |  | EHD4X36AAL+WALLCON | *96CTN1202422A* | 32200 | 16.5 | 8.1 | 33200 | 24600 | 74.1% | 1.94 | 11 | 11 |  |  |  |  | R-410A | 2.6833 | Residential & Commercial | USHP | Ducted CEE Tier 1
211240517 | Central HP <5.4 tons | TEMPSTAR | HRCU-A-CB (Split System: Heat Pump with Remote Outdoor Unit-Air-Source) | DLCURAH24ABK |  |  | EA*4X24L17A* | *80VTL0451412A* | 24000 | 16.5 | 8.5 | 26800 | 24000 | 89.55% | 1.98 | 0 | 10 |  |  |  |  | R-410A | 2 | Residential & Commercial | USHP | Ducted CEE Tier 1
212973002 | Central HP <5.4 tons | CARRIER | HRCU-A-CB (Split System: Heat Pump with Remote Outdoor Unit-Air-Source) | 38MURAQ24AB3* |  |  | CNPV*3617AL* | 59SP6B040V14**10 | 23400 | 16 | 8.1 | 26400 | 24600 | 93.18% | 2.02 | 0 | 10 |  |  |  |  | R-410A | 1.95 | Residential & Commercial | USHP | Ducted CEE Tier 1
215865119 | Central HP <5.4 tons | TRANE | HRCU-A-CB (Split System: Heat Pump with Remote Outdoor Unit-Air-Source) | 5TWV8X60A1 |  |  | 5PX*D010AS3+P0V0D000M50SD+LRP | 0 | 54500 | 18.1 | 8.5 | 54500 | 39000 | 71.56% | 2 | 0 | 10.5 |  |  |  |  | R-454B | 4.5417 | Residential & Commercial | USHP | Ducted CEE Tier 1
215935540 | Central HP <5.4 tons | DAY & NIGHT | HRCU-A-CB (Split System: Heat Pump with Remote Outdoor Unit-Air-Source) | C5H3V36*K*AAA* |  |  | EVD5X30M17A*+WALLCON | *96CTN0601714B* | 34000 | 20 | 8.1 | 38000 | 27200 | 71.58% | 2 | 0 | 11 |  |  |  |  | R-454B | 2.8333 | Residential & Commercial | USHP | Ducted CEE Tier 1
213080565 | Central HP <5.4 tons | COMFORTMAKER | HRCU-A-CB (Split System: Heat Pump with Remote Outdoor Unit-Air-Source) | DLCURAH36ABK |  |  | EA*4X43L21A* | *95MSU0401712A* | 36200 | 15.5 | 8.5 | 38500 | 35000 | 90.91% | 2.04 | 0 | 10 |  |  |  |  | R-410A | 3.0167 | Residential & Commercial | USHP | Ducted CEE Tier 1
213386520 | Central HP <5.4 tons | COMFORTSTAR | HRCU-A-C (Split System: Heat Pump with Remote Outdoor Unit with No Indoor Fan --Air Source) | CPH36CD(O) |  |  | ACP-36C | 0 | 35000 | 15.2 | 10 | 39000 | 32000 | 82.05% | 2 | 10.2 | 10 |  |  |  |  | R-410A | 2.9167 | Residential & Commercial | USHP | Ducted CEE Tier 1
216675837 | Central HP <5.4 tons | COMFORTMAKER | HRCU-A-CB (Split System: Heat Pump with Remote Outdoor Unit-Air-Source) | D5CURAH24AAK |  |  | EA*5X30M17A* | *80MS(N,L)0701712A* | 23400 | 15.5 | 8.5 | 24000 | 19400 | 80.83% | 1.92 | 0 | 9.8 |  |  |  |  | R-454B | 1.95 | Residential & Commercial | USHP
216676957 | Central HP <5.4 tons | COMFORTMAKER | HRCU-A-CB (Split System: Heat Pump with Remote Outdoor Unit-Air-Source) | D5CURAH24AAK |  |  | EA*5X24M17A* | *92MSN0801716A* | 23200 | 15.2 | 8.5 | 24600 | 19600 | 79.67% | 1.88 | 0 | 9.5 |  |  |  |  | R-454B | 1.9333 | Residential & Commercial | USHP
216677526 | Central HP <5.4 tons | COMFORTMAKER | HRCU-A-CB (Split System: Heat Pump with Remote Outdoor Unit-Air-Source) | D5CURAH24AAK |  |  | EA*5X36M17A* | *96VSN0601716B* | 23600 | 15.2 | 8.5 | 24000 | 19400 | 80.83% | 1.92 | 0 | 9.8 |  |  |  |  | R-454B | 1.9667 | Residential & Commercial | USHP
216677606 | Central HP <5.4 tons | COMFORTMAKER | HRCU-A-CB (Split System: Heat Pump with Remote Outdoor Unit-Air-Source) | D5CURAH24AAK |  |  | EA*5X37M21A* | *96VSN0801716B* | 24800 | 15.5 | 8.5 | 23200 | 19100 | 82.33% | 1.96 | 0 | 10 |  |  |  |  | R-454B | 2.0667 | Residential & Commercial | USHP | Ducted CEE Tier 1
212982336 | Central HP <5.4 tons | CARRIER | HRCU-A-CB (Split System: Heat Pump with Remote Outdoor Unit-Air-Source) | 38MURAQ24AB3* |  |  | CNPV*3017AL* | 58SU*B060M17**16 | 23600 | 17 | 8.5 | 25600 | 24000 | 93.75% | 2 | 0 | 10.5 |  |  |  |  | R-410A | 1.9667 | Residential & Commercial | USHP | Ducted CEE Tier 1
216676074 | Central HP <5.4 tons | COMFORTMAKER | HRCU-A-CB (Split System: Heat Pump with Remote Outdoor Unit-Air-Source) | D5CURAH24AAK |  |  | EA*5X37M21A* | *80MS(N,L)1102120A* | 25000 | 15.5 | 9 | 23200 | 19100 | 82.33% | 2.1 | 0 | 10 |  |  |  |  | R-454B | 2.0833 | Residential & Commercial | USHP | Ducted CEE Tier 1
216676348 | Central HP <5.4 tons | COMFORTMAKER | HRCU-A-CB (Split System: Heat Pump with Remote Outdoor Unit-Air-Source) | D5CURAH24AAK |  |  | ESH5X36M12A* | *80MSU0401712A* | 24200 | 15.2 | 8.5 | 23600 | 19300 | 81.78% | 1.94 | 0 | 10 |  |  |  |  | R-454B | 2.0167 | Residential & Commercial | USHP | Ducted CEE Tier 1
216676543 | Central HP <5.4 tons | COMFORTMAKER | HRCU-A-CB (Split System: Heat Pump with Remote Outdoor Unit-Air-Source) | D5CURAH24AAK |  |  | EA*5X30M17A* | *80VTL0451412B* | 23400 | 15.2 | 8.5 | 24000 | 19400 | 80.83% | 1.9 | 0 | 9.8 |  |  |  |  | R-454B | 1.95 | Residential & Commercial | USHP
215934955 | Central HP <5.4 tons | BRYANT HEATING AND COOLING SYSTEMS | HRCU-A-CB (Split System: Heat Pump with Remote Outdoor Unit-Air-Source) | 293VAN036**AA* |  |  | CVAMA4821XMA*+UI | 987MC42060C17*** | 34400 | 20.5 | 8.5 | 38000 | 27600 | 72.63% | 2.08 | 0 | 11 |  |  |  |  | R-454B | 2.8667 | Residential & Commercial | USHP | Ducted CEE Tier 1
213075886 | Central HP <5.4 tons | CARRIER | HRCU-A-CB (Split System: Heat Pump with Remote Outdoor Unit-Air-Source) | 38MURAQ36AB3* |  |  | CAP**3721AL* | 59SU5B100M21**20 | 36400 | 16 | 8.5 | 38000 | 34800 | 91.58% | 2.06 | 0 | 10 |  |  |  |  | R-410A | 3.0333 | Residential & Commercial | USHP | Ducted CEE Tier 1
213076270 | Central HP <5.4 tons | CARRIER | HRCU-A-CB (Split System: Heat Pump with Remote Outdoor Unit-Air-Source) | 38MURAQ36AB3* |  |  | CAP**4224AL* | 59SU5B100M21**22 | 35600 | 16.5 | 8.1 | 38500 | 35000 | 90.91% | 1.9 | 0 | 10 |  |  |  |  | R-410A | 2.9667 | Residential & Commercial | USHP | Ducted CEE Tier 1
213076507 | Central HP <5.4 tons | CARRIER | HRCU-A-CB (Split System: Heat Pump with Remote Outdoor Unit-Air-Source) | 38MURAQ36AB3* |  |  | CAP**4221AL* | 58TP*B070V17**16 | 35000 | 16 | 8.1 | 38500 | 35000 | 90.91% | 1.86 | 0 | 9.5 |  |  |  |  | R-410A | 2.9167 | Residential & Commercial | USHP
216676020 | Central HP <5.4 tons | COMFORTMAKER | HRCU-A-CB (Split System: Heat Pump with Remote Outdoor Unit-Air-Source) | D5CURAH24AAK |  |  | EA*5X25M17A* | *80MS(N,L)0901714A* | 24400 | 15.5 | 8.5 | 23200 | 19100 | 82.33% | 1.96 | 0 | 10 |  |  |  |  | R-454B | 2.0333 | Residential & Commercial | USHP | Ducted CEE Tier 1
216676654 | Central HP <5.4 tons | COMFORTMAKER | HRCU-A-CB (Split System: Heat Pump with Remote Outdoor Unit-Air-Source) | D5CURAH24AAK |  |  | EA*5X30M17A* | *80VTL0701716B* | 23600 | 15.2 | 8.5 | 24200 | 19400 | 80.17% | 1.9 | 0 | 9.8 |  |  |  |  | R-454B | 1.9667 | Residential & Commercial | USHP
216676756 | Central HP <5.4 tons | COMFORTMAKER | HRCU-A-CB (Split System: Heat Pump with Remote Outdoor Unit-Air-Source) | D5CURAH24AAK |  |  | EA*5X36M17A* | *80MSU0601716A* | 23600 | 15.5 | 8.5 | 23800 | 19300 | 81.09% | 1.92 | 0 | 9.8 |  |  |  |  | R-454B | 1.9667 | Residential & Commercial | USHP
216677758 | Central HP <5.4 tons | COMFORTMAKER | HRCU-A-CB (Split System: Heat Pump with Remote Outdoor Unit-Air-Source) | D5CURAH24AAK |  |  | ESH5X36M12A* | *92MSN0801716A* | 24000 | 15.2 | 8.5 | 23600 | 19200 | 81.36% | 1.94 | 0 | 9.8 |  |  |  |  | R-454B | 2 | Residential & Commercial | USHP
216677858 | Central HP <5.4 tons | COMFORTMAKER | HRCU-A-CB (Split System: Heat Pump with Remote Outdoor Unit-Air-Source) | D5CURAH24AAK |  |  | EA*5X37M21A* | *95MSU1002122A* | 25200 | 16 | 9 | 23400 | 19100 | 81.62% | 2.06 | 0 | 10 |  |  |  |  | R-454B | 2.1 | Residential & Commercial | USHP | Ducted CEE Tier 1
216678612 | Central HP <5.4 tons | COMFORTMAKER | HRCU-A-CB (Split System: Heat Pump with Remote Outdoor Unit-Air-Source) | D5CURAH24AAK |  |  | FTMA5B36L0C* | 0 | 24600 | 16 | 9 | 24200 | 19400 | 80.17% | 2.02 | 0 | 10 |  |  |  |  | R-454B | 2.05 | Residential & Commercial | USHP | Ducted CEE Tier 1
211081504 | Central HP <5.4 tons | AMERICAN STANDARD | HRCU-A-CB (Split System: Heat Pump with Remote Outdoor Unit-Air-Source) | 4A6V8X60A1 |  |  | 4TXCD010DS3 | S8V2D120M5PDA | 54000 | 18 | 8.2 | 52000 | 39500 | 75.96% | 1.83 | 12 | 11.7 |  |  |  |  | R-410A | 4.5 | Residential & Commercial | USHP | Ducted CEE Tier 1
216676054 | Central HP <5.4 tons | COMFORTMAKER | HRCU-A-CB (Split System: Heat Pump with Remote Outdoor Unit-Air-Source) | D5CURAH24AAK |  |  | ESH5X36M12A* | *80MS(N,L)0902116A* | 24200 | 15.2 | 8.5 | 23800 | 19300 | 81.09% | 1.92 | 0 | 10 |  |  |  |  | R-454B | 2.0167 | Residential & Commercial | USHP | Ducted CEE Tier 1
216676205 | Central HP <5.4 tons | COMFORTMAKER | HRCU-A-CB (Split System: Heat Pump with Remote Outdoor Unit-Air-Source) | D5CURAH24AAK |  |  | EA*5X30M17A* | *80VSL0701412B* | 23800 | 15.5 | 8.5 | 24200 | 19400 | 80.17% | 1.9 | 0 | 9.8 |  |  |  |  | R-454B | 1.9833 | Residential & Commercial | USHP
216676305 | Central HP <5.4 tons | COMFORTMAKER | HRCU-A-CB (Split System: Heat Pump with Remote Outdoor Unit-Air-Source) | D5CURAH24AAK |  |  | EA*5X36M17A* | *80VSL0901716B* | 23600 | 15.5 | 8.5 | 24000 | 19400 | 80.83% | 1.92 | 0 | 9.8 |  |  |  |  | R-454B | 1.9667 | Residential & Commercial | USHP
216676336 | Central HP <5.4 tons | COMFORTMAKER | HRCU-A-CB (Split System: Heat Pump with Remote Outdoor Unit-Air-Source) | D5CURAH24AAK |  |  | EA*5X36M17A* | *80MSU0401712A* | 23800 | 15.5 | 8.5 | 24000 | 19300 | 80.42% | 1.92 | 0 | 10 |  |  |  |  | R-454B | 1.9833 | Residential & Commercial | USHP | Ducted CEE Tier 1
216732532 | Central HP <5.4 tons | DAY & NIGHT | HRCU-A-CB (Split System: Heat Pump with Remote Outdoor Unit-Air-Source) | D5CUHAH24AAK |  |  | EA*5X24M14A* | *80VSL0701412B* | 22200 | 16.5 | 8.5 | 21000 | 19200 | 91.43% | 1.96 | 0 | 10.5 |  |  |  |  | R-454B | 1.85 | Residential & Commercial | USHP | Ducted CEE Tier 1
216676380 | Central HP <5.4 tons | COMFORTMAKER | HRCU-A-CB (Split System: Heat Pump with Remote Outdoor Unit-Air-Source) | D5CURAH24AAK |  |  | EA*5X25M17A* | *80MSU0401712A* | 24400 | 16 | 8.5 | 23200 | 19100 | 82.33% | 1.94 | 0 | 10 |  |  |  |  | R-454B | 2.0333 | Residential & Commercial | USHP | Ducted CEE Tier 1
211244541 | Central HP <5.4 tons | TEMPSTAR | HRCU-A-CB (Split System: Heat Pump with Remote Outdoor Unit-Air-Source) | DLCURAH24ABK |  |  | EN(A,D)4X30L17** | *95ESU0601716A* | 24200 | 16.5 | 8.1 | 26200 | 22800 | 87.02% | 1.9 | 0 | 10.5 |  |  |  |  | R-410A | 2.0167 | Residential & Commercial | USHP | Ducted CEE Tier 1
211244705 | Central HP <5.4 tons | TEMPSTAR | HRCU-A-CB (Split System: Heat Pump with Remote Outdoor Unit-Air-Source) | DLCURAH24ABK |  |  | EN(A,D)4X30L17** | *80ES(N,L)0701712A* | 24400 | 16.5 | 8.1 | 26400 | 22600 | 85.61% | 1.88 | 0 | 10.5 |  |  |  |  | R-410A | 2.0333 | Residential & Commercial | USHP | Ducted CEE Tier 1
213778851 | Central HP <5.4 tons | DAY & NIGHT | HRCU-A-CB (Split System: Heat Pump with Remote Outdoor Unit-Air-Source) | CVH837GKA** |  |  | EA*4X36L21A*+WALLCON | *80CTL0902120B* | 31600 | 17 | 8.1 | 32800 | 24200 | 73.78% | 1.86 | 0 | 11 |  |  |  |  | R-410A | 2.6333 | Residential & Commercial | USHP | Ducted CEE Tier 1
213774621 | Central HP <5.4 tons | DAY & NIGHT | HRCU-A-CB (Split System: Heat Pump with Remote Outdoor Unit-Air-Source) | CVH825GKA3* |  |  | EHD4X48AAL+WALLCON | *80CTL1352422B* | 24200 | 16 | 8.1 | 21200 | 16600 | 78.3% | 2 | 0 | 10.5 |  |  |  |  | R-410A | 2.0167 | Residential & Commercial | USHP | Ducted CEE Tier 1
213774641 | Central HP <5.4 tons | DAY & NIGHT | HRCU-A-CB (Split System: Heat Pump with Remote Outdoor Unit-Air-Source) | CVH825GKA3* |  |  | EHD4X48AAL+WALLCON | *97CMN0601714B* | 24000 | 15.5 | 8.1 | 21400 | 16700 | 78.04% | 2 | 0 | 10.5 |  |  |  |  | R-410A | 2 | Residential & Commercial | USHP | Ducted CEE Tier 1
213774691 | Central HP <5.4 tons | DAY & NIGHT | HRCU-A-CB (Split System: Heat Pump with Remote Outdoor Unit-Air-Source) | CVH825GKA3* |  |  | EHD4X48AAL+WALLCON | *96CTN0601714B* | 24200 | 16 | 8.1 | 21400 | 16600 | 77.57% | 2 | 0 | 10.5 |  |  |  |  | R-410A | 2.0167 | Residential & Commercial | USHP | Ducted CEE Tier 1
210474046 | Central HP <5.4 tons | TEMPSTAR | HRCU-A-CB (Split System: Heat Pump with Remote Outdoor Unit-Air-Source) | TVH825GKA3* |  |  | EN(A,D,W)4X48L21**+WALLCON | *80CTL0901716A* | 24200 | 17.5 | 8.1 | 21200 | 16500 | 77.83% | 2.02 | 0 | 11.7 |  |  |  |  | R-410A | 2.0167 | Residential & Commercial | USHP | Ducted CEE Tier 1
210474101 | Central HP <5.4 tons | TEMPSTAR | HRCU-A-CB (Split System: Heat Pump with Remote Outdoor Unit-Air-Source) | TVH825GKA3* |  |  | EN(A,D)4X48L24**+WALLCON | *80CTL1352422A* | 24200 | 17 | 8.1 | 21400 | 16600 | 77.57% | 2.02 | 0 | 11.5 |  |  |  |  | R-410A | 2.0167 | Residential & Commercial | USHP | Ducted CEE Tier 1
216677770 | Central HP <5.4 tons | COMFORTMAKER | HRCU-A-CB (Split System: Heat Pump with Remote Outdoor Unit-Air-Source) | D5CURAH24AAK |  |  | EA*5X36M17A* | *95MSU0601716A* | 23800 | 15.5 | 8.5 | 24000 | 19400 | 80.83% | 1.9 | 0 | 9.8 |  |  |  |  | R-454B | 1.9833 | Residential & Commercial | USHP
216676359 | Central HP <5.4 tons | COMFORTMAKER | HRCU-A-CB (Split System: Heat Pump with Remote Outdoor Unit-Air-Source) | D5CURAH24AAK |  |  | ESH5X24M12A* | *80CSU0401712A* | 24400 | 15.2 | 8.5 | 24800 | 19700 | 79.44% | 1.88 | 0 | 9.8 |  |  |  |  | R-454B | 2.0333 | Residential & Commercial | USHP
205750690 | Central HP <5.4 tons | COMFORTMAKER | HRCU-A-CB (Split System: Heat Pump with Remote Outdoor Unit-Air-Source) | CVH825GKA2* |  |  | EA*4X37L21A*+WALLCON | *97CMN0801714A* | 24400 | 16.5 | 8.1 | 21200 | 16700 | 78.77% | 2.02 | 11 | 11 |  |  |  |  | R-410A | 2.0333 | Residential & Commercial | USHP | Ducted CEE Tier 1
211240683 | Central HP <5.4 tons | TEMPSTAR | HRCU-A-CB (Split System: Heat Pump with Remote Outdoor Unit-Air-Source) | DLCURAH24ABK |  |  | EA*4X24L17A* | *92ESN0601412A* | 23200 | 16.5 | 8.5 | 26400 | 25800 | 97.73% | 2.18 | 0 | 10 |  |  |  |  | R-410A | 1.9333 | Residential & Commercial | USHP | Ducted CEE Tier 1
211240716 | Central HP <5.4 tons | TEMPSTAR | HRCU-A-CB (Split System: Heat Pump with Remote Outdoor Unit-Air-Source) | DLCURAH24ABK |  |  | EA*4X24L17A* | *95ESN0601714A* | 24400 | 15.5 | 8.5 | 27200 | 23200 | 85.29% | 1.9 | 0 | 10 |  |  |  |  | R-410A | 2.0333 | Residential & Commercial | USHP | Ducted CEE Tier 1
216675859 | Central HP <5.4 tons | COMFORTMAKER | HRCU-A-CB (Split System: Heat Pump with Remote Outdoor Unit-Air-Source) | D5CURAH24AAK |  |  | EA*5X36M17A* | *80MS(N,L)0701712A* | 23600 | 15.5 | 8.5 | 23800 | 19300 | 81.09% | 1.92 | 0 | 9.8 |  |  |  |  | R-454B | 1.9667 | Residential & Commercial | USHP
216676095 | Central HP <5.4 tons | COMFORTMAKER | HRCU-A-CB (Split System: Heat Pump with Remote Outdoor Unit-Air-Source) | D5CURAH24AAK |  |  | ESH5X36M12A* | *80MS(N,L)1102420A* | 24400 | 15.2 | 8.5 | 23800 | 19300 | 81.09% | 1.94 | 0 | 10 |  |  |  |  | R-454B | 2.0333 | Residential & Commercial | USHP | Ducted CEE Tier 1
212986913 | Central HP <5.4 tons | DAY & NIGHT | HRCU-A-CB (Split System: Heat Pump with Remote Outdoor Unit-Air-Source) | DLCURAH24ABK |  |  | EA*4X36L17A* | *96MSN0601412A* | 23600 | 16.5 | 8.5 | 26200 | 23800 | 90.84% | 1.98 | 0 | 10 |  |  |  |  | R-410A | 1.9667 | Residential & Commercial | USHP | Ducted CEE Tier 1
212987033 | Central HP <5.4 tons | DAY & NIGHT | HRCU-A-CB (Split System: Heat Pump with Remote Outdoor Unit-Air-Source) | DLCURAH18ABK |  |  | EA*4X30L17A* | *96MSN0601412A* | 17500 | 16.5 | 8.5 | 18100 | 18700 | 103.3% | 2.26 | 0 | 10.5 |  |  |  |  | R-410A | 1.4583 | Residential & Commercial | USHP | Ducted CEE Tier 1
211264429 | Central HP <5.4 tons | COMFORTMAKER | HRCU-A-CB (Split System: Heat Pump with Remote Outdoor Unit-Air-Source) | DLCURAH18ABK |  |  | EN(A,D)4X30L17** | *95ESN0261410A* | 18200 | 15.5 | 8.5 | 18800 | 18400 | 97.87% | 2.2 | 0 | 11 |  |  |  |  | R-410A | 1.5167 | Residential & Commercial | USHP | Ducted CEE Tier 1
211264545 | Central HP <5.4 tons | COMFORTMAKER | HRCU-A-CB (Split System: Heat Pump with Remote Outdoor Unit-Air-Source) | DLCURAH18ABK |  |  | EN(A,D)4X30L17** | *92ESN0601412A* | 18300 | 16 | 8.5 | 18800 | 18300 | 97.34% | 2.22 | 0 | 11 |  |  |  |  | R-410A | 1.525 | Residential & Commercial | USHP | Ducted CEE Tier 1
215936950 | Central HP <5.4 tons | DAY & NIGHT | HRCU-A-CB (Split System: Heat Pump with Remote Outdoor Unit-Air-Source) | C5H3V36*K*AAA* |  |  | EVD5X61M24A*+WALLCON | *95CSU1002122B* | 36000 | 22.5 | 8.5 | 37600 | 28200 | 75% | 2.06 | 0 | 12.5 |  |  |  |  | R-454B | 3 | Residential & Commercial | USHP | Ducted CEE Tier 1
211262830 | Central HP <5.4 tons | COMFORTMAKER | HRCU-A-CB (Split System: Heat Pump with Remote Outdoor Unit-Air-Source) | DLCURAH18ABK |  |  | EN(A,D)4X24L17** | *96VSN0601714A* | 17600 | 15.5 | 8.5 | 18500 | 18800 | 101.6% | 2.26 | 0 | 10.5 |  |  |  |  | R-410A | 1.4667 | Residential & Commercial | USHP | Ducted CEE Tier 1
211263141 | Central HP <5.4 tons | COMFORTMAKER | HRCU-A-CB (Split System: Heat Pump with Remote Outdoor Unit-Air-Source) | DLCURAH18ABK |  |  | EN(A,D)4X24L17** | *95ESN0401410A* | 17800 | 15.5 | 8.5 | 18700 | 18800 | 100.5% | 2.26 | 0 | 10.5 |  |  |  |  | R-410A | 1.4833 | Residential & Commercial | USHP | Ducted CEE Tier 1
211263968 | Central HP <5.4 tons | COMFORTMAKER | HRCU-A-CB (Split System: Heat Pump with Remote Outdoor Unit-Air-Source) | DLCURAH18ABK |  |  | EN(A,D)4X30L17** | *96VSN0601412A* | 18000 | 16 | 8.5 | 18600 | 18400 | 98.92% | 2.22 | 0 | 11 |  |  |  |  | R-410A | 1.5 | Residential & Commercial | USHP | Ducted CEE Tier 1
216676579 | Central HP <5.4 tons | COMFORTMAKER | HRCU-A-CB (Split System: Heat Pump with Remote Outdoor Unit-Air-Source) | D5CURAH24AAK |  |  | EA*5X36M17A* | *80VTL0451412B* | 23600 | 15.5 | 8.5 | 24000 | 19300 | 80.42% | 1.92 | 0 | 9.8 |  |  |  |  | R-454B | 1.9667 | Residential & Commercial | USHP
216677031 | Central HP <5.4 tons | COMFORTMAKER | HRCU-A-CB (Split System: Heat Pump with Remote Outdoor Unit-Air-Source) | D5CURAH24AAK |  |  | EA*5X37M21A* | *92MSN1002120A* | 24400 | 16 | 8.5 | 23000 | 19000 | 82.61% | 1.96 | 0 | 10 |  |  |  |  | R-454B | 2.0333 | Residential & Commercial | USHP | Ducted CEE Tier 1
216678216 | Central HP <5.4 tons | COMFORTMAKER | HRCU-A-CB (Split System: Heat Pump with Remote Outdoor Unit-Air-Source) | D5CURAH24AAK |  |  | EA*5X37M21A* | *96VTN1002122B* | 24800 | 15.5 | 9 | 23200 | 19100 | 82.33% | 2.08 | 0 | 10 |  |  |  |  | R-454B | 2.0667 | Residential & Commercial | USHP | Ducted CEE Tier 1
216678334 | Central HP <5.4 tons | COMFORTMAKER | HRCU-A-CB (Split System: Heat Pump with Remote Outdoor Unit-Air-Source) | D5CURAH24AAK |  |  | EA*5X37M17A* | *97VTN0801716A* | 24400 | 15.5 | 8.5 | 23600 | 19300 | 81.78% | 1.94 | 0 | 10 |  |  |  |  | R-454B | 2.0333 | Residential & Commercial | USHP | Ducted CEE Tier 1
215488112 | Central HP <5.4 tons | GOODMAN | HRCU-A-CB (Split System: Heat Pump with Remote Outdoor Unit-Air-Source) | GZV7SA4810A* |  |  | CA*EA6030*3A* | G*VM970804CNB* | 45500 | 16.2 | 8.8 | 47000 | 33600 | 71.49% | 2 | 0 | 10 |  |  |  |  | R-32 | 3.7917 | Residential & Commercial | USHP | Ducted CEE Tier 1
210470505 | Central HP <5.4 tons | TEMPSTAR | HRCU-A-CB (Split System: Heat Pump with Remote Outdoor Unit-Air-Source) | TVH837GKA2* |  |  | EA*4X61L21A*+WALLCON | *80CTL0901716A* | 33200 | 18 | 8.5 | 32000 | 24800 | 77.5% | 2 | 0 | 12 |  |  |  |  | R-410A | 2.7667 | Residential & Commercial | USHP | Ducted CEE Tier 1
215936870 | Central HP <5.4 tons | DAY & NIGHT | HRCU-A-CB (Split System: Heat Pump with Remote Outdoor Unit-Air-Source) | C5H3V36*K*AAA* |  |  | EVD5X61M21A*+WALLCON | *80CTL0451712B* | 35400 | 21 | 8.5 | 38500 | 29000 | 75.32% | 2.02 | 0 | 11.7 |  |  |  |  | R-454B | 2.95 | Residential & Commercial | USHP | Ducted CEE Tier 1
215935600 | Central HP <5.4 tons | DAY & NIGHT | HRCU-A-CB (Split System: Heat Pump with Remote Outdoor Unit-Air-Source) | C5H3V36*K*AAA* |  |  | EVD5X36M21A*+WALLCON | *80CSU0601716A* | 34400 | 21 | 8.5 | 38500 | 28200 | 73.25% | 2.04 | 0 | 11.7 |  |  |  |  | R-454B | 2.8667 | Residential & Commercial | USHP | Ducted CEE Tier 1
216733501 | Central HP <5.4 tons | DAY & NIGHT | HRCU-A-CB (Split System: Heat Pump with Remote Outdoor Unit-Air-Source) | D5CUHAH24AAK |  |  | EA*5X25M17A* | *96VSN0601716B* | 23000 | 16.5 | 8.5 | 20600 | 18400 | 89.32% | 1.98 | 0 | 11 |  |  |  |  | R-454B | 1.9167 | Residential & Commercial | USHP | Ducted CEE Tier 1
216676696 | Central HP <5.4 tons | COMFORTMAKER | HRCU-A-CB (Split System: Heat Pump with Remote Outdoor Unit-Air-Source) | D5CURAH24AAK |  |  | EA*5X37M21A* | *80VTL0701716B* | 24400 | 15.5 | 8.5 | 23000 | 19000 | 82.61% | 1.96 | 0 | 10 |  |  |  |  | R-454B | 2.0333 | Residential & Commercial | USHP | Ducted CEE Tier 1
216676946 | Central HP <5.4 tons | COMFORTMAKER | HRCU-A-CB (Split System: Heat Pump with Remote Outdoor Unit-Air-Source) | D5CURAH24AAK |  |  | EA*5X37M21A* | *92MSN0601714A* | 24400 | 15.5 | 8.5 | 23000 | 19000 | 82.61% | 1.96 | 0 | 10 |  |  |  |  | R-454B | 2.0333 | Residential & Commercial | USHP | Ducted CEE Tier 1
216676981 | Central HP <5.4 tons | COMFORTMAKER | HRCU-A-CB (Split System: Heat Pump with Remote Outdoor Unit-Air-Source) | D5CURAH24AAK |  |  | EA*5X37M17A* | *92MSN0801716A* | 24600 | 15.5 | 9 | 23600 | 19200 | 81.36% | 2.06 | 0 | 10 |  |  |  |  | R-454B | 2.05 | Residential & Commercial | USHP | Ducted CEE Tier 1
216677782 | Central HP <5.4 tons | COMFORTMAKER | HRCU-A-CB (Split System: Heat Pump with Remote Outdoor Unit-Air-Source) | D5CURAH24AAK |  |  | EA*5X37M21A* | *95MSU0601716A* | 24400 | 15.5 | 8.5 | 23000 | 19000 | 82.61% | 1.96 | 0 | 10 |  |  |  |  | R-454B | 2.0333 | Residential & Commercial | USHP | Ducted CEE Tier 1
216677849 | Central HP <5.4 tons | COMFORTMAKER | HRCU-A-CB (Split System: Heat Pump with Remote Outdoor Unit-Air-Source) | D5CURAH24AAK |  |  | ESH5X36M12A* | *95MSU1002122A* | 24800 | 16 | 8.5 | 24000 | 19400 | 80.83% | 1.92 | 0 | 10 |  |  |  |  | R-454B | 2.0667 | Residential & Commercial | USHP | Ducted CEE Tier 1
216733569 | Central HP <5.4 tons | DAY & NIGHT | HRCU-A-CB (Split System: Heat Pump with Remote Outdoor Unit-Air-Source) | D5CUHAH24AAK |  |  | EA*5X25M17A* | *96VTN0401712B* | 23000 | 16 | 8.5 | 20800 | 18600 | 89.42% | 1.98 | 0 | 11 |  |  |  |  | R-454B | 1.9167 | Residential & Commercial | USHP | Ducted CEE Tier 1
216733754 | Central HP <5.4 tons | DAY & NIGHT | HRCU-A-CB (Split System: Heat Pump with Remote Outdoor Unit-Air-Source) | D5CUHAH24AAK |  |  | EA*5X30M14A* | *96MSN0601412A* | 22200 | 15.5 | 8.1 | 20800 | 18800 | 90.38% | 1.9 | 0 | 10.5 |  |  |  |  | R-454B | 1.85 | Residential & Commercial | USHP | Ducted CEE Tier 1
216733870 | Central HP <5.4 tons | DAY & NIGHT | HRCU-A-CB (Split System: Heat Pump with Remote Outdoor Unit-Air-Source) | D5CUHAH24AAK |  |  | EA*5X30M17A* | *80MS(N,L)0701716A* | 22200 | 16 | 8.1 | 20800 | 18800 | 90.38% | 1.85 | 0 | 10.5 |  |  |  |  | R-454B | 1.85 | Residential & Commercial | USHP | Ducted CEE Tier 1
216734070 | Central HP <5.4 tons | DAY & NIGHT | HRCU-A-CB (Split System: Heat Pump with Remote Outdoor Unit-Air-Source) | D5CUHAH24AAK |  |  | EA*5X30M17A* | *92MSN0601714A* | 22200 | 16 | 8.1 | 20800 | 18800 | 90.38% | 1.85 | 0 | 10.5 |  |  |  |  | R-454B | 1.85 | Residential & Commercial | USHP | Ducted CEE Tier 1
216734137 | Central HP <5.4 tons | DAY & NIGHT | HRCU-A-CB (Split System: Heat Pump with Remote Outdoor Unit-Air-Source) | D5CUHAH24AAK |  |  | EA*5X30M17A* | *96MSN0801716A* | 22400 | 15.5 | 8.1 | 21000 | 18900 | 90% | 1.9 | 0 | 10.5 |  |  |  |  | R-454B | 1.8667 | Residential & Commercial | USHP | Ducted CEE Tier 1
207252293 | Central HP <5.4 tons | AMERICAN STANDARD | HRCU-A-CB (Split System: Heat Pump with Remote Outdoor Unit-Air-Source) | 4A6C7048A4 |  |  | 4PX*DU48BS3 | L8V1C100U5VSA | 45500 | 17 | 8.1 | 47500 | 45500 | 95.79% | 3.4 | 12.5 | 12 |  |  |  |  | R-410A | 3.7917 | Residential & Commercial | USHP | Ducted CEE Tier 1
207252296 | Central HP <5.4 tons | AMERICAN STANDARD | HRCU-A-CB (Split System: Heat Pump with Remote Outdoor Unit-Air-Source) | 4A6C7048A4 |  |  | 4TXCC009DS3 | L8V1C100U5VSA | 48000 | 17 | 8.1 | 48500 | 48000 | 98.97% | 3.6 | 12.5 | 12 |  |  |  |  | R-410A | 4 | Residential & Commercial | USHP | Ducted CEE Tier 1
212331381 | Central HP <5.4 tons | LBG Products | HRCU-A-C (Split System: Heat Pump with Remote Outdoor Unit with No Indoor Fan --Air Source) | LCHB24DO |  |  | LCHB24DA | 0 | 24000 | 15.7 | 9.8 | 25600 | 18500 | 72.27% | 2.2 | 10.3 | 10 |  |  |  |  | R-410A | 2 | Residential & Commercial | USHP | Ducted CEE Tier 1
212974132 | Central HP <5.4 tons | CARRIER | HRCU-A-CB (Split System: Heat Pump with Remote Outdoor Unit-Air-Source) | 38MURAQ30AB3* |  |  | CAP**3721AL* | 59SP6B080V21**20 | 30400 | 15.2 | 8.1 | 33400 | 26400 | 79.04% | 1.86 | 0 | 9 |  |  |  |  | R-410A | 2.5333 | Residential & Commercial | USHP
204456422 | Central HP <5.4 tons | COMFORTMAKER | HRCU-A-CB (Split System: Heat Pump with Remote Outdoor Unit-Air-Source) | CVH825GKA2* |  |  | EA*4X24L17A*+WALLCON | *80CTL0701412A* | 23400 | 17 | 8.1 | 22000 | 16700 | 75.91% | 1.9 | 11 | 11 |  |  |  |  | R-410A | 1.95 | Residential & Commercial | USHP | Ducted CEE Tier 1
213386512 | Central HP <5.4 tons | COMFORTSTAR | HRCU-A-C (Split System: Heat Pump with Remote Outdoor Unit with No Indoor Fan --Air Source) | CPR24CD(O) |  |  | ACP-24B | 0 | 24000 | 15.7 | 9.8 | 25600 | 18500 | 72.27% | 2.2 | 10.3 | 10 |  |  |  |  | R-410A | 2 | Residential & Commercial | USHP | Ducted CEE Tier 1
211244909 | Central HP <5.4 tons | TEMPSTAR | HRCU-A-CB (Split System: Heat Pump with Remote Outdoor Unit-Air-Source) | DLCURAH24ABK |  |  | EN(A,D,W)4X36L17** | *96VSN0801716A* | 24200 | 16.5 | 8.1 | 26200 | 23000 | 87.79% | 1.9 | 0 | 10.5 |  |  |  |  | R-410A | 2.0167 | Residential & Commercial | USHP | Ducted CEE Tier 1
216675825 | Central HP <5.4 tons | COMFORTMAKER | HRCU-A-CB (Split System: Heat Pump with Remote Outdoor Unit-Air-Source) | D5CURAH24AAK |  |  | EA*5X25M17A* | *80MS(N,L)0701412A* | 24400 | 16 | 8.5 | 23200 | 19100 | 82.33% | 1.96 | 0 | 10 |  |  |  |  | R-454B | 2.0333 | Residential & Commercial | USHP | Ducted CEE Tier 1
215223954 | Central HP <5.4 tons | JOHNSON CONTROLS | HRCU-A-CB (Split System: Heat Pump with Remote Outdoor Unit-Air-Source) | HH824E2S11 |  |  | CTM36B5ADS1 | Z8ES100B12SMPS1 | 23000 | 18 | 9.5 | 23000 | 18800 | 81.74% | 2 | 0 | 12 |  |  |  |  | R-454B | 1.9167 | Residential & Commercial | USHP | Ducted CEE Tier 1
216676451 | Central HP <5.4 tons | COMFORTMAKER | HRCU-A-CB (Split System: Heat Pump with Remote Outdoor Unit-Air-Source) | D5CURAH24AAK |  |  | EA*5X25M17A* | *80MSU0601716A* | 25000 | 16 | 9 | 23400 | 19200 | 82.05% | 2.06 | 0 | 10 |  |  |  |  | R-454B | 2.0833 | Residential & Commercial | USHP | Ducted CEE Tier 1
214242161 | Central HP <5.4 tons | DAY & NIGHT | HRCU-A-CB (Split System: Heat Pump with Remote Outdoor Unit-Air-Source) | CVH825GKA3* |  |  | EN(A,D,W)4X42L21**+WALLCON | *97CMN0801714B* | 23600 | 16.5 | 8.1 | 21400 | 16700 | 78.04% | 1.94 | 0 | 11 |  |  |  |  | R-410A | 1.9667 | Residential & Commercial | USHP | Ducted CEE Tier 1
214242231 | Central HP <5.4 tons | DAY & NIGHT | HRCU-A-CB (Split System: Heat Pump with Remote Outdoor Unit-Air-Source) | CVH825GKA3* |  |  | EN(A,D,W)4X48L21**+WALLCON | *80CTL0901716B* | 24200 | 17 | 8.1 | 21200 | 16600 | 78.3% | 2 | 0 | 11 |  |  |  |  | R-410A | 2.0167 | Residential & Commercial | USHP | Ducted CEE Tier 1
215935830 | Central HP <5.4 tons | DAY & NIGHT | HRCU-A-CB (Split System: Heat Pump with Remote Outdoor Unit-Air-Source) | C5H3V36*K*AAA* |  |  | EVD5X38M17A*+WALLCON | *80CTL0451712B* | 35000 | 21 | 8.5 | 39000 | 29600 | 75.9% | 2 | 0 | 11.5 |  |  |  |  | R-454B | 2.9167 | Residential & Commercial | USHP | Ducted CEE Tier 1
215936280 | Central HP <5.4 tons | DAY & NIGHT | HRCU-A-CB (Split System: Heat Pump with Remote Outdoor Unit-Air-Source) | C5H3V36*K*AAA* |  |  | EVD5X48M21A*+WALLCON | *97CMN0601714B* | 34400 | 20.5 | 8.5 | 38000 | 27600 | 72.63% | 2.08 | 0 | 11 |  |  |  |  | R-454B | 2.8667 | Residential & Commercial | USHP | Ducted CEE Tier 1
215936730 | Central HP <5.4 tons | DAY & NIGHT | HRCU-A-CB (Split System: Heat Pump with Remote Outdoor Unit-Air-Source) | C5H3V36*K*AAA* |  |  | EVD5X60M21A*+WALLCON | *96CTN1002122B* | 35600 | 22 | 8.5 | 38000 | 28600 | 75.26% | 2.02 | 0 | 12.5 |  |  |  |  | R-454B | 2.9667 | Residential & Commercial | USHP | Ducted CEE Tier 1
215936800 | Central HP <5.4 tons | DAY & NIGHT | HRCU-A-CB (Split System: Heat Pump with Remote Outdoor Unit-Air-Source) | C5H3V36*K*AAA* |  |  | EVD5X60M24A*+WALLCON | *95CSU1002122B* | 35600 | 22 | 8.5 | 38000 | 28400 | 74.74% | 2.06 | 0 | 12.5 |  |  |  |  | R-454B | 2.9667 | Residential & Commercial | USHP | Ducted CEE Tier 1
212984040 | Central HP <5.4 tons | AIRQUEST | HRCU-A-CB (Split System: Heat Pump with Remote Outdoor Unit-Air-Source) | DLCURAH24ABK |  |  | EA*4X25L17A* | *92MSN0601714A* | 24200 | 17 | 8.5 | 25200 | 21800 | 86.51% | 1.82 | 0 | 10 |  |  |  |  | R-410A | 2.0167 | Residential & Commercial | USHP | Ducted CEE Tier 1
216676439 | Central HP <5.4 tons | COMFORTMAKER | HRCU-A-CB (Split System: Heat Pump with Remote Outdoor Unit-Air-Source) | D5CURAH24AAK |  |  | EA*5X37M17A* | *80MSU0601716A* | 24800 | 16 | 9 | 23600 | 19200 | 81.36% | 2.06 | 0 | 10 |  |  |  |  | R-454B | 2.0667 | Residential & Commercial | USHP | Ducted CEE Tier 1
216677725 | Central HP <5.4 tons | COMFORTMAKER | HRCU-A-CB (Split System: Heat Pump with Remote Outdoor Unit-Air-Source) | D5CURAH24AAK |  |  | EA*5X37M21A* | *95MSU0401712A* | 24400 | 15.5 | 8.5 | 23000 | 19100 | 83.04% | 1.96 | 0 | 10 |  |  |  |  | R-454B | 2.0333 | Residential & Commercial | USHP | Ducted CEE Tier 1
215935840 | Central HP <5.4 tons | DAY & NIGHT | HRCU-A-CB (Split System: Heat Pump with Remote Outdoor Unit-Air-Source) | C5H3V36*K*AAA* |  |  | EVD5X38M17A*+WALLCON | *80CTL0701412B* | 35200 | 21.5 | 8.5 | 38500 | 29000 | 75.32% | 2.02 | 0 | 11.7 |  |  |  |  | R-454B | 2.9333 | Residential & Commercial | USHP | Ducted CEE Tier 1
216678109 | Central HP <5.4 tons | COMFORTMAKER | HRCU-A-CB (Split System: Heat Pump with Remote Outdoor Unit-Air-Source) | D5CURAH24AAK |  |  | EA*5X36M17A* | *96VTN0801716B* | 23600 | 15.2 | 8.5 | 24000 | 19400 | 80.83% | 1.9 | 0 | 9.8 |  |  |  |  | R-454B | 1.9667 | Residential & Commercial | USHP
211226865 | Central HP <5.4 tons | COMFORTMAKER | HRCU-A-CB (Split System: Heat Pump with Remote Outdoor Unit-Air-Source) | DLCURAH36ABK |  |  | EA*4X37L21A* | *80VSL0451716A* | 36200 | 15.5 | 8.5 | 38500 | 34800 | 90.39% | 2.06 | 0 | 10 |  |  |  |  | R-410A | 3.0167 | Residential & Commercial | USHP | Ducted CEE Tier 1
213386524 | Central HP <5.4 tons | COMFORTSTAR | HRCU-A-C (Split System: Heat Pump with Remote Outdoor Unit with No Indoor Fan --Air Source) | CPR24CD(O) |  |  | UACP-24B | 0 | 24000 | 15.7 | 9.8 | 25600 | 18500 | 72.27% | 2.2 | 10.3 | 10 |  |  |  |  | R-410A | 2 | Residential & Commercial | USHP | Ducted CEE Tier 1
210470491 | Central HP <5.4 tons | DAY & NIGHT | HRCU-A-CB (Split System: Heat Pump with Remote Outdoor Unit-Air-Source) | CVH837GKA2* |  |  | EA*4X61L21A*+WALLCON | *96CTN1002122A* | 33200 | 17.5 | 8.5 | 32000 | 24800 | 77.5% | 2 | 0 | 12 |  |  |  |  | R-410A | 2.7667 | Residential & Commercial | USHP | Ducted CEE Tier 1
211244891 | Central HP <5.4 tons | TEMPSTAR | HRCU-A-CB (Split System: Heat Pump with Remote Outdoor Unit-Air-Source) | DLCURAH24ABK |  |  | EN(A,D,W)4X36L17** | *96VSN0401712A* | 23400 | 16 | 8.1 | 25800 | 24000 | 93.02% | 1.98 | 0 | 10 |  |  |  |  | R-410A | 1.95 | Residential & Commercial | USHP | Ducted CEE Tier 1
212978198 | Central HP <5.4 tons | CARRIER | HRCU-A-CB (Split System: Heat Pump with Remote Outdoor Unit-Air-Source) | 38MURAQ24AB3* |  |  | CNPV*3017AL* | 58S(B,C)*B070M14**12 | 23600 | 17 | 8.1 | 26000 | 24000 | 92.31% | 2 | 0 | 10.5 |  |  |  |  | R-410A | 1.9667 | Residential & Commercial | USHP | Ducted CEE Tier 1
204456819 | Central HP <5.4 tons | COMFORTMAKER | HRCU-A-CB (Split System: Heat Pump with Remote Outdoor Unit-Air-Source) | CVH825GKA2* |  |  | EA*4X37L17A*+WALLCON | *80CTL0451712A* | 24000 | 16 | 8.1 | 21600 | 16800 | 77.78% | 1.98 | 11 | 10.5 |  |  |  |  | R-410A | 2 | Residential & Commercial | USHP | Ducted CEE Tier 1
215488110 | Central HP <5.4 tons | GOODMAN | HRCU-A-CB (Split System: Heat Pump with Remote Outdoor Unit-Air-Source) | GZV7SA4810A* |  |  | CA*EA6030*3A* | G*VC960804CNB* | 45500 | 16.2 | 8.8 | 47000 | 33600 | 71.49% | 2 | 0 | 10 |  |  |  |  | R-32 | 3.7917 | Residential & Commercial | USHP | Ducted CEE Tier 1
215488151 | Central HP <5.4 tons | GOODMAN | HRCU-A-CB (Split System: Heat Pump with Remote Outdoor Unit-Air-Source) | GZV6SA1810A* |  |  | CA*EA2418*3A* | G*VC800804C*A* | 17000 | 19 | 8.8 | 16800 | 13000 | 77.38% | 2.1 | 0 | 12 |  |  |  |  | R-32 | 1.4167 | Residential & Commercial | USHP | Ducted CEE Tier 1
210470502 | Central HP <5.4 tons | DAY & NIGHT | HRCU-A-CB (Split System: Heat Pump with Remote Outdoor Unit-Air-Source) | CVH837GKA2* |  |  | EA*4X61L21A*+WALLCON | *80CTL0901716A* | 33200 | 18 | 8.5 | 32000 | 24800 | 77.5% | 2 | 0 | 12 |  |  |  |  | R-410A | 2.7667 | Residential & Commercial | USHP | Ducted CEE Tier 1
215853493 | Central HP <5.4 tons | CHAMPION HEATING AND COOLING | HRCU-A-CB (Split System: Heat Pump with Remote Outdoor Unit-Air-Source) | HH860E2S11 |  |  | CTM60D5CJS1 | TM9V120D20MP12 | 53500 | 19 | 9 | 55500 | 40000 | 72.07% | 2 | 0 | 11 |  |  |  |  | R-454B | 4.4583 | Residential & Commercial | USHP | Ducted CEE Tier 1
210470634 | Central HP <5.4 tons | DAY & NIGHT | HRCU-A-CB (Split System: Heat Pump with Remote Outdoor Unit-Air-Source) | CVH837GKA2* |  |  | EA*4X61L24A*+WALLCON | *96CTN1002122A* | 33200 | 18 | 8.5 | 32000 | 24800 | 77.5% | 2 | 0 | 12 |  |  |  |  | R-410A | 2.7667 | Residential & Commercial | USHP | Ducted CEE Tier 1
210471327 | Central HP <5.4 tons | DAY & NIGHT | HRCU-A-CB (Split System: Heat Pump with Remote Outdoor Unit-Air-Source) | CVH837GKA2* |  |  | EHD4X60AAL+WALLCON | *97CMN0602120A* | 32800 | 16.5 | 8.1 | 32400 | 25200 | 77.78% | 1.98 | 0 | 11 |  |  |  |  | R-410A | 2.7333 | Residential & Commercial | USHP | Ducted CEE Tier 1
204299070 | Central HP <5.4 tons | COMFORTMAKER | HRCU-A-CB (Split System: Heat Pump with Remote Outdoor Unit-Air-Source) | CVH837GKA** |  |  | EA*4X42L24A*+WALLCON | *80CTL0902120A* | 31800 | 17.5 | 8.1 | 33200 | 24400 | 73.49% | 1.9 | 11 | 11.5 |  |  |  |  | R-410A | 2.65 | Residential & Commercial | USHP | Ducted CEE Tier 1
212985876 | Central HP <5.4 tons | AIRQUEST | HRCU-A-CB (Split System: Heat Pump with Remote Outdoor Unit-Air-Source) | DLCURAH18ABK |  |  | EA*4X19L17A* | *96MSN0261410A* | 17800 | 16.5 | 8.1 | 17800 | 17900 | 100.6% | 2.16 | 0 | 10.5 |  |  |  |  | R-410A | 1.4833 | Residential & Commercial | USHP | Ducted CEE Tier 1
211262238 | Central HP <5.4 tons | COMFORTMAKER | HRCU-A-CB (Split System: Heat Pump with Remote Outdoor Unit-Air-Source) | DLCURAH18ABK |  |  | EN(A,D)4X18L14** | *80VSL0451412A* | 17400 | 15.5 | 8.5 | 18600 | 19400 | 104.3% | 2.32 | 0 | 10.5 |  |  |  |  | R-410A | 1.45 | Residential & Commercial | USHP | Ducted CEE Tier 1
204299140 | Central HP <5.4 tons | COMFORTMAKER | HRCU-A-CB (Split System: Heat Pump with Remote Outdoor Unit-Air-Source) | CVH837GKA** |  |  | EA*4X42L24A*+WALLCON | *96CTN1002122A* | 31800 | 17.5 | 8.1 | 33000 | 24400 | 73.94% | 1.9 | 12 | 11.5 |  |  |  |  | R-410A | 2.65 | Residential & Commercial | USHP | Ducted CEE Tier 1
212985776 | Central HP <5.4 tons | AIRQUEST | HRCU-A-CB (Split System: Heat Pump with Remote Outdoor Unit-Air-Source) | DLCURAH24ABK |  |  | EA*4X25L17A* | *96MSN0261410A* | 24200 | 16.5 | 8.5 | 25200 | 21600 | 85.71% | 1.82 | 0 | 10 |  |  |  |  | R-410A | 2.0167 | Residential & Commercial | USHP | Ducted CEE Tier 1
212985826 | Central HP <5.4 tons | AIRQUEST | HRCU-A-CB (Split System: Heat Pump with Remote Outdoor Unit-Air-Source) | DLCURAH24ABK |  |  | EN(A,D)4X24L14** | *96MSN0261410A* | 23200 | 16 | 8.5 | 27000 | 25200 | 93.33% | 2.08 | 0 | 10 |  |  |  |  | R-410A | 1.9333 | Residential & Commercial | USHP | Ducted CEE Tier 1
212986130 | Central HP <5.4 tons | AIRQUEST | HRCU-A-CB (Split System: Heat Pump with Remote Outdoor Unit-Air-Source) | DLCURAH24ABK |  |  | EA*4X24L14A* | *96MSN0401410A* | 23200 | 16 | 8.5 | 27000 | 26600 | 98.52% | 2.22 | 0 | 9.5 |  |  |  |  | R-410A | 1.9333 | Residential & Commercial | USHP
213386517 | Central HP <5.4 tons | COMFORTSTAR | HRCU-A-C (Split System: Heat Pump with Remote Outdoor Unit with No Indoor Fan --Air Source) | CPH18CD(O) |  |  | ACP-24B | 0 | 18000 | 16.1 | 9.5 | 19000 | 15000 | 78.95% | 2.2 | 11.6 | 11.7 |  |  |  |  | R-410A | 1.5 | Residential & Commercial | USHP | Ducted CEE Tier 1
204299120 | Central HP <5.4 tons | COMFORTMAKER | HRCU-A-CB (Split System: Heat Pump with Remote Outdoor Unit-Air-Source) | CVH837GKA** |  |  | EA*4X42L24A*+WALLCON | *97CMN1202422A* | 31800 | 17 | 8.1 | 33200 | 24400 | 73.49% | 1.88 | 11.5 | 11 |  |  |  |  | R-410A | 2.65 | Residential & Commercial | USHP | Ducted CEE Tier 1
211262617 | Central HP <5.4 tons | COMFORTMAKER | HRCU-A-CB (Split System: Heat Pump with Remote Outdoor Unit-Air-Source) | DLCURAH18ABK |  |  | EN(A,D)4X24L14** | *95ESN0601412A* | 17800 | 16 | 8.5 | 18700 | 18800 | 100.5% | 2.26 | 0 | 11 |  |  |  |  | R-410A | 1.4833 | Residential & Commercial | USHP | Ducted CEE Tier 1
211262703 | Central HP <5.4 tons | COMFORTMAKER | HRCU-A-CB (Split System: Heat Pump with Remote Outdoor Unit-Air-Source) | DLCURAH18ABK |  |  | EN(A,D)4X24L14** | *80ES(N,L)0451412A* | 18000 | 16 | 8.5 | 18900 | 18700 | 98.94% | 2.26 | 0 | 11 |  |  |  |  | R-410A | 1.5 | Residential & Commercial | USHP | Ducted CEE Tier 1
215934035 | Central HP <5.4 tons | BRYANT HEATING AND COOLING SYSTEMS | HRCU-A-CB (Split System: Heat Pump with Remote Outdoor Unit-Air-Source) | 293VAN048**AA* |  |  | CAA**4821AM*+UI | 935CB66100C21*** | 44000 | 21 | 9.5 | 48000 | 36200 | 75.42% | 2 | 0 | 11 |  |  |  |  | R-454B | 3.6667 | Residential & Commercial | USHP | Ducted CEE Tier 1
215934185 | Central HP <5.4 tons | BRYANT HEATING AND COOLING SYSTEMS | HRCU-A-CB (Split System: Heat Pump with Remote Outdoor Unit-Air-Source) | 293VAN048**AA* |  |  | CAA**6121AM*+UI | 88*TB60090C21*** | 45500 | 21.5 | 9.5 | 48500 | 36600 | 75.46% | 2 | 0 | 11.5 |  |  |  |  | R-454B | 3.7917 | Residential & Commercial | USHP | Ducted CEE Tier 1
216678744 | Central HP <5.4 tons | COMFORTMAKER | HRCU-A-CB (Split System: Heat Pump with Remote Outdoor Unit-Air-Source) | DLCURAH36ABK |  |  | EA*4X48L21A* | *97VTN0601716A* | 35600 | 15.5 | 8.5 | 38000 | 34400 | 90.53% | 1.96 | 0 | 9.8 |  |  |  |  | R-410A | 2.9667 | Residential & Commercial | USHP
211244900 | Central HP <5.4 tons | TEMPSTAR | HRCU-A-CB (Split System: Heat Pump with Remote Outdoor Unit-Air-Source) | DLCURAH24ABK |  |  | EN(A,D,W)4X36L17** | *96VSN0601412A* | 23600 | 16.5 | 8.1 | 25800 | 23800 | 92.25% | 1.98 | 0 | 10 |  |  |  |  | R-410A | 1.9667 | Residential & Commercial | USHP | Ducted CEE Tier 1
214609193 | Central HP <5.4 tons | CHAMPION HEATING AND COOLING | HRCU-A-CB (Split System: Heat Pump with Remote Outdoor Unit-Air-Source) | HH860E2S11 |  |  | CTM60C5CHS1 | Z9ES080C20SMPS1 | 53500 | 19 | 8.5 | 54000 | 39000 | 72.22% | 2 | 0 | 11 |  |  |  |  | R-454B | 4.4583 | Residential & Commercial | USHP | Ducted CEE Tier 1
215937850 | Central HP <5.4 tons | DAY & NIGHT | HRCU-A-CB (Split System: Heat Pump with Remote Outdoor Unit-Air-Source) | C5H3V48*K*AAA* |  |  | EVD5X48M21A*+WALLCON | *96CTN0801714B* | 43000 | 19 | 8.1 | 53000 | 37600 | 70.94% | 2 | 0 | 11 |  |  |  |  | R-454B | 3.5833 | Residential & Commercial | USHP | Ducted CEE Tier 1
215937900 | Central HP <5.4 tons | DAY & NIGHT | HRCU-A-CB (Split System: Heat Pump with Remote Outdoor Unit-Air-Source) | C5H3V48*K*AAA* |  |  | EVD5X48M24A*+WALLCON | *80CTL1102120B* | 45000 | 20.5 | 8.1 | 52000 | 38000 | 73.08% | 1.9 | 0 | 11 |  |  |  |  | R-454B | 3.75 | Residential & Commercial | USHP | Ducted CEE Tier 1
215938120 | Central HP <5.4 tons | DAY & NIGHT | HRCU-A-CB (Split System: Heat Pump with Remote Outdoor Unit-Air-Source) | C5H3V48*K*AAA* |  |  | EVD5X49M24A*+WALLCON | *96CTN1202422B* | 45500 | 20.5 | 8.1 | 52500 | 38000 | 72.38% | 1.95 | 0 | 11.5 |  |  |  |  | R-454B | 3.7917 | Residential & Commercial | USHP | Ducted CEE Tier 1
216676485 | Central HP <5.4 tons | COMFORTMAKER | HRCU-A-CB (Split System: Heat Pump with Remote Outdoor Unit-Air-Source) | D5CURAH24AAK |  |  | ESH5X30M12A* | *80MSU0802120A* | 24400 | 15.2 | 8.5 | 24400 | 19500 | 79.92% | 1.9 | 0 | 10 |  |  |  |  | R-454B | 2.0333 | Residential & Commercial | USHP | Ducted CEE Tier 1
216676969 | Central HP <5.4 tons | COMFORTMAKER | HRCU-A-CB (Split System: Heat Pump with Remote Outdoor Unit-Air-Source) | D5CURAH24AAK |  |  | EA*5X30M17A* | *92MSN0801716A* | 23400 | 15.5 | 8.5 | 24000 | 19400 | 80.83% | 1.9 | 0 | 9.8 |  |  |  |  | R-454B | 1.95 | Residential & Commercial | USHP
216677019 | Central HP <5.4 tons | COMFORTMAKER | HRCU-A-CB (Split System: Heat Pump with Remote Outdoor Unit-Air-Source) | D5CURAH24AAK |  |  | ESH5X36M12A* | *92MSN1002120A* | 24200 | 15.2 | 8.5 | 23600 | 19300 | 81.78% | 1.94 | 0 | 10 |  |  |  |  | R-454B | 2.0167 | Residential & Commercial | USHP | Ducted CEE Tier 1
211241119 | Central HP <5.4 tons | TEMPSTAR | HRCU-A-CB (Split System: Heat Pump with Remote Outdoor Unit-Air-Source) | DLCURAH24ABK |  |  | EA*4X25L17A* | *92ESN0601412A* | 24000 | 17 | 8.1 | 25000 | 21800 | 87.2% | 1.82 | 0 | 10 |  |  |  |  | R-410A | 2 | Residential & Commercial | USHP | Ducted CEE Tier 1
211241350 | Central HP <5.4 tons | TEMPSTAR | HRCU-A-CB (Split System: Heat Pump with Remote Outdoor Unit-Air-Source) | DLCURAH24ABK |  |  | EA*4X30L14A* | *92ESN0601412A* | 23400 | 16.5 | 8.5 | 25800 | 24400 | 94.57% | 2.02 | 0 | 10 |  |  |  |  | R-410A | 1.95 | Residential & Commercial | USHP | Ducted CEE Tier 1
211241401 | Central HP <5.4 tons | TEMPSTAR | HRCU-A-CB (Split System: Heat Pump with Remote Outdoor Unit-Air-Source) | DLCURAH24ABK |  |  | EA*4X30L17A* | *96VSN0601714A* | 23400 | 16.5 | 8.5 | 25800 | 24200 | 93.8% | 2.02 | 0 | 10 |  |  |  |  | R-410A | 1.95 | Residential & Commercial | USHP | Ducted CEE Tier 1
211241770 | Central HP <5.4 tons | TEMPSTAR | HRCU-A-CB (Split System: Heat Pump with Remote Outdoor Unit-Air-Source) | DLCURAH24ABK |  |  | EA*4X30L17A* | *80ES(N,L)0701412A* | 24200 | 16.5 | 8.5 | 26400 | 22800 | 86.36% | 1.88 | 0 | 10 |  |  |  |  | R-410A | 2.0167 | Residential & Commercial | USHP | Ducted CEE Tier 1
211241987 | Central HP <5.4 tons | TEMPSTAR | HRCU-A-CB (Split System: Heat Pump with Remote Outdoor Unit-Air-Source) | DLCURAH24ABK |  |  | EA*4X36L17A* | *96VTN0801716A* | 24200 | 16.5 | 8.5 | 26200 | 22600 | 86.26% | 1.86 | 0 | 10 |  |  |  |  | R-410A | 2.0167 | Residential & Commercial | USHP | Ducted CEE Tier 1
211242105 | Central HP <5.4 tons | TEMPSTAR | HRCU-A-CB (Split System: Heat Pump with Remote Outdoor Unit-Air-Source) | DLCURAH24ABK |  |  | EA*4X36L17A* | *80ES(N,L)0701712A* | 24400 | 16.5 | 8.5 | 26400 | 22400 | 84.85% | 1.84 | 0 | 10 |  |  |  |  | R-410A | 2.0333 | Residential & Commercial | USHP | Ducted CEE Tier 1
215936150 | Central HP <5.4 tons | DAY & NIGHT | HRCU-A-CB (Split System: Heat Pump with Remote Outdoor Unit-Air-Source) | C5H3V36*K*AAA* |  |  | EVD5X42M24A*+WALLCON | *80CSU1002120A* | 35400 | 21.5 | 8.5 | 38000 | 28600 | 75.26% | 2.04 | 0 | 12 |  |  |  |  | R-454B | 2.95 | Residential & Commercial | USHP | Ducted CEE Tier 1
216676145 | Central HP <5.4 tons | COMFORTMAKER | HRCU-A-CB (Split System: Heat Pump with Remote Outdoor Unit-Air-Source) | D5CURAH24AAK |  |  | EA*5X36M17A* | *80VSL0451412B* | 23600 | 15.5 | 8.5 | 24000 | 19300 | 80.42% | 1.92 | 0 | 9.8 |  |  |  |  | R-454B | 1.9667 | Residential & Commercial | USHP
204456719 | Central HP <5.4 tons | COMFORTMAKER | HRCU-A-CB (Split System: Heat Pump with Remote Outdoor Unit-Air-Source) | CVH825GKA2* |  |  | EA*4X36L21A*+WALLCON | *97CMN0601714A* | 23400 | 16 | 8.1 | 21600 | 16800 | 77.78% | 1.92 | 11 | 10.5 |  |  |  |  | R-410A | 1.95 | Residential & Commercial | USHP | Ducted CEE Tier 1
210473115 | Central HP <5.4 tons | TEMPSTAR | HRCU-A-CB (Split System: Heat Pump with Remote Outdoor Unit-Air-Source) | TVH825GKA3* |  |  | EA*4X43L21A*+WALLCON | *95CSU1002122A* | 24400 | 17 | 8.5 | 21200 | 16600 | 78.3% | 2.04 | 0 | 11 |  |  |  |  | R-410A | 2.0333 | Residential & Commercial | USHP | Ducted CEE Tier 1
216732852 | Central HP <5.4 tons | DAY & NIGHT | HRCU-A-CB (Split System: Heat Pump with Remote Outdoor Unit-Air-Source) | D5CUHAH24AAK |  |  | EA*5X24M17A* | *97CMN0601714B* | 21800 | 15.5 | 8.5 | 21000 | 19100 | 90.95% | 1.96 | 0 | 10.5 |  |  |  |  | R-454B | 1.8167 | Residential & Commercial | USHP | Ducted CEE Tier 1
216676880 | Central HP <5.4 tons | COMFORTMAKER | HRCU-A-CB (Split System: Heat Pump with Remote Outdoor Unit-Air-Source) | D5CURAH24AAK |  |  | EA*5X36M17A* | *92MSN0601412A* | 24000 | 15.2 | 8.5 | 24000 | 19400 | 80.83% | 1.92 | 0 | 10 |  |  |  |  | R-454B | 2 | Residential & Commercial | USHP | Ducted CEE Tier 1
216677952 | Central HP <5.4 tons | COMFORTMAKER | HRCU-A-CB (Split System: Heat Pump with Remote Outdoor Unit-Air-Source) | D5CURAH24AAK |  |  | EA*5X37M17A* | *96VTN0401712B* | 24200 | 15.2 | 8.5 | 23600 | 19300 | 81.78% | 1.96 | 0 | 9.8 |  |  |  |  | R-454B | 2.0167 | Residential & Commercial | USHP
216678135 | Central HP <5.4 tons | COMFORTMAKER | HRCU-A-CB (Split System: Heat Pump with Remote Outdoor Unit-Air-Source) | D5CURAH24AAK |  |  | EA*5X37M17A* | *96VTN0801716B* | 24400 | 15.5 | 8.5 | 23600 | 19300 | 81.78% | 1.94 | 0 | 10 |  |  |  |  | R-454B | 2.0333 | Residential & Commercial | USHP | Ducted CEE Tier 1
212989192 | Central HP <5.4 tons | AIRQUEST | HRCU-A-CB (Split System: Heat Pump with Remote Outdoor Unit-Air-Source) | DLCURAH24ABK |  |  | EA*4X37L17A* | *95MSU0601716A* | 24000 | 17 | 8.5 | 25600 | 22400 | 87.5% | 1.88 | 0 | 10 |  |  |  |  | R-410A | 2 | Residential & Commercial | USHP | Ducted CEE Tier 1
215488153 | Central HP <5.4 tons | GOODMAN | HRCU-A-CB (Split System: Heat Pump with Remote Outdoor Unit-Air-Source) | GZV6SA1810A* |  |  | CA*EA3022*3A* | G*VC800803B*A* | 17000 | 19 | 8.8 | 16800 | 13000 | 77.38% | 2.1 | 0 | 12 |  |  |  |  | R-32 | 1.4167 | Residential & Commercial | USHP | Ducted CEE Tier 1
215488160 | Central HP <5.4 tons | GOODMAN | HRCU-A-CB (Split System: Heat Pump with Remote Outdoor Unit-Air-Source) | GZV6SA1810A* |  |  | CA*EA2418*3A* | G*VC800603B*A* | 17000 | 19 | 8.8 | 16800 | 13000 | 77.38% | 2.1 | 0 | 12 |  |  |  |  | R-32 | 1.4167 | Residential & Commercial | USHP | Ducted CEE Tier 1
213779371 | Central HP <5.4 tons | DAY & NIGHT | HRCU-A-CB (Split System: Heat Pump with Remote Outdoor Unit-Air-Source) | CVH837GKA** |  |  | EA*4X48L21A*+WALLCON | *80CTL0451712B* | 32000 | 16.5 | 8.1 | 32800 | 25200 | 76.83% | 1.92 | 0 | 10.5 |  |  |  |  | R-410A | 2.6667 | Residential & Commercial | USHP | Ducted CEE Tier 1
211245198 | Central HP <5.4 tons | TEMPSTAR | HRCU-A-CB (Split System: Heat Pump with Remote Outdoor Unit-Air-Source) | DLCURAH24ABK |  |  | EN(A,D,W)4X36L17** | *95ESN0601714A* | 24600 | 16 | 8.1 | 26600 | 22400 | 84.21% | 1.84 | 0 | 10 |  |  |  |  | R-410A | 2.05 | Residential & Commercial | USHP | Ducted CEE Tier 1
211245209 | Central HP <5.4 tons | TEMPSTAR | HRCU-A-CB (Split System: Heat Pump with Remote Outdoor Unit-Air-Source) | DLCURAH24ABK |  |  | EN(A,D,W)4X36L17** | *95ESN0801716A* | 24600 | 15.5 | 8.1 | 26800 | 22200 | 82.84% | 1.82 | 0 | 10 |  |  |  |  | R-410A | 2.05 | Residential & Commercial | USHP | Ducted CEE Tier 1
211245273 | Central HP <5.4 tons | TEMPSTAR | HRCU-A-CB (Split System: Heat Pump with Remote Outdoor Unit-Air-Source) | DLCURAH24ABK |  |  | EN(A,D,W)4X36L17** | OLV098A12* | 23400 | 16.5 | 8.1 | 25800 | 24200 | 93.8% | 2 | 0 | 10 |  |  |  |  | R-410A | 1.95 | Residential & Commercial | USHP | Ducted CEE Tier 1
211245448 | Central HP <5.4 tons | TEMPSTAR | HRCU-A-CB (Split System: Heat Pump with Remote Outdoor Unit-Air-Source) | DLCURAH24ABK |  |  | EN(A,D)4X36L21** | *80VSL0702120A* | 24600 | 16 | 8.1 | 26600 | 22400 | 84.21% | 1.84 | 0 | 10.5 |  |  |  |  | R-410A | 2.05 | Residential & Commercial | USHP | Ducted CEE Tier 1
211245491 | Central HP <5.4 tons | TEMPSTAR | HRCU-A-CB (Split System: Heat Pump with Remote Outdoor Unit-Air-Source) | DLCURAH24ABK |  |  | EN(A,D)4X36L21** | *80VTL0902120A* | 23800 | 16.5 | 8.1 | 26000 | 23200 | 89.23% | 1.92 | 0 | 10.5 |  |  |  |  | R-410A | 1.9833 | Residential & Commercial | USHP | Ducted CEE Tier 1
216675848 | Central HP <5.4 tons | COMFORTMAKER | HRCU-A-CB (Split System: Heat Pump with Remote Outdoor Unit-Air-Source) | D5CURAH24AAK |  |  | EA*5X24M17A* | *80MS(N,L)0701712A* | 23600 | 15.2 | 9 | 24800 | 19600 | 79.03% | 2 | 0 | 9.8 |  |  |  |  | R-454B | 1.9667 | Residential & Commercial | USHP
216675905 | Central HP <5.4 tons | COMFORTMAKER | HRCU-A-CB (Split System: Heat Pump with Remote Outdoor Unit-Air-Source) | D5CURAH24AAK |  |  | EA*5X30M17A* | *80MS(N,L)0701716A* | 23600 | 15.2 | 8.5 | 24200 | 19400 | 80.17% | 1.9 | 0 | 9.8 |  |  |  |  | R-454B | 1.9667 | Residential & Commercial | USHP
216675941 | Central HP <5.4 tons | COMFORTMAKER | HRCU-A-CB (Split System: Heat Pump with Remote Outdoor Unit-Air-Source) | D5CURAH24AAK |  |  | EA*5X37M21A* | *80MS(N,L)0701716A* | 24400 | 15.5 | 8.5 | 23000 | 19000 | 82.61% | 1.96 | 0 | 10 |  |  |  |  | R-454B | 2.0333 | Residential & Commercial | USHP | Ducted CEE Tier 1
216675984 | Central HP <5.4 tons | COMFORTMAKER | HRCU-A-CB (Split System: Heat Pump with Remote Outdoor Unit-Air-Source) | D5CURAH24AAK |  |  | EA*5X30M17A* | *80MS(N,L)0901714A* | 23600 | 15.2 | 8.5 | 24200 | 19400 | 80.17% | 1.9 | 0 | 9.8 |  |  |  |  | R-454B | 1.9667 | Residential & Commercial | USHP
211244587 | Central HP <5.4 tons | TEMPSTAR | HRCU-A-CB (Split System: Heat Pump with Remote Outdoor Unit-Air-Source) | DLCURAH24ABK |  |  | EN(A,D)4X30L17** | *96VTN0801716A* | 24200 | 16.5 | 8.1 | 26200 | 23000 | 87.79% | 1.9 | 0 | 10.5 |  |  |  |  | R-410A | 2.0167 | Residential & Commercial | USHP | Ducted CEE Tier 1
211244650 | Central HP <5.4 tons | TEMPSTAR | HRCU-A-CB (Split System: Heat Pump with Remote Outdoor Unit-Air-Source) | DLCURAH24ABK |  |  | EN(A,D)4X30L17** | *96VTN0601412A* | 23600 | 16.5 | 8.1 | 25800 | 23800 | 92.25% | 1.98 | 0 | 10 |  |  |  |  | R-410A | 1.9667 | Residential & Commercial | USHP | Ducted CEE Tier 1
211226703 | Central HP <5.4 tons | TEMPSTAR | HRCU-A-CB (Split System: Heat Pump with Remote Outdoor Unit-Air-Source) | DLCURAH36ABK |  |  | EA*4X37L17A* | *95ESU0601716A* | 36200 | 15.5 | 8.5 | 38500 | 35000 | 90.91% | 2.02 | 0 | 10 |  |  |  |  | R-410A | 3.0167 | Residential & Commercial | USHP | Ducted CEE Tier 1
211245187 | Central HP <5.4 tons | TEMPSTAR | HRCU-A-CB (Split System: Heat Pump with Remote Outdoor Unit-Air-Source) | DLCURAH24ABK |  |  | EN(A,D,W)4X36L17** | *92ESN0801716A* | 24200 | 17 | 8.1 | 26200 | 22800 | 87.02% | 1.88 | 0 | 10.5 |  |  |  |  | R-410A | 2.0167 | Residential & Commercial | USHP | Ducted CEE Tier 1
205751197 | Central HP <5.4 tons | COMFORTMAKER | HRCU-A-CB (Split System: Heat Pump with Remote Outdoor Unit-Air-Source) | CVH837GKA** |  |  | EA*4X43L21A*+WALLCON | *97CMN1002122A* | 33000 | 17.5 | 8.5 | 33000 | 25200 | 76.36% | 2 | 12 | 11.7 |  |  |  |  | R-410A | 2.75 | Residential & Commercial | USHP | Ducted CEE Tier 1
211245076 | Central HP <5.4 tons | TEMPSTAR | HRCU-A-CB (Split System: Heat Pump with Remote Outdoor Unit-Air-Source) | DLCURAH24ABK |  |  | EN(A,D,W)4X36L17** | *96VTN0401410A* | 23400 | 16 | 8.1 | 25800 | 24000 | 93.02% | 2 | 0 | 10 |  |  |  |  | R-410A | 1.95 | Residential & Commercial | USHP | Ducted CEE Tier 1
211245511 | Central HP <5.4 tons | TEMPSTAR | HRCU-A-CB (Split System: Heat Pump with Remote Outdoor Unit-Air-Source) | DLCURAH24ABK |  |  | EN(A,D)4X36L21** | *95ESN0802120A* | 24600 | 16.5 | 8.5 | 26600 | 22400 | 84.21% | 1.84 | 0 | 10.5 |  |  |  |  | R-410A | 2.05 | Residential & Commercial | USHP | Ducted CEE Tier 1
211245629 | Central HP <5.4 tons | TEMPSTAR | HRCU-A-CB (Split System: Heat Pump with Remote Outdoor Unit-Air-Source) | DLCURAH24ABK |  |  | EN(A,D)4X36L21** | *80ES(N,L)0901714A* | 24600 | 16.5 | 8.5 | 26400 | 22400 | 84.85% | 1.86 | 0 | 10.5 |  |  |  |  | R-410A | 2.05 | Residential & Commercial | USHP | Ducted CEE Tier 1
214238949 | Central HP <5.4 tons | DAY & NIGHT | HRCU-A-CB (Split System: Heat Pump with Remote Outdoor Unit-Air-Source) | CVH837GKA2* |  |  | EN(A,D)4X36L21**+WALLCON | *96CTN1002122B* | 31400 | 16.5 | 8.1 | 33000 | 24000 | 72.73% | 1.82 | 0 | 11 |  |  |  |  | R-410A | 2.6167 | Residential & Commercial | USHP | Ducted CEE Tier 1
214239249 | Central HP <5.4 tons | DAY & NIGHT | HRCU-A-CB (Split System: Heat Pump with Remote Outdoor Unit-Air-Source) | CVH837GKA2* |  |  | EN(A,D,W)4X48L21**+WALLCON | *97CMN1002122B* | 32400 | 17 | 8.1 | 32600 | 24600 | 75.46% | 1.96 | 0 | 11.7 |  |  |  |  | R-410A | 2.7 | Residential & Commercial | USHP | Ducted CEE Tier 1
216678310 | Central HP <5.4 tons | COMFORTMAKER | HRCU-A-CB (Split System: Heat Pump with Remote Outdoor Unit-Air-Source) | D5CURAH24AAK |  |  | EA*5X36M17A* | *97VTN0801716A* | 23600 | 15.2 | 8.5 | 24000 | 19400 | 80.83% | 1.9 | 0 | 9.8 |  |  |  |  | R-454B | 1.9667 | Residential & Commercial | USHP
216678492 | Central HP <5.4 tons | COMFORTMAKER | HRCU-A-CB (Split System: Heat Pump with Remote Outdoor Unit-Air-Source) | D5CURAH24AAK |  |  | EA*5X37M21A* | OMV112K14A | 25200 | 15.2 | 9 | 23600 | 19300 | 81.78% | 2.06 | 0 | 10 |  |  |  |  | R-454B | 2.1 | Residential & Commercial | USHP | Ducted CEE Tier 1
216678592 | Central HP <5.4 tons | COMFORTMAKER | HRCU-A-CB (Split System: Heat Pump with Remote Outdoor Unit-Air-Source) | D5CURAH24AAK |  |  | FHMA5*30L*B* | 0 | 25000 | 15.2 | 9 | 24000 | 19400 | 80.83% | 2.04 | 0 | 10 |  |  |  |  | R-454B | 2.0833 | Residential & Commercial | USHP | Ducted CEE Tier 1
212979874 | Central HP <5.4 tons | COMFORTMAKER | HRCU-A-CB (Split System: Heat Pump with Remote Outdoor Unit-Air-Source) | DLCURAH24ABK |  |  | EA*4X37L17A* | *80MS(N,L)0901714A* | 24000 | 17 | 8.1 | 25200 | 22400 | 88.89% | 1.86 | 0 | 10 |  |  |  |  | R-410A | 2 | Residential & Commercial | USHP | Ducted CEE Tier 1
204299370 | Central HP <5.4 tons | COMFORTMAKER | HRCU-A-CB (Split System: Heat Pump with Remote Outdoor Unit-Air-Source) | CVH837GKA** |  |  | EA*4X48L24A*+WALLCON | *80CTL1352422A* | 32400 | 17.5 | 8.5 | 32400 | 24800 | 76.54% | 2 | 12 | 11.7 |  |  |  |  | R-410A | 2.7 | Residential & Commercial | USHP | Ducted CEE Tier 1
216453210 | Central HP <5.4 tons | AMERICAN STANDARD | HRCU-A-CB (Split System: Heat Pump with Remote Outdoor Unit-Air-Source) | 5A6V0X48A1 |  |  | 5TXCD010AS3 | S8V2C100M5PDB | 45500 | 20 | 9.7 | 47000 | 33800 | 71.91% | 2.1 | 0 | 12 |  |  |  |  | R-454B | 3.7917 | Residential & Commercial | USHP | Ducted CEE Tier 1
216676275 | Central HP <5.4 tons | COMFORTMAKER | HRCU-A-CB (Split System: Heat Pump with Remote Outdoor Unit-Air-Source) | D5CURAH24AAK |  |  | EA*5X37M17A* | *80VSL0701716B* | 24800 | 15.5 | 9 | 23600 | 19300 | 81.78% | 2.04 | 0 | 10 |  |  |  |  | R-454B | 2.0667 | Residential & Commercial | USHP | Ducted CEE Tier 1
216676427 | Central HP <5.4 tons | COMFORTMAKER | HRCU-A-CB (Split System: Heat Pump with Remote Outdoor Unit-Air-Source) | D5CURAH24AAK |  |  | EA*5X30M17A* | *80MSU0601716A* | 23400 | 15.5 | 8.5 | 24000 | 19400 | 80.83% | 1.9 | 0 | 9.8 |  |  |  |  | R-454B | 1.95 | Residential & Commercial | USHP
216676509 | Central HP <5.4 tons | COMFORTMAKER | HRCU-A-CB (Split System: Heat Pump with Remote Outdoor Unit-Air-Source) | D5CURAH24AAK |  |  | ESH5X30M12A* | *80MS(N,L)0701412A* | 23800 | 15.2 | 8.5 | 24200 | 19500 | 80.58% | 1.9 | 0 | 9.8 |  |  |  |  | R-454B | 1.9833 | Residential & Commercial | USHP
213080637 | Central HP <5.4 tons | COMFORTMAKER | HRCU-A-CB (Split System: Heat Pump with Remote Outdoor Unit-Air-Source) | DLCURAH36ABK |  |  | EN(A,D,W)4X48L21** | *95MSU0401712A* | 35800 | 15.2 | 8.1 | 38500 | 35200 | 91.43% | 2 | 0 | 10 |  |  |  |  | R-410A | 2.9833 | Residential & Commercial | USHP | Ducted CEE Tier 1
212975283 | Central HP <5.4 tons | HEIL | HRCU-A-CB (Split System: Heat Pump with Remote Outdoor Unit-Air-Source) | DLCURAH24ABK |  |  | EA*4X30L17A* | *96VTN0401712B* | 23200 | 16 | 8.5 | 26400 | 25200 | 95.45% | 2.08 | 0 | 10 |  |  |  |  | R-410A | 1.9333 | Residential & Commercial | USHP | Ducted CEE Tier 1
212986214 | Central HP <5.4 tons | AIRQUEST | HRCU-A-CB (Split System: Heat Pump with Remote Outdoor Unit-Air-Source) | DLCURAH24ABK |  |  | EN(A,D)4X24L14** | *96MSN0401410A* | 23200 | 16 | 8.5 | 27000 | 25200 | 93.33% | 2.1 | 0 | 10 |  |  |  |  | R-410A | 1.9333 | Residential & Commercial | USHP | Ducted CEE Tier 1
212986262 | Central HP <5.4 tons | AIRQUEST | HRCU-A-CB (Split System: Heat Pump with Remote Outdoor Unit-Air-Source) | DLCURAH24ABK |  |  | EN(A,D,W)4X36L17** | *96MSN0401410A* | 23400 | 16 | 8.1 | 26400 | 24400 | 92.42% | 2.02 | 0 | 10 |  |  |  |  | R-410A | 1.95 | Residential & Commercial | USHP | Ducted CEE Tier 1
212986598 | Central HP <5.4 tons | AIRQUEST | HRCU-A-CB (Split System: Heat Pump with Remote Outdoor Unit-Air-Source) | DLCURAH24ABK |  |  | EA*4X37L21A* | *96MSN0401712A* | 24000 | 16 | 8.1 | 25200 | 22000 | 87.3% | 1.82 | 0 | 10 |  |  |  |  | R-410A | 2 | Residential & Commercial | USHP | Ducted CEE Tier 1
204300544 | Central HP <5.4 tons | COMFORTMAKER | HRCU-A-CB (Split System: Heat Pump with Remote Outdoor Unit-Air-Source) | CVH837GKA** |  |  | EHD4X48AAL+WALLCON | *97CMN1202422A* | 32600 | 16.5 | 8.1 | 33000 | 25000 | 75.76% | 1.96 | 11.5 | 11 |  |  |  |  | R-410A | 2.7167 | Residential & Commercial | USHP | Ducted CEE Tier 1
212987030 | Central HP <5.4 tons | AIRQUEST | HRCU-A-CB (Split System: Heat Pump with Remote Outdoor Unit-Air-Source) | DLCURAH18ABK |  |  | EA*4X30L17A* | *96MSN0601412A* | 17500 | 16.5 | 8.5 | 18100 | 18700 | 103.3% | 2.26 | 0 | 10.5 |  |  |  |  | R-410A | 1.4583 | Residential & Commercial | USHP | Ducted CEE Tier 1
212987080 | Central HP <5.4 tons | AIRQUEST | HRCU-A-CB (Split System: Heat Pump with Remote Outdoor Unit-Air-Source) | DLCURAH18ABK |  |  | EN(A,D)4X30L17** | *96MSN0601412A* | 17500 | 16 | 8.1 | 18000 | 18600 | 103.3% | 2.24 | 0 | 11 |  |  |  |  | R-410A | 1.4583 | Residential & Commercial | USHP | Ducted CEE Tier 1
204300344 | Central HP <5.4 tons | COMFORTMAKER | HRCU-A-CB (Split System: Heat Pump with Remote Outdoor Unit-Air-Source) | CVH837GKA** |  |  | EHD4X42AAL+WALLCON | *97CMN1002122A* | 32600 | 16.5 | 8.1 | 33000 | 24800 | 75.15% | 1.96 | 12 | 11 |  |  |  |  | R-410A | 2.7167 | Residential & Commercial | USHP | Ducted CEE Tier 1
204300394 | Central HP <5.4 tons | COMFORTMAKER | HRCU-A-CB (Split System: Heat Pump with Remote Outdoor Unit-Air-Source) | CVH837GKA** |  |  | EHD4X42AAL+WALLCON | *80CTL0901716A* | 32600 | 17 | 8.1 | 33000 | 24800 | 75.15% | 1.96 | 12 | 11 |  |  |  |  | R-410A | 2.7167 | Residential & Commercial | USHP | Ducted CEE Tier 1
213779251 | Central HP <5.4 tons | DAY & NIGHT | HRCU-A-CB (Split System: Heat Pump with Remote Outdoor Unit-Air-Source) | CVH837GKA** |  |  | EA*4X43L21A*+WALLCON | *80CTL0451712B* | 32600 | 16.5 | 8.1 | 33200 | 25400 | 76.51% | 1.94 | 0 | 10.5 |  |  |  |  | R-410A | 2.7167 | Residential & Commercial | USHP | Ducted CEE Tier 1
213780171 | Central HP <5.4 tons | DAY & NIGHT | HRCU-A-CB (Split System: Heat Pump with Remote Outdoor Unit-Air-Source) | CVH837GKA** |  |  | EHD4X48AAL+WALLCON | *80CTL0901716B* | 32400 | 16.5 | 8.1 | 33000 | 24800 | 75.15% | 1.96 | 0 | 11 |  |  |  |  | R-410A | 2.7 | Residential & Commercial | USHP | Ducted CEE Tier 1
213780321 | Central HP <5.4 tons | DAY & NIGHT | HRCU-A-CB (Split System: Heat Pump with Remote Outdoor Unit-Air-Source) | CVH837GKA** |  |  | EHD4X60AAL+WALLCON | *80CTL0701716B* | 32800 | 16.5 | 8.1 | 32400 | 25000 | 77.16% | 1.98 | 0 | 11 |  |  |  |  | R-410A | 2.7333 | Residential & Commercial | USHP | Ducted CEE Tier 1
213780371 | Central HP <5.4 tons | DAY & NIGHT | HRCU-A-CB (Split System: Heat Pump with Remote Outdoor Unit-Air-Source) | CVH837GKA** |  |  | EHD4X60AAL+WALLCON | *95CSU0601716B* | 32800 | 16.5 | 8.1 | 32200 | 25000 | 77.64% | 1.96 | 0 | 11 |  |  |  |  | R-410A | 2.7333 | Residential & Commercial | USHP | Ducted CEE Tier 1
212986930 | Central HP <5.4 tons | AIRQUEST | HRCU-A-CB (Split System: Heat Pump with Remote Outdoor Unit-Air-Source) | DLCURAH24ABK |  |  | EN(A,D)4X24L14** | *96MSN0601412A* | 23200 | 16.5 | 8.5 | 27000 | 25200 | 93.33% | 2.1 | 0 | 10 |  |  |  |  | R-410A | 1.9333 | Residential & Commercial | USHP | Ducted CEE Tier 1
212987798 | Central HP <5.4 tons | AIRQUEST | HRCU-A-CB (Split System: Heat Pump with Remote Outdoor Unit-Air-Source) | DLCURAH24ABK |  |  | EA*4X36L21A* | *96MSN0802120A* | 23800 | 17 | 8.5 | 26200 | 23600 | 90.08% | 1.96 | 0 | 10 |  |  |  |  | R-410A | 1.9833 | Residential & Commercial | USHP | Ducted CEE Tier 1
212988784 | Central HP <5.4 tons | AIRQUEST | HRCU-A-CB (Split System: Heat Pump with Remote Outdoor Unit-Air-Source) | DLCURAH18ABK |  |  | EA*4X24L17A* | *95MSU0401712A* | 17200 | 16 | 8.5 | 18200 | 19400 | 106.6% | 2.34 | 0 | 10.5 |  |  |  |  | R-410A | 1.4333 | Residential & Commercial | USHP | Ducted CEE Tier 1
212978265 | Central HP <5.4 tons | HEIL | HRCU-A-CB (Split System: Heat Pump with Remote Outdoor Unit-Air-Source) | DLCURAH18ABK |  |  | EA*4X25L17A* | *80MS(N,L)0701412A* | 18200 | 17 | 8.5 | 18000 | 17600 | 97.78% | 2.14 | 0 | 11 |  |  |  |  | R-410A | 1.5167 | Residential & Commercial | USHP | Ducted CEE Tier 1
215488141 | Central HP <5.4 tons | GOODMAN | HRCU-A-CB (Split System: Heat Pump with Remote Outdoor Unit-Air-Source) | GZV6SA1810A* |  |  | CA*EA2418*3A* | G*VC960803BNB* | 17000 | 19 | 8.8 | 16800 | 13000 | 77.38% | 2.1 | 0 | 12 |  |  |  |  | R-32 | 1.4167 | Residential & Commercial | USHP | Ducted CEE Tier 1
215934765 | Central HP <5.4 tons | BRYANT HEATING AND COOLING SYSTEMS | HRCU-A-CB (Split System: Heat Pump with Remote Outdoor Unit-Air-Source) | 293VAN036**AA* |  |  | CVAMA4321XMA*+UI | 986TD42060C17*** | 34600 | 20.5 | 8.5 | 38000 | 27600 | 72.63% | 2.06 | 0 | 11.5 |  |  |  |  | R-454B | 2.8833 | Residential & Commercial | USHP | Ducted CEE Tier 1
215934815 | Central HP <5.4 tons | BRYANT HEATING AND COOLING SYSTEMS | HRCU-A-CB (Split System: Heat Pump with Remote Outdoor Unit-Air-Source) | 293VAN036**AA* |  |  | CVAMA4421XMA*+UI | 88*TB48070C17*** | 35400 | 21.5 | 8.5 | 38500 | 29000 | 75.32% | 2.02 | 0 | 12 |  |  |  |  | R-454B | 2.95 | Residential & Commercial | USHP | Ducted CEE Tier 1
215934965 | Central HP <5.4 tons | BRYANT HEATING AND COOLING SYSTEMS | HRCU-A-CB (Split System: Heat Pump with Remote Outdoor Unit-Air-Source) | 293VAN036**AA* |  |  | CVAMA4821XMA*+UI | 986TD42060C17*** | 34600 | 20.5 | 8.5 | 38000 | 27600 | 72.63% | 2.05 | 0 | 11.5 |  |  |  |  | R-454B | 2.8833 | Residential & Commercial | USHP | Ducted CEE Tier 1
211242537 | Central HP <5.4 tons | TEMPSTAR | HRCU-A-CB (Split System: Heat Pump with Remote Outdoor Unit-Air-Source) | DLCURAH24ABK |  |  | EA*4X36L21A* | *96VTN1002120A* | 24000 | 17 | 8.5 | 26000 | 22800 | 87.69% | 1.9 | 0 | 10 |  |  |  |  | R-410A | 2 | Residential & Commercial | USHP | Ducted CEE Tier 1
211242706 | Central HP <5.4 tons | TEMPSTAR | HRCU-A-CB (Split System: Heat Pump with Remote Outdoor Unit-Air-Source) | DLCURAH24ABK |  |  | EA*4X36L21A* | *80ESU0802120A | 24600 | 17.5 | 8.5 | 26200 | 22200 | 84.73% | 1.86 | 0 | 10.5 |  |  |  |  | R-410A | 2.05 | Residential & Commercial | USHP | Ducted CEE Tier 1
215488089 | Central HP <5.4 tons | GOODMAN | HRCU-A-CB (Split System: Heat Pump with Remote Outdoor Unit-Air-Source) | GZV7SA4210A* |  |  | CHPEA4830*3A* | G*VM971205DNB* | 40500 | 17 | 8.6 | 41000 | 31000 | 75.61% | 2 | 0 | 10 |  |  |  |  | R-32 | 3.375 | Residential & Commercial | USHP | Ducted CEE Tier 1
215488091 | Central HP <5.4 tons | GOODMAN | HRCU-A-CB (Split System: Heat Pump with Remote Outdoor Unit-Air-Source) | GZV7SA4210A* |  |  | CHPEA4830*3A* | G*VC800805C*A* | 40500 | 17 | 8.6 | 41000 | 31000 | 75.61% | 2 | 0 | 10 |  |  |  |  | R-32 | 3.375 | Residential & Commercial | USHP | Ducted CEE Tier 1
215488104 | Central HP <5.4 tons | GOODMAN | HRCU-A-CB (Split System: Heat Pump with Remote Outdoor Unit-Air-Source) | GZV7SA4210A* |  |  | CHPEA6030*3A* | G*VC960804CNB* | 40500 | 16.5 | 8.6 | 41000 | 31000 | 75.61% | 2 | 0 | 10 |  |  |  |  | R-32 | 3.375 | Residential & Commercial | USHP | Ducted CEE Tier 1
216676295 | Central HP <5.4 tons | COMFORTMAKER | HRCU-A-CB (Split System: Heat Pump with Remote Outdoor Unit-Air-Source) | D5CURAH24AAK |  |  | EA*5X30M17A* | *80VSL0901716B* | 23400 | 15.2 | 8.5 | 24000 | 19400 | 80.83% | 1.92 | 0 | 9.8 |  |  |  |  | R-454B | 1.95 | Residential & Commercial | USHP
216677347 | Central HP <5.4 tons | COMFORTMAKER | HRCU-A-CB (Split System: Heat Pump with Remote Outdoor Unit-Air-Source) | D5CURAH24AAK |  |  | EA*5X37M21A* | *96MSN1002120A* | 24800 | 15.5 | 8.5 | 23200 | 19100 | 82.33% | 1.96 | 0 | 10 |  |  |  |  | R-454B | 2.0667 | Residential & Commercial | USHP | Ducted CEE Tier 1
216677596 | Central HP <5.4 tons | COMFORTMAKER | HRCU-A-CB (Split System: Heat Pump with Remote Outdoor Unit-Air-Source) | D5CURAH24AAK |  |  | EA*5X37M17A* | *96VSN0801716B* | 24400 | 15.5 | 8.5 | 23600 | 19300 | 81.78% | 1.94 | 0 | 10 |  |  |  |  | R-454B | 2.0333 | Residential & Commercial | USHP | Ducted CEE Tier 1
216677803 | Central HP <5.4 tons | COMFORTMAKER | HRCU-A-CB (Split System: Heat Pump with Remote Outdoor Unit-Air-Source) | D5CURAH24AAK |  |  | EA*5X37M21A* | *95MSU0802120A* | 24200 | 15.5 | 8.5 | 23000 | 19000 | 82.61% | 1.96 | 0 | 10 |  |  |  |  | R-454B | 2.0167 | Residential & Commercial | USHP | Ducted CEE Tier 1
216678148 | Central HP <5.4 tons | COMFORTMAKER | HRCU-A-CB (Split System: Heat Pump with Remote Outdoor Unit-Air-Source) | D5CURAH24AAK |  |  | EA*5X37M21A* | *96VTN0801716B* | 24800 | 15.5 | 8.5 | 23200 | 19100 | 82.33% | 1.96 | 0 | 10 |  |  |  |  | R-454B | 2.0667 | Residential & Commercial | USHP | Ducted CEE Tier 1
214239389 | Central HP <5.4 tons | DAY & NIGHT | HRCU-A-CB (Split System: Heat Pump with Remote Outdoor Unit-Air-Source) | CVH837GKA2* |  |  | EN(A,D,W)4X60L24**+WALLCON | *97CMN1002122B* | 32800 | 17.5 | 8.1 | 32200 | 24600 | 76.4% | 1.96 | 0 | 12 |  |  |  |  | R-410A | 2.7333 | Residential & Commercial | USHP | Ducted CEE Tier 1
216678732 | Central HP <5.4 tons | COMFORTMAKER | HRCU-A-CB (Split System: Heat Pump with Remote Outdoor Unit-Air-Source) | DLCURAH36ABK |  |  | EA*4X43L21A* | *97VTN0601716A* | 36200 | 15.5 | 8.5 | 38000 | 34400 | 90.53% | 1.96 | 0 | 10 |  |  |  |  | R-410A | 3.0167 | Residential & Commercial | USHP | Ducted CEE Tier 1
212985946 | Central HP <5.4 tons | AIRQUEST | HRCU-A-CB (Split System: Heat Pump with Remote Outdoor Unit-Air-Source) | DLCURAH18ABK |  |  | EN(A,D)4X24L14** | *96MSN0261410A* | 17300 | 20 | 8.1 | 18300 | 19200 | 104.9% | 2.3 | 0 | 10.5 |  |  |  |  | R-410A | 1.4417 | Residential & Commercial | USHP | Ducted CEE Tier 1
212986682 | Central HP <5.4 tons | AIRQUEST | HRCU-A-CB (Split System: Heat Pump with Remote Outdoor Unit-Air-Source) | DLCURAH18ABK |  |  | EA*4X25L17A* | *96MSN0401712A* | 17700 | 15.5 | 8.1 | 17700 | 17800 | 100.6% | 2.14 | 0 | 10.5 |  |  |  |  | R-410A | 1.475 | Residential & Commercial | USHP | Ducted CEE Tier 1
216676155 | Central HP <5.4 tons | COMFORTMAKER | HRCU-A-CB (Split System: Heat Pump with Remote Outdoor Unit-Air-Source) | D5CURAH24AAK |  |  | EA*5X25M17A* | *80VSL0451412B* | 24200 | 15.5 | 8.5 | 23200 | 19100 | 82.33% | 1.94 | 0 | 10 |  |  |  |  | R-454B | 2.0167 | Residential & Commercial | USHP | Ducted CEE Tier 1
216676922 | Central HP <5.4 tons | COMFORTMAKER | HRCU-A-CB (Split System: Heat Pump with Remote Outdoor Unit-Air-Source) | D5CURAH24AAK |  |  | EA*5X30M17A* | *92MSN0601714A* | 23600 | 15.2 | 8.5 | 24200 | 19400 | 80.17% | 1.9 | 0 | 9.8 |  |  |  |  | R-454B | 1.9667 | Residential & Commercial | USHP
216677357 | Central HP <5.4 tons | COMFORTMAKER | HRCU-A-CB (Split System: Heat Pump with Remote Outdoor Unit-Air-Source) | D5CURAH24AAK |  |  | EA*5X37M21A* | *96MSN1002122A* | 25000 | 15.5 | 9 | 23200 | 19100 | 82.33% | 2.08 | 0 | 10 |  |  |  |  | R-454B | 2.0833 | Residential & Commercial | USHP | Ducted CEE Tier 1
216677576 | Central HP <5.4 tons | COMFORTMAKER | HRCU-A-CB (Split System: Heat Pump with Remote Outdoor Unit-Air-Source) | D5CURAH24AAK |  |  | EA*5X36M17A* | *96VSN0801716B* | 23600 | 15.2 | 8.5 | 24000 | 19400 | 80.83% | 1.9 | 0 | 9.8 |  |  |  |  | R-454B | 1.9667 | Residential & Commercial | USHP
216453244 | Central HP <5.4 tons | AMERICAN STANDARD | HRCU-A-CB (Split System: Heat Pump with Remote Outdoor Unit-Air-Source) | 5A6V0X60A1 |  |  | 5PX*D010AS3 | S8V2D120M5PCB | 53000 | 18.8 | 9.4 | 54000 | 38000 | 70.37% | 2 | 0 | 10.5 |  |  |  |  | R-454B | 4.4167 | Residential & Commercial | USHP | Ducted CEE Tier 1
215933055 | Central HP <5.4 tons | BRYANT HEATING AND COOLING SYSTEMS | HRCU-A-CB (Split System: Heat Pump with Remote Outdoor Unit-Air-Source) | 293VAN036**AA* |  |  | CSAH*3612AM*+UI | 88*TB36045C17*** | 32800 | 18.5 | 9 | 35800 | 27600 | 77.09% | 1.88 | 0 | 10.5 |  |  |  |  | R-454B | 2.7333 | Residential & Commercial | USHP | Ducted CEE Tier 1
215488137 | Central HP <5.4 tons | GOODMAN | HRCU-A-CB (Split System: Heat Pump with Remote Outdoor Unit-Air-Source) | GZV6SA1810A* |  |  | CA*EA3022*3A* | G*VC960804CNB* | 17000 | 19 | 8.8 | 16800 | 13000 | 77.38% | 2.1 | 0 | 12 |  |  |  |  | R-32 | 1.4167 | Residential & Commercial | USHP | Ducted CEE Tier 1
215488142 | Central HP <5.4 tons | GOODMAN | HRCU-A-CB (Split System: Heat Pump with Remote Outdoor Unit-Air-Source) | GZV6SA1810A* |  |  | CHPEA2422*3A* | G*VC960603BNB* | 17000 | 19 | 8.8 | 16800 | 13000 | 77.38% | 2.1 | 0 | 12 |  |  |  |  | R-32 | 1.4167 | Residential & Commercial | USHP | Ducted CEE Tier 1
215488167 | Central HP <5.4 tons | GOODMAN | HRCU-A-CB (Split System: Heat Pump with Remote Outdoor Unit-Air-Source) | GZV6SA1810A* |  |  | CA*EA3022*3A* | G*VM970603BNB* | 17000 | 19 | 8.8 | 16800 | 13000 | 77.38% | 2.1 | 0 | 12 |  |  |  |  | R-32 | 1.4167 | Residential & Commercial | USHP | Ducted CEE Tier 1
204298580 | Central HP <5.4 tons | COMFORTMAKER | HRCU-A-CB (Split System: Heat Pump with Remote Outdoor Unit-Air-Source) | CVH837GKA** |  |  | EA*4X36L17A*+WALLCON | *80CTL0701716A* | 31400 | 17 | 8.1 | 33400 | 24400 | 73.05% | 1.84 | 11 | 11 |  |  |  |  | R-410A | 2.6167 | Residential & Commercial | USHP | Ducted CEE Tier 1
204299080 | Central HP <5.4 tons | COMFORTMAKER | HRCU-A-CB (Split System: Heat Pump with Remote Outdoor Unit-Air-Source) | CVH837GKA** |  |  | EA*4X42L24A*+WALLCON | *80CTL1352422A* | 31800 | 17.5 | 8.1 | 33000 | 24400 | 73.94% | 1.9 | 12 | 11.5 |  |  |  |  | R-410A | 2.65 | Residential & Commercial | USHP | Ducted CEE Tier 1
211262866 | Central HP <5.4 tons | COMFORTMAKER | HRCU-A-CB (Split System: Heat Pump with Remote Outdoor Unit-Air-Source) | DLCURAH18ABK |  |  | EN(A,D)4X24L17** | *96VSN0401712A* | 17700 | 15.5 | 8.5 | 18700 | 18800 | 100.5% | 2.26 | 0 | 10.5 |  |  |  |  | R-410A | 1.475 | Residential & Commercial | USHP | Ducted CEE Tier 1
204299750 | Central HP <5.4 tons | COMFORTMAKER | HRCU-A-CB (Split System: Heat Pump with Remote Outdoor Unit-Air-Source) | CVH837GKA** |  |  | EN(A,D,W)4X48L21**+WALLCON | *80CTL0902120A* | 32400 | 17.5 | 8.1 | 33000 | 24800 | 75.15% | 1.96 | 12 | 11.7 |  |  |  |  | R-410A | 2.7 | Residential & Commercial | USHP | Ducted CEE Tier 1
204300184 | Central HP <5.4 tons | COMFORTMAKER | HRCU-A-CB (Split System: Heat Pump with Remote Outdoor Unit-Air-Source) | CVH837GKA** |  |  | EHD4X36AAL+WALLCON | *96CTN1002122A* | 32200 | 16.5 | 8.1 | 33200 | 24800 | 74.7% | 1.94 | 11.5 | 11 |  |  |  |  | R-410A | 2.6833 | Residential & Commercial | USHP | Ducted CEE Tier 1
204300384 | Central HP <5.4 tons | COMFORTMAKER | HRCU-A-CB (Split System: Heat Pump with Remote Outdoor Unit-Air-Source) | CVH837GKA** |  |  | EHD4X42AAL+WALLCON | *80CTL0701412A* | 32400 | 17 | 8.1 | 33200 | 25000 | 75.3% | 1.94 | 11.5 | 11 |  |  |  |  | R-410A | 2.7 | Residential & Commercial | USHP | Ducted CEE Tier 1
204300584 | Central HP <5.4 tons | COMFORTMAKER | HRCU-A-CB (Split System: Heat Pump with Remote Outdoor Unit-Air-Source) | CVH837GKA** |  |  | EHD4X48AAL+WALLCON | *80CTL0901716A* | 32800 | 17.5 | 8.1 | 33000 | 24800 | 75.15% | 1.98 | 12 | 11.5 |  |  |  |  | R-410A | 2.7333 | Residential & Commercial | USHP | Ducted CEE Tier 1
215933155 | Central HP <5.4 tons | BRYANT HEATING AND COOLING SYSTEMS | HRCU-A-CB (Split System: Heat Pump with Remote Outdoor Unit-Air-Source) | 293VAN036**AA* |  |  | CSAH*3612AM*+UI | 935CB66100C21*** | 33400 | 19 | 9 | 34800 | 26600 | 76.44% | 1.94 | 0 | 11.5 |  |  |  |  | R-454B | 2.7833 | Residential & Commercial | USHP | Ducted CEE Tier 1
215933455 | Central HP <5.4 tons | BRYANT HEATING AND COOLING SYSTEMS | HRCU-A-CB (Split System: Heat Pump with Remote Outdoor Unit-Air-Source) | 293VAN036**AA* |  |  | CSAH*4212AM*+UI | 986TD30040C14*** | 32000 | 17 | 9 | 33800 | 26000 | 76.92% | 1.96 | 0 | 10.5 |  |  |  |  | R-454B | 2.6667 | Residential & Commercial | USHP | Ducted CEE Tier 1
215488092 | Central HP <5.4 tons | GOODMAN | HRCU-A-CB (Split System: Heat Pump with Remote Outdoor Unit-Air-Source) | GZV7SA4210A* |  |  | CHPEA4830*3A* | G*VC800805D*A* | 40500 | 17 | 8.6 | 41000 | 31000 | 75.61% | 2 | 0 | 10 |  |  |  |  | R-32 | 3.375 | Residential & Commercial | USHP | Ducted CEE Tier 1
216676265 | Central HP <5.4 tons | COMFORTMAKER | HRCU-A-CB (Split System: Heat Pump with Remote Outdoor Unit-Air-Source) | D5CURAH24AAK |  |  | EA*5X25M17A* | *80VSL0701716B* | 24200 | 15.5 | 8.5 | 23200 | 19100 | 82.33% | 1.94 | 0 | 10 |  |  |  |  | R-454B | 2.0167 | Residential & Commercial | USHP | Ducted CEE Tier 1
211245033 | Central HP <5.4 tons | TEMPSTAR | HRCU-A-CB (Split System: Heat Pump with Remote Outdoor Unit-Air-Source) | DLCURAH24ABK |  |  | EN(A,D,W)4X36L17** | *80VTL0701716A* | 24200 | 17 | 8.1 | 26200 | 23000 | 87.79% | 1.9 | 0 | 10.5 |  |  |  |  | R-410A | 2.0167 | Residential & Commercial | USHP | Ducted CEE Tier 1
211245385 | Central HP <5.4 tons | TEMPSTAR | HRCU-A-CB (Split System: Heat Pump with Remote Outdoor Unit-Air-Source) | DLCURAH24ABK |  |  | EN(A,D)4X36L21** | *96VTN1002122A* | 23600 | 17 | 8.1 | 25800 | 23800 | 92.25% | 1.98 | 0 | 10.5 |  |  |  |  | R-410A | 1.9667 | Residential & Commercial | USHP | Ducted CEE Tier 1
213077737 | Central HP <5.4 tons | HEIL | HRCU-A-CB (Split System: Heat Pump with Remote Outdoor Unit-Air-Source) | DLCURAH36ABK |  |  | EA*4X42L24A* | *96VTN1002122B* | 35400 | 16.5 | 8.1 | 38500 | 35000 | 90.91% | 1.88 | 0 | 10 |  |  |  |  | R-410A | 2.95 | Residential & Commercial | USHP | Ducted CEE Tier 1
211226897 | Central HP <5.4 tons | TEMPSTAR | HRCU-A-CB (Split System: Heat Pump with Remote Outdoor Unit-Air-Source) | DLCURAH36ABK |  |  | EA*4X37L21A* | *80VSL0902120A* | 36200 | 16 | 8.5 | 38500 | 34800 | 90.39% | 2.06 | 0 | 10 |  |  |  |  | R-410A | 3.0167 | Residential & Commercial | USHP | Ducted CEE Tier 1
214241861 | Central HP <5.4 tons | DAY & NIGHT | HRCU-A-CB (Split System: Heat Pump with Remote Outdoor Unit-Air-Source) | CVH825GKA3* |  |  | EN(A,D,W)4X36L17**+WALLCON | *96CTN0801714B* | 23400 | 16.5 | 8.1 | 21600 | 16700 | 77.31% | 1.9 | 0 | 10.5 |  |  |  |  | R-410A | 1.95 | Residential & Commercial | USHP | Ducted CEE Tier 1
215488094 | Central HP <5.4 tons | GOODMAN | HRCU-A-CB (Split System: Heat Pump with Remote Outdoor Unit-Air-Source) | GZV7SA4210A* |  |  | CHPEA4830*3A* | G*VC960804CNB* | 40500 | 16.5 | 8.6 | 41000 | 31000 | 75.61% | 2 | 0 | 10 |  |  |  |  | R-32 | 3.375 | Residential & Commercial | USHP | Ducted CEE Tier 1
213077529 | Central HP <5.4 tons | CARRIER | HRCU-A-CB (Split System: Heat Pump with Remote Outdoor Unit-Air-Source) | 38MURAQ36AB3* |  |  | CAP**4821AL* | 59TP6C080V21**20 | 36200 | 16 | 8.5 | 38000 | 34800 | 91.58% | 2.04 | 0 | 10 |  |  |  |  | R-410A | 3.0167 | Residential & Commercial | USHP | Ducted CEE Tier 1
213077597 | Central HP <5.4 tons | CARRIER | HRCU-A-CB (Split System: Heat Pump with Remote Outdoor Unit-Air-Source) | 38MURAQ36AB3* |  |  | CAP**3721AL* | 59TP6C100V21**20 | 36200 | 16.5 | 8.5 | 38000 | 34800 | 91.58% | 2.04 | 0 | 10 |  |  |  |  | R-410A | 3.0167 | Residential & Commercial | USHP | Ducted CEE Tier 1
211244930 | Central HP <5.4 tons | TEMPSTAR | HRCU-A-CB (Split System: Heat Pump with Remote Outdoor Unit-Air-Source) | DLCURAH24ABK |  |  | EN(A,D,W)4X36L17** | *80ES(N,L)0701716A* | 24800 | 16 | 8.1 | 26800 | 22200 | 82.84% | 1.82 | 0 | 10.5 |  |  |  |  | R-410A | 2.0667 | Residential & Commercial | USHP | Ducted CEE Tier 1
211245457 | Central HP <5.4 tons | TEMPSTAR | HRCU-A-CB (Split System: Heat Pump with Remote Outdoor Unit-Air-Source) | DLCURAH24ABK |  |  | EN(A,D)4X36L21** | *80VSL0902120A* | 23800 | 16.5 | 8.1 | 26000 | 23200 | 89.23% | 1.92 | 0 | 10.5 |  |  |  |  | R-410A | 1.9833 | Residential & Commercial | USHP | Ducted CEE Tier 1
216676175 | Central HP <5.4 tons | COMFORTMAKER | HRCU-A-CB (Split System: Heat Pump with Remote Outdoor Unit-Air-Source) | D5CURAH24AAK |  |  | EA*5X30M14A* | *80VSL0701412B* | 23600 | 15.2 | 8.5 | 24200 | 19400 | 80.17% | 1.9 | 0 | 9.8 |  |  |  |  | R-454B | 1.9667 | Residential & Commercial | USHP
210692143 | Central HP <5.4 tons | AMERICAN STANDARD | HRCU-A-CB (Split System: Heat Pump with Remote Outdoor Unit-Air-Source) | 4A6V8X60A1 |  |  | 4TXCD010DS3 | S8V2D120M5PCA | 54000 | 18 | 8.2 | 52000 | 39500 | 75.96% | 1.83 | 12 | 11.7 |  |  |  |  | R-410A | 4.5 | Residential & Commercial | USHP | Ducted CEE Tier 1
216676325 | Central HP <5.4 tons | COMFORTMAKER | HRCU-A-CB (Split System: Heat Pump with Remote Outdoor Unit-Air-Source) | D5CURAH24AAK |  |  | EA*5X37M21A* | *80VSL0902120B* | 25000 | 15.2 | 8.5 | 23200 | 19100 | 82.33% | 1.96 | 0 | 10 |  |  |  |  | R-454B | 2.0833 | Residential & Commercial | USHP | Ducted CEE Tier 1
216676591 | Central HP <5.4 tons | COMFORTMAKER | HRCU-A-CB (Split System: Heat Pump with Remote Outdoor Unit-Air-Source) | D5CURAH24AAK |  |  | EA*5X25M17A* | *80VTL0451412B* | 24200 | 15.5 | 8.5 | 23200 | 19100 | 82.33% | 1.94 | 0 | 10 |  |  |  |  | R-454B | 2.0167 | Residential & Commercial | USHP | Ducted CEE Tier 1
216677536 | Central HP <5.4 tons | COMFORTMAKER | HRCU-A-CB (Split System: Heat Pump with Remote Outdoor Unit-Air-Source) | D5CURAH24AAK |  |  | EA*5X25M17A* | *96VSN0601716B* | 24400 | 15.5 | 8.5 | 23200 | 19100 | 82.33% | 1.94 | 0 | 10 |  |  |  |  | R-454B | 2.0333 | Residential & Commercial | USHP | Ducted CEE Tier 1
216676809 | Central HP <5.4 tons | COMFORTMAKER | HRCU-A-CB (Split System: Heat Pump with Remote Outdoor Unit-Air-Source) | D5CURAH24AAK |  |  | EA*5X37M21A* | *95CSU0802120B* | 25200 | 15.2 | 9 | 23400 | 19200 | 82.05% | 2.1 | 0 | 10 |  |  |  |  | R-454B | 2.1 | Residential & Commercial | USHP | Ducted CEE Tier 1
213078315 | Central HP <5.4 tons | CARRIER | HRCU-A-CB (Split System: Heat Pump with Remote Outdoor Unit-Air-Source) | 38MURAQ36AB3* |  |  | CAP**4321AL* | 58S(B,C)*B090M17**14 | 36200 | 16.5 | 8.5 | 38000 | 34800 | 91.58% | 2.04 | 0 | 10 |  |  |  |  | R-410A | 3.0167 | Residential & Commercial | USHP | Ducted CEE Tier 1
213078431 | Central HP <5.4 tons | CARRIER | HRCU-A-CB (Split System: Heat Pump with Remote Outdoor Unit-Air-Source) | 38MURAQ36AB3* |  |  | CAP**4321AL* | 58S(B,C)*B090M21**16 | 36400 | 16.5 | 8.5 | 38000 | 34800 | 91.58% | 2.06 | 0 | 10 |  |  |  |  | R-410A | 3.0333 | Residential & Commercial | USHP | Ducted CEE Tier 1
211227893 | Central HP <5.4 tons | TEMPSTAR | HRCU-A-CB (Split System: Heat Pump with Remote Outdoor Unit-Air-Source) | DLCURAH36ABK |  |  | EA*4X42L24A* | *80VSL1102422A* | 35400 | 16.5 | 8.1 | 38500 | 35000 | 90.91% | 1.88 | 0 | 10 |  |  |  |  | R-410A | 2.95 | Residential & Commercial | USHP | Ducted CEE Tier 1
211228268 | Central HP <5.4 tons | TEMPSTAR | HRCU-A-CB (Split System: Heat Pump with Remote Outdoor Unit-Air-Source) | DLCURAH36ABK |  |  | EA*4X43L21A* | *80ES(N,L)0902116A* | 36800 | 16 | 8.5 | 38500 | 34800 | 90.39% | 2.1 | 0 | 10 |  |  |  |  | R-410A | 3.0667 | Residential & Commercial | USHP | Ducted CEE Tier 1
211228838 | Central HP <5.4 tons | TEMPSTAR | HRCU-A-CB (Split System: Heat Pump with Remote Outdoor Unit-Air-Source) | DLCURAH36ABK |  |  | EA*4X48L21A* | *80VSL0701716A* | 35600 | 16 | 8.1 | 37800 | 34600 | 91.53% | 2.04 | 0 | 10 |  |  |  |  | R-410A | 2.9667 | Residential & Commercial | USHP | Ducted CEE Tier 1
211228856 | Central HP <5.4 tons | TEMPSTAR | HRCU-A-CB (Split System: Heat Pump with Remote Outdoor Unit-Air-Source) | DLCURAH36ABK |  |  | EA*4X48L21A* | *80VSL0902120A* | 35400 | 16 | 8.1 | 37800 | 34600 | 91.53% | 2.02 | 0 | 10 |  |  |  |  | R-410A | 2.95 | Residential & Commercial | USHP | Ducted CEE Tier 1
211245902 | Central HP <5.4 tons | TEMPSTAR | HRCU-A-CB (Split System: Heat Pump with Remote Outdoor Unit-Air-Source) | DLCURAH24ABK |  |  | FMA4X30**AL* | 0 | 25800 | 18 | 9 | 27600 | 21000 | 76.09% | 1.8 | 0 | 10.5 |  |  |  |  | R-410A | 2.15 | Residential & Commercial | USHP | Ducted CEE Tier 1
204298680 | Central HP <5.4 tons | COMFORTMAKER | HRCU-A-CB (Split System: Heat Pump with Remote Outdoor Unit-Air-Source) | CVH837GKA** |  |  | EA*4X36L21A*+WALLCON | *80CTL0902120A* | 31600 | 17 | 8.1 | 33200 | 24200 | 72.89% | 1.86 | 11 | 11 |  |  |  |  | R-410A | 2.6333 | Residential & Commercial | USHP | Ducted CEE Tier 1
212985796 | Central HP <5.4 tons | AIRQUEST | HRCU-A-CB (Split System: Heat Pump with Remote Outdoor Unit-Air-Source) | DLCURAH24ABK |  |  | EA*4X30L17A* | *96MSN0261410A* | 23400 | 16.5 | 8.5 | 26200 | 25000 | 95.42% | 2.08 | 0 | 10 |  |  |  |  | R-410A | 1.95 | Residential & Commercial | USHP | Ducted CEE Tier 1
212986562 | Central HP <5.4 tons | AIRQUEST | HRCU-A-CB (Split System: Heat Pump with Remote Outdoor Unit-Air-Source) | DLCURAH24ABK |  |  | EA*4X36L17A* | *96MSN0401712A* | 23400 | 16 | 8.5 | 26200 | 24400 | 93.13% | 2 | 0 | 9.5 |  |  |  |  | R-410A | 1.95 | Residential & Commercial | USHP
211712571 | Central HP <5.4 tons | CARRIER | HRCU-A-CB (Split System: Heat Pump with Remote Outdoor Unit-Air-Source) | 38MURAQ30AB3* |  |  | CAP**4221AL* | 58SU*A080E21**20 | 29800 | 15.2 | 8.1 | 33800 | 27200 | 80.47% | 1.78 | 0 | 9 |  |  |  |  | R-410A | 2.4833 | Residential & Commercial | USHP
215488162 | Central HP <5.4 tons | GOODMAN | HRCU-A-CB (Split System: Heat Pump with Remote Outdoor Unit-Air-Source) | GZV6SA1810A* |  |  | CA*EA2418*3A* | G*VM970804CNB* | 17000 | 19 | 8.8 | 16800 | 13000 | 77.38% | 2.1 | 0 | 12 |  |  |  |  | R-32 | 1.4167 | Residential & Commercial | USHP | Ducted CEE Tier 1
215932235 | Central HP <5.4 tons | BRYANT HEATING AND COOLING SYSTEMS | HRCU-A-CB (Split System: Heat Pump with Remote Outdoor Unit-Air-Source) | 293VAN036**AA* |  |  | CAA**4221AM*+UI | 88*TB60070C21*** | 32600 | 19.5 | 9.5 | 35000 | 26800 | 76.57% | 2.02 | 0 | 11 |  |  |  |  | R-454B | 2.7167 | Residential & Commercial | USHP | Ducted CEE Tier 1
215934445 | Central HP <5.4 tons | BRYANT HEATING AND COOLING SYSTEMS | HRCU-A-CB (Split System: Heat Pump with Remote Outdoor Unit-Air-Source) | 293VAN048**AA* |  |  | CSAH*4812AM*+UI | 88*TB48090C17*** | 43500 | 20 | 9 | 48500 | 35800 | 73.81% | 1.86 | 0 | 11 |  |  |  |  | R-454B | 3.625 | Residential & Commercial | USHP | Ducted CEE Tier 1
215934615 | Central HP <5.4 tons | BRYANT HEATING AND COOLING SYSTEMS | HRCU-A-CB (Split System: Heat Pump with Remote Outdoor Unit-Air-Source) | 293VAN048**AA* |  |  | FE5BN(B,X)C48L*+UI | 0 | 45500 | 22 | 9.5 | 48500 | 36000 | 74.23% | 1.96 | 0 | 12 |  |  |  |  | R-454B | 3.7917 | Residential & Commercial | USHP | Ducted CEE Tier 1
216676890 | Central HP <5.4 tons | COMFORTMAKER | HRCU-A-CB (Split System: Heat Pump with Remote Outdoor Unit-Air-Source) | D5CURAH24AAK |  |  | EA*5X37M17A* | *92MSN0601412A* | 24400 | 15.2 | 8.5 | 23600 | 19200 | 81.36% | 1.96 | 0 | 10 |  |  |  |  | R-454B | 2.0333 | Residential & Commercial | USHP | Ducted CEE Tier 1
216759888 | Central HP <5.4 tons | ECO-AIR | HRCU-A-CB (Split System: Heat Pump with Remote Outdoor Unit-Air-Source) | ECUO-24E |  |  | ECMP-24U | 0 | 24000 | 18.1 | 9.7 | 26000 | 21600 | 83.08% | 1.87 | 0 | 11 |  |  |  |  | R-454B | 2 | Residential & Commercial | USHP | Ducted CEE Tier 1
211244781 | Central HP <5.4 tons | HEIL | HRCU-A-CB (Split System: Heat Pump with Remote Outdoor Unit-Air-Source) | DLCURAH24ABK |  |  | EN(A,D)4X30L17** | *92ESN0401410A* | 24000 | 15.2 | 8.1 | 26600 | 22800 | 85.71% | 1.86 | 0 | 10 |  |  |  |  | R-410A | 2 | Residential & Commercial | USHP | Ducted CEE Tier 1
211244897 | Central HP <5.4 tons | HEIL | HRCU-A-CB (Split System: Heat Pump with Remote Outdoor Unit-Air-Source) | DLCURAH24ABK |  |  | EN(A,D,W)4X36L17** | *96VSN0601412A* | 23600 | 16.5 | 8.1 | 25800 | 23800 | 92.25% | 1.98 | 0 | 10 |  |  |  |  | R-410A | 1.9667 | Residential & Commercial | USHP | Ducted CEE Tier 1
215931945 | Central HP <5.4 tons | BRYANT HEATING AND COOLING SYSTEMS | HRCU-A-CB (Split System: Heat Pump with Remote Outdoor Unit-Air-Source) | 293VAN036**AA* |  |  | CAA**2417AM*+UI | 986TD30040C14*** | 30600 | 17 | 9 | 34800 | 26800 | 77.01% | 1.9 | 0 | 10 |  |  |  |  | R-454B | 2.55 | Residential & Commercial | USHP | Ducted CEE Tier 1
204299000 | Central HP <5.4 tons | COMFORTMAKER | HRCU-A-CB (Split System: Heat Pump with Remote Outdoor Unit-Air-Source) | CVH837GKA** |  |  | EA*4X42L21A*+WALLCON | *97CMN1002122A* | 31800 | 17 | 8.1 | 33000 | 24400 | 73.94% | 1.9 | 11.5 | 11.5 |  |  |  |  | R-410A | 2.65 | Residential & Commercial | USHP | Ducted CEE Tier 1
204299920 | Central HP <5.4 tons | COMFORTMAKER | HRCU-A-CB (Split System: Heat Pump with Remote Outdoor Unit-Air-Source) | CVH837GKA** |  |  | EN(A,D)4X48L24**+WALLCON | *97CMN1002122A* | 32400 | 17.5 | 8.1 | 33000 | 24800 | 75.15% | 1.96 | 12 | 11.7 |  |  |  |  | R-410A | 2.7 | Residential & Commercial | USHP | Ducted CEE Tier 1
204456874 | Central HP <5.4 tons | COMFORTMAKER | HRCU-A-CB (Split System: Heat Pump with Remote Outdoor Unit-Air-Source) | CVH825GKA2* |  |  | EA*4X37L17A*+WALLCON | *80CTL0701412A* | 24200 | 17 | 8.1 | 21400 | 16600 | 77.57% | 2 | 11 | 11 |  |  |  |  | R-410A | 2.0167 | Residential & Commercial | USHP | Ducted CEE Tier 1
211240286 | Central HP <5.4 tons | TEMPSTAR | HRCU-A-CB (Split System: Heat Pump with Remote Outdoor Unit-Air-Source) | DLCURAH24ABK |  |  | EA*4X24L14A* | *95ESN0601412A* | 24000 | 15.5 | 8.5 | 27200 | 23600 | 86.76% | 1.92 | 0 | 10 |  |  |  |  | R-410A | 2 | Residential & Commercial | USHP | Ducted CEE Tier 1
212976451 | Central HP <5.4 tons | HEIL | HRCU-A-CB (Split System: Heat Pump with Remote Outdoor Unit-Air-Source) | DLCURAH30ABK |  |  | EA*4X37L21A* | *96VTN0802120B* | 30400 | 15.2 | 8.5 | 33400 | 26400 | 79.04% | 1.86 | 0 | 9 |  |  |  |  | R-410A | 2.5333 | Residential & Commercial | USHP
212975122 | Central HP <5.4 tons | CARRIER | HRCU-A-CB (Split System: Heat Pump with Remote Outdoor Unit-Air-Source) | 38MURAQ18AB3* |  |  | CNPV*3017AL* | 59TP6C040V17**12 | 17300 | 16 | 8.1 | 17900 | 18600 | 103.9% | 2.22 | 0 | 10.5 |  |  |  |  | R-410A | 1.4417 | Residential & Commercial | USHP | Ducted CEE Tier 1
212975785 | Central HP <5.4 tons | CARRIER | HRCU-A-CB (Split System: Heat Pump with Remote Outdoor Unit-Air-Source) | 38MURAQ18AB3* |  |  | CAP**2417AL* | GG96VTAB48080B** | 17200 | 16 | 8.5 | 18200 | 19400 | 106.6% | 2.34 | 0 | 10.5 |  |  |  |  | R-410A | 1.4333 | Residential & Commercial | USHP | Ducted CEE Tier 1
211240863 | Central HP <5.4 tons | TEMPSTAR | HRCU-A-CB (Split System: Heat Pump with Remote Outdoor Unit-Air-Source) | DLCURAH24ABK |  |  | EA*4X25L17A* | *96VSN0801716A* | 24800 | 17 | 8.5 | 25600 | 21200 | 82.81% | 1.78 | 0 | 10.5 |  |  |  |  | R-410A | 2.0667 | Residential & Commercial | USHP | Ducted CEE Tier 1
216720940 | Central HP <5.4 tons | COMFORTSTAR | HRCU-A-CB (Split System: Heat Pump with Remote Outdoor Unit-Air-Source) | CPR3-24CD(O) |  |  | AHU3-24-SG3 | 0 | 24000 | 18.1 | 9.7 | 26000 | 21600 | 83.08% | 1.87 | 0 | 11 |  |  |  |  | R-454B | 2 | Residential & Commercial | USHP | Ducted CEE Tier 1
215488100 | Central HP <5.4 tons | GOODMAN | HRCU-A-CB (Split System: Heat Pump with Remote Outdoor Unit-Air-Source) | GZV7SA4210A* |  |  | CHPEA6030*3A* | G*VC800804C*A* | 40500 | 17 | 8.6 | 41000 | 31000 | 75.61% | 2 | 0 | 10 |  |  |  |  | R-32 | 3.375 | Residential & Commercial | USHP | Ducted CEE Tier 1
215932485 | Central HP <5.4 tons | BRYANT HEATING AND COOLING SYSTEMS | HRCU-A-CB (Split System: Heat Pump with Remote Outdoor Unit-Air-Source) | 293VAN036**AA* |  |  | CAA**4821AM*+UI | 987MC42080C17*** | 33200 | 19.5 | 9.5 | 35000 | 26800 | 76.57% | 2.02 | 0 | 11 |  |  |  |  | R-454B | 2.7667 | Residential & Commercial | USHP | Ducted CEE Tier 1
215932505 | Central HP <5.4 tons | BRYANT HEATING AND COOLING SYSTEMS | HRCU-A-CB (Split System: Heat Pump with Remote Outdoor Unit-Air-Source) | 293VAN036**AA* |  |  | CAA**4821AM*+UI | 986TD42060C17*** | 33000 | 19.5 | 9.5 | 34000 | 26000 | 76.47% | 2.04 | 0 | 11 |  |  |  |  | R-454B | 2.75 | Residential & Commercial | USHP | Ducted CEE Tier 1
215488058 | Central HP <5.4 tons | GOODMAN | HRCU-A-CB (Split System: Heat Pump with Remote Outdoor Unit-Air-Source) | GZV7SA3610A* |  |  | CA*EA4830*3A* | G*VC800805C*A* | 34800 | 18.5 | 8.5 | 35000 | 28400 | 81.14% | 2 | 0 | 10.5 |  |  |  |  | R-32 | 2.9 | Residential & Commercial | USHP | Ducted CEE Tier 1
212978222 | Central HP <5.4 tons | CARRIER | HRCU-A-CB (Split System: Heat Pump with Remote Outdoor Unit-Air-Source) | 38MURAQ18AB3* |  |  | CAP**1917AL* | 58S(B,C)*B070M14**12 | 18200 | 17 | 8.5 | 18100 | 17700 | 97.79% | 2.16 | 0 | 11 |  |  |  |  | R-410A | 1.5167 | Residential & Commercial | USHP | Ducted CEE Tier 1
212970858 | Central HP <5.4 tons | CARRIER | HRCU-A-CB (Split System: Heat Pump with Remote Outdoor Unit-Air-Source) | 38MURAQ18AB3* |  |  | CAP**2414AL* | 58TP*B045V14**12 | 17700 | 16.5 | 8.5 | 18600 | 19400 | 104.3% | 2.32 | 0 | 10.5 |  |  |  |  | R-410A | 1.475 | Residential & Commercial | USHP | Ducted CEE Tier 1
212970906 | Central HP <5.4 tons | CARRIER | HRCU-A-CB (Split System: Heat Pump with Remote Outdoor Unit-Air-Source) | 38MURAQ18AB3* |  |  | CNPV*1814AL* | 58TP*B045V14**12 | 17400 | 16 | 8.5 | 18600 | 19700 | 105.9% | 2.38 | 0 | 10.5 |  |  |  |  | R-410A | 1.45 | Residential & Commercial | USHP | Ducted CEE Tier 1
212972748 | Central HP <5.4 tons | HEIL | HRCU-A-CB (Split System: Heat Pump with Remote Outdoor Unit-Air-Source) | DLCURAH18ABK |  |  | EN(A,D)4X24L17** | *96VSN0401410B* | 17400 | 15.5 | 8.5 | 18500 | 19200 | 103.8% | 2.3 | 0 | 10.5 |  |  |  |  | R-410A | 1.45 | Residential & Commercial | USHP | Ducted CEE Tier 1
212973048 | Central HP <5.4 tons | HEIL | HRCU-A-CB (Split System: Heat Pump with Remote Outdoor Unit-Air-Source) | DLCURAH18ABK |  |  | EA*4X30L17A* | *96VSN0401712B* | 17400 | 16 | 8.5 | 18000 | 18800 | 104.4% | 2.24 | 0 | 10.5 |  |  |  |  | R-410A | 1.45 | Residential & Commercial | USHP | Ducted CEE Tier 1
211245698 | Central HP <5.4 tons | TEMPSTAR | HRCU-A-CB (Split System: Heat Pump with Remote Outdoor Unit-Air-Source) | DLCURAH24ABK |  |  | EN(A,D)4X36L21** | *92ESN1002120A* | 24800 | 16.5 | 8.5 | 26800 | 22200 | 82.84% | 1.84 | 0 | 10.5 |  |  |  |  | R-410A | 2.0667 | Residential & Commercial | USHP | Ducted CEE Tier 1
211245847 | Central HP <5.4 tons | TEMPSTAR | HRCU-A-CB (Split System: Heat Pump with Remote Outdoor Unit-Air-Source) | DLCURAH24ABK |  |  | FXM4X30**AL | 0 | 24200 | 16.5 | 8.5 | 26000 | 22600 | 86.92% | 1.86 | 0 | 10 |  |  |  |  | R-410A | 2.0167 | Residential & Commercial | USHP | Ducted CEE Tier 1
215942653 | Central HP <5.4 tons | AIRQUEST | HRCU-A-CB (Split System: Heat Pump with Remote Outdoor Unit-Air-Source) | H5H3V36*K*AAA* |  |  | EVD5X61M24A*+WALLCON | *96CTN0802120B* | 36000 | 22 | 8.5 | 37400 | 28200 | 75.4% | 2.04 | 0 | 12.5 |  |  |  |  | R-454B | 3 | Residential & Commercial | USHP | Ducted CEE Tier 1
212972429 | Central HP <5.4 tons | HEIL | HRCU-A-CB (Split System: Heat Pump with Remote Outdoor Unit-Air-Source) | DLCURAH24ABK |  |  | EN(A,D)4X36L21** | *80VTL1102122B* | 23800 | 17 | 8.5 | 26400 | 24000 | 90.91% | 1.98 | 0 | 10.5 |  |  |  |  | R-410A | 1.9833 | Residential & Commercial | USHP | Ducted CEE Tier 1
212983242 | Central HP <5.4 tons | AIRQUEST | HRCU-A-CB (Split System: Heat Pump with Remote Outdoor Unit-Air-Source) | DLCURAH24ABK |  |  | EN(A,D)4X36L21** | *92MSN0401712A* | 23400 | 15.5 | 8.1 | 26200 | 24200 | 92.37% | 1.98 | 0 | 10 |  |  |  |  | R-410A | 1.95 | Residential & Commercial | USHP | Ducted CEE Tier 1
210471308 | Central HP <5.4 tons | TEMPSTAR | HRCU-A-CB (Split System: Heat Pump with Remote Outdoor Unit-Air-Source) | TVH837GKA2* |  |  | EHD4X60AAL+WALLCON | *80CTL0901716A* | 33000 | 17.5 | 8.1 | 32200 | 24800 | 77.02% | 2.02 | 0 | 11.5 |  |  |  |  | R-410A | 2.75 | Residential & Commercial | USHP | Ducted CEE Tier 1
212969942 | Central HP <5.4 tons | HEIL | HRCU-A-CB (Split System: Heat Pump with Remote Outdoor Unit-Air-Source) | DLCURAH36ABK |  |  | EA*4X37L17A* | *80VSL0451412B* | 36000 | 15.5 | 8.5 | 38500 | 35000 | 90.91% | 2 | 0 | 10 |  |  |  |  | R-410A | 3 | Residential & Commercial | USHP | Ducted CEE Tier 1
212969792 | Central HP <5.4 tons | HEIL | HRCU-A-CB (Split System: Heat Pump with Remote Outdoor Unit-Air-Source) | DLCURAH24ABK |  |  | EA*4X37L17A* | *80VSL0451412B* | 24200 | 17 | 8.5 | 25200 | 22000 | 87.3% | 1.84 | 0 | 10 |  |  |  |  | R-410A | 2.0167 | Residential & Commercial | USHP | Ducted CEE Tier 1
215937770 | Central HP <5.4 tons | DAY & NIGHT | HRCU-A-CB (Split System: Heat Pump with Remote Outdoor Unit-Air-Source) | C5H3V48*K*AAA* |  |  | EVD5X48M21A*+WALLCON | *80CTL1102120B* | 44500 | 20 | 8.1 | 52000 | 38000 | 73.08% | 1.9 | 0 | 11 |  |  |  |  | R-454B | 3.7083 | Residential & Commercial | USHP | Ducted CEE Tier 1
215931575 | Central HP <5.4 tons | BRYANT HEATING AND COOLING SYSTEMS | HRCU-A-CB (Split System: Heat Pump with Remote Outdoor Unit-Air-Source) | 293VAN060**AA* |  |  | CAA**6024AM*+UI | 935CB60080C21*** | 55500 | 18 | 8.1 | 60500 | 46000 | 76.03% | 1.95 | 0 | 11 |  |  |  |  | R-454B | 4.625 | Residential & Commercial | USHP | Ducted CEE Tier 1
215931525 | Central HP <5.4 tons | BRYANT HEATING AND COOLING SYSTEMS | HRCU-A-CB (Split System: Heat Pump with Remote Outdoor Unit-Air-Source) | 293VAN060**AA* |  |  | CAA**6024AM*+UI | 83*CA60100C21*** | 55500 | 18.5 | 8.5 | 60500 | 46000 | 76.03% | 2.04 | 0 | 11 |  |  |  |  | R-454B | 4.625 | Residential & Commercial | USHP | Ducted CEE Tier 1
215488009 | Central HP <5.4 tons | GOODMAN | HRCU-A-CB (Split System: Heat Pump with Remote Outdoor Unit-Air-Source) | GZV7SA2410A* |  |  | CA*EA3022*3A* | G*VM970603BNB* | 23200 | 19 | 8.6 | 23200 | 17000 | 73.28% | 2 | 0 | 11 |  |  |  |  | R-32 | 1.9333 | Residential & Commercial | USHP | Ducted CEE Tier 1
216453230 | Central HP <5.4 tons | AMERICAN STANDARD | HRCU-A-CB (Split System: Heat Pump with Remote Outdoor Unit-Air-Source) | 5A6V0X60A1 |  |  | 5PX*D008AS3 | S8V2D120M5PDB | 52000 | 18.6 | 9 | 54500 | 38500 | 70.64% | 2 | 0 | 10 |  |  |  |  | R-454B | 4.3333 | Residential & Commercial | USHP | Ducted CEE Tier 1
216453262 | Central HP <5.4 tons | AMERICAN STANDARD | HRCU-A-CB (Split System: Heat Pump with Remote Outdoor Unit-Air-Source) | 5A6V0X60A1 |  |  | 5TXCD008AS3 | S8V2D120M5PCB | 52000 | 18.6 | 9 | 54500 | 38500 | 70.64% | 2 | 0 | 10 |  |  |  |  | R-454B | 4.3333 | Residential & Commercial | USHP | Ducted CEE Tier 1
216453172 | Central HP <5.4 tons | AMERICAN STANDARD | HRCU-A-CB (Split System: Heat Pump with Remote Outdoor Unit-Air-Source) | 5A6V0X48A1 |  |  | 5PX*D010AS3 | S8V2D120M5PCB | 46000 | 20.4 | 10 | 47000 | 33600 | 71.49% | 2.1 | 0 | 12 |  |  |  |  | R-454B | 3.8333 | Residential & Commercial | USHP | Ducted CEE Tier 1
216453188 | Central HP <5.4 tons | AMERICAN STANDARD | HRCU-A-CB (Split System: Heat Pump with Remote Outdoor Unit-Air-Source) | 5A6V0X48A1 |  |  | 5TXCB006AS3 | S8V2B060M4PCB | 43500 | 19.2 | 9.7 | 47000 | 33600 | 71.49% | 2.1 | 0 | 11.7 |  |  |  |  | R-454B | 3.625 | Residential & Commercial | USHP | Ducted CEE Tier 1
212985517 | Central HP <5.4 tons | AIRQUEST | HRCU-A-CB (Split System: Heat Pump with Remote Outdoor Unit-Air-Source) | DLCURAH36ABK |  |  | EA*4X48L24A* | *92MSN1002122A* | 36000 | 16.5 | 8.5 | 37800 | 34600 | 91.53% | 2.04 | 0 | 10 |  |  |  |  | R-410A | 3 | Residential & Commercial | USHP | Ducted CEE Tier 1
212988002 | Central HP <5.4 tons | AIRQUEST | HRCU-A-CB (Split System: Heat Pump with Remote Outdoor Unit-Air-Source) | DLCURAH36ABK |  |  | EA*4X48L21A* | *96MSN1002120A* | 35800 | 16.5 | 8.5 | 37800 | 34600 | 91.53% | 2.04 | 0 | 10 |  |  |  |  | R-410A | 2.9833 | Residential & Commercial | USHP | Ducted CEE Tier 1
216453164 | Central HP <5.4 tons | AMERICAN STANDARD | HRCU-A-CB (Split System: Heat Pump with Remote Outdoor Unit-Air-Source) | 5A6V0X48A1 |  |  | 5PX*D008AS3 | S8V2C100M5PDB | 45000 | 20 | 9.7 | 47500 | 34000 | 71.58% | 2.1 | 0 | 11.7 |  |  |  |  | R-454B | 3.75 | Residential & Commercial | USHP | Ducted CEE Tier 1
216453178 | Central HP <5.4 tons | AMERICAN STANDARD | HRCU-A-CB (Split System: Heat Pump with Remote Outdoor Unit-Air-Source) | 5A6V0X48A1 |  |  | 5PX*DD10AS3 | S8V2C100M5PCB | 44500 | 20 | 9.7 | 47000 | 33800 | 71.91% | 2.1 | 0 | 11.7 |  |  |  |  | R-454B | 3.7083 | Residential & Commercial | USHP | Ducted CEE Tier 1
216453212 | Central HP <5.4 tons | AMERICAN STANDARD | HRCU-A-CB (Split System: Heat Pump with Remote Outdoor Unit-Air-Source) | 5A6V0X48A1 |  |  | 5TXCD010AS3 | S8V2D120M5PDB | 46000 | 20.4 | 10 | 47000 | 33600 | 71.49% | 2.1 | 0 | 12 |  |  |  |  | R-454B | 3.8333 | Residential & Commercial | USHP | Ducted CEE Tier 1
216453214 | Central HP <5.4 tons | AMERICAN STANDARD | HRCU-A-CB (Split System: Heat Pump with Remote Outdoor Unit-Air-Source) | 5A6V0X48A1 |  |  | 5TXCD010AS3 | S8V2C100M5PCB | 45500 | 20 | 9.7 | 47000 | 33800 | 71.91% | 2.1 | 0 | 12 |  |  |  |  | R-454B | 3.7917 | Residential & Commercial | USHP | Ducted CEE Tier 1
216453248 | Central HP <5.4 tons | AMERICAN STANDARD | HRCU-A-CB (Split System: Heat Pump with Remote Outdoor Unit-Air-Source) | 5A6V0X60A1 |  |  | 5PX*DD10AS3 | S8V2C100M5PCB | 51500 | 18.2 | 9 | 53500 | 38000 | 71.03% | 2 | 0 | 10 |  |  |  |  | R-454B | 4.2917 | Residential & Commercial | USHP | Ducted CEE Tier 1
210470263 | Central HP <5.4 tons | TEMPSTAR | HRCU-A-CB (Split System: Heat Pump with Remote Outdoor Unit-Air-Source) | TVH837GKA2* |  |  | EA*4X60L24A*+WALLCON | *80CSU1002120A* | 32800 | 17 | 8.1 | 32000 | 24800 | 77.5% | 1.96 | 0 | 11 |  |  |  |  | R-410A | 2.7333 | Residential & Commercial | USHP | Ducted CEE Tier 1
210470549 | Central HP <5.4 tons | TEMPSTAR | HRCU-A-CB (Split System: Heat Pump with Remote Outdoor Unit-Air-Source) | TVH837GKA2* |  |  | EA*4X61L24A*+WALLCON | *80CSU1002120A* | 33200 | 17.5 | 8.1 | 32000 | 24800 | 77.5% | 1.98 | 0 | 11.5 |  |  |  |  | R-410A | 2.7667 | Residential & Commercial | USHP | Ducted CEE Tier 1
210470615 | Central HP <5.4 tons | TEMPSTAR | HRCU-A-CB (Split System: Heat Pump with Remote Outdoor Unit-Air-Source) | TVH837GKA2* |  |  | EA*4X61L24A*+WALLCON | *97CMN1202422A* | 33200 | 17.5 | 8.5 | 32000 | 25000 | 78.12% | 2 | 0 | 11.7 |  |  |  |  | R-410A | 2.7667 | Residential & Commercial | USHP | Ducted CEE Tier 1
215488114 | Central HP <5.4 tons | GOODMAN | HRCU-A-CB (Split System: Heat Pump with Remote Outdoor Unit-Air-Source) | GZV7SA4810A* |  |  | CA*EA6030*3A* | G*VC800805D*A* | 45500 | 17 | 8.8 | 47000 | 33600 | 71.49% | 2 | 0 | 10 |  |  |  |  | R-32 | 3.7917 | Residential & Commercial | USHP | Ducted CEE Tier 1
212980927 | Central HP <5.4 tons | COMFORTMAKER | HRCU-A-CB (Split System: Heat Pump with Remote Outdoor Unit-Air-Source) | DLCURAH30ABK |  |  | EA*4X42L21A* | *80MS(N,L)1102120A* | 30400 | 15.2 | 8.1 | 34400 | 27400 | 79.65% | 1.82 | 0 | 9 |  |  |  |  | R-410A | 2.5333 | Residential & Commercial | USHP
212971358 | Central HP <5.4 tons | CARRIER | HRCU-A-CB (Split System: Heat Pump with Remote Outdoor Unit-Air-Source) | 38MURAQ18AB3* |  |  | CAP**3014AL* | 58TP*B070V14**12 | 17700 | 16.5 | 8.5 | 18200 | 18700 | 102.7% | 2.24 | 0 | 10.5 |  |  |  |  | R-410A | 1.475 | Residential & Commercial | USHP | Ducted CEE Tier 1
212973382 | Central HP <5.4 tons | CARRIER | HRCU-A-CB (Split System: Heat Pump with Remote Outdoor Unit-Air-Source) | 38MURAQ18AB3* |  |  | CNPV*3014AL* | 59SP6B060V14**12 | 17400 | 16 | 8.1 | 18000 | 18700 | 103.9% | 2.24 | 0 | 11 |  |  |  |  | R-410A | 1.45 | Residential & Commercial | USHP | Ducted CEE Tier 1
212972998 | Central HP <5.4 tons | HEIL | HRCU-A-CB (Split System: Heat Pump with Remote Outdoor Unit-Air-Source) | DLCURAH24ABK |  |  | EN(A,D)4X30L17** | *96VSN0401410B* | 23400 | 16 | 8.1 | 26400 | 24600 | 93.18% | 2.02 | 0 | 10 |  |  |  |  | R-410A | 1.95 | Residential & Commercial | USHP | Ducted CEE Tier 1
212973682 | Central HP <5.4 tons | CARRIER | HRCU-A-CB (Split System: Heat Pump with Remote Outdoor Unit-Air-Source) | 38MURAQ18AB3* |  |  | CAP**3017AL* | 59SP6B080V17**16 | 17400 | 16 | 8.5 | 18000 | 18700 | 103.9% | 2.26 | 0 | 10.5 |  |  |  |  | R-410A | 1.45 | Residential & Commercial | USHP | Ducted CEE Tier 1
212974652 | Central HP <5.4 tons | CARRIER | HRCU-A-CB (Split System: Heat Pump with Remote Outdoor Unit-Air-Source) | 38MURAQ18AB3* |  |  | CAP**2517AL* | GG96VTAB30040A** | 17700 | 16 | 8.1 | 17700 | 17900 | 101.1% | 2.14 | 0 | 10.5 |  |  |  |  | R-410A | 1.475 | Residential & Commercial | USHP | Ducted CEE Tier 1
212974717 | Central HP <5.4 tons | CARRIER | HRCU-A-CB (Split System: Heat Pump with Remote Outdoor Unit-Air-Source) | 38MURAQ18AB3* |  |  | CNPV*2417AL* | GG96VTAB30040A** | 17300 | 15.5 | 8.5 | 18400 | 19200 | 104.3% | 2.3 | 0 | 10.5 |  |  |  |  | R-410A | 1.4417 | Residential & Commercial | USHP | Ducted CEE Tier 1
212975067 | Central HP <5.4 tons | CARRIER | HRCU-A-CB (Split System: Heat Pump with Remote Outdoor Unit-Air-Source) | 38MURAQ18AB3* |  |  | CAP**1917AL* | 59TP6C040V17**12 | 17700 | 16 | 8.1 | 17800 | 17900 | 100.6% | 2.16 | 0 | 10.5 |  |  |  |  | R-410A | 1.475 | Residential & Commercial | USHP | Ducted CEE Tier 1
211243766 | Central HP <5.4 tons | HEIL | HRCU-A-CB (Split System: Heat Pump with Remote Outdoor Unit-Air-Source) | DLCURAH24ABK |  |  | EN(A,D)4X24L14** | *96VTN0401410A* | 23400 | 15.5 | 8.5 | 26600 | 24000 | 90.23% | 1.96 | 0 | 10 |  |  |  |  | R-410A | 1.95 | Residential & Commercial | USHP | Ducted CEE Tier 1
211244052 | Central HP <5.4 tons | HEIL | HRCU-A-CB (Split System: Heat Pump with Remote Outdoor Unit-Air-Source) | DLCURAH24ABK |  |  | EN(A,D)4X24L17** | *95ESN0601412A* | 24000 | 15.2 | 8.5 | 27200 | 23000 | 84.56% | 1.88 | 0 | 10 |  |  |  |  | R-410A | 2 | Residential & Commercial | USHP | Ducted CEE Tier 1
215488148 | Central HP <5.4 tons | GOODMAN | HRCU-A-CB (Split System: Heat Pump with Remote Outdoor Unit-Air-Source) | GZV6SA1810A* |  |  | CA*EA3022*3A* | G*VC800805C*A* | 17000 | 19 | 8.8 | 16800 | 13000 | 77.38% | 2.1 | 0 | 12 |  |  |  |  | R-32 | 1.4167 | Residential & Commercial | USHP | Ducted CEE Tier 1
212971911 | Central HP <5.4 tons | CARRIER | HRCU-A-CB (Split System: Heat Pump with Remote Outdoor Unit-Air-Source) | 38MURAQ18AB3* |  |  | CAP**2417AL* | 58TP*B090V17**16 | 17500 | 16 | 8.5 | 18500 | 19500 | 105.4% | 2.34 | 0 | 10.5 |  |  |  |  | R-410A | 1.4583 | Residential & Commercial | USHP | Ducted CEE Tier 1
212975386 | Central HP <5.4 tons | CARRIER | HRCU-A-CB (Split System: Heat Pump with Remote Outdoor Unit-Air-Source) | 38MURAQ18AB3* |  |  | CAP**2414AL* | 59TP6C060V14**12 | 17200 | 16 | 8.5 | 18100 | 19400 | 107.2% | 2.34 | 0 | 10.5 |  |  |  |  | R-410A | 1.4333 | Residential & Commercial | USHP | Ducted CEE Tier 1
211264950 | Central HP <5.4 tons | COMFORTMAKER | HRCU-A-CB (Split System: Heat Pump with Remote Outdoor Unit-Air-Source) | DLCURAH18ABK |  |  | FMA4X24**AL* | 0 | 17400 | 16 | 8.5 | 18500 | 20000 | 108.1% | 2.44 | 0 | 10.5 |  |  |  |  | R-410A | 1.45 | Residential & Commercial | USHP | Ducted CEE Tier 1
211245532 | Central HP <5.4 tons | TEMPSTAR | HRCU-A-CB (Split System: Heat Pump with Remote Outdoor Unit-Air-Source) | DLCURAH24ABK |  |  | EN(A,D)4X36L21** | *80VTL0701716A* | 24200 | 17 | 8.1 | 26200 | 23000 | 87.79% | 1.9 | 0 | 10.5 |  |  |  |  | R-410A | 2.0167 | Residential & Commercial | USHP | Ducted CEE Tier 1
211245709 | Central HP <5.4 tons | TEMPSTAR | HRCU-A-CB (Split System: Heat Pump with Remote Outdoor Unit-Air-Source) | DLCURAH24ABK |  |  | EN(A,D)4X36L21** | *95ESN0601714A* | 24600 | 16 | 8.1 | 26600 | 22400 | 84.21% | 1.84 | 0 | 10.5 |  |  |  |  | R-410A | 2.05 | Residential & Commercial | USHP | Ducted CEE Tier 1
211260324 | Central HP <5.4 tons | HEIL | HRCU-A-CB (Split System: Heat Pump with Remote Outdoor Unit-Air-Source) | DLCURAH18ABK |  |  | EA*4X24L17A* | *95ESU0401712A* | 17600 | 16 | 8.5 | 18500 | 19100 | 103.2% | 2.3 | 0 | 10.5 |  |  |  |  | R-410A | 1.4667 | Residential & Commercial | USHP | Ducted CEE Tier 1
211261251 | Central HP <5.4 tons | HEIL | HRCU-A-CB (Split System: Heat Pump with Remote Outdoor Unit-Air-Source) | DLCURAH18ABK |  |  | EA*4X30L14A* | *80VSL0451412A* | 17800 | 16 | 8.5 | 18400 | 18500 | 100.5% | 2.22 | 0 | 10.5 |  |  |  |  | R-410A | 1.4833 | Residential & Commercial | USHP | Ducted CEE Tier 1
212971362 | Central HP <5.4 tons | CARRIER | HRCU-A-CB (Split System: Heat Pump with Remote Outdoor Unit-Air-Source) | 38MURAQ18AB3* |  |  | CNPV*2414AL* | 58TP*B070V14**12 | 17600 | 16.5 | 8.5 | 18500 | 19100 | 103.2% | 2.3 | 0 | 11 |  |  |  |  | R-410A | 1.4667 | Residential & Commercial | USHP | Ducted CEE Tier 1
212971923 | Central HP <5.4 tons | CARRIER | HRCU-A-CB (Split System: Heat Pump with Remote Outdoor Unit-Air-Source) | 38MURAQ18AB3* |  |  | CNPV*2417AL* | 58TP*B090V17**16 | 17500 | 16 | 8.5 | 18500 | 19200 | 103.8% | 2.3 | 0 | 10.5 |  |  |  |  | R-410A | 1.4583 | Residential & Commercial | USHP | Ducted CEE Tier 1
212972682 | Central HP <5.4 tons | CARRIER | HRCU-A-CB (Split System: Heat Pump with Remote Outdoor Unit-Air-Source) | 38MURAQ18AB3* |  |  | CAP**2417AL* | 59SP6B040V14**10 | 17200 | 17.5 | 8.5 | 18200 | 19400 | 106.6% | 2.34 | 0 | 10.5 |  |  |  |  | R-410A | 1.4333 | Residential & Commercial | USHP | Ducted CEE Tier 1
215935155 | Central HP <5.4 tons | BRYANT HEATING AND COOLING SYSTEMS | HRCU-A-CB (Split System: Heat Pump with Remote Outdoor Unit-Air-Source) | 293VAN036**AA* |  |  | CVAMA6021XMA*+UI | 83*CA48060C17*** | 35600 | 22 | 8.5 | 38000 | 28600 | 75.26% | 2.02 | 0 | 12 |  |  |  |  | R-454B | 2.9667 | Residential & Commercial | USHP | Ducted CEE Tier 1
213772777 | Central HP <5.4 tons | HEIL | HRCU-A-CB (Split System: Heat Pump with Remote Outdoor Unit-Air-Source) | HVH825GKA3* |  |  | EA*4X25L17A*+WALLCON | *97CMN0801714B* | 24200 | 16.5 | 8.1 | 21400 | 16700 | 78.04% | 2 | 0 | 10.5 |  |  |  |  | R-410A | 2.0167 | Residential & Commercial | USHP | Ducted CEE Tier 1
213772977 | Central HP <5.4 tons | HEIL | HRCU-A-CB (Split System: Heat Pump with Remote Outdoor Unit-Air-Source) | HVH825GKA3* |  |  | EA*4X36L17A*+WALLCON | *95CSU0601716B* | 23400 | 16.5 | 8.1 | 21600 | 16700 | 77.31% | 1.92 | 0 | 10.5 |  |  |  |  | R-410A | 1.95 | Residential & Commercial | USHP | Ducted CEE Tier 1
212978774 | Central HP <5.4 tons | CARRIER | HRCU-A-CB (Split System: Heat Pump with Remote Outdoor Unit-Air-Source) | 38MURAQ18AB3* |  |  | CAP**3017AL* | 58S(B,C)*B070M17**12 | 17600 | 16.5 | 8.5 | 18200 | 18800 | 103.3% | 2.26 | 0 | 10.5 |  |  |  |  | R-410A | 1.4667 | Residential & Commercial | USHP | Ducted CEE Tier 1
215933435 | Central HP <5.4 tons | BRYANT HEATING AND COOLING SYSTEMS | HRCU-A-CB (Split System: Heat Pump with Remote Outdoor Unit-Air-Source) | 293VAN036**AA* |  |  | CSAH*4212AM*+UI | 987MC66100C21*** | 33600 | 19 | 9 | 34600 | 26600 | 76.88% | 1.94 | 0 | 11.5 |  |  |  |  | R-454B | 2.8 | Residential & Commercial | USHP | Ducted CEE Tier 1
215488146 | Central HP <5.4 tons | GOODMAN | HRCU-A-CB (Split System: Heat Pump with Remote Outdoor Unit-Air-Source) | GZV6SA1810A* |  |  | CA*EA3022*3A* | G*VC960403BNB* | 17000 | 19 | 8.8 | 16800 | 13000 | 77.38% | 2.1 | 0 | 12 |  |  |  |  | R-32 | 1.4167 | Residential & Commercial | USHP | Ducted CEE Tier 1
215488012 | Central HP <5.4 tons | GOODMAN | HRCU-A-CB (Split System: Heat Pump with Remote Outdoor Unit-Air-Source) | GZV7SA2410A* |  |  | CA*EA3022*3A* | G*VM971005CNB* | 23200 | 19 | 8.6 | 23200 | 17000 | 73.28% | 2 | 0 | 11 |  |  |  |  | R-32 | 1.9333 | Residential & Commercial | USHP | Ducted CEE Tier 1
215488030 | Central HP <5.4 tons | GOODMAN | HRCU-A-CB (Split System: Heat Pump with Remote Outdoor Unit-Air-Source) | GZV7SA2410A* |  |  | CA*EA3626*3A* | G*VC800804C*A* | 23200 | 19 | 8.6 | 23200 | 17000 | 73.28% | 2 | 0 | 11 |  |  |  |  | R-32 | 1.9333 | Residential & Commercial | USHP | Ducted CEE Tier 1
215488036 | Central HP <5.4 tons | GOODMAN | HRCU-A-CB (Split System: Heat Pump with Remote Outdoor Unit-Air-Source) | GZV7SA2410A* |  |  | CA*EA3626*3A* | G*VC960804CNB* | 23200 | 19 | 8.6 | 23200 | 17000 | 73.28% | 2 | 0 | 11 |  |  |  |  | R-32 | 1.9333 | Residential & Commercial | USHP | Ducted CEE Tier 1
215488043 | Central HP <5.4 tons | GOODMAN | HRCU-A-CB (Split System: Heat Pump with Remote Outdoor Unit-Air-Source) | GZV7SA2410A* |  |  | CHPEA3026*3A* | G*VC800604B*A* | 23200 | 19 | 8.6 | 23200 | 17000 | 73.28% | 2 | 0 | 11 |  |  |  |  | R-32 | 1.9333 | Residential & Commercial | USHP | Ducted CEE Tier 1
215488052 | Central HP <5.4 tons | GOODMAN | HRCU-A-CB (Split System: Heat Pump with Remote Outdoor Unit-Air-Source) | GZV7SA2410A* |  |  | CHPEA3026*3A* | G*VC961005CNB* | 23200 | 19 | 8.6 | 23200 | 17000 | 73.28% | 2 | 0 | 11 |  |  |  |  | R-32 | 1.9333 | Residential & Commercial | USHP | Ducted CEE Tier 1
215935880 | Central HP <5.4 tons | DAY & NIGHT | HRCU-A-CB (Split System: Heat Pump with Remote Outdoor Unit-Air-Source) | C5H3V36*K*AAA* |  |  | EVD5X38M17A*+WALLCON | *97CMN0601714B* | 35200 | 21 | 8.5 | 38000 | 28000 | 73.68% | 2.06 | 0 | 11.5 |  |  |  |  | R-454B | 2.9333 | Residential & Commercial | USHP | Ducted CEE Tier 1
215936080 | Central HP <5.4 tons | DAY & NIGHT | HRCU-A-CB (Split System: Heat Pump with Remote Outdoor Unit-Air-Source) | C5H3V36*K*AAA* |  |  | EVD5X42M21A*+WALLCON | *97CMN0602120B* | 34200 | 20.5 | 8.5 | 39000 | 28600 | 73.33% | 2.04 | 0 | 11.5 |  |  |  |  | R-454B | 2.85 | Residential & Commercial | USHP | Ducted CEE Tier 1
215936230 | Central HP <5.4 tons | DAY & NIGHT | HRCU-A-CB (Split System: Heat Pump with Remote Outdoor Unit-Air-Source) | C5H3V36*K*AAA* |  |  | EVD5X42M24A*+WALLCON | *97CMN0802120B* | 35400 | 21.5 | 8.5 | 38000 | 28400 | 74.74% | 2.04 | 0 | 12 |  |  |  |  | R-454B | 2.95 | Residential & Commercial | USHP | Ducted CEE Tier 1
215936330 | Central HP <5.4 tons | DAY & NIGHT | HRCU-A-CB (Split System: Heat Pump with Remote Outdoor Unit-Air-Source) | C5H3V36*K*AAA* |  |  | EVD5X48M24A*+WALLCON | *80CTL1102120B* | 35200 | 21.5 | 8.5 | 38000 | 28200 | 74.21% | 2.04 | 0 | 12 |  |  |  |  | R-454B | 2.9333 | Residential & Commercial | USHP | Ducted CEE Tier 1
215936630 | Central HP <5.4 tons | DAY & NIGHT | HRCU-A-CB (Split System: Heat Pump with Remote Outdoor Unit-Air-Source) | C5H3V36*K*AAA* |  |  | EVD5X60M21A*+WALLCON | *80CTL0902120B* | 35600 | 22 | 8.5 | 38000 | 28400 | 74.74% | 2.02 | 0 | 12.5 |  |  |  |  | R-454B | 2.9667 | Residential & Commercial | USHP | Ducted CEE Tier 1
215936680 | Central HP <5.4 tons | DAY & NIGHT | HRCU-A-CB (Split System: Heat Pump with Remote Outdoor Unit-Air-Source) | C5H3V36*K*AAA* |  |  | EVD5X60M21A*+WALLCON | *97CMN0602120B* | 35400 | 21 | 8.5 | 38500 | 29000 | 75.32% | 2 | 0 | 12 |  |  |  |  | R-454B | 2.95 | Residential & Commercial | USHP | Ducted CEE Tier 1
215936880 | Central HP <5.4 tons | DAY & NIGHT | HRCU-A-CB (Split System: Heat Pump with Remote Outdoor Unit-Air-Source) | C5H3V36*K*AAA* |  |  | EVD5X61M21A*+WALLCON | *80CTL0701716B* | 35800 | 22 | 9 | 38000 | 28600 | 75.26% | 2.06 | 0 | 12 |  |  |  |  | R-454B | 2.9833 | Residential & Commercial | USHP | Ducted CEE Tier 1
215938170 | Central HP <5.4 tons | DAY & NIGHT | HRCU-A-CB (Split System: Heat Pump with Remote Outdoor Unit-Air-Source) | C5H3V48*K*AAA* |  |  | EVD5X60M21A*+WALLCON | *80CTL0901716B* | 44500 | 20.5 | 8.1 | 53500 | 37600 | 70.28% | 1.95 | 0 | 11.5 |  |  |  |  | R-454B | 3.7083 | Residential & Commercial | USHP | Ducted CEE Tier 1
216677735 | Central HP <5.4 tons | COMFORTMAKER | HRCU-A-CB (Split System: Heat Pump with Remote Outdoor Unit-Air-Source) | D5CURAH24AAK |  |  | EA*5X30M17A* | *95CSU0601716B* | 23400 | 15.2 | 8.5 | 24200 | 19400 | 80.17% | 1.9 | 0 | 9.8 |  |  |  |  | R-454B | 1.95 | Residential & Commercial | USHP
216678514 | Central HP <5.4 tons | COMFORTMAKER | HRCU-A-CB (Split System: Heat Pump with Remote Outdoor Unit-Air-Source) | D5CURAH24AAK |  |  | FCMA5B36L0C*+WALLCON | 0 | 24400 | 15.5 | 9 | 24000 | 19400 | 80.83% | 2.04 | 0 | 10 |  |  |  |  | R-454B | 2.0333 | Residential & Commercial | USHP | Ducted CEE Tier 1
212987534 | Central HP <5.4 tons | AIRQUEST | HRCU-A-CB (Split System: Heat Pump with Remote Outdoor Unit-Air-Source) | DLCURAH18ABK |  |  | EA*4X30L17A* | *96MSN0801716A* | 17300 | 16 | 8.1 | 17600 | 18300 | 104% | 2.2 | 0 | 10.5 |  |  |  |  | R-410A | 1.4417 | Residential & Commercial | USHP | Ducted CEE Tier 1
211264081 | Central HP <5.4 tons | BRYANT HEATING AND COOLING SYSTEMS | HRCU-A-CB (Split System: Heat Pump with Remote Outdoor Unit-Air-Source) | 38MURAQ18AB3* |  |  | CNPV*3017AL* | 83*SA36040E17*** | 18600 | 16.5 | 8.5 | 19000 | 18200 | 95.79% | 2.2 | 0 | 11 |  |  |  |  | R-410A | 1.55 | Residential & Commercial | USHP | Ducted CEE Tier 1
216676463 | Central HP <5.4 tons | COMFORTMAKER | HRCU-A-CB (Split System: Heat Pump with Remote Outdoor Unit-Air-Source) | D5CURAH24AAK |  |  | EA*5X37M21A* | *80MSU0601716A* | 24200 | 15.5 | 8.5 | 22800 | 19000 | 83.33% | 1.96 | 0 | 10 |  |  |  |  | R-454B | 2.0167 | Residential & Commercial | USHP | Ducted CEE Tier 1
216734370 | Central HP <5.4 tons | AIRQUEST | HRCU-A-CB (Split System: Heat Pump with Remote Outdoor Unit-Air-Source) | D5CUHAH24AAK |  |  | EA*5X36M17A* | *80MS(N,L)0451714A* | 22200 | 15.5 | 8.1 | 20800 | 18700 | 89.9% | 1.85 | 0 | 10.5 |  |  |  |  | R-454B | 1.85 | Residential & Commercial | USHP | Ducted CEE Tier 1
216734421 | Central HP <5.4 tons | AIRQUEST | HRCU-A-CB (Split System: Heat Pump with Remote Outdoor Unit-Air-Source) | D5CUHAH24AAK |  |  | EA*5X36M17A* | *80VSL0451412B* | 22200 | 16.5 | 8.5 | 20800 | 18700 | 89.9% | 1.94 | 0 | 10.5 |  |  |  |  | R-454B | 1.85 | Residential & Commercial | USHP | Ducted CEE Tier 1
216734990 | Central HP <5.4 tons | AIRQUEST | HRCU-A-CB (Split System: Heat Pump with Remote Outdoor Unit-Air-Source) | D5CUHAH24AAK |  |  | EA*5X37M17A* | *80VSL0901716B* | 23000 | 16.5 | 8.5 | 20800 | 18500 | 88.94% | 1.96 | 0 | 11 |  |  |  |  | R-454B | 1.9167 | Residential & Commercial | USHP | Ducted CEE Tier 1
216733269 | Central HP <5.4 tons | DAY & NIGHT | HRCU-A-CB (Split System: Heat Pump with Remote Outdoor Unit-Air-Source) | D5CUHAH24AAK |  |  | EA*5X25M17A* | *80MSU0601716A* | 23400 | 17 | 8.5 | 21000 | 18600 | 88.57% | 1.96 | 0 | 11 |  |  |  |  | R-454B | 1.95 | Residential & Commercial | USHP | Ducted CEE Tier 1
215488011 | Central HP <5.4 tons | GOODMAN | HRCU-A-CB (Split System: Heat Pump with Remote Outdoor Unit-Air-Source) | GZV7SA2410A* |  |  | CA*EA3022*3A* | G*VM970804CNB* | 23200 | 19 | 8.6 | 23200 | 17000 | 73.28% | 2 | 0 | 11 |  |  |  |  | R-32 | 1.9333 | Residential & Commercial | USHP | Ducted CEE Tier 1
216453264 | Central HP <5.4 tons | AMERICAN STANDARD | HRCU-A-CB (Split System: Heat Pump with Remote Outdoor Unit-Air-Source) | 5A6V0X60A1 |  |  | 5TXCD008AS3 | S8V2C100M5PCB | 51500 | 18.4 | 9 | 54500 | 38500 | 70.64% | 2 | 0 | 10 |  |  |  |  | R-454B | 4.2917 | Residential & Commercial | USHP | Ducted CEE Tier 1
211245605 | Central HP <5.4 tons | TEMPSTAR | HRCU-A-CB (Split System: Heat Pump with Remote Outdoor Unit-Air-Source) | DLCURAH24ABK |  |  | EN(A,D)4X36L21** | *80ES(N,L)0701712A* | 24400 | 16.5 | 8.1 | 26400 | 22600 | 85.61% | 1.88 | 0 | 10.5 |  |  |  |  | R-410A | 2.0333 | Residential & Commercial | USHP | Ducted CEE Tier 1
211245653 | Central HP <5.4 tons | TEMPSTAR | HRCU-A-CB (Split System: Heat Pump with Remote Outdoor Unit-Air-Source) | DLCURAH24ABK |  |  | EN(A,D)4X36L21** | *80ES(N,L)1102120A* | 24800 | 16 | 8.5 | 26800 | 22200 | 82.84% | 1.82 | 0 | 10.5 |  |  |  |  | R-410A | 2.0667 | Residential & Commercial | USHP | Ducted CEE Tier 1
216676734 | Central HP <5.4 tons | COMFORTMAKER | HRCU-A-CB (Split System: Heat Pump with Remote Outdoor Unit-Air-Source) | D5CURAH24AAK |  |  | ESH5X30M12A* | *80MSU0401712A* | 23800 | 15.2 | 8.5 | 24200 | 19500 | 80.58% | 1.9 | 0 | 9.8 |  |  |  |  | R-454B | 1.9833 | Residential & Commercial | USHP
211222134 | Central HP <5.4 tons | TEMPSTAR | HRCU-A-CB (Split System: Heat Pump with Remote Outdoor Unit-Air-Source) | DLCURAH30ABK |  |  | EA*4X36L21A* | *92ESN0801716A* | 29600 | 15.2 | 8.1 | 33800 | 27800 | 82.25% | 1.76 | 0 | 9 |  |  |  |  | R-410A | 2.4667 | Residential & Commercial | USHP
211222770 | Central HP <5.4 tons | TEMPSTAR | HRCU-A-CB (Split System: Heat Pump with Remote Outdoor Unit-Air-Source) | DLCURAH30ABK |  |  | FMA4X36**AL* | 0 | 31200 | 15.5 | 8.5 | 35400 | 26800 | 75.71% | 1.86 | 0 | 9 |  |  |  |  | R-410A | 2.6 | Residential & Commercial | USHP
215488020 | Central HP <5.4 tons | GOODMAN | HRCU-A-CB (Split System: Heat Pump with Remote Outdoor Unit-Air-Source) | GZV7SA2410A* |  |  | CA*EA3022*3A* | G*VC960803BNB* | 23200 | 19 | 8.6 | 23200 | 17000 | 73.28% | 2 | 0 | 11 |  |  |  |  | R-32 | 1.9333 | Residential & Commercial | USHP | Ducted CEE Tier 1
215488034 | Central HP <5.4 tons | GOODMAN | HRCU-A-CB (Split System: Heat Pump with Remote Outdoor Unit-Air-Source) | GZV7SA2410A* |  |  | CA*EA3626*3A* | G*VC960603BNB* | 23200 | 19 | 8.6 | 23200 | 17000 | 73.28% | 2 | 0 | 11 |  |  |  |  | R-32 | 1.9333 | Residential & Commercial | USHP | Ducted CEE Tier 1
215488111 | Central HP <5.4 tons | GOODMAN | HRCU-A-CB (Split System: Heat Pump with Remote Outdoor Unit-Air-Source) | GZV7SA4810A* |  |  | CA*EA6030*3A* | G*VC961005CNB* | 45500 | 16.2 | 8.8 | 47000 | 33600 | 71.49% | 2 | 0 | 10 |  |  |  |  | R-32 | 3.7917 | Residential & Commercial | USHP | Ducted CEE Tier 1
212979131 | Central HP <5.4 tons | CARRIER | HRCU-A-CB (Split System: Heat Pump with Remote Outdoor Unit-Air-Source) | 38MURAQ24AB3* |  |  | CAP**2517AL* | 58S(B,C)*B070M17**16 | 24200 | 17.5 | 8.5 | 25200 | 21800 | 86.51% | 1.82 | 0 | 10 |  |  |  |  | R-410A | 2.0167 | Residential & Commercial | USHP | Ducted CEE Tier 1
212969971 | Central HP <5.4 tons | DAY & NIGHT | HRCU-A-CB (Split System: Heat Pump with Remote Outdoor Unit-Air-Source) | DLCURAH18ABK |  |  | EA*4X19L17A* | *80VSL0701716B* | 17800 | 16.5 | 8.1 | 17800 | 17900 | 100.6% | 2.16 | 0 | 10.5 |  |  |  |  | R-410A | 1.4833 | Residential & Commercial | USHP | Ducted CEE Tier 1
212970021 | Central HP <5.4 tons | DAY & NIGHT | HRCU-A-CB (Split System: Heat Pump with Remote Outdoor Unit-Air-Source) | DLCURAH18ABK |  |  | EN(A,D)4X30L17** | *80VSL0701716B* | 17500 | 16 | 8.1 | 18000 | 18600 | 103.3% | 2.24 | 0 | 11 |  |  |  |  | R-410A | 1.4583 | Residential & Commercial | USHP | Ducted CEE Tier 1
212970876 | Central HP <5.4 tons | DAY & NIGHT | HRCU-A-CB (Split System: Heat Pump with Remote Outdoor Unit-Air-Source) | DLCURAH18ABK |  |  | EA*4X24L17A* | *80VTL0451412B* | 17700 | 16.5 | 8.5 | 18600 | 19300 | 103.8% | 2.32 | 0 | 10.5 |  |  |  |  | R-410A | 1.475 | Residential & Commercial | USHP | Ducted CEE Tier 1
206133299 | Central HP <5.4 tons | COMFORTMAKER | HRCU-A-CB (Split System: Heat Pump with Remote Outdoor Unit-Air-Source) | CVH825GKA2* |  |  | EA*4X24L17A*+WALLCON | *80CSU0401712A* | 23200 | 16.5 | 8.1 | 22000 | 16800 | 76.36% | 1.9 | 11 | 10.5 |  |  |  |  | R-410A | 1.9333 | Residential & Commercial | USHP | Ducted CEE Tier 1
212983275 | Central HP <5.4 tons | AIRQUEST | HRCU-A-CB (Split System: Heat Pump with Remote Outdoor Unit-Air-Source) | DLCURAH18ABK |  |  | EA*4X25L17A* | *92MSN0401712A* | 17700 | 16 | 8.1 | 17700 | 17800 | 100.6% | 2.14 | 0 | 10.5 |  |  |  |  | R-410A | 1.475 | Residential & Commercial | USHP | Ducted CEE Tier 1
215488021 | Central HP <5.4 tons | GOODMAN | HRCU-A-CB (Split System: Heat Pump with Remote Outdoor Unit-Air-Source) | GZV7SA2410A* |  |  | CA*EA3022*3A* | G*VC960804CNB* | 23200 | 19 | 8.6 | 23200 | 17000 | 73.28% | 2 | 0 | 11 |  |  |  |  | R-32 | 1.9333 | Residential & Commercial | USHP | Ducted CEE Tier 1
215488023 | Central HP <5.4 tons | GOODMAN | HRCU-A-CB (Split System: Heat Pump with Remote Outdoor Unit-Air-Source) | GZV7SA2410A* |  |  | CA*EA3626*3A* | G*VM970603BNB* | 23200 | 19 | 8.6 | 23200 | 17000 | 73.28% | 2 | 0 | 11 |  |  |  |  | R-32 | 1.9333 | Residential & Commercial | USHP | Ducted CEE Tier 1
215488138 | Central HP <5.4 tons | GOODMAN | HRCU-A-CB (Split System: Heat Pump with Remote Outdoor Unit-Air-Source) | GZV6SA1810A* |  |  | CA*EA2418*3A* | G*VC960804CNB* | 17000 | 19 | 8.8 | 16800 | 13000 | 77.38% | 2.1 | 0 | 12 |  |  |  |  | R-32 | 1.4167 | Residential & Commercial | USHP | Ducted CEE Tier 1
215488156 | Central HP <5.4 tons | GOODMAN | HRCU-A-CB (Split System: Heat Pump with Remote Outdoor Unit-Air-Source) | GZV6SA1810A* |  |  | CA*EA3022*3A* | G*VC800604B*A* | 17000 | 19 | 8.8 | 16800 | 13000 | 77.38% | 2.1 | 0 | 12 |  |  |  |  | R-32 | 1.4167 | Residential & Commercial | USHP | Ducted CEE Tier 1
215488057 | Central HP <5.4 tons | GOODMAN | HRCU-A-CB (Split System: Heat Pump with Remote Outdoor Unit-Air-Source) | GZV7SA3610A* |  |  | CA*EA4830*3A* | G*VC800805D*A* | 34800 | 18.5 | 8.5 | 35000 | 28400 | 81.14% | 2 | 0 | 10.5 |  |  |  |  | R-32 | 2.9 | Residential & Commercial | USHP | Ducted CEE Tier 1
213077930 | Central HP <5.4 tons | HEIL | HRCU-A-CB (Split System: Heat Pump with Remote Outdoor Unit-Air-Source) | DLCURAH36ABK |  |  | EA*4X36L21A* | *80MS(N,L)0701712A* | 34800 | 16 | 8.1 | 38500 | 35200 | 91.43% | 1.82 | 0 | 9.5 |  |  |  |  | R-410A | 2.9 | Residential & Commercial | USHP
211227201 | Central HP <5.4 tons | TEMPSTAR | HRCU-A-CB (Split System: Heat Pump with Remote Outdoor Unit-Air-Source) | DLCURAH36ABK |  |  | EA*4X37L21A* | *96VTN1002120A* | 36600 | 15.5 | 8.5 | 38500 | 34800 | 90.39% | 2.1 | 0 | 10 |  |  |  |  | R-410A | 3.05 | Residential & Commercial | USHP | Ducted CEE Tier 1
215937950 | Central HP <5.4 tons | DAY & NIGHT | HRCU-A-CB (Split System: Heat Pump with Remote Outdoor Unit-Air-Source) | C5H3V48*K*AAA* |  |  | EVD5X48M24A*+WALLCON | *97CMN0802120B* | 44500 | 20 | 8.1 | 52000 | 38000 | 73.08% | 1.9 | 0 | 11 |  |  |  |  | R-454B | 3.7083 | Residential & Commercial | USHP | Ducted CEE Tier 1
215934265 | Central HP <5.4 tons | BRYANT HEATING AND COOLING SYSTEMS | HRCU-A-CB (Split System: Heat Pump with Remote Outdoor Unit-Air-Source) | 293VAN048**AA* |  |  | CAA**6121AM*+UI | 987MC66100C21*** | 45500 | 21 | 9.5 | 48500 | 36800 | 75.88% | 2 | 0 | 11 |  |  |  |  | R-454B | 3.7917 | Residential & Commercial | USHP | Ducted CEE Tier 1
211227560 | Central HP <5.4 tons | TEMPSTAR | HRCU-A-CB (Split System: Heat Pump with Remote Outdoor Unit-Air-Source) | DLCURAH36ABK |  |  | EA*4X42L21A* | *92ESN1002122A* | 36600 | 15.2 | 8.5 | 40000 | 35200 | 88% | 1.94 | 0 | 10 |  |  |  |  | R-410A | 3.05 | Residential & Commercial | USHP | Ducted CEE Tier 1
214584605 | Central HP <5.4 tons | JOHNSON CONTROLS | HRCU-A-CB (Split System: Heat Pump with Remote Outdoor Unit-Air-Source) | HH860E2S11 |  |  | CTF60C5CGS1 | Z8ES120C20SMPS1 | 45000 | 18 | 9 | 45500 | 33400 | 73.41% | 2 | 0 | 11.7 |  |  |  |  | R-454B | 3.75 | Residential & Commercial | USHP | Ducted CEE Tier 1
211227237 | Central HP <5.4 tons | TEMPSTAR | HRCU-A-CB (Split System: Heat Pump with Remote Outdoor Unit-Air-Source) | DLCURAH36ABK |  |  | EA*4X37L21A* | OMV098J12* | 36200 | 15.2 | 8.5 | 38500 | 35000 | 90.91% | 2.06 | 0 | 10 |  |  |  |  | R-410A | 3.0167 | Residential & Commercial | USHP | Ducted CEE Tier 1
211227386 | Central HP <5.4 tons | TEMPSTAR | HRCU-A-CB (Split System: Heat Pump with Remote Outdoor Unit-Air-Source) | DLCURAH36ABK |  |  | EA*4X42L21A* | *80VSL0451716A* | 35200 | 15.5 | 8.1 | 38500 | 35200 | 91.43% | 1.88 | 0 | 9.5 |  |  |  |  | R-410A | 2.9333 | Residential & Commercial | USHP
211245753 | Central HP <5.4 tons | TEMPSTAR | HRCU-A-CB (Split System: Heat Pump with Remote Outdoor Unit-Air-Source) | DLCURAH24ABK |  |  | EN(A,D)4X36L21** | *80ESU0601716A | 24800 | 16.5 | 8.5 | 26600 | 22200 | 83.46% | 1.84 | 0 | 10.5 |  |  |  |  | R-410A | 2.0667 | Residential & Commercial | USHP | Ducted CEE Tier 1
204300154 | Central HP <5.4 tons | COMFORTMAKER | HRCU-A-CB (Split System: Heat Pump with Remote Outdoor Unit-Air-Source) | CVH837GKA** |  |  | EHD4X36AAL+WALLCON | *97CMN1002122A* | 32200 | 16.5 | 8.1 | 33200 | 24800 | 74.7% | 1.94 | 11.5 | 11 |  |  |  |  | R-410A | 2.6833 | Residential & Commercial | USHP | Ducted CEE Tier 1
215936006 | Central HP <5.4 tons | HEIL | HRCU-A-CB (Split System: Heat Pump with Remote Outdoor Unit-Air-Source) | H5H3V36*K*AAA* |  |  | EVD5X42M21A*+WALLCON | *80CTL0901716B* | 34400 | 21 | 8.5 | 38500 | 28200 | 73.25% | 2.04 | 0 | 11.7 |  |  |  |  | R-454B | 2.8667 | Residential & Commercial | USHP | Ducted CEE Tier 1
215933555 | Central HP <5.4 tons | BRYANT HEATING AND COOLING SYSTEMS | HRCU-A-CB (Split System: Heat Pump with Remote Outdoor Unit-Air-Source) | 293VAN036**AA* |  |  | CSAH*4812AM*+UI | 88*TB48070C17*** | 33600 | 19 | 9 | 35000 | 26800 | 76.57% | 1.92 | 0 | 11 |  |  |  |  | R-454B | 2.8 | Residential & Commercial | USHP | Ducted CEE Tier 1
215933775 | Central HP <5.4 tons | BRYANT HEATING AND COOLING SYSTEMS | HRCU-A-CB (Split System: Heat Pump with Remote Outdoor Unit-Air-Source) | 293VAN036**AA* |  |  | CSAH*6012AM*+UI | 88*TB60070C21*** | 34200 | 19.5 | 9 | 34400 | 26000 | 75.58% | 1.96 | 0 | 11.7 |  |  |  |  | R-454B | 2.85 | Residential & Commercial | USHP | Ducted CEE Tier 1
210470896 | Central HP <5.4 tons | TEMPSTAR | HRCU-A-CB (Split System: Heat Pump with Remote Outdoor Unit-Air-Source) | TVH837GKA2* |  |  | EN(A,D,W)4X60L24**+WALLCON | *95CSU1002122A* | 32800 | 18 | 8.1 | 32200 | 24600 | 76.4% | 1.98 | 0 | 12 |  |  |  |  | R-410A | 2.7333 | Residential & Commercial | USHP | Ducted CEE Tier 1
215935400 | Central HP <5.4 tons | DAY & NIGHT | HRCU-A-CB (Split System: Heat Pump with Remote Outdoor Unit-Air-Source) | C5H3V36*K*AAA* |  |  | EVM5X60M24A*+WALLCON | *97CMN0602120B* | 35200 | 21 | 8.5 | 38500 | 28800 | 74.81% | 2.02 | 0 | 12 |  |  |  |  | R-454B | 2.9333 | Residential & Commercial | USHP | Ducted CEE Tier 1
215935500 | Central HP <5.4 tons | DAY & NIGHT | HRCU-A-CB (Split System: Heat Pump with Remote Outdoor Unit-Air-Source) | C5H3V36*K*AAA* |  |  | EVM5X61M24A*+WALLCON | *97CMN0602120B* | 35800 | 21.5 | 8.5 | 38000 | 28600 | 75.26% | 2.06 | 0 | 12 |  |  |  |  | R-454B | 2.9833 | Residential & Commercial | USHP | Ducted CEE Tier 1
216453218 | Central HP <5.4 tons | AMERICAN STANDARD | HRCU-A-CB (Split System: Heat Pump with Remote Outdoor Unit-Air-Source) | 5A6V0X60A1 |  |  | 5PX*C007AS3 | S8V2C100M5PDB | 51500 | 18.2 | 9 | 54500 | 38500 | 70.64% | 2 | 0 | 10 |  |  |  |  | R-454B | 4.2917 | Residential & Commercial | USHP | Ducted CEE Tier 1
216453234 | Central HP <5.4 tons | AMERICAN STANDARD | HRCU-A-CB (Split System: Heat Pump with Remote Outdoor Unit-Air-Source) | 5A6V0X60A1 |  |  | 5PX*D008AS3 | S8V2C100M5PDB | 51500 | 18.4 | 9 | 54500 | 38500 | 70.64% | 2 | 0 | 10 |  |  |  |  | R-454B | 4.2917 | Residential & Commercial | USHP | Ducted CEE Tier 1
216453252 | Central HP <5.4 tons | AMERICAN STANDARD | HRCU-A-CB (Split System: Heat Pump with Remote Outdoor Unit-Air-Source) | 5A6V0X60A1 |  |  | 5PX*DD10AS3 | S8V2D120M5PDB | 52000 | 18.2 | 9 | 54000 | 38000 | 70.37% | 2 | 0 | 10 |  |  |  |  | R-454B | 4.3333 | Residential & Commercial | USHP | Ducted CEE Tier 1
211241245 | Central HP <5.4 tons | TEMPSTAR | HRCU-A-CB (Split System: Heat Pump with Remote Outdoor Unit-Air-Source) | DLCURAH24ABK |  |  | EA*4X30L14A* | *80VSL0451412A* | 24200 | 16 | 8.5 | 26400 | 23000 | 87.12% | 1.9 | 0 | 10 |  |  |  |  | R-410A | 2.0167 | Residential & Commercial | USHP | Ducted CEE Tier 1
211241263 | Central HP <5.4 tons | TEMPSTAR | HRCU-A-CB (Split System: Heat Pump with Remote Outdoor Unit-Air-Source) | DLCURAH24ABK |  |  | EA*4X30L14A* | *96VSN0601412A* | 23400 | 16.5 | 8.5 | 25800 | 24200 | 93.8% | 2 | 0 | 10 |  |  |  |  | R-410A | 1.95 | Residential & Commercial | USHP | Ducted CEE Tier 1
211241338 | Central HP <5.4 tons | TEMPSTAR | HRCU-A-CB (Split System: Heat Pump with Remote Outdoor Unit-Air-Source) | DLCURAH24ABK |  |  | EA*4X30L14A* | *80ES(N,L)0451412A* | 24400 | 16 | 8.5 | 26600 | 22600 | 84.96% | 1.86 | 0 | 10 |  |  |  |  | R-410A | 2.0333 | Residential & Commercial | USHP | Ducted CEE Tier 1
211241624 | Central HP <5.4 tons | TEMPSTAR | HRCU-A-CB (Split System: Heat Pump with Remote Outdoor Unit-Air-Source) | DLCURAH24ABK |  |  | EA*4X30L17A* | *95ESN0261410A* | 23200 | 16.5 | 8.5 | 25800 | 24400 | 94.57% | 2.02 | 0 | 10 |  |  |  |  | R-410A | 1.9333 | Residential & Commercial | USHP | Ducted CEE Tier 1
211241931 | Central HP <5.4 tons | TEMPSTAR | HRCU-A-CB (Split System: Heat Pump with Remote Outdoor Unit-Air-Source) | DLCURAH24ABK |  |  | EA*4X36L17A* | *80VSL0701716A* | 24000 | 16.5 | 8.5 | 26000 | 22800 | 87.69% | 1.9 | 0 | 10 |  |  |  |  | R-410A | 2 | Residential & Commercial | USHP | Ducted CEE Tier 1
211242040 | Central HP <5.4 tons | TEMPSTAR | HRCU-A-CB (Split System: Heat Pump with Remote Outdoor Unit-Air-Source) | DLCURAH24ABK |  |  | EA*4X36L17A* | *96VTN0401410A* | 23400 | 16 | 8.5 | 25600 | 23800 | 92.97% | 1.96 | 0 | 10 |  |  |  |  | R-410A | 1.95 | Residential & Commercial | USHP | Ducted CEE Tier 1
216453240 | Central HP <5.4 tons | AMERICAN STANDARD | HRCU-A-CB (Split System: Heat Pump with Remote Outdoor Unit-Air-Source) | 5A6V0X60A1 |  |  | 5PX*D010AS3 | S8V2D120M5PDB | 53000 | 18.8 | 9.4 | 54000 | 38000 | 70.37% | 2 | 0 | 10.5 |  |  |  |  | R-454B | 4.4167 | Residential & Commercial | USHP | Ducted CEE Tier 1
216734269 | Central HP <5.4 tons | HEIL | HRCU-A-CB (Split System: Heat Pump with Remote Outdoor Unit-Air-Source) | D5CUHAH24AAK |  |  | EA*5X30M17A* | *96VTN0601716B* | 22200 | 16 | 8.1 | 20800 | 18800 | 90.38% | 1.85 | 0 | 10.5 |  |  |  |  | R-454B | 1.85 | Residential & Commercial | USHP | Ducted CEE Tier 1
216733347 | Central HP <5.4 tons | HEIL | HRCU-A-CB (Split System: Heat Pump with Remote Outdoor Unit-Air-Source) | D5CUHAH24AAK |  |  | EA*5X25M17A* | *97CMN0601714B* | 22800 | 16 | 8.5 | 20600 | 18400 | 89.32% | 1.96 | 0 | 11 |  |  |  |  | R-454B | 1.9 | Residential & Commercial | USHP | Ducted CEE Tier 1
216733438 | Central HP <5.4 tons | HEIL | HRCU-A-CB (Split System: Heat Pump with Remote Outdoor Unit-Air-Source) | D5CUHAH24AAK |  |  | EA*5X25M17A* | *96MSN0601412A* | 23000 | 15.5 | 8.5 | 20800 | 18500 | 88.94% | 1.98 | 0 | 11 |  |  |  |  | R-454B | 1.9167 | Residential & Commercial | USHP | Ducted CEE Tier 1
213773077 | Central HP <5.4 tons | HEIL | HRCU-A-CB (Split System: Heat Pump with Remote Outdoor Unit-Air-Source) | HVH825GKA3* |  |  | EA*4X36L21A*+WALLCON | *80CTL1102120B* | 23600 | 16.5 | 8.1 | 21400 | 16600 | 77.57% | 1.94 | 0 | 10.5 |  |  |  |  | R-410A | 1.9667 | Residential & Commercial | USHP | Ducted CEE Tier 1
213773177 | Central HP <5.4 tons | HEIL | HRCU-A-CB (Split System: Heat Pump with Remote Outdoor Unit-Air-Source) | HVH825GKA3* |  |  | EA*4X37L17A*+WALLCON | *80CTL0701716B* | 24200 | 16.5 | 8.1 | 21400 | 16700 | 78.04% | 1.98 | 0 | 10.5 |  |  |  |  | R-410A | 2.0167 | Residential & Commercial | USHP | Ducted CEE Tier 1
213773627 | Central HP <5.4 tons | HEIL | HRCU-A-CB (Split System: Heat Pump with Remote Outdoor Unit-Air-Source) | HVH825GKA3* |  |  | EA*4X43L21A*+WALLCON | *97CMN0601714B* | 24200 | 16.5 | 8.1 | 21200 | 16700 | 78.77% | 2 | 0 | 10.5 |  |  |  |  | R-410A | 2.0167 | Residential & Commercial | USHP | Ducted CEE Tier 1
213773647 | Central HP <5.4 tons | HEIL | HRCU-A-CB (Split System: Heat Pump with Remote Outdoor Unit-Air-Source) | HVH825GKA3* |  |  | EA*4X43L21A*+WALLCON | *97CMN1002122B* | 24400 | 16.5 | 8.5 | 21200 | 16600 | 78.3% | 2.02 | 0 | 11 |  |  |  |  | R-410A | 2.0333 | Residential & Commercial | USHP | Ducted CEE Tier 1
211261796 | Central HP <5.4 tons | HEIL | HRCU-A-CB (Split System: Heat Pump with Remote Outdoor Unit-Air-Source) | DLCURAH18ABK |  |  | EA*4X30L17A* | *96VTN0401712A* | 17900 | 15.5 | 8.5 | 18500 | 18500 | 100% | 2.22 | 0 | 10.5 |  |  |  |  | R-410A | 1.4917 | Residential & Commercial | USHP | Ducted CEE Tier 1
211262080 | Central HP <5.4 tons | HEIL | HRCU-A-CB (Split System: Heat Pump with Remote Outdoor Unit-Air-Source) | DLCURAH18ABK |  |  | EA*4X30L17A* | *92ESN0601412A* | 18300 | 16.5 | 8.5 | 18800 | 18400 | 97.87% | 2.22 | 0 | 10.5 |  |  |  |  | R-410A | 1.525 | Residential & Commercial | USHP | Ducted CEE Tier 1
211227316 | Central HP <5.4 tons | TEMPSTAR | HRCU-A-CB (Split System: Heat Pump with Remote Outdoor Unit-Air-Source) | DLCURAH36ABK |  |  | EA*4X42L21A* | *80ES(N,L)0701716A* | 35200 | 16 | 8.1 | 38500 | 35000 | 90.91% | 1.88 | 0 | 9.5 |  |  |  |  | R-410A | 2.9333 | Residential & Commercial | USHP
211227600 | Central HP <5.4 tons | TEMPSTAR | HRCU-A-CB (Split System: Heat Pump with Remote Outdoor Unit-Air-Source) | DLCURAH36ABK |  |  | EA*4X42L21A* | *96VSN0601714A* | 35000 | 15.2 | 8.1 | 38500 | 35200 | 91.43% | 1.86 | 0 | 9.5 |  |  |  |  | R-410A | 2.9167 | Residential & Commercial | USHP
211227659 | Central HP <5.4 tons | TEMPSTAR | HRCU-A-CB (Split System: Heat Pump with Remote Outdoor Unit-Air-Source) | DLCURAH36ABK |  |  | EA*4X42L21A* | *95ESU1002120A* | 35800 | 16 | 8.1 | 38500 | 35000 | 90.91% | 1.9 | 0 | 10 |  |  |  |  | R-410A | 2.9833 | Residential & Commercial | USHP | Ducted CEE Tier 1
211227727 | Central HP <5.4 tons | TEMPSTAR | HRCU-A-CB (Split System: Heat Pump with Remote Outdoor Unit-Air-Source) | DLCURAH36ABK |  |  | EA*4X42L21A* | OLV098A12* | 35000 | 15.2 | 8.1 | 38500 | 35200 | 91.43% | 1.86 | 0 | 9.5 |  |  |  |  | R-410A | 2.9167 | Residential & Commercial | USHP
215932605 | Central HP <5.4 tons | BRYANT HEATING AND COOLING SYSTEMS | HRCU-A-CB (Split System: Heat Pump with Remote Outdoor Unit-Air-Source) | 293VAN036**AA* |  |  | CAA**6024AM*+UI | 987MC60080C21*** | 34000 | 20 | 9.5 | 34200 | 26000 | 76.02% | 2.06 | 0 | 11.7 |  |  |  |  | R-454B | 2.8333 | Residential & Commercial | USHP | Ducted CEE Tier 1
215932635 | Central HP <5.4 tons | BRYANT HEATING AND COOLING SYSTEMS | HRCU-A-CB (Split System: Heat Pump with Remote Outdoor Unit-Air-Source) | 293VAN036**AA* |  |  | CAA**6024AM*+UI | 986TD66100C21*** | 34000 | 20.5 | 9.5 | 34000 | 25800 | 75.88% | 2.06 | 0 | 12 |  |  |  |  | R-454B | 2.8333 | Residential & Commercial | USHP | Ducted CEE Tier 1
215932685 | Central HP <5.4 tons | BRYANT HEATING AND COOLING SYSTEMS | HRCU-A-CB (Split System: Heat Pump with Remote Outdoor Unit-Air-Source) | 293VAN036**AA* |  |  | CAA**6121AM*+UI | 88*TB36045C17*** | 34000 | 19.5 | 9 | 35200 | 26800 | 76.14% | 1.92 | 0 | 11 |  |  |  |  | R-454B | 2.8333 | Residential & Commercial | USHP | Ducted CEE Tier 1
215932755 | Central HP <5.4 tons | BRYANT HEATING AND COOLING SYSTEMS | HRCU-A-CB (Split System: Heat Pump with Remote Outdoor Unit-Air-Source) | 293VAN036**AA* |  |  | CAA**6121AM*+UI | 935CB60080C21*** | 34400 | 20 | 9 | 34400 | 26200 | 76.16% | 1.96 | 0 | 11.7 |  |  |  |  | R-454B | 2.8667 | Residential & Commercial | USHP | Ducted CEE Tier 1
215488126 | Central HP <5.4 tons | GOODMAN | HRCU-A-CB (Split System: Heat Pump with Remote Outdoor Unit-Air-Source) | GZV7SA4810A* |  |  | CHPEA4830*3A* | G*VM971205DNB* | 45500 | 16.5 | 8.5 | 46000 | 33600 | 73.04% | 2 | 0 | 10 |  |  |  |  | R-32 | 3.7917 | Residential & Commercial | USHP | Ducted CEE Tier 1
211227745 | Central HP <5.4 tons | TEMPSTAR | HRCU-A-CB (Split System: Heat Pump with Remote Outdoor Unit-Air-Source) | DLCURAH36ABK |  |  | EA*4X42L21A* | OMV112K14A | 35200 | 15.5 | 8.1 | 38500 | 35200 | 91.43% | 1.86 | 0 | 9.5 |  |  |  |  | R-410A | 2.9333 | Residential & Commercial | USHP
215488039 | Central HP <5.4 tons | GOODMAN | HRCU-A-CB (Split System: Heat Pump with Remote Outdoor Unit-Air-Source) | GZV7SA2410A* |  |  | CHPEA3026*3A* | G*VM970803BNB* | 23200 | 19 | 8.6 | 23200 | 17000 | 73.28% | 2 | 0 | 11 |  |  |  |  | R-32 | 1.9333 | Residential & Commercial | USHP | Ducted CEE Tier 1
215936246 | Central HP <5.4 tons | HEIL | HRCU-A-CB (Split System: Heat Pump with Remote Outdoor Unit-Air-Source) | H5H3V36*K*AAA* |  |  | EVD5X42M24A*+WALLCON | *97CMN1202422B* | 35400 | 22 | 8.5 | 38000 | 28400 | 74.74% | 2.04 | 0 | 12.5 |  |  |  |  | R-454B | 2.95 | Residential & Commercial | USHP | Ducted CEE Tier 1
215936296 | Central HP <5.4 tons | HEIL | HRCU-A-CB (Split System: Heat Pump with Remote Outdoor Unit-Air-Source) | H5H3V36*K*AAA* |  |  | EVD5X48M24A*+WALLCON | *80CSU1002120A* | 35000 | 21.5 | 8.5 | 38500 | 28400 | 73.77% | 2.04 | 0 | 12 |  |  |  |  | R-454B | 2.9167 | Residential & Commercial | USHP | Ducted CEE Tier 1
215936696 | Central HP <5.4 tons | HEIL | HRCU-A-CB (Split System: Heat Pump with Remote Outdoor Unit-Air-Source) | H5H3V36*K*AAA* |  |  | EVD5X60M21A*+WALLCON | *97CMN0802120B* | 35600 | 21.5 | 8.5 | 38000 | 28600 | 75.26% | 2.02 | 0 | 12.5 |  |  |  |  | R-454B | 2.9667 | Residential & Commercial | USHP | Ducted CEE Tier 1
215936716 | Central HP <5.4 tons | HEIL | HRCU-A-CB (Split System: Heat Pump with Remote Outdoor Unit-Air-Source) | H5H3V36*K*AAA* |  |  | EVD5X60M21A*+WALLCON | *96CTN0801714B* | 35400 | 21.5 | 8.5 | 38000 | 28800 | 75.79% | 2.02 | 0 | 12 |  |  |  |  | R-454B | 2.95 | Residential & Commercial | USHP | Ducted CEE Tier 1
215936816 | Central HP <5.4 tons | HEIL | HRCU-A-CB (Split System: Heat Pump with Remote Outdoor Unit-Air-Source) | H5H3V36*K*AAA* |  |  | EVD5X60M24A*+WALLCON | *97CMN0802120B* | 35400 | 21.5 | 8.5 | 38000 | 28400 | 74.74% | 2.04 | 0 | 12.5 |  |  |  |  | R-454B | 2.95 | Residential & Commercial | USHP | Ducted CEE Tier 1
211262681 | Central HP <5.4 tons | COMFORTMAKER | HRCU-A-CB (Split System: Heat Pump with Remote Outdoor Unit-Air-Source) | DLCURAH18ABK |  |  | EN(A,D)4X24L14** | *95ESN0261410A* | 18000 | 15.5 | 8.5 | 19000 | 18700 | 98.42% | 2.24 | 0 | 10.5 |  |  |  |  | R-410A | 1.5 | Residential & Commercial | USHP | Ducted CEE Tier 1
211263299 | Central HP <5.4 tons | COMFORTMAKER | HRCU-A-CB (Split System: Heat Pump with Remote Outdoor Unit-Air-Source) | DLCURAH18ABK |  |  | EN(A,D)4X24L17** | *80ES(N,L)0451412A* | 18000 | 16 | 8.5 | 18900 | 18700 | 98.94% | 2.26 | 0 | 11 |  |  |  |  | R-410A | 1.5 | Residential & Commercial | USHP | Ducted CEE Tier 1
211263349 | Central HP <5.4 tons | COMFORTMAKER | HRCU-A-CB (Split System: Heat Pump with Remote Outdoor Unit-Air-Source) | DLCURAH18ABK |  |  | EN(A,D)4X24L17** | *80ES(N,L)0701712A* | 18000 | 16 | 8.5 | 18900 | 18700 | 98.94% | 2.26 | 0 | 11 |  |  |  |  | R-410A | 1.5 | Residential & Commercial | USHP | Ducted CEE Tier 1
211263374 | Central HP <5.4 tons | COMFORTMAKER | HRCU-A-CB (Split System: Heat Pump with Remote Outdoor Unit-Air-Source) | DLCURAH18ABK |  |  | EN(A,D)4X24L17** | *92ESN0601412A* | 18100 | 16 | 8.5 | 19000 | 18600 | 97.89% | 2.24 | 0 | 11 |  |  |  |  | R-410A | 1.5083 | Residential & Commercial | USHP | Ducted CEE Tier 1
211243639 | Central HP <5.4 tons | TEMPSTAR | HRCU-A-CB (Split System: Heat Pump with Remote Outdoor Unit-Air-Source) | DLCURAH24ABK |  |  | EA*4X37L21A* | *92ESN0401712A* | 24400 | 16 | 8.1 | 25400 | 21200 | 83.46% | 1.78 | 0 | 10 |  |  |  |  | R-410A | 2.0333 | Residential & Commercial | USHP | Ducted CEE Tier 1
211243689 | Central HP <5.4 tons | TEMPSTAR | HRCU-A-CB (Split System: Heat Pump with Remote Outdoor Unit-Air-Source) | DLCURAH24ABK |  |  | EA*4X37L21A* | OMV112K14A | 25000 | 16 | 8.5 | 25600 | 21000 | 82.03% | 1.76 | 0 | 10 |  |  |  |  | R-410A | 2.0833 | Residential & Commercial | USHP | Ducted CEE Tier 1
212982720 | Central HP <5.4 tons | CARRIER | HRCU-A-CB (Split System: Heat Pump with Remote Outdoor Unit-Air-Source) | 38MURAQ24AB3* |  |  | CNPV*3621AL* | 58SU*B080M21**20 | 23400 | 17 | 8.5 | 25800 | 23800 | 92.25% | 2 | 0 | 10.5 |  |  |  |  | R-410A | 1.95 | Residential & Commercial | USHP | Ducted CEE Tier 1
216734720 | Central HP <5.4 tons | BRYANT HEATING AND COOLING SYSTEMS | HRCU-A-CB (Split System: Heat Pump with Remote Outdoor Unit-Air-Source) | 37MUHAQ24AA3 |  |  | CAA**3617AM* | 926SB48080V17*** | 22200 | 16 | 8.1 | 20800 | 18700 | 89.9% | 1.85 | 0 | 10.5 |  |  |  |  | R-454B | 1.85 | Residential & Commercial | USHP | Ducted CEE Tier 1
215936086 | Central HP <5.4 tons | HEIL | HRCU-A-CB (Split System: Heat Pump with Remote Outdoor Unit-Air-Source) | H5H3V36*K*AAA* |  |  | EVD5X42M21A*+WALLCON | *97CMN0801714B* | 34200 | 20.5 | 8.5 | 39000 | 28600 | 73.33% | 2.02 | 0 | 11.5 |  |  |  |  | R-454B | 2.85 | Residential & Commercial | USHP | Ducted CEE Tier 1
215936206 | Central HP <5.4 tons | HEIL | HRCU-A-CB (Split System: Heat Pump with Remote Outdoor Unit-Air-Source) | H5H3V36*K*AAA* |  |  | EVD5X42M24A*+WALLCON | *95CSU1002122B* | 35600 | 22 | 8.5 | 38000 | 28400 | 74.74% | 2.06 | 0 | 12.5 |  |  |  |  | R-454B | 2.9667 | Residential & Commercial | USHP | Ducted CEE Tier 1
215934025 | Central HP <5.4 tons | BRYANT HEATING AND COOLING SYSTEMS | HRCU-A-CB (Split System: Heat Pump with Remote Outdoor Unit-Air-Source) | 293VAN048**AA* |  |  | CAA**4821AM*+UI | 935CB60080C21*** | 43500 | 20.5 | 9 | 48000 | 36600 | 76.25% | 2 | 0 | 10.5 |  |  |  |  | R-454B | 3.625 | Residential & Commercial | USHP | Ducted CEE Tier 1
215934075 | Central HP <5.4 tons | BRYANT HEATING AND COOLING SYSTEMS | HRCU-A-CB (Split System: Heat Pump with Remote Outdoor Unit-Air-Source) | 293VAN048**AA* |  |  | CAA**4821AM*+UI | 986TD42080C17*** | 42500 | 20 | 9 | 48500 | 35200 | 72.58% | 2 | 0 | 11 |  |  |  |  | R-454B | 3.5417 | Residential & Commercial | USHP | Ducted CEE Tier 1
215933825 | Central HP <5.4 tons | BRYANT HEATING AND COOLING SYSTEMS | HRCU-A-CB (Split System: Heat Pump with Remote Outdoor Unit-Air-Source) | 293VAN036**AA* |  |  | CSAH*6012AM*+UI | 935CB48060C17*** | 34000 | 19 | 9 | 34800 | 26400 | 75.86% | 1.92 | 0 | 11 |  |  |  |  | R-454B | 2.8333 | Residential & Commercial | USHP | Ducted CEE Tier 1
215934875 | Central HP <5.4 tons | BRYANT HEATING AND COOLING SYSTEMS | HRCU-A-CB (Split System: Heat Pump with Remote Outdoor Unit-Air-Source) | 293VAN036**AA* |  |  | CVAMA4421XMA*+UI | 935CB60080C21*** | 35600 | 21.5 | 8.5 | 38000 | 28600 | 75.26% | 2.04 | 0 | 12 |  |  |  |  | R-454B | 2.9667 | Residential & Commercial | USHP | Ducted CEE Tier 1
215934895 | Central HP <5.4 tons | BRYANT HEATING AND COOLING SYSTEMS | HRCU-A-CB (Split System: Heat Pump with Remote Outdoor Unit-Air-Source) | 293VAN036**AA* |  |  | CVAMA4421XMA*+UI | 987MC60060C21*** | 35400 | 21 | 8.5 | 38500 | 29000 | 75.32% | 2.02 | 0 | 12 |  |  |  |  | R-454B | 2.95 | Residential & Commercial | USHP | Ducted CEE Tier 1
212973298 | Central HP <5.4 tons | HEIL | HRCU-A-CB (Split System: Heat Pump with Remote Outdoor Unit-Air-Source) | DLCURAH18ABK |  |  | EA*4X19L17A* | *96VSN0601412B* | 17700 | 16.5 | 8.1 | 17700 | 17900 | 101.1% | 2.16 | 0 | 10.5 |  |  |  |  | R-410A | 1.475 | Residential & Commercial | USHP | Ducted CEE Tier 1
211226929 | Central HP <5.4 tons | TEMPSTAR | HRCU-A-CB (Split System: Heat Pump with Remote Outdoor Unit-Air-Source) | DLCURAH36ABK |  |  | EA*4X37L21A* | *80ESU0802120A | 37400 | 15.5 | 8.5 | 39000 | 35000 | 89.74% | 2.16 | 0 | 10 |  |  |  |  | R-410A | 3.1167 | Residential & Commercial | USHP | Ducted CEE Tier 1
211227228 | Central HP <5.4 tons | TEMPSTAR | HRCU-A-CB (Split System: Heat Pump with Remote Outdoor Unit-Air-Source) | DLCURAH36ABK |  |  | EA*4X37L21A* | OLV112A16A | 36600 | 15.2 | 8.5 | 38500 | 35000 | 90.91% | 2.08 | 0 | 10 |  |  |  |  | R-410A | 3.05 | Residential & Commercial | USHP | Ducted CEE Tier 1
211227246 | Central HP <5.4 tons | TEMPSTAR | HRCU-A-CB (Split System: Heat Pump with Remote Outdoor Unit-Air-Source) | DLCURAH36ABK |  |  | EA*4X37L21A* | OMV112K14A | 36200 | 15.5 | 8.5 | 38500 | 34800 | 90.39% | 2.06 | 0 | 10 |  |  |  |  | R-410A | 3.0167 | Residential & Commercial | USHP | Ducted CEE Tier 1
215488157 | Central HP <5.4 tons | GOODMAN | HRCU-A-CB (Split System: Heat Pump with Remote Outdoor Unit-Air-Source) | GZV6SA1810A* |  |  | CA*EA2418*3A* | G*VC800604B*A* | 17000 | 19 | 8.8 | 16800 | 13000 | 77.38% | 2.1 | 0 | 12 |  |  |  |  | R-32 | 1.4167 | Residential & Commercial | USHP | Ducted CEE Tier 1
216736936 | Central HP <5.4 tons | AIRQUEST | HRCU-A-CB (Split System: Heat Pump with Remote Outdoor Unit-Air-Source) | D5CUHAH24AAK |  |  | ESH5X24M12A* | *97VTN1002120A* | 22400 | 15.5 | 8.1 | 21200 | 19100 | 90.09% | 1.85 | 0 | 10.5 |  |  |  |  | R-454B | 1.8667 | Residential & Commercial | USHP | Ducted CEE Tier 1
213076604 | Central HP <5.4 tons | CARRIER | HRCU-A-CB (Split System: Heat Pump with Remote Outdoor Unit-Air-Source) | 38MURAQ36AB3* |  |  | CAP**4321AL* | 58TP*B090V17**16 | 36200 | 16 | 8.5 | 38000 | 34800 | 91.58% | 2.04 | 0 | 10 |  |  |  |  | R-410A | 3.0167 | Residential & Commercial | USHP | Ducted CEE Tier 1
213076739 | Central HP <5.4 tons | CARRIER | HRCU-A-CB (Split System: Heat Pump with Remote Outdoor Unit-Air-Source) | 38MURAQ36AB3* |  |  | CAP**3721AL* | 58TP*B110V21**22 | 36400 | 16 | 8.5 | 38000 | 34800 | 91.58% | 2.06 | 0 | 10 |  |  |  |  | R-410A | 3.0333 | Residential & Commercial | USHP | Ducted CEE Tier 1
213773447 | Central HP <5.4 tons | HEIL | HRCU-A-CB (Split System: Heat Pump with Remote Outdoor Unit-Air-Source) | HVH825GKA3* |  |  | EA*4X42L21A*+WALLCON | *97CMN0801714B* | 23600 | 16.5 | 8.1 | 21400 | 16700 | 78.04% | 1.94 | 0 | 10.5 |  |  |  |  | R-410A | 1.9667 | Residential & Commercial | USHP | Ducted CEE Tier 1
213773517 | Central HP <5.4 tons | HEIL | HRCU-A-CB (Split System: Heat Pump with Remote Outdoor Unit-Air-Source) | HVH825GKA3* |  |  | EA*4X42L24A*+WALLCON | *80CTL1352422B* | 23800 | 16.5 | 8.1 | 21400 | 16600 | 77.57% | 1.96 | 0 | 10.5 |  |  |  |  | R-410A | 1.9833 | Residential & Commercial | USHP | Ducted CEE Tier 1
215932245 | Central HP <5.4 tons | BRYANT HEATING AND COOLING SYSTEMS | HRCU-A-CB (Split System: Heat Pump with Remote Outdoor Unit-Air-Source) | 293VAN036**AA* |  |  | CAA**4221AM*+UI | 88*TB48090C17*** | 32600 | 20 | 9.5 | 35000 | 26800 | 76.57% | 2.02 | 0 | 11 |  |  |  |  | R-454B | 2.7167 | Residential & Commercial | USHP | Ducted CEE Tier 1
215933095 | Central HP <5.4 tons | BRYANT HEATING AND COOLING SYSTEMS | HRCU-A-CB (Split System: Heat Pump with Remote Outdoor Unit-Air-Source) | 293VAN036**AA* |  |  | CSAH*3612AM*+UI | 88*TB48090C17*** | 33200 | 19 | 9 | 35000 | 26800 | 76.57% | 1.92 | 0 | 11 |  |  |  |  | R-454B | 2.7667 | Residential & Commercial | USHP | Ducted CEE Tier 1
211264885 | Central HP <5.4 tons | COMFORTMAKER | HRCU-A-CB (Split System: Heat Pump with Remote Outdoor Unit-Air-Source) | DLCURAH18ABK |  |  | FXM4X24**AL | 0 | 18100 | 16 | 8.5 | 18600 | 18500 | 99.46% | 2.22 | 0 | 10.5 |  |  |  |  | R-410A | 1.5083 | Residential & Commercial | USHP | Ducted CEE Tier 1
211264994 | Central HP <5.4 tons | COMFORTMAKER | HRCU-A-CB (Split System: Heat Pump with Remote Outdoor Unit-Air-Source) | DLCURAH18ABK |  |  | FM(C,U)4Z24**AL* | 0 | 17800 | 17 | 9 | 18700 | 19800 | 105.9% | 2.4 | 0 | 11 |  |  |  |  | R-410A | 1.4833 | Residential & Commercial | USHP | Ducted CEE Tier 1
215934995 | Central HP <5.4 tons | BRYANT HEATING AND COOLING SYSTEMS | HRCU-A-CB (Split System: Heat Pump with Remote Outdoor Unit-Air-Source) | 293VAN036**AA* |  |  | CVAMA4921XMA*+UI | 88*TB36045C17*** | 35200 | 21 | 8.5 | 39000 | 29400 | 75.38% | 2 | 0 | 11.7 |  |  |  |  | R-454B | 2.9333 | Residential & Commercial | USHP | Ducted CEE Tier 1
216732697 | Central HP <5.4 tons | HEIL | HRCU-A-CB (Split System: Heat Pump with Remote Outdoor Unit-Air-Source) | D5CUHAH24AAK |  |  | EA*5X24M17A* | *80MS(N,L)0701716A* | 22000 | 16 | 8.5 | 21000 | 19100 | 90.95% | 1.96 | 0 | 10.5 |  |  |  |  | R-454B | 1.8333 | Residential & Commercial | USHP | Ducted CEE Tier 1
216732897 | Central HP <5.4 tons | HEIL | HRCU-A-CB (Split System: Heat Pump with Remote Outdoor Unit-Air-Source) | D5CUHAH24AAK |  |  | EA*5X24M17A* | *96MSN0261410A* | 22000 | 15.2 | 8.5 | 21200 | 19200 | 90.57% | 1.98 | 0 | 10.5 |  |  |  |  | R-454B | 1.8333 | Residential & Commercial | USHP | Ducted CEE Tier 1
215488158 | Central HP <5.4 tons | GOODMAN | HRCU-A-CB (Split System: Heat Pump with Remote Outdoor Unit-Air-Source) | GZV6SA1810A* |  |  | CHPEA2422*3A* | G*VC800603B*A* | 17000 | 19 | 8.8 | 16800 | 13000 | 77.38% | 2.1 | 0 | 12 |  |  |  |  | R-32 | 1.4167 | Residential & Commercial | USHP | Ducted CEE Tier 1
215937890 | Central HP <5.4 tons | DAY & NIGHT | HRCU-A-CB (Split System: Heat Pump with Remote Outdoor Unit-Air-Source) | C5H3V48*K*AAA* |  |  | EVD5X48M24A*+WALLCON | *80CTL0902120B* | 45000 | 20.5 | 8.1 | 52000 | 38000 | 73.08% | 1.95 | 0 | 11.5 |  |  |  |  | R-454B | 3.75 | Residential & Commercial | USHP | Ducted CEE Tier 1
212975672 | Central HP <5.4 tons | CARRIER | HRCU-A-CB (Split System: Heat Pump with Remote Outdoor Unit-Air-Source) | 38MURAQ24AB3* |  |  | CAP**3017AL* | 59TP6C060V14**12 | 23400 | 16.5 | 8.5 | 26400 | 24800 | 93.94% | 2.06 | 0 | 10 |  |  |  |  | R-410A | 1.95 | Residential & Commercial | USHP | Ducted CEE Tier 1
215935550 | Central HP <5.4 tons | DAY & NIGHT | HRCU-A-CB (Split System: Heat Pump with Remote Outdoor Unit-Air-Source) | C5H3V36*K*AAA* |  |  | EVD5X31M17A*+WALLCON | *97CMN0601714B* | 34800 | 20.5 | 8.5 | 38000 | 27800 | 73.16% | 2.08 | 0 | 11.5 |  |  |  |  | R-454B | 2.9 | Residential & Commercial | USHP | Ducted CEE Tier 1
215936400 | Central HP <5.4 tons | DAY & NIGHT | HRCU-A-CB (Split System: Heat Pump with Remote Outdoor Unit-Air-Source) | C5H3V36*K*AAA* |  |  | EVD5X48M24A*+WALLCON | *97CMN1202422B* | 35000 | 21.5 | 8.5 | 38500 | 28400 | 73.77% | 2.04 | 0 | 12 |  |  |  |  | R-454B | 2.9167 | Residential & Commercial | USHP | Ducted CEE Tier 1
216453202 | Central HP <5.4 tons | AMERICAN STANDARD | HRCU-A-CB (Split System: Heat Pump with Remote Outdoor Unit-Air-Source) | 5A6V0X48A1 |  |  | 5TXCD008AS3 | S8V2D120M5PCB | 45000 | 20.2 | 10 | 47500 | 34000 | 71.58% | 2.1 | 0 | 12 |  |  |  |  | R-454B | 3.75 | Residential & Commercial | USHP | Ducted CEE Tier 1
212971660 | Central HP <5.4 tons | DAY & NIGHT | HRCU-A-CB (Split System: Heat Pump with Remote Outdoor Unit-Air-Source) | DLCURAH24ABK |  |  | EA*4X36L17A* | *80VTL0701716B* | 23800 | 17 | 8.5 | 26200 | 23800 | 90.84% | 1.98 | 0 | 10 |  |  |  |  | R-410A | 1.9833 | Residential & Commercial | USHP | Ducted CEE Tier 1
212972428 | Central HP <5.4 tons | DAY & NIGHT | HRCU-A-CB (Split System: Heat Pump with Remote Outdoor Unit-Air-Source) | DLCURAH24ABK |  |  | EN(A,D)4X36L21** | *80VTL1102122B* | 23800 | 17 | 8.5 | 26400 | 24000 | 90.91% | 1.98 | 0 | 10.5 |  |  |  |  | R-410A | 1.9833 | Residential & Commercial | USHP | Ducted CEE Tier 1
210474414 | Central HP <5.4 tons | TEMPSTAR | HRCU-A-CB (Split System: Heat Pump with Remote Outdoor Unit-Air-Source) | TVH825GKA3* |  |  | EHD4X42AAL+WALLCON | *80CTL0701412A* | 24200 | 16.5 | 8.1 | 21200 | 16600 | 78.3% | 2.02 | 0 | 11 |  |  |  |  | R-410A | 2.0167 | Residential & Commercial | USHP | Ducted CEE Tier 1
213772757 | Central HP <5.4 tons | HEIL | HRCU-A-CB (Split System: Heat Pump with Remote Outdoor Unit-Air-Source) | HVH825GKA3* |  |  | EA*4X25L17A*+WALLCON | *95CSU0601716B* | 24200 | 16.5 | 8.1 | 21400 | 16700 | 78.04% | 2 | 0 | 10.5 |  |  |  |  | R-410A | 2.0167 | Residential & Commercial | USHP | Ducted CEE Tier 1
213772807 | Central HP <5.4 tons | HEIL | HRCU-A-CB (Split System: Heat Pump with Remote Outdoor Unit-Air-Source) | HVH825GKA3* |  |  | EA*4X25L17A*+WALLCON | *96CTN0801714B* | 24200 | 16.5 | 8.1 | 21400 | 16600 | 77.57% | 2 | 0 | 11 |  |  |  |  | R-410A | 2.0167 | Residential & Commercial | USHP | Ducted CEE Tier 1
213773307 | Central HP <5.4 tons | HEIL | HRCU-A-CB (Split System: Heat Pump with Remote Outdoor Unit-Air-Source) | HVH825GKA3* |  |  | EA*4X37L21A*+WALLCON | *95CSU0601716B* | 24400 | 16.5 | 8.1 | 21400 | 16600 | 77.57% | 2.02 | 0 | 10.5 |  |  |  |  | R-410A | 2.0333 | Residential & Commercial | USHP | Ducted CEE Tier 1
213773357 | Central HP <5.4 tons | HEIL | HRCU-A-CB (Split System: Heat Pump with Remote Outdoor Unit-Air-Source) | HVH825GKA3* |  |  | EA*4X37L21A*+WALLCON | *96CTN0801714B* | 24400 | 16.5 | 8.1 | 21200 | 16600 | 78.3% | 2.02 | 0 | 11 |  |  |  |  | R-410A | 2.0333 | Residential & Commercial | USHP | Ducted CEE Tier 1
204299210 | Central HP <5.4 tons | COMFORTMAKER | HRCU-A-CB (Split System: Heat Pump with Remote Outdoor Unit-Air-Source) | CVH837GKA** |  |  | EA*4X48L21A*+WALLCON | *80CTL0701716A* | 32200 | 17.5 | 8.1 | 32600 | 25000 | 76.69% | 1.96 | 11 | 11.5 |  |  |  |  | R-410A | 2.6833 | Residential & Commercial | USHP | Ducted CEE Tier 1
204299410 | Central HP <5.4 tons | COMFORTMAKER | HRCU-A-CB (Split System: Heat Pump with Remote Outdoor Unit-Air-Source) | CVH837GKA** |  |  | EA*4X48L24A*+WALLCON | *97CMN1202422A* | 32200 | 17.5 | 8.5 | 32600 | 25000 | 76.69% | 1.98 | 12 | 11.7 |  |  |  |  | R-410A | 2.6833 | Residential & Commercial | USHP | Ducted CEE Tier 1
211227996 | Central HP <5.4 tons | TEMPSTAR | HRCU-A-CB (Split System: Heat Pump with Remote Outdoor Unit-Air-Source) | DLCURAH36ABK |  |  | EA*4X42L24A* | *92ESN1202420A* | 35800 | 16 | 8.1 | 38500 | 35000 | 90.91% | 1.9 | 0 | 10 |  |  |  |  | R-410A | 2.9833 | Residential & Commercial | USHP | Ducted CEE Tier 1
211228615 | Central HP <5.4 tons | TEMPSTAR | HRCU-A-CB (Split System: Heat Pump with Remote Outdoor Unit-Air-Source) | DLCURAH36ABK |  |  | EA*4X43L21A* | *95ESU1002122A* | 37400 | 15.5 | 8.5 | 39000 | 35000 | 89.74% | 2.14 | 0 | 10 |  |  |  |  | R-410A | 3.1167 | Residential & Commercial | USHP | Ducted CEE Tier 1
215488121 | Central HP <5.4 tons | GOODMAN | HRCU-A-CB (Split System: Heat Pump with Remote Outdoor Unit-Air-Source) | GZV7SA4810A* |  |  | CHPEA4830*3A* | G*VC961005CNB* | 45500 | 16.2 | 8.5 | 46000 | 33600 | 73.04% | 2 | 0 | 10 |  |  |  |  | R-32 | 3.7917 | Residential & Commercial | USHP | Ducted CEE Tier 1
213307918 | Central HP <5.4 tons | LBG Products | HRCU-A-CB (Split System: Heat Pump with Remote Outdoor Unit-Air-Source) | LCUHB18DO |  |  | LCHB18DHNI | 0 | 18000 | 18 | 9.3 | 19000 | 16500 | 86.84% | 2.04 | 12.5 | 12.4 |  |  |  |  | R-410A | 1.5 | Residential & Commercial | USHP | Ducted CEE Tier 1
206133449 | Central HP <5.4 tons | COMFORTMAKER | HRCU-A-CB (Split System: Heat Pump with Remote Outdoor Unit-Air-Source) | CVH825GKA2* |  |  | EA*4X37L21A*+WALLCON | *80CSU0601716A* | 24400 | 17 | 8.1 | 21200 | 16600 | 78.3% | 2.02 | 11.5 | 11 |  |  |  |  | R-410A | 2.0333 | Residential & Commercial | USHP | Ducted CEE Tier 1
206133801 | Central HP <5.4 tons | COMFORTMAKER | HRCU-A-CB (Split System: Heat Pump with Remote Outdoor Unit-Air-Source) | CVH825GKA2* |  |  | EA*4X37L17A*+WALLCON | *95CSU0601716A* | 24200 | 16.5 | 8.1 | 21400 | 16800 | 78.5% | 1.98 | 11 | 10.5 |  |  |  |  | R-410A | 2.0167 | Residential & Commercial | USHP | Ducted CEE Tier 1
210472950 | Central HP <5.4 tons | TEMPSTAR | HRCU-A-CB (Split System: Heat Pump with Remote Outdoor Unit-Air-Source) | TVH825GKA3* |  |  | EA*4X42L21A*+WALLCON | *97CMN1002122A* | 23800 | 16.5 | 8.1 | 21400 | 16600 | 77.57% | 1.96 | 0 | 11 |  |  |  |  | R-410A | 1.9833 | Residential & Commercial | USHP | Ducted CEE Tier 1
210474568 | Central HP <5.4 tons | TEMPSTAR | HRCU-A-CB (Split System: Heat Pump with Remote Outdoor Unit-Air-Source) | TVH825GKA3* |  |  | EHD4X48AAL+WALLCON | *96CTN1202422A* | 24200 | 16.5 | 8.1 | 21200 | 16600 | 78.3% | 2.02 | 0 | 11 |  |  |  |  | R-410A | 2.0167 | Residential & Commercial | USHP | Ducted CEE Tier 1
216678684 | Central HP <5.4 tons | COMFORTMAKER | HRCU-A-CB (Split System: Heat Pump with Remote Outdoor Unit-Air-Source) | DLCURAH36ABK |  |  | EA*4X36L17A* | *97VTN0601716A* | 34800 | 15.2 | 8.5 | 38500 | 34800 | 90.39% | 1.75 | 0 | 9.5 |  |  |  |  | R-410A | 2.9 | Residential & Commercial | USHP
216678720 | Central HP <5.4 tons | COMFORTMAKER | HRCU-A-CB (Split System: Heat Pump with Remote Outdoor Unit-Air-Source) | DLCURAH36ABK |  |  | EA*4X37L21A* | *97VTN0601716A* | 36200 | 15.5 | 8.5 | 38000 | 34400 | 90.53% | 1.96 | 0 | 10 |  |  |  |  | R-410A | 3.0167 | Residential & Commercial | USHP | Ducted CEE Tier 1
210473379 | Central HP <5.4 tons | TEMPSTAR | HRCU-A-CB (Split System: Heat Pump with Remote Outdoor Unit-Air-Source) | TVH825GKA3* |  |  | EA*4X48L21A*+WALLCON | *97CMN0601714A* | 24000 | 16.5 | 8.1 | 21000 | 16700 | 79.52% | 2 | 0 | 11 |  |  |  |  | R-410A | 2 | Residential & Commercial | USHP | Ducted CEE Tier 1
210474013 | Central HP <5.4 tons | TEMPSTAR | HRCU-A-CB (Split System: Heat Pump with Remote Outdoor Unit-Air-Source) | TVH825GKA3* |  |  | EN(A,D,W)4X48L21**+WALLCON | *97CMN0801714A* | 24000 | 16.5 | 8.1 | 21400 | 16700 | 78.04% | 2 | 0 | 11 |  |  |  |  | R-410A | 2 | Residential & Commercial | USHP | Ducted CEE Tier 1
213772437 | Central HP <5.4 tons | HEIL | HRCU-A-CB (Split System: Heat Pump with Remote Outdoor Unit-Air-Source) | HVH825GKA2* |  |  | EHD4X48AAL+WALLCON | *80CTL0701412B* | 24400 | 17 | 8.1 | 21200 | 16600 | 78.3% | 2.02 | 0 | 11 |  |  |  |  | R-410A | 2.0333 | Residential & Commercial | USHP | Ducted CEE Tier 1
210474337 | Central HP <5.4 tons | TEMPSTAR | HRCU-A-CB (Split System: Heat Pump with Remote Outdoor Unit-Air-Source) | TVH825GKA3* |  |  | EHD4X42AAL+WALLCON | *96CTN0801714A* | 24000 | 16 | 8.1 | 21400 | 16700 | 78.04% | 2 | 0 | 10.5 |  |  |  |  | R-410A | 2 | Residential & Commercial | USHP | Ducted CEE Tier 1
216732519 | Central HP <5.4 tons | HEIL | HRCU-A-CB (Split System: Heat Pump with Remote Outdoor Unit-Air-Source) | D5CUHAH24AAK |  |  | EA*5X24M14A* | *80VSL0451412B* | 21800 | 16 | 8.5 | 21000 | 19100 | 90.95% | 1.98 | 0 | 10.5 |  |  |  |  | R-454B | 1.8167 | Residential & Commercial | USHP | Ducted CEE Tier 1
216732687 | Central HP <5.4 tons | HEIL | HRCU-A-CB (Split System: Heat Pump with Remote Outdoor Unit-Air-Source) | D5CUHAH24AAK |  |  | EA*5X24M17A* | *80MS(N,L)0701712A* | 22200 | 16 | 8.5 | 21000 | 19200 | 91.43% | 1.96 | 0 | 10.5 |  |  |  |  | R-454B | 1.85 | Residential & Commercial | USHP | Ducted CEE Tier 1
216733055 | Central HP <5.4 tons | HEIL | HRCU-A-CB (Split System: Heat Pump with Remote Outdoor Unit-Air-Source) | D5CUHAH24AAK |  |  | EA*5X24M17A* | *96VTN0401712B* | 22000 | 15.5 | 8.5 | 21200 | 19300 | 91.04% | 1.98 | 0 | 10 |  |  |  |  | R-454B | 1.8333 | Residential & Commercial | USHP | Ducted CEE Tier 1
216733196 | Central HP <5.4 tons | HEIL | HRCU-A-CB (Split System: Heat Pump with Remote Outdoor Unit-Air-Source) | D5CUHAH24AAK |  |  | EA*5X25M17A* | *80MS(N,L)0701716A* | 23000 | 16.5 | 8.5 | 20600 | 18400 | 89.32% | 1.98 | 0 | 11 |  |  |  |  | R-454B | 1.9167 | Residential & Commercial | USHP | Ducted CEE Tier 1
215932695 | Central HP <5.4 tons | BRYANT HEATING AND COOLING SYSTEMS | HRCU-A-CB (Split System: Heat Pump with Remote Outdoor Unit-Air-Source) | 293VAN036**AA* |  |  | CAA**6121AM*+UI | 88*TB48070C17*** | 34200 | 20 | 9 | 34800 | 26400 | 75.86% | 1.94 | 0 | 11.7 |  |  |  |  | R-454B | 2.85 | Residential & Commercial | USHP | Ducted CEE Tier 1
211227935 | Central HP <5.4 tons | TEMPSTAR | HRCU-A-CB (Split System: Heat Pump with Remote Outdoor Unit-Air-Source) | DLCURAH36ABK |  |  | EA*4X42L24A* | *80VTL1102122A* | 36200 | 15.5 | 8.1 | 39500 | 35200 | 89.11% | 1.92 | 0 | 10 |  |  |  |  | R-410A | 3.0167 | Residential & Commercial | USHP | Ducted CEE Tier 1
211228244 | Central HP <5.4 tons | TEMPSTAR | HRCU-A-CB (Split System: Heat Pump with Remote Outdoor Unit-Air-Source) | DLCURAH36ABK |  |  | EA*4X43L21A* | *80ES(N,L)0702116A* | 37200 | 15.5 | 8.5 | 38500 | 35000 | 90.91% | 2.12 | 0 | 10 |  |  |  |  | R-410A | 3.1 | Residential & Commercial | USHP | Ducted CEE Tier 1
211228321 | Central HP <5.4 tons | TEMPSTAR | HRCU-A-CB (Split System: Heat Pump with Remote Outdoor Unit-Air-Source) | DLCURAH36ABK |  |  | EA*4X43L21A* | *80VSL0702120A* | 36200 | 16 | 8.5 | 38500 | 34800 | 90.39% | 2.06 | 0 | 10 |  |  |  |  | R-410A | 3.0167 | Residential & Commercial | USHP | Ducted CEE Tier 1
211228362 | Central HP <5.4 tons | TEMPSTAR | HRCU-A-CB (Split System: Heat Pump with Remote Outdoor Unit-Air-Source) | DLCURAH36ABK |  |  | EA*4X43L21A* | *80ESU0802120A | 38000 | 15.5 | 8.5 | 39000 | 35000 | 89.74% | 2.16 | 0 | 10 |  |  |  |  | R-410A | 3.1667 | Residential & Commercial | USHP | Ducted CEE Tier 1
211228528 | Central HP <5.4 tons | TEMPSTAR | HRCU-A-CB (Split System: Heat Pump with Remote Outdoor Unit-Air-Source) | DLCURAH36ABK |  |  | EA*4X43L21A* | *95ESN1002122A* | 37400 | 15.5 | 8.5 | 39000 | 35000 | 89.74% | 2.16 | 0 | 10 |  |  |  |  | R-410A | 3.1167 | Residential & Commercial | USHP | Ducted CEE Tier 1
215934565 | Central HP <5.4 tons | BRYANT HEATING AND COOLING SYSTEMS | HRCU-A-CB (Split System: Heat Pump with Remote Outdoor Unit-Air-Source) | 293VAN048**AA* |  |  | CSAH*6012AM*+UI | 88*TB48090C17*** | 44000 | 20.5 | 9 | 49000 | 35800 | 73.06% | 1.86 | 0 | 11.5 |  |  |  |  | R-454B | 3.6667 | Residential & Commercial | USHP | Ducted CEE Tier 1
211222234 | Central HP <5.4 tons | TEMPSTAR | HRCU-A-CB (Split System: Heat Pump with Remote Outdoor Unit-Air-Source) | DLCURAH30ABK |  |  | EA*4X36L21A* | *96VTN1002122A* | 29600 | 15.2 | 8.1 | 33800 | 27800 | 82.25% | 1.76 | 0 | 9 |  |  |  |  | R-410A | 2.4667 | Residential & Commercial | USHP
211263534 | Central HP <5.4 tons | COMFORTMAKER | HRCU-A-CB (Split System: Heat Pump with Remote Outdoor Unit-Air-Source) | DLCURAH18ABK |  |  | EN(A,D)4X24L17** | OMV098J12* | 18300 | 15.5 | 8.5 | 19300 | 18600 | 96.37% | 2.24 | 0 | 11 |  |  |  |  | R-410A | 1.525 | Residential & Commercial | USHP | Ducted CEE Tier 1
211264786 | Central HP <5.4 tons | COMFORTMAKER | HRCU-A-CB (Split System: Heat Pump with Remote Outdoor Unit-Air-Source) | DLCURAH18ABK |  |  | FEM4P24**AL | 0 | 17300 | 16 | 8.5 | 18200 | 19400 | 106.6% | 2.34 | 0 | 10.5 |  |  |  |  | R-410A | 1.4417 | Residential & Commercial | USHP | Ducted CEE Tier 1
204456494 | Central HP <5.4 tons | COMFORTMAKER | HRCU-A-CB (Split System: Heat Pump with Remote Outdoor Unit-Air-Source) | CVH825GKA2* |  |  | EA*4X25L17A*+WALLCON | *80CTL0701412A* | 24400 | 17.5 | 8.5 | 21200 | 16600 | 78.3% | 2.02 | 11 | 11.5 |  |  |  |  | R-410A | 2.0333 | Residential & Commercial | USHP | Ducted CEE Tier 1
204456512 | Central HP <5.4 tons | COMFORTMAKER | HRCU-A-CB (Split System: Heat Pump with Remote Outdoor Unit-Air-Source) | CVH825GKA2* |  |  | EA*4X30L14A*+WALLCON | *80CTL0701412A* | 23400 | 17 | 8.1 | 21600 | 16700 | 77.31% | 1.92 | 11 | 11 |  |  |  |  | R-410A | 1.95 | Residential & Commercial | USHP | Ducted CEE Tier 1
216732995 | Central HP <5.4 tons | HEIL | HRCU-A-CB (Split System: Heat Pump with Remote Outdoor Unit-Air-Source) | D5CUHAH24AAK |  |  | EA*5X24M17A* | *95MSU0401712A* | 22000 | 16 | 8.5 | 21200 | 19200 | 90.57% | 1.96 | 0 | 10.5 |  |  |  |  | R-454B | 1.8333 | Residential & Commercial | USHP | Ducted CEE Tier 1
216733065 | Central HP <5.4 tons | HEIL | HRCU-A-CB (Split System: Heat Pump with Remote Outdoor Unit-Air-Source) | D5CUHAH24AAK |  |  | EA*5X24M17A* | *96VTN0601412B* | 21800 | 16 | 8.5 | 21000 | 19200 | 91.43% | 1.98 | 0 | 10.5 |  |  |  |  | R-454B | 1.8167 | Residential & Commercial | USHP | Ducted CEE Tier 1
216733488 | Central HP <5.4 tons | HEIL | HRCU-A-CB (Split System: Heat Pump with Remote Outdoor Unit-Air-Source) | D5CUHAH24AAK |  |  | EA*5X25M17A* | *96VSN0601412B* | 22800 | 16.5 | 8.5 | 20600 | 18400 | 89.32% | 1.96 | 0 | 11 |  |  |  |  | R-454B | 1.9 | Residential & Commercial | USHP | Ducted CEE Tier 1
212940789 | Central HP <5.4 tons | COMFORTSTAR | HRCU-A-CB (Split System: Heat Pump with Remote Outdoor Unit-Air-Source) | CPH18CD(O) |  |  | AHU18-SG2 | 0 | 18000 | 18 | 9.3 | 19000 | 16500 | 86.84% | 2.04 | 12.5 | 12.4 |  |  |  |  | R-410A | 1.5 | Residential & Commercial | USHP | Ducted CEE Tier 1
216734608 | Central HP <5.4 tons | BRYANT HEATING AND COOLING SYSTEMS | HRCU-A-CB (Split System: Heat Pump with Remote Outdoor Unit-Air-Source) | 37MUHAQ24AA3 |  |  | CAA**3617AM* | 912SE48080M17*** | 22400 | 16.5 | 8.1 | 20800 | 18600 | 89.42% | 1.9 | 0 | 11 |  |  |  |  | R-454B | 1.8667 | Residential & Commercial | USHP | Ducted CEE Tier 1
215932595 | Central HP <5.4 tons | BRYANT HEATING AND COOLING SYSTEMS | HRCU-A-CB (Split System: Heat Pump with Remote Outdoor Unit-Air-Source) | 293VAN036**AA* |  |  | CAA**6024AM*+UI | 987MC60060C21*** | 33800 | 20 | 9 | 34600 | 26400 | 76.3% | 1.92 | 0 | 11.5 |  |  |  |  | R-454B | 2.8167 | Residential & Commercial | USHP | Ducted CEE Tier 1
216733207 | Central HP <5.4 tons | HEIL | HRCU-A-CB (Split System: Heat Pump with Remote Outdoor Unit-Air-Source) | D5CUHAH24AAK |  |  | EA*5X25M17A* | *80MS(N,L)0901714A* | 23000 | 16 | 8.5 | 20600 | 18400 | 89.32% | 1.98 | 0 | 11 |  |  |  |  | R-454B | 1.9167 | Residential & Commercial | USHP | Ducted CEE Tier 1
215937966 | Central HP <5.4 tons | HEIL | HRCU-A-CB (Split System: Heat Pump with Remote Outdoor Unit-Air-Source) | H5H3V48*K*AAA* |  |  | EVD5X48M24A*+WALLCON | *97CMN1202422B* | 44500 | 20 | 8.1 | 52000 | 38000 | 73.08% | 1.9 | 0 | 11 |  |  |  |  | R-454B | 3.7083 | Residential & Commercial | USHP | Ducted CEE Tier 1
216678251 | Central HP <5.4 tons | COMFORTMAKER | HRCU-A-CB (Split System: Heat Pump with Remote Outdoor Unit-Air-Source) | D5CURAH24AAK |  |  | EA*5X36M17A* | *97VTN0601716A* | 23600 | 15.2 | 8.5 | 24000 | 19400 | 80.83% | 1.92 | 0 | 9.8 |  |  |  |  | R-454B | 1.9667 | Residential & Commercial | USHP
216678503 | Central HP <5.4 tons | COMFORTMAKER | HRCU-A-CB (Split System: Heat Pump with Remote Outdoor Unit-Air-Source) | D5CURAH24AAK |  |  | FM(C,U)5Z24**AL* | 0 | 24200 | 15.5 | 9 | 25400 | 19800 | 77.95% | 2 | 0 | 10 |  |  |  |  | R-454B | 2.0167 | Residential & Commercial | USHP | Ducted CEE Tier 1
215936300 | Central HP <5.4 tons | DAY & NIGHT | HRCU-A-CB (Split System: Heat Pump with Remote Outdoor Unit-Air-Source) | C5H3V36*K*AAA* |  |  | EVD5X48M24A*+WALLCON | *80CSU1002120A* | 35000 | 21.5 | 8.5 | 38500 | 28400 | 73.77% | 2.04 | 0 | 12 |  |  |  |  | R-454B | 2.9167 | Residential & Commercial | USHP | Ducted CEE Tier 1
210472881 | Central HP <5.4 tons | DAY & NIGHT | HRCU-A-CB (Split System: Heat Pump with Remote Outdoor Unit-Air-Source) | CVH825GKA3* |  |  | EA*4X42L21A*+WALLCON | *80CTL0451712A* | 23600 | 16.5 | 8.1 | 21600 | 16800 | 77.78% | 1.94 | 0 | 10.5 |  |  |  |  | R-410A | 1.9667 | Residential & Commercial | USHP | Ducted CEE Tier 1
204299090 | Central HP <5.4 tons | COMFORTMAKER | HRCU-A-CB (Split System: Heat Pump with Remote Outdoor Unit-Air-Source) | CVH837GKA** |  |  | EA*4X42L24A*+WALLCON | *96CTN1202422A* | 31800 | 17.5 | 8.1 | 33000 | 24400 | 73.94% | 1.9 | 11 | 11.5 |  |  |  |  | R-410A | 2.65 | Residential & Commercial | USHP | Ducted CEE Tier 1
212973047 | Central HP <5.4 tons | DAY & NIGHT | HRCU-A-CB (Split System: Heat Pump with Remote Outdoor Unit-Air-Source) | DLCURAH18ABK |  |  | EA*4X30L17A* | *96VSN0401712B* | 17400 | 16 | 8.5 | 18000 | 18800 | 104.4% | 2.24 | 0 | 10.5 |  |  |  |  | R-410A | 1.45 | Residential & Commercial | USHP | Ducted CEE Tier 1
213772707 | Central HP <5.4 tons | HEIL | HRCU-A-CB (Split System: Heat Pump with Remote Outdoor Unit-Air-Source) | HVH825GKA3* |  |  | EA*4X24L17A*+WALLCON | *96CTN0801714B* | 23200 | 16 | 8.1 | 22200 | 16800 | 75.68% | 1.88 | 0 | 10.5 |  |  |  |  | R-410A | 1.9333 | Residential & Commercial | USHP | Ducted CEE Tier 1
215938040 | Central HP <5.4 tons | DAY & NIGHT | HRCU-A-CB (Split System: Heat Pump with Remote Outdoor Unit-Air-Source) | C5H3V48*K*AAA* |  |  | EVD5X49M24A*+WALLCON | *80CTL1352422B* | 45500 | 21 | 8.1 | 52500 | 38000 | 72.38% | 1.95 | 0 | 11.5 |  |  |  |  | R-454B | 3.7917 | Residential & Commercial | USHP | Ducted CEE Tier 1
212972897 | Central HP <5.4 tons | DAY & NIGHT | HRCU-A-CB (Split System: Heat Pump with Remote Outdoor Unit-Air-Source) | DLCURAH24ABK |  |  | EA*4X24L14A* | *96VSN0401410B* | 23200 | 16 | 8.5 | 27000 | 26800 | 99.26% | 2.26 | 0 | 9.5 |  |  |  |  | R-410A | 1.9333 | Residential & Commercial | USHP
204298740 | Central HP <5.4 tons | COMFORTMAKER | HRCU-A-CB (Split System: Heat Pump with Remote Outdoor Unit-Air-Source) | CVH837GKA** |  |  | EA*4X36L21A*+WALLCON | *97CMN1002122A* | 31600 | 17 | 8.1 | 33200 | 24200 | 72.89% | 1.86 | 11.5 | 11 |  |  |  |  | R-410A | 2.6333 | Residential & Commercial | USHP | Ducted CEE Tier 1
216735225 | Central HP <5.4 tons | AIRQUEST | HRCU-A-CB (Split System: Heat Pump with Remote Outdoor Unit-Air-Source) | D5CUHAH24AAK |  |  | EA*5X37M17A* | *96VSN0401712B* | 22800 | 16 | 8.5 | 20800 | 18600 | 89.42% | 1.96 | 0 | 10.5 |  |  |  |  | R-454B | 1.9 | Residential & Commercial | USHP | Ducted CEE Tier 1
216733497 | Central HP <5.4 tons | HEIL | HRCU-A-CB (Split System: Heat Pump with Remote Outdoor Unit-Air-Source) | D5CUHAH24AAK |  |  | EA*5X25M17A* | *96VSN0601716B* | 23000 | 16.5 | 8.5 | 20600 | 18400 | 89.32% | 1.98 | 0 | 11 |  |  |  |  | R-454B | 1.9167 | Residential & Commercial | USHP | Ducted CEE Tier 1
216733506 | Central HP <5.4 tons | HEIL | HRCU-A-CB (Split System: Heat Pump with Remote Outdoor Unit-Air-Source) | D5CUHAH24AAK |  |  | EA*5X25M17A* | *96VSN0801716B* | 23200 | 16.5 | 8.5 | 20800 | 18500 | 88.94% | 1.96 | 0 | 11 |  |  |  |  | R-454B | 1.9333 | Residential & Commercial | USHP | Ducted CEE Tier 1
216733667 | Central HP <5.4 tons | HEIL | HRCU-A-CB (Split System: Heat Pump with Remote Outdoor Unit-Air-Source) | D5CUHAH24AAK |  |  | EA*5X30M14A* | *80MS(N,L)0701412A* | 22200 | 16 | 8.1 | 20800 | 18700 | 89.9% | 1.85 | 0 | 10.5 |  |  |  |  | R-454B | 1.85 | Residential & Commercial | USHP | Ducted CEE Tier 1
216733254 | Central HP <5.4 tons | HEIL | HRCU-A-CB (Split System: Heat Pump with Remote Outdoor Unit-Air-Source) | D5CUHAH24AAK |  |  | EA*5X25M17A* | *80MSU0401712A* | 23000 | 17 | 8.5 | 20600 | 18400 | 89.32% | 1.96 | 0 | 11 |  |  |  |  | R-454B | 1.9167 | Residential & Commercial | USHP | Ducted CEE Tier 1
216733265 | Central HP <5.4 tons | HEIL | HRCU-A-CB (Split System: Heat Pump with Remote Outdoor Unit-Air-Source) | D5CUHAH24AAK |  |  | EA*5X25M17A* | *80MSU0601716A* | 23400 | 17 | 8.5 | 21000 | 18600 | 88.57% | 1.96 | 0 | 11 |  |  |  |  | R-454B | 1.95 | Residential & Commercial | USHP | Ducted CEE Tier 1
216733767 | Central HP <5.4 tons | HEIL | HRCU-A-CB (Split System: Heat Pump with Remote Outdoor Unit-Air-Source) | D5CUHAH24AAK |  |  | EA*5X30M14A* | *96VSN0601412B* | 22000 | 16 | 8.1 | 20800 | 18800 | 90.38% | 1.85 | 0 | 10.5 |  |  |  |  | R-454B | 1.8333 | Residential & Commercial | USHP | Ducted CEE Tier 1
216733797 | Central HP <5.4 tons | HEIL | HRCU-A-CB (Split System: Heat Pump with Remote Outdoor Unit-Air-Source) | D5CUHAH24AAK |  |  | EA*5X30M14A* | *96VTN0601412B* | 22000 | 16 | 8.1 | 20800 | 18800 | 90.38% | 1.85 | 0 | 10.5 |  |  |  |  | R-454B | 1.8333 | Residential & Commercial | USHP | Ducted CEE Tier 1
216734133 | Central HP <5.4 tons | HEIL | HRCU-A-CB (Split System: Heat Pump with Remote Outdoor Unit-Air-Source) | D5CUHAH24AAK |  |  | EA*5X30M17A* | *96MSN0801716A* | 22400 | 15.5 | 8.1 | 21000 | 18900 | 90% | 1.9 | 0 | 10.5 |  |  |  |  | R-454B | 1.8667 | Residential & Commercial | USHP | Ducted CEE Tier 1
213773757 | Central HP <5.4 tons | HEIL | HRCU-A-CB (Split System: Heat Pump with Remote Outdoor Unit-Air-Source) | HVH825GKA3* |  |  | EA*4X48L21A*+WALLCON | *97CMN0801714B* | 24000 | 16.5 | 8.1 | 21000 | 16600 | 79.05% | 2 | 0 | 10.5 |  |  |  |  | R-410A | 2 | Residential & Commercial | USHP | Ducted CEE Tier 1
211259743 | Central HP <5.4 tons | BRYANT HEATING AND COOLING SYSTEMS | HRCU-A-CB (Split System: Heat Pump with Remote Outdoor Unit-Air-Source) | 38MURAQ18AB3* |  |  | CAP**1917AL* | 82*TA36045V14*** | 18100 | 16.5 | 8.5 | 18000 | 17600 | 97.78% | 2.14 | 0 | 11 |  |  |  |  | R-410A | 1.5083 | Residential & Commercial | USHP | Ducted CEE Tier 1
211259979 | Central HP <5.4 tons | BRYANT HEATING AND COOLING SYSTEMS | HRCU-A-CB (Split System: Heat Pump with Remote Outdoor Unit-Air-Source) | 38MURAQ18AB3* |  |  | CAP**1917AL* | 912SD36040E17*** | 18300 | 15.5 | 8.5 | 18400 | 17600 | 95.65% | 2.12 | 0 | 10.5 |  |  |  |  | R-410A | 1.525 | Residential & Commercial | USHP | Ducted CEE Tier 1
211259996 | Central HP <5.4 tons | BRYANT HEATING AND COOLING SYSTEMS | HRCU-A-CB (Split System: Heat Pump with Remote Outdoor Unit-Air-Source) | 38MURAQ18AB3* |  |  | CAP**1917AL* | 8(0,1)*SA36070E14*** | 18100 | 16.5 | 8.5 | 18000 | 17700 | 98.33% | 2.14 | 0 | 11 |  |  |  |  | R-410A | 1.5083 | Residential & Commercial | USHP | Ducted CEE Tier 1
211260227 | Central HP <5.4 tons | BRYANT HEATING AND COOLING SYSTEMS | HRCU-A-CB (Split System: Heat Pump with Remote Outdoor Unit-Air-Source) | 38MURAQ18AB3* |  |  | CAP**2414AL* | 8(0,1)*SA36070E14*** | 17600 | 16 | 8.5 | 18400 | 19100 | 103.8% | 2.3 | 0 | 10.5 |  |  |  |  | R-410A | 1.4667 | Residential & Commercial | USHP | Ducted CEE Tier 1
211260661 | Central HP <5.4 tons | BRYANT HEATING AND COOLING SYSTEMS | HRCU-A-CB (Split System: Heat Pump with Remote Outdoor Unit-Air-Source) | 38MURAQ18AB3* |  |  | CAP**2417AL* | OVLAAB036098 | 18000 | 15.5 | 8.5 | 19000 | 18900 | 99.47% | 2.26 | 0 | 10.5 |  |  |  |  | R-410A | 1.5 | Residential & Commercial | USHP | Ducted CEE Tier 1
211227404 | Central HP <5.4 tons | TEMPSTAR | HRCU-A-CB (Split System: Heat Pump with Remote Outdoor Unit-Air-Source) | DLCURAH36ABK |  |  | EA*4X42L21A* | *80VSL0702120A* | 35400 | 16 | 8.1 | 38500 | 35000 | 90.91% | 1.88 | 0 | 9.5 |  |  |  |  | R-410A | 2.95 | Residential & Commercial | USHP
216676369 | Central HP <5.4 tons | COMFORTMAKER | HRCU-A-CB (Split System: Heat Pump with Remote Outdoor Unit-Air-Source) | D5CURAH24AAK |  |  | ESH5X30M12A* | *80CSU0601716A* | 24600 | 15.2 | 8.5 | 24600 | 19600 | 79.67% | 1.9 | 0 | 9.8 |  |  |  |  | R-454B | 2.05 | Residential & Commercial | USHP
211226888 | Central HP <5.4 tons | TEMPSTAR | HRCU-A-CB (Split System: Heat Pump with Remote Outdoor Unit-Air-Source) | DLCURAH36ABK |  |  | EA*4X37L21A* | *80VSL0702120A* | 36200 | 16 | 8.5 | 38500 | 34800 | 90.39% | 2.06 | 0 | 10 |  |  |  |  | R-410A | 3.0167 | Residential & Commercial | USHP | Ducted CEE Tier 1
211227875 | Central HP <5.4 tons | TEMPSTAR | HRCU-A-CB (Split System: Heat Pump with Remote Outdoor Unit-Air-Source) | DLCURAH36ABK |  |  | EA*4X42L24A* | *80VSL0902120A* | 35000 | 16 | 8.1 | 38500 | 35000 | 90.91% | 1.86 | 0 | 9.5 |  |  |  |  | R-410A | 2.9167 | Residential & Commercial | USHP
211227884 | Central HP <5.4 tons | TEMPSTAR | HRCU-A-CB (Split System: Heat Pump with Remote Outdoor Unit-Air-Source) | DLCURAH36ABK |  |  | EA*4X42L24A* | *80VSL0902420A* | 35200 | 16 | 8.1 | 38500 | 35000 | 90.91% | 1.88 | 0 | 10 |  |  |  |  | R-410A | 2.9333 | Residential & Commercial | USHP | Ducted CEE Tier 1
211227925 | Central HP <5.4 tons | TEMPSTAR | HRCU-A-CB (Split System: Heat Pump with Remote Outdoor Unit-Air-Source) | DLCURAH36ABK |  |  | EA*4X42L24A* | *80VTL0902120A* | 35000 | 16 | 8.1 | 38500 | 35000 | 90.91% | 1.86 | 0 | 9.5 |  |  |  |  | R-410A | 2.9167 | Residential & Commercial | USHP
215488115 | Central HP <5.4 tons | GOODMAN | HRCU-A-CB (Split System: Heat Pump with Remote Outdoor Unit-Air-Source) | GZV7SA4810A* |  |  | CA*EA6030*3A* | G*VC961205DNB* | 45500 | 16.5 | 8.8 | 47000 | 33600 | 71.49% | 2 | 0 | 10 |  |  |  |  | R-32 | 3.7917 | Residential & Commercial | USHP | Ducted CEE Tier 1
215488116 | Central HP <5.4 tons | GOODMAN | HRCU-A-CB (Split System: Heat Pump with Remote Outdoor Unit-Air-Source) | GZV7SA4810A* |  |  | CA*EA6030*3A* | G*VM971205DNB* | 45500 | 16.5 | 8.8 | 47000 | 33600 | 71.49% | 2 | 0 | 10 |  |  |  |  | R-32 | 3.7917 | Residential & Commercial | USHP | Ducted CEE Tier 1
215488165 | Central HP <5.4 tons | GOODMAN | HRCU-A-CB (Split System: Heat Pump with Remote Outdoor Unit-Air-Source) | GZV6SA1810A* |  |  | CA*EA2418*3A* | G*VM970803BNB* | 17000 | 19 | 8.8 | 16800 | 13000 | 77.38% | 2.1 | 0 | 12 |  |  |  |  | R-32 | 1.4167 | Residential & Commercial | USHP | Ducted CEE Tier 1
215488166 | Central HP <5.4 tons | GOODMAN | HRCU-A-CB (Split System: Heat Pump with Remote Outdoor Unit-Air-Source) | GZV6SA1810A* |  |  | CHPEA2422*3A* | G*VM970603BNB* | 17000 | 19 | 8.8 | 16800 | 13000 | 77.38% | 2.1 | 0 | 12 |  |  |  |  | R-32 | 1.4167 | Residential & Commercial | USHP | Ducted CEE Tier 1
211228555 | Central HP <5.4 tons | TEMPSTAR | HRCU-A-CB (Split System: Heat Pump with Remote Outdoor Unit-Air-Source) | DLCURAH36ABK |  |  | EA*4X43L21A* | *96VSN0801716A* | 36800 | 15.5 | 8.5 | 38500 | 35000 | 90.91% | 2.1 | 0 | 10 |  |  |  |  | R-410A | 3.0667 | Residential & Commercial | USHP | Ducted CEE Tier 1
211229182 | Central HP <5.4 tons | TEMPSTAR | HRCU-A-CB (Split System: Heat Pump with Remote Outdoor Unit-Air-Source) | DLCURAH36ABK |  |  | EA*4X48L21A* | *96VTN1002120A* | 36200 | 15.5 | 8.5 | 38500 | 34800 | 90.39% | 2.08 | 0 | 10 |  |  |  |  | R-410A | 3.0167 | Residential & Commercial | USHP | Ducted CEE Tier 1
210473159 | Central HP <5.4 tons | TEMPSTAR | HRCU-A-CB (Split System: Heat Pump with Remote Outdoor Unit-Air-Source) | TVH825GKA3* |  |  | EA*4X43L21A*+WALLCON | *80CTL0451712A* | 24200 | 16.5 | 8.1 | 21600 | 16800 | 77.78% | 2 | 0 | 11 |  |  |  |  | R-410A | 2.0167 | Residential & Commercial | USHP | Ducted CEE Tier 1
210473302 | Central HP <5.4 tons | TEMPSTAR | HRCU-A-CB (Split System: Heat Pump with Remote Outdoor Unit-Air-Source) | TVH825GKA3* |  |  | EA*4X48L21A*+WALLCON | *80CSU0401712A* | 24200 | 17 | 8.1 | 21000 | 16500 | 78.57% | 2.02 | 0 | 11 |  |  |  |  | R-410A | 2.0167 | Residential & Commercial | USHP | Ducted CEE Tier 1
210473357 | Central HP <5.4 tons | TEMPSTAR | HRCU-A-CB (Split System: Heat Pump with Remote Outdoor Unit-Air-Source) | TVH825GKA3* |  |  | EA*4X48L21A*+WALLCON | *96CTN0601714A* | 24000 | 16.5 | 8.1 | 21000 | 16600 | 79.05% | 2 | 0 | 11 |  |  |  |  | R-410A | 2 | Residential & Commercial | USHP | Ducted CEE Tier 1
215488054 | Central HP <5.4 tons | GOODMAN | HRCU-A-CB (Split System: Heat Pump with Remote Outdoor Unit-Air-Source) | GZV7SA3610A* |  |  | CA*EA4830*3A* | G*VC961005CNB* | 34800 | 18.5 | 8.5 | 35000 | 28400 | 81.14% | 2 | 0 | 10.5 |  |  |  |  | R-32 | 2.9 | Residential & Commercial | USHP | Ducted CEE Tier 1
215488108 | Central HP <5.4 tons | GOODMAN | HRCU-A-CB (Split System: Heat Pump with Remote Outdoor Unit-Air-Source) | GZV7SA4810A* |  |  | CA*EA6030*3A* | G*VC800805C*A* | 45500 | 16.5 | 8.8 | 47000 | 33600 | 71.49% | 2 | 0 | 10 |  |  |  |  | R-32 | 3.7917 | Residential & Commercial | USHP | Ducted CEE Tier 1
216734909 | Central HP <5.4 tons | BRYANT HEATING AND COOLING SYSTEMS | HRCU-A-CB (Split System: Heat Pump with Remote Outdoor Unit-Air-Source) | 37MUHAQ24AA3 |  |  | CAA**3717AM* | 8(0,1)*SB42045M17*** | 22800 | 15.5 | 8.1 | 20800 | 18500 | 88.94% | 1.9 | 0 | 11 |  |  |  |  | R-454B | 1.9 | Residential & Commercial | USHP | Ducted CEE Tier 1
216734979 | Central HP <5.4 tons | BRYANT HEATING AND COOLING SYSTEMS | HRCU-A-CB (Split System: Heat Pump with Remote Outdoor Unit-Air-Source) | 37MUHAQ24AA3 |  |  | CAA**3717AM* | 82*SB48070V17*** | 23200 | 16.5 | 8.5 | 21000 | 18600 | 88.57% | 1.96 | 0 | 11 |  |  |  |  | R-454B | 1.9333 | Residential & Commercial | USHP | Ducted CEE Tier 1
210470659 | Central HP <5.4 tons | TEMPSTAR | HRCU-A-CB (Split System: Heat Pump with Remote Outdoor Unit-Air-Source) | TVH837GKA2* |  |  | EA*4X61L24A*+WALLCON | *97CMN0602120A* | 33000 | 17.5 | 8.5 | 32400 | 25200 | 77.78% | 1.98 | 0 | 11.7 |  |  |  |  | R-410A | 2.75 | Residential & Commercial | USHP | Ducted CEE Tier 1
210470918 | Central HP <5.4 tons | TEMPSTAR | HRCU-A-CB (Split System: Heat Pump with Remote Outdoor Unit-Air-Source) | TVH837GKA2* |  |  | EN(A,D,W)4X60L24**+WALLCON | *80CTL0902120A* | 32800 | 18 | 8.1 | 32200 | 24800 | 77.02% | 1.98 | 0 | 12 |  |  |  |  | R-410A | 2.7333 | Residential & Commercial | USHP | Ducted CEE Tier 1
215934935 | Central HP <5.4 tons | BRYANT HEATING AND COOLING SYSTEMS | HRCU-A-CB (Split System: Heat Pump with Remote Outdoor Unit-Air-Source) | 293VAN036**AA* |  |  | CVAMA4421XMA*+UI | 986TD42080C17*** | 35400 | 21.5 | 8.5 | 38500 | 28800 | 74.81% | 2.02 | 0 | 12 |  |  |  |  | R-454B | 2.95 | Residential & Commercial | USHP | Ducted CEE Tier 1
216676627 | Central HP <5.4 tons | COMFORTMAKER | HRCU-A-CB (Split System: Heat Pump with Remote Outdoor Unit-Air-Source) | D5CURAH24AAK |  |  | ESH5X36M12A* | *80MS(N,L)1102120A* | 23800 | 15.2 | 8.5 | 23600 | 19200 | 81.36% | 1.94 | 0 | 9.8 |  |  |  |  | R-454B | 1.9833 | Residential & Commercial | USHP
215488085 | Central HP <5.4 tons | GOODMAN | HRCU-A-CB (Split System: Heat Pump with Remote Outdoor Unit-Air-Source) | GZV7SA4210A* |  |  | CA*EA6030*3A* | G*VC961005CNB* | 40500 | 16.5 | 8.8 | 41000 | 31000 | 75.61% | 2 | 0 | 10 |  |  |  |  | R-32 | 3.375 | Residential & Commercial | USHP | Ducted CEE Tier 1
216735322 | Central HP <5.4 tons | AIRQUEST | HRCU-A-CB (Split System: Heat Pump with Remote Outdoor Unit-Air-Source) | D5CUHAH24AAK |  |  | EA*5X37M17A* | *96VTN0401712B* | 22800 | 16 | 8.5 | 20800 | 18600 | 89.42% | 1.96 | 0 | 10.5 |  |  |  |  | R-454B | 1.9 | Residential & Commercial | USHP | Ducted CEE Tier 1
216735843 | Central HP <5.4 tons | AIRQUEST | HRCU-A-CB (Split System: Heat Pump with Remote Outdoor Unit-Air-Source) | D5CUHAH24AAK |  |  | EA*5X37M21A* | *96MSN1002120A* | 23400 | 16 | 8.5 | 20800 | 18500 | 88.94% | 1.98 | 0 | 11 |  |  |  |  | R-454B | 1.95 | Residential & Commercial | USHP | Ducted CEE Tier 1
216736345 | Central HP <5.4 tons | AIRQUEST | HRCU-A-CB (Split System: Heat Pump with Remote Outdoor Unit-Air-Source) | D5CUHAH24AAK |  |  | ESH5X24M12A* | *80MSU0601716A* | 22600 | 16 | 8.1 | 21200 | 19000 | 89.62% | 1.85 | 0 | 10.5 |  |  |  |  | R-454B | 1.8833 | Residential & Commercial | USHP | Ducted CEE Tier 1
216736745 | Central HP <5.4 tons | AIRQUEST | HRCU-A-CB (Split System: Heat Pump with Remote Outdoor Unit-Air-Source) | D5CUHAH24AAK |  |  | ESH5X24M12A* | *95MSU0601716A* | 22600 | 15.5 | 8.1 | 21200 | 19100 | 90.09% | 1.85 | 0 | 10.5 |  |  |  |  | R-454B | 1.8833 | Residential & Commercial | USHP | Ducted CEE Tier 1
216736777 | Central HP <5.4 tons | AIRQUEST | HRCU-A-CB (Split System: Heat Pump with Remote Outdoor Unit-Air-Source) | D5CUHAH24AAK |  |  | ESH5X24M12A* | *95MSU1002122A* | 22600 | 16 | 8.1 | 21200 | 19100 | 90.09% | 1.85 | 0 | 10.5 |  |  |  |  | R-454B | 1.8833 | Residential & Commercial | USHP | Ducted CEE Tier 1
213772737 | Central HP <5.4 tons | HEIL | HRCU-A-CB (Split System: Heat Pump with Remote Outdoor Unit-Air-Source) | HVH825GKA3* |  |  | EA*4X25L17A*+WALLCON | *80CTL0701716B* | 24400 | 16.5 | 8.1 | 21200 | 16700 | 78.77% | 2 | 0 | 10.5 |  |  |  |  | R-410A | 2.0333 | Residential & Commercial | USHP | Ducted CEE Tier 1
213772887 | Central HP <5.4 tons | HEIL | HRCU-A-CB (Split System: Heat Pump with Remote Outdoor Unit-Air-Source) | HVH825GKA3* |  |  | EA*4X30L17A*+WALLCON | *97CMN0601714B* | 23200 | 16 | 8.1 | 21600 | 16800 | 77.78% | 1.9 | 0 | 10.5 |  |  |  |  | R-410A | 1.9333 | Residential & Commercial | USHP | Ducted CEE Tier 1
216453246 | Central HP <5.4 tons | AMERICAN STANDARD | HRCU-A-CB (Split System: Heat Pump with Remote Outdoor Unit-Air-Source) | 5A6V0X60A1 |  |  | 5PX*DD10AS3 | S8V2D120M5PCB | 52000 | 18.2 | 9 | 54000 | 38000 | 70.37% | 2 | 0 | 10 |  |  |  |  | R-454B | 4.3333 | Residential & Commercial | USHP | Ducted CEE Tier 1
204456368 | Central HP <5.4 tons | COMFORTMAKER | HRCU-A-CB (Split System: Heat Pump with Remote Outdoor Unit-Air-Source) | CVH825GKA2* |  |  | EA*4X24L17A*+WALLCON | *80CTL0451712A* | 23200 | 16 | 8.1 | 22000 | 16900 | 76.82% | 1.88 | 11 | 10.5 |  |  |  |  | R-410A | 1.9333 | Residential & Commercial | USHP | Ducted CEE Tier 1
211264696 | Central HP <5.4 tons | COMFORTMAKER | HRCU-A-CB (Split System: Heat Pump with Remote Outdoor Unit-Air-Source) | DLCURAH18ABK |  |  | EN(A,D)4X30L17** | OLV098A12* | 18200 | 15.5 | 8.5 | 18800 | 18400 | 97.87% | 2.2 | 0 | 11 |  |  |  |  | R-410A | 1.5167 | Residential & Commercial | USHP | Ducted CEE Tier 1
211265037 | Central HP <5.4 tons | COMFORTMAKER | HRCU-A-CB (Split System: Heat Pump with Remote Outdoor Unit-Air-Source) | DLCURAH18ABK |  |  | FVM4X24***L | 0 | 18100 | 16.5 | 8.5 | 18500 | 18000 | 97.3% | 2.18 | 0 | 11 |  |  |  |  | R-410A | 1.5083 | Residential & Commercial | USHP | Ducted CEE Tier 1
204456629 | Central HP <5.4 tons | COMFORTMAKER | HRCU-A-CB (Split System: Heat Pump with Remote Outdoor Unit-Air-Source) | CVH825GKA2* |  |  | EA*4X36L17A*+WALLCON | *97CMN0601714A* | 23400 | 16 | 8.1 | 21600 | 16800 | 77.78% | 1.92 | 11 | 10.5 |  |  |  |  | R-410A | 1.95 | Residential & Commercial | USHP | Ducted CEE Tier 1
204456638 | Central HP <5.4 tons | COMFORTMAKER | HRCU-A-CB (Split System: Heat Pump with Remote Outdoor Unit-Air-Source) | CVH825GKA2* |  |  | EA*4X36L17A*+WALLCON | *97CMN0801714A* | 23400 | 16.5 | 8.1 | 21600 | 16700 | 77.31% | 1.92 | 11 | 10.5 |  |  |  |  | R-410A | 1.95 | Residential & Commercial | USHP | Ducted CEE Tier 1
215488102 | Central HP <5.4 tons | GOODMAN | HRCU-A-CB (Split System: Heat Pump with Remote Outdoor Unit-Air-Source) | GZV7SA4210A* |  |  | CHPEA6030*3A* | G*VC800805D*A* | 40500 | 17 | 8.6 | 41000 | 31000 | 75.61% | 2 | 0 | 10 |  |  |  |  | R-32 | 3.375 | Residential & Commercial | USHP | Ducted CEE Tier 1
210474238 | Central HP <5.4 tons | TEMPSTAR | HRCU-A-CB (Split System: Heat Pump with Remote Outdoor Unit-Air-Source) | TVH825GKA3* |  |  | EHD4X42AAL+WALLCON | *95CSU0802120A* | 24200 | 16 | 8.1 | 21400 | 16600 | 77.57% | 2 | 0 | 11 |  |  |  |  | R-410A | 2.0167 | Residential & Commercial | USHP | Ducted CEE Tier 1
204300074 | Central HP <5.4 tons | COMFORTMAKER | HRCU-A-CB (Split System: Heat Pump with Remote Outdoor Unit-Air-Source) | CVH837GKA** |  |  | EHD4X36AAL+WALLCON | *80CTL0902120A* | 32200 | 16.5 | 8.1 | 33200 | 24800 | 74.7% | 1.92 | 11.5 | 11 |  |  |  |  | R-410A | 2.6833 | Residential & Commercial | USHP | Ducted CEE Tier 1
210474076 | Central HP <5.4 tons | DAY & NIGHT | HRCU-A-CB (Split System: Heat Pump with Remote Outdoor Unit-Air-Source) | CVH825GKA3* |  |  | EN(A,D)4X48L24**+WALLCON | *95CSU1002122A* | 24200 | 17 | 8.1 | 21200 | 16600 | 78.3% | 2.02 | 0 | 11.5 |  |  |  |  | R-410A | 2.0167 | Residential & Commercial | USHP | Ducted CEE Tier 1
213773547 | Central HP <5.4 tons | HEIL | HRCU-A-CB (Split System: Heat Pump with Remote Outdoor Unit-Air-Source) | HVH825GKA3* |  |  | EA*4X42L24A*+WALLCON | *96CTN1002122B* | 23800 | 16.5 | 8.1 | 21400 | 16600 | 77.57% | 1.96 | 0 | 11 |  |  |  |  | R-410A | 1.9833 | Residential & Commercial | USHP | Ducted CEE Tier 1
213773197 | Central HP <5.4 tons | HEIL | HRCU-A-CB (Split System: Heat Pump with Remote Outdoor Unit-Air-Source) | HVH825GKA3* |  |  | EA*4X37L17A*+WALLCON | *95CSU0601716B* | 24200 | 16.5 | 8.1 | 21400 | 16700 | 78.04% | 1.98 | 0 | 10.5 |  |  |  |  | R-410A | 2.0167 | Residential & Commercial | USHP | Ducted CEE Tier 1
215935976 | Central HP <5.4 tons | HEIL | HRCU-A-CB (Split System: Heat Pump with Remote Outdoor Unit-Air-Source) | H5H3V36*K*AAA* |  |  | EVD5X42M21A*+WALLCON | *80CTL0451712B* | 34000 | 20 | 8.5 | 39500 | 29000 | 73.42% | 2.02 | 0 | 11 |  |  |  |  | R-454B | 2.8333 | Residential & Commercial | USHP | Ducted CEE Tier 1
215936026 | Central HP <5.4 tons | HEIL | HRCU-A-CB (Split System: Heat Pump with Remote Outdoor Unit-Air-Source) | H5H3V36*K*AAA* |  |  | EVD5X42M21A*+WALLCON | *80CTL1102120B* | 34400 | 21 | 8.5 | 38500 | 28000 | 72.73% | 2.04 | 0 | 12 |  |  |  |  | R-454B | 2.8667 | Residential & Commercial | USHP | Ducted CEE Tier 1
215936846 | Central HP <5.4 tons | HEIL | HRCU-A-CB (Split System: Heat Pump with Remote Outdoor Unit-Air-Source) | H5H3V36*K*AAA* |  |  | EVD5X60M24A*+WALLCON | *96CTN1002122B* | 35600 | 22 | 8.5 | 38000 | 28400 | 74.74% | 2.04 | 0 | 12.5 |  |  |  |  | R-454B | 2.9667 | Residential & Commercial | USHP | Ducted CEE Tier 1
215936876 | Central HP <5.4 tons | HEIL | HRCU-A-CB (Split System: Heat Pump with Remote Outdoor Unit-Air-Source) | H5H3V36*K*AAA* |  |  | EVD5X61M21A*+WALLCON | *80CTL0701716B* | 35800 | 22 | 9 | 38000 | 28600 | 75.26% | 2.06 | 0 | 12 |  |  |  |  | R-454B | 2.9833 | Residential & Commercial | USHP | Ducted CEE Tier 1
215488155 | Central HP <5.4 tons | GOODMAN | HRCU-A-CB (Split System: Heat Pump with Remote Outdoor Unit-Air-Source) | GZV6SA1810A* |  |  | CHPEA2422*3A* | G*VC800604B*A* | 17000 | 19 | 8.8 | 16800 | 13000 | 77.38% | 2.1 | 0 | 12 |  |  |  |  | R-32 | 1.4167 | Residential & Commercial | USHP | Ducted CEE Tier 1
211263762 | Central HP <5.4 tons | COMFORTMAKER | HRCU-A-CB (Split System: Heat Pump with Remote Outdoor Unit-Air-Source) | DLCURAH18ABK |  |  | EN(A,D)4X30L14** | *95ESN0261410A* | 18100 | 15.5 | 8.5 | 18800 | 18400 | 97.87% | 2.2 | 0 | 11 |  |  |  |  | R-410A | 1.5083 | Residential & Commercial | USHP | Ducted CEE Tier 1
213773807 | Central HP <5.4 tons | HEIL | HRCU-A-CB (Split System: Heat Pump with Remote Outdoor Unit-Air-Source) | HVH825GKA3* |  |  | EA*4X48L24A*+WALLCON | *80CTL0902120B* | 24200 | 17 | 8.1 | 21000 | 16500 | 78.57% | 2.02 | 0 | 11 |  |  |  |  | R-410A | 2.0167 | Residential & Commercial | USHP | Ducted CEE Tier 1
215674516 | Central HP <5.4 tons | HEIL | HRCU-A-CB (Split System: Heat Pump with Remote Outdoor Unit-Air-Source) | H5H0V48*K*AAA* |  |  | EA*5X61M24A*+WALLCON | *95CSU0802120B* | 46000 | 17.5 | 9 | 48000 | 33800 | 70.42% | 2.08 | 0 | 10 |  |  |  |  | R-454B | 3.8333 | Residential & Commercial | USHP | Ducted CEE Tier 1
210470538 | Central HP <5.4 tons | TEMPSTAR | HRCU-A-CB (Split System: Heat Pump with Remote Outdoor Unit-Air-Source) | TVH837GKA2* |  |  | EA*4X61L24A*+WALLCON | *95CSU1002122A* | 33200 | 18 | 8.5 | 32000 | 24800 | 77.5% | 2.02 | 0 | 11.5 |  |  |  |  | R-410A | 2.7667 | Residential & Commercial | USHP | Ducted CEE Tier 1
211229255 | Central HP <5.4 tons | TEMPSTAR | HRCU-A-CB (Split System: Heat Pump with Remote Outdoor Unit-Air-Source) | DLCURAH36ABK |  |  | EA*4X48L24A* | *80ES(N,L)0702116A* | 35800 | 16.5 | 8.5 | 37800 | 34600 | 91.53% | 2.04 | 0 | 10 |  |  |  |  | R-410A | 2.9833 | Residential & Commercial | USHP | Ducted CEE Tier 1
211229366 | Central HP <5.4 tons | TEMPSTAR | HRCU-A-CB (Split System: Heat Pump with Remote Outdoor Unit-Air-Source) | DLCURAH36ABK |  |  | EA*4X48L24A* | *80VSL0902420A* | 35800 | 16.5 | 8.5 | 37800 | 34600 | 91.53% | 2.04 | 0 | 10 |  |  |  |  | R-410A | 2.9833 | Residential & Commercial | USHP | Ducted CEE Tier 1
211260546 | Central HP <5.4 tons | BRYANT HEATING AND COOLING SYSTEMS | HRCU-A-CB (Split System: Heat Pump with Remote Outdoor Unit-Air-Source) | 38MURAQ18AB3* |  |  | CAP**2417AL* | 8(0,1)*SA36045E17*** | 18500 | 15.5 | 9 | 19400 | 18600 | 95.88% | 2.24 | 0 | 10.5 |  |  |  |  | R-410A | 1.5417 | Residential & Commercial | USHP | Ducted CEE Tier 1
211261364 | Central HP <5.4 tons | BRYANT HEATING AND COOLING SYSTEMS | HRCU-A-CB (Split System: Heat Pump with Remote Outdoor Unit-Air-Source) | 38MURAQ18AB3* |  |  | CAP**3014AL* | 926TB30040V14*** | 17500 | 16 | 8.5 | 18100 | 18600 | 102.8% | 2.24 | 0 | 10.5 |  |  |  |  | R-410A | 1.4583 | Residential & Commercial | USHP | Ducted CEE Tier 1
211261781 | Central HP <5.4 tons | BRYANT HEATING AND COOLING SYSTEMS | HRCU-A-CB (Split System: Heat Pump with Remote Outdoor Unit-Air-Source) | 38MURAQ18AB3* |  |  | CAP**3017AL* | 82*TA48090V17*** | 17800 | 16.5 | 8.5 | 18300 | 18500 | 101.1% | 2.22 | 0 | 10.5 |  |  |  |  | R-410A | 1.4833 | Residential & Commercial | USHP | Ducted CEE Tier 1
215937986 | Central HP <5.4 tons | HEIL | HRCU-A-CB (Split System: Heat Pump with Remote Outdoor Unit-Air-Source) | H5H3V48*K*AAA* |  |  | EVD5X48M24A*+WALLCON | *96CTN1202422B* | 45000 | 20.5 | 8.1 | 52000 | 38000 | 73.08% | 1.9 | 0 | 11 |  |  |  |  | R-454B | 3.75 | Residential & Commercial | USHP | Ducted CEE Tier 1
204456611 | Central HP <5.4 tons | COMFORTMAKER | HRCU-A-CB (Split System: Heat Pump with Remote Outdoor Unit-Air-Source) | CVH825GKA2* |  |  | EA*4X36L17A*+WALLCON | *96CTN0601714A* | 23400 | 16 | 8.1 | 21600 | 16800 | 77.78% | 1.92 | 11 | 10.5 |  |  |  |  | R-410A | 1.95 | Residential & Commercial | USHP | Ducted CEE Tier 1
205750634 | Central HP <5.4 tons | COMFORTMAKER | HRCU-A-CB (Split System: Heat Pump with Remote Outdoor Unit-Air-Source) | CVH825GKA2* |  |  | EA*4X37L21A*+WALLCON | *80CTL0451712A* | 24200 | 16.5 | 8.1 | 21200 | 16700 | 78.77% | 2 | 11 | 11 |  |  |  |  | R-410A | 2.0167 | Residential & Commercial | USHP | Ducted CEE Tier 1
211228888 | Central HP <5.4 tons | TEMPSTAR | HRCU-A-CB (Split System: Heat Pump with Remote Outdoor Unit-Air-Source) | DLCURAH36ABK |  |  | EA*4X48L21A* | *80ESU0802120A | 37400 | 15.5 | 8.5 | 38500 | 35000 | 90.91% | 2.14 | 0 | 10 |  |  |  |  | R-410A | 3.1167 | Residential & Commercial | USHP | Ducted CEE Tier 1
211229022 | Central HP <5.4 tons | TEMPSTAR | HRCU-A-CB (Split System: Heat Pump with Remote Outdoor Unit-Air-Source) | DLCURAH36ABK |  |  | EA*4X48L21A* | *95ESN0601714A* | 35400 | 15.5 | 8.1 | 38500 | 34800 | 90.39% | 2.02 | 0 | 9.5 |  |  |  |  | R-410A | 2.95 | Residential & Commercial | USHP
211229279 | Central HP <5.4 tons | TEMPSTAR | HRCU-A-CB (Split System: Heat Pump with Remote Outdoor Unit-Air-Source) | DLCURAH36ABK |  |  | EA*4X48L24A* | *80ES(N,L)0902120A* | 36600 | 16 | 8.5 | 38500 | 34800 | 90.39% | 2.08 | 0 | 10 |  |  |  |  | R-410A | 3.05 | Residential & Commercial | USHP | Ducted CEE Tier 1
211227327 | Central HP <5.4 tons | TEMPSTAR | HRCU-A-CB (Split System: Heat Pump with Remote Outdoor Unit-Air-Source) | DLCURAH36ABK |  |  | EA*4X42L21A* | *80ES(N,L)0702116A* | 35200 | 16 | 8.1 | 38500 | 35000 | 90.91% | 1.88 | 0 | 9.5 |  |  |  |  | R-410A | 2.9333 | Residential & Commercial | USHP
211227627 | Central HP <5.4 tons | TEMPSTAR | HRCU-A-CB (Split System: Heat Pump with Remote Outdoor Unit-Air-Source) | DLCURAH36ABK |  |  | EA*4X42L21A* | *96VSN1002120A* | 35600 | 16 | 8.1 | 38500 | 35000 | 90.91% | 1.88 | 0 | 10 |  |  |  |  | R-410A | 2.9667 | Residential & Commercial | USHP | Ducted CEE Tier 1
211229590 | Central HP <5.4 tons | TEMPSTAR | HRCU-A-CB (Split System: Heat Pump with Remote Outdoor Unit-Air-Source) | DLCURAH36ABK |  |  | EA*4X48L24A* | *95ESU1002122A* | 37200 | 15.5 | 8.5 | 38500 | 35000 | 90.91% | 2.12 | 0 | 10 |  |  |  |  | R-410A | 3.1 | Residential & Commercial | USHP | Ducted CEE Tier 1
211227570 | Central HP <5.4 tons | TEMPSTAR | HRCU-A-CB (Split System: Heat Pump with Remote Outdoor Unit-Air-Source) | DLCURAH36ABK |  |  | EA*4X42L21A* | *95ESN0601714A* | 35000 | 15.5 | 8.1 | 38500 | 35000 | 90.91% | 1.86 | 0 | 9.5 |  |  |  |  | R-410A | 2.9167 | Residential & Commercial | USHP
216734249 | Central HP <5.4 tons | HEIL | HRCU-A-CB (Split System: Heat Pump with Remote Outdoor Unit-Air-Source) | D5CUHAH24AAK |  |  | EA*5X30M17A* | *96VTN0401712B* | 22000 | 15.5 | 8.1 | 20800 | 18800 | 90.38% | 1.9 | 0 | 10.5 |  |  |  |  | R-454B | 1.8333 | Residential & Commercial | USHP | Ducted CEE Tier 1
216733411 | Central HP <5.4 tons | DAY & NIGHT | HRCU-A-CB (Split System: Heat Pump with Remote Outdoor Unit-Air-Source) | D5CUHAH24AAK |  |  | EA*5X25M17A* | *92MSN0801716A* | 22800 | 16.5 | 8.5 | 20600 | 18300 | 88.83% | 1.98 | 0 | 11 |  |  |  |  | R-454B | 1.9 | Residential & Commercial | USHP | Ducted CEE Tier 1
215936866 | Central HP <5.4 tons | HEIL | HRCU-A-CB (Split System: Heat Pump with Remote Outdoor Unit-Air-Source) | H5H3V36*K*AAA* |  |  | EVD5X61M21A*+WALLCON | *80CTL0451712B* | 35400 | 21 | 8.5 | 38500 | 29000 | 75.32% | 2.02 | 0 | 11.7 |  |  |  |  | R-454B | 2.95 | Residential & Commercial | USHP | Ducted CEE Tier 1
206133359 | Central HP <5.4 tons | COMFORTMAKER | HRCU-A-CB (Split System: Heat Pump with Remote Outdoor Unit-Air-Source) | CVH825GKA2* |  |  | EA*4X36L17A*+WALLCON | *80CSU0401712A* | 23600 | 16.5 | 8.1 | 21400 | 16600 | 77.57% | 1.94 | 11 | 10.5 |  |  |  |  | R-410A | 1.9667 | Residential & Commercial | USHP | Ducted CEE Tier 1
206133439 | Central HP <5.4 tons | COMFORTMAKER | HRCU-A-CB (Split System: Heat Pump with Remote Outdoor Unit-Air-Source) | CVH825GKA2* |  |  | EA*4X37L21A*+WALLCON | *80CSU0401712A* | 24400 | 17 | 8.5 | 21200 | 16600 | 78.3% | 2.04 | 11.5 | 11 |  |  |  |  | R-410A | 2.0333 | Residential & Commercial | USHP | Ducted CEE Tier 1
215932895 | Central HP <5.4 tons | BRYANT HEATING AND COOLING SYSTEMS | HRCU-A-CB (Split System: Heat Pump with Remote Outdoor Unit-Air-Source) | 293VAN036**AA* |  |  | CAA**6124AM*+UI | 935CB66100C21*** | 34600 | 20.5 | 9.5 | 34200 | 25800 | 75.44% | 2.06 | 0 | 12 |  |  |  |  | R-454B | 2.8833 | Residential & Commercial | USHP | Ducted CEE Tier 1
204456539 | Central HP <5.4 tons | COMFORTMAKER | HRCU-A-CB (Split System: Heat Pump with Remote Outdoor Unit-Air-Source) | CVH825GKA2* |  |  | EA*4X30L17A*+WALLCON | *96CTN0601714A* | 23400 | 16 | 8.1 | 21600 | 16800 | 77.78% | 1.9 | 11 | 10.5 |  |  |  |  | R-410A | 1.95 | Residential & Commercial | USHP | Ducted CEE Tier 1
204456575 | Central HP <5.4 tons | COMFORTMAKER | HRCU-A-CB (Split System: Heat Pump with Remote Outdoor Unit-Air-Source) | CVH825GKA2* |  |  | EA*4X30L17A*+WALLCON | *80CTL0701412A* | 23600 | 17 | 8.1 | 21600 | 16600 | 76.85% | 1.92 | 11.5 | 11 |  |  |  |  | R-410A | 1.9667 | Residential & Commercial | USHP | Ducted CEE Tier 1
204456593 | Central HP <5.4 tons | COMFORTMAKER | HRCU-A-CB (Split System: Heat Pump with Remote Outdoor Unit-Air-Source) | CVH825GKA2* |  |  | EA*4X36L17A*+WALLCON | *80CTL0451712A* | 23400 | 16 | 8.1 | 21600 | 16800 | 77.78% | 1.92 | 11 | 10.5 |  |  |  |  | R-410A | 1.95 | Residential & Commercial | USHP | Ducted CEE Tier 1
211242140 | Central HP <5.4 tons | TEMPSTAR | HRCU-A-CB (Split System: Heat Pump with Remote Outdoor Unit-Air-Source) | DLCURAH24ABK |  |  | EA*4X36L17A* | *92ESN0601714A* | 24400 | 17 | 8.5 | 26200 | 22400 | 85.5% | 1.86 | 0 | 10 |  |  |  |  | R-410A | 2.0333 | Residential & Commercial | USHP | Ducted CEE Tier 1
211242799 | Central HP <5.4 tons | TEMPSTAR | HRCU-A-CB (Split System: Heat Pump with Remote Outdoor Unit-Air-Source) | DLCURAH24ABK |  |  | EA*4X37L17A* | *96VSN0401712A* | 24600 | 15.5 | 8.5 | 25800 | 21600 | 83.72% | 1.78 | 0 | 10 |  |  |  |  | R-410A | 2.05 | Residential & Commercial | USHP | Ducted CEE Tier 1
211242817 | Central HP <5.4 tons | TEMPSTAR | HRCU-A-CB (Split System: Heat Pump with Remote Outdoor Unit-Air-Source) | DLCURAH24ABK |  |  | EA*4X37L17A* | *96VSN0801716A* | 24600 | 16.5 | 8.5 | 25600 | 21400 | 83.59% | 1.8 | 0 | 10 |  |  |  |  | R-410A | 2.05 | Residential & Commercial | USHP | Ducted CEE Tier 1
211242951 | Central HP <5.4 tons | TEMPSTAR | HRCU-A-CB (Split System: Heat Pump with Remote Outdoor Unit-Air-Source) | DLCURAH24ABK |  |  | EA*4X37L17A* | *95ESN0401410A* | 24800 | 15.2 | 8.5 | 26200 | 21200 | 80.92% | 1.76 | 0 | 10 |  |  |  |  | R-410A | 2.0667 | Residential & Commercial | USHP | Ducted CEE Tier 1
211242465 | Central HP <5.4 tons | TEMPSTAR | HRCU-A-CB (Split System: Heat Pump with Remote Outdoor Unit-Air-Source) | DLCURAH24ABK |  |  | EA*4X36L21A* | *96VTN0401712A* | 23400 | 16 | 8.5 | 25800 | 23600 | 91.47% | 1.94 | 0 | 10 |  |  |  |  | R-410A | 1.95 | Residential & Commercial | USHP | Ducted CEE Tier 1
213772487 | Central HP <5.4 tons | HEIL | HRCU-A-CB (Split System: Heat Pump with Remote Outdoor Unit-Air-Source) | HVH825GKA2* |  |  | EHD4X48AAL+WALLCON | *80CTL1352422B* | 24200 | 16 | 8.1 | 21200 | 16600 | 78.3% | 2.02 | 0 | 11 |  |  |  |  | R-410A | 2.0167 | Residential & Commercial | USHP | Ducted CEE Tier 1
210474513 | Central HP <5.4 tons | TEMPSTAR | HRCU-A-CB (Split System: Heat Pump with Remote Outdoor Unit-Air-Source) | TVH825GKA3* |  |  | EHD4X48AAL+WALLCON | *80CTL0451712A* | 24200 | 16 | 8.1 | 21400 | 16700 | 78.04% | 2 | 0 | 10.5 |  |  |  |  | R-410A | 2.0167 | Residential & Commercial | USHP | Ducted CEE Tier 1
215935145 | Central HP <5.4 tons | BRYANT HEATING AND COOLING SYSTEMS | HRCU-A-CB (Split System: Heat Pump with Remote Outdoor Unit-Air-Source) | 293VAN036**AA* |  |  | CVAMA6021XMA*+UI | 83*CA36040C17*** | 35600 | 22 | 8.5 | 38000 | 28800 | 75.79% | 2.02 | 0 | 12 |  |  |  |  | R-454B | 2.9667 | Residential & Commercial | USHP | Ducted CEE Tier 1
211228700 | Central HP <5.4 tons | TEMPSTAR | HRCU-A-CB (Split System: Heat Pump with Remote Outdoor Unit-Air-Source) | DLCURAH36ABK |  |  | EA*4X43L21A* | OMV112K14A | 36200 | 15.5 | 8.5 | 38500 | 34800 | 90.39% | 2.06 | 0 | 10 |  |  |  |  | R-410A | 3.0167 | Residential & Commercial | USHP | Ducted CEE Tier 1
211228899 | Central HP <5.4 tons | TEMPSTAR | HRCU-A-CB (Split System: Heat Pump with Remote Outdoor Unit-Air-Source) | DLCURAH36ABK |  |  | EA*4X48L21A* | *80ESU1002120A* | 36000 | 16 | 8.5 | 38500 | 34600 | 89.87% | 2.06 | 0 | 10 |  |  |  |  | R-410A | 3 | Residential & Commercial | USHP | Ducted CEE Tier 1
211228932 | Central HP <5.4 tons | TEMPSTAR | HRCU-A-CB (Split System: Heat Pump with Remote Outdoor Unit-Air-Source) | DLCURAH36ABK |  |  | EA*4X48L21A* | *80VTL1102122A* | 36800 | 16 | 8.5 | 38500 | 34800 | 90.39% | 2.1 | 0 | 10 |  |  |  |  | R-410A | 3.0667 | Residential & Commercial | USHP | Ducted CEE Tier 1
211229033 | Central HP <5.4 tons | TEMPSTAR | HRCU-A-CB (Split System: Heat Pump with Remote Outdoor Unit-Air-Source) | DLCURAH36ABK |  |  | EA*4X48L21A* | *95ESN0801716A* | 35400 | 15.5 | 8.1 | 37800 | 34800 | 92.06% | 2.02 | 0 | 9.5 |  |  |  |  | R-410A | 2.95 | Residential & Commercial | USHP
216734437 | Central HP <5.4 tons | BRYANT HEATING AND COOLING SYSTEMS | HRCU-A-CB (Split System: Heat Pump with Remote Outdoor Unit-Air-Source) | 37MUHAQ24AA3 |  |  | CAA**3617AM* | 82*SB48070V17*** | 22200 | 16.5 | 8.1 | 20800 | 18700 | 89.9% | 1.85 | 0 | 10.5 |  |  |  |  | R-454B | 1.85 | Residential & Commercial | USHP | Ducted CEE Tier 1
216734338 | Central HP <5.4 tons | BRYANT HEATING AND COOLING SYSTEMS | HRCU-A-CB (Split System: Heat Pump with Remote Outdoor Unit-Air-Source) | 37MUHAQ24AA3 |  |  | CAA**3617AM* | 83*CA36040C17*** | 23000 | 17 | 8.5 | 21200 | 18900 | 89.15% | 1.94 | 0 | 11 |  |  |  |  | R-454B | 1.9167 | Residential & Commercial | USHP | Ducted CEE Tier 1
211228118 | Central HP <5.4 tons | TEMPSTAR | HRCU-A-CB (Split System: Heat Pump with Remote Outdoor Unit-Air-Source) | DLCURAH36ABK |  |  | EA*4X42L24A* | *96VTN0802120A* | 35000 | 16 | 8.1 | 38500 | 35000 | 90.91% | 1.86 | 0 | 9.5 |  |  |  |  | R-410A | 2.9167 | Residential & Commercial | USHP
211229065 | Central HP <5.4 tons | TEMPSTAR | HRCU-A-CB (Split System: Heat Pump with Remote Outdoor Unit-Air-Source) | DLCURAH36ABK |  |  | EA*4X48L21A* | *95ESN1002122A* | 37200 | 15.5 | 8.5 | 38500 | 35000 | 90.91% | 2.12 | 0 | 10 |  |  |  |  | R-410A | 3.1 | Residential & Commercial | USHP | Ducted CEE Tier 1
211229172 | Central HP <5.4 tons | TEMPSTAR | HRCU-A-CB (Split System: Heat Pump with Remote Outdoor Unit-Air-Source) | DLCURAH36ABK |  |  | EA*4X48L21A* | *96VTN0802120A* | 35400 | 16 | 8.1 | 37800 | 34600 | 91.53% | 2.02 | 0 | 10 |  |  |  |  | R-410A | 2.95 | Residential & Commercial | USHP | Ducted CEE Tier 1
211229315 | Central HP <5.4 tons | TEMPSTAR | HRCU-A-CB (Split System: Heat Pump with Remote Outdoor Unit-Air-Source) | DLCURAH36ABK |  |  | EA*4X48L24A* | *80ES(N,L)1102420A* | 35800 | 16.5 | 8.5 | 37800 | 34600 | 91.53% | 2.06 | 0 | 10 |  |  |  |  | R-410A | 2.9833 | Residential & Commercial | USHP | Ducted CEE Tier 1
211245825 | Central HP <5.4 tons | TEMPSTAR | HRCU-A-CB (Split System: Heat Pump with Remote Outdoor Unit-Air-Source) | DLCURAH24ABK |  |  | FEM4X30**BL | 0 | 24000 | 17 | 8.5 | 26200 | 23400 | 89.31% | 1.94 | 0 | 10 |  |  |  |  | R-410A | 2 | Residential & Commercial | USHP | Ducted CEE Tier 1
210472851 | Central HP <5.4 tons | TEMPSTAR | HRCU-A-CB (Split System: Heat Pump with Remote Outdoor Unit-Air-Source) | TVH825GKA3* |  |  | EA*4X42L21A*+WALLCON | *80CSU0401712A* | 23800 | 17 | 8.1 | 21400 | 16600 | 77.57% | 1.96 | 0 | 11 |  |  |  |  | R-410A | 1.9833 | Residential & Commercial | USHP | Ducted CEE Tier 1
210472917 | Central HP <5.4 tons | TEMPSTAR | HRCU-A-CB (Split System: Heat Pump with Remote Outdoor Unit-Air-Source) | TVH825GKA3* |  |  | EA*4X42L21A*+WALLCON | *96CTN0801714A* | 23600 | 16.5 | 8.1 | 21400 | 16700 | 78.04% | 1.96 | 0 | 11 |  |  |  |  | R-410A | 1.9667 | Residential & Commercial | USHP | Ducted CEE Tier 1
215936896 | Central HP <5.4 tons | HEIL | HRCU-A-CB (Split System: Heat Pump with Remote Outdoor Unit-Air-Source) | H5H3V36*K*AAA* |  |  | EVD5X61M21A*+WALLCON | *97CMN0602120B* | 35600 | 21.5 | 8.5 | 38000 | 28600 | 75.26% | 1.98 | 0 | 12 |  |  |  |  | R-454B | 2.9667 | Residential & Commercial | USHP | Ducted CEE Tier 1
216732794 | Central HP <5.4 tons | HEIL | HRCU-A-CB (Split System: Heat Pump with Remote Outdoor Unit-Air-Source) | D5CUHAH24AAK |  |  | EA*5X24M17A* | *80CTL0701716B* | 22200 | 16 | 8.5 | 21200 | 19200 | 90.57% | 1.96 | 0 | 10.5 |  |  |  |  | R-454B | 1.85 | Residential & Commercial | USHP | Ducted CEE Tier 1
216732857 | Central HP <5.4 tons | HEIL | HRCU-A-CB (Split System: Heat Pump with Remote Outdoor Unit-Air-Source) | D5CUHAH24AAK |  |  | EA*5X24M17A* | *97CMN0801714B* | 21800 | 15.5 | 8.5 | 21000 | 19100 | 90.95% | 1.98 | 0 | 10.5 |  |  |  |  | R-454B | 1.8167 | Residential & Commercial | USHP | Ducted CEE Tier 1
213773297 | Central HP <5.4 tons | HEIL | HRCU-A-CB (Split System: Heat Pump with Remote Outdoor Unit-Air-Source) | HVH825GKA3* |  |  | EA*4X37L21A*+WALLCON | *80CTL1102120B* | 24400 | 17 | 8.1 | 21200 | 16600 | 78.3% | 2.02 | 0 | 11 |  |  |  |  | R-410A | 2.0333 | Residential & Commercial | USHP | Ducted CEE Tier 1
204299320 | Central HP <5.4 tons | COMFORTMAKER | HRCU-A-CB (Split System: Heat Pump with Remote Outdoor Unit-Air-Source) | CVH837GKA** |  |  | EA*4X48L21A*+WALLCON | *80CTL0901716A* | 32400 | 18 | 8.5 | 32600 | 24800 | 76.07% | 2 | 12 | 11.7 |  |  |  |  | R-410A | 2.7 | Residential & Commercial | USHP | Ducted CEE Tier 1
204299400 | Central HP <5.4 tons | COMFORTMAKER | HRCU-A-CB (Split System: Heat Pump with Remote Outdoor Unit-Air-Source) | CVH837GKA** |  |  | EA*4X48L24A*+WALLCON | *97CMN1002122A* | 32400 | 17.5 | 8.5 | 32600 | 24800 | 76.07% | 2 | 12 | 11.7 |  |  |  |  | R-410A | 2.7 | Residential & Commercial | USHP | Ducted CEE Tier 1
204299450 | Central HP <5.4 tons | COMFORTMAKER | HRCU-A-CB (Split System: Heat Pump with Remote Outdoor Unit-Air-Source) | CVH837GKA** |  |  | EA*4X48L24A*+WALLCON | *97CMN0602120A* | 32200 | 17 | 8.1 | 32800 | 25200 | 76.83% | 1.96 | 11.5 | 11 |  |  |  |  | R-410A | 2.6833 | Residential & Commercial | USHP | Ducted CEE Tier 1
215934055 | Central HP <5.4 tons | BRYANT HEATING AND COOLING SYSTEMS | HRCU-A-CB (Split System: Heat Pump with Remote Outdoor Unit-Air-Source) | 293VAN048**AA* |  |  | CAA**4821AM*+UI | 987MC42080C17*** | 42500 | 20 | 9.5 | 48500 | 36400 | 75.05% | 2 | 0 | 10.5 |  |  |  |  | R-454B | 3.5417 | Residential & Commercial | USHP | Ducted CEE Tier 1
210472939 | Central HP <5.4 tons | TEMPSTAR | HRCU-A-CB (Split System: Heat Pump with Remote Outdoor Unit-Air-Source) | TVH825GKA3* |  |  | EA*4X42L21A*+WALLCON | *97CMN0801714A* | 23600 | 16.5 | 8.1 | 21400 | 16700 | 78.04% | 1.96 | 0 | 11 |  |  |  |  | R-410A | 1.9667 | Residential & Commercial | USHP | Ducted CEE Tier 1
215933685 | Central HP <5.4 tons | BRYANT HEATING AND COOLING SYSTEMS | HRCU-A-CB (Split System: Heat Pump with Remote Outdoor Unit-Air-Source) | 293VAN036**AA* |  |  | CSAH*4812AM*+UI | 986TD30040C14*** | 32200 | 17.5 | 9 | 33800 | 26000 | 76.92% | 1.94 | 0 | 10.5 |  |  |  |  | R-454B | 2.6833 | Residential & Commercial | USHP | Ducted CEE Tier 1
215933935 | Central HP <5.4 tons | BRYANT HEATING AND COOLING SYSTEMS | HRCU-A-CB (Split System: Heat Pump with Remote Outdoor Unit-Air-Source) | 293VAN036**AA* |  |  | CSAH*6012AM*+UI | 986TD66100C21*** | 34200 | 19.5 | 9 | 34200 | 26000 | 76.02% | 1.94 | 0 | 11.7 |  |  |  |  | R-454B | 2.85 | Residential & Commercial | USHP | Ducted CEE Tier 1
215934105 | Central HP <5.4 tons | BRYANT HEATING AND COOLING SYSTEMS | HRCU-A-CB (Split System: Heat Pump with Remote Outdoor Unit-Air-Source) | 293VAN048**AA* |  |  | CAA**6024AM*+UI | 88*TB60110C21*** | 45000 | 21.5 | 9.5 | 48000 | 36200 | 75.42% | 2 | 0 | 11 |  |  |  |  | R-454B | 3.75 | Residential & Commercial | USHP | Ducted CEE Tier 1
215934135 | Central HP <5.4 tons | BRYANT HEATING AND COOLING SYSTEMS | HRCU-A-CB (Split System: Heat Pump with Remote Outdoor Unit-Air-Source) | 293VAN048**AA* |  |  | CAA**6121AM*+UI | 83*CA60100C21*** | 45000 | 21 | 9.5 | 48500 | 37000 | 76.29% | 2 | 0 | 11 |  |  |  |  | R-454B | 3.75 | Residential & Commercial | USHP | Ducted CEE Tier 1
216453176 | Central HP <5.4 tons | AMERICAN STANDARD | HRCU-A-CB (Split System: Heat Pump with Remote Outdoor Unit-Air-Source) | 5A6V0X48A1 |  |  | 5PX*D010AS3 | S8V2D120M5PDB | 46000 | 20.4 | 10 | 47000 | 33600 | 71.49% | 2.1 | 0 | 12 |  |  |  |  | R-454B | 3.8333 | Residential & Commercial | USHP | Ducted CEE Tier 1
211262551 | Central HP <5.4 tons | COMFORTMAKER | HRCU-A-CB (Split System: Heat Pump with Remote Outdoor Unit-Air-Source) | DLCURAH18ABK |  |  | EN(A,D)4X24L14** | *96VSN0601412A* | 17900 | 15.5 | 8.5 | 18800 | 18700 | 99.47% | 2.26 | 0 | 11 |  |  |  |  | R-410A | 1.4917 | Residential & Commercial | USHP | Ducted CEE Tier 1
216453206 | Central HP <5.4 tons | AMERICAN STANDARD | HRCU-A-CB (Split System: Heat Pump with Remote Outdoor Unit-Air-Source) | 5A6V0X48A1 |  |  | 5TXCD008AS3 | S8V2C100M5PDB | 45000 | 20 | 9.7 | 47500 | 34000 | 71.58% | 2.1 | 0 | 11.7 |  |  |  |  | R-454B | 3.75 | Residential & Commercial | USHP | Ducted CEE Tier 1
215488143 | Central HP <5.4 tons | GOODMAN | HRCU-A-CB (Split System: Heat Pump with Remote Outdoor Unit-Air-Source) | GZV6SA1810A* |  |  | CA*EA3022*3A* | G*VC960603BNB* | 17000 | 19 | 8.8 | 16800 | 13000 | 77.38% | 2.1 | 0 | 12 |  |  |  |  | R-32 | 1.4167 | Residential & Commercial | USHP | Ducted CEE Tier 1
210473126 | Central HP <5.4 tons | TEMPSTAR | HRCU-A-CB (Split System: Heat Pump with Remote Outdoor Unit-Air-Source) | TVH825GKA3* |  |  | EA*4X43L21A*+WALLCON | *80CSU0401712A* | 24400 | 17 | 8.5 | 21200 | 16600 | 78.3% | 2.02 | 0 | 11 |  |  |  |  | R-410A | 2.0333 | Residential & Commercial | USHP | Ducted CEE Tier 1
210473269 | Central HP <5.4 tons | TEMPSTAR | HRCU-A-CB (Split System: Heat Pump with Remote Outdoor Unit-Air-Source) | TVH825GKA3* |  |  | EA*4X48L21A*+WALLCON | *95CSU0601716A* | 24000 | 16.5 | 8.1 | 21000 | 16600 | 79.05% | 2 | 0 | 10.5 |  |  |  |  | R-410A | 2 | Residential & Commercial | USHP | Ducted CEE Tier 1
210470995 | Central HP <5.4 tons | TEMPSTAR | HRCU-A-CB (Split System: Heat Pump with Remote Outdoor Unit-Air-Source) | TVH837GKA2* |  |  | EN(A,D,W)4X60L24**+WALLCON | *96CTN1002122A* | 32800 | 18 | 8.1 | 32200 | 24600 | 76.4% | 1.98 | 0 | 12 |  |  |  |  | R-410A | 2.7333 | Residential & Commercial | USHP | Ducted CEE Tier 1
212983129 | Central HP <5.4 tons | CARRIER | HRCU-A-CB (Split System: Heat Pump with Remote Outdoor Unit-Air-Source) | 38MURAQ24AB3* |  |  | CAP**2417AL* | 59SC2E040M17**12 | 23200 | 15.5 | 8.5 | 27000 | 26600 | 98.52% | 2.24 | 0 | 9.5 |  |  |  |  | R-410A | 1.9333 | Residential & Commercial | USHP
204299730 | Central HP <5.4 tons | COMFORTMAKER | HRCU-A-CB (Split System: Heat Pump with Remote Outdoor Unit-Air-Source) | CVH837GKA** |  |  | EN(A,D,W)4X48L21**+WALLCON | *80CTL0701716A* | 32400 | 17.5 | 8.1 | 33000 | 25000 | 75.76% | 1.94 | 12 | 11.5 |  |  |  |  | R-410A | 2.7 | Residential & Commercial | USHP | Ducted CEE Tier 1
211229447 | Central HP <5.4 tons | TEMPSTAR | HRCU-A-CB (Split System: Heat Pump with Remote Outdoor Unit-Air-Source) | DLCURAH36ABK |  |  | EA*4X48L24A* | *92ESN0802120A* | 35800 | 16.5 | 8.5 | 37800 | 34600 | 91.53% | 2.04 | 0 | 10 |  |  |  |  | R-410A | 2.9833 | Residential & Commercial | USHP | Ducted CEE Tier 1
212978282 | Central HP <5.4 tons | CARRIER | HRCU-A-CB (Split System: Heat Pump with Remote Outdoor Unit-Air-Source) | 38MURAQ18AB3* |  |  | CAP**3017AL* | 58S(B,C)*B070M14**12 | 17400 | 16.5 | 8.5 | 17900 | 18700 | 104.5% | 2.24 | 0 | 10.5 |  |  |  |  | R-410A | 1.45 | Residential & Commercial | USHP | Ducted CEE Tier 1
213771188 | Central HP <5.4 tons | AIRQUEST | HRCU-A-CB (Split System: Heat Pump with Remote Outdoor Unit-Air-Source) | HVH825GKA2* |  |  | EA*4X37L21A*+WALLCON | *97CMN0601714B* | 24200 | 16 | 8.1 | 21200 | 16700 | 78.77% | 2.02 | 0 | 10.5 |  |  |  |  | R-410A | 2.0167 | Residential & Commercial | USHP | Ducted CEE Tier 1
213771388 | Central HP <5.4 tons | AIRQUEST | HRCU-A-CB (Split System: Heat Pump with Remote Outdoor Unit-Air-Source) | HVH825GKA2* |  |  | EA*4X42L24A*+WALLCON | *80CTL1352422B* | 23800 | 16.5 | 8.1 | 21400 | 16600 | 77.57% | 1.96 | 0 | 11 |  |  |  |  | R-410A | 1.9833 | Residential & Commercial | USHP | Ducted CEE Tier 1
215488106 | Central HP <5.4 tons | GOODMAN | HRCU-A-CB (Split System: Heat Pump with Remote Outdoor Unit-Air-Source) | GZV7SA4210A* |  |  | CHPEA6030*3A* | G*VC961205DNB* | 40500 | 17 | 8.6 | 41000 | 31000 | 75.61% | 2 | 0 | 10 |  |  |  |  | R-32 | 3.375 | Residential & Commercial | USHP | Ducted CEE Tier 1
215933045 | Central HP <5.4 tons | BRYANT HEATING AND COOLING SYSTEMS | HRCU-A-CB (Split System: Heat Pump with Remote Outdoor Unit-Air-Source) | 293VAN036**AA* |  |  | CSAH*3612AM*+UI | 83*CA60100C21*** | 33200 | 18.5 | 9 | 35000 | 26800 | 76.57% | 1.92 | 0 | 11 |  |  |  |  | R-454B | 2.7667 | Residential & Commercial | USHP | Ducted CEE Tier 1
216676315 | Central HP <5.4 tons | COMFORTMAKER | HRCU-A-CB (Split System: Heat Pump with Remote Outdoor Unit-Air-Source) | D5CURAH24AAK |  |  | EA*5X25M17A* | *80VSL0901716B* | 24600 | 16 | 9 | 23400 | 19100 | 81.62% | 2.06 | 0 | 10 |  |  |  |  | R-454B | 2.05 | Residential & Commercial | USHP | Ducted CEE Tier 1
216676392 | Central HP <5.4 tons | COMFORTMAKER | HRCU-A-CB (Split System: Heat Pump with Remote Outdoor Unit-Air-Source) | D5CURAH24AAK |  |  | EA*5X37M21A* | *80MSU0401712A* | 24400 | 16 | 8.5 | 23000 | 19000 | 82.61% | 1.94 | 0 | 10 |  |  |  |  | R-454B | 2.0333 | Residential & Commercial | USHP | Ducted CEE Tier 1
215933295 | Central HP <5.4 tons | BRYANT HEATING AND COOLING SYSTEMS | HRCU-A-CB (Split System: Heat Pump with Remote Outdoor Unit-Air-Source) | 293VAN036**AA* |  |  | CSAH*4212AM*+UI | 88*TB36045C17*** | 33200 | 18.5 | 9 | 35600 | 27400 | 76.97% | 1.9 | 0 | 10.5 |  |  |  |  | R-454B | 2.7667 | Residential & Commercial | USHP | Ducted CEE Tier 1
215933345 | Central HP <5.4 tons | BRYANT HEATING AND COOLING SYSTEMS | HRCU-A-CB (Split System: Heat Pump with Remote Outdoor Unit-Air-Source) | 293VAN036**AA* |  |  | CSAH*4212AM*+UI | 88*TB60090C21*** | 33600 | 19 | 9 | 34600 | 26400 | 76.3% | 1.92 | 0 | 11.7 |  |  |  |  | R-454B | 2.8 | Residential & Commercial | USHP | Ducted CEE Tier 1
215668700 | Central HP <5.4 tons | HEIL | HRCU-A-CB (Split System: Heat Pump with Remote Outdoor Unit-Air-Source) | H5H0V36*K*AAA* |  |  | EA*5X37M21A*+WALLCON | *95CSU0601716B* | 34200 | 17.5 | 9 | 35400 | 25200 | 71.19% | 1.88 | 0 | 9.5 |  |  |  |  | R-454B | 2.85 | Residential & Commercial | USHP
215668716 | Central HP <5.4 tons | HEIL | HRCU-A-CB (Split System: Heat Pump with Remote Outdoor Unit-Air-Source) | H5H0V36*K*AAA* |  |  | EA*5X37M21A*+WALLCON | *95CSU1002122B* | 34600 | 18 | 9 | 35200 | 25000 | 71.02% | 1.9 | 0 | 10 |  |  |  |  | R-454B | 2.8833 | Residential & Commercial | USHP | Ducted CEE Tier 1
216678573 | Central HP <5.4 tons | COMFORTMAKER | HRCU-A-CB (Split System: Heat Pump with Remote Outdoor Unit-Air-Source) | D5CURAH24AAK |  |  | FM(C,U)5Z36**AL* | 0 | 24800 | 16 | 9.5 | 24800 | 19600 | 79.03% | 2.14 | 0 | 10 |  |  |  |  | R-454B | 2.0667 | Residential & Commercial | USHP | Ducted CEE Tier 1
211230300 | Central HP <5.4 tons | TEMPSTAR | HRCU-A-CB (Split System: Heat Pump with Remote Outdoor Unit-Air-Source) | DLCURAH36ABK |  |  | EN(A,D,W)4X48L21** | *95ESU1002122A* | 37400 | 15.5 | 8.5 | 39500 | 35000 | 88.61% | 2.08 | 0 | 10.5 |  |  |  |  | R-410A | 3.1167 | Residential & Commercial | USHP | Ducted CEE Tier 1
211230616 | Central HP <5.4 tons | TEMPSTAR | HRCU-A-CB (Split System: Heat Pump with Remote Outdoor Unit-Air-Source) | DLCURAH36ABK |  |  | EN(A,D)4X48L24** | *92ESN1002120A* | 35800 | 16.5 | 8.1 | 38500 | 34800 | 90.39% | 2 | 0 | 10 |  |  |  |  | R-410A | 2.9833 | Residential & Commercial | USHP | Ducted CEE Tier 1
212978296 | Central HP <5.4 tons | CARRIER | HRCU-A-CB (Split System: Heat Pump with Remote Outdoor Unit-Air-Source) | 38MURAQ18AB3* |  |  | CNPV*1814AL* | 58S(B,C)*B070M14**12 | 17400 | 16 | 8.5 | 18500 | 19700 | 106.5% | 2.38 | 0 | 10.5 |  |  |  |  | R-410A | 1.45 | Residential & Commercial | USHP | Ducted CEE Tier 1
212978763 | Central HP <5.4 tons | CARRIER | HRCU-A-CB (Split System: Heat Pump with Remote Outdoor Unit-Air-Source) | 38MURAQ18AB3* |  |  | CAP**2517AL* | 58S(B,C)*B070M17**12 | 18000 | 17 | 8.5 | 17800 | 17700 | 99.44% | 2.14 | 0 | 11 |  |  |  |  | R-410A | 1.5 | Residential & Commercial | USHP | Ducted CEE Tier 1
204298790 | Central HP <5.4 tons | COMFORTMAKER | HRCU-A-CB (Split System: Heat Pump with Remote Outdoor Unit-Air-Source) | CVH837GKA** |  |  | EA*4X36L21A*+WALLCON | *97CMN0602120A* | 31400 | 17 | 8.1 | 33600 | 24600 | 73.21% | 1.84 | 11 | 11 |  |  |  |  | R-410A | 2.6167 | Residential & Commercial | USHP | Ducted CEE Tier 1
204298960 | Central HP <5.4 tons | COMFORTMAKER | HRCU-A-CB (Split System: Heat Pump with Remote Outdoor Unit-Air-Source) | CVH837GKA** |  |  | EA*4X42L21A*+WALLCON | *96CTN0801714A* | 31600 | 17 | 8.1 | 33400 | 24800 | 74.25% | 1.86 | 11.5 | 11 |  |  |  |  | R-410A | 2.6333 | Residential & Commercial | USHP | Ducted CEE Tier 1
211264741 | Central HP <5.4 tons | COMFORTMAKER | HRCU-A-CB (Split System: Heat Pump with Remote Outdoor Unit-Air-Source) | DLCURAH18ABK |  |  | FJMA4*18L*A* | 0 | 18000 | 15.5 | 8.5 | 19000 | 19100 | 100.5% | 2.28 | 0 | 10.5 |  |  |  |  | R-410A | 1.5 | Residential & Commercial | USHP | Ducted CEE Tier 1
211240391 | Central HP <5.4 tons | TEMPSTAR | HRCU-A-CB (Split System: Heat Pump with Remote Outdoor Unit-Air-Source) | DLCURAH24ABK |  |  | EA*4X24L17A* | *96VSN0601714A* | 23800 | 16 | 8.5 | 26800 | 24000 | 89.55% | 1.98 | 0 | 10 |  |  |  |  | R-410A | 1.9833 | Residential & Commercial | USHP | Ducted CEE Tier 1
211240409 | Central HP <5.4 tons | TEMPSTAR | HRCU-A-CB (Split System: Heat Pump with Remote Outdoor Unit-Air-Source) | DLCURAH24ABK |  |  | EA*4X24L17A* | *96VSN0401712A* | 23000 | 15.5 | 8.5 | 26400 | 26000 | 98.48% | 2.18 | 0 | 9.5 |  |  |  |  | R-410A | 1.9167 | Residential & Commercial | USHP
216734673 | Central HP <5.4 tons | BRYANT HEATING AND COOLING SYSTEMS | HRCU-A-CB (Split System: Heat Pump with Remote Outdoor Unit-Air-Source) | 37MUHAQ24AA3 |  |  | CAA**3617AM* | 916SA48080M17*** | 22600 | 16 | 8.5 | 21000 | 18800 | 89.52% | 1.96 | 0 | 10.5 |  |  |  |  | R-454B | 1.8833 | Residential & Commercial | USHP | Ducted CEE Tier 1
211229218 | Central HP <5.4 tons | TEMPSTAR | HRCU-A-CB (Split System: Heat Pump with Remote Outdoor Unit-Air-Source) | DLCURAH36ABK |  |  | EA*4X48L21A* | OMV098J12* | 35600 | 15.2 | 8.1 | 38500 | 34800 | 90.39% | 2.04 | 0 | 9.5 |  |  |  |  | R-410A | 2.9667 | Residential & Commercial | USHP
211229303 | Central HP <5.4 tons | TEMPSTAR | HRCU-A-CB (Split System: Heat Pump with Remote Outdoor Unit-Air-Source) | DLCURAH36ABK |  |  | EA*4X48L24A* | *80ES(N,L)1102120A* | 36000 | 16.5 | 8.5 | 38500 | 34600 | 89.87% | 2.06 | 0 | 10 |  |  |  |  | R-410A | 3 | Residential & Commercial | USHP | Ducted CEE Tier 1
211229500 | Central HP <5.4 tons | TEMPSTAR | HRCU-A-CB (Split System: Heat Pump with Remote Outdoor Unit-Air-Source) | DLCURAH36ABK |  |  | EA*4X48L24A* | *95ESN1002120A* | 36600 | 16 | 8.5 | 38500 | 34800 | 90.39% | 2.08 | 0 | 10 |  |  |  |  | R-410A | 3.05 | Residential & Commercial | USHP | Ducted CEE Tier 1
215488090 | Central HP <5.4 tons | GOODMAN | HRCU-A-CB (Split System: Heat Pump with Remote Outdoor Unit-Air-Source) | GZV7SA4210A* |  |  | CHPEA4830*3A* | G*VC800804C*A* | 40500 | 17 | 8.6 | 41000 | 31000 | 75.61% | 2 | 0 | 10 |  |  |  |  | R-32 | 3.375 | Residential & Commercial | USHP | Ducted CEE Tier 1
215934655 | Central HP <5.4 tons | BRYANT HEATING AND COOLING SYSTEMS | HRCU-A-CB (Split System: Heat Pump with Remote Outdoor Unit-Air-Source) | 293VAN036**AA* |  |  | CVAMA3017XMA*+UI | 986TD42060C17*** | 34000 | 20 | 8.1 | 38000 | 27200 | 71.58% | 2 | 0 | 11 |  |  |  |  | R-454B | 2.8333 | Residential & Commercial | USHP | Ducted CEE Tier 1
215935375 | Central HP <5.4 tons | BRYANT HEATING AND COOLING SYSTEMS | HRCU-A-CB (Split System: Heat Pump with Remote Outdoor Unit-Air-Source) | 293VAN036**AA* |  |  | CVAMA6024XMA*+UI | 935CB60080C21*** | 35400 | 21.5 | 8.5 | 38000 | 28600 | 75.26% | 2.04 | 0 | 12 |  |  |  |  | R-454B | 2.95 | Residential & Commercial | USHP | Ducted CEE Tier 1
204300354 | Central HP <5.4 tons | COMFORTMAKER | HRCU-A-CB (Split System: Heat Pump with Remote Outdoor Unit-Air-Source) | CVH837GKA** |  |  | EHD4X42AAL+WALLCON | *97CMN1202422A* | 32400 | 16.5 | 8.1 | 33200 | 25000 | 75.3% | 1.96 | 11.5 | 11 |  |  |  |  | R-410A | 2.7 | Residential & Commercial | USHP | Ducted CEE Tier 1
210473104 | Central HP <5.4 tons | TEMPSTAR | HRCU-A-CB (Split System: Heat Pump with Remote Outdoor Unit-Air-Source) | TVH825GKA3* |  |  | EA*4X43L21A*+WALLCON | *95CSU0802120A* | 24400 | 17 | 8.5 | 21200 | 16600 | 78.3% | 2.04 | 0 | 11 |  |  |  |  | R-410A | 2.0333 | Residential & Commercial | USHP | Ducted CEE Tier 1
215488045 | Central HP <5.4 tons | GOODMAN | HRCU-A-CB (Split System: Heat Pump with Remote Outdoor Unit-Air-Source) | GZV7SA2410A* |  |  | CHPEA3026*3A* | G*VC800804C*A* | 23200 | 19 | 8.6 | 23200 | 17000 | 73.28% | 2 | 0 | 11 |  |  |  |  | R-32 | 1.9333 | Residential & Commercial | USHP | Ducted CEE Tier 1
215668548 | Central HP <5.4 tons | HEIL | HRCU-A-CB (Split System: Heat Pump with Remote Outdoor Unit-Air-Source) | H5H0V36*K*AAA* |  |  | EA*5X37M17A*+WALLCON | *80CTL0451712B* | 33600 | 17 | 9 | 36000 | 25800 | 71.67% | 1.86 | 0 | 9 |  |  |  |  | R-454B | 2.8 | Residential & Commercial | USHP
215668564 | Central HP <5.4 tons | HEIL | HRCU-A-CB (Split System: Heat Pump with Remote Outdoor Unit-Air-Source) | H5H0V36*K*AAA* |  |  | EA*5X37M17A*+WALLCON | *80CTL0701716B* | 33800 | 17.5 | 9 | 35800 | 25600 | 71.51% | 1.88 | 0 | 9.5 |  |  |  |  | R-454B | 2.8167 | Residential & Commercial | USHP
215668612 | Central HP <5.4 tons | HEIL | HRCU-A-CB (Split System: Heat Pump with Remote Outdoor Unit-Air-Source) | H5H0V36*K*AAA* |  |  | EA*5X37M17A*+WALLCON | *96CTN0601714B* | 33800 | 17.5 | 9 | 35800 | 25600 | 71.51% | 1.86 | 0 | 9.5 |  |  |  |  | R-454B | 2.8167 | Residential & Commercial | USHP
215668732 | Central HP <5.4 tons | HEIL | HRCU-A-CB (Split System: Heat Pump with Remote Outdoor Unit-Air-Source) | H5H0V36*K*AAA* |  |  | EA*5X37M21A*+WALLCON | *97CMN0602120B* | 34200 | 17.5 | 9 | 35400 | 25400 | 71.75% | 1.88 | 0 | 9.5 |  |  |  |  | R-454B | 2.85 | Residential & Commercial | USHP
215668780 | Central HP <5.4 tons | HEIL | HRCU-A-CB (Split System: Heat Pump with Remote Outdoor Unit-Air-Source) | H5H0V36*K*AAA* |  |  | EA*5X37M21A*+WALLCON | *96CTN1002122B* | 34600 | 18 | 9 | 35200 | 25000 | 71.02% | 1.9 | 0 | 10 |  |  |  |  | R-454B | 2.8833 | Residential & Commercial | USHP | Ducted CEE Tier 1
215488070 | Central HP <5.4 tons | GOODMAN | HRCU-A-CB (Split System: Heat Pump with Remote Outdoor Unit-Air-Source) | GZV7SA3610A* |  |  | CHPEA4830*3A* | G*VC801005C*A* | 35000 | 18.5 | 8.1 | 35000 | 28400 | 81.14% | 2 | 0 | 10.5 |  |  |  |  | R-32 | 2.9167 | Residential & Commercial | USHP | Ducted CEE Tier 1
215864481 | Central HP <5.4 tons | TRANE | HRCU-A-CB (Split System: Heat Pump with Remote Outdoor Unit-Air-Source) | 5TWV8X36A1 |  |  | 5PX*B004AS3 | S9V2B060U4PSC+LRP | 31800 | 18.1 | 8.5 | 33000 | 25600 | 77.58% | 2 | 0 | 10 |  |  |  |  | R-454B | 2.65 | Residential & Commercial | USHP | Ducted CEE Tier 1
215864513 | Central HP <5.4 tons | TRANE | HRCU-A-CB (Split System: Heat Pump with Remote Outdoor Unit-Air-Source) | 5TWV8X36A1 |  |  | 5PX*BD04AS3 | S8V2B060M4PCB | 32000 | 18.1 | 8.5 | 34200 | 26000 | 76.02% | 2 | 0 | 10 |  |  |  |  | R-454B | 2.6667 | Residential & Commercial | USHP | Ducted CEE Tier 1
215864445 | Central HP <5.4 tons | TRANE | HRCU-A-CB (Split System: Heat Pump with Remote Outdoor Unit-Air-Source) | 5TWV8X24A1 |  |  | 5PX*B003AS3 | S9V2B040U3VSB+LRP | 21400 | 18.1 | 8.5 | 24400 | 18900 | 77.46% | 2.1 | 0 | 11.2 |  |  |  |  | R-454B | 1.7833 | Residential & Commercial | USHP | Ducted CEE Tier 1
215864461 | Central HP <5.4 tons | TRANE | HRCU-A-CB (Split System: Heat Pump with Remote Outdoor Unit-Air-Source) | 5TWV8X24A1 |  |  | 5TXCB003AS3 | *DHMB080CCV3+LRP | 20000 | 18.1 | 8.5 | 23200 | 18500 | 79.74% | 2.1 | 0 | 10.5 |  |  |  |  | R-454B | 1.6667 | Residential & Commercial | USHP | Ducted CEE Tier 1
213772937 | Central HP <5.4 tons | HEIL | HRCU-A-CB (Split System: Heat Pump with Remote Outdoor Unit-Air-Source) | HVH825GKA3* |  |  | EA*4X36L17A*+WALLCON | *80CTL0451712B* | 23400 | 16 | 8.1 | 21600 | 16800 | 77.78% | 1.92 | 0 | 10.5 |  |  |  |  | R-410A | 1.95 | Residential & Commercial | USHP | Ducted CEE Tier 1
211262594 | Central HP <5.4 tons | COMFORTMAKER | HRCU-A-CB (Split System: Heat Pump with Remote Outdoor Unit-Air-Source) | DLCURAH18ABK |  |  | EN(A,D)4X24L14** | *95ESN0401410A* | 17800 | 15.5 | 8.5 | 18700 | 18800 | 100.5% | 2.26 | 0 | 10.5 |  |  |  |  | R-410A | 1.4833 | Residential & Commercial | USHP | Ducted CEE Tier 1
211262661 | Central HP <5.4 tons | COMFORTMAKER | HRCU-A-CB (Split System: Heat Pump with Remote Outdoor Unit-Air-Source) | DLCURAH18ABK |  |  | EN(A,D)4X24L14** | *96VTN0601412A* | 17900 | 15.5 | 8.5 | 18800 | 18700 | 99.47% | 2.26 | 0 | 11 |  |  |  |  | R-410A | 1.4917 | Residential & Commercial | USHP | Ducted CEE Tier 1
211262794 | Central HP <5.4 tons | COMFORTMAKER | HRCU-A-CB (Split System: Heat Pump with Remote Outdoor Unit-Air-Source) | DLCURAH18ABK |  |  | EN(A,D)4X24L17** | *80VSL0451412A* | 17700 | 16 | 8.5 | 18600 | 18800 | 101.1% | 2.26 | 0 | 10.5 |  |  |  |  | R-410A | 1.475 | Residential & Commercial | USHP | Ducted CEE Tier 1
216676789 | Central HP <5.4 tons | COMFORTMAKER | HRCU-A-CB (Split System: Heat Pump with Remote Outdoor Unit-Air-Source) | D5CURAH24AAK |  |  | EA*5X37M21A* | *95CSU0601716B* | 24400 | 15.5 | 8.5 | 23000 | 19000 | 82.61% | 1.96 | 0 | 10 |  |  |  |  | R-454B | 2.0333 | Residential & Commercial | USHP | Ducted CEE Tier 1
216677826 | Central HP <5.4 tons | COMFORTMAKER | HRCU-A-CB (Split System: Heat Pump with Remote Outdoor Unit-Air-Source) | D5CURAH24AAK |  |  | ESH5X36M12A* | *95MSU1002120A* | 24200 | 15.2 | 8.5 | 23800 | 19300 | 81.09% | 1.92 | 0 | 10 |  |  |  |  | R-454B | 2.0167 | Residential & Commercial | USHP | Ducted CEE Tier 1
216677311 | Central HP <5.4 tons | COMFORTMAKER | HRCU-A-CB (Split System: Heat Pump with Remote Outdoor Unit-Air-Source) | D5CURAH24AAK |  |  | EA*5X37M21A* | *96MSN0802120A* | 24400 | 15.5 | 8.5 | 23000 | 19000 | 82.61% | 1.96 | 0 | 10 |  |  |  |  | R-454B | 2.0333 | Residential & Commercial | USHP | Ducted CEE Tier 1
216677486 | Central HP <5.4 tons | COMFORTMAKER | HRCU-A-CB (Split System: Heat Pump with Remote Outdoor Unit-Air-Source) | D5CURAH24AAK |  |  | EA*5X36M17A* | *96VSN0601412B* | 23600 | 15.2 | 8.5 | 24000 | 19400 | 80.83% | 1.9 | 0 | 9.8 |  |  |  |  | R-454B | 1.9667 | Residential & Commercial | USHP
216677881 | Central HP <5.4 tons | COMFORTMAKER | HRCU-A-CB (Split System: Heat Pump with Remote Outdoor Unit-Air-Source) | D5CURAH24AAK |  |  | ESH5X30M12A* | *95MSU0802120A* | 24200 | 15.2 | 8.5 | 24400 | 19600 | 80.33% | 1.9 | 0 | 9.8 |  |  |  |  | R-454B | 2.0167 | Residential & Commercial | USHP
215935920 | Central HP <5.4 tons | DAY & NIGHT | HRCU-A-CB (Split System: Heat Pump with Remote Outdoor Unit-Air-Source) | C5H3V36*K*AAA* |  |  | EVD5X42M17A*+WALLCON | *97CMN0601714B* | 34200 | 20 | 8.5 | 38000 | 27400 | 72.11% | 2.08 | 0 | 11 |  |  |  |  | R-454B | 2.85 | Residential & Commercial | USHP | Ducted CEE Tier 1
215936020 | Central HP <5.4 tons | DAY & NIGHT | HRCU-A-CB (Split System: Heat Pump with Remote Outdoor Unit-Air-Source) | C5H3V36*K*AAA* |  |  | EVD5X42M21A*+WALLCON | *80CTL0902120B* | 34400 | 21 | 8.5 | 38500 | 28000 | 72.73% | 2.04 | 0 | 12 |  |  |  |  | R-454B | 2.8667 | Residential & Commercial | USHP | Ducted CEE Tier 1
215936140 | Central HP <5.4 tons | DAY & NIGHT | HRCU-A-CB (Split System: Heat Pump with Remote Outdoor Unit-Air-Source) | C5H3V36*K*AAA* |  |  | EVD5X42M21A*+WALLCON | *96CTN1002122B* | 34400 | 21 | 8.5 | 38500 | 28000 | 72.73% | 2.06 | 0 | 12 |  |  |  |  | R-454B | 2.8667 | Residential & Commercial | USHP | Ducted CEE Tier 1
215488059 | Central HP <5.4 tons | GOODMAN | HRCU-A-CB (Split System: Heat Pump with Remote Outdoor Unit-Air-Source) | GZV7SA3610A* |  |  | CA*EA4830*3A* | G*VC800804C*A* | 34800 | 18.5 | 8.5 | 35000 | 28400 | 81.14% | 2 | 0 | 10.5 |  |  |  |  | R-32 | 2.9 | Residential & Commercial | USHP | Ducted CEE Tier 1
215488145 | Central HP <5.4 tons | GOODMAN | HRCU-A-CB (Split System: Heat Pump with Remote Outdoor Unit-Air-Source) | GZV6SA1810A* |  |  | CHPEA2422*3A* | G*VC960403BNB* | 17000 | 19 | 8.8 | 16800 | 13000 | 77.38% | 2.1 | 0 | 12 |  |  |  |  | R-32 | 1.4167 | Residential & Commercial | USHP | Ducted CEE Tier 1
215488150 | Central HP <5.4 tons | GOODMAN | HRCU-A-CB (Split System: Heat Pump with Remote Outdoor Unit-Air-Source) | GZV6SA1810A* |  |  | CA*EA3022*3A* | G*VC800804C*A* | 17000 | 19 | 8.8 | 16800 | 13000 | 77.38% | 2.1 | 0 | 12 |  |  |  |  | R-32 | 1.4167 | Residential & Commercial | USHP | Ducted CEE Tier 1
216676768 | Central HP <5.4 tons | COMFORTMAKER | HRCU-A-CB (Split System: Heat Pump with Remote Outdoor Unit-Air-Source) | D5CURAH24AAK |  |  | ESH5X30M12A* | *80MSU0601716A* | 24200 | 15.2 | 8.5 | 24400 | 19500 | 79.92% | 1.92 | 0 | 9.8 |  |  |  |  | R-454B | 2.0167 | Residential & Commercial | USHP
216678045 | Central HP <5.4 tons | COMFORTMAKER | HRCU-A-CB (Split System: Heat Pump with Remote Outdoor Unit-Air-Source) | D5CURAH24AAK |  |  | EA*5X36M17A* | *96VTN0601716B* | 23600 | 15.2 | 8.5 | 24000 | 19400 | 80.83% | 1.92 | 0 | 9.8 |  |  |  |  | R-454B | 1.9667 | Residential & Commercial | USHP
216678263 | Central HP <5.4 tons | COMFORTMAKER | HRCU-A-CB (Split System: Heat Pump with Remote Outdoor Unit-Air-Source) | D5CURAH24AAK |  |  | EA*5X25M17A* | *97VTN0601716A* | 24400 | 15.5 | 8.5 | 23200 | 19100 | 82.33% | 1.94 | 0 | 10 |  |  |  |  | R-454B | 2.0333 | Residential & Commercial | USHP | Ducted CEE Tier 1
215936706 | Central HP <5.4 tons | HEIL | HRCU-A-CB (Split System: Heat Pump with Remote Outdoor Unit-Air-Source) | H5H3V36*K*AAA* |  |  | EVD5X60M21A*+WALLCON | *97CMN1002122B* | 35600 | 22 | 8.5 | 38000 | 28600 | 75.26% | 2.02 | 0 | 12.5 |  |  |  |  | R-454B | 2.9667 | Residential & Commercial | USHP | Ducted CEE Tier 1
210473705 | Central HP <5.4 tons | TEMPSTAR | HRCU-A-CB (Split System: Heat Pump with Remote Outdoor Unit-Air-Source) | TVH825GKA3* |  |  | END4X42L17**+WALLCON | *80CTL0901716A* | 24000 | 17 | 8.1 | 21400 | 16600 | 77.57% | 2 | 0 | 11.5 |  |  |  |  | R-410A | 2 | Residential & Commercial | USHP | Ducted CEE Tier 1
215935035 | Central HP <5.4 tons | BRYANT HEATING AND COOLING SYSTEMS | HRCU-A-CB (Split System: Heat Pump with Remote Outdoor Unit-Air-Source) | 293VAN036**AA* |  |  | CVAMA4921XMA*+UI | 88*TB60090C21*** | 35600 | 22 | 8.5 | 38000 | 28400 | 74.74% | 2.04 | 0 | 12.5 |  |  |  |  | R-454B | 2.9667 | Residential & Commercial | USHP | Ducted CEE Tier 1
215488077 | Central HP <5.4 tons | GOODMAN | HRCU-A-CB (Split System: Heat Pump with Remote Outdoor Unit-Air-Source) | GZV7SA4210A* |  |  | CA*EA6030*3A* | G*VM970804CNB* | 40500 | 16.5 | 8.8 | 41000 | 31000 | 75.61% | 2 | 0 | 10 |  |  |  |  | R-32 | 3.375 | Residential & Commercial | USHP | Ducted CEE Tier 1
215488086 | Central HP <5.4 tons | GOODMAN | HRCU-A-CB (Split System: Heat Pump with Remote Outdoor Unit-Air-Source) | GZV7SA4210A* |  |  | CA*EA6030*3A* | G*VC961205DNB* | 40500 | 17 | 8.8 | 41000 | 31000 | 75.61% | 2 | 0 | 10 |  |  |  |  | R-32 | 3.375 | Residential & Commercial | USHP | Ducted CEE Tier 1
215864545 | Central HP <5.4 tons | TRANE | HRCU-A-CB (Split System: Heat Pump with Remote Outdoor Unit-Air-Source) | 5TWV8X36A1 |  |  | 5PX*C007AS3 | S9V2C100U4VSB+LRP | 33000 | 18.1 | 8.5 | 33200 | 25400 | 76.51% | 2.1 | 0 | 10.5 |  |  |  |  | R-454B | 2.75 | Residential & Commercial | USHP | Ducted CEE Tier 1
215864613 | Central HP <5.4 tons | TRANE | HRCU-A-CB (Split System: Heat Pump with Remote Outdoor Unit-Air-Source) | 5TWV8X36A1 |  |  | 5TXCB006AS3 | S8V2B080M4PCB | 32800 | 18.1 | 8.5 | 33600 | 25800 | 76.79% | 2.1 | 0 | 10 |  |  |  |  | R-454B | 2.7333 | Residential & Commercial | USHP | Ducted CEE Tier 1
215864631 | Central HP <5.4 tons | TRANE | HRCU-A-CB (Split System: Heat Pump with Remote Outdoor Unit-Air-Source) | 5TWV8X36A1 |  |  | 5TXCC005AS3 | S9V2C100U4VSB+LRP | 32000 | 18.1 | 8.5 | 32800 | 25600 | 78.05% | 2.1 | 0 | 10 |  |  |  |  | R-454B | 2.6667 | Residential & Commercial | USHP | Ducted CEE Tier 1
204456837 | Central HP <5.4 tons | COMFORTMAKER | HRCU-A-CB (Split System: Heat Pump with Remote Outdoor Unit-Air-Source) | CVH825GKA2* |  |  | EA*4X37L17A*+WALLCON | *96CTN0601714A* | 24000 | 16 | 8.1 | 21400 | 16800 | 78.5% | 1.98 | 11 | 11 |  |  |  |  | R-410A | 2 | Residential & Commercial | USHP | Ducted CEE Tier 1
216453170 | Central HP <5.4 tons | AMERICAN STANDARD | HRCU-A-CB (Split System: Heat Pump with Remote Outdoor Unit-Air-Source) | 5A6V0X48A1 |  |  | 5PX*D010AS3 | S8V2C100M5PDB | 45500 | 20 | 9.7 | 47000 | 33800 | 71.91% | 2.1 | 0 | 12 |  |  |  |  | R-454B | 3.7917 | Residential & Commercial | USHP | Ducted CEE Tier 1
216453204 | Central HP <5.4 tons | AMERICAN STANDARD | HRCU-A-CB (Split System: Heat Pump with Remote Outdoor Unit-Air-Source) | 5A6V0X48A1 |  |  | 5TXCD008AS3 | S8V2C100M5PCB | 45000 | 20 | 9.7 | 47500 | 34000 | 71.58% | 2.1 | 0 | 11.7 |  |  |  |  | R-454B | 3.75 | Residential & Commercial | USHP | Ducted CEE Tier 1
204459236 | Central HP <5.4 tons | COMFORTMAKER | HRCU-A-CB (Split System: Heat Pump with Remote Outdoor Unit-Air-Source) | CVH825GKA2* |  |  | EHD4X30AAL+WALLCON | *80CTL0701412A* | 23800 | 16 | 8.1 | 21800 | 16700 | 76.61% | 1.98 | 11 | 10.5 |  |  |  |  | R-410A | 1.9833 | Residential & Commercial | USHP | Ducted CEE Tier 1
216453220 | Central HP <5.4 tons | AMERICAN STANDARD | HRCU-A-CB (Split System: Heat Pump with Remote Outdoor Unit-Air-Source) | 5A6V0X60A1 |  |  | 5PX*C007AS3 | S8V2C100M5PCB | 51500 | 18.2 | 9 | 54500 | 38500 | 70.64% | 2 | 0 | 10 |  |  |  |  | R-454B | 4.2917 | Residential & Commercial | USHP | Ducted CEE Tier 1
215935075 | Central HP <5.4 tons | BRYANT HEATING AND COOLING SYSTEMS | HRCU-A-CB (Split System: Heat Pump with Remote Outdoor Unit-Air-Source) | 293VAN036**AA* |  |  | CVAMA4921XMA*+UI | 935CB66100C21*** | 35600 | 22 | 8.5 | 38000 | 28400 | 74.74% | 2.04 | 0 | 12.5 |  |  |  |  | R-454B | 2.9667 | Residential & Commercial | USHP | Ducted CEE Tier 1
211712944 | Central HP <5.4 tons | AIRQUEST | HRCU-A-CB (Split System: Heat Pump with Remote Outdoor Unit-Air-Source) | DLCURAH30ABK |  |  | EA*4X42L24A* | *80ESU0802120A | 29800 | 15.2 | 8.1 | 33800 | 27200 | 80.47% | 1.78 | 0 | 9 |  |  |  |  | R-410A | 2.4833 | Residential & Commercial | USHP
211713360 | Central HP <5.4 tons | AIRQUEST | HRCU-A-CB (Split System: Heat Pump with Remote Outdoor Unit-Air-Source) | DLCURAH30ABK |  |  | EA*4X43L21A* | *92ESN1002120A* | 31200 | 15.2 | 8.5 | 33600 | 26000 | 77.38% | 1.86 | 0 | 9 |  |  |  |  | R-410A | 2.6 | Residential & Commercial | USHP
215488081 | Central HP <5.4 tons | GOODMAN | HRCU-A-CB (Split System: Heat Pump with Remote Outdoor Unit-Air-Source) | GZV7SA4210A* |  |  | CA*EA6030*3A* | G*VC800805C*A* | 40500 | 17 | 8.8 | 41000 | 31000 | 75.61% | 2 | 0 | 10 |  |  |  |  | R-32 | 3.375 | Residential & Commercial | USHP | Ducted CEE Tier 1
215488083 | Central HP <5.4 tons | GOODMAN | HRCU-A-CB (Split System: Heat Pump with Remote Outdoor Unit-Air-Source) | GZV7SA4210A* |  |  | CA*EA6030*3A* | G*VC801005C*A* | 40500 | 17 | 8.8 | 41000 | 31000 | 75.61% | 2 | 0 | 10 |  |  |  |  | R-32 | 3.375 | Residential & Commercial | USHP | Ducted CEE Tier 1
215488096 | Central HP <5.4 tons | GOODMAN | HRCU-A-CB (Split System: Heat Pump with Remote Outdoor Unit-Air-Source) | GZV7SA4210A* |  |  | CHPEA4830*3A* | G*VC961205DNB* | 40500 | 17 | 8.6 | 41000 | 31000 | 75.61% | 2 | 0 | 10 |  |  |  |  | R-32 | 3.375 | Residential & Commercial | USHP | Ducted CEE Tier 1
216737149 | Central HP <5.4 tons | AIRQUEST | HRCU-A-CB (Split System: Heat Pump with Remote Outdoor Unit-Air-Source) | D5CUHAH24AAK |  |  | ESH5X30M12A* | *80VSL0451412B* | 22200 | 15.5 | 8.1 | 20800 | 18700 | 89.9% | 1.85 | 0 | 10.5 |  |  |  |  | R-454B | 1.85 | Residential & Commercial | USHP | Ducted CEE Tier 1
216453166 | Central HP <5.4 tons | AMERICAN STANDARD | HRCU-A-CB (Split System: Heat Pump with Remote Outdoor Unit-Air-Source) | 5A6V0X48A1 |  |  | 5PX*D008AS3 | S8V2C100M5PCB | 45000 | 20 | 9.7 | 47500 | 34000 | 71.58% | 2.1 | 0 | 11.7 |  |  |  |  | R-454B | 3.75 | Residential & Commercial | USHP | Ducted CEE Tier 1
216453186 | Central HP <5.4 tons | AMERICAN STANDARD | HRCU-A-CB (Split System: Heat Pump with Remote Outdoor Unit-Air-Source) | 5A6V0X48A1 |  |  | 5TXCB006AS3 | S8V2B080M4PCB | 43500 | 19.2 | 9.4 | 47000 | 33600 | 71.49% | 2.1 | 0 | 11.7 |  |  |  |  | R-454B | 3.625 | Residential & Commercial | USHP | Ducted CEE Tier 1
216676829 | Central HP <5.4 tons | COMFORTMAKER | HRCU-A-CB (Split System: Heat Pump with Remote Outdoor Unit-Air-Source) | D5CURAH24AAK |  |  | EA*5X37M21A* | *95CSU1002122B* | 25400 | 15.2 | 9 | 23400 | 19200 | 82.05% | 2.08 | 0 | 10 |  |  |  |  | R-454B | 2.1167 | Residential & Commercial | USHP | Ducted CEE Tier 1
216675917 | Central HP <5.4 tons | COMFORTMAKER | HRCU-A-CB (Split System: Heat Pump with Remote Outdoor Unit-Air-Source) | D5CURAH24AAK |  |  | EA*5X36M17A* | *80MS(N,L)0701716A* | 23800 | 15.5 | 8.5 | 24000 | 19400 | 80.83% | 1.92 | 0 | 9.8 |  |  |  |  | R-454B | 1.9833 | Residential & Commercial | USHP
216676115 | Central HP <5.4 tons | COMFORTMAKER | HRCU-A-CB (Split System: Heat Pump with Remote Outdoor Unit-Air-Source) | D5CURAH24AAK |  |  | EA*5X30M17A* | *80VSL0451412B* | 23400 | 15.2 | 8.5 | 24000 | 19400 | 80.83% | 1.9 | 0 | 9.8 |  |  |  |  | R-454B | 1.95 | Residential & Commercial | USHP
216676215 | Central HP <5.4 tons | COMFORTMAKER | HRCU-A-CB (Split System: Heat Pump with Remote Outdoor Unit-Air-Source) | D5CURAH24AAK |  |  | EA*5X36M17A* | *80VSL0701412B* | 23800 | 15.5 | 8.5 | 24000 | 19400 | 80.83% | 1.92 | 0 | 10 |  |  |  |  | R-454B | 1.9833 | Residential & Commercial | USHP | Ducted CEE Tier 1
210472983 | Central HP <5.4 tons | TEMPSTAR | HRCU-A-CB (Split System: Heat Pump with Remote Outdoor Unit-Air-Source) | TVH825GKA3* |  |  | EA*4X42L21A*+WALLCON | *97CMN0602120A* | 23600 | 16 | 8.1 | 21400 | 16700 | 78.04% | 1.94 | 0 | 11 |  |  |  |  | R-410A | 1.9667 | Residential & Commercial | USHP | Ducted CEE Tier 1
210473060 | Central HP <5.4 tons | TEMPSTAR | HRCU-A-CB (Split System: Heat Pump with Remote Outdoor Unit-Air-Source) | TVH825GKA3* |  |  | EA*4X42L24A*+WALLCON | *97CMN1202422A* | 23800 | 16.5 | 8.1 | 21400 | 16700 | 78.04% | 1.96 | 0 | 11 |  |  |  |  | R-410A | 1.9833 | Residential & Commercial | USHP | Ducted CEE Tier 1
211262068 | Central HP <5.4 tons | BRYANT HEATING AND COOLING SYSTEMS | HRCU-A-CB (Split System: Heat Pump with Remote Outdoor Unit-Air-Source) | 38MURAQ18AB3* |  |  | CAP**3017AL* | 912SD36060E14*** | 18300 | 16.5 | 8.5 | 18800 | 18400 | 97.87% | 2.22 | 0 | 10.5 |  |  |  |  | R-410A | 1.525 | Residential & Commercial | USHP | Ducted CEE Tier 1
204456359 | Central HP <5.4 tons | COMFORTMAKER | HRCU-A-CB (Split System: Heat Pump with Remote Outdoor Unit-Air-Source) | CVH825GKA2* |  |  | EA*4X24L14A*+WALLCON | *80CTL0701412A* | 23400 | 17 | 8.1 | 22000 | 16800 | 76.36% | 1.9 | 11 | 10.5 |  |  |  |  | R-410A | 1.95 | Residential & Commercial | USHP | Ducted CEE Tier 1
204456458 | Central HP <5.4 tons | COMFORTMAKER | HRCU-A-CB (Split System: Heat Pump with Remote Outdoor Unit-Air-Source) | CVH825GKA2* |  |  | EA*4X25L17A*+WALLCON | *96CTN0601714A* | 24200 | 16.5 | 8.1 | 21400 | 16700 | 78.04% | 2 | 11 | 11 |  |  |  |  | R-410A | 2.0167 | Residential & Commercial | USHP | Ducted CEE Tier 1
204456792 | Central HP <5.4 tons | COMFORTMAKER | HRCU-A-CB (Split System: Heat Pump with Remote Outdoor Unit-Air-Source) | CVH825GKA2* |  |  | EA*4X36L21A*+WALLCON | *80CTL0901716A* | 23600 | 17.5 | 8.1 | 21400 | 16600 | 77.57% | 1.96 | 11 | 11 |  |  |  |  | R-410A | 1.9667 | Residential & Commercial | USHP | Ducted CEE Tier 1
204456810 | Central HP <5.4 tons | COMFORTMAKER | HRCU-A-CB (Split System: Heat Pump with Remote Outdoor Unit-Air-Source) | CVH825GKA2* |  |  | EA*4X36L21A*+WALLCON | *97CMN0602120A* | 23600 | 16 | 8.1 | 21600 | 16700 | 77.31% | 1.92 | 11 | 10.5 |  |  |  |  | R-410A | 1.9667 | Residential & Commercial | USHP | Ducted CEE Tier 1
216676185 | Central HP <5.4 tons | COMFORTMAKER | HRCU-A-CB (Split System: Heat Pump with Remote Outdoor Unit-Air-Source) | D5CURAH24AAK |  |  | EA*5X24M17A* | *80VSL0701412B* | 23400 | 15.5 | 9 | 24800 | 19600 | 79.03% | 1.98 | 0 | 9.8 |  |  |  |  | R-454B | 1.95 | Residential & Commercial | USHP
216676403 | Central HP <5.4 tons | COMFORTMAKER | HRCU-A-CB (Split System: Heat Pump with Remote Outdoor Unit-Air-Source) | D5CURAH24AAK |  |  | EA*5X24M17A* | *80MSU0401712A* | 23400 | 15.2 | 9 | 24600 | 19600 | 79.67% | 2 | 0 | 9.8 |  |  |  |  | R-454B | 1.95 | Residential & Commercial | USHP
216676521 | Central HP <5.4 tons | COMFORTMAKER | HRCU-A-CB (Split System: Heat Pump with Remote Outdoor Unit-Air-Source) | D5CURAH24AAK |  |  | EA*5X37M21A* | *80MSU1002120A* | 24600 | 15.5 | 8.5 | 23200 | 19100 | 82.33% | 1.94 | 0 | 10 |  |  |  |  | R-454B | 2.05 | Residential & Commercial | USHP | Ducted CEE Tier 1
216676723 | Central HP <5.4 tons | COMFORTMAKER | HRCU-A-CB (Split System: Heat Pump with Remote Outdoor Unit-Air-Source) | D5CURAH24AAK |  |  | EA*5X37M21A* | *80VTL0902120B* | 25000 | 15.2 | 8.5 | 23200 | 19100 | 82.33% | 1.96 | 0 | 10 |  |  |  |  | R-454B | 2.0833 | Residential & Commercial | USHP | Ducted CEE Tier 1
216677656 | Central HP <5.4 tons | COMFORTMAKER | HRCU-A-CB (Split System: Heat Pump with Remote Outdoor Unit-Air-Source) | D5CURAH24AAK |  |  | EA*5X37M21A* | *96VSN1002120B* | 25000 | 16 | 9 | 23200 | 19100 | 82.33% | 2.06 | 0 | 10 |  |  |  |  | R-454B | 2.0833 | Residential & Commercial | USHP | Ducted CEE Tier 1
216453236 | Central HP <5.4 tons | AMERICAN STANDARD | HRCU-A-CB (Split System: Heat Pump with Remote Outdoor Unit-Air-Source) | 5A6V0X60A1 |  |  | 5PX*D008AS3 | S8V2D120M5PCB | 52000 | 18.6 | 9 | 54500 | 38500 | 70.64% | 2 | 0 | 10 |  |  |  |  | R-454B | 4.3333 | Residential & Commercial | USHP | Ducted CEE Tier 1
216453266 | Central HP <5.4 tons | AMERICAN STANDARD | HRCU-A-CB (Split System: Heat Pump with Remote Outdoor Unit-Air-Source) | 5A6V0X60A1 |  |  | 5TXCD008AS3 | S8V2C100M5PDB | 51500 | 18.4 | 9 | 54500 | 38500 | 70.64% | 2 | 0 | 10 |  |  |  |  | R-454B | 4.2917 | Residential & Commercial | USHP | Ducted CEE Tier 1
216676415 | Central HP <5.4 tons | COMFORTMAKER | HRCU-A-CB (Split System: Heat Pump with Remote Outdoor Unit-Air-Source) | D5CURAH24AAK |  |  | EA*5X30M17A* | *80MSU0401712A* | 23600 | 15.5 | 8.5 | 24000 | 19400 | 80.83% | 1.9 | 0 | 9.8 |  |  |  |  | R-454B | 1.9667 | Residential & Commercial | USHP
216676685 | Central HP <5.4 tons | COMFORTMAKER | HRCU-A-CB (Split System: Heat Pump with Remote Outdoor Unit-Air-Source) | D5CURAH24AAK |  |  | ESH5X30M12A* | *80VSL0701412B* | 23800 | 15.2 | 8.5 | 24200 | 19500 | 80.58% | 1.92 | 0 | 9.8 |  |  |  |  | R-454B | 1.9833 | Residential & Commercial | USHP
216677446 | Central HP <5.4 tons | COMFORTMAKER | HRCU-A-CB (Split System: Heat Pump with Remote Outdoor Unit-Air-Source) | D5CURAH24AAK |  |  | EA*5X37M17A* | *96VSN0401712B* | 24200 | 15.2 | 8.5 | 23600 | 19300 | 81.78% | 1.96 | 0 | 9.8 |  |  |  |  | R-454B | 2.0167 | Residential & Commercial | USHP
216677546 | Central HP <5.4 tons | COMFORTMAKER | HRCU-A-CB (Split System: Heat Pump with Remote Outdoor Unit-Air-Source) | D5CURAH24AAK |  |  | EA*5X37M21A* | *96VSN0601716B* | 24400 | 15.5 | 8.5 | 23000 | 19000 | 82.61% | 1.96 | 0 | 10 |  |  |  |  | R-454B | 2.0333 | Residential & Commercial | USHP | Ducted CEE Tier 1
216677746 | Central HP <5.4 tons | COMFORTMAKER | HRCU-A-CB (Split System: Heat Pump with Remote Outdoor Unit-Air-Source) | D5CURAH24AAK |  |  | EA*5X30M17A* | *95MSU0601716A* | 23600 | 15.2 | 8.5 | 24200 | 19400 | 80.17% | 1.9 | 0 | 9.8 |  |  |  |  | R-454B | 1.9667 | Residential & Commercial | USHP
204456856 | Central HP <5.4 tons | COMFORTMAKER | HRCU-A-CB (Split System: Heat Pump with Remote Outdoor Unit-Air-Source) | CVH825GKA2* |  |  | EA*4X37L17A*+WALLCON | *97CMN0601714A* | 24000 | 16 | 8.1 | 21600 | 16900 | 78.24% | 1.98 | 11 | 10.5 |  |  |  |  | R-410A | 2 | Residential & Commercial | USHP | Ducted CEE Tier 1
215936926 | Central HP <5.4 tons | HEIL | HRCU-A-CB (Split System: Heat Pump with Remote Outdoor Unit-Air-Source) | H5H3V36*K*AAA* |  |  | EVD5X61M24A*+WALLCON | *80CTL0902120B* | 36000 | 22.5 | 8.5 | 37600 | 28200 | 75% | 2.06 | 0 | 12.5 |  |  |  |  | R-454B | 3 | Residential & Commercial | USHP | Ducted CEE Tier 1
215488105 | Central HP <5.4 tons | GOODMAN | HRCU-A-CB (Split System: Heat Pump with Remote Outdoor Unit-Air-Source) | GZV7SA4210A* |  |  | CHPEA6030*3A* | G*VC961005CNB* | 40500 | 16.5 | 8.6 | 41000 | 31000 | 75.61% | 2 | 0 | 10 |  |  |  |  | R-32 | 3.375 | Residential & Commercial | USHP | Ducted CEE Tier 1
211229520 | Central HP <5.4 tons | TEMPSTAR | HRCU-A-CB (Split System: Heat Pump with Remote Outdoor Unit-Air-Source) | DLCURAH36ABK |  |  | EA*4X48L24A* | *95ESN1202422A* | 37200 | 15.5 | 8.5 | 38500 | 35000 | 90.91% | 2.12 | 0 | 10 |  |  |  |  | R-410A | 3.1 | Residential & Commercial | USHP | Ducted CEE Tier 1
210474656 | Central HP <5.4 tons | TEMPSTAR | HRCU-A-CB (Split System: Heat Pump with Remote Outdoor Unit-Air-Source) | TVH825GKA3* |  |  | EHD4X48AAL+WALLCON | *97CMN0602120A* | 24200 | 16 | 8.1 | 21400 | 16700 | 78.04% | 2 | 0 | 10.5 |  |  |  |  | R-410A | 2.0167 | Residential & Commercial | USHP | Ducted CEE Tier 1
215937970 | Central HP <5.4 tons | DAY & NIGHT | HRCU-A-CB (Split System: Heat Pump with Remote Outdoor Unit-Air-Source) | C5H3V48*K*AAA* |  |  | EVD5X48M24A*+WALLCON | *97CMN1202422B* | 44500 | 20 | 8.1 | 52000 | 38000 | 73.08% | 1.9 | 0 | 11 |  |  |  |  | R-454B | 3.7083 | Residential & Commercial | USHP | Ducted CEE Tier 1
206133409 | Central HP <5.4 tons | COMFORTMAKER | HRCU-A-CB (Split System: Heat Pump with Remote Outdoor Unit-Air-Source) | CVH825GKA2* |  |  | EA*4X36L21A*+WALLCON | *80CSU1002120A* | 23600 | 16.5 | 8.1 | 21400 | 16700 | 78.04% | 1.94 | 11.5 | 10.5 |  |  |  |  | R-410A | 1.9667 | Residential & Commercial | USHP | Ducted CEE Tier 1
213607796 | Central HP <5.4 tons | BRYANT HEATING AND COOLING SYSTEMS | HRCU-A-CB (Split System: Heat Pump with Remote Outdoor Unit-Air-Source) | 38MURAQ48AB3* |  |  | FT4BNBD60L* | 0 | 48500 | 17 | 8.5 | 48500 | 34000 | 70.1% | 2.02 | 0 | 10 |  |  |  |  | R-410A | 4.0417 | Residential & Commercial | USHP | Ducted CEE Tier 1
210474090 | Central HP <5.4 tons | TEMPSTAR | HRCU-A-CB (Split System: Heat Pump with Remote Outdoor Unit-Air-Source) | TVH825GKA3* |  |  | EN(A,D)4X48L24**+WALLCON | *80CSU1002120A* | 24000 | 16.5 | 8.1 | 21400 | 16600 | 77.57% | 2 | 0 | 11 |  |  |  |  | R-410A | 2 | Residential & Commercial | USHP | Ducted CEE Tier 1
214242781 | Central HP <5.4 tons | DAY & NIGHT | HRCU-A-CB (Split System: Heat Pump with Remote Outdoor Unit-Air-Source) | CVH825GKA2* |  |  | EN(A,D)4X36L21**+WALLCON | *80CTL1102120B* | 23600 | 16.5 | 8.1 | 21600 | 16700 | 77.31% | 1.92 | 0 | 11 |  |  |  |  | R-410A | 1.9667 | Residential & Commercial | USHP | Ducted CEE Tier 1
214243081 | Central HP <5.4 tons | DAY & NIGHT | HRCU-A-CB (Split System: Heat Pump with Remote Outdoor Unit-Air-Source) | CVH825GKA2* |  |  | EN(A,D,W)4X48L21**+WALLCON | *80CTL0451712B* | 24000 | 16.5 | 8.1 | 21400 | 16700 | 78.04% | 2 | 0 | 11 |  |  |  |  | R-410A | 2 | Residential & Commercial | USHP | Ducted CEE Tier 1
214243231 | Central HP <5.4 tons | DAY & NIGHT | HRCU-A-CB (Split System: Heat Pump with Remote Outdoor Unit-Air-Source) | CVH825GKA2* |  |  | EN(A,D)4X48L24**+WALLCON | *97CMN1002122B* | 24200 | 17 | 8.1 | 21200 | 16600 | 78.3% | 2.02 | 0 | 11.5 |  |  |  |  | R-410A | 2.0167 | Residential & Commercial | USHP | Ducted CEE Tier 1
212983509 | Central HP <5.4 tons | AIRQUEST | HRCU-A-CB (Split System: Heat Pump with Remote Outdoor Unit-Air-Source) | DLCURAH24ABK |  |  | EA*4X24L14A* | *92MSN0601412A* | 23600 | 16.5 | 8.5 | 27000 | 25600 | 94.81% | 2.14 | 0 | 10 |  |  |  |  | R-410A | 1.9667 | Residential & Commercial | USHP | Ducted CEE Tier 1
212983609 | Central HP <5.4 tons | AIRQUEST | HRCU-A-CB (Split System: Heat Pump with Remote Outdoor Unit-Air-Source) | DLCURAH24ABK |  |  | EN(A,D)4X30L17** | *92MSN0601412A* | 23800 | 17 | 8.5 | 26400 | 23800 | 90.15% | 1.98 | 0 | 10.5 |  |  |  |  | R-410A | 1.9833 | Residential & Commercial | USHP | Ducted CEE Tier 1
215488041 | Central HP <5.4 tons | GOODMAN | HRCU-A-CB (Split System: Heat Pump with Remote Outdoor Unit-Air-Source) | GZV7SA2410A* |  |  | CHPEA3026*3A* | G*VM971005CNB* | 23200 | 19 | 8.6 | 23200 | 17000 | 73.28% | 2 | 0 | 11 |  |  |  |  | R-32 | 1.9333 | Residential & Commercial | USHP | Ducted CEE Tier 1
212975772 | Central HP <5.4 tons | CARRIER | HRCU-A-CB (Split System: Heat Pump with Remote Outdoor Unit-Air-Source) | 38MURAQ18AB3* |  |  | CAP**1917AL* | GG96VTAB48080B** | 17700 | 16.5 | 8.1 | 17700 | 17900 | 101.1% | 2.16 | 0 | 10.5 |  |  |  |  | R-410A | 1.475 | Residential & Commercial | USHP | Ducted CEE Tier 1
216453222 | Central HP <5.4 tons | AMERICAN STANDARD | HRCU-A-CB (Split System: Heat Pump with Remote Outdoor Unit-Air-Source) | 5A6V0X60A1 |  |  | 5PX*C009AS3 | S8V2C100M5PCB | 52500 | 18.4 | 9 | 54000 | 38000 | 70.37% | 2 | 0 | 10 |  |  |  |  | R-454B | 4.375 | Residential & Commercial | USHP | Ducted CEE Tier 1
206133741 | Central HP <5.4 tons | COMFORTMAKER | HRCU-A-CB (Split System: Heat Pump with Remote Outdoor Unit-Air-Source) | CVH825GKA2* |  |  | EA*4X25L17A*+WALLCON | *95CSU0601716A* | 24200 | 16.5 | 8.1 | 21400 | 16700 | 78.04% | 2 | 11 | 10.5 |  |  |  |  | R-410A | 2.0167 | Residential & Commercial | USHP | Ducted CEE Tier 1
214242581 | Central HP <5.4 tons | DAY & NIGHT | HRCU-A-CB (Split System: Heat Pump with Remote Outdoor Unit-Air-Source) | CVH825GKA2* |  |  | EN(A,D)4X30L17**+WALLCON | *95CSU0601716B* | 23400 | 16.5 | 8.1 | 21600 | 16700 | 77.31% | 1.92 | 0 | 10.5 |  |  |  |  | R-410A | 1.95 | Residential & Commercial | USHP | Ducted CEE Tier 1
216678058 | Central HP <5.4 tons | COMFORTMAKER | HRCU-A-CB (Split System: Heat Pump with Remote Outdoor Unit-Air-Source) | D5CURAH24AAK |  |  | EA*5X25M17A* | *96VTN0601716B* | 24400 | 15.5 | 8.5 | 23200 | 19100 | 82.33% | 1.94 | 0 | 10 |  |  |  |  | R-454B | 2.0333 | Residential & Commercial | USHP | Ducted CEE Tier 1
204456656 | Central HP <5.4 tons | COMFORTMAKER | HRCU-A-CB (Split System: Heat Pump with Remote Outdoor Unit-Air-Source) | CVH825GKA2* |  |  | EA*4X36L17A*+WALLCON | *80CTL0901716A* | 23600 | 17 | 8.1 | 21400 | 16600 | 77.57% | 1.94 | 11.5 | 11 |  |  |  |  | R-410A | 1.9667 | Residential & Commercial | USHP | Ducted CEE Tier 1
204456674 | Central HP <5.4 tons | COMFORTMAKER | HRCU-A-CB (Split System: Heat Pump with Remote Outdoor Unit-Air-Source) | CVH825GKA2* |  |  | EA*4X36L21A*+WALLCON | *80CTL0701716A* | 23600 | 16.5 | 8.1 | 21400 | 16600 | 77.57% | 1.94 | 11 | 11 |  |  |  |  | R-410A | 1.9667 | Residential & Commercial | USHP | Ducted CEE Tier 1
211264907 | Central HP <5.4 tons | COMFORTMAKER | HRCU-A-CB (Split System: Heat Pump with Remote Outdoor Unit-Air-Source) | DLCURAH18ABK |  |  | FXM4X30**AL | 0 | 18100 | 16 | 8.5 | 18400 | 18200 | 98.91% | 2.18 | 0 | 10.5 |  |  |  |  | R-410A | 1.5083 | Residential & Commercial | USHP | Ducted CEE Tier 1
204456783 | Central HP <5.4 tons | COMFORTMAKER | HRCU-A-CB (Split System: Heat Pump with Remote Outdoor Unit-Air-Source) | CVH825GKA2* |  |  | EA*4X36L21A*+WALLCON | *96CTN1002122A* | 23600 | 16.5 | 8.1 | 21400 | 16600 | 77.57% | 1.94 | 11 | 11 |  |  |  |  | R-410A | 1.9667 | Residential & Commercial | USHP | Ducted CEE Tier 1
216733275 | Central HP <5.4 tons | HEIL | HRCU-A-CB (Split System: Heat Pump with Remote Outdoor Unit-Air-Source) | D5CUHAH24AAK |  |  | EA*5X25M17A* | *80CTL0451712B* | 23000 | 16 | 8.5 | 20800 | 18500 | 88.94% | 1.98 | 0 | 11 |  |  |  |  | R-454B | 1.9167 | Residential & Commercial | USHP | Ducted CEE Tier 1
215488063 | Central HP <5.4 tons | GOODMAN | HRCU-A-CB (Split System: Heat Pump with Remote Outdoor Unit-Air-Source) | GZV7SA3610A* |  |  | CA*EA6030*3A* | G*VC801005C*A* | 35000 | 18.5 | 8.5 | 35000 | 28400 | 81.14% | 2 | 0 | 10.5 |  |  |  |  | R-32 | 2.9167 | Residential & Commercial | USHP | Ducted CEE Tier 1
211229905 | Central HP <5.4 tons | TEMPSTAR | HRCU-A-CB (Split System: Heat Pump with Remote Outdoor Unit-Air-Source) | DLCURAH36ABK |  |  | EN(A,D,W)4X48L21** | *80ES(N,L)0451712A* | 35800 | 15.5 | 8.1 | 38500 | 35000 | 90.91% | 2 | 0 | 10 |  |  |  |  | R-410A | 2.9833 | Residential & Commercial | USHP | Ducted CEE Tier 1
211229953 | Central HP <5.4 tons | TEMPSTAR | HRCU-A-CB (Split System: Heat Pump with Remote Outdoor Unit-Air-Source) | DLCURAH36ABK |  |  | EN(A,D,W)4X48L21** | *80ES(N,L)0902116A* | 36400 | 16 | 8.1 | 38500 | 34800 | 90.39% | 2.04 | 0 | 10.5 |  |  |  |  | R-410A | 3.0333 | Residential & Commercial | USHP | Ducted CEE Tier 1
204298640 | Central HP <5.4 tons | COMFORTMAKER | HRCU-A-CB (Split System: Heat Pump with Remote Outdoor Unit-Air-Source) | CVH837GKA** |  |  | EA*4X36L17A*+WALLCON | *80CTL0901716A* | 31600 | 17.5 | 8.1 | 33200 | 24200 | 72.89% | 1.86 | 11 | 11 |  |  |  |  | R-410A | 2.6333 | Residential & Commercial | USHP | Ducted CEE Tier 1
212984112 | Central HP <5.4 tons | AIRQUEST | HRCU-A-CB (Split System: Heat Pump with Remote Outdoor Unit-Air-Source) | DLCURAH24ABK |  |  | EN(A,D)4X24L17** | *92MSN0601714A* | 23200 | 16.5 | 8.5 | 26800 | 25400 | 94.78% | 2.14 | 0 | 10 |  |  |  |  | R-410A | 1.9333 | Residential & Commercial | USHP | Ducted CEE Tier 1
204298660 | Central HP <5.4 tons | COMFORTMAKER | HRCU-A-CB (Split System: Heat Pump with Remote Outdoor Unit-Air-Source) | CVH837GKA** |  |  | EA*4X36L21A*+WALLCON | *80CTL0701716A* | 31400 | 17 | 8.1 | 33400 | 24400 | 73.05% | 1.84 | 11.5 | 11 |  |  |  |  | R-410A | 2.6167 | Residential & Commercial | USHP | Ducted CEE Tier 1
211226596 | Central HP <5.4 tons | DAY & NIGHT | HRCU-A-CB (Split System: Heat Pump with Remote Outdoor Unit-Air-Source) | DLCURAH36ABK |  |  | EA*4X37L17A* | *80VTL0701716A* | 36400 | 15.5 | 8.5 | 39500 | 35000 | 88.61% | 2.04 | 0 | 10 |  |  |  |  | R-410A | 3.0333 | Residential & Commercial | USHP | Ducted CEE Tier 1
213249337 | Central HP <5.4 tons | AIRQUEST | HRCU-A-CB (Split System: Heat Pump with Remote Outdoor Unit-Air-Source) | DLCURAH36ABK |  |  | FEVA0036**+NAVA43601CK | 0 | 35400 | 16 | 8.5 | 38500 | 35000 | 90.91% | 1.9 | 0 | 10 |  |  |  |  | R-410A | 2.95 | Residential & Commercial | USHP | Ducted CEE Tier 1
204298760 | Central HP <5.4 tons | COMFORTMAKER | HRCU-A-CB (Split System: Heat Pump with Remote Outdoor Unit-Air-Source) | CVH837GKA** |  |  | EA*4X36L21A*+WALLCON | *96CTN1002122A* | 31600 | 17 | 8.1 | 33200 | 24200 | 72.89% | 1.86 | 11 | 11 |  |  |  |  | R-410A | 2.6333 | Residential & Commercial | USHP | Ducted CEE Tier 1
212985966 | Central HP <5.4 tons | AIRQUEST | HRCU-A-CB (Split System: Heat Pump with Remote Outdoor Unit-Air-Source) | DLCURAH18ABK |  |  | EN(A,D)4X30L14** | *96MSN0261410A* | 17500 | 16 | 8.1 | 18100 | 18600 | 102.8% | 2.24 | 0 | 11 |  |  |  |  | R-410A | 1.4583 | Residential & Commercial | USHP | Ducted CEE Tier 1
212987020 | Central HP <5.4 tons | AIRQUEST | HRCU-A-CB (Split System: Heat Pump with Remote Outdoor Unit-Air-Source) | DLCURAH18ABK |  |  | EA*4X30L14A* | *96MSN0601412A* | 17400 | 16 | 8.5 | 18000 | 18700 | 103.9% | 2.26 | 0 | 10.5 |  |  |  |  | R-410A | 1.45 | Residential & Commercial | USHP | Ducted CEE Tier 1
212984496 | Central HP <5.4 tons | AIRQUEST | HRCU-A-CB (Split System: Heat Pump with Remote Outdoor Unit-Air-Source) | DLCURAH30ABK |  |  | EA*4X43L21A* | *92MSN0801716A* | 30400 | 15.5 | 8.1 | 33200 | 26400 | 79.52% | 1.84 | 0 | 9 |  |  |  |  | R-410A | 2.5333 | Residential & Commercial | USHP
212989540 | Central HP <5.4 tons | AIRQUEST | HRCU-A-CB (Split System: Heat Pump with Remote Outdoor Unit-Air-Source) | DLCURAH30ABK |  |  | EA*4X42L21A* | *95MSU0802120A* | 30000 | 15.2 | 8.1 | 34200 | 27600 | 80.7% | 1.8 | 0 | 9 |  |  |  |  | R-410A | 2.5 | Residential & Commercial | USHP
216453254 | Central HP <5.4 tons | AMERICAN STANDARD | HRCU-A-CB (Split System: Heat Pump with Remote Outdoor Unit-Air-Source) | 5A6V0X60A1 |  |  | 5TXCC007AS3 | S8V2C100M5PCB | 51500 | 18.2 | 9 | 54500 | 38500 | 70.64% | 2 | 0 | 10 |  |  |  |  | R-454B | 4.2917 | Residential & Commercial | USHP | Ducted CEE Tier 1
211229638 | Central HP <5.4 tons | TEMPSTAR | HRCU-A-CB (Split System: Heat Pump with Remote Outdoor Unit-Air-Source) | DLCURAH36ABK |  |  | EA*4X48L24A* | OLV112A16A | 35800 | 15.5 | 8.5 | 38500 | 34800 | 90.39% | 2.04 | 0 | 10 |  |  |  |  | R-410A | 2.9833 | Residential & Commercial | USHP | Ducted CEE Tier 1
216676032 | Central HP <5.4 tons | COMFORTMAKER | HRCU-A-CB (Split System: Heat Pump with Remote Outdoor Unit-Air-Source) | D5CURAH24AAK |  |  | EA*5X37M21A* | *80MS(N,L)0901714A* | 24400 | 15.5 | 8.5 | 23000 | 19000 | 82.61% | 1.96 | 0 | 10 |  |  |  |  | R-454B | 2.0333 | Residential & Commercial | USHP | Ducted CEE Tier 1
216676225 | Central HP <5.4 tons | COMFORTMAKER | HRCU-A-CB (Split System: Heat Pump with Remote Outdoor Unit-Air-Source) | D5CURAH24AAK |  |  | ESH5X36M12A* | *80VSL0701412B* | 24200 | 15.2 | 8.5 | 23800 | 19300 | 81.09% | 1.92 | 0 | 10 |  |  |  |  | R-454B | 2.0167 | Residential & Commercial | USHP | Ducted CEE Tier 1
216676532 | Central HP <5.4 tons | COMFORTMAKER | HRCU-A-CB (Split System: Heat Pump with Remote Outdoor Unit-Air-Source) | D5CURAH24AAK |  |  | ESH5X36M12A* | *80MS(N,L)0701712A* | 23800 | 15.2 | 8.5 | 23600 | 19200 | 81.36% | 1.94 | 0 | 9.8 |  |  |  |  | R-454B | 1.9833 | Residential & Commercial | USHP
216734017 | Central HP <5.4 tons | HEIL | HRCU-A-CB (Split System: Heat Pump with Remote Outdoor Unit-Air-Source) | D5CUHAH24AAK |  |  | EA*5X30M17A* | *97CMN0601714B* | 22000 | 16 | 8.1 | 20800 | 18800 | 90.38% | 1.85 | 0 | 10.5 |  |  |  |  | R-454B | 1.8333 | Residential & Commercial | USHP | Ducted CEE Tier 1
215488076 | Central HP <5.4 tons | GOODMAN | HRCU-A-CB (Split System: Heat Pump with Remote Outdoor Unit-Air-Source) | GZV7SA3610A* |  |  | CHPEA4830*3A* | G*VM970804CNB* | 35000 | 18.5 | 8.1 | 35000 | 28400 | 81.14% | 2 | 0 | 10.5 |  |  |  |  | R-32 | 2.9167 | Residential & Commercial | USHP | Ducted CEE Tier 1
215488128 | Central HP <5.4 tons | GOODMAN | HRCU-A-CB (Split System: Heat Pump with Remote Outdoor Unit-Air-Source) | GZV7SA4810A* |  |  | CHPEA6030*3A* | G*VC800805C*A* | 45500 | 16.5 | 8.5 | 46500 | 33600 | 72.26% | 2 | 0 | 10 |  |  |  |  | R-32 | 3.7917 | Residential & Commercial | USHP | Ducted CEE Tier 1
210472884 | Central HP <5.4 tons | TEMPSTAR | HRCU-A-CB (Split System: Heat Pump with Remote Outdoor Unit-Air-Source) | TVH825GKA3* |  |  | EA*4X42L21A*+WALLCON | *80CTL0451712A* | 23600 | 16.5 | 8.1 | 21600 | 16800 | 77.78% | 1.94 | 0 | 10.5 |  |  |  |  | R-410A | 1.9667 | Residential & Commercial | USHP | Ducted CEE Tier 1
210473324 | Central HP <5.4 tons | TEMPSTAR | HRCU-A-CB (Split System: Heat Pump with Remote Outdoor Unit-Air-Source) | TVH825GKA3* |  |  | EA*4X48L21A*+WALLCON | *80CSU1002120A* | 24000 | 16.5 | 8.1 | 21000 | 16600 | 79.05% | 2 | 0 | 10.5 |  |  |  |  | R-410A | 2 | Residential & Commercial | USHP | Ducted CEE Tier 1
210473478 | Central HP <5.4 tons | TEMPSTAR | HRCU-A-CB (Split System: Heat Pump with Remote Outdoor Unit-Air-Source) | TVH825GKA3* |  |  | EA*4X48L24A*+WALLCON | *80CTL1352422A* | 24200 | 17 | 8.1 | 21000 | 16500 | 78.57% | 2.02 | 0 | 11 |  |  |  |  | R-410A | 2.0167 | Residential & Commercial | USHP | Ducted CEE Tier 1
210473533 | Central HP <5.4 tons | TEMPSTAR | HRCU-A-CB (Split System: Heat Pump with Remote Outdoor Unit-Air-Source) | TVH825GKA3* |  |  | EA*4X48L24A*+WALLCON | *97CMN0602120A* | 24000 | 16.5 | 8.1 | 21000 | 16600 | 79.05% | 2 | 0 | 11 |  |  |  |  | R-410A | 2 | Residential & Commercial | USHP | Ducted CEE Tier 1
210473694 | Central HP <5.4 tons | TEMPSTAR | HRCU-A-CB (Split System: Heat Pump with Remote Outdoor Unit-Air-Source) | TVH825GKA3* |  |  | END4X42L17**+WALLCON | *80CTL0701412A* | 24000 | 17 | 8.1 | 21400 | 16600 | 77.57% | 2 | 0 | 11 |  |  |  |  | R-410A | 2 | Residential & Commercial | USHP | Ducted CEE Tier 1
210473892 | Central HP <5.4 tons | TEMPSTAR | HRCU-A-CB (Split System: Heat Pump with Remote Outdoor Unit-Air-Source) | TVH825GKA3* |  |  | EN(A,D,W)4X48L21**+WALLCON | *95CSU0601716A* | 24000 | 16.5 | 8.1 | 21400 | 16700 | 78.04% | 2 | 0 | 11 |  |  |  |  | R-410A | 2 | Residential & Commercial | USHP | Ducted CEE Tier 1
210473969 | Central HP <5.4 tons | TEMPSTAR | HRCU-A-CB (Split System: Heat Pump with Remote Outdoor Unit-Air-Source) | TVH825GKA3* |  |  | EN(A,D,W)4X48L21**+WALLCON | *80CTL0701716A* | 24200 | 17 | 8.1 | 21400 | 16600 | 77.57% | 2.02 | 0 | 11 |  |  |  |  | R-410A | 2.0167 | Residential & Commercial | USHP | Ducted CEE Tier 1
212975836 | Central HP <5.4 tons | CARRIER | HRCU-A-CB (Split System: Heat Pump with Remote Outdoor Unit-Air-Source) | 38MURAQ18AB3* |  |  | CNPV*3017AL* | 59TP6C080V17**16 | 17500 | 16 | 8.1 | 18000 | 18700 | 103.9% | 2.24 | 0 | 11 |  |  |  |  | R-410A | 1.4583 | Residential & Commercial | USHP | Ducted CEE Tier 1
215488024 | Central HP <5.4 tons | GOODMAN | HRCU-A-CB (Split System: Heat Pump with Remote Outdoor Unit-Air-Source) | GZV7SA2410A* |  |  | CA*EA3626*3A* | G*VM970803BNB* | 23200 | 19 | 8.6 | 23200 | 17000 | 73.28% | 2 | 0 | 11 |  |  |  |  | R-32 | 1.9333 | Residential & Commercial | USHP | Ducted CEE Tier 1
216453268 | Central HP <5.4 tons | AMERICAN STANDARD | HRCU-A-CB (Split System: Heat Pump with Remote Outdoor Unit-Air-Source) | 5A6V0X60A1 |  |  | 5TXCD008AS3 | S8V2D120M5PDB | 52000 | 18.6 | 9 | 54500 | 38500 | 70.64% | 2 | 0 | 10 |  |  |  |  | R-454B | 4.3333 | Residential & Commercial | USHP | Ducted CEE Tier 1
214242471 | Central HP <5.4 tons | DAY & NIGHT | HRCU-A-CB (Split System: Heat Pump with Remote Outdoor Unit-Air-Source) | CVH825GKA2* |  |  | EN(A,D)4X24L17**+WALLCON | *97CMN0601714B* | 23200 | 15.5 | 8.1 | 22200 | 16900 | 76.13% | 1.92 | 0 | 10.5 |  |  |  |  | R-410A | 1.9333 | Residential & Commercial | USHP | Ducted CEE Tier 1
214242841 | Central HP <5.4 tons | DAY & NIGHT | HRCU-A-CB (Split System: Heat Pump with Remote Outdoor Unit-Air-Source) | CVH825GKA2* |  |  | EN(A,D)4X36L21**+WALLCON | *96CTN0801714B* | 23400 | 16.5 | 8.1 | 21600 | 16700 | 77.31% | 1.92 | 0 | 11 |  |  |  |  | R-410A | 1.95 | Residential & Commercial | USHP | Ducted CEE Tier 1
214242871 | Central HP <5.4 tons | DAY & NIGHT | HRCU-A-CB (Split System: Heat Pump with Remote Outdoor Unit-Air-Source) | CVH825GKA2* |  |  | END4X42L17**+WALLCON | *80CTL0701412B* | 24000 | 17 | 8.1 | 21400 | 16600 | 77.57% | 1.98 | 0 | 11 |  |  |  |  | R-410A | 2 | Residential & Commercial | USHP | Ducted CEE Tier 1
212987050 | Central HP <5.4 tons | AIRQUEST | HRCU-A-CB (Split System: Heat Pump with Remote Outdoor Unit-Air-Source) | DLCURAH18ABK |  |  | EN(A,D)4X24L14** | *96MSN0601412A* | 17300 | 16 | 8.1 | 18300 | 19200 | 104.9% | 2.32 | 0 | 10.5 |  |  |  |  | R-410A | 1.4417 | Residential & Commercial | USHP | Ducted CEE Tier 1
212989324 | Central HP <5.4 tons | AIRQUEST | HRCU-A-CB (Split System: Heat Pump with Remote Outdoor Unit-Air-Source) | DLCURAH18ABK |  |  | EN(A,D)4X30L17** | *95MSU0601716A* | 17600 | 16.5 | 8.1 | 18100 | 18700 | 103.3% | 2.24 | 0 | 11 |  |  |  |  | R-410A | 1.4667 | Residential & Commercial | USHP | Ducted CEE Tier 1
212984412 | Central HP <5.4 tons | AIRQUEST | HRCU-A-CB (Split System: Heat Pump with Remote Outdoor Unit-Air-Source) | DLCURAH36ABK |  |  | EA*4X48L21A* | *92MSN0801716A* | 35800 | 16.5 | 8.5 | 37800 | 34600 | 91.53% | 2.02 | 0 | 10 |  |  |  |  | R-410A | 2.9833 | Residential & Commercial | USHP | Ducted CEE Tier 1
212989492 | Central HP <5.4 tons | AIRQUEST | HRCU-A-CB (Split System: Heat Pump with Remote Outdoor Unit-Air-Source) | DLCURAH36ABK |  |  | EA*4X48L21A* | *95MSU0802120A* | 35600 | 16.5 | 8.5 | 37800 | 34600 | 91.53% | 2.02 | 0 | 10 |  |  |  |  | R-410A | 2.9667 | Residential & Commercial | USHP | Ducted CEE Tier 1
204299310 | Central HP <5.4 tons | COMFORTMAKER | HRCU-A-CB (Split System: Heat Pump with Remote Outdoor Unit-Air-Source) | CVH837GKA** |  |  | EA*4X48L21A*+WALLCON | *96CTN1002122A* | 32400 | 17.5 | 8.5 | 32600 | 25000 | 76.69% | 1.98 | 12 | 11.7 |  |  |  |  | R-410A | 2.7 | Residential & Commercial | USHP | Ducted CEE Tier 1
210474458 | Central HP <5.4 tons | TEMPSTAR | HRCU-A-CB (Split System: Heat Pump with Remote Outdoor Unit-Air-Source) | TVH825GKA3* |  |  | EHD4X48AAL+WALLCON | *95CSU0802120A* | 24200 | 16.5 | 8.1 | 21200 | 16600 | 78.3% | 2.02 | 0 | 11 |  |  |  |  | R-410A | 2.0167 | Residential & Commercial | USHP | Ducted CEE Tier 1
211262449 | Central HP <5.4 tons | COMFORTMAKER | HRCU-A-CB (Split System: Heat Pump with Remote Outdoor Unit-Air-Source) | DLCURAH18ABK |  |  | EN(A,D)4X18L14** | *92ESN0601412A* | 17800 | 15.5 | 8.5 | 18900 | 19200 | 101.6% | 2.3 | 0 | 10.5 |  |  |  |  | R-410A | 1.4833 | Residential & Commercial | USHP | Ducted CEE Tier 1
211262920 | Central HP <5.4 tons | COMFORTMAKER | HRCU-A-CB (Split System: Heat Pump with Remote Outdoor Unit-Air-Source) | DLCURAH18ABK |  |  | EN(A,D)4X24L17** | *95ESU0401712A* | 17600 | 16 | 8.5 | 18500 | 18800 | 101.6% | 2.26 | 0 | 11 |  |  |  |  | R-410A | 1.4667 | Residential & Commercial | USHP | Ducted CEE Tier 1
211263084 | Central HP <5.4 tons | COMFORTMAKER | HRCU-A-CB (Split System: Heat Pump with Remote Outdoor Unit-Air-Source) | DLCURAH18ABK |  |  | EN(A,D)4X24L17** | *96VTN0401712A* | 17700 | 15.5 | 8.5 | 18700 | 18800 | 100.5% | 2.26 | 0 | 10.5 |  |  |  |  | R-410A | 1.475 | Residential & Commercial | USHP | Ducted CEE Tier 1
211263187 | Central HP <5.4 tons | COMFORTMAKER | HRCU-A-CB (Split System: Heat Pump with Remote Outdoor Unit-Air-Source) | DLCURAH18ABK |  |  | EN(A,D)4X24L17** | *95ESN0601412A* | 17800 | 16 | 8.5 | 18700 | 18800 | 100.5% | 2.26 | 0 | 11 |  |  |  |  | R-410A | 1.4833 | Residential & Commercial | USHP | Ducted CEE Tier 1
216678275 | Central HP <5.4 tons | COMFORTMAKER | HRCU-A-CB (Split System: Heat Pump with Remote Outdoor Unit-Air-Source) | D5CURAH24AAK |  |  | EA*5X37M21A* | *97VTN0601716A* | 24400 | 15.5 | 8.5 | 23000 | 19000 | 82.61% | 1.96 | 0 | 10 |  |  |  |  | R-454B | 2.0333 | Residential & Commercial | USHP | Ducted CEE Tier 1
216735183 | Central HP <5.4 tons | HEIL | HRCU-A-CB (Split System: Heat Pump with Remote Outdoor Unit-Air-Source) | D5CUHAH24AAK |  |  | EA*5X37M17A* | *96MSN0601412A* | 22800 | 15.5 | 8.1 | 20800 | 18500 | 88.94% | 1.9 | 0 | 11 |  |  |  |  | R-454B | 1.9 | Residential & Commercial | USHP | Ducted CEE Tier 1
215864645 | Central HP <5.4 tons | TRANE | HRCU-A-CB (Split System: Heat Pump with Remote Outdoor Unit-Air-Source) | 5TWV8X48A1 |  |  | 5PX*C007AS3 | *UHMC100CCV4+LRP | 45000 | 18.1 | 8.5 | 45500 | 35000 | 76.92% | 2.1 | 0 | 10.5 |  |  |  |  | R-454B | 3.75 | Residential & Commercial | USHP | Ducted CEE Tier 1
215864661 | Central HP <5.4 tons | TRANE | HRCU-A-CB (Split System: Heat Pump with Remote Outdoor Unit-Air-Source) | 5TWV8X48A1 |  |  | 5PX*C007AS3 | S8V2C080M5PCB | 45000 | 18.1 | 8.5 | 45500 | 35400 | 77.8% | 2.1 | 0 | 10 |  |  |  |  | R-454B | 3.75 | Residential & Commercial | USHP | Ducted CEE Tier 1
215864663 | Central HP <5.4 tons | TRANE | HRCU-A-CB (Split System: Heat Pump with Remote Outdoor Unit-Air-Source) | 5TWV8X48A1 |  |  | 5TXCB006AS3 | L8V1B080U4VSB+LRP | 44500 | 18.1 | 8.5 | 46000 | 35400 | 76.96% | 2.1 | 0 | 10 |  |  |  |  | R-454B | 3.7083 | Residential & Commercial | USHP | Ducted CEE Tier 1
216453250 | Central HP <5.4 tons | AMERICAN STANDARD | HRCU-A-CB (Split System: Heat Pump with Remote Outdoor Unit-Air-Source) | 5A6V0X60A1 |  |  | 5PX*DD10AS3 | S8V2C100M5PDB | 51500 | 18.2 | 9 | 53500 | 38000 | 71.03% | 2 | 0 | 10 |  |  |  |  | R-454B | 4.2917 | Residential & Commercial | USHP | Ducted CEE Tier 1
210474260 | Central HP <5.4 tons | TEMPSTAR | HRCU-A-CB (Split System: Heat Pump with Remote Outdoor Unit-Air-Source) | TVH825GKA3* |  |  | EHD4X42AAL+WALLCON | *80CSU0401712A* | 24200 | 16.5 | 8.1 | 21400 | 16600 | 77.57% | 2 | 0 | 10.5 |  |  |  |  | R-410A | 2.0167 | Residential & Commercial | USHP | Ducted CEE Tier 1
210474469 | Central HP <5.4 tons | TEMPSTAR | HRCU-A-CB (Split System: Heat Pump with Remote Outdoor Unit-Air-Source) | TVH825GKA3* |  |  | EHD4X48AAL+WALLCON | *95CSU1002122A* | 24200 | 16.5 | 8.1 | 21200 | 16600 | 78.3% | 2.02 | 0 | 11 |  |  |  |  | R-410A | 2.0167 | Residential & Commercial | USHP | Ducted CEE Tier 1
210474480 | Central HP <5.4 tons | TEMPSTAR | HRCU-A-CB (Split System: Heat Pump with Remote Outdoor Unit-Air-Source) | TVH825GKA3* |  |  | EHD4X48AAL+WALLCON | *80CSU0401712A* | 24200 | 16.5 | 8.1 | 21200 | 16600 | 78.3% | 2.02 | 0 | 11 |  |  |  |  | R-410A | 2.0167 | Residential & Commercial | USHP | Ducted CEE Tier 1
210473903 | Central HP <5.4 tons | TEMPSTAR | HRCU-A-CB (Split System: Heat Pump with Remote Outdoor Unit-Air-Source) | TVH825GKA3* |  |  | EN(A,D,W)4X48L21**+WALLCON | *95CSU0802120A* | 24200 | 17 | 8.1 | 21200 | 16600 | 78.3% | 2.02 | 0 | 11.5 |  |  |  |  | R-410A | 2.0167 | Residential & Commercial | USHP | Ducted CEE Tier 1
212987438 | Central HP <5.4 tons | AIRQUEST | HRCU-A-CB (Split System: Heat Pump with Remote Outdoor Unit-Air-Source) | DLCURAH24ABK |  |  | EA*4X37L21A* | *96MSN0801716A* | 24400 | 18 | 9 | 29200 | 25200 | 86.3% | 2.1 | 0 | 10.5 |  |  |  |  | R-410A | 2.0333 | Residential & Commercial | USHP | Ducted CEE Tier 1
216734871 | Central HP <5.4 tons | BRYANT HEATING AND COOLING SYSTEMS | HRCU-A-CB (Split System: Heat Pump with Remote Outdoor Unit-Air-Source) | 37MUHAQ24AA3 |  |  | CAA**3617AM* | OVMAAB042112 | 22800 | 16 | 8.5 | 21200 | 19000 | 89.62% | 1.96 | 0 | 10.5 |  |  |  |  | R-454B | 1.9 | Residential & Commercial | USHP | Ducted CEE Tier 1
216734939 | Central HP <5.4 tons | BRYANT HEATING AND COOLING SYSTEMS | HRCU-A-CB (Split System: Heat Pump with Remote Outdoor Unit-Air-Source) | 37MUHAQ24AA3 |  |  | CAA**3717AM* | 8(0,1)*SB48070M17*** | 22800 | 16 | 8.5 | 20600 | 18400 | 89.32% | 1.96 | 0 | 11 |  |  |  |  | R-454B | 1.9 | Residential & Commercial | USHP | Ducted CEE Tier 1
205750722 | Central HP <5.4 tons | COMFORTMAKER | HRCU-A-CB (Split System: Heat Pump with Remote Outdoor Unit-Air-Source) | CVH825GKA2* |  |  | EA*4X37L21A*+WALLCON | *96CTN1002122A* | 24400 | 16.5 | 8.5 | 21200 | 16600 | 78.3% | 2.04 | 11 | 11 |  |  |  |  | R-410A | 2.0333 | Residential & Commercial | USHP | Ducted CEE Tier 1
206133419 | Central HP <5.4 tons | COMFORTMAKER | HRCU-A-CB (Split System: Heat Pump with Remote Outdoor Unit-Air-Source) | CVH825GKA2* |  |  | EA*4X37L17A*+WALLCON | *80CSU0401712A* | 24200 | 17 | 8.1 | 21400 | 16700 | 78.04% | 2 | 11.5 | 11 |  |  |  |  | R-410A | 2.0167 | Residential & Commercial | USHP | Ducted CEE Tier 1
215864829 | Central HP <5.4 tons | TRANE | HRCU-A-CB (Split System: Heat Pump with Remote Outdoor Unit-Air-Source) | 5TWV8X48A1 |  |  | 5PX*C009AS3 | S9V2C080U5PSC+LRP | 46000 | 18.1 | 8.5 | 45500 | 35000 | 76.92% | 2.1 | 0 | 10 |  |  |  |  | R-454B | 3.8333 | Residential & Commercial | USHP | Ducted CEE Tier 1
215864845 | Central HP <5.4 tons | TRANE | HRCU-A-CB (Split System: Heat Pump with Remote Outdoor Unit-Air-Source) | 5TWV8X48A1 |  |  | 5PX*CD09AS3 | S9V2C100D5PSC+LRP | 46000 | 18.1 | 8.5 | 45500 | 34800 | 76.48% | 2.1 | 0 | 10.5 |  |  |  |  | R-454B | 3.8333 | Residential & Commercial | USHP | Ducted CEE Tier 1
215864865 | Central HP <5.4 tons | TRANE | HRCU-A-CB (Split System: Heat Pump with Remote Outdoor Unit-Air-Source) | 5TWV8X48A1 |  |  | 5PX*D008AS3 | S8V2C080M5PDB | 45000 | 18.1 | 8.5 | 45500 | 35000 | 76.92% | 2.2 | 0 | 10 |  |  |  |  | R-454B | 3.75 | Residential & Commercial | USHP | Ducted CEE Tier 1
216735215 | Central HP <5.4 tons | HEIL | HRCU-A-CB (Split System: Heat Pump with Remote Outdoor Unit-Air-Source) | D5CUHAH24AAK |  |  | EA*5X37M17A* | *96VSN0401410B* | 22600 | 15.5 | 8.1 | 20800 | 18500 | 88.94% | 1.85 | 0 | 10.5 |  |  |  |  | R-454B | 1.8833 | Residential & Commercial | USHP | Ducted CEE Tier 1
216453226 | Central HP <5.4 tons | AMERICAN STANDARD | HRCU-A-CB (Split System: Heat Pump with Remote Outdoor Unit-Air-Source) | 5A6V0X60A1 |  |  | 5PX*CD09AS3 | S8V2C100M5PDB | 53000 | 18.4 | 9 | 54000 | 38000 | 70.37% | 2 | 0 | 10 |  |  |  |  | R-454B | 4.4167 | Residential & Commercial | USHP | Ducted CEE Tier 1
204456548 | Central HP <5.4 tons | COMFORTMAKER | HRCU-A-CB (Split System: Heat Pump with Remote Outdoor Unit-Air-Source) | CVH825GKA2* |  |  | EA*4X30L17A*+WALLCON | *96CTN0801714A* | 23400 | 16.5 | 8.1 | 21600 | 16800 | 77.78% | 1.9 | 11 | 10.5 |  |  |  |  | R-410A | 1.95 | Residential & Commercial | USHP | Ducted CEE Tier 1
215940135 | Central HP <5.4 tons | BRYANT HEATING AND COOLING SYSTEMS | HRCU-A-CB (Split System: Heat Pump with Remote Outdoor Unit-Air-Source) | 293VAN036**AA* |  |  | CSAH*4812AM*+UI | 987TA42080C17*** | 33400 | 19 | 9 | 35200 | 27000 | 76.7% | 1.92 | 0 | 11 |  |  |  |  | R-454B | 2.7833 | Residential & Commercial | USHP | Ducted CEE Tier 1
215939785 | Central HP <5.4 tons | BRYANT HEATING AND COOLING SYSTEMS | HRCU-A-CB (Split System: Heat Pump with Remote Outdoor Unit-Air-Source) | 293VAN036**AA* |  |  | CAA**6024AM*+UI | 986TD60080C21*** | 34000 | 20 | 9.5 | 34200 | 26000 | 76.02% | 2.06 | 0 | 11.7 |  |  |  |  | R-454B | 2.8333 | Residential & Commercial | USHP | Ducted CEE Tier 1
211263253 | Central HP <5.4 tons | COMFORTMAKER | HRCU-A-CB (Split System: Heat Pump with Remote Outdoor Unit-Air-Source) | DLCURAH18ABK |  |  | EN(A,D)4X24L17** | *95ESN0261410A* | 18000 | 15.5 | 8.5 | 19000 | 18700 | 98.42% | 2.24 | 0 | 10.5 |  |  |  |  | R-410A | 1.5 | Residential & Commercial | USHP | Ducted CEE Tier 1
211263419 | Central HP <5.4 tons | COMFORTMAKER | HRCU-A-CB (Split System: Heat Pump with Remote Outdoor Unit-Air-Source) | DLCURAH18ABK |  |  | EN(A,D)4X24L17** | *92ESN0801716A* | 18500 | 16 | 8.5 | 19500 | 18400 | 94.36% | 2.24 | 0 | 11 |  |  |  |  | R-410A | 1.5417 | Residential & Commercial | USHP | Ducted CEE Tier 1
204456584 | Central HP <5.4 tons | COMFORTMAKER | HRCU-A-CB (Split System: Heat Pump with Remote Outdoor Unit-Air-Source) | CVH825GKA2* |  |  | EA*4X30L17A*+WALLCON | *80CTL0901716A* | 23600 | 17 | 8.1 | 21400 | 16600 | 77.57% | 1.92 | 11 | 11 |  |  |  |  | R-410A | 1.9667 | Residential & Commercial | USHP | Ducted CEE Tier 1
211229917 | Central HP <5.4 tons | TEMPSTAR | HRCU-A-CB (Split System: Heat Pump with Remote Outdoor Unit-Air-Source) | DLCURAH36ABK |  |  | EN(A,D,W)4X48L21** | *80ES(N,L)0701712A* | 36200 | 15.5 | 8.1 | 38500 | 35000 | 90.91% | 2.02 | 0 | 10 |  |  |  |  | R-410A | 3.0167 | Residential & Commercial | USHP | Ducted CEE Tier 1
211230015 | Central HP <5.4 tons | TEMPSTAR | HRCU-A-CB (Split System: Heat Pump with Remote Outdoor Unit-Air-Source) | DLCURAH36ABK |  |  | EN(A,D,W)4X48L21** | *80VSL0902120A* | 35800 | 16.5 | 8.1 | 38500 | 34800 | 90.39% | 2 | 0 | 10 |  |  |  |  | R-410A | 2.9833 | Residential & Commercial | USHP | Ducted CEE Tier 1
211230058 | Central HP <5.4 tons | TEMPSTAR | HRCU-A-CB (Split System: Heat Pump with Remote Outdoor Unit-Air-Source) | DLCURAH36ABK |  |  | EN(A,D,W)4X48L21** | *80ESU1002120A* | 36200 | 16 | 8.1 | 38500 | 34800 | 90.39% | 2.02 | 0 | 10 |  |  |  |  | R-410A | 3.0167 | Residential & Commercial | USHP | Ducted CEE Tier 1
211230181 | Central HP <5.4 tons | TEMPSTAR | HRCU-A-CB (Split System: Heat Pump with Remote Outdoor Unit-Air-Source) | DLCURAH36ABK |  |  | EN(A,D,W)4X48L21** | *95ESN0801716A* | 35600 | 15.5 | 8.1 | 38500 | 35000 | 90.91% | 2 | 0 | 10 |  |  |  |  | R-410A | 2.9667 | Residential & Commercial | USHP | Ducted CEE Tier 1
211230240 | Central HP <5.4 tons | TEMPSTAR | HRCU-A-CB (Split System: Heat Pump with Remote Outdoor Unit-Air-Source) | DLCURAH36ABK |  |  | EN(A,D,W)4X48L21** | *96VSN0801716A* | 35800 | 16 | 8.1 | 38500 | 34800 | 90.39% | 2 | 0 | 10 |  |  |  |  | R-410A | 2.9833 | Residential & Commercial | USHP | Ducted CEE Tier 1
212982384 | Central HP <5.4 tons | CARRIER | HRCU-A-CB (Split System: Heat Pump with Remote Outdoor Unit-Air-Source) | 38MURAQ18AB3* |  |  | CAP**2417AL* | 58SU*B060M17**16 | 17600 | 16.5 | 8.5 | 18600 | 19100 | 102.7% | 2.3 | 0 | 10.5 |  |  |  |  | R-410A | 1.4667 | Residential & Commercial | USHP | Ducted CEE Tier 1
215488018 | Central HP <5.4 tons | GOODMAN | HRCU-A-CB (Split System: Heat Pump with Remote Outdoor Unit-Air-Source) | GZV7SA2410A* |  |  | CA*EA3022*3A* | G*VC960403BNB* | 23200 | 19 | 8.6 | 23200 | 17000 | 73.28% | 2 | 0 | 11 |  |  |  |  | R-32 | 1.9333 | Residential & Commercial | USHP | Ducted CEE Tier 1
215488025 | Central HP <5.4 tons | GOODMAN | HRCU-A-CB (Split System: Heat Pump with Remote Outdoor Unit-Air-Source) | GZV7SA2410A* |  |  | CA*EA3626*3A* | G*VM970804CNB* | 23200 | 19 | 8.6 | 23200 | 17000 | 73.28% | 2 | 0 | 11 |  |  |  |  | R-32 | 1.9333 | Residential & Commercial | USHP | Ducted CEE Tier 1
212988652 | Central HP <5.4 tons | AIRQUEST | HRCU-A-CB (Split System: Heat Pump with Remote Outdoor Unit-Air-Source) | DLCURAH24ABK |  |  | EA*4X25L17A* | *95MSU0401712A* | 24200 | 16.5 | 8.5 | 25200 | 21800 | 86.51% | 1.82 | 0 | 10 |  |  |  |  | R-410A | 2.0167 | Residential & Commercial | USHP | Ducted CEE Tier 1
204298920 | Central HP <5.4 tons | COMFORTMAKER | HRCU-A-CB (Split System: Heat Pump with Remote Outdoor Unit-Air-Source) | CVH837GKA** |  |  | EA*4X42L21A*+WALLCON | *80CTL0701716A* | 31800 | 17 | 8.1 | 33200 | 24600 | 74.1% | 1.88 | 11 | 11 |  |  |  |  | R-410A | 2.65 | Residential & Commercial | USHP | Ducted CEE Tier 1
204299290 | Central HP <5.4 tons | COMFORTMAKER | HRCU-A-CB (Split System: Heat Pump with Remote Outdoor Unit-Air-Source) | CVH837GKA** |  |  | EA*4X48L21A*+WALLCON | *97CMN1002122A* | 32400 | 17.5 | 8.5 | 32600 | 25000 | 76.69% | 1.98 | 12 | 11.7 |  |  |  |  | R-410A | 2.7 | Residential & Commercial | USHP | Ducted CEE Tier 1
204299340 | Central HP <5.4 tons | COMFORTMAKER | HRCU-A-CB (Split System: Heat Pump with Remote Outdoor Unit-Air-Source) | CVH837GKA** |  |  | EA*4X48L21A*+WALLCON | *97CMN0602120A* | 32200 | 17 | 8.1 | 32800 | 25200 | 76.83% | 1.96 | 11.5 | 11 |  |  |  |  | R-410A | 2.6833 | Residential & Commercial | USHP | Ducted CEE Tier 1
215488048 | Central HP <5.4 tons | GOODMAN | HRCU-A-CB (Split System: Heat Pump with Remote Outdoor Unit-Air-Source) | GZV7SA2410A* |  |  | CHPEA3026*3A* | G*VC960403BNB* | 23200 | 19 | 8.6 | 23200 | 17000 | 73.28% | 2 | 0 | 11 |  |  |  |  | R-32 | 1.9333 | Residential & Commercial | USHP | Ducted CEE Tier 1
205750706 | Central HP <5.4 tons | COMFORTMAKER | HRCU-A-CB (Split System: Heat Pump with Remote Outdoor Unit-Air-Source) | CVH825GKA2* |  |  | EA*4X37L21A*+WALLCON | *97CMN1002122A* | 24400 | 16.5 | 8.5 | 21200 | 16600 | 78.3% | 2.04 | 11 | 11 |  |  |  |  | R-410A | 2.0333 | Residential & Commercial | USHP | Ducted CEE Tier 1
207252289 | Central HP <5.4 tons | AMERICAN STANDARD | HRCU-A-CB (Split System: Heat Pump with Remote Outdoor Unit-Air-Source) | 4A6C7048A3 |  |  | 4TXCD008DS3 | L8V1C100U5VSA | 45500 | 17 | 8.1 | 47500 | 45500 | 95.79% | 3.4 | 12.5 | 12 |  |  |  |  | R-410A | 3.7917 | Residential & Commercial | USHP | Ducted CEE Tier 1
216735433 | Central HP <5.4 tons | HEIL | HRCU-A-CB (Split System: Heat Pump with Remote Outdoor Unit-Air-Source) | D5CUHAH24AAK |  |  | EA*5X37M21A* | *80CSU0802120A* | 24000 | 16 | 8.5 | 21200 | 18700 | 88.21% | 1.98 | 0 | 11 |  |  |  |  | R-454B | 2 | Residential & Commercial | USHP | Ducted CEE Tier 1
204456665 | Central HP <5.4 tons | COMFORTMAKER | HRCU-A-CB (Split System: Heat Pump with Remote Outdoor Unit-Air-Source) | CVH825GKA2* |  |  | EA*4X36L21A*+WALLCON | *80CTL0451712A* | 23400 | 16 | 8.1 | 21600 | 16800 | 77.78% | 1.92 | 11 | 10.5 |  |  |  |  | R-410A | 1.95 | Residential & Commercial | USHP | Ducted CEE Tier 1
204456865 | Central HP <5.4 tons | COMFORTMAKER | HRCU-A-CB (Split System: Heat Pump with Remote Outdoor Unit-Air-Source) | CVH825GKA2* |  |  | EA*4X37L17A*+WALLCON | *97CMN0801714A* | 24200 | 16 | 8.1 | 21400 | 16800 | 78.5% | 1.98 | 11 | 11 |  |  |  |  | R-410A | 2.0167 | Residential & Commercial | USHP | Ducted CEE Tier 1
205750730 | Central HP <5.4 tons | COMFORTMAKER | HRCU-A-CB (Split System: Heat Pump with Remote Outdoor Unit-Air-Source) | CVH825GKA2* |  |  | EA*4X37L21A*+WALLCON | *80CTL0901716A* | 24600 | 17.5 | 8.5 | 21000 | 16500 | 78.57% | 2.04 | 12 | 11.7 |  |  |  |  | R-410A | 2.05 | Residential & Commercial | USHP | Ducted CEE Tier 1
214242891 | Central HP <5.4 tons | DAY & NIGHT | HRCU-A-CB (Split System: Heat Pump with Remote Outdoor Unit-Air-Source) | CVH825GKA2* |  |  | END4X42L17**+WALLCON | *80CTL0901716B* | 24000 | 17 | 8.1 | 21400 | 16600 | 77.57% | 1.98 | 0 | 11.5 |  |  |  |  | R-410A | 2 | Residential & Commercial | USHP | Ducted CEE Tier 1
214243091 | Central HP <5.4 tons | DAY & NIGHT | HRCU-A-CB (Split System: Heat Pump with Remote Outdoor Unit-Air-Source) | CVH825GKA2* |  |  | EN(A,D,W)4X48L21**+WALLCON | *80CTL0701716B* | 24000 | 17 | 8.1 | 21400 | 16600 | 77.57% | 2 | 0 | 11 |  |  |  |  | R-410A | 2 | Residential & Commercial | USHP | Ducted CEE Tier 1
214243141 | Central HP <5.4 tons | DAY & NIGHT | HRCU-A-CB (Split System: Heat Pump with Remote Outdoor Unit-Air-Source) | CVH825GKA2* |  |  | EN(A,D,W)4X48L21**+WALLCON | *97CMN0601714B* | 24000 | 16.5 | 8.1 | 21400 | 16700 | 78.04% | 2 | 0 | 11 |  |  |  |  | R-410A | 2 | Residential & Commercial | USHP | Ducted CEE Tier 1
211230738 | Central HP <5.4 tons | TEMPSTAR | HRCU-A-CB (Split System: Heat Pump with Remote Outdoor Unit-Air-Source) | DLCURAH36ABK |  |  | EN(A,D)4X48L24** | *95ESU1002120A* | 36400 | 16 | 8.1 | 38500 | 34800 | 90.39% | 2.04 | 0 | 10.5 |  |  |  |  | R-410A | 3.0333 | Residential & Commercial | USHP | Ducted CEE Tier 1
211230824 | Central HP <5.4 tons | TEMPSTAR | HRCU-A-CB (Split System: Heat Pump with Remote Outdoor Unit-Air-Source) | DLCURAH36ABK |  |  | FEM4P42**AL | 0 | 37000 | 16 | 8.1 | 38500 | 34800 | 90.39% | 2 | 0 | 10 |  |  |  |  | R-410A | 3.0833 | Residential & Commercial | USHP | Ducted CEE Tier 1
204299840 | Central HP <5.4 tons | COMFORTMAKER | HRCU-A-CB (Split System: Heat Pump with Remote Outdoor Unit-Air-Source) | CVH837GKA** |  |  | EN(A,D,W)4X48L21**+WALLCON | *80CTL0901716A* | 32400 | 18 | 8.1 | 32800 | 24800 | 75.61% | 1.98 | 12.5 | 11.7 |  |  |  |  | R-410A | 2.7 | Residential & Commercial | USHP | Ducted CEE Tier 1
204299890 | Central HP <5.4 tons | COMFORTMAKER | HRCU-A-CB (Split System: Heat Pump with Remote Outdoor Unit-Air-Source) | CVH837GKA** |  |  | EN(A,D)4X48L24**+WALLCON | *80CTL1352422A* | 32400 | 17.5 | 8.1 | 32800 | 24800 | 75.61% | 1.98 | 12 | 11.7 |  |  |  |  | R-410A | 2.7 | Residential & Commercial | USHP | Ducted CEE Tier 1
216453224 | Central HP <5.4 tons | AMERICAN STANDARD | HRCU-A-CB (Split System: Heat Pump with Remote Outdoor Unit-Air-Source) | 5A6V0X60A1 |  |  | 5PX*C009AS3 | S8V2C100M5PDB | 52500 | 18.4 | 9 | 54000 | 38000 | 70.37% | 2 | 0 | 10 |  |  |  |  | R-454B | 4.375 | Residential & Commercial | USHP | Ducted CEE Tier 1
206133811 | Central HP <5.4 tons | COMFORTMAKER | HRCU-A-CB (Split System: Heat Pump with Remote Outdoor Unit-Air-Source) | CVH825GKA2* |  |  | EA*4X37L21A*+WALLCON | *95CSU0601716A* | 24400 | 16.5 | 8.1 | 21400 | 16700 | 78.04% | 2.02 | 11.5 | 10.5 |  |  |  |  | R-410A | 2.0333 | Residential & Commercial | USHP | Ducted CEE Tier 1
215864781 | Central HP <5.4 tons | TRANE | HRCU-A-CB (Split System: Heat Pump with Remote Outdoor Unit-Air-Source) | 5TWV8X36A1 |  |  | 5PX*BD06AS3 | *DHMB080CCV3+LRP | 32400 | 18.1 | 8.5 | 34000 | 25800 | 75.88% | 2 | 0 | 10 |  |  |  |  | R-454B | 2.7 | Residential & Commercial | USHP | Ducted CEE Tier 1
215864795 | Central HP <5.4 tons | TRANE | HRCU-A-CB (Split System: Heat Pump with Remote Outdoor Unit-Air-Source) | 5TWV8X36A1 |  |  | 5PX*BD06AS3 | S9V2B040D3PSC+LRP | 32600 | 18.1 | 8.5 | 34200 | 26000 | 76.02% | 2 | 0 | 10 |  |  |  |  | R-454B | 2.7167 | Residential & Commercial | USHP | Ducted CEE Tier 1
211242651 | Central HP <5.4 tons | TEMPSTAR | HRCU-A-CB (Split System: Heat Pump with Remote Outdoor Unit-Air-Source) | DLCURAH24ABK |  |  | EA*4X36L21A* | *92ESN0802120A* | 25000 | 17 | 8.5 | 26600 | 21800 | 81.95% | 1.82 | 0 | 10.5 |  |  |  |  | R-410A | 2.0833 | Residential & Commercial | USHP | Ducted CEE Tier 1
211243501 | Central HP <5.4 tons | TEMPSTAR | HRCU-A-CB (Split System: Heat Pump with Remote Outdoor Unit-Air-Source) | DLCURAH24ABK |  |  | EA*4X37L21A* | *80ES(N,L)0451712A* | 24800 | 17 | 8.5 | 25400 | 21000 | 82.68% | 1.76 | 0 | 10.5 |  |  |  |  | R-410A | 2.0667 | Residential & Commercial | USHP | Ducted CEE Tier 1
211243537 | Central HP <5.4 tons | TEMPSTAR | HRCU-A-CB (Split System: Heat Pump with Remote Outdoor Unit-Air-Source) | DLCURAH24ABK |  |  | EA*4X37L21A* | *80ES(N,L)0901714A* | 25400 | 17 | 8.5 | 25800 | 20600 | 79.84% | 1.76 | 0 | 10.5 |  |  |  |  | R-410A | 2.1167 | Residential & Commercial | USHP | Ducted CEE Tier 1
211243680 | Central HP <5.4 tons | TEMPSTAR | HRCU-A-CB (Split System: Heat Pump with Remote Outdoor Unit-Air-Source) | DLCURAH24ABK |  |  | EA*4X37L21A* | OLV098A12* | 24000 | 16.5 | 8.1 | 25000 | 21600 | 86.4% | 1.8 | 0 | 10 |  |  |  |  | R-410A | 2 | Residential & Commercial | USHP | Ducted CEE Tier 1
211243235 | Central HP <5.4 tons | TEMPSTAR | HRCU-A-CB (Split System: Heat Pump with Remote Outdoor Unit-Air-Source) | DLCURAH24ABK |  |  | EA*4X37L21A* | *96VSN0802120A* | 24600 | 17 | 8.5 | 25200 | 21000 | 83.33% | 1.78 | 0 | 10.5 |  |  |  |  | R-410A | 2.05 | Residential & Commercial | USHP | Ducted CEE Tier 1
211243244 | Central HP <5.4 tons | TEMPSTAR | HRCU-A-CB (Split System: Heat Pump with Remote Outdoor Unit-Air-Source) | DLCURAH24ABK |  |  | EA*4X37L21A* | *96VSN1002120A* | 24400 | 17 | 8.5 | 25200 | 21200 | 84.13% | 1.78 | 0 | 10.5 |  |  |  |  | R-410A | 2.0333 | Residential & Commercial | USHP | Ducted CEE Tier 1
216678346 | Central HP <5.4 tons | COMFORTMAKER | HRCU-A-CB (Split System: Heat Pump with Remote Outdoor Unit-Air-Source) | D5CURAH24AAK |  |  | EA*5X37M21A* | *97VTN0801716A* | 24800 | 15.5 | 8.5 | 23200 | 19100 | 82.33% | 1.96 | 0 | 10 |  |  |  |  | R-454B | 2.0667 | Residential & Commercial | USHP | Ducted CEE Tier 1
206133761 | Central HP <5.4 tons | COMFORTMAKER | HRCU-A-CB (Split System: Heat Pump with Remote Outdoor Unit-Air-Source) | CVH825GKA2* |  |  | EA*4X36L17A*+WALLCON | *95CSU0601716A* | 23400 | 16.5 | 8.1 | 21600 | 16800 | 77.78% | 1.92 | 11 | 10.5 |  |  |  |  | R-410A | 1.95 | Residential & Commercial | USHP | Ducted CEE Tier 1
213076672 | Central HP <5.4 tons | CARRIER | HRCU-A-CB (Split System: Heat Pump with Remote Outdoor Unit-Air-Source) | 38MURAQ36AB3* |  |  | CAP**4321AL* | 58TP*B090V21**20 | 36800 | 16 | 8.5 | 38500 | 35000 | 90.91% | 2.08 | 0 | 10 |  |  |  |  | R-410A | 3.0667 | Residential & Commercial | USHP | Ducted CEE Tier 1
213077055 | Central HP <5.4 tons | CARRIER | HRCU-A-CB (Split System: Heat Pump with Remote Outdoor Unit-Air-Source) | 38MURAQ36AB3* |  |  | CAP**4221AL* | 59SP6B080V21**20 | 35600 | 16 | 8.1 | 38500 | 35200 | 91.43% | 1.9 | 0 | 10 |  |  |  |  | R-410A | 2.9667 | Residential & Commercial | USHP | Ducted CEE Tier 1
213773467 | Central HP <5.4 tons | HEIL | HRCU-A-CB (Split System: Heat Pump with Remote Outdoor Unit-Air-Source) | HVH825GKA3* |  |  | EA*4X42L21A*+WALLCON | *96CTN0601714B* | 23600 | 16.5 | 8.1 | 21400 | 16700 | 78.04% | 1.94 | 0 | 10.5 |  |  |  |  | R-410A | 1.9667 | Residential & Commercial | USHP | Ducted CEE Tier 1
211262382 | Central HP <5.4 tons | COMFORTMAKER | HRCU-A-CB (Split System: Heat Pump with Remote Outdoor Unit-Air-Source) | DLCURAH18ABK |  |  | EN(A,D)4X18L14** | *96VTN0601412A* | 17600 | 15.5 | 8.5 | 18700 | 19300 | 103.2% | 2.32 | 0 | 10.5 |  |  |  |  | R-410A | 1.4667 | Residential & Commercial | USHP | Ducted CEE Tier 1
216453174 | Central HP <5.4 tons | AMERICAN STANDARD | HRCU-A-CB (Split System: Heat Pump with Remote Outdoor Unit-Air-Source) | 5A6V0X48A1 |  |  | 5PX*D010AS3 | S8V2C100M5PCB | 45500 | 20 | 9.7 | 47000 | 33800 | 71.91% | 2.1 | 0 | 12 |  |  |  |  | R-454B | 3.7917 | Residential & Commercial | USHP | Ducted CEE Tier 1
216734799 | Central HP <5.4 tons | BRYANT HEATING AND COOLING SYSTEMS | HRCU-A-CB (Split System: Heat Pump with Remote Outdoor Unit-Air-Source) | 37MUHAQ24AA3 |  |  | CAA**3617AM* | 926TC36060V14*** | 22200 | 16 | 8.1 | 20800 | 18700 | 89.9% | 1.85 | 0 | 10.5 |  |  |  |  | R-454B | 1.85 | Residential & Commercial | USHP | Ducted CEE Tier 1
216734831 | Central HP <5.4 tons | BRYANT HEATING AND COOLING SYSTEMS | HRCU-A-CB (Split System: Heat Pump with Remote Outdoor Unit-Air-Source) | 37MUHAQ24AA3 |  |  | CAA**3617AM* | 927TA48060V17*** | 22400 | 16 | 8.5 | 20800 | 18700 | 89.9% | 1.96 | 0 | 10.5 |  |  |  |  | R-454B | 1.8667 | Residential & Commercial | USHP | Ducted CEE Tier 1
213773867 | Central HP <5.4 tons | HEIL | HRCU-A-CB (Split System: Heat Pump with Remote Outdoor Unit-Air-Source) | HVH825GKA3* |  |  | EA*4X48L24A*+WALLCON | *96CTN1202422B* | 24200 | 17 | 8.1 | 21000 | 16500 | 78.57% | 2.02 | 0 | 11 |  |  |  |  | R-410A | 2.0167 | Residential & Commercial | USHP | Ducted CEE Tier 1
211263035 | Central HP <5.4 tons | COMFORTMAKER | HRCU-A-CB (Split System: Heat Pump with Remote Outdoor Unit-Air-Source) | DLCURAH18ABK |  |  | EN(A,D)4X24L17** | *80ESU0401712A* | 18400 | 16 | 8.5 | 19200 | 18500 | 96.35% | 2.24 | 0 | 11 |  |  |  |  | R-410A | 1.5333 | Residential & Commercial | USHP | Ducted CEE Tier 1
216678561 | Central HP <5.4 tons | COMFORTMAKER | HRCU-A-CB (Split System: Heat Pump with Remote Outdoor Unit-Air-Source) | D5CURAH24AAK |  |  | FM(C,U)5Z30**AL* | 0 | 24800 | 16 | 9.5 | 24800 | 19600 | 79.03% | 2.14 | 0 | 10 |  |  |  |  | R-454B | 2.0667 | Residential & Commercial | USHP | Ducted CEE Tier 1
216678593 | Central HP <5.4 tons | COMFORTMAKER | HRCU-A-CB (Split System: Heat Pump with Remote Outdoor Unit-Air-Source) | D5CURAH24AAK |  |  | F5MA5*30L*B* | 0 | 25000 | 15.2 | 9 | 24000 | 19400 | 80.83% | 2.04 | 0 | 10 |  |  |  |  | R-454B | 2.0833 | Residential & Commercial | USHP | Ducted CEE Tier 1
206771797 | Central HP <5.4 tons | COMFORTMAKER | HRCU-A-CB (Split System: Heat Pump with Remote Outdoor Unit-Air-Source) | CVH837GKA2* |  |  | EA*4X48L21A*+WALLCON | *96CTN0801714A* | 32200 | 17 | 8.1 | 32800 | 25200 | 76.83% | 1.96 | 11.5 | 11 |  |  |  |  | R-410A | 2.6833 | Residential & Commercial | USHP | Ducted CEE Tier 1
206772617 | Central HP <5.4 tons | COMFORTMAKER | HRCU-A-CB (Split System: Heat Pump with Remote Outdoor Unit-Air-Source) | CVH837GKA2* |  |  | EHD4X36AAL+WALLCON | *97CMN1002122A* | 32200 | 16.5 | 8.1 | 33200 | 24800 | 74.7% | 1.94 | 11.5 | 11 |  |  |  |  | R-410A | 2.6833 | Residential & Commercial | USHP | Ducted CEE Tier 1
206773058 | Central HP <5.4 tons | COMFORTMAKER | HRCU-A-CB (Split System: Heat Pump with Remote Outdoor Unit-Air-Source) | CVH837GKA2* |  |  | EA*4X37L21A*+WALLCON | *80CSU1002120A* | 32800 | 17 | 8.5 | 33000 | 25200 | 76.36% | 1.96 | 12 | 11 |  |  |  |  | R-410A | 2.7333 | Residential & Commercial | USHP | Ducted CEE Tier 1
216733555 | Central HP <5.4 tons | HEIL | HRCU-A-CB (Split System: Heat Pump with Remote Outdoor Unit-Air-Source) | D5CUHAH24AAK |  |  | EA*5X25M17A* | *96CTN0801714B* | 23000 | 16.5 | 8.5 | 20600 | 18400 | 89.32% | 1.96 | 0 | 11 |  |  |  |  | R-454B | 1.9167 | Residential & Commercial | USHP | Ducted CEE Tier 1
216734291 | Central HP <5.4 tons | HEIL | HRCU-A-CB (Split System: Heat Pump with Remote Outdoor Unit-Air-Source) | D5CUHAH24AAK |  |  | EA*5X30M17A* | *97VTN0601716A* | 22200 | 16 | 8.1 | 20800 | 18800 | 90.38% | 1.85 | 0 | 10.5 |  |  |  |  | R-454B | 1.85 | Residential & Commercial | USHP | Ducted CEE Tier 1
216677251 | Central HP <5.4 tons | COMFORTMAKER | HRCU-A-CB (Split System: Heat Pump with Remote Outdoor Unit-Air-Source) | D5CURAH24AAK |  |  | EA*5X36M17A* | *96MSN0801716A* | 23800 | 15.2 | 8.5 | 24000 | 19400 | 80.83% | 1.92 | 0 | 9.8 |  |  |  |  | R-454B | 1.9833 | Residential & Commercial | USHP
216678071 | Central HP <5.4 tons | COMFORTMAKER | HRCU-A-CB (Split System: Heat Pump with Remote Outdoor Unit-Air-Source) | D5CURAH24AAK |  |  | EA*5X37M21A* | *96VTN0601716B* | 24400 | 15.5 | 8.5 | 23000 | 19000 | 82.61% | 1.96 | 0 | 10 |  |  |  |  | R-454B | 2.0333 | Residential & Commercial | USHP | Ducted CEE Tier 1
216678412 | Central HP <5.4 tons | COMFORTMAKER | HRCU-A-CB (Split System: Heat Pump with Remote Outdoor Unit-Air-Source) | D5CURAH24AAK |  |  | EA*5X37M21A* | *97VTN1002122A* | 24800 | 15.5 | 9 | 23200 | 19100 | 82.33% | 2.08 | 0 | 10 |  |  |  |  | R-454B | 2.0667 | Residential & Commercial | USHP | Ducted CEE Tier 1
215488113 | Central HP <5.4 tons | GOODMAN | HRCU-A-CB (Split System: Heat Pump with Remote Outdoor Unit-Air-Source) | GZV7SA4810A* |  |  | CA*EA6030*3A* | G*VM971005CNB* | 45500 | 16.2 | 8.8 | 47000 | 33600 | 71.49% | 2 | 0 | 10 |  |  |  |  | R-32 | 3.7917 | Residential & Commercial | USHP | Ducted CEE Tier 1
215864899 | Central HP <5.4 tons | TRANE | HRCU-A-CB (Split System: Heat Pump with Remote Outdoor Unit-Air-Source) | 5TWV8X48A1 |  |  | 5PX*D010AS3 | S8V2C100M5PDB | 46000 | 18.1 | 8.5 | 45000 | 34800 | 77.33% | 2.2 | 0 | 10.5 |  |  |  |  | R-454B | 3.8333 | Residential & Commercial | USHP | Ducted CEE Tier 1
215864913 | Central HP <5.4 tons | TRANE | HRCU-A-CB (Split System: Heat Pump with Remote Outdoor Unit-Air-Source) | 5TWV8X48A1 |  |  | 5PX*DD10AS3 | S8V2C100M5PCB | 45000 | 18.1 | 8.5 | 45000 | 34800 | 77.33% | 2.1 | 0 | 10 |  |  |  |  | R-454B | 3.75 | Residential & Commercial | USHP | Ducted CEE Tier 1
215864945 | Central HP <5.4 tons | TRANE | HRCU-A-CB (Split System: Heat Pump with Remote Outdoor Unit-Air-Source) | 5TWV8X48A1 |  |  | 5TXCC009AS3 | S9V2C100U5PSC+LRP | 46000 | 18.1 | 8.5 | 45500 | 34800 | 76.48% | 2.1 | 0 | 10.5 |  |  |  |  | R-454B | 3.8333 | Residential & Commercial | USHP | Ducted CEE Tier 1
215865099 | Central HP <5.4 tons | TRANE | HRCU-A-CB (Split System: Heat Pump with Remote Outdoor Unit-Air-Source) | 5TWV8X48A1 |  |  | 5PX*DD10AS3+P0V0C000M50SD+LRP | 0 | 45500 | 18.1 | 8.5 | 45000 | 34400 | 76.44% | 2.2 | 0 | 10.5 |  |  |  |  | R-454B | 3.7917 | Residential & Commercial | USHP | Ducted CEE Tier 1
215865063 | Central HP <5.4 tons | TRANE | HRCU-A-CB (Split System: Heat Pump with Remote Outdoor Unit-Air-Source) | 5TWV8X36A1 |  |  | 5TXCC005AS3+P0V0C000M50SD+LRP | 0 | 32000 | 18.1 | 8.5 | 32600 | 25400 | 77.91% | 2.1 | 0 | 10.5 |  |  |  |  | R-454B | 2.6667 | Residential & Commercial | USHP | Ducted CEE Tier 1
211243812 | Central HP <5.4 tons | TEMPSTAR | HRCU-A-CB (Split System: Heat Pump with Remote Outdoor Unit-Air-Source) | DLCURAH24ABK |  |  | EN(A,D)4X24L14** | *92ESN0601412A* | 24200 | 15.5 | 8.5 | 27200 | 22600 | 83.09% | 1.86 | 0 | 10 |  |  |  |  | R-410A | 2.0167 | Residential & Commercial | USHP | Ducted CEE Tier 1
211243978 | Central HP <5.4 tons | TEMPSTAR | HRCU-A-CB (Split System: Heat Pump with Remote Outdoor Unit-Air-Source) | DLCURAH24ABK |  |  | EN(A,D)4X24L17** | *80ESU0401712A* | 23600 | 17 | 8.5 | 26400 | 23800 | 90.15% | 1.98 | 0 | 10 |  |  |  |  | R-410A | 1.9667 | Residential & Commercial | USHP | Ducted CEE Tier 1
216734651 | Central HP <5.4 tons | BRYANT HEATING AND COOLING SYSTEMS | HRCU-A-CB (Split System: Heat Pump with Remote Outdoor Unit-Air-Source) | 37MUHAQ24AA3 |  |  | CAA**3617AM* | 916SA36060M14*** | 22400 | 15.5 | 8.1 | 20800 | 18800 | 90.38% | 1.9 | 0 | 10.5 |  |  |  |  | R-454B | 1.8667 | Residential & Commercial | USHP | Ducted CEE Tier 1
216735405 | Central HP <5.4 tons | BRYANT HEATING AND COOLING SYSTEMS | HRCU-A-CB (Split System: Heat Pump with Remote Outdoor Unit-Air-Source) | 37MUHAQ24AA3 |  |  | CAA**3717AM* | OVMAAB042112 | 23400 | 15.5 | 8.5 | 21400 | 18900 | 88.32% | 1.96 | 0 | 10.5 |  |  |  |  | R-454B | 1.95 | Residential & Commercial | USHP | Ducted CEE Tier 1
206773112 | Central HP <5.4 tons | COMFORTMAKER | HRCU-A-CB (Split System: Heat Pump with Remote Outdoor Unit-Air-Source) | CVH837GKA2* |  |  | EA*4X43L21A*+WALLCON | *80CSU0601716A* | 32800 | 17 | 8.5 | 33000 | 25200 | 76.36% | 1.96 | 12 | 11 |  |  |  |  | R-410A | 2.7333 | Residential & Commercial | USHP | Ducted CEE Tier 1
215488129 | Central HP <5.4 tons | GOODMAN | HRCU-A-CB (Split System: Heat Pump with Remote Outdoor Unit-Air-Source) | GZV7SA4810A* |  |  | CHPEA6030*3A* | G*VC801005C*A* | 45500 | 16.5 | 8.5 | 46500 | 33600 | 72.26% | 2 | 0 | 10 |  |  |  |  | R-32 | 3.7917 | Residential & Commercial | USHP | Ducted CEE Tier 1
215488130 | Central HP <5.4 tons | GOODMAN | HRCU-A-CB (Split System: Heat Pump with Remote Outdoor Unit-Air-Source) | GZV7SA4810A* |  |  | CHPEA6030*3A* | G*VC960804CNB* | 45500 | 16.2 | 8.5 | 46500 | 33600 | 72.26% | 2 | 0 | 10 |  |  |  |  | R-32 | 3.7917 | Residential & Commercial | USHP | Ducted CEE Tier 1
215488132 | Central HP <5.4 tons | GOODMAN | HRCU-A-CB (Split System: Heat Pump with Remote Outdoor Unit-Air-Source) | GZV7SA4810A* |  |  | CHPEA6030*3A* | G*VM970804CNB* | 45500 | 16.2 | 8.5 | 46500 | 33600 | 72.26% | 2 | 0 | 10 |  |  |  |  | R-32 | 3.7917 | Residential & Commercial | USHP | Ducted CEE Tier 1
215674558 | Central HP <5.4 tons | HEIL | HRCU-A-CB (Split System: Heat Pump with Remote Outdoor Unit-Air-Source) | H5H0V48*K*AAA* |  |  | EA*5X61M24A*+WALLCON | *97CMN0602120B* | 45500 | 17.5 | 9 | 48000 | 34200 | 71.25% | 2.06 | 0 | 9.5 |  |  |  |  | R-454B | 3.7917 | Residential & Commercial | USHP
215936796 | Central HP <5.4 tons | HEIL | HRCU-A-CB (Split System: Heat Pump with Remote Outdoor Unit-Air-Source) | H5H3V36*K*AAA* |  |  | EVD5X60M24A*+WALLCON | *95CSU1002122B* | 35600 | 22 | 8.5 | 38000 | 28400 | 74.74% | 2.06 | 0 | 12.5 |  |  |  |  | R-454B | 2.9667 | Residential & Commercial | USHP | Ducted CEE Tier 1
216453258 | Central HP <5.4 tons | AMERICAN STANDARD | HRCU-A-CB (Split System: Heat Pump with Remote Outdoor Unit-Air-Source) | 5A6V0X60A1 |  |  | 5TXCC009AS3 | S8V2C100M5PCB | 52500 | 18.4 | 9 | 54000 | 38000 | 70.37% | 2 | 0 | 10 |  |  |  |  | R-454B | 4.375 | Residential & Commercial | USHP | Ducted CEE Tier 1
204456449 | Central HP <5.4 tons | COMFORTMAKER | HRCU-A-CB (Split System: Heat Pump with Remote Outdoor Unit-Air-Source) | CVH825GKA2* |  |  | EA*4X25L17A*+WALLCON | *80CTL0701716A* | 24400 | 16.5 | 8.1 | 21200 | 16600 | 78.3% | 2.02 | 11 | 11 |  |  |  |  | R-410A | 2.0333 | Residential & Commercial | USHP | Ducted CEE Tier 1
216735190 | Central HP <5.4 tons | BRYANT HEATING AND COOLING SYSTEMS | HRCU-A-CB (Split System: Heat Pump with Remote Outdoor Unit-Air-Source) | 37MUHAQ24AA3 |  |  | CAA**3717AM* | 916SA48060M17*** | 23000 | 15.5 | 8.5 | 20800 | 18600 | 89.42% | 1.98 | 0 | 11 |  |  |  |  | R-454B | 1.9167 | Residential & Commercial | USHP | Ducted CEE Tier 1
216733565 | Central HP <5.4 tons | HEIL | HRCU-A-CB (Split System: Heat Pump with Remote Outdoor Unit-Air-Source) | D5CUHAH24AAK |  |  | EA*5X25M17A* | *96VTN0401712B* | 23000 | 16 | 8.5 | 20800 | 18600 | 89.42% | 1.98 | 0 | 11 |  |  |  |  | R-454B | 1.9167 | Residential & Commercial | USHP | Ducted CEE Tier 1
215488060 | Central HP <5.4 tons | GOODMAN | HRCU-A-CB (Split System: Heat Pump with Remote Outdoor Unit-Air-Source) | GZV7SA3610A* |  |  | CA*EA4830*3A* | G*VM971205DNB* | 34800 | 18.5 | 8.5 | 35000 | 28400 | 81.14% | 2 | 0 | 10.5 |  |  |  |  | R-32 | 2.9 | Residential & Commercial | USHP | Ducted CEE Tier 1
206765622 | Central HP <5.4 tons | COMFORTMAKER | HRCU-A-CB (Split System: Heat Pump with Remote Outdoor Unit-Air-Source) | CVH825GKA3* |  |  | EA*4X30L17A*+WALLCON | *97CMN0801714A* | 23400 | 16 | 8.1 | 21600 | 16800 | 77.78% | 1.9 | 11 | 10.5 |  |  |  |  | R-410A | 1.95 | Residential & Commercial | USHP | Ducted CEE Tier 1
215936440 | Central HP <5.4 tons | DAY & NIGHT | HRCU-A-CB (Split System: Heat Pump with Remote Outdoor Unit-Air-Source) | C5H3V36*K*AAA* |  |  | EVD5X49M24A*+WALLCON | *80CTL0702120B* | 35400 | 21.5 | 8.5 | 38000 | 28600 | 75.26% | 2.04 | 0 | 12 |  |  |  |  | R-454B | 2.95 | Residential & Commercial | USHP | Ducted CEE Tier 1
215936540 | Central HP <5.4 tons | DAY & NIGHT | HRCU-A-CB (Split System: Heat Pump with Remote Outdoor Unit-Air-Source) | C5H3V36*K*AAA* |  |  | EVD5X49M24A*+WALLCON | *96CTN1002122B* | 35400 | 22 | 8.5 | 38000 | 28400 | 74.74% | 2.04 | 0 | 12.5 |  |  |  |  | R-454B | 2.95 | Residential & Commercial | USHP | Ducted CEE Tier 1
210473005 | Central HP <5.4 tons | TEMPSTAR | HRCU-A-CB (Split System: Heat Pump with Remote Outdoor Unit-Air-Source) | TVH825GKA3* |  |  | EA*4X42L24A*+WALLCON | *95CSU1002122A* | 23800 | 17 | 8.1 | 21400 | 16600 | 77.57% | 1.96 | 0 | 11 |  |  |  |  | R-410A | 1.9833 | Residential & Commercial | USHP | Ducted CEE Tier 1
210473071 | Central HP <5.4 tons | TEMPSTAR | HRCU-A-CB (Split System: Heat Pump with Remote Outdoor Unit-Air-Source) | TVH825GKA3* |  |  | EA*4X42L24A*+WALLCON | *96CTN1002122A* | 23800 | 16.5 | 8.1 | 21400 | 16600 | 77.57% | 1.96 | 0 | 11 |  |  |  |  | R-410A | 1.9833 | Residential & Commercial | USHP | Ducted CEE Tier 1
210473170 | Central HP <5.4 tons | TEMPSTAR | HRCU-A-CB (Split System: Heat Pump with Remote Outdoor Unit-Air-Source) | TVH825GKA3* |  |  | EA*4X43L21A*+WALLCON | *80CTL0701716A* | 24400 | 17 | 8.5 | 21200 | 16600 | 78.3% | 2.02 | 0 | 11 |  |  |  |  | R-410A | 2.0333 | Residential & Commercial | USHP | Ducted CEE Tier 1
204459416 | Central HP <5.4 tons | COMFORTMAKER | HRCU-A-CB (Split System: Heat Pump with Remote Outdoor Unit-Air-Source) | CVH825GKA2* |  |  | EHD4X36AAL+WALLCON | *80CTL0901716A* | 24200 | 16.5 | 8.1 | 21400 | 16600 | 77.57% | 2 | 11 | 11 |  |  |  |  | R-410A | 2.0167 | Residential & Commercial | USHP | Ducted CEE Tier 1
206133821 | Central HP <5.4 tons | COMFORTMAKER | HRCU-A-CB (Split System: Heat Pump with Remote Outdoor Unit-Air-Source) | CVH825GKA2* |  |  | EA*4X37L21A*+WALLCON | *95CSU0802120A* | 24400 | 17 | 8.5 | 21200 | 16600 | 78.3% | 2.04 | 11.5 | 11 |  |  |  |  | R-410A | 2.0333 | Residential & Commercial | USHP | Ducted CEE Tier 1
216735459 | Central HP <5.4 tons | BRYANT HEATING AND COOLING SYSTEMS | HRCU-A-CB (Split System: Heat Pump with Remote Outdoor Unit-Air-Source) | 37MUHAQ24AA3 |  |  | CAA**3721AM* | 8(0,1)*SB36070M17*** | 23200 | 16.5 | 8.5 | 20600 | 18400 | 89.32% | 1.96 | 0 | 11 |  |  |  |  | R-454B | 1.9333 | Residential & Commercial | USHP | Ducted CEE Tier 1
204456734 | Central HP <5.4 tons | COMFORTMAKER | HRCU-A-CB (Split System: Heat Pump with Remote Outdoor Unit-Air-Source) | CVH825GKA2* |  |  | EA*4X36L21A*+WALLCON | *97CMN0801714A* | 23600 | 16.5 | 8.1 | 21600 | 16700 | 77.31% | 1.92 | 11.5 | 11 |  |  |  |  | R-410A | 1.9667 | Residential & Commercial | USHP | Ducted CEE Tier 1
216677996 | Central HP <5.4 tons | COMFORTMAKER | HRCU-A-CB (Split System: Heat Pump with Remote Outdoor Unit-Air-Source) | D5CURAH24AAK |  |  | EA*5X36M17A* | *96VTN0601412B* | 23600 | 15.2 | 8.5 | 24000 | 19400 | 80.83% | 1.9 | 0 | 9.8 |  |  |  |  | R-454B | 1.9667 | Residential & Commercial | USHP
211230668 | Central HP <5.4 tons | TEMPSTAR | HRCU-A-CB (Split System: Heat Pump with Remote Outdoor Unit-Air-Source) | DLCURAH36ABK |  |  | EN(A,D)4X48L24** | *95ESN1002122A* | 37600 | 15.5 | 8.5 | 39500 | 35000 | 88.61% | 2.08 | 0 | 10.5 |  |  |  |  | R-410A | 3.1333 | Residential & Commercial | USHP | Ducted CEE Tier 1
211230768 | Central HP <5.4 tons | TEMPSTAR | HRCU-A-CB (Split System: Heat Pump with Remote Outdoor Unit-Air-Source) | DLCURAH36ABK |  |  | EN(A,D)4X48L24** | *96VTN1002120A* | 36600 | 15.5 | 8.1 | 39500 | 35000 | 88.61% | 2.04 | 0 | 10 |  |  |  |  | R-410A | 3.05 | Residential & Commercial | USHP | Ducted CEE Tier 1
206765471 | Central HP <5.4 tons | COMFORTMAKER | HRCU-A-CB (Split System: Heat Pump with Remote Outdoor Unit-Air-Source) | CVH825GKA3* |  |  | EA*4X24L17A*+WALLCON | *80CTL0701412A* | 23400 | 17 | 8.1 | 22000 | 16700 | 75.91% | 1.9 | 11 | 11 |  |  |  |  | R-410A | 1.95 | Residential & Commercial | USHP | Ducted CEE Tier 1
206765532 | Central HP <5.4 tons | COMFORTMAKER | HRCU-A-CB (Split System: Heat Pump with Remote Outdoor Unit-Air-Source) | CVH825GKA3* |  |  | EA*4X25L17A*+WALLCON | *97CMN0601714A* | 24200 | 15.5 | 8.1 | 20000 | 16000 | 80% | 1.94 | 11.5 | 10.5 |  |  |  |  | R-410A | 2.0167 | Residential & Commercial | USHP | Ducted CEE Tier 1
206765730 | Central HP <5.4 tons | COMFORTMAKER | HRCU-A-CB (Split System: Heat Pump with Remote Outdoor Unit-Air-Source) | CVH825GKA3* |  |  | EA*4X36L21A*+WALLCON | *80CTL0701716A* | 23600 | 16.5 | 8.1 | 21400 | 16600 | 77.57% | 1.94 | 11 | 11 |  |  |  |  | R-410A | 1.9667 | Residential & Commercial | USHP | Ducted CEE Tier 1
205750746 | Central HP <5.4 tons | COMFORTMAKER | HRCU-A-CB (Split System: Heat Pump with Remote Outdoor Unit-Air-Source) | CVH825GKA2* |  |  | EA*4X37L21A*+WALLCON | *97CMN0602120A* | 24400 | 16.5 | 8.1 | 21200 | 16700 | 78.77% | 2.02 | 11 | 11 |  |  |  |  | R-410A | 2.0333 | Residential & Commercial | USHP | Ducted CEE Tier 1
206133781 | Central HP <5.4 tons | COMFORTMAKER | HRCU-A-CB (Split System: Heat Pump with Remote Outdoor Unit-Air-Source) | CVH825GKA2* |  |  | EA*4X36L21A*+WALLCON | *95CSU0802120A* | 23600 | 16.5 | 8.1 | 21400 | 16600 | 77.57% | 1.94 | 11 | 11 |  |  |  |  | R-410A | 1.9667 | Residential & Commercial | USHP | Ducted CEE Tier 1
211227821 | Central HP <5.4 tons | TEMPSTAR | HRCU-A-CB (Split System: Heat Pump with Remote Outdoor Unit-Air-Source) | DLCURAH36ABK |  |  | EA*4X42L24A* | *80ES(N,L)1102120A* | 35400 | 16 | 8.1 | 38500 | 35000 | 90.91% | 1.88 | 0 | 10 |  |  |  |  | R-410A | 2.95 | Residential & Commercial | USHP | Ducted CEE Tier 1
206771392 | Central HP <5.4 tons | COMFORTMAKER | HRCU-A-CB (Split System: Heat Pump with Remote Outdoor Unit-Air-Source) | CVH837GKA2* |  |  | EA*4X42L21A*+WALLCON | *80CTL0701716A* | 31800 | 17 | 8.1 | 33200 | 24600 | 74.1% | 1.88 | 11 | 11 |  |  |  |  | R-410A | 2.65 | Residential & Commercial | USHP | Ducted CEE Tier 1
206771410 | Central HP <5.4 tons | COMFORTMAKER | HRCU-A-CB (Split System: Heat Pump with Remote Outdoor Unit-Air-Source) | CVH837GKA2* |  |  | EA*4X42L21A*+WALLCON | *80CTL0902120A* | 31800 | 17.5 | 8.1 | 33200 | 24400 | 73.49% | 1.9 | 11 | 11.5 |  |  |  |  | R-410A | 2.65 | Residential & Commercial | USHP | Ducted CEE Tier 1
206771896 | Central HP <5.4 tons | COMFORTMAKER | HRCU-A-CB (Split System: Heat Pump with Remote Outdoor Unit-Air-Source) | CVH837GKA2* |  |  | EA*4X48L24A*+WALLCON | *80CTL0902120A* | 32400 | 17.5 | 8.5 | 32600 | 25000 | 76.69% | 1.98 | 12 | 11.7 |  |  |  |  | R-410A | 2.7 | Residential & Commercial | USHP | Ducted CEE Tier 1
206772662 | Central HP <5.4 tons | COMFORTMAKER | HRCU-A-CB (Split System: Heat Pump with Remote Outdoor Unit-Air-Source) | CVH837GKA2* |  |  | EHD4X36AAL+WALLCON | *80CTL0901716A* | 32400 | 17 | 8.1 | 33200 | 24600 | 74.1% | 1.94 | 12 | 11 |  |  |  |  | R-410A | 2.7 | Residential & Commercial | USHP | Ducted CEE Tier 1
206765775 | Central HP <5.4 tons | COMFORTMAKER | HRCU-A-CB (Split System: Heat Pump with Remote Outdoor Unit-Air-Source) | CVH825GKA3* |  |  | EA*4X36L21A*+WALLCON | *97CMN0601714A* | 23400 | 16 | 8.1 | 21600 | 16800 | 77.78% | 1.92 | 11 | 10.5 |  |  |  |  | R-410A | 1.95 | Residential & Commercial | USHP | Ducted CEE Tier 1
206767109 | Central HP <5.4 tons | COMFORTMAKER | HRCU-A-CB (Split System: Heat Pump with Remote Outdoor Unit-Air-Source) | CVH825GKA3* |  |  | EA*4X30L17A*+WALLCON | *80CSU0401712A* | 23400 | 16.5 | 8.1 | 21600 | 16700 | 77.31% | 1.9 | 11 | 10.5 |  |  |  |  | R-410A | 1.95 | Residential & Commercial | USHP | Ducted CEE Tier 1
206767136 | Central HP <5.4 tons | COMFORTMAKER | HRCU-A-CB (Split System: Heat Pump with Remote Outdoor Unit-Air-Source) | CVH825GKA3* |  |  | EA*4X36L17A*+WALLCON | *80CSU0601716A* | 23600 | 16.5 | 8.1 | 21400 | 16700 | 78.04% | 1.92 | 11 | 10.5 |  |  |  |  | R-410A | 1.9667 | Residential & Commercial | USHP | Ducted CEE Tier 1
206767154 | Central HP <5.4 tons | COMFORTMAKER | HRCU-A-CB (Split System: Heat Pump with Remote Outdoor Unit-Air-Source) | CVH825GKA3* |  |  | EA*4X36L21A*+WALLCON | *80CSU0601716A* | 23600 | 16.5 | 8.1 | 21400 | 16600 | 77.57% | 1.94 | 11.5 | 10.5 |  |  |  |  | R-410A | 1.9667 | Residential & Commercial | USHP | Ducted CEE Tier 1
204456883 | Central HP <5.4 tons | COMFORTMAKER | HRCU-A-CB (Split System: Heat Pump with Remote Outdoor Unit-Air-Source) | CVH825GKA2* |  |  | EA*4X37L17A*+WALLCON | *80CTL0901716A* | 24200 | 17 | 8.1 | 21400 | 16600 | 77.57% | 2.02 | 11 | 11 |  |  |  |  | R-410A | 2.0167 | Residential & Commercial | USHP | Ducted CEE Tier 1
215668708 | Central HP <5.4 tons | HEIL | HRCU-A-CB (Split System: Heat Pump with Remote Outdoor Unit-Air-Source) | H5H0V36*K*AAA* |  |  | EA*5X37M21A*+WALLCON | *95CSU0802120B* | 34400 | 17.5 | 9 | 35400 | 25200 | 71.19% | 1.9 | 0 | 10 |  |  |  |  | R-454B | 2.8667 | Residential & Commercial | USHP | Ducted CEE Tier 1
215668724 | Central HP <5.4 tons | HEIL | HRCU-A-CB (Split System: Heat Pump with Remote Outdoor Unit-Air-Source) | H5H0V36*K*AAA* |  |  | EA*5X37M21A*+WALLCON | *97CMN0601714B* | 34200 | 17.5 | 9 | 35600 | 25400 | 71.35% | 1.88 | 0 | 9.5 |  |  |  |  | R-454B | 2.85 | Residential & Commercial | USHP
206133309 | Central HP <5.4 tons | COMFORTMAKER | HRCU-A-CB (Split System: Heat Pump with Remote Outdoor Unit-Air-Source) | CVH825GKA2* |  |  | EA*4X24L17A*+WALLCON | *80CSU0601716A* | 23200 | 16.5 | 8.1 | 22000 | 16800 | 76.36% | 1.9 | 11 | 10.5 |  |  |  |  | R-410A | 1.9333 | Residential & Commercial | USHP | Ducted CEE Tier 1
206133329 | Central HP <5.4 tons | COMFORTMAKER | HRCU-A-CB (Split System: Heat Pump with Remote Outdoor Unit-Air-Source) | CVH825GKA2* |  |  | EA*4X25L17A*+WALLCON | *80CSU0601716A* | 24400 | 16.5 | 8.1 | 21200 | 16700 | 78.77% | 2.02 | 11.5 | 11 |  |  |  |  | R-410A | 2.0333 | Residential & Commercial | USHP | Ducted CEE Tier 1
216735100 | Central HP <5.4 tons | BRYANT HEATING AND COOLING SYSTEMS | HRCU-A-CB (Split System: Heat Pump with Remote Outdoor Unit-Air-Source) | 37MUHAQ24AA3 |  |  | CAA**3717AM* | 987MC42080C17*** | 22800 | 16 | 8.5 | 20600 | 18400 | 89.32% | 1.96 | 0 | 11 |  |  |  |  | R-454B | 1.9 | Residential & Commercial | USHP | Ducted CEE Tier 1
216734898 | Central HP <5.4 tons | BRYANT HEATING AND COOLING SYSTEMS | HRCU-A-CB (Split System: Heat Pump with Remote Outdoor Unit-Air-Source) | 37MUHAQ24AA3 |  |  | CAA**3717AM* | 8(0,1)*SB36045M14*** | 22800 | 16 | 8.5 | 20800 | 18500 | 88.94% | 1.98 | 0 | 11 |  |  |  |  | R-454B | 1.9 | Residential & Commercial | USHP | Ducted CEE Tier 1
216732509 | Central HP <5.4 tons | HEIL | HRCU-A-CB (Split System: Heat Pump with Remote Outdoor Unit-Air-Source) | D5CUHAH24AAK |  |  | EA*5X24M14A* | *80MS(N,L)0701412A* | 22000 | 16 | 8.5 | 21000 | 19100 | 90.95% | 1.96 | 0 | 10.5 |  |  |  |  | R-454B | 1.8333 | Residential & Commercial | USHP | Ducted CEE Tier 1
215937746 | Central HP <5.4 tons | HEIL | HRCU-A-CB (Split System: Heat Pump with Remote Outdoor Unit-Air-Source) | H5H3V48*K*AAA* |  |  | EVD5X48M21A*+WALLCON | *80CTL0901716B* | 43500 | 20 | 8.1 | 52500 | 37600 | 71.62% | 2 | 0 | 11.5 |  |  |  |  | R-454B | 3.625 | Residential & Commercial | USHP | Ducted CEE Tier 1
210473038 | Central HP <5.4 tons | TEMPSTAR | HRCU-A-CB (Split System: Heat Pump with Remote Outdoor Unit-Air-Source) | TVH825GKA3* |  |  | EA*4X42L24A*+WALLCON | *96CTN1202422A* | 23800 | 17 | 8.1 | 21400 | 16600 | 77.57% | 1.96 | 0 | 11 |  |  |  |  | R-410A | 1.9833 | Residential & Commercial | USHP | Ducted CEE Tier 1
216734495 | Central HP <5.4 tons | BRYANT HEATING AND COOLING SYSTEMS | HRCU-A-CB (Split System: Heat Pump with Remote Outdoor Unit-Air-Source) | 37MUHAQ24AA3 |  |  | CAA**3617AM* | 88*TB48070C17*** | 22400 | 16.5 | 8.5 | 20800 | 18700 | 89.9% | 1.96 | 0 | 10.5 |  |  |  |  | R-454B | 1.8667 | Residential & Commercial | USHP | Ducted CEE Tier 1
216735150 | Central HP <5.4 tons | BRYANT HEATING AND COOLING SYSTEMS | HRCU-A-CB (Split System: Heat Pump with Remote Outdoor Unit-Air-Source) | 37MUHAQ24AA3 |  |  | CAA**3717AM* | 912SE48080M17*** | 23200 | 16 | 8.5 | 20800 | 18500 | 88.94% | 1.96 | 0 | 11 |  |  |  |  | R-454B | 1.9333 | Residential & Commercial | USHP | Ducted CEE Tier 1
210473137 | Central HP <5.4 tons | TEMPSTAR | HRCU-A-CB (Split System: Heat Pump with Remote Outdoor Unit-Air-Source) | TVH825GKA3* |  |  | EA*4X43L21A*+WALLCON | *80CSU0601716A* | 24400 | 17 | 8.1 | 21200 | 16600 | 78.3% | 2.02 | 0 | 11 |  |  |  |  | R-410A | 2.0333 | Residential & Commercial | USHP | Ducted CEE Tier 1
210473236 | Central HP <5.4 tons | TEMPSTAR | HRCU-A-CB (Split System: Heat Pump with Remote Outdoor Unit-Air-Source) | TVH825GKA3* |  |  | EA*4X43L21A*+WALLCON | *96CTN1002122A* | 24400 | 16.5 | 8.5 | 21200 | 16600 | 78.3% | 2.04 | 0 | 11 |  |  |  |  | R-410A | 2.0333 | Residential & Commercial | USHP | Ducted CEE Tier 1
216735181 | Central HP <5.4 tons | BRYANT HEATING AND COOLING SYSTEMS | HRCU-A-CB (Split System: Heat Pump with Remote Outdoor Unit-Air-Source) | 37MUHAQ24AA3 |  |  | CAA**3717AM* | 916SA36060M14*** | 22800 | 15.5 | 8.1 | 20800 | 18500 | 88.94% | 1.9 | 0 | 11 |  |  |  |  | R-454B | 1.9 | Residential & Commercial | USHP | Ducted CEE Tier 1
216735250 | Central HP <5.4 tons | BRYANT HEATING AND COOLING SYSTEMS | HRCU-A-CB (Split System: Heat Pump with Remote Outdoor Unit-Air-Source) | 37MUHAQ24AA3 |  |  | CAA**3717AM* | 926SB48080V17*** | 23000 | 16.5 | 8.5 | 20800 | 18500 | 88.94% | 1.96 | 0 | 11 |  |  |  |  | R-454B | 1.9167 | Residential & Commercial | USHP | Ducted CEE Tier 1
216735350 | Central HP <5.4 tons | BRYANT HEATING AND COOLING SYSTEMS | HRCU-A-CB (Split System: Heat Pump with Remote Outdoor Unit-Air-Source) | 37MUHAQ24AA3 |  |  | CAA**3717AM* | 926TC48080V17*** | 23000 | 16.5 | 8.5 | 20800 | 18500 | 88.94% | 1.96 | 0 | 11 |  |  |  |  | R-454B | 1.9167 | Residential & Commercial | USHP | Ducted CEE Tier 1
216735516 | Central HP <5.4 tons | BRYANT HEATING AND COOLING SYSTEMS | HRCU-A-CB (Split System: Heat Pump with Remote Outdoor Unit-Air-Source) | 37MUHAQ24AA3 |  |  | CAA**3721AM* | 82*SB48070V17*** | 23000 | 16.5 | 8.5 | 20600 | 18300 | 88.83% | 1.96 | 0 | 11 |  |  |  |  | R-454B | 1.9167 | Residential & Commercial | USHP | Ducted CEE Tier 1
204456485 | Central HP <5.4 tons | COMFORTMAKER | HRCU-A-CB (Split System: Heat Pump with Remote Outdoor Unit-Air-Source) | CVH825GKA2* |  |  | EA*4X25L17A*+WALLCON | *97CMN0801714A* | 24200 | 16.5 | 8.1 | 21400 | 16700 | 78.04% | 2 | 11 | 11 |  |  |  |  | R-410A | 2.0167 | Residential & Commercial | USHP | Ducted CEE Tier 1
204456503 | Central HP <5.4 tons | COMFORTMAKER | HRCU-A-CB (Split System: Heat Pump with Remote Outdoor Unit-Air-Source) | CVH825GKA2* |  |  | EA*4X25L17A*+WALLCON | *80CTL0901716A* | 24400 | 17.5 | 8.5 | 21200 | 16600 | 78.3% | 2.04 | 12 | 11.5 |  |  |  |  | R-410A | 2.0333 | Residential & Commercial | USHP | Ducted CEE Tier 1
204456828 | Central HP <5.4 tons | COMFORTMAKER | HRCU-A-CB (Split System: Heat Pump with Remote Outdoor Unit-Air-Source) | CVH825GKA2* |  |  | EA*4X37L17A*+WALLCON | *80CTL0701716A* | 24200 | 16.5 | 8.1 | 21400 | 16700 | 78.04% | 2 | 11 | 11 |  |  |  |  | R-410A | 2.0167 | Residential & Commercial | USHP | Ducted CEE Tier 1
216453270 | Central HP <5.4 tons | AMERICAN STANDARD | HRCU-A-CB (Split System: Heat Pump with Remote Outdoor Unit-Air-Source) | 5A6V0X60A1 |  |  | 5TXCD010AS3 | S8V2C100M5PDB | 53000 | 18.4 | 9 | 54000 | 38000 | 70.37% | 2 | 0 | 10.5 |  |  |  |  | R-454B | 4.4167 | Residential & Commercial | USHP | Ducted CEE Tier 1
206765417 | Central HP <5.4 tons | COMFORTMAKER | HRCU-A-CB (Split System: Heat Pump with Remote Outdoor Unit-Air-Source) | CVH825GKA3* |  |  | EA*4X24L17A*+WALLCON | *80CTL0451712A* | 23200 | 16 | 8.1 | 22000 | 16900 | 76.82% | 1.88 | 11 | 10.5 |  |  |  |  | R-410A | 1.9333 | Residential & Commercial | USHP | Ducted CEE Tier 1
215937490 | Central HP <5.4 tons | DAY & NIGHT | HRCU-A-CB (Split System: Heat Pump with Remote Outdoor Unit-Air-Source) | C5H3V48*K*AAA* |  |  | EVM5X60M24A*+WALLCON | *80CTL1352422B* | 45500 | 21 | 8.1 | 52500 | 38000 | 72.38% | 1.95 | 0 | 11.5 |  |  |  |  | R-454B | 3.7917 | Residential & Commercial | USHP | Ducted CEE Tier 1
206765595 | Central HP <5.4 tons | COMFORTMAKER | HRCU-A-CB (Split System: Heat Pump with Remote Outdoor Unit-Air-Source) | CVH825GKA3* |  |  | EA*4X30L17A*+WALLCON | *96CTN0601714A* | 23400 | 16 | 8.1 | 21600 | 16800 | 77.78% | 1.9 | 11 | 10.5 |  |  |  |  | R-410A | 1.95 | Residential & Commercial | USHP | Ducted CEE Tier 1
206765829 | Central HP <5.4 tons | COMFORTMAKER | HRCU-A-CB (Split System: Heat Pump with Remote Outdoor Unit-Air-Source) | CVH825GKA3* |  |  | EA*4X36L21A*+WALLCON | *80CTL0901716A* | 23600 | 17.5 | 8.1 | 21400 | 16600 | 77.57% | 1.96 | 11 | 11 |  |  |  |  | R-410A | 1.9667 | Residential & Commercial | USHP | Ducted CEE Tier 1
206765910 | Central HP <5.4 tons | COMFORTMAKER | HRCU-A-CB (Split System: Heat Pump with Remote Outdoor Unit-Air-Source) | CVH825GKA3* |  |  | EA*4X37L17A*+WALLCON | *80CTL0701412A* | 24200 | 17 | 8.1 | 21400 | 16600 | 77.57% | 2 | 11 | 11 |  |  |  |  | R-410A | 2.0167 | Residential & Commercial | USHP | Ducted CEE Tier 1
215668932 | Central HP <5.4 tons | HEIL | HRCU-A-CB (Split System: Heat Pump with Remote Outdoor Unit-Air-Source) | H5H0V36*K*AAA* |  |  | EA*5X42M21A*+WALLCON | *96CTN0801714B* | 33000 | 17.5 | 9 | 36000 | 25800 | 71.67% | 1.84 | 0 | 9.5 |  |  |  |  | R-454B | 2.75 | Residential & Commercial | USHP
206765426 | Central HP <5.4 tons | COMFORTMAKER | HRCU-A-CB (Split System: Heat Pump with Remote Outdoor Unit-Air-Source) | CVH825GKA3* |  |  | EA*4X24L17A*+WALLCON | *80CTL0701716A* | 23200 | 16.5 | 8.1 | 22000 | 16800 | 76.36% | 1.9 | 11 | 10.5 |  |  |  |  | R-410A | 1.9333 | Residential & Commercial | USHP | Ducted CEE Tier 1
206765928 | Central HP <5.4 tons | COMFORTMAKER | HRCU-A-CB (Split System: Heat Pump with Remote Outdoor Unit-Air-Source) | CVH825GKA3* |  |  | EA*4X37L21A*+WALLCON | *80CTL0451712A* | 24200 | 16.5 | 8.1 | 21200 | 16700 | 78.77% | 2 | 11 | 11 |  |  |  |  | R-410A | 2.0167 | Residential & Commercial | USHP | Ducted CEE Tier 1
206767046 | Central HP <5.4 tons | COMFORTMAKER | HRCU-A-CB (Split System: Heat Pump with Remote Outdoor Unit-Air-Source) | CVH825GKA3* |  |  | EHD4X36AAL+WALLCON | *80CTL0901716A* | 24200 | 16.5 | 8.1 | 21400 | 16600 | 77.57% | 2 | 11 | 11 |  |  |  |  | R-410A | 2.0167 | Residential & Commercial | USHP | Ducted CEE Tier 1
215488050 | Central HP <5.4 tons | GOODMAN | HRCU-A-CB (Split System: Heat Pump with Remote Outdoor Unit-Air-Source) | GZV7SA2410A* |  |  | CHPEA3026*3A* | G*VC960803BNB* | 23200 | 19 | 8.6 | 23200 | 17000 | 73.28% | 2 | 0 | 11 |  |  |  |  | R-32 | 1.9333 | Residential & Commercial | USHP | Ducted CEE Tier 1
206765658 | Central HP <5.4 tons | COMFORTMAKER | HRCU-A-CB (Split System: Heat Pump with Remote Outdoor Unit-Air-Source) | CVH825GKA3* |  |  | EA*4X36L17A*+WALLCON | *80CTL0701716A* | 23600 | 16.5 | 8.1 | 21400 | 16700 | 78.04% | 1.94 | 11.5 | 11 |  |  |  |  | R-410A | 1.9667 | Residential & Commercial | USHP | Ducted CEE Tier 1
206765892 | Central HP <5.4 tons | COMFORTMAKER | HRCU-A-CB (Split System: Heat Pump with Remote Outdoor Unit-Air-Source) | CVH825GKA3* |  |  | EA*4X37L17A*+WALLCON | *97CMN0601714A* | 24000 | 16 | 8.1 | 21600 | 16900 | 78.24% | 1.98 | 11 | 10.5 |  |  |  |  | R-410A | 2 | Residential & Commercial | USHP | Ducted CEE Tier 1
210473390 | Central HP <5.4 tons | TEMPSTAR | HRCU-A-CB (Split System: Heat Pump with Remote Outdoor Unit-Air-Source) | TVH825GKA3* |  |  | EA*4X48L21A*+WALLCON | *97CMN0801714A* | 24000 | 16.5 | 8.1 | 21000 | 16600 | 79.05% | 2 | 0 | 11 |  |  |  |  | R-410A | 2 | Residential & Commercial | USHP | Ducted CEE Tier 1
210473423 | Central HP <5.4 tons | TEMPSTAR | HRCU-A-CB (Split System: Heat Pump with Remote Outdoor Unit-Air-Source) | TVH825GKA3* |  |  | EA*4X48L21A*+WALLCON | *80CTL0901716A* | 24200 | 17.5 | 8.1 | 20800 | 16500 | 79.33% | 2.04 | 0 | 11.5 |  |  |  |  | R-410A | 2.0167 | Residential & Commercial | USHP | Ducted CEE Tier 1
210473925 | Central HP <5.4 tons | TEMPSTAR | HRCU-A-CB (Split System: Heat Pump with Remote Outdoor Unit-Air-Source) | TVH825GKA3* |  |  | EN(A,D,W)4X48L21**+WALLCON | *80CSU0401712A* | 24200 | 17 | 8.1 | 21200 | 16500 | 77.83% | 2 | 0 | 11 |  |  |  |  | R-410A | 2.0167 | Residential & Commercial | USHP | Ducted CEE Tier 1
214242266 | Central HP <5.4 tons | BRYANT HEATING AND COOLING SYSTEMS | HRCU-A-CB (Split System: Heat Pump with Remote Outdoor Unit-Air-Source) | 288BNV025*0**C* |  |  | CNPV*4821AL*+UI | 987MC42060C17*** | 24000 | 16.5 | 8.1 | 21400 | 16700 | 78.04% | 1.98 | 0 | 11 |  |  |  |  | R-410A | 2 | Residential & Commercial | USHP | Ducted CEE Tier 1
215935490 | Central HP <5.4 tons | DAY & NIGHT | HRCU-A-CB (Split System: Heat Pump with Remote Outdoor Unit-Air-Source) | C5H3V36*K*AAA* |  |  | EVM5X61M24A*+WALLCON | *95CSU1002122B* | 36000 | 22.5 | 8.5 | 37600 | 28200 | 75% | 2.06 | 0 | 12.5 |  |  |  |  | R-454B | 3 | Residential & Commercial | USHP | Ducted CEE Tier 1
210474068 | Central HP <5.4 tons | TEMPSTAR | HRCU-A-CB (Split System: Heat Pump with Remote Outdoor Unit-Air-Source) | TVH825GKA3* |  |  | EN(A,D)4X48L24**+WALLCON | *95CSU0802120A* | 24200 | 17 | 8.1 | 21200 | 16600 | 78.3% | 2.02 | 0 | 11.5 |  |  |  |  | R-410A | 2.0167 | Residential & Commercial | USHP | Ducted CEE Tier 1
212977023 | Central HP <5.4 tons | DAY & NIGHT | HRCU-A-CB (Split System: Heat Pump with Remote Outdoor Unit-Air-Source) | DLCURAH30ABK |  |  | EA*4X37L21A* | *96VTN1002122B* | 30400 | 15.2 | 8.1 | 33400 | 26400 | 79.04% | 1.84 | 0 | 9 |  |  |  |  | R-410A | 2.5333 | Residential & Commercial | USHP
212977043 | Central HP <5.4 tons | DAY & NIGHT | HRCU-A-CB (Split System: Heat Pump with Remote Outdoor Unit-Air-Source) | DLCURAH30ABK |  |  | EA*4X42L24A* | *96VTN1002122B* | 30000 | 15.2 | 8.1 | 34200 | 27600 | 80.7% | 1.8 | 0 | 9 |  |  |  |  | R-410A | 2.5 | Residential & Commercial | USHP
211230006 | Central HP <5.4 tons | TEMPSTAR | HRCU-A-CB (Split System: Heat Pump with Remote Outdoor Unit-Air-Source) | DLCURAH36ABK |  |  | EN(A,D,W)4X48L21** | *80VSL0702120A* | 36000 | 16 | 8.1 | 38500 | 34800 | 90.39% | 2.02 | 0 | 10 |  |  |  |  | R-410A | 3 | Residential & Commercial | USHP | Ducted CEE Tier 1
211230081 | Central HP <5.4 tons | TEMPSTAR | HRCU-A-CB (Split System: Heat Pump with Remote Outdoor Unit-Air-Source) | DLCURAH36ABK |  |  | EN(A,D,W)4X48L21** | *80VTL0902120A* | 35800 | 16.5 | 8.1 | 38500 | 34800 | 90.39% | 2 | 0 | 10 |  |  |  |  | R-410A | 2.9833 | Residential & Commercial | USHP | Ducted CEE Tier 1
211230192 | Central HP <5.4 tons | TEMPSTAR | HRCU-A-CB (Split System: Heat Pump with Remote Outdoor Unit-Air-Source) | DLCURAH36ABK |  |  | EN(A,D,W)4X48L21** | *95ESN0802120A* | 36800 | 15.5 | 8.1 | 39500 | 35000 | 88.61% | 2.06 | 0 | 10.5 |  |  |  |  | R-410A | 3.0667 | Residential & Commercial | USHP | Ducted CEE Tier 1
213386529 | Central HP <5.4 tons | COMFORTSTAR | HRCU-A-C (Split System: Heat Pump with Remote Outdoor Unit with No Indoor Fan --Air Source) | CPH18CD(O) |  |  | UACP-24B | 0 | 18000 | 16.1 | 9.5 | 19000 | 15000 | 78.95% | 2.2 | 11.6 | 11.7 |  |  |  |  | R-410A | 1.5 | Residential & Commercial | USHP | Ducted CEE Tier 1
215935640 | Central HP <5.4 tons | DAY & NIGHT | HRCU-A-CB (Split System: Heat Pump with Remote Outdoor Unit-Air-Source) | C5H3V36*K*AAA* |  |  | EVD5X36M21A*+WALLCON | *80CTL0702120B* | 34400 | 21 | 8.5 | 38500 | 28200 | 73.25% | 2.04 | 0 | 11.7 |  |  |  |  | R-454B | 2.8667 | Residential & Commercial | USHP | Ducted CEE Tier 1
215935940 | Central HP <5.4 tons | DAY & NIGHT | HRCU-A-CB (Split System: Heat Pump with Remote Outdoor Unit-Air-Source) | C5H3V36*K*AAA* |  |  | EVD5X42M17A*+WALLCON | *96CTN0601714B* | 34200 | 20.5 | 8.5 | 38000 | 27400 | 72.11% | 2 | 0 | 11 |  |  |  |  | R-454B | 2.85 | Residential & Commercial | USHP | Ducted CEE Tier 1
215935990 | Central HP <5.4 tons | DAY & NIGHT | HRCU-A-CB (Split System: Heat Pump with Remote Outdoor Unit-Air-Source) | C5H3V36*K*AAA* |  |  | EVD5X42M21A*+WALLCON | *80CTL0701716B* | 34200 | 20.5 | 8.5 | 39000 | 28400 | 72.82% | 2.02 | 0 | 11.5 |  |  |  |  | R-454B | 2.85 | Residential & Commercial | USHP | Ducted CEE Tier 1
215936060 | Central HP <5.4 tons | DAY & NIGHT | HRCU-A-CB (Split System: Heat Pump with Remote Outdoor Unit-Air-Source) | C5H3V36*K*AAA* |  |  | EVD5X42M21A*+WALLCON | *95CSU1002122B* | 34600 | 21 | 8.5 | 38500 | 28000 | 72.73% | 2.04 | 0 | 12 |  |  |  |  | R-454B | 2.8833 | Residential & Commercial | USHP | Ducted CEE Tier 1
215936090 | Central HP <5.4 tons | DAY & NIGHT | HRCU-A-CB (Split System: Heat Pump with Remote Outdoor Unit-Air-Source) | C5H3V36*K*AAA* |  |  | EVD5X42M21A*+WALLCON | *97CMN0801714B* | 34200 | 20.5 | 8.5 | 39000 | 28600 | 73.33% | 2.02 | 0 | 11.5 |  |  |  |  | R-454B | 2.85 | Residential & Commercial | USHP | Ducted CEE Tier 1
215936310 | Central HP <5.4 tons | DAY & NIGHT | HRCU-A-CB (Split System: Heat Pump with Remote Outdoor Unit-Air-Source) | C5H3V36*K*AAA* |  |  | EVD5X48M24A*+WALLCON | *80CTL0702120B* | 35000 | 21.5 | 8.5 | 38500 | 28400 | 73.77% | 2.04 | 0 | 12 |  |  |  |  | R-454B | 2.9167 | Residential & Commercial | USHP | Ducted CEE Tier 1
206765847 | Central HP <5.4 tons | COMFORTMAKER | HRCU-A-CB (Split System: Heat Pump with Remote Outdoor Unit-Air-Source) | CVH825GKA3* |  |  | EA*4X36L21A*+WALLCON | *97CMN0602120A* | 23600 | 16 | 8.1 | 21600 | 16700 | 77.31% | 1.92 | 11 | 10.5 |  |  |  |  | R-410A | 1.9667 | Residential & Commercial | USHP | Ducted CEE Tier 1
206765865 | Central HP <5.4 tons | COMFORTMAKER | HRCU-A-CB (Split System: Heat Pump with Remote Outdoor Unit-Air-Source) | CVH825GKA3* |  |  | EA*4X37L17A*+WALLCON | *80CTL0701716A* | 24200 | 16.5 | 8.1 | 21400 | 16700 | 78.04% | 2 | 11 | 11 |  |  |  |  | R-410A | 2.0167 | Residential & Commercial | USHP | Ducted CEE Tier 1
206765883 | Central HP <5.4 tons | COMFORTMAKER | HRCU-A-CB (Split System: Heat Pump with Remote Outdoor Unit-Air-Source) | CVH825GKA3* |  |  | EA*4X37L17A*+WALLCON | *96CTN0801714A* | 24200 | 16.5 | 8.1 | 21400 | 16700 | 78.04% | 1.98 | 11.5 | 11 |  |  |  |  | R-410A | 2.0167 | Residential & Commercial | USHP | Ducted CEE Tier 1
206767546 | Central HP <5.4 tons | COMFORTMAKER | HRCU-A-CB (Split System: Heat Pump with Remote Outdoor Unit-Air-Source) | CVH825GKA3* |  |  | EA*4X37L21A*+WALLCON | *95CSU0802120A* | 24400 | 17 | 8.5 | 21200 | 16600 | 78.3% | 2.04 | 11.5 | 11 |  |  |  |  | R-410A | 2.0333 | Residential & Commercial | USHP | Ducted CEE Tier 1
215488119 | Central HP <5.4 tons | GOODMAN | HRCU-A-CB (Split System: Heat Pump with Remote Outdoor Unit-Air-Source) | GZV7SA4810A* |  |  | CHPEA4830*3A* | G*VC801005C*A* | 45500 | 16.5 | 8.5 | 46000 | 33600 | 73.04% | 2 | 0 | 10 |  |  |  |  | R-32 | 3.7917 | Residential & Commercial | USHP | Ducted CEE Tier 1
206765435 | Central HP <5.4 tons | COMFORTMAKER | HRCU-A-CB (Split System: Heat Pump with Remote Outdoor Unit-Air-Source) | CVH825GKA3* |  |  | EA*4X24L17A*+WALLCON | *96CTN0601714A* | 23200 | 16 | 8.1 | 22000 | 16900 | 76.82% | 1.88 | 11 | 10.5 |  |  |  |  | R-410A | 1.9333 | Residential & Commercial | USHP | Ducted CEE Tier 1
206765453 | Central HP <5.4 tons | COMFORTMAKER | HRCU-A-CB (Split System: Heat Pump with Remote Outdoor Unit-Air-Source) | CVH825GKA3* |  |  | EA*4X24L17A*+WALLCON | *97CMN0601714A* | 23000 | 16 | 8.1 | 22000 | 17000 | 77.27% | 1.88 | 11 | 10.5 |  |  |  |  | R-410A | 1.9167 | Residential & Commercial | USHP | Ducted CEE Tier 1
206765568 | Central HP <5.4 tons | COMFORTMAKER | HRCU-A-CB (Split System: Heat Pump with Remote Outdoor Unit-Air-Source) | CVH825GKA3* |  |  | EA*4X30L14A*+WALLCON | *80CTL0701412A* | 23400 | 17 | 8.1 | 21600 | 16700 | 77.31% | 1.92 | 11 | 11 |  |  |  |  | R-410A | 1.95 | Residential & Commercial | USHP | Ducted CEE Tier 1
206765586 | Central HP <5.4 tons | COMFORTMAKER | HRCU-A-CB (Split System: Heat Pump with Remote Outdoor Unit-Air-Source) | CVH825GKA3* |  |  | EA*4X30L17A*+WALLCON | *80CTL0701716A* | 23400 | 16.5 | 8.1 | 21600 | 16700 | 77.31% | 1.92 | 11 | 11 |  |  |  |  | R-410A | 1.95 | Residential & Commercial | USHP | Ducted CEE Tier 1
206765703 | Central HP <5.4 tons | COMFORTMAKER | HRCU-A-CB (Split System: Heat Pump with Remote Outdoor Unit-Air-Source) | CVH825GKA3* |  |  | EA*4X36L17A*+WALLCON | *80CTL0701412A* | 23600 | 17 | 8.1 | 21400 | 16600 | 77.57% | 1.94 | 11 | 11 |  |  |  |  | R-410A | 1.9667 | Residential & Commercial | USHP | Ducted CEE Tier 1
211230258 | Central HP <5.4 tons | TEMPSTAR | HRCU-A-CB (Split System: Heat Pump with Remote Outdoor Unit-Air-Source) | DLCURAH36ABK |  |  | EN(A,D,W)4X48L21** | *96VSN1002120A* | 36200 | 16 | 8.1 | 38500 | 34800 | 90.39% | 2.02 | 0 | 10 |  |  |  |  | R-410A | 3.0167 | Residential & Commercial | USHP | Ducted CEE Tier 1
211230485 | Central HP <5.4 tons | TEMPSTAR | HRCU-A-CB (Split System: Heat Pump with Remote Outdoor Unit-Air-Source) | DLCURAH36ABK |  |  | EN(A,D)4X48L24** | *80ES(N,L)1352420A* | 36200 | 16 | 8.1 | 38500 | 34800 | 90.39% | 2.02 | 0 | 10 |  |  |  |  | R-410A | 3.0167 | Residential & Commercial | USHP | Ducted CEE Tier 1
211230524 | Central HP <5.4 tons | TEMPSTAR | HRCU-A-CB (Split System: Heat Pump with Remote Outdoor Unit-Air-Source) | DLCURAH36ABK |  |  | EN(A,D)4X48L24** | *80VSL0902420A* | 35800 | 16.5 | 8.1 | 38500 | 34800 | 90.39% | 2 | 0 | 10 |  |  |  |  | R-410A | 2.9833 | Residential & Commercial | USHP | Ducted CEE Tier 1
211230708 | Central HP <5.4 tons | TEMPSTAR | HRCU-A-CB (Split System: Heat Pump with Remote Outdoor Unit-Air-Source) | DLCURAH36ABK |  |  | EN(A,D)4X48L24** | *96VSN1002120A* | 36200 | 16 | 8.1 | 38500 | 34800 | 90.39% | 2.02 | 0 | 10 |  |  |  |  | R-410A | 3.0167 | Residential & Commercial | USHP | Ducted CEE Tier 1
211230758 | Central HP <5.4 tons | TEMPSTAR | HRCU-A-CB (Split System: Heat Pump with Remote Outdoor Unit-Air-Source) | DLCURAH36ABK |  |  | EN(A,D)4X48L24** | *96VTN0802120A* | 35600 | 16 | 8.1 | 38500 | 34800 | 90.39% | 2 | 0 | 10 |  |  |  |  | R-410A | 2.9667 | Residential & Commercial | USHP | Ducted CEE Tier 1
204299030 | Central HP <5.4 tons | COMFORTMAKER | HRCU-A-CB (Split System: Heat Pump with Remote Outdoor Unit-Air-Source) | CVH837GKA** |  |  | EA*4X42L21A*+WALLCON | *80CTL0901716A* | 31800 | 17.5 | 8.5 | 33000 | 24400 | 73.94% | 1.9 | 12 | 11.7 |  |  |  |  | R-410A | 2.65 | Residential & Commercial | USHP | Ducted CEE Tier 1
204299380 | Central HP <5.4 tons | COMFORTMAKER | HRCU-A-CB (Split System: Heat Pump with Remote Outdoor Unit-Air-Source) | CVH837GKA** |  |  | EA*4X48L24A*+WALLCON | *96CTN1202422A* | 32400 | 17.5 | 8.5 | 32400 | 24800 | 76.54% | 2 | 12 | 11.7 |  |  |  |  | R-410A | 2.7 | Residential & Commercial | USHP | Ducted CEE Tier 1
211240809 | Central HP <5.4 tons | TEMPSTAR | HRCU-A-CB (Split System: Heat Pump with Remote Outdoor Unit-Air-Source) | DLCURAH24ABK |  |  | EA*4X25L17A* | *80VSL0451412A* | 25000 | 16.5 | 8.5 | 25800 | 21000 | 81.4% | 1.76 | 0 | 10.5 |  |  |  |  | R-410A | 2.0833 | Residential & Commercial | USHP | Ducted CEE Tier 1
211241428 | Central HP <5.4 tons | TEMPSTAR | HRCU-A-CB (Split System: Heat Pump with Remote Outdoor Unit-Air-Source) | DLCURAH24ABK |  |  | EA*4X30L17A* | *96VSN0601412A* | 23400 | 16.5 | 8.5 | 26000 | 24000 | 92.31% | 1.98 | 0 | 10 |  |  |  |  | R-410A | 1.95 | Residential & Commercial | USHP | Ducted CEE Tier 1
211241495 | Central HP <5.4 tons | TEMPSTAR | HRCU-A-CB (Split System: Heat Pump with Remote Outdoor Unit-Air-Source) | DLCURAH24ABK |  |  | EA*4X30L17A* | *80VSL0701716A* | 23800 | 16.5 | 8.5 | 26200 | 23400 | 89.31% | 1.94 | 0 | 10 |  |  |  |  | R-410A | 1.9833 | Residential & Commercial | USHP | Ducted CEE Tier 1
211241593 | Central HP <5.4 tons | TEMPSTAR | HRCU-A-CB (Split System: Heat Pump with Remote Outdoor Unit-Air-Source) | DLCURAH24ABK |  |  | EA*4X30L17A* | *95ESN0601412A* | 24400 | 15.5 | 8.5 | 26600 | 22800 | 85.71% | 1.86 | 0 | 10 |  |  |  |  | R-410A | 2.0333 | Residential & Commercial | USHP | Ducted CEE Tier 1
211245801 | Central HP <5.4 tons | TEMPSTAR | HRCU-A-CB (Split System: Heat Pump with Remote Outdoor Unit-Air-Source) | DLCURAH24ABK |  |  | FEM4P30**AL | 0 | 24000 | 17 | 8.5 | 26200 | 23400 | 89.31% | 1.94 | 0 | 10 |  |  |  |  | R-410A | 2 | Residential & Commercial | USHP | Ducted CEE Tier 1
206135979 | Central HP <5.4 tons | COMFORTMAKER | HRCU-A-CB (Split System: Heat Pump with Remote Outdoor Unit-Air-Source) | CVH837GKA** |  |  | EHD4X42AAL+WALLCON | *80CSU0601716A* | 32400 | 16.5 | 8.1 | 33200 | 24800 | 74.7% | 1.94 | 11.5 | 11 |  |  |  |  | R-410A | 2.7 | Residential & Commercial | USHP | Ducted CEE Tier 1
210474546 | Central HP <5.4 tons | TEMPSTAR | HRCU-A-CB (Split System: Heat Pump with Remote Outdoor Unit-Air-Source) | TVH825GKA3* |  |  | EHD4X48AAL+WALLCON | *96CTN0601714A* | 24200 | 16 | 8.1 | 21400 | 16700 | 78.04% | 2 | 0 | 10.5 |  |  |  |  | R-410A | 2.0167 | Residential & Commercial | USHP | Ducted CEE Tier 1
204300454 | Central HP <5.4 tons | COMFORTMAKER | HRCU-A-CB (Split System: Heat Pump with Remote Outdoor Unit-Air-Source) | CVH837GKA** |  |  | EHD4X48AAL+WALLCON | *80CTL0902120A* | 32600 | 17 | 8.1 | 33000 | 25000 | 75.76% | 1.98 | 12 | 11 |  |  |  |  | R-410A | 2.7167 | Residential & Commercial | USHP | Ducted CEE Tier 1
215864679 | Central HP <5.4 tons | TRANE | HRCU-A-CB (Split System: Heat Pump with Remote Outdoor Unit-Air-Source) | 5TWV8X60A1 |  |  | 5PX*C007AS3 | S8V2C080M5PCB | 52500 | 18.1 | 8.5 | 55500 | 40000 | 72.07% | 2 | 0 | 10 |  |  |  |  | R-454B | 4.375 | Residential & Commercial | USHP | Ducted CEE Tier 1
215864729 | Central HP <5.4 tons | TRANE | HRCU-A-CB (Split System: Heat Pump with Remote Outdoor Unit-Air-Source) | 5TWV8X60A1 |  |  | 5TXCD008AS3 | S9V2D120D5PSC+LRP | 50000 | 18.1 | 8.5 | 53500 | 38500 | 71.96% | 1.9 | 0 | 9.5 |  |  |  |  | R-454B | 4.1667 | Residential & Commercial | USHP
211241726 | Central HP <5.4 tons | TEMPSTAR | HRCU-A-CB (Split System: Heat Pump with Remote Outdoor Unit-Air-Source) | DLCURAH24ABK |  |  | EA*4X30L17A* | *95ESN0601714A* | 24600 | 16 | 8.5 | 26800 | 22600 | 84.33% | 1.84 | 0 | 10 |  |  |  |  | R-410A | 2.05 | Residential & Commercial | USHP | Ducted CEE Tier 1
211241977 | Central HP <5.4 tons | TEMPSTAR | HRCU-A-CB (Split System: Heat Pump with Remote Outdoor Unit-Air-Source) | DLCURAH24ABK |  |  | EA*4X36L17A* | *96VTN0401712A* | 23400 | 16 | 8.5 | 25800 | 23600 | 91.47% | 1.96 | 0 | 10 |  |  |  |  | R-410A | 1.95 | Residential & Commercial | USHP | Ducted CEE Tier 1
204299900 | Central HP <5.4 tons | COMFORTMAKER | HRCU-A-CB (Split System: Heat Pump with Remote Outdoor Unit-Air-Source) | CVH837GKA** |  |  | EN(A,D)4X48L24**+WALLCON | *96CTN1202422A* | 32400 | 17.5 | 8.1 | 32800 | 24800 | 75.61% | 1.96 | 12 | 11.7 |  |  |  |  | R-410A | 2.7 | Residential & Commercial | USHP | Ducted CEE Tier 1
204299950 | Central HP <5.4 tons | COMFORTMAKER | HRCU-A-CB (Split System: Heat Pump with Remote Outdoor Unit-Air-Source) | CVH837GKA** |  |  | EN(A,D)4X48L24**+WALLCON | *96CTN1002122A* | 32400 | 17.5 | 8.1 | 33000 | 24800 | 75.15% | 1.96 | 12 | 11.7 |  |  |  |  | R-410A | 2.7 | Residential & Commercial | USHP | Ducted CEE Tier 1
211244055 | Central HP <5.4 tons | TEMPSTAR | HRCU-A-CB (Split System: Heat Pump with Remote Outdoor Unit-Air-Source) | DLCURAH24ABK |  |  | EN(A,D)4X24L17** | *95ESN0601412A* | 24000 | 15.2 | 8.5 | 27200 | 23000 | 84.56% | 1.88 | 0 | 10 |  |  |  |  | R-410A | 2 | Residential & Commercial | USHP | Ducted CEE Tier 1
211242394 | Central HP <5.4 tons | TEMPSTAR | HRCU-A-CB (Split System: Heat Pump with Remote Outdoor Unit-Air-Source) | DLCURAH24ABK |  |  | EA*4X36L21A* | *80VSL0451716A* | 23400 | 17 | 8.5 | 25600 | 23600 | 92.19% | 1.96 | 0 | 10 |  |  |  |  | R-410A | 1.95 | Residential & Commercial | USHP | Ducted CEE Tier 1
210473214 | Central HP <5.4 tons | TEMPSTAR | HRCU-A-CB (Split System: Heat Pump with Remote Outdoor Unit-Air-Source) | TVH825GKA3* |  |  | EA*4X43L21A*+WALLCON | *97CMN0801714A* | 24400 | 16.5 | 8.1 | 21200 | 16700 | 78.77% | 2.02 | 0 | 11 |  |  |  |  | R-410A | 2.0333 | Residential & Commercial | USHP | Ducted CEE Tier 1
210473247 | Central HP <5.4 tons | TEMPSTAR | HRCU-A-CB (Split System: Heat Pump with Remote Outdoor Unit-Air-Source) | TVH825GKA3* |  |  | EA*4X43L21A*+WALLCON | *80CTL0901716A* | 24600 | 17.5 | 8.5 | 21000 | 16500 | 78.57% | 2.04 | 0 | 11.7 |  |  |  |  | R-410A | 2.05 | Residential & Commercial | USHP | Ducted CEE Tier 1
211242547 | Central HP <5.4 tons | TEMPSTAR | HRCU-A-CB (Split System: Heat Pump with Remote Outdoor Unit-Air-Source) | DLCURAH24ABK |  |  | EA*4X36L21A* | *80VTL1102122A* | 24000 | 17 | 8.5 | 25800 | 23000 | 89.15% | 1.9 | 0 | 10 |  |  |  |  | R-410A | 2 | Residential & Commercial | USHP | Ducted CEE Tier 1
211242662 | Central HP <5.4 tons | TEMPSTAR | HRCU-A-CB (Split System: Heat Pump with Remote Outdoor Unit-Air-Source) | DLCURAH24ABK |  |  | EA*4X36L21A* | *92ESN1002120A* | 25000 | 17 | 8.5 | 26600 | 21800 | 81.95% | 1.82 | 0 | 10.5 |  |  |  |  | R-410A | 2.0833 | Residential & Commercial | USHP | Ducted CEE Tier 1
211243481 | Central HP <5.4 tons | TEMPSTAR | HRCU-A-CB (Split System: Heat Pump with Remote Outdoor Unit-Air-Source) | DLCURAH24ABK |  |  | EA*4X37L21A* | *96VTN1002120A* | 24400 | 17 | 8.5 | 25200 | 21200 | 84.13% | 1.78 | 0 | 10.5 |  |  |  |  | R-410A | 2.0333 | Residential & Commercial | USHP | Ducted CEE Tier 1
211243584 | Central HP <5.4 tons | TEMPSTAR | HRCU-A-CB (Split System: Heat Pump with Remote Outdoor Unit-Air-Source) | DLCURAH24ABK |  |  | EA*4X37L21A* | *92ESN0801716A* | 25000 | 17.5 | 8.5 | 25600 | 20800 | 81.25% | 1.76 | 0 | 10.5 |  |  |  |  | R-410A | 2.0833 | Residential & Commercial | USHP | Ducted CEE Tier 1
210474612 | Central HP <5.4 tons | TEMPSTAR | HRCU-A-CB (Split System: Heat Pump with Remote Outdoor Unit-Air-Source) | TVH825GKA3* |  |  | EHD4X48AAL+WALLCON | *97CMN1202422A* | 24200 | 16 | 8.1 | 21200 | 16600 | 78.3% | 2.02 | 0 | 10.5 |  |  |  |  | R-410A | 2.0167 | Residential & Commercial | USHP | Ducted CEE Tier 1
215864747 | Central HP <5.4 tons | TRANE | HRCU-A-CB (Split System: Heat Pump with Remote Outdoor Unit-Air-Source) | 5TWV8X60A1 |  |  | 5TXCD008AS3 | S8V2C080M5PDB | 53000 | 18.1 | 8.5 | 55500 | 40000 | 72.07% | 2 | 0 | 10 |  |  |  |  | R-454B | 4.4167 | Residential & Commercial | USHP | Ducted CEE Tier 1
206136335 | Central HP <5.4 tons | COMFORTMAKER | HRCU-A-CB (Split System: Heat Pump with Remote Outdoor Unit-Air-Source) | CVH837GKA** |  |  | EHD4X42AAL+WALLCON | *95CSU0802120A* | 32600 | 17 | 8.1 | 33000 | 24800 | 75.15% | 1.96 | 11.5 | 11 |  |  |  |  | R-410A | 2.7167 | Residential & Commercial | USHP | Ducted CEE Tier 1
215864997 | Central HP <5.4 tons | TRANE | HRCU-A-CB (Split System: Heat Pump with Remote Outdoor Unit-Air-Source) | 5TWV8X60A1 |  |  | 5PX*C009AS3 | S8V2C100M5PCB | 54000 | 18.1 | 8.5 | 55500 | 40000 | 72.07% | 2 | 0 | 10 |  |  |  |  | R-454B | 4.5 | Residential & Commercial | USHP | Ducted CEE Tier 1
206135667 | Central HP <5.4 tons | COMFORTMAKER | HRCU-A-CB (Split System: Heat Pump with Remote Outdoor Unit-Air-Source) | CVH837GKA** |  |  | EA*4X37L21A*+WALLCON | *80CSU0601716A* | 32800 | 17 | 8.5 | 33000 | 25200 | 76.36% | 1.96 | 12 | 11 |  |  |  |  | R-410A | 2.7333 | Residential & Commercial | USHP | Ducted CEE Tier 1
206136019 | Central HP <5.4 tons | COMFORTMAKER | HRCU-A-CB (Split System: Heat Pump with Remote Outdoor Unit-Air-Source) | CVH837GKA** |  |  | EHD4X48AAL+WALLCON | *80CSU0601716A* | 32600 | 16.5 | 8.1 | 33200 | 25000 | 75.3% | 1.96 | 11.5 | 11 |  |  |  |  | R-410A | 2.7167 | Residential & Commercial | USHP | Ducted CEE Tier 1
212978649 | Central HP <5.4 tons | HEIL | HRCU-A-CB (Split System: Heat Pump with Remote Outdoor Unit-Air-Source) | DLCURAH24ABK |  |  | EA*4X30L17A* | *80MS(N,L)0701712A* | 23400 | 17.5 | 8.5 | 26200 | 25000 | 95.42% | 2.1 | 0 | 10 |  |  |  |  | R-410A | 1.95 | Residential & Commercial | USHP | Ducted CEE Tier 1
205751084 | Central HP <5.4 tons | COMFORTMAKER | HRCU-A-CB (Split System: Heat Pump with Remote Outdoor Unit-Air-Source) | CVH837GKA** |  |  | EA*4X37L21A*+WALLCON | *96CTN1002122A* | 33000 | 17.5 | 8.5 | 33000 | 25200 | 76.36% | 2 | 12 | 11.7 |  |  |  |  | R-410A | 2.75 | Residential & Commercial | USHP | Ducted CEE Tier 1
211244559 | Central HP <5.4 tons | DAY & NIGHT | HRCU-A-CB (Split System: Heat Pump with Remote Outdoor Unit-Air-Source) | DLCURAH24ABK |  |  | EN(A,D)4X30L17** | *80VTL0451412A* | 24200 | 16.5 | 8.1 | 26200 | 22800 | 87.02% | 1.88 | 0 | 10.5 |  |  |  |  | R-410A | 2.0167 | Residential & Commercial | USHP | Ducted CEE Tier 1
211244625 | Central HP <5.4 tons | DAY & NIGHT | HRCU-A-CB (Split System: Heat Pump with Remote Outdoor Unit-Air-Source) | DLCURAH24ABK |  |  | EN(A,D)4X30L17** | *95ESN0601412A* | 24400 | 15.5 | 8.1 | 26600 | 22600 | 84.96% | 1.86 | 0 | 10 |  |  |  |  | R-410A | 2.0333 | Residential & Commercial | USHP | Ducted CEE Tier 1
211245314 | Central HP <5.4 tons | DAY & NIGHT | HRCU-A-CB (Split System: Heat Pump with Remote Outdoor Unit-Air-Source) | DLCURAH24ABK |  |  | EN(A,D)4X36L21** | *96VSN0601714A* | 23400 | 16.5 | 8.1 | 25800 | 24000 | 93.02% | 2 | 0 | 10 |  |  |  |  | R-410A | 1.95 | Residential & Commercial | USHP | Ducted CEE Tier 1
211245898 | Central HP <5.4 tons | DAY & NIGHT | HRCU-A-CB (Split System: Heat Pump with Remote Outdoor Unit-Air-Source) | DLCURAH24ABK |  |  | FMA4X30**AL* | 0 | 25800 | 18 | 9 | 27600 | 21000 | 76.09% | 1.8 | 0 | 10.5 |  |  |  |  | R-410A | 2.15 | Residential & Commercial | USHP | Ducted CEE Tier 1
204299110 | Central HP <5.4 tons | COMFORTMAKER | HRCU-A-CB (Split System: Heat Pump with Remote Outdoor Unit-Air-Source) | CVH837GKA** |  |  | EA*4X42L24A*+WALLCON | *97CMN1002122A* | 31800 | 17.5 | 8.1 | 33000 | 24400 | 73.94% | 1.9 | 12 | 11.5 |  |  |  |  | R-410A | 2.65 | Residential & Commercial | USHP | Ducted CEE Tier 1
212974117 | Central HP <5.4 tons | DAY & NIGHT | HRCU-A-CB (Split System: Heat Pump with Remote Outdoor Unit-Air-Source) | DLCURAH24ABK |  |  | EN(A,D)4X36L21** | *96VSN0802120B* | 23800 | 17 | 8.5 | 26400 | 24000 | 90.91% | 1.98 | 0 | 10.5 |  |  |  |  | R-410A | 1.9833 | Residential & Commercial | USHP | Ducted CEE Tier 1
212974317 | Central HP <5.4 tons | DAY & NIGHT | HRCU-A-CB (Split System: Heat Pump with Remote Outdoor Unit-Air-Source) | DLCURAH24ABK |  |  | EA*4X36L21A* | *96VSN1002120B* | 23600 | 17 | 8.5 | 26200 | 24000 | 91.6% | 2 | 0 | 10 |  |  |  |  | R-410A | 1.9667 | Residential & Commercial | USHP | Ducted CEE Tier 1
210473346 | Central HP <5.4 tons | TEMPSTAR | HRCU-A-CB (Split System: Heat Pump with Remote Outdoor Unit-Air-Source) | TVH825GKA3* |  |  | EA*4X48L21A*+WALLCON | *80CTL0701716A* | 24000 | 17 | 8.1 | 21000 | 16600 | 79.05% | 2.02 | 0 | 11 |  |  |  |  | R-410A | 2 | Residential & Commercial | USHP | Ducted CEE Tier 1
210473947 | Central HP <5.4 tons | TEMPSTAR | HRCU-A-CB (Split System: Heat Pump with Remote Outdoor Unit-Air-Source) | TVH825GKA3* |  |  | EN(A,D,W)4X48L21**+WALLCON | *80CSU1002120A* | 24000 | 16.5 | 8.1 | 21400 | 16600 | 77.57% | 2 | 0 | 11 |  |  |  |  | R-410A | 2 | Residential & Commercial | USHP | Ducted CEE Tier 1
210474315 | Central HP <5.4 tons | TEMPSTAR | HRCU-A-CB (Split System: Heat Pump with Remote Outdoor Unit-Air-Source) | TVH825GKA3* |  |  | EHD4X42AAL+WALLCON | *80CTL1352422A* | 24200 | 16 | 8.1 | 21400 | 16600 | 77.57% | 2 | 0 | 10.5 |  |  |  |  | R-410A | 2.0167 | Residential & Commercial | USHP | Ducted CEE Tier 1
204299050 | Central HP <5.4 tons | COMFORTMAKER | HRCU-A-CB (Split System: Heat Pump with Remote Outdoor Unit-Air-Source) | CVH837GKA** |  |  | EA*4X42L21A*+WALLCON | *97CMN0602120A* | 31600 | 17 | 8.1 | 33400 | 24800 | 74.25% | 1.86 | 11 | 11 |  |  |  |  | R-410A | 2.6333 | Residential & Commercial | USHP | Ducted CEE Tier 1
204300204 | Central HP <5.4 tons | COMFORTMAKER | HRCU-A-CB (Split System: Heat Pump with Remote Outdoor Unit-Air-Source) | CVH837GKA** |  |  | EHD4X36AAL+WALLCON | *80CTL0901716A* | 32400 | 17 | 8.1 | 33200 | 24600 | 74.1% | 1.94 | 12 | 11 |  |  |  |  | R-410A | 2.7 | Residential & Commercial | USHP | Ducted CEE Tier 1
204300304 | Central HP <5.4 tons | COMFORTMAKER | HRCU-A-CB (Split System: Heat Pump with Remote Outdoor Unit-Air-Source) | CVH837GKA** |  |  | EHD4X42AAL+WALLCON | *96CTN1202422A* | 32600 | 17 | 8.1 | 33000 | 24800 | 75.15% | 1.96 | 11 | 11 |  |  |  |  | R-410A | 2.7167 | Residential & Commercial | USHP | Ducted CEE Tier 1
204300604 | Central HP <5.4 tons | COMFORTMAKER | HRCU-A-CB (Split System: Heat Pump with Remote Outdoor Unit-Air-Source) | CVH837GKA** |  |  | EHD4X48AAL+WALLCON | *97CMN0602120A* | 32400 | 16.5 | 8.1 | 33200 | 25200 | 75.9% | 1.94 | 11.5 | 11 |  |  |  |  | R-410A | 2.7 | Residential & Commercial | USHP | Ducted CEE Tier 1
211243650 | Central HP <5.4 tons | TEMPSTAR | HRCU-A-CB (Split System: Heat Pump with Remote Outdoor Unit-Air-Source) | DLCURAH24ABK |  |  | EA*4X37L21A* | *80ESU0802120A | 25000 | 17.5 | 8.5 | 25600 | 20800 | 81.25% | 1.76 | 0 | 10.5 |  |  |  |  | R-410A | 2.0833 | Residential & Commercial | USHP | Ducted CEE Tier 1
211243834 | Central HP <5.4 tons | TEMPSTAR | HRCU-A-CB (Split System: Heat Pump with Remote Outdoor Unit-Air-Source) | DLCURAH24ABK |  |  | EN(A,D)4X24L14** | *80ES(N,L)0701412A* | 23800 | 16 | 8.5 | 26800 | 23200 | 86.57% | 1.92 | 0 | 10 |  |  |  |  | R-410A | 1.9833 | Residential & Commercial | USHP | Ducted CEE Tier 1
215934015 | Central HP <5.4 tons | BRYANT HEATING AND COOLING SYSTEMS | HRCU-A-CB (Split System: Heat Pump with Remote Outdoor Unit-Air-Source) | 293VAN048**AA* |  |  | CAA**4821AM*+UI | 88*TB60110C21*** | 44000 | 21 | 9.5 | 48000 | 36400 | 75.83% | 1.92 | 0 | 11 |  |  |  |  | R-454B | 3.6667 | Residential & Commercial | USHP | Ducted CEE Tier 1
215934215 | Central HP <5.4 tons | BRYANT HEATING AND COOLING SYSTEMS | HRCU-A-CB (Split System: Heat Pump with Remote Outdoor Unit-Air-Source) | 293VAN048**AA* |  |  | CAA**6121AM*+UI | 935CB60080C21*** | 45000 | 21 | 9.5 | 48500 | 37000 | 76.29% | 2 | 0 | 11 |  |  |  |  | R-454B | 3.75 | Residential & Commercial | USHP | Ducted CEE Tier 1
215941325 | Central HP <5.4 tons | BRYANT HEATING AND COOLING SYSTEMS | HRCU-A-CB (Split System: Heat Pump with Remote Outdoor Unit-Air-Source) | 293VAN048**AA* |  |  | CVAMA4921XMA*+UI | 986TD60080C21*** | 45500 | 20.5 | 8.1 | 53000 | 38500 | 72.64% | 1.95 | 0 | 11 |  |  |  |  | R-454B | 3.7917 | Residential & Commercial | USHP | Ducted CEE Tier 1
210473148 | Central HP <5.4 tons | TEMPSTAR | HRCU-A-CB (Split System: Heat Pump with Remote Outdoor Unit-Air-Source) | TVH825GKA3* |  |  | EA*4X43L21A*+WALLCON | *80CSU1002120A* | 24400 | 16.5 | 8.1 | 21200 | 16600 | 78.3% | 2.02 | 0 | 10.5 |  |  |  |  | R-410A | 2.0333 | Residential & Commercial | USHP | Ducted CEE Tier 1
210473181 | Central HP <5.4 tons | TEMPSTAR | HRCU-A-CB (Split System: Heat Pump with Remote Outdoor Unit-Air-Source) | TVH825GKA3* |  |  | EA*4X43L21A*+WALLCON | *96CTN0601714A* | 24400 | 16.5 | 8.1 | 21200 | 16700 | 78.77% | 2.02 | 0 | 11 |  |  |  |  | R-410A | 2.0333 | Residential & Commercial | USHP | Ducted CEE Tier 1
210474134 | Central HP <5.4 tons | TEMPSTAR | HRCU-A-CB (Split System: Heat Pump with Remote Outdoor Unit-Air-Source) | TVH825GKA3* |  |  | EN(A,D)4X48L24**+WALLCON | *97CMN1202422A* | 24200 | 16.5 | 8.1 | 21400 | 16600 | 77.57% | 2 | 0 | 11 |  |  |  |  | R-410A | 2.0167 | Residential & Commercial | USHP | Ducted CEE Tier 1
204299880 | Central HP <5.4 tons | COMFORTMAKER | HRCU-A-CB (Split System: Heat Pump with Remote Outdoor Unit-Air-Source) | CVH837GKA** |  |  | EN(A,D)4X48L24**+WALLCON | *80CTL0902120A* | 32400 | 17.5 | 8.1 | 33000 | 24800 | 75.15% | 1.96 | 12 | 11.7 |  |  |  |  | R-410A | 2.7 | Residential & Commercial | USHP | Ducted CEE Tier 1
204300244 | Central HP <5.4 tons | COMFORTMAKER | HRCU-A-CB (Split System: Heat Pump with Remote Outdoor Unit-Air-Source) | CVH837GKA** |  |  | EHD4X42AAL+WALLCON | *80CTL0701716A* | 32400 | 16.5 | 8.1 | 33200 | 25000 | 75.3% | 1.94 | 11.5 | 11 |  |  |  |  | R-410A | 2.7 | Residential & Commercial | USHP | Ducted CEE Tier 1
204300414 | Central HP <5.4 tons | COMFORTMAKER | HRCU-A-CB (Split System: Heat Pump with Remote Outdoor Unit-Air-Source) | CVH837GKA** |  |  | EHD4X42AAL+WALLCON | *97CMN0602120A* | 32400 | 16.5 | 8.1 | 33400 | 25200 | 75.45% | 1.94 | 11.5 | 10.5 |  |  |  |  | R-410A | 2.7 | Residential & Commercial | USHP | Ducted CEE Tier 1
204300464 | Central HP <5.4 tons | COMFORTMAKER | HRCU-A-CB (Split System: Heat Pump with Remote Outdoor Unit-Air-Source) | CVH837GKA** |  |  | EHD4X48AAL+WALLCON | *80CTL1352422A* | 32600 | 17 | 8.1 | 33000 | 24800 | 75.15% | 1.98 | 11 | 11 |  |  |  |  | R-410A | 2.7167 | Residential & Commercial | USHP | Ducted CEE Tier 1
204300564 | Central HP <5.4 tons | COMFORTMAKER | HRCU-A-CB (Split System: Heat Pump with Remote Outdoor Unit-Air-Source) | CVH837GKA** |  |  | EHD4X48AAL+WALLCON | *96CTN1002122A* | 32600 | 17 | 8.1 | 33000 | 24800 | 75.15% | 1.98 | 12 | 11 |  |  |  |  | R-410A | 2.7167 | Residential & Commercial | USHP | Ducted CEE Tier 1
205751124 | Central HP <5.4 tons | COMFORTMAKER | HRCU-A-CB (Split System: Heat Pump with Remote Outdoor Unit-Air-Source) | CVH837GKA** |  |  | EA*4X43L21A*+WALLCON | *80CTL0701716A* | 32800 | 17.5 | 8.5 | 33000 | 25200 | 76.36% | 1.98 | 11 | 11.7 |  |  |  |  | R-410A | 2.7333 | Residential & Commercial | USHP | Ducted CEE Tier 1
206135677 | Central HP <5.4 tons | COMFORTMAKER | HRCU-A-CB (Split System: Heat Pump with Remote Outdoor Unit-Air-Source) | CVH837GKA** |  |  | EA*4X37L21A*+WALLCON | *80CSU1002120A* | 32800 | 17 | 8.5 | 33000 | 25200 | 76.36% | 1.96 | 12 | 11 |  |  |  |  | R-410A | 2.7333 | Residential & Commercial | USHP | Ducted CEE Tier 1
214807840 | Central HP <5.4 tons | JOHNSON CONTROLS | HRCU-A-CB (Split System: Heat Pump with Remote Outdoor Unit-Air-Source) | HH860E2S11 |  |  | CTU60D5XHS1+JMVT20DC2N1+TXV | 0 | 54500 | 19 | 9 | 53500 | 38500 | 71.96% | 2 | 0 | 12 |  |  |  |  | R-454B | 4.5417 | Residential & Commercial | USHP | Ducted CEE Tier 1
211262883 | Central HP <5.4 tons | COMFORTMAKER | HRCU-A-CB (Split System: Heat Pump with Remote Outdoor Unit-Air-Source) | DLCURAH18ABK |  |  | EN(A,D)4X24L17** | *96VSN0601412A* | 17900 | 15.5 | 8.5 | 18800 | 18700 | 99.47% | 2.26 | 0 | 11 |  |  |  |  | R-410A | 1.4917 | Residential & Commercial | USHP | Ducted CEE Tier 1
211264862 | Central HP <5.4 tons | COMFORTMAKER | HRCU-A-CB (Split System: Heat Pump with Remote Outdoor Unit-Air-Source) | DLCURAH18ABK |  |  | FXM4X18**AL | 0 | 17800 | 16.5 | 8.5 | 18300 | 18500 | 101.1% | 2.22 | 0 | 10.5 |  |  |  |  | R-410A | 1.4833 | Residential & Commercial | USHP | Ducted CEE Tier 1
214239629 | Central HP <5.4 tons | DAY & NIGHT | HRCU-A-CB (Split System: Heat Pump with Remote Outdoor Unit-Air-Source) | CVH837GKA** |  |  | EN(A,D)4X36L21**+WALLCON | *96CTN1002122B* | 31400 | 16.5 | 8.1 | 33000 | 24000 | 72.73% | 1.82 | 0 | 11 |  |  |  |  | R-410A | 2.6167 | Residential & Commercial | USHP | Ducted CEE Tier 1
204299830 | Central HP <5.4 tons | COMFORTMAKER | HRCU-A-CB (Split System: Heat Pump with Remote Outdoor Unit-Air-Source) | CVH837GKA** |  |  | EN(A,D,W)4X48L21**+WALLCON | *96CTN1002122A* | 32400 | 17.5 | 8.1 | 33000 | 24800 | 75.15% | 1.96 | 11.5 | 11.7 |  |  |  |  | R-410A | 2.7 | Residential & Commercial | USHP | Ducted CEE Tier 1
214239166 | Central HP <5.4 tons | AIRQUEST | HRCU-A-CB (Split System: Heat Pump with Remote Outdoor Unit-Air-Source) | HVH837GKA2* |  |  | EN(A,D,W)4X48L21**+WALLCON | *80CTL0451712B* | 32200 | 16.5 | 8.1 | 33200 | 25000 | 75.3% | 1.9 | 0 | 11 |  |  |  |  | R-410A | 2.6833 | Residential & Commercial | USHP | Ducted CEE Tier 1
206765523 | Central HP <5.4 tons | COMFORTMAKER | HRCU-A-CB (Split System: Heat Pump with Remote Outdoor Unit-Air-Source) | CVH825GKA3* |  |  | EA*4X25L17A*+WALLCON | *96CTN0801714A* | 24200 | 16.5 | 8.1 | 21400 | 16700 | 78.04% | 2 | 11 | 11 |  |  |  |  | R-410A | 2.0167 | Residential & Commercial | USHP | Ducted CEE Tier 1
215937765 | Central HP <5.4 tons | BRYANT HEATING AND COOLING SYSTEMS | HRCU-A-CB (Split System: Heat Pump with Remote Outdoor Unit-Air-Source) | 293VAN048**AA* |  |  | CVAVA4821XMA*+UI | 88*TB60110C21*** | 44500 | 20 | 8.1 | 52000 | 38000 | 73.08% | 1.9 | 0 | 11 |  |  |  |  | R-454B | 3.7083 | Residential & Commercial | USHP | Ducted CEE Tier 1
204456566 | Central HP <5.4 tons | COMFORTMAKER | HRCU-A-CB (Split System: Heat Pump with Remote Outdoor Unit-Air-Source) | CVH825GKA2* |  |  | EA*4X30L17A*+WALLCON | *97CMN0801714A* | 23400 | 16 | 8.1 | 21600 | 16800 | 77.78% | 1.9 | 11 | 10.5 |  |  |  |  | R-410A | 1.95 | Residential & Commercial | USHP | Ducted CEE Tier 1
212973297 | Central HP <5.4 tons | DAY & NIGHT | HRCU-A-CB (Split System: Heat Pump with Remote Outdoor Unit-Air-Source) | DLCURAH18ABK |  |  | EA*4X19L17A* | *96VSN0601412B* | 17700 | 16.5 | 8.1 | 17700 | 17900 | 101.1% | 2.16 | 0 | 10.5 |  |  |  |  | R-410A | 1.475 | Residential & Commercial | USHP | Ducted CEE Tier 1
211263396 | Central HP <5.4 tons | COMFORTMAKER | HRCU-A-CB (Split System: Heat Pump with Remote Outdoor Unit-Air-Source) | DLCURAH18ABK |  |  | EN(A,D)4X24L17** | *92ESN0601714A* | 17700 | 16 | 8.5 | 18500 | 18800 | 101.6% | 2.26 | 0 | 11 |  |  |  |  | R-410A | 1.475 | Residential & Commercial | USHP | Ducted CEE Tier 1
211263513 | Central HP <5.4 tons | COMFORTMAKER | HRCU-A-CB (Split System: Heat Pump with Remote Outdoor Unit-Air-Source) | DLCURAH18ABK |  |  | EN(A,D)4X24L17** | *80ESU0601716A | 18500 | 16 | 8.5 | 19400 | 18500 | 95.36% | 2.24 | 0 | 11 |  |  |  |  | R-410A | 1.5417 | Residential & Commercial | USHP | Ducted CEE Tier 1
211264764 | Central HP <5.4 tons | COMFORTMAKER | HRCU-A-CB (Split System: Heat Pump with Remote Outdoor Unit-Air-Source) | DLCURAH18ABK |  |  | FEM4P18**AL | 0 | 17400 | 16 | 8.5 | 18300 | 19400 | 106% | 2.34 | 0 | 10.5 |  |  |  |  | R-410A | 1.45 | Residential & Commercial | USHP | Ducted CEE Tier 1
211265016 | Central HP <5.4 tons | COMFORTMAKER | HRCU-A-CB (Split System: Heat Pump with Remote Outdoor Unit-Air-Source) | DLCURAH18ABK |  |  | FM(C,U)4Z30**AL* | 0 | 18000 | 17.5 | 8.5 | 18500 | 18900 | 102.2% | 2.3 | 0 | 11 |  |  |  |  | R-410A | 1.5 | Residential & Commercial | USHP | Ducted CEE Tier 1
213773107 | Central HP <5.4 tons | HEIL | HRCU-A-CB (Split System: Heat Pump with Remote Outdoor Unit-Air-Source) | HVH825GKA3* |  |  | EA*4X36L21A*+WALLCON | *97CMN0801714B* | 23600 | 16.5 | 8.1 | 21600 | 16700 | 77.31% | 1.92 | 0 | 10.5 |  |  |  |  | R-410A | 1.9667 | Residential & Commercial | USHP | Ducted CEE Tier 1
213773207 | Central HP <5.4 tons | HEIL | HRCU-A-CB (Split System: Heat Pump with Remote Outdoor Unit-Air-Source) | HVH825GKA3* |  |  | EA*4X37L17A*+WALLCON | *97CMN0601714B* | 24000 | 16 | 8.1 | 21600 | 16800 | 77.78% | 1.98 | 0 | 10.5 |  |  |  |  | R-410A | 2 | Residential & Commercial | USHP | Ducted CEE Tier 1
212973542 | Central HP <5.4 tons | CARRIER | HRCU-A-CB (Split System: Heat Pump with Remote Outdoor Unit-Air-Source) | 38MURAQ24AB3* |  |  | CAP**2517AL* | 59SP6B060V14**12 | 24000 | 17 | 8.5 | 25000 | 21800 | 87.2% | 1.82 | 0 | 10 |  |  |  |  | R-410A | 2 | Residential & Commercial | USHP | Ducted CEE Tier 1
215488093 | Central HP <5.4 tons | GOODMAN | HRCU-A-CB (Split System: Heat Pump with Remote Outdoor Unit-Air-Source) | GZV7SA4210A* |  |  | CHPEA4830*3A* | G*VC801005C*A* | 40500 | 17 | 8.6 | 41000 | 31000 | 75.61% | 2 | 0 | 10 |  |  |  |  | R-32 | 3.375 | Residential & Commercial | USHP | Ducted CEE Tier 1
206765480 | Central HP <5.4 tons | COMFORTMAKER | HRCU-A-CB (Split System: Heat Pump with Remote Outdoor Unit-Air-Source) | CVH825GKA3* |  |  | EA*4X24L17A*+WALLCON | *80CTL0901716A* | 23400 | 17 | 8.1 | 21800 | 16700 | 76.61% | 1.9 | 11.5 | 11 |  |  |  |  | R-410A | 1.95 | Residential & Commercial | USHP | Ducted CEE Tier 1
206765514 | Central HP <5.4 tons | COMFORTMAKER | HRCU-A-CB (Split System: Heat Pump with Remote Outdoor Unit-Air-Source) | CVH825GKA3* |  |  | EA*4X25L17A*+WALLCON | *96CTN0601714A* | 24200 | 16.5 | 8.1 | 21400 | 16700 | 78.04% | 2 | 11 | 11 |  |  |  |  | R-410A | 2.0167 | Residential & Commercial | USHP | Ducted CEE Tier 1
206765541 | Central HP <5.4 tons | COMFORTMAKER | HRCU-A-CB (Split System: Heat Pump with Remote Outdoor Unit-Air-Source) | CVH825GKA3* |  |  | EA*4X25L17A*+WALLCON | *97CMN0801714A* | 24200 | 16.5 | 8.1 | 21400 | 16700 | 78.04% | 2 | 11 | 11 |  |  |  |  | R-410A | 2.0167 | Residential & Commercial | USHP | Ducted CEE Tier 1
206765991 | Central HP <5.4 tons | COMFORTMAKER | HRCU-A-CB (Split System: Heat Pump with Remote Outdoor Unit-Air-Source) | CVH825GKA3* |  |  | EA*4X37L21A*+WALLCON | *97CMN0801714A* | 24400 | 16.5 | 8.1 | 21200 | 16700 | 78.77% | 2.02 | 11 | 11 |  |  |  |  | R-410A | 2.0333 | Residential & Commercial | USHP | Ducted CEE Tier 1
212976071 | Central HP <5.4 tons | CARRIER | HRCU-A-CB (Split System: Heat Pump with Remote Outdoor Unit-Air-Source) | 38MURAQ24AB3* |  |  | CAP**3721AL* | GG96VTAB48080B** | 24600 | 17 | 8.5 | 25200 | 21200 | 84.13% | 1.78 | 0 | 10.5 |  |  |  |  | R-410A | 2.05 | Residential & Commercial | USHP | Ducted CEE Tier 1
214807709 | Central HP <5.4 tons | JOHNSON CONTROLS | HRCU-A-CB (Split System: Heat Pump with Remote Outdoor Unit-Air-Source) | HH824E2S11 |  |  | CTU36B5XDS1+JME08B2SN1+TXV | 0 | 23000 | 19 | 9.5 | 23000 | 18000 | 78.26% | 2 | 0 | 12 |  |  |  |  | R-454B | 1.9167 | Residential & Commercial | USHP | Ducted CEE Tier 1
211240485 | Central HP <5.4 tons | TEMPSTAR | HRCU-A-CB (Split System: Heat Pump with Remote Outdoor Unit-Air-Source) | DLCURAH24ABK |  |  | EA*4X24L17A* | *80VSL0701716A* | 23600 | 16.5 | 8.5 | 26600 | 24600 | 92.48% | 2.04 | 0 | 10 |  |  |  |  | R-410A | 1.9667 | Residential & Commercial | USHP | Ducted CEE Tier 1
211241307 | Central HP <5.4 tons | TEMPSTAR | HRCU-A-CB (Split System: Heat Pump with Remote Outdoor Unit-Air-Source) | DLCURAH24ABK |  |  | EA*4X30L14A* | *96VTN0401410A* | 23600 | 15.5 | 8.5 | 26200 | 23600 | 90.08% | 1.94 | 0 | 10 |  |  |  |  | R-410A | 1.9667 | Residential & Commercial | USHP | Ducted CEE Tier 1
204300534 | Central HP <5.4 tons | COMFORTMAKER | HRCU-A-CB (Split System: Heat Pump with Remote Outdoor Unit-Air-Source) | CVH837GKA** |  |  | EHD4X48AAL+WALLCON | *97CMN1002122A* | 32600 | 17 | 8.1 | 33000 | 24800 | 75.15% | 1.98 | 12 | 11 |  |  |  |  | R-410A | 2.7167 | Residential & Commercial | USHP | Ducted CEE Tier 1
211263232 | Central HP <5.4 tons | COMFORTMAKER | HRCU-A-CB (Split System: Heat Pump with Remote Outdoor Unit-Air-Source) | DLCURAH18ABK |  |  | EN(A,D)4X24L17** | *96VTN0601412A* | 17900 | 15.5 | 8.5 | 18800 | 18700 | 99.47% | 2.26 | 0 | 11 |  |  |  |  | R-410A | 1.4917 | Residential & Commercial | USHP | Ducted CEE Tier 1
204456530 | Central HP <5.4 tons | COMFORTMAKER | HRCU-A-CB (Split System: Heat Pump with Remote Outdoor Unit-Air-Source) | CVH825GKA2* |  |  | EA*4X30L17A*+WALLCON | *80CTL0701716A* | 23400 | 16.5 | 8.1 | 21600 | 16700 | 77.31% | 1.92 | 11 | 11 |  |  |  |  | R-410A | 1.95 | Residential & Commercial | USHP | Ducted CEE Tier 1
204456846 | Central HP <5.4 tons | COMFORTMAKER | HRCU-A-CB (Split System: Heat Pump with Remote Outdoor Unit-Air-Source) | CVH825GKA2* |  |  | EA*4X37L17A*+WALLCON | *96CTN0801714A* | 24200 | 16.5 | 8.1 | 21400 | 16700 | 78.04% | 1.98 | 11.5 | 11 |  |  |  |  | R-410A | 2.0167 | Residential & Commercial | USHP | Ducted CEE Tier 1
214241601 | Central HP <5.4 tons | DAY & NIGHT | HRCU-A-CB (Split System: Heat Pump with Remote Outdoor Unit-Air-Source) | CVH825GKA3* |  |  | EN(A,D)4X24L17**+WALLCON | *97CMN0601714B* | 23200 | 15.5 | 8.1 | 22200 | 16900 | 76.13% | 1.9 | 0 | 10.5 |  |  |  |  | R-410A | 1.9333 | Residential & Commercial | USHP | Ducted CEE Tier 1
215675145 | Central HP <5.4 tons | HEIL | HRCU-A-CB (Split System: Heat Pump with Remote Outdoor Unit-Air-Source) | H5H0V48*K*AAA* |  |  | ESH5X60M12A*+WALLCON | *80CSU1002120A* | 45500 | 16.5 | 8.5 | 48000 | 33800 | 70.42% | 2.06 | 0 | 9.5 |  |  |  |  | R-454B | 3.7917 | Residential & Commercial | USHP
214569529 | Central HP <5.4 tons | BRYANT HEATING AND COOLING SYSTEMS | HRCU-A-CB (Split System: Heat Pump with Remote Outdoor Unit-Air-Source) | 284ANV036*0**B* |  |  | CAP**4221AL*+UI | 88*TB60070C21*** | 33000 | 19 | 9.5 | 37800 | 26600 | 70.37% | 1.98 | 0 | 11.5 |  |  |  |  | R-410A | 2.75 | Residential & Commercial | USHP | Ducted CEE Tier 1
214569581 | Central HP <5.4 tons | BRYANT HEATING AND COOLING SYSTEMS | HRCU-A-CB (Split System: Heat Pump with Remote Outdoor Unit-Air-Source) | 284ANV036*0**B* |  |  | CAP**4824AL*+UI | 987MC60080C21*** | 33800 | 19.5 | 9.5 | 36400 | 25800 | 70.88% | 2.04 | 0 | 12 |  |  |  |  | R-410A | 2.8167 | Residential & Commercial | USHP | Ducted CEE Tier 1
214569597 | Central HP <5.4 tons | BRYANT HEATING AND COOLING SYSTEMS | HRCU-A-CB (Split System: Heat Pump with Remote Outdoor Unit-Air-Source) | 284ANV036*0**B* |  |  | CAP**6121AL*+UI | 88*TB60070C21*** | 34800 | 19.5 | 9 | 35800 | 25200 | 70.39% | 2.02 | 0 | 12 |  |  |  |  | R-410A | 2.9 | Residential & Commercial | USHP | Ducted CEE Tier 1
216735867 | Central HP <5.4 tons | BRYANT HEATING AND COOLING SYSTEMS | HRCU-A-CB (Split System: Heat Pump with Remote Outdoor Unit-Air-Source) | 37MUHAQ24AA3 |  |  | CAA**3721AM* | 926SB48060V17*** | 23000 | 16.5 | 8.5 | 20600 | 18400 | 89.32% | 1.96 | 0 | 11 |  |  |  |  | R-454B | 1.9167 | Residential & Commercial | USHP | Ducted CEE Tier 1
216736286 | Central HP <5.4 tons | BRYANT HEATING AND COOLING SYSTEMS | HRCU-A-CB (Split System: Heat Pump with Remote Outdoor Unit-Air-Source) | 37MUHAQ24AA3 |  |  | CSAH*2412AM* | 82*SB48070V17*** | 22400 | 16 | 8.1 | 21200 | 19100 | 90.09% | 1.85 | 0 | 10.5 |  |  |  |  | R-454B | 1.8667 | Residential & Commercial | USHP | Ducted CEE Tier 1
216735046 | Central HP <5.4 tons | BRYANT HEATING AND COOLING SYSTEMS | HRCU-A-CB (Split System: Heat Pump with Remote Outdoor Unit-Air-Source) | 37MUHAQ24AA3 |  |  | CAA**3717AM* | 88*TB48090C17*** | 22600 | 16 | 8.5 | 20600 | 18400 | 89.32% | 1.96 | 0 | 11 |  |  |  |  | R-454B | 1.8833 | Residential & Commercial | USHP | Ducted CEE Tier 1
216735828 | Central HP <5.4 tons | BRYANT HEATING AND COOLING SYSTEMS | HRCU-A-CB (Split System: Heat Pump with Remote Outdoor Unit-Air-Source) | 37MUHAQ24AA3 |  |  | CAA**3721AM* | 916SA60080M21*** | 23000 | 16 | 8.5 | 20600 | 18400 | 89.32% | 1.98 | 0 | 11 |  |  |  |  | R-454B | 1.9167 | Residential & Commercial | USHP | Ducted CEE Tier 1
216735705 | Central HP <5.4 tons | BRYANT HEATING AND COOLING SYSTEMS | HRCU-A-CB (Split System: Heat Pump with Remote Outdoor Unit-Air-Source) | 37MUHAQ24AA3 |  |  | CAA**3721AM* | 987MC42060C17*** | 22800 | 16 | 8.5 | 20600 | 18400 | 89.32% | 1.98 | 0 | 11 |  |  |  |  | R-454B | 1.9 | Residential & Commercial | USHP | Ducted CEE Tier 1
216735714 | Central HP <5.4 tons | BRYANT HEATING AND COOLING SYSTEMS | HRCU-A-CB (Split System: Heat Pump with Remote Outdoor Unit-Air-Source) | 37MUHAQ24AA3 |  |  | CAA**3721AM* | 987MC60060C21*** | 23400 | 15.5 | 8.5 | 21000 | 18600 | 88.57% | 1.98 | 0 | 11 |  |  |  |  | R-454B | 1.95 | Residential & Commercial | USHP | Ducted CEE Tier 1
204456701 | Central HP <5.4 tons | COMFORTMAKER | HRCU-A-CB (Split System: Heat Pump with Remote Outdoor Unit-Air-Source) | CVH825GKA2* |  |  | EA*4X36L21A*+WALLCON | *96CTN0601714A* | 23400 | 16.5 | 8.1 | 21600 | 16700 | 77.31% | 1.92 | 11 | 10.5 |  |  |  |  | R-410A | 1.95 | Residential & Commercial | USHP | Ducted CEE Tier 1
204456765 | Central HP <5.4 tons | COMFORTMAKER | HRCU-A-CB (Split System: Heat Pump with Remote Outdoor Unit-Air-Source) | CVH825GKA2* |  |  | EA*4X36L21A*+WALLCON | *97CMN1002122A* | 23600 | 16.5 | 8.1 | 21400 | 16600 | 77.57% | 1.94 | 11 | 11 |  |  |  |  | R-410A | 1.9667 | Residential & Commercial | USHP | Ducted CEE Tier 1
204459407 | Central HP <5.4 tons | COMFORTMAKER | HRCU-A-CB (Split System: Heat Pump with Remote Outdoor Unit-Air-Source) | CVH825GKA2* |  |  | EHD4X36AAL+WALLCON | *80CTL0701412A* | 24000 | 16.5 | 8.1 | 21400 | 16600 | 77.57% | 2 | 11.5 | 11 |  |  |  |  | R-410A | 2 | Residential & Commercial | USHP | Ducted CEE Tier 1
216732674 | Central HP <5.4 tons | BRYANT HEATING AND COOLING SYSTEMS | HRCU-A-CB (Split System: Heat Pump with Remote Outdoor Unit-Air-Source) | 37MUHAQ24AA3 |  |  | CAA**2417AM* | 8(0,1)*SB36070M14*** | 22000 | 16 | 8.5 | 21000 | 19100 | 90.95% | 1.96 | 0 | 10.5 |  |  |  |  | R-454B | 1.8333 | Residential & Commercial | USHP | Ducted CEE Tier 1
216732993 | Central HP <5.4 tons | BRYANT HEATING AND COOLING SYSTEMS | HRCU-A-CB (Split System: Heat Pump with Remote Outdoor Unit-Air-Source) | 37MUHAQ24AA3 |  |  | CAA**2417AM* | 935SB36040M17*** | 22000 | 16 | 8.5 | 21200 | 19200 | 90.57% | 1.96 | 0 | 10.5 |  |  |  |  | R-454B | 1.8333 | Residential & Commercial | USHP | Ducted CEE Tier 1
216733292 | Central HP <5.4 tons | BRYANT HEATING AND COOLING SYSTEMS | HRCU-A-CB (Split System: Heat Pump with Remote Outdoor Unit-Air-Source) | 37MUHAQ24AA3 |  |  | CAA**2517AM* | 88*TB48070C17*** | 23000 | 16.5 | 8.5 | 20800 | 18500 | 88.94% | 1.96 | 0 | 11 |  |  |  |  | R-454B | 1.9167 | Residential & Commercial | USHP | Ducted CEE Tier 1
213078497 | Central HP <5.4 tons | CARRIER | HRCU-A-CB (Split System: Heat Pump with Remote Outdoor Unit-Air-Source) | 38MURAQ36AB3* |  |  | CAP**3721AL* | 58S(B,C)*B090M21**20 | 37000 | 16 | 8.5 | 38500 | 35000 | 90.91% | 2.08 | 0 | 10 |  |  |  |  | R-410A | 3.0833 | Residential & Commercial | USHP | Ducted CEE Tier 1
214807743 | Central HP <5.4 tons | JOHNSON CONTROLS | HRCU-A-CB (Split System: Heat Pump with Remote Outdoor Unit-Air-Source) | HH824E2S11 |  |  | CTM36B5ADS1 | TP9C080B12MP13 | 23000 | 18 | 9.5 | 23000 | 18500 | 80.43% | 2 | 0 | 12 |  |  |  |  | R-454B | 1.9167 | Residential & Commercial | USHP | Ducted CEE Tier 1
214807810 | Central HP <5.4 tons | JOHNSON CONTROLS | HRCU-A-CB (Split System: Heat Pump with Remote Outdoor Unit-Air-Source) | HH824E2S11 |  |  | CTU30B5XCS1+JMET08BS2N1+TXV | 0 | 23000 | 18 | 9.5 | 23000 | 18200 | 79.13% | 2 | 0 | 12 |  |  |  |  | R-454B | 1.9167 | Residential & Commercial | USHP | Ducted CEE Tier 1
216735506 | Central HP <5.4 tons | BRYANT HEATING AND COOLING SYSTEMS | HRCU-A-CB (Split System: Heat Pump with Remote Outdoor Unit-Air-Source) | 37MUHAQ24AA3 |  |  | CAA**3721AM* | 8(0,1)*SB60110M21*** | 23600 | 16 | 8.5 | 20800 | 18500 | 88.94% | 1.96 | 0 | 11 |  |  |  |  | R-454B | 1.9667 | Residential & Commercial | USHP | Ducted CEE Tier 1
216735610 | Central HP <5.4 tons | BRYANT HEATING AND COOLING SYSTEMS | HRCU-A-CB (Split System: Heat Pump with Remote Outdoor Unit-Air-Source) | 37MUHAQ24AA3 |  |  | CAA**3721AM* | 88*TB60070C21*** | 23600 | 15.5 | 8.5 | 21000 | 18600 | 88.57% | 1.98 | 0 | 11 |  |  |  |  | R-454B | 1.9667 | Residential & Commercial | USHP | Ducted CEE Tier 1
206135727 | Central HP <5.4 tons | COMFORTMAKER | HRCU-A-CB (Split System: Heat Pump with Remote Outdoor Unit-Air-Source) | CVH837GKA** |  |  | EA*4X43L21A*+WALLCON | *80CSU0401712A* | 33000 | 17.5 | 8.5 | 33000 | 25000 | 75.76% | 1.98 | 12 | 11 |  |  |  |  | R-410A | 2.75 | Residential & Commercial | USHP | Ducted CEE Tier 1
214242508 | Central HP <5.4 tons | AIRQUEST | HRCU-A-CB (Split System: Heat Pump with Remote Outdoor Unit-Air-Source) | HVH825GKA2* |  |  | EN(A,D)4X24L17**+WALLCON | *96CTN0801714B* | 23200 | 16 | 8.1 | 22000 | 16900 | 76.82% | 1.92 | 0 | 10.5 |  |  |  |  | R-410A | 1.9333 | Residential & Commercial | USHP | Ducted CEE Tier 1
214239836 | Central HP <5.4 tons | AIRQUEST | HRCU-A-CB (Split System: Heat Pump with Remote Outdoor Unit-Air-Source) | HVH837GKA** |  |  | EN(A,D,W)4X42L21**+WALLCON | *96CTN1002122B* | 31800 | 16.5 | 8.1 | 33000 | 24400 | 73.94% | 1.88 | 0 | 11 |  |  |  |  | R-410A | 2.65 | Residential & Commercial | USHP | Ducted CEE Tier 1
214240036 | Central HP <5.4 tons | AIRQUEST | HRCU-A-CB (Split System: Heat Pump with Remote Outdoor Unit-Air-Source) | HVH837GKA** |  |  | EN(A,D,W)4X60L24**+WALLCON | *80CTL0902120B* | 32800 | 17.5 | 8.1 | 32200 | 24600 | 76.4% | 1.96 | 0 | 12 |  |  |  |  | R-410A | 2.7333 | Residential & Commercial | USHP | Ducted CEE Tier 1
214240086 | Central HP <5.4 tons | AIRQUEST | HRCU-A-CB (Split System: Heat Pump with Remote Outdoor Unit-Air-Source) | HVH837GKA** |  |  | EN(A,D,W)4X60L24**+WALLCON | *96CTN1002122B* | 32800 | 17.5 | 8.1 | 32200 | 24600 | 76.4% | 1.96 | 0 | 12 |  |  |  |  | R-410A | 2.7333 | Residential & Commercial | USHP | Ducted CEE Tier 1
216735281 | Central HP <5.4 tons | BRYANT HEATING AND COOLING SYSTEMS | HRCU-A-CB (Split System: Heat Pump with Remote Outdoor Unit-Air-Source) | 37MUHAQ24AA3 |  |  | CAA**3717AM* | 986TD30040C14*** | 22800 | 15.2 | 8.5 | 20800 | 18600 | 89.42% | 1.96 | 0 | 10.5 |  |  |  |  | R-454B | 1.9 | Residential & Commercial | USHP | Ducted CEE Tier 1
216735732 | Central HP <5.4 tons | BRYANT HEATING AND COOLING SYSTEMS | HRCU-A-CB (Split System: Heat Pump with Remote Outdoor Unit-Air-Source) | 37MUHAQ24AA3 |  |  | CAA**3721AM* | 987MC60080C21*** | 23400 | 16 | 8.5 | 20800 | 18600 | 89.42% | 1.98 | 0 | 11 |  |  |  |  | R-454B | 1.95 | Residential & Commercial | USHP | Ducted CEE Tier 1
216735951 | Central HP <5.4 tons | BRYANT HEATING AND COOLING SYSTEMS | HRCU-A-CB (Split System: Heat Pump with Remote Outdoor Unit-Air-Source) | 37MUHAQ24AA3 |  |  | CAA**3721AM* | 986TD42060C17*** | 23000 | 16.5 | 8.5 | 20600 | 18400 | 89.32% | 1.94 | 0 | 11 |  |  |  |  | R-454B | 1.9167 | Residential & Commercial | USHP | Ducted CEE Tier 1
216736972 | Central HP <5.4 tons | BRYANT HEATING AND COOLING SYSTEMS | HRCU-A-CB (Split System: Heat Pump with Remote Outdoor Unit-Air-Source) | 37MUHAQ24AA3 |  |  | CSAH*3012AM* | 83*CA36040C17*** | 23000 | 17 | 8.5 | 21400 | 19100 | 89.25% | 1.94 | 0 | 11 |  |  |  |  | R-454B | 1.9167 | Residential & Commercial | USHP | Ducted CEE Tier 1
216736353 | Central HP <5.4 tons | BRYANT HEATING AND COOLING SYSTEMS | HRCU-A-CB (Split System: Heat Pump with Remote Outdoor Unit-Air-Source) | 37MUHAQ24AA3 |  |  | CSAH*2412AM* | 83*SB60080M21*** | 22600 | 15.5 | 8.1 | 21200 | 19100 | 90.09% | 1.85 | 0 | 10.5 |  |  |  |  | R-454B | 1.8833 | Residential & Commercial | USHP | Ducted CEE Tier 1
216736435 | Central HP <5.4 tons | BRYANT HEATING AND COOLING SYSTEMS | HRCU-A-CB (Split System: Heat Pump with Remote Outdoor Unit-Air-Source) | 37MUHAQ24AA3 |  |  | CSAH*2412AM* | 82*TB48090V17*** | 22200 | 15.2 | 8.1 | 21000 | 19000 | 90.48% | 1.9 | 0 | 10.5 |  |  |  |  | R-454B | 1.85 | Residential & Commercial | USHP | Ducted CEE Tier 1
214569345 | Central HP <5.4 tons | BRYANT HEATING AND COOLING SYSTEMS | HRCU-A-CB (Split System: Heat Pump with Remote Outdoor Unit-Air-Source) | 284ANV024*0**B* |  |  | CAP**4224AL*+UI | 935CB66100C21*** | 23400 | 20.5 | 11 | 26600 | 19700 | 74.06% | 2.48 | 0 | 13 |  |  |  |  | R-410A | 1.95 | Residential & Commercial | USHP | Ducted CEE Tier 1
204300434 | Central HP <5.4 tons | COMFORTMAKER | HRCU-A-CB (Split System: Heat Pump with Remote Outdoor Unit-Air-Source) | CVH837GKA** |  |  | EHD4X48AAL+WALLCON | *80CTL0701716A* | 32600 | 17 | 8.1 | 33200 | 25000 | 75.3% | 1.96 | 11.5 | 11 |  |  |  |  | R-410A | 2.7167 | Residential & Commercial | USHP | Ducted CEE Tier 1
211240418 | Central HP <5.4 tons | TEMPSTAR | HRCU-A-CB (Split System: Heat Pump with Remote Outdoor Unit-Air-Source) | DLCURAH24ABK |  |  | EA*4X24L17A* | *96VSN0601412A* | 23200 | 16.5 | 8.5 | 26400 | 25600 | 96.97% | 2.14 | 0 | 10 |  |  |  |  | R-410A | 1.9333 | Residential & Commercial | USHP | Ducted CEE Tier 1
211240647 | Central HP <5.4 tons | TEMPSTAR | HRCU-A-CB (Split System: Heat Pump with Remote Outdoor Unit-Air-Source) | DLCURAH24ABK |  |  | EA*4X24L17A* | *80ES(N,L)0451712A* | 23800 | 16.5 | 8.5 | 26800 | 24200 | 90.3% | 2 | 0 | 10 |  |  |  |  | R-410A | 1.9833 | Residential & Commercial | USHP | Ducted CEE Tier 1
211240854 | Central HP <5.4 tons | TEMPSTAR | HRCU-A-CB (Split System: Heat Pump with Remote Outdoor Unit-Air-Source) | DLCURAH24ABK |  |  | EA*4X25L17A* | *96VSN0601412A* | 24000 | 16.5 | 8.1 | 25200 | 21600 | 85.71% | 1.82 | 0 | 10 |  |  |  |  | R-410A | 2 | Residential & Commercial | USHP | Ducted CEE Tier 1
211230340 | Central HP <5.4 tons | TEMPSTAR | HRCU-A-CB (Split System: Heat Pump with Remote Outdoor Unit-Air-Source) | DLCURAH36ABK |  |  | EN(A,D,W)4X48L21** | *96VTN1002120A* | 36600 | 15.5 | 8.1 | 39500 | 35000 | 88.61% | 2.04 | 0 | 10 |  |  |  |  | R-410A | 3.05 | Residential & Commercial | USHP | Ducted CEE Tier 1
211230892 | Central HP <5.4 tons | TEMPSTAR | HRCU-A-CB (Split System: Heat Pump with Remote Outdoor Unit-Air-Source) | DLCURAH36ABK |  |  | FMA4X36**AL* | 0 | 35800 | 17 | 8.1 | 40000 | 35200 | 88% | 1.86 | 0 | 10 |  |  |  |  | R-410A | 2.9833 | Residential & Commercial | USHP | Ducted CEE Tier 1
215488097 | Central HP <5.4 tons | GOODMAN | HRCU-A-CB (Split System: Heat Pump with Remote Outdoor Unit-Air-Source) | GZV7SA4210A* |  |  | CHPEA6030*3A* | G*VM970804CNB* | 40500 | 16.5 | 8.6 | 41000 | 31000 | 75.61% | 2 | 0 | 10 |  |  |  |  | R-32 | 3.375 | Residential & Commercial | USHP | Ducted CEE Tier 1
214239186 | Central HP <5.4 tons | AIRQUEST | HRCU-A-CB (Split System: Heat Pump with Remote Outdoor Unit-Air-Source) | HVH837GKA2* |  |  | EN(A,D,W)4X48L21**+WALLCON | *80CTL0901716B* | 32400 | 17 | 8.1 | 32800 | 24800 | 75.61% | 1.94 | 0 | 11.7 |  |  |  |  | R-410A | 2.7 | Residential & Commercial | USHP | Ducted CEE Tier 1
214239386 | Central HP <5.4 tons | AIRQUEST | HRCU-A-CB (Split System: Heat Pump with Remote Outdoor Unit-Air-Source) | HVH837GKA2* |  |  | EN(A,D,W)4X60L24**+WALLCON | *97CMN1002122B* | 32800 | 17.5 | 8.1 | 32200 | 24600 | 76.4% | 1.96 | 0 | 12 |  |  |  |  | R-410A | 2.7333 | Residential & Commercial | USHP | Ducted CEE Tier 1
214242478 | Central HP <5.4 tons | AIRQUEST | HRCU-A-CB (Split System: Heat Pump with Remote Outdoor Unit-Air-Source) | HVH825GKA2* |  |  | EN(A,D)4X24L17**+WALLCON | *97CMN0801714B* | 23200 | 16 | 8.1 | 22000 | 16900 | 76.82% | 1.92 | 0 | 10.5 |  |  |  |  | R-410A | 1.9333 | Residential & Commercial | USHP | Ducted CEE Tier 1
214239656 | Central HP <5.4 tons | AIRQUEST | HRCU-A-CB (Split System: Heat Pump with Remote Outdoor Unit-Air-Source) | HVH837GKA** |  |  | END4X42L17**+WALLCON | *80CTL0701716B* | 32000 | 16.5 | 8.1 | 33000 | 24800 | 75.15% | 1.9 | 0 | 11 |  |  |  |  | R-410A | 2.6667 | Residential & Commercial | USHP | Ducted CEE Tier 1
214240006 | Central HP <5.4 tons | AIRQUEST | HRCU-A-CB (Split System: Heat Pump with Remote Outdoor Unit-Air-Source) | HVH837GKA** |  |  | EN(A,D)4X48L24**+WALLCON | *97CMN1202422B* | 32400 | 17 | 8.1 | 32800 | 24600 | 75% | 1.94 | 0 | 11.5 |  |  |  |  | R-410A | 2.7 | Residential & Commercial | USHP | Ducted CEE Tier 1
215935520 | Central HP <5.4 tons | DAY & NIGHT | HRCU-A-CB (Split System: Heat Pump with Remote Outdoor Unit-Air-Source) | C5H3V36*K*AAA* |  |  | EVD5X25M17A*+WALLCON | *96CTN0601714B* | 34000 | 20 | 8.1 | 38000 | 27200 | 71.58% | 2 | 0 | 11 |  |  |  |  | R-454B | 2.8333 | Residential & Commercial | USHP | Ducted CEE Tier 1
215935670 | Central HP <5.4 tons | DAY & NIGHT | HRCU-A-CB (Split System: Heat Pump with Remote Outdoor Unit-Air-Source) | C5H3V36*K*AAA* |  |  | EVD5X36M21A*+WALLCON | *80CTL1102120B* | 34400 | 21 | 8.5 | 38500 | 28000 | 72.73% | 2.04 | 0 | 12 |  |  |  |  | R-454B | 2.8667 | Residential & Commercial | USHP | Ducted CEE Tier 1
215935870 | Central HP <5.4 tons | DAY & NIGHT | HRCU-A-CB (Split System: Heat Pump with Remote Outdoor Unit-Air-Source) | C5H3V36*K*AAA* |  |  | EVD5X38M17A*+WALLCON | *95CSU0601716B* | 35200 | 21 | 8.5 | 38500 | 29200 | 75.84% | 2.02 | 0 | 11.7 |  |  |  |  | R-454B | 2.9333 | Residential & Commercial | USHP | Ducted CEE Tier 1
215936240 | Central HP <5.4 tons | DAY & NIGHT | HRCU-A-CB (Split System: Heat Pump with Remote Outdoor Unit-Air-Source) | C5H3V36*K*AAA* |  |  | EVD5X42M24A*+WALLCON | *97CMN1002122B* | 35600 | 22 | 8.5 | 38000 | 28400 | 74.74% | 2.04 | 0 | 12.5 |  |  |  |  | R-454B | 2.9667 | Residential & Commercial | USHP | Ducted CEE Tier 1
215936340 | Central HP <5.4 tons | DAY & NIGHT | HRCU-A-CB (Split System: Heat Pump with Remote Outdoor Unit-Air-Source) | C5H3V36*K*AAA* |  |  | EVD5X48M24A*+WALLCON | *80CTL1352422B* | 35200 | 21.5 | 8.5 | 38000 | 28200 | 74.21% | 2.04 | 0 | 12 |  |  |  |  | R-454B | 2.9333 | Residential & Commercial | USHP | Ducted CEE Tier 1
215936370 | Central HP <5.4 tons | DAY & NIGHT | HRCU-A-CB (Split System: Heat Pump with Remote Outdoor Unit-Air-Source) | C5H3V36*K*AAA* |  |  | EVD5X48M24A*+WALLCON | *97CMN0602120B* | 34800 | 21 | 8.5 | 38500 | 28800 | 74.81% | 2.02 | 0 | 11.7 |  |  |  |  | R-454B | 2.9 | Residential & Commercial | USHP | Ducted CEE Tier 1
215936390 | Central HP <5.4 tons | DAY & NIGHT | HRCU-A-CB (Split System: Heat Pump with Remote Outdoor Unit-Air-Source) | C5H3V36*K*AAA* |  |  | EVD5X48M24A*+WALLCON | *97CMN1002122B* | 35000 | 21.5 | 8.5 | 38000 | 28200 | 74.21% | 2.02 | 0 | 12 |  |  |  |  | R-454B | 2.9167 | Residential & Commercial | USHP | Ducted CEE Tier 1
211240263 | Central HP <5.4 tons | TEMPSTAR | HRCU-A-CB (Split System: Heat Pump with Remote Outdoor Unit-Air-Source) | DLCURAH24ABK |  |  | EA*4X24L14A* | *80VTL0451412A* | 23800 | 16.5 | 8.5 | 26800 | 24000 | 89.55% | 1.98 | 0 | 10 |  |  |  |  | R-410A | 1.9833 | Residential & Commercial | USHP | Ducted CEE Tier 1
216735723 | Central HP <5.4 tons | BRYANT HEATING AND COOLING SYSTEMS | HRCU-A-CB (Split System: Heat Pump with Remote Outdoor Unit-Air-Source) | 37MUHAQ24AA3 |  |  | CAA**3721AM* | 987MC42080C17*** | 22800 | 16 | 8.5 | 20400 | 18300 | 89.71% | 1.98 | 0 | 11 |  |  |  |  | R-454B | 1.9 | Residential & Commercial | USHP | Ducted CEE Tier 1
216736713 | Central HP <5.4 tons | BRYANT HEATING AND COOLING SYSTEMS | HRCU-A-CB (Split System: Heat Pump with Remote Outdoor Unit-Air-Source) | 37MUHAQ24AA3 |  |  | CSAH*2412AM* | 926SB60100V21*** | 22400 | 15.2 | 8.1 | 21200 | 19100 | 90.09% | 1.85 | 0 | 10.5 |  |  |  |  | R-454B | 1.8667 | Residential & Commercial | USHP | Ducted CEE Tier 1
211230924 | Central HP <5.4 tons | TEMPSTAR | HRCU-A-CB (Split System: Heat Pump with Remote Outdoor Unit-Air-Source) | DLCURAH36ABK |  |  | FXM4X42**AL | 0 | 36000 | 16 | 8.1 | 38500 | 34800 | 90.39% | 1.94 | 0 | 10 |  |  |  |  | R-410A | 3 | Residential & Commercial | USHP | Ducted CEE Tier 1
214242171 | Central HP <5.4 tons | DAY & NIGHT | HRCU-A-CB (Split System: Heat Pump with Remote Outdoor Unit-Air-Source) | CVH825GKA3* |  |  | EN(A,D,W)4X42L21**+WALLCON | *97CMN1002122B* | 23800 | 16.5 | 8.1 | 21400 | 16600 | 77.57% | 1.96 | 0 | 11 |  |  |  |  | R-410A | 1.9833 | Residential & Commercial | USHP | Ducted CEE Tier 1
214242271 | Central HP <5.4 tons | DAY & NIGHT | HRCU-A-CB (Split System: Heat Pump with Remote Outdoor Unit-Air-Source) | CVH825GKA3* |  |  | EN(A,D,W)4X48L21**+WALLCON | *97CMN0601714B* | 24000 | 16.5 | 8.1 | 21400 | 16700 | 78.04% | 1.98 | 0 | 11 |  |  |  |  | R-410A | 2 | Residential & Commercial | USHP | Ducted CEE Tier 1
214242321 | Central HP <5.4 tons | DAY & NIGHT | HRCU-A-CB (Split System: Heat Pump with Remote Outdoor Unit-Air-Source) | CVH825GKA3* |  |  | EN(A,D,W)4X48L21**+WALLCON | *96CTN1002122B* | 24200 | 17 | 8.1 | 21200 | 16500 | 77.83% | 2 | 0 | 11.5 |  |  |  |  | R-410A | 2.0167 | Residential & Commercial | USHP | Ducted CEE Tier 1
211241437 | Central HP <5.4 tons | TEMPSTAR | HRCU-A-CB (Split System: Heat Pump with Remote Outdoor Unit-Air-Source) | DLCURAH24ABK |  |  | EA*4X30L17A* | *96VSN0801716A* | 24200 | 16.5 | 8.5 | 26400 | 23000 | 87.12% | 1.9 | 0 | 10 |  |  |  |  | R-410A | 2.0167 | Residential & Commercial | USHP | Ducted CEE Tier 1
211241541 | Central HP <5.4 tons | TEMPSTAR | HRCU-A-CB (Split System: Heat Pump with Remote Outdoor Unit-Air-Source) | DLCURAH24ABK |  |  | EA*4X30L17A* | *96VTN0401712A* | 23200 | 16 | 8.5 | 25800 | 24200 | 93.8% | 2 | 0 | 10 |  |  |  |  | R-410A | 1.9333 | Residential & Commercial | USHP | Ducted CEE Tier 1
211242218 | Central HP <5.4 tons | TEMPSTAR | HRCU-A-CB (Split System: Heat Pump with Remote Outdoor Unit-Air-Source) | DLCURAH24ABK |  |  | EA*4X36L17A* | *80ESU0601716A | 25000 | 16.5 | 8.5 | 26600 | 21800 | 81.95% | 1.82 | 0 | 10 |  |  |  |  | R-410A | 2.0833 | Residential & Commercial | USHP | Ducted CEE Tier 1
211242300 | Central HP <5.4 tons | TEMPSTAR | HRCU-A-CB (Split System: Heat Pump with Remote Outdoor Unit-Air-Source) | DLCURAH24ABK |  |  | EA*4X36L21A* | *96VSN1002120A* | 24000 | 17 | 8.5 | 26000 | 22800 | 87.69% | 1.9 | 0 | 10 |  |  |  |  | R-410A | 2 | Residential & Commercial | USHP | Ducted CEE Tier 1
211242475 | Central HP <5.4 tons | TEMPSTAR | HRCU-A-CB (Split System: Heat Pump with Remote Outdoor Unit-Air-Source) | DLCURAH24ABK |  |  | EA*4X36L21A* | *95ESN0802120A* | 24800 | 16.5 | 8.5 | 26600 | 22000 | 82.71% | 1.82 | 0 | 10 |  |  |  |  | R-410A | 2.0667 | Residential & Commercial | USHP | Ducted CEE Tier 1
211242527 | Central HP <5.4 tons | TEMPSTAR | HRCU-A-CB (Split System: Heat Pump with Remote Outdoor Unit-Air-Source) | DLCURAH24ABK |  |  | EA*4X36L21A* | *96VTN0802120A* | 23800 | 17 | 8.5 | 25800 | 23200 | 89.92% | 1.94 | 0 | 10 |  |  |  |  | R-410A | 1.9833 | Residential & Commercial | USHP | Ducted CEE Tier 1
215932905 | Central HP <5.4 tons | BRYANT HEATING AND COOLING SYSTEMS | HRCU-A-CB (Split System: Heat Pump with Remote Outdoor Unit-Air-Source) | 293VAN036**AA* |  |  | CAA**6124AM*+UI | 987MC60060C21*** | 34200 | 20 | 9 | 34800 | 26400 | 75.86% | 1.92 | 0 | 11.5 |  |  |  |  | R-454B | 2.85 | Residential & Commercial | USHP | Ducted CEE Tier 1
211241061 | Central HP <5.4 tons | TEMPSTAR | HRCU-A-CB (Split System: Heat Pump with Remote Outdoor Unit-Air-Source) | DLCURAH24ABK |  |  | EA*4X25L17A* | *96VTN0601714A* | 24600 | 16.5 | 8.5 | 25400 | 21400 | 84.25% | 1.78 | 0 | 10 |  |  |  |  | R-410A | 2.05 | Residential & Commercial | USHP | Ducted CEE Tier 1
211241095 | Central HP <5.4 tons | TEMPSTAR | HRCU-A-CB (Split System: Heat Pump with Remote Outdoor Unit-Air-Source) | DLCURAH24ABK |  |  | EA*4X25L17A* | *80ES(N,L)0701712A* | 25000 | 16.5 | 8.5 | 25800 | 21000 | 81.4% | 1.76 | 0 | 10.5 |  |  |  |  | R-410A | 2.0833 | Residential & Commercial | USHP | Ducted CEE Tier 1
215932955 | Central HP <5.4 tons | BRYANT HEATING AND COOLING SYSTEMS | HRCU-A-CB (Split System: Heat Pump with Remote Outdoor Unit-Air-Source) | 293VAN036**AA* |  |  | CAA**6124AM*+UI | 986TD66120C24*** | 34400 | 20.5 | 9.5 | 34200 | 26000 | 76.02% | 2.08 | 0 | 12 |  |  |  |  | R-454B | 2.8667 | Residential & Commercial | USHP | Ducted CEE Tier 1
215933005 | Central HP <5.4 tons | BRYANT HEATING AND COOLING SYSTEMS | HRCU-A-CB (Split System: Heat Pump with Remote Outdoor Unit-Air-Source) | 293VAN036**AA* |  |  | CSAH*3012AM*+UI | 986TD30040C14*** | 31400 | 16.5 | 9 | 34400 | 26400 | 76.74% | 1.92 | 0 | 10 |  |  |  |  | R-454B | 2.6167 | Residential & Commercial | USHP | Ducted CEE Tier 1
211241922 | Central HP <5.4 tons | TEMPSTAR | HRCU-A-CB (Split System: Heat Pump with Remote Outdoor Unit-Air-Source) | DLCURAH24ABK |  |  | EA*4X36L17A* | *80VSL0451716A* | 24200 | 16.5 | 8.5 | 26200 | 22600 | 86.26% | 1.86 | 0 | 10 |  |  |  |  | R-410A | 2.0167 | Residential & Commercial | USHP | Ducted CEE Tier 1
211242081 | Central HP <5.4 tons | TEMPSTAR | HRCU-A-CB (Split System: Heat Pump with Remote Outdoor Unit-Air-Source) | DLCURAH24ABK |  |  | EA*4X36L17A* | *80ES(N,L)0451412A* | 24600 | 16 | 8.5 | 26600 | 22200 | 83.46% | 1.82 | 0 | 10 |  |  |  |  | R-410A | 2.05 | Residential & Commercial | USHP | Ducted CEE Tier 1
207590044 | Central HP <5.4 tons | AMERICAN STANDARD | HRCU-A-CB (Split System: Heat Pump with Remote Outdoor Unit-Air-Source) | 4A6V0X60A1 |  |  | TAM9A0C60V51 | 0 | 53000 | 19 | 8.2 | 50000 | 39500 | 79% | 1.76 | 12.7 | 12 |  |  |  |  | R-410A | 4.4167 | Residential & Commercial | USHP | Ducted CEE Tier 1
207590063 | Central HP <5.4 tons | AMERICAN STANDARD | HRCU-A-CB (Split System: Heat Pump with Remote Outdoor Unit-Air-Source) | 4A6V0X60A1 |  |  | TEM8A0D48V41+TDR | 0 | 52000 | 18.5 | 8.7 | 50500 | 38000 | 75.25% | 1.86 | 12.5 | 11.5 |  |  |  |  | R-410A | 4.3333 | Residential & Commercial | USHP | Ducted CEE Tier 1
207590077 | Central HP <5.4 tons | AMERICAN STANDARD | HRCU-A-CB (Split System: Heat Pump with Remote Outdoor Unit-Air-Source) | 4A6V8X60A1 |  |  | TEM8A0D60V51+TDR | 0 | 51500 | 18 | 8.5 | 50500 | 38500 | 76.24% | 1.85 | 11.8 | 11.5 |  |  |  |  | R-410A | 4.2917 | Residential & Commercial | USHP | Ducted CEE Tier 1
211227463 | Central HP <5.4 tons | DAY & NIGHT | HRCU-A-CB (Split System: Heat Pump with Remote Outdoor Unit-Air-Source) | DLCURAH36ABK |  |  | EA*4X42L21A* | *80VTL0701716A* | 35400 | 16 | 8.1 | 38500 | 35000 | 90.91% | 1.88 | 0 | 10 |  |  |  |  | R-410A | 2.95 | Residential & Commercial | USHP | Ducted CEE Tier 1
213773407 | Central HP <5.4 tons | HEIL | HRCU-A-CB (Split System: Heat Pump with Remote Outdoor Unit-Air-Source) | HVH825GKA3* |  |  | EA*4X42L21A*+WALLCON | *80CTL0902120B* | 23800 | 16.5 | 8.1 | 21400 | 16600 | 77.57% | 1.96 | 0 | 10.5 |  |  |  |  | R-410A | 1.9833 | Residential & Commercial | USHP | Ducted CEE Tier 1
212974417 | Central HP <5.4 tons | DAY & NIGHT | HRCU-A-CB (Split System: Heat Pump with Remote Outdoor Unit-Air-Source) | DLCURAH36ABK |  |  | EA*4X48L21A* | *96VSN1002120B* | 35800 | 16 | 8.5 | 37800 | 34800 | 92.06% | 2.02 | 0 | 10 |  |  |  |  | R-410A | 2.9833 | Residential & Commercial | USHP | Ducted CEE Tier 1
213773557 | Central HP <5.4 tons | HEIL | HRCU-A-CB (Split System: Heat Pump with Remote Outdoor Unit-Air-Source) | HVH825GKA3* |  |  | EA*4X42L24A*+WALLCON | *96CTN1202422B* | 23800 | 17 | 8.1 | 21400 | 16600 | 77.57% | 1.96 | 0 | 10.5 |  |  |  |  | R-410A | 1.9833 | Residential & Commercial | USHP | Ducted CEE Tier 1
212984025 | Central HP <5.4 tons | CARRIER | HRCU-A-CB (Split System: Heat Pump with Remote Outdoor Unit-Air-Source) | 38MURAQ24AB3* |  |  | CAP**2417AL* | 59SC2E060M17**14 | 23400 | 17 | 8.5 | 26800 | 26400 | 98.51% | 2.24 | 0 | 10 |  |  |  |  | R-410A | 1.95 | Residential & Commercial | USHP | Ducted CEE Tier 1
214241758 | Central HP <5.4 tons | AIRQUEST | HRCU-A-CB (Split System: Heat Pump with Remote Outdoor Unit-Air-Source) | HVH825GKA3* |  |  | EN(A,D)4X30L17**+WALLCON | *96CTN0801714B* | 23400 | 16.5 | 8.1 | 21600 | 16700 | 77.31% | 1.9 | 0 | 10.5 |  |  |  |  | R-410A | 1.95 | Residential & Commercial | USHP | Ducted CEE Tier 1
214242158 | Central HP <5.4 tons | AIRQUEST | HRCU-A-CB (Split System: Heat Pump with Remote Outdoor Unit-Air-Source) | HVH825GKA3* |  |  | EN(A,D,W)4X42L21**+WALLCON | *97CMN0801714B* | 23600 | 16.5 | 8.1 | 21400 | 16700 | 78.04% | 1.94 | 0 | 11 |  |  |  |  | R-410A | 1.9667 | Residential & Commercial | USHP | Ducted CEE Tier 1
206766009 | Central HP <5.4 tons | COMFORTMAKER | HRCU-A-CB (Split System: Heat Pump with Remote Outdoor Unit-Air-Source) | CVH825GKA3* |  |  | EA*4X37L21A*+WALLCON | *97CMN1002122A* | 24400 | 16.5 | 8.5 | 21200 | 16600 | 78.3% | 2.04 | 11 | 11 |  |  |  |  | R-410A | 2.0333 | Residential & Commercial | USHP | Ducted CEE Tier 1
204456602 | Central HP <5.4 tons | COMFORTMAKER | HRCU-A-CB (Split System: Heat Pump with Remote Outdoor Unit-Air-Source) | CVH825GKA2* |  |  | EA*4X36L17A*+WALLCON | *80CTL0701716A* | 23600 | 16.5 | 8.1 | 21400 | 16700 | 78.04% | 1.94 | 11.5 | 11 |  |  |  |  | R-410A | 1.9667 | Residential & Commercial | USHP | Ducted CEE Tier 1
206133339 | Central HP <5.4 tons | COMFORTMAKER | HRCU-A-CB (Split System: Heat Pump with Remote Outdoor Unit-Air-Source) | CVH825GKA2* |  |  | EA*4X30L17A*+WALLCON | *80CSU0401712A* | 23400 | 16.5 | 8.1 | 21600 | 16700 | 77.31% | 1.92 | 11 | 10.5 |  |  |  |  | R-410A | 1.95 | Residential & Commercial | USHP | Ducted CEE Tier 1
216735497 | Central HP <5.4 tons | BRYANT HEATING AND COOLING SYSTEMS | HRCU-A-CB (Split System: Heat Pump with Remote Outdoor Unit-Air-Source) | 37MUHAQ24AA3 |  |  | CAA**3721AM* | 8(0,1)*SB48090M21*** | 23200 | 16 | 8.5 | 20600 | 18400 | 89.32% | 1.96 | 0 | 11 |  |  |  |  | R-454B | 1.9333 | Residential & Commercial | USHP | Ducted CEE Tier 1
212973612 | Central HP <5.4 tons | CARRIER | HRCU-A-CB (Split System: Heat Pump with Remote Outdoor Unit-Air-Source) | 38MURAQ24AB3* |  |  | CNPV*3014AL* | 59SP6B060V14**12 | 23400 | 16.5 | 8.1 | 26000 | 24400 | 93.85% | 2.02 | 0 | 10 |  |  |  |  | R-410A | 1.95 | Residential & Commercial | USHP | Ducted CEE Tier 1
206765496 | Central HP <5.4 tons | COMFORTMAKER | HRCU-A-CB (Split System: Heat Pump with Remote Outdoor Unit-Air-Source) | CVH825GKA3* |  |  | EA*4X25L17A*+WALLCON | *80CTL0451712A* | 24200 | 16.5 | 8.1 | 21400 | 16800 | 78.5% | 2 | 11 | 11 |  |  |  |  | R-410A | 2.0167 | Residential & Commercial | USHP | Ducted CEE Tier 1
206765964 | Central HP <5.4 tons | COMFORTMAKER | HRCU-A-CB (Split System: Heat Pump with Remote Outdoor Unit-Air-Source) | CVH825GKA3* |  |  | EA*4X37L21A*+WALLCON | *96CTN0601714A* | 24400 | 16.5 | 8.1 | 21200 | 16700 | 78.77% | 2.02 | 11 | 11 |  |  |  |  | R-410A | 2.0333 | Residential & Commercial | USHP | Ducted CEE Tier 1
206765973 | Central HP <5.4 tons | COMFORTMAKER | HRCU-A-CB (Split System: Heat Pump with Remote Outdoor Unit-Air-Source) | CVH825GKA3* |  |  | EA*4X37L21A*+WALLCON | *96CTN0801714A* | 24400 | 16.5 | 8.1 | 21200 | 16700 | 78.77% | 2.02 | 11 | 11 |  |  |  |  | R-410A | 2.0333 | Residential & Commercial | USHP | Ducted CEE Tier 1
206765982 | Central HP <5.4 tons | COMFORTMAKER | HRCU-A-CB (Split System: Heat Pump with Remote Outdoor Unit-Air-Source) | CVH825GKA3* |  |  | EA*4X37L21A*+WALLCON | *97CMN0601714A* | 24200 | 16 | 8.1 | 21200 | 16800 | 79.25% | 2 | 11 | 11 |  |  |  |  | R-410A | 2.0167 | Residential & Commercial | USHP | Ducted CEE Tier 1
206766875 | Central HP <5.4 tons | COMFORTMAKER | HRCU-A-CB (Split System: Heat Pump with Remote Outdoor Unit-Air-Source) | CVH825GKA3* |  |  | EHD4X30AAL+WALLCON | *80CTL0901716A* | 23800 | 16 | 8.1 | 21800 | 16700 | 76.61% | 1.98 | 11 | 10.5 |  |  |  |  | R-410A | 1.9833 | Residential & Commercial | USHP | Ducted CEE Tier 1
206767100 | Central HP <5.4 tons | COMFORTMAKER | HRCU-A-CB (Split System: Heat Pump with Remote Outdoor Unit-Air-Source) | CVH825GKA3* |  |  | EA*4X25L17A*+WALLCON | *80CSU0601716A* | 24400 | 16.5 | 8.1 | 21200 | 16600 | 78.3% | 2 | 11.5 | 11 |  |  |  |  | R-410A | 2.0333 | Residential & Commercial | USHP | Ducted CEE Tier 1
206767127 | Central HP <5.4 tons | COMFORTMAKER | HRCU-A-CB (Split System: Heat Pump with Remote Outdoor Unit-Air-Source) | CVH825GKA3* |  |  | EA*4X36L17A*+WALLCON | *80CSU0401712A* | 23600 | 16.5 | 8.1 | 21400 | 16600 | 77.57% | 1.94 | 11 | 10.5 |  |  |  |  | R-410A | 1.9667 | Residential & Commercial | USHP | Ducted CEE Tier 1
215933565 | Central HP <5.4 tons | BRYANT HEATING AND COOLING SYSTEMS | HRCU-A-CB (Split System: Heat Pump with Remote Outdoor Unit-Air-Source) | 293VAN036**AA* |  |  | CSAH*4812AM*+UI | 88*TB60070C21*** | 33600 | 19.5 | 9 | 34800 | 26600 | 76.44% | 1.94 | 0 | 11.5 |  |  |  |  | R-454B | 2.8 | Residential & Commercial | USHP | Ducted CEE Tier 1
215933615 | Central HP <5.4 tons | BRYANT HEATING AND COOLING SYSTEMS | HRCU-A-CB (Split System: Heat Pump with Remote Outdoor Unit-Air-Source) | 293VAN036**AA* |  |  | CSAH*4812AM*+UI | 935CB60080C21*** | 33600 | 19 | 9 | 34800 | 26600 | 76.44% | 1.94 | 0 | 11.5 |  |  |  |  | R-454B | 2.8 | Residential & Commercial | USHP | Ducted CEE Tier 1
215933665 | Central HP <5.4 tons | BRYANT HEATING AND COOLING SYSTEMS | HRCU-A-CB (Split System: Heat Pump with Remote Outdoor Unit-Air-Source) | 293VAN036**AA* |  |  | CSAH*4812AM*+UI | 987MC60080C21*** | 33800 | 19.5 | 9 | 34800 | 26600 | 76.44% | 1.94 | 0 | 11.5 |  |  |  |  | R-454B | 2.8167 | Residential & Commercial | USHP | Ducted CEE Tier 1
214241828 | Central HP <5.4 tons | AIRQUEST | HRCU-A-CB (Split System: Heat Pump with Remote Outdoor Unit-Air-Source) | HVH825GKA3* |  |  | EN(A,D,W)4X36L17**+WALLCON | *97CMN0801714B* | 23400 | 16.5 | 8.1 | 21600 | 16700 | 77.31% | 1.9 | 0 | 10.5 |  |  |  |  | R-410A | 1.95 | Residential & Commercial | USHP | Ducted CEE Tier 1
214242178 | Central HP <5.4 tons | AIRQUEST | HRCU-A-CB (Split System: Heat Pump with Remote Outdoor Unit-Air-Source) | HVH825GKA3* |  |  | EN(A,D,W)4X42L21**+WALLCON | *96CTN0601714B* | 23600 | 16 | 8.1 | 21600 | 16700 | 77.31% | 1.94 | 0 | 11 |  |  |  |  | R-410A | 1.9667 | Residential & Commercial | USHP | Ducted CEE Tier 1
210471028 | Central HP <5.4 tons | TEMPSTAR | HRCU-A-CB (Split System: Heat Pump with Remote Outdoor Unit-Air-Source) | TVH837GKA2* |  |  | EHD4X36AAL+WALLCON | *95CSU0802120A* | 32200 | 16.5 | 8.1 | 33200 | 24600 | 74.1% | 1.94 | 0 | 11 |  |  |  |  | R-410A | 2.6833 | Residential & Commercial | USHP | Ducted CEE Tier 1
210471253 | Central HP <5.4 tons | TEMPSTAR | HRCU-A-CB (Split System: Heat Pump with Remote Outdoor Unit-Air-Source) | TVH837GKA2* |  |  | EHD4X60AAL+WALLCON | *97CMN1002122A* | 33000 | 17 | 8.1 | 32200 | 24800 | 77.02% | 2.02 | 0 | 11.5 |  |  |  |  | R-410A | 2.75 | Residential & Commercial | USHP | Ducted CEE Tier 1
210471330 | Central HP <5.4 tons | TEMPSTAR | HRCU-A-CB (Split System: Heat Pump with Remote Outdoor Unit-Air-Source) | TVH837GKA2* |  |  | EHD4X60AAL+WALLCON | *97CMN0602120A* | 32800 | 16.5 | 8.1 | 32400 | 25200 | 77.78% | 1.98 | 0 | 11 |  |  |  |  | R-410A | 2.7333 | Residential & Commercial | USHP | Ducted CEE Tier 1
214242998 | Central HP <5.4 tons | AIRQUEST | HRCU-A-CB (Split System: Heat Pump with Remote Outdoor Unit-Air-Source) | HVH825GKA2* |  |  | EN(A,D,W)4X42L21**+WALLCON | *80CTL1102120B* | 23800 | 16.5 | 8.1 | 21400 | 16600 | 77.57% | 1.96 | 0 | 11 |  |  |  |  | R-410A | 1.9833 | Residential & Commercial | USHP | Ducted CEE Tier 1
216453194 | Central HP <5.4 tons | AMERICAN STANDARD | HRCU-A-CB (Split System: Heat Pump with Remote Outdoor Unit-Air-Source) | 5A6V0X48A1 |  |  | 5TXCC007AS3 | S8V2C100M5PCB | 44500 | 20 | 9.7 | 47500 | 34200 | 72% | 2.1 | 0 | 11.7 |  |  |  |  | R-454B | 3.7083 | Residential & Commercial | USHP | Ducted CEE Tier 1
216453208 | Central HP <5.4 tons | AMERICAN STANDARD | HRCU-A-CB (Split System: Heat Pump with Remote Outdoor Unit-Air-Source) | 5A6V0X48A1 |  |  | 5TXCD008AS3 | S8V2D120M5PDB | 45000 | 20.2 | 10 | 47500 | 34000 | 71.58% | 2.1 | 0 | 12 |  |  |  |  | R-454B | 3.75 | Residential & Commercial | USHP | Ducted CEE Tier 1
211263488 | Central HP <5.4 tons | COMFORTMAKER | HRCU-A-CB (Split System: Heat Pump with Remote Outdoor Unit-Air-Source) | DLCURAH18ABK |  |  | EN(A,D)4X24L17** | *80ES(N,L)0701412A* | 17500 | 16 | 8.5 | 18400 | 18800 | 102.2% | 2.26 | 0 | 11 |  |  |  |  | R-410A | 1.4583 | Residential & Commercial | USHP | Ducted CEE Tier 1
211263553 | Central HP <5.4 tons | COMFORTMAKER | HRCU-A-CB (Split System: Heat Pump with Remote Outdoor Unit-Air-Source) | DLCURAH18ABK |  |  | EN(A,D)4X24L17** | OLV098A12* | 18100 | 15.5 | 8.5 | 19100 | 18700 | 97.91% | 2.24 | 0 | 10.5 |  |  |  |  | R-410A | 1.5083 | Residential & Commercial | USHP | Ducted CEE Tier 1
211264089 | Central HP <5.4 tons | COMFORTMAKER | HRCU-A-CB (Split System: Heat Pump with Remote Outdoor Unit-Air-Source) | DLCURAH18ABK |  |  | EN(A,D)4X30L17** | *80ESU0401712A* | 18600 | 16.5 | 8.5 | 19000 | 18200 | 95.79% | 2.2 | 0 | 11 |  |  |  |  | R-410A | 1.55 | Residential & Commercial | USHP | Ducted CEE Tier 1
206765462 | Central HP <5.4 tons | COMFORTMAKER | HRCU-A-CB (Split System: Heat Pump with Remote Outdoor Unit-Air-Source) | CVH825GKA3* |  |  | EA*4X24L17A*+WALLCON | *97CMN0801714A* | 23200 | 16 | 8.1 | 22000 | 16900 | 76.82% | 1.88 | 11 | 10.5 |  |  |  |  | R-410A | 1.9333 | Residential & Commercial | USHP | Ducted CEE Tier 1
206765694 | Central HP <5.4 tons | COMFORTMAKER | HRCU-A-CB (Split System: Heat Pump with Remote Outdoor Unit-Air-Source) | CVH825GKA3* |  |  | EA*4X36L17A*+WALLCON | *97CMN0801714A* | 23400 | 16.5 | 8.1 | 21600 | 16700 | 77.31% | 1.92 | 11 | 10.5 |  |  |  |  | R-410A | 1.95 | Residential & Commercial | USHP | Ducted CEE Tier 1
206766027 | Central HP <5.4 tons | COMFORTMAKER | HRCU-A-CB (Split System: Heat Pump with Remote Outdoor Unit-Air-Source) | CVH825GKA3* |  |  | EA*4X37L21A*+WALLCON | *96CTN1002122A* | 24400 | 16.5 | 8.5 | 21200 | 16600 | 78.3% | 2.04 | 11 | 11 |  |  |  |  | R-410A | 2.0333 | Residential & Commercial | USHP | Ducted CEE Tier 1
206767199 | Central HP <5.4 tons | COMFORTMAKER | HRCU-A-CB (Split System: Heat Pump with Remote Outdoor Unit-Air-Source) | CVH825GKA3* |  |  | EA*4X37L21A*+WALLCON | *80CSU0401712A* | 24400 | 17 | 8.5 | 21200 | 16600 | 78.3% | 2.02 | 11.5 | 11 |  |  |  |  | R-410A | 2.0333 | Residential & Commercial | USHP | Ducted CEE Tier 1
214241608 | Central HP <5.4 tons | AIRQUEST | HRCU-A-CB (Split System: Heat Pump with Remote Outdoor Unit-Air-Source) | HVH825GKA3* |  |  | EN(A,D)4X24L17**+WALLCON | *97CMN0801714B* | 23200 | 16 | 8.1 | 22000 | 16900 | 76.82% | 1.92 | 0 | 10.5 |  |  |  |  | R-410A | 1.9333 | Residential & Commercial | USHP | Ducted CEE Tier 1
214241858 | Central HP <5.4 tons | AIRQUEST | HRCU-A-CB (Split System: Heat Pump with Remote Outdoor Unit-Air-Source) | HVH825GKA3* |  |  | EN(A,D,W)4X36L17**+WALLCON | *96CTN0801714B* | 23400 | 16.5 | 8.1 | 21600 | 16700 | 77.31% | 1.9 | 0 | 10.5 |  |  |  |  | R-410A | 1.95 | Residential & Commercial | USHP | Ducted CEE Tier 1
215935365 | Central HP <5.4 tons | BRYANT HEATING AND COOLING SYSTEMS | HRCU-A-CB (Split System: Heat Pump with Remote Outdoor Unit-Air-Source) | 293VAN036**AA* |  |  | CVAMA6024XMA*+UI | 88*TB66135C24*** | 35600 | 22 | 8.5 | 38000 | 28400 | 74.74% | 2.04 | 0 | 12.5 |  |  |  |  | R-454B | 2.9667 | Residential & Commercial | USHP | Ducted CEE Tier 1
213078153 | Central HP <5.4 tons | CARRIER | HRCU-A-CB (Split System: Heat Pump with Remote Outdoor Unit-Air-Source) | 38MURAQ36AB3* |  |  | CNPV*4821AL* | 58S(B,C)*B070M17**16 | 35800 | 16.5 | 8.1 | 38500 | 35000 | 90.91% | 2 | 0 | 10 |  |  |  |  | R-410A | 2.9833 | Residential & Commercial | USHP | Ducted CEE Tier 1
216735987 | Central HP <5.4 tons | BRYANT HEATING AND COOLING SYSTEMS | HRCU-A-CB (Split System: Heat Pump with Remote Outdoor Unit-Air-Source) | 37MUHAQ24AA3 |  |  | CAA**3721AM* | 926TC36040V17*** | 23000 | 16 | 8.5 | 20800 | 18500 | 88.94% | 1.96 | 0 | 10.5 |  |  |  |  | R-454B | 1.9167 | Residential & Commercial | USHP | Ducted CEE Tier 1
216736037 | Central HP <5.4 tons | BRYANT HEATING AND COOLING SYSTEMS | HRCU-A-CB (Split System: Heat Pump with Remote Outdoor Unit-Air-Source) | 37MUHAQ24AA3 |  |  | CAA**3721AM* | 926TC66100V21*** | 23200 | 16 | 8.5 | 20800 | 18500 | 88.94% | 1.96 | 0 | 11 |  |  |  |  | R-454B | 1.9333 | Residential & Commercial | USHP | Ducted CEE Tier 1
216453190 | Central HP <5.4 tons | AMERICAN STANDARD | HRCU-A-CB (Split System: Heat Pump with Remote Outdoor Unit-Air-Source) | 5A6V0X48A1 |  |  | 5TXCB006AS3 | S8V2B060M4PDB | 43500 | 19.2 | 9.7 | 47000 | 33600 | 71.49% | 2.1 | 0 | 11.7 |  |  |  |  | R-454B | 3.625 | Residential & Commercial | USHP | Ducted CEE Tier 1
210471154 | Central HP <5.4 tons | TEMPSTAR | HRCU-A-CB (Split System: Heat Pump with Remote Outdoor Unit-Air-Source) | TVH837GKA2* |  |  | EHD4X60AAL+WALLCON | *80CSU0601716A* | 33000 | 16.5 | 8.1 | 32400 | 24800 | 76.54% | 1.98 | 0 | 11 |  |  |  |  | R-410A | 2.75 | Residential & Commercial | USHP | Ducted CEE Tier 1
211262338 | Central HP <5.4 tons | COMFORTMAKER | HRCU-A-CB (Split System: Heat Pump with Remote Outdoor Unit-Air-Source) | DLCURAH18ABK |  |  | EN(A,D)4X18L14** | *95ESN0601412A* | 17600 | 15.5 | 8.5 | 18700 | 19300 | 103.2% | 2.32 | 0 | 10.5 |  |  |  |  | R-410A | 1.4667 | Residential & Commercial | USHP | Ducted CEE Tier 1
211262570 | Central HP <5.4 tons | COMFORTMAKER | HRCU-A-CB (Split System: Heat Pump with Remote Outdoor Unit-Air-Source) | DLCURAH18ABK |  |  | EN(A,D)4X24L14** | *80VTL0451412A* | 17600 | 16 | 8.5 | 18500 | 18800 | 101.6% | 2.26 | 0 | 11 |  |  |  |  | R-410A | 1.4667 | Residential & Commercial | USHP | Ducted CEE Tier 1
211227596 | Central HP <5.4 tons | DAY & NIGHT | HRCU-A-CB (Split System: Heat Pump with Remote Outdoor Unit-Air-Source) | DLCURAH36ABK |  |  | EA*4X42L21A* | *96VSN0601714A* | 35000 | 15.2 | 8.1 | 38500 | 35200 | 91.43% | 1.86 | 0 | 9.5 |  |  |  |  | R-410A | 2.9167 | Residential & Commercial | USHP
211227665 | Central HP <5.4 tons | DAY & NIGHT | HRCU-A-CB (Split System: Heat Pump with Remote Outdoor Unit-Air-Source) | DLCURAH36ABK |  |  | EA*4X42L21A* | *95ESU1002122A* | 36600 | 15.2 | 8.1 | 40000 | 35200 | 88% | 1.94 | 0 | 10 |  |  |  |  | R-410A | 3.05 | Residential & Commercial | USHP | Ducted CEE Tier 1
211227732 | Central HP <5.4 tons | DAY & NIGHT | HRCU-A-CB (Split System: Heat Pump with Remote Outdoor Unit-Air-Source) | DLCURAH36ABK |  |  | EA*4X42L21A* | OMV098J12* | 35000 | 15.2 | 8.1 | 38500 | 35200 | 91.43% | 1.86 | 0 | 9.5 |  |  |  |  | R-410A | 2.9167 | Residential & Commercial | USHP
211227781 | Central HP <5.4 tons | DAY & NIGHT | HRCU-A-CB (Split System: Heat Pump with Remote Outdoor Unit-Air-Source) | DLCURAH36ABK |  |  | EA*4X42L24A* | *80ES(N,L)0902116A* | 35800 | 16 | 8.1 | 39500 | 35000 | 88.61% | 1.9 | 0 | 10 |  |  |  |  | R-410A | 2.9833 | Residential & Commercial | USHP | Ducted CEE Tier 1
211228014 | Central HP <5.4 tons | DAY & NIGHT | HRCU-A-CB (Split System: Heat Pump with Remote Outdoor Unit-Air-Source) | DLCURAH36ABK |  |  | EA*4X42L24A* | *95ESN1002120A* | 36000 | 15.5 | 8.1 | 39500 | 35200 | 89.11% | 1.92 | 0 | 10 |  |  |  |  | R-410A | 3 | Residential & Commercial | USHP | Ducted CEE Tier 1
211228852 | Central HP <5.4 tons | DAY & NIGHT | HRCU-A-CB (Split System: Heat Pump with Remote Outdoor Unit-Air-Source) | DLCURAH36ABK |  |  | EA*4X48L21A* | *80VSL0902120A* | 35400 | 16 | 8.1 | 37800 | 34600 | 91.53% | 2.02 | 0 | 10 |  |  |  |  | R-410A | 2.95 | Residential & Commercial | USHP | Ducted CEE Tier 1
211229168 | Central HP <5.4 tons | DAY & NIGHT | HRCU-A-CB (Split System: Heat Pump with Remote Outdoor Unit-Air-Source) | DLCURAH36ABK |  |  | EA*4X48L21A* | *96VTN0802120A* | 35400 | 16 | 8.1 | 37800 | 34600 | 91.53% | 2.02 | 0 | 10 |  |  |  |  | R-410A | 2.95 | Residential & Commercial | USHP | Ducted CEE Tier 1
211264473 | Central HP <5.4 tons | COMFORTMAKER | HRCU-A-CB (Split System: Heat Pump with Remote Outdoor Unit-Air-Source) | DLCURAH18ABK |  |  | EN(A,D)4X30L17** | *80ES(N,L)0451412A* | 18200 | 16.5 | 8.5 | 18700 | 18300 | 97.86% | 2.22 | 0 | 11 |  |  |  |  | R-410A | 1.5167 | Residential & Commercial | USHP | Ducted CEE Tier 1
211264658 | Central HP <5.4 tons | COMFORTMAKER | HRCU-A-CB (Split System: Heat Pump with Remote Outdoor Unit-Air-Source) | DLCURAH18ABK |  |  | EN(A,D)4X30L17** | *80ESU0601716A | 18700 | 16.5 | 8.5 | 19200 | 18200 | 94.79% | 2.2 | 0 | 11 |  |  |  |  | R-410A | 1.5583 | Residential & Commercial | USHP | Ducted CEE Tier 1
216453192 | Central HP <5.4 tons | AMERICAN STANDARD | HRCU-A-CB (Split System: Heat Pump with Remote Outdoor Unit-Air-Source) | 5A6V0X48A1 |  |  | 5TXCB006AS3 | S8V2B080M4PDB | 43500 | 19.2 | 9.4 | 47000 | 33600 | 71.49% | 2.1 | 0 | 11.7 |  |  |  |  | R-454B | 3.625 | Residential & Commercial | USHP | Ducted CEE Tier 1
211264973 | Central HP <5.4 tons | COMFORTMAKER | HRCU-A-CB (Split System: Heat Pump with Remote Outdoor Unit-Air-Source) | DLCURAH18ABK |  |  | FM(C,U)4Z18**AL* | 0 | 17800 | 17 | 9 | 18700 | 19800 | 105.9% | 2.4 | 0 | 11 |  |  |  |  | R-410A | 1.4833 | Residential & Commercial | USHP | Ducted CEE Tier 1
212979155 | Central HP <5.4 tons | CARRIER | HRCU-A-CB (Split System: Heat Pump with Remote Outdoor Unit-Air-Source) | 38MURAQ24AB3* |  |  | CAP**3617AL* | 58S(B,C)*B070M17**16 | 23800 | 17 | 8.5 | 26200 | 23800 | 90.84% | 1.98 | 0 | 10 |  |  |  |  | R-410A | 1.9833 | Residential & Commercial | USHP | Ducted CEE Tier 1
206771086 | Central HP <5.4 tons | COMFORTMAKER | HRCU-A-CB (Split System: Heat Pump with Remote Outdoor Unit-Air-Source) | CVH837GKA2* |  |  | EA*4X36L21A*+WALLCON | *96CTN0801714A* | 31400 | 17 | 8.1 | 33400 | 24400 | 73.05% | 1.84 | 11 | 11 |  |  |  |  | R-410A | 2.6167 | Residential & Commercial | USHP | Ducted CEE Tier 1
206771329 | Central HP <5.4 tons | COMFORTMAKER | HRCU-A-CB (Split System: Heat Pump with Remote Outdoor Unit-Air-Source) | CVH837GKA2* |  |  | EA*4X37L21A*+WALLCON | *97CMN1002122A* | 33000 | 17.5 | 8.5 | 33000 | 25200 | 76.36% | 2 | 12 | 11.7 |  |  |  |  | R-410A | 2.75 | Residential & Commercial | USHP | Ducted CEE Tier 1
206771428 | Central HP <5.4 tons | COMFORTMAKER | HRCU-A-CB (Split System: Heat Pump with Remote Outdoor Unit-Air-Source) | CVH837GKA2* |  |  | EA*4X42L21A*+WALLCON | *96CTN0801714A* | 31600 | 17 | 8.1 | 33400 | 24800 | 74.25% | 1.86 | 11.5 | 11 |  |  |  |  | R-410A | 2.6333 | Residential & Commercial | USHP | Ducted CEE Tier 1
215488147 | Central HP <5.4 tons | GOODMAN | HRCU-A-CB (Split System: Heat Pump with Remote Outdoor Unit-Air-Source) | GZV6SA1810A* |  |  | CA*EA2418*3A* | G*VC960403BNB* | 17000 | 19 | 8.8 | 16800 | 13000 | 77.38% | 2.1 | 0 | 12 |  |  |  |  | R-32 | 1.4167 | Residential & Commercial | USHP | Ducted CEE Tier 1
215488149 | Central HP <5.4 tons | GOODMAN | HRCU-A-CB (Split System: Heat Pump with Remote Outdoor Unit-Air-Source) | GZV6SA1810A* |  |  | CA*EA2418*3A* | G*VC800805C*A* | 17000 | 19 | 8.8 | 16800 | 13000 | 77.38% | 2.1 | 0 | 12 |  |  |  |  | R-32 | 1.4167 | Residential & Commercial | USHP | Ducted CEE Tier 1
206771545 | Central HP <5.4 tons | COMFORTMAKER | HRCU-A-CB (Split System: Heat Pump with Remote Outdoor Unit-Air-Source) | CVH837GKA2* |  |  | EA*4X42L24A*+WALLCON | *96CTN1202422A* | 31800 | 17.5 | 8.1 | 33000 | 24400 | 73.94% | 1.9 | 11 | 11.5 |  |  |  |  | R-410A | 2.65 | Residential & Commercial | USHP | Ducted CEE Tier 1
206771761 | Central HP <5.4 tons | COMFORTMAKER | HRCU-A-CB (Split System: Heat Pump with Remote Outdoor Unit-Air-Source) | CVH837GKA2* |  |  | EA*4X48L21A*+WALLCON | *80CTL0701716A* | 32200 | 17.5 | 8.1 | 32600 | 25000 | 76.69% | 1.96 | 11 | 11.5 |  |  |  |  | R-410A | 2.6833 | Residential & Commercial | USHP | Ducted CEE Tier 1
215488163 | Central HP <5.4 tons | GOODMAN | HRCU-A-CB (Split System: Heat Pump with Remote Outdoor Unit-Air-Source) | GZV6SA1810A* |  |  | CHPEA2422*3A* | G*VM970803BNB* | 17000 | 19 | 8.8 | 16800 | 13000 | 77.38% | 2.1 | 0 | 12 |  |  |  |  | R-32 | 1.4167 | Residential & Commercial | USHP | Ducted CEE Tier 1
206771032 | Central HP <5.4 tons | COMFORTMAKER | HRCU-A-CB (Split System: Heat Pump with Remote Outdoor Unit-Air-Source) | CVH837GKA2* |  |  | EA*4X36L17A*+WALLCON | *80CTL0901716A* | 31600 | 17.5 | 8.1 | 33200 | 24200 | 72.89% | 1.86 | 11 | 11 |  |  |  |  | R-410A | 2.6333 | Residential & Commercial | USHP | Ducted CEE Tier 1
206772554 | Central HP <5.4 tons | COMFORTMAKER | HRCU-A-CB (Split System: Heat Pump with Remote Outdoor Unit-Air-Source) | CVH837GKA2* |  |  | EHD4X36AAL+WALLCON | *80CTL1352422A* | 32200 | 16.5 | 8.1 | 33200 | 24600 | 74.1% | 1.94 | 11 | 11 |  |  |  |  | R-410A | 2.6833 | Residential & Commercial | USHP | Ducted CEE Tier 1
206773004 | Central HP <5.4 tons | COMFORTMAKER | HRCU-A-CB (Split System: Heat Pump with Remote Outdoor Unit-Air-Source) | CVH837GKA2* |  |  | EHD4X48AAL+WALLCON | *80CTL0901716A* | 32800 | 17.5 | 8.1 | 33000 | 24800 | 75.15% | 1.98 | 12 | 11.5 |  |  |  |  | R-410A | 2.7333 | Residential & Commercial | USHP | Ducted CEE Tier 1
211229353 | Central HP <5.4 tons | DAY & NIGHT | HRCU-A-CB (Split System: Heat Pump with Remote Outdoor Unit-Air-Source) | DLCURAH36ABK |  |  | EA*4X48L24A* | *80VSL0902120A* | 35600 | 16.5 | 8.1 | 37800 | 34600 | 91.53% | 2.04 | 0 | 10 |  |  |  |  | R-410A | 2.9667 | Residential & Commercial | USHP | Ducted CEE Tier 1
211230054 | Central HP <5.4 tons | DAY & NIGHT | HRCU-A-CB (Split System: Heat Pump with Remote Outdoor Unit-Air-Source) | DLCURAH36ABK |  |  | EN(A,D,W)4X48L21** | *80ESU1002120A* | 36200 | 16 | 8.1 | 38500 | 34800 | 90.39% | 2.02 | 0 | 10 |  |  |  |  | R-410A | 3.0167 | Residential & Commercial | USHP | Ducted CEE Tier 1
211230286 | Central HP <5.4 tons | DAY & NIGHT | HRCU-A-CB (Split System: Heat Pump with Remote Outdoor Unit-Air-Source) | DLCURAH36ABK |  |  | EN(A,D,W)4X48L21** | *95ESU1002120A* | 36400 | 16 | 8.1 | 38500 | 34800 | 90.39% | 2.04 | 0 | 10.5 |  |  |  |  | R-410A | 3.0333 | Residential & Commercial | USHP | Ducted CEE Tier 1
211230354 | Central HP <5.4 tons | DAY & NIGHT | HRCU-A-CB (Split System: Heat Pump with Remote Outdoor Unit-Air-Source) | DLCURAH36ABK |  |  | EN(A,D,W)4X48L21** | OLV098A12* | 35600 | 15.2 | 8.1 | 38500 | 35000 | 90.91% | 2 | 0 | 10 |  |  |  |  | R-410A | 2.9667 | Residential & Commercial | USHP | Ducted CEE Tier 1
211230421 | Central HP <5.4 tons | DAY & NIGHT | HRCU-A-CB (Split System: Heat Pump with Remote Outdoor Unit-Air-Source) | DLCURAH36ABK |  |  | EN(A,D)4X48L24** | *80ES(N,L)0902116A* | 36400 | 16 | 8.1 | 38500 | 34800 | 90.39% | 2.04 | 0 | 10.5 |  |  |  |  | R-410A | 3.0333 | Residential & Commercial | USHP | Ducted CEE Tier 1
211230571 | Central HP <5.4 tons | DAY & NIGHT | HRCU-A-CB (Split System: Heat Pump with Remote Outdoor Unit-Air-Source) | DLCURAH36ABK |  |  | EN(A,D)4X48L24** | *80VTL1102122A* | 37000 | 16 | 8.1 | 39500 | 35000 | 88.61% | 2.06 | 0 | 10.5 |  |  |  |  | R-410A | 3.0833 | Residential & Commercial | USHP | Ducted CEE Tier 1
210471198 | Central HP <5.4 tons | TEMPSTAR | HRCU-A-CB (Split System: Heat Pump with Remote Outdoor Unit-Air-Source) | TVH837GKA2* |  |  | EHD4X60AAL+WALLCON | *80CTL1352422A* | 33000 | 17 | 8.1 | 32200 | 24800 | 77.02% | 2.02 | 0 | 11.5 |  |  |  |  | R-410A | 2.75 | Residential & Commercial | USHP | Ducted CEE Tier 1
210472818 | Central HP <5.4 tons | TEMPSTAR | HRCU-A-CB (Split System: Heat Pump with Remote Outdoor Unit-Air-Source) | TVH825GKA3* |  |  | EA*4X42L21A*+WALLCON | *95CSU0601716A* | 23600 | 16.5 | 8.1 | 21400 | 16700 | 78.04% | 1.94 | 0 | 10.5 |  |  |  |  | R-410A | 1.9667 | Residential & Commercial | USHP | Ducted CEE Tier 1
210474392 | Central HP <5.4 tons | TEMPSTAR | HRCU-A-CB (Split System: Heat Pump with Remote Outdoor Unit-Air-Source) | TVH825GKA3* |  |  | EHD4X42AAL+WALLCON | *97CMN1202422A* | 24200 | 16 | 8.1 | 21400 | 16700 | 78.04% | 2 | 0 | 10.5 |  |  |  |  | R-410A | 2.0167 | Residential & Commercial | USHP | Ducted CEE Tier 1
212979441 | Central HP <5.4 tons | CARRIER | HRCU-A-CB (Split System: Heat Pump with Remote Outdoor Unit-Air-Source) | 38MURAQ30AB3* |  |  | CAP**4221AL* | 58S(B,C)*B070M21**16 | 29800 | 15.2 | 8.1 | 34200 | 27600 | 80.7% | 1.8 | 0 | 9 |  |  |  |  | R-410A | 2.4833 | Residential & Commercial | USHP
214239699 | Central HP <5.4 tons | DAY & NIGHT | HRCU-A-CB (Split System: Heat Pump with Remote Outdoor Unit-Air-Source) | CVH837GKA** |  |  | END4X42L17**+WALLCON | *97CMN0801714B* | 32000 | 16.5 | 8.1 | 33200 | 24800 | 74.7% | 1.88 | 0 | 11 |  |  |  |  | R-410A | 2.6667 | Residential & Commercial | USHP | Ducted CEE Tier 1
206136039 | Central HP <5.4 tons | COMFORTMAKER | HRCU-A-CB (Split System: Heat Pump with Remote Outdoor Unit-Air-Source) | CVH837GKA** |  |  | EHD4X48AAL+WALLCON | *80CSU1002120A* | 32600 | 16.5 | 8.1 | 33000 | 25000 | 75.76% | 1.96 | 11.5 | 11 |  |  |  |  | R-410A | 2.7167 | Residential & Commercial | USHP | Ducted CEE Tier 1
206771572 | Central HP <5.4 tons | COMFORTMAKER | HRCU-A-CB (Split System: Heat Pump with Remote Outdoor Unit-Air-Source) | CVH837GKA2* |  |  | EA*4X42L24A*+WALLCON | *97CMN1202422A* | 31800 | 17 | 8.1 | 33200 | 24400 | 73.49% | 1.88 | 11.5 | 11 |  |  |  |  | R-410A | 2.65 | Residential & Commercial | USHP | Ducted CEE Tier 1
206771590 | Central HP <5.4 tons | COMFORTMAKER | HRCU-A-CB (Split System: Heat Pump with Remote Outdoor Unit-Air-Source) | CVH837GKA2* |  |  | EA*4X42L24A*+WALLCON | *96CTN1002122A* | 31800 | 17.5 | 8.1 | 33000 | 24400 | 73.94% | 1.9 | 12 | 11.5 |  |  |  |  | R-410A | 2.65 | Residential & Commercial | USHP | Ducted CEE Tier 1
206771833 | Central HP <5.4 tons | COMFORTMAKER | HRCU-A-CB (Split System: Heat Pump with Remote Outdoor Unit-Air-Source) | CVH837GKA2* |  |  | EA*4X48L21A*+WALLCON | *97CMN1002122A* | 32400 | 17.5 | 8.5 | 32600 | 25000 | 76.69% | 1.98 | 12 | 11.7 |  |  |  |  | R-410A | 2.7 | Residential & Commercial | USHP | Ducted CEE Tier 1
206773522 | Central HP <5.4 tons | COMFORTMAKER | HRCU-A-CB (Split System: Heat Pump with Remote Outdoor Unit-Air-Source) | CVH837GKA2* |  |  | EA*4X48L24A*+WALLCON | *95CSU0802120A* | 32400 | 17.5 | 8.5 | 32400 | 24800 | 76.54% | 2 | 12 | 11.5 |  |  |  |  | R-410A | 2.7 | Residential & Commercial | USHP | Ducted CEE Tier 1
215933765 | Central HP <5.4 tons | BRYANT HEATING AND COOLING SYSTEMS | HRCU-A-CB (Split System: Heat Pump with Remote Outdoor Unit-Air-Source) | 293VAN036**AA* |  |  | CSAH*6012AM*+UI | 88*TB48070C17*** | 34000 | 19.5 | 9 | 34600 | 26400 | 76.3% | 1.94 | 0 | 11.5 |  |  |  |  | R-454B | 2.8333 | Residential & Commercial | USHP | Ducted CEE Tier 1
215933865 | Central HP <5.4 tons | BRYANT HEATING AND COOLING SYSTEMS | HRCU-A-CB (Split System: Heat Pump with Remote Outdoor Unit-Air-Source) | 293VAN036**AA* |  |  | CSAH*6012AM*+UI | 987MC60060C21*** | 34000 | 19 | 9 | 34800 | 26400 | 75.86% | 1.92 | 0 | 11.5 |  |  |  |  | R-454B | 2.8333 | Residential & Commercial | USHP | Ducted CEE Tier 1
215933965 | Central HP <5.4 tons | BRYANT HEATING AND COOLING SYSTEMS | HRCU-A-CB (Split System: Heat Pump with Remote Outdoor Unit-Air-Source) | 293VAN036**AA* |  |  | FE5BNBD60L*+UI | 0 | 35000 | 22 | 9.5 | 33400 | 25200 | 75.45% | 2.08 | 0 | 13 |  |  |  |  | R-454B | 2.9167 | Residential & Commercial | USHP | Ducted CEE Tier 1
213079105 | Central HP <5.4 tons | CARRIER | HRCU-A-CB (Split System: Heat Pump with Remote Outdoor Unit-Air-Source) | 38MURAQ36AB3* |  |  | CAP**4221AL* | 58SU*B080M21**20 | 35000 | 16.5 | 8.1 | 38500 | 35000 | 90.91% | 1.9 | 0 | 10 |  |  |  |  | R-410A | 2.9167 | Residential & Commercial | USHP | Ducted CEE Tier 1
210470406 | Central HP <5.4 tons | TEMPSTAR | HRCU-A-CB (Split System: Heat Pump with Remote Outdoor Unit-Air-Source) | TVH837GKA2* |  |  | EA*4X61L21A*+WALLCON | *80CSU0401712A* | 33200 | 17.5 | 8.1 | 32000 | 24800 | 77.5% | 1.98 | 0 | 11.5 |  |  |  |  | R-410A | 2.7667 | Residential & Commercial | USHP | Ducted CEE Tier 1
210470472 | Central HP <5.4 tons | TEMPSTAR | HRCU-A-CB (Split System: Heat Pump with Remote Outdoor Unit-Air-Source) | TVH837GKA2* |  |  | EA*4X61L21A*+WALLCON | *97CMN1002122A* | 33200 | 17.5 | 8.5 | 32000 | 24800 | 77.5% | 2 | 0 | 12 |  |  |  |  | R-410A | 2.7667 | Residential & Commercial | USHP | Ducted CEE Tier 1
210470604 | Central HP <5.4 tons | TEMPSTAR | HRCU-A-CB (Split System: Heat Pump with Remote Outdoor Unit-Air-Source) | TVH837GKA2* |  |  | EA*4X61L24A*+WALLCON | *97CMN1002122A* | 33200 | 18 | 8.5 | 32000 | 24800 | 77.5% | 2 | 0 | 12 |  |  |  |  | R-410A | 2.7667 | Residential & Commercial | USHP | Ducted CEE Tier 1
210470808 | Central HP <5.4 tons | TEMPSTAR | HRCU-A-CB (Split System: Heat Pump with Remote Outdoor Unit-Air-Source) | TVH837GKA2* |  |  | EN(A,D,W)4X48L21**+WALLCON | *80CSU0401712A* | 32400 | 17.5 | 8.1 | 33000 | 24800 | 75.15% | 1.94 | 0 | 11.7 |  |  |  |  | R-410A | 2.7 | Residential & Commercial | USHP | Ducted CEE Tier 1
213079273 | Central HP <5.4 tons | CARRIER | HRCU-A-CB (Split System: Heat Pump with Remote Outdoor Unit-Air-Source) | 38MURAQ36AB3* |  |  | CAP**4824AL* | 58SU*B100M21**20 | 35600 | 16 | 8.5 | 38000 | 34600 | 91.05% | 2.04 | 0 | 10 |  |  |  |  | R-410A | 2.9667 | Residential & Commercial | USHP | Ducted CEE Tier 1
213079639 | Central HP <5.4 tons | CARRIER | HRCU-A-CB (Split System: Heat Pump with Remote Outdoor Unit-Air-Source) | 38MURAQ36AB3* |  |  | CAP**3621AL* | 59SC2E080M21**20 | 35000 | 16.5 | 8.1 | 38500 | 35200 | 91.43% | 1.82 | 0 | 9.5 |  |  |  |  | R-410A | 2.9167 | Residential & Commercial | USHP
214569365 | Central HP <5.4 tons | BRYANT HEATING AND COOLING SYSTEMS | HRCU-A-CB (Split System: Heat Pump with Remote Outdoor Unit-Air-Source) | 284ANV024*0**B* |  |  | CSPH*3612AL*+UI | 88*TB60070C21*** | 23800 | 19.5 | 10.5 | 26600 | 19700 | 74.06% | 2.5 | 0 | 13 |  |  |  |  | R-410A | 1.9833 | Residential & Commercial | USHP | Ducted CEE Tier 1
210470296 | Central HP <5.4 tons | TEMPSTAR | HRCU-A-CB (Split System: Heat Pump with Remote Outdoor Unit-Air-Source) | TVH837GKA2* |  |  | EA*4X60L24A*+WALLCON | *96CTN1202422A* | 32800 | 18 | 8.5 | 31800 | 24800 | 77.99% | 2 | 0 | 11.7 |  |  |  |  | R-410A | 2.7333 | Residential & Commercial | USHP | Ducted CEE Tier 1
210470395 | Central HP <5.4 tons | TEMPSTAR | HRCU-A-CB (Split System: Heat Pump with Remote Outdoor Unit-Air-Source) | TVH837GKA2* |  |  | EA*4X61L21A*+WALLCON | *95CSU1002122A* | 33200 | 18 | 8.5 | 32000 | 24800 | 77.5% | 2 | 0 | 11.5 |  |  |  |  | R-410A | 2.7667 | Residential & Commercial | USHP | Ducted CEE Tier 1
210470582 | Central HP <5.4 tons | TEMPSTAR | HRCU-A-CB (Split System: Heat Pump with Remote Outdoor Unit-Air-Source) | TVH837GKA2* |  |  | EA*4X61L24A*+WALLCON | *96CTN1202422A* | 33200 | 18 | 8.5 | 32000 | 24800 | 77.5% | 2 | 0 | 12 |  |  |  |  | R-410A | 2.7667 | Residential & Commercial | USHP | Ducted CEE Tier 1
214569415 | Central HP <5.4 tons | BRYANT HEATING AND COOLING SYSTEMS | HRCU-A-CB (Split System: Heat Pump with Remote Outdoor Unit-Air-Source) | 284ANV048*0**B* |  |  | CAP**4824AL*+UI | 987MC60060C21*** | 43000 | 20 | 9.5 | 46500 | 37000 | 79.57% | 2.22 | 0 | 10.5 |  |  |  |  | R-410A | 3.5833 | Residential & Commercial | USHP | Ducted CEE Tier 1
211713207 | Central HP <5.4 tons | TEMPSTAR | HRCU-A-CB (Split System: Heat Pump with Remote Outdoor Unit-Air-Source) | DLCURAH30ABK |  |  | EA*4X43L21A* | *96VTN0802120A* | 30400 | 15.2 | 8.1 | 33000 | 26200 | 79.39% | 1.84 | 0 | 9 |  |  |  |  | R-410A | 2.5333 | Residential & Commercial | USHP
211714361 | Central HP <5.4 tons | TEMPSTAR | HRCU-A-CB (Split System: Heat Pump with Remote Outdoor Unit-Air-Source) | DLCURAH30ABK |  |  | EN(A,D,W)4X42L21** | *96VTN1002122A* | 30000 | 15.2 | 8.1 | 34000 | 27200 | 80% | 1.8 | 0 | 9 |  |  |  |  | R-410A | 2.5 | Residential & Commercial | USHP
215933105 | Central HP <5.4 tons | BRYANT HEATING AND COOLING SYSTEMS | HRCU-A-CB (Split System: Heat Pump with Remote Outdoor Unit-Air-Source) | 293VAN036**AA* |  |  | CSAH*3612AM*+UI | 88*TB60090C21*** | 33400 | 19 | 9 | 34800 | 26600 | 76.44% | 1.92 | 0 | 11.5 |  |  |  |  | R-454B | 2.7833 | Residential & Commercial | USHP | Ducted CEE Tier 1
206772076 | Central HP <5.4 tons | COMFORTMAKER | HRCU-A-CB (Split System: Heat Pump with Remote Outdoor Unit-Air-Source) | CVH837GKA2* |  |  | END4X42L17**+WALLCON | *80CTL0901716A* | 32200 | 17.5 | 8.1 | 33000 | 24600 | 74.55% | 1.92 | 11 | 11.7 |  |  |  |  | R-410A | 2.6833 | Residential & Commercial | USHP | Ducted CEE Tier 1
206772833 | Central HP <5.4 tons | COMFORTMAKER | HRCU-A-CB (Split System: Heat Pump with Remote Outdoor Unit-Air-Source) | CVH837GKA2* |  |  | EHD4X42AAL+WALLCON | *80CTL0901716A* | 32600 | 17 | 8.1 | 33000 | 24800 | 75.15% | 1.96 | 12 | 11 |  |  |  |  | R-410A | 2.7167 | Residential & Commercial | USHP | Ducted CEE Tier 1
215939885 | Central HP <5.4 tons | BRYANT HEATING AND COOLING SYSTEMS | HRCU-A-CB (Split System: Heat Pump with Remote Outdoor Unit-Air-Source) | 293VAN036**AA* |  |  | CAA**6121AM*+UI | 987TA66100C21*** | 34400 | 20.5 | 9.5 | 34200 | 26000 | 76.02% | 2.06 | 0 | 12 |  |  |  |  | R-454B | 2.8667 | Residential & Commercial | USHP | Ducted CEE Tier 1
215940205 | Central HP <5.4 tons | BRYANT HEATING AND COOLING SYSTEMS | HRCU-A-CB (Split System: Heat Pump with Remote Outdoor Unit-Air-Source) | 293VAN036**AA* |  |  | CSAH*6012AM*+UI | 987TA42060C17*** | 33800 | 18.5 | 9 | 35000 | 26800 | 76.57% | 1.92 | 0 | 11 |  |  |  |  | R-454B | 2.8167 | Residential & Commercial | USHP | Ducted CEE Tier 1
215940285 | Central HP <5.4 tons | BRYANT HEATING AND COOLING SYSTEMS | HRCU-A-CB (Split System: Heat Pump with Remote Outdoor Unit-Air-Source) | 293VAN036**AA* |  |  | CVAMA4421XMA*+UI | 987TA42060C17*** | 35200 | 21 | 8.5 | 38500 | 29400 | 76.36% | 2 | 0 | 11.7 |  |  |  |  | R-454B | 2.9333 | Residential & Commercial | USHP | Ducted CEE Tier 1
215940505 | Central HP <5.4 tons | BRYANT HEATING AND COOLING SYSTEMS | HRCU-A-CB (Split System: Heat Pump with Remote Outdoor Unit-Air-Source) | 293VAN036**AA* |  |  | CVAVA3621XMA*+UI | 986TD60080C21*** | 34400 | 20.5 | 8.5 | 38500 | 28200 | 73.25% | 2.04 | 0 | 11.7 |  |  |  |  | R-454B | 2.8667 | Residential & Commercial | USHP | Ducted CEE Tier 1
213771408 | Central HP <5.4 tons | AIRQUEST | HRCU-A-CB (Split System: Heat Pump with Remote Outdoor Unit-Air-Source) | HVH825GKA2* |  |  | EA*4X42L24A*+WALLCON | *97CMN1202422B* | 23800 | 16.5 | 8.1 | 21400 | 16600 | 77.57% | 1.96 | 0 | 11 |  |  |  |  | R-410A | 1.9833 | Residential & Commercial | USHP | Ducted CEE Tier 1
215940705 | Central HP <5.4 tons | BRYANT HEATING AND COOLING SYSTEMS | HRCU-A-CB (Split System: Heat Pump with Remote Outdoor Unit-Air-Source) | 293VAN036**AA* |  |  | CVAVA4224XMA*+UI | 987TA66100C21*** | 35600 | 22 | 8.5 | 38000 | 28400 | 74.74% | 2.04 | 0 | 12.5 |  |  |  |  | R-454B | 2.9667 | Residential & Commercial | USHP | Ducted CEE Tier 1
210470155 | Central HP <5.4 tons | TEMPSTAR | HRCU-A-CB (Split System: Heat Pump with Remote Outdoor Unit-Air-Source) | TVH837GKA2* |  |  | EA*4X42L21A*+WALLCON | *80CSU0401712A* | 31800 | 17 | 8.1 | 33200 | 24400 | 73.49% | 1.88 | 0 | 11 |  |  |  |  | R-410A | 2.65 | Residential & Commercial | USHP | Ducted CEE Tier 1
210470907 | Central HP <5.4 tons | TEMPSTAR | HRCU-A-CB (Split System: Heat Pump with Remote Outdoor Unit-Air-Source) | TVH837GKA2* |  |  | EN(A,D,W)4X60L24**+WALLCON | *80CSU1002120A* | 32800 | 17.5 | 8.1 | 32200 | 24600 | 76.4% | 1.96 | 0 | 11.7 |  |  |  |  | R-410A | 2.7333 | Residential & Commercial | USHP | Ducted CEE Tier 1
206771464 | Central HP <5.4 tons | COMFORTMAKER | HRCU-A-CB (Split System: Heat Pump with Remote Outdoor Unit-Air-Source) | CVH837GKA2* |  |  | EA*4X42L21A*+WALLCON | *97CMN1002122A* | 31800 | 17 | 8.1 | 33000 | 24400 | 73.94% | 1.9 | 11.5 | 11.5 |  |  |  |  | R-410A | 2.65 | Residential & Commercial | USHP | Ducted CEE Tier 1
214569431 | Central HP <5.4 tons | BRYANT HEATING AND COOLING SYSTEMS | HRCU-A-CB (Split System: Heat Pump with Remote Outdoor Unit-Air-Source) | 284ANV048*0**B* |  |  | CAP**6024AL*+UI | 986TD60080C21*** | 44500 | 21.5 | 10 | 45500 | 36200 | 79.56% | 2.36 | 0 | 12 |  |  |  |  | R-410A | 3.7083 | Residential & Commercial | USHP | Ducted CEE Tier 1
214569497 | Central HP <5.4 tons | BRYANT HEATING AND COOLING SYSTEMS | HRCU-A-CB (Split System: Heat Pump with Remote Outdoor Unit-Air-Source) | 284ANV048*0**B* |  |  | CNPV*4824AL*+UI | 935CB66100C21*** | 44000 | 21 | 9 | 46500 | 36200 | 77.85% | 2.18 | 0 | 12 |  |  |  |  | R-410A | 3.6667 | Residential & Commercial | USHP | Ducted CEE Tier 1
210471165 | Central HP <5.4 tons | TEMPSTAR | HRCU-A-CB (Split System: Heat Pump with Remote Outdoor Unit-Air-Source) | TVH837GKA2* |  |  | EHD4X60AAL+WALLCON | *80CSU1002120A* | 32800 | 16.5 | 8.1 | 32200 | 24800 | 77.02% | 1.98 | 0 | 11 |  |  |  |  | R-410A | 2.7333 | Residential & Commercial | USHP | Ducted CEE Tier 1
210471231 | Central HP <5.4 tons | TEMPSTAR | HRCU-A-CB (Split System: Heat Pump with Remote Outdoor Unit-Air-Source) | TVH837GKA2* |  |  | EHD4X60AAL+WALLCON | *97CMN0801714A* | 32800 | 16.5 | 8.1 | 32600 | 25200 | 77.3% | 1.98 | 0 | 11 |  |  |  |  | R-410A | 2.7333 | Residential & Commercial | USHP | Ducted CEE Tier 1
214569515 | Central HP <5.4 tons | BRYANT HEATING AND COOLING SYSTEMS | HRCU-A-CB (Split System: Heat Pump with Remote Outdoor Unit-Air-Source) | 284ANV048*0**B* |  |  | CNPV*6024AL*+UI | 986TD60080C21*** | 44500 | 21.5 | 9.5 | 46000 | 36200 | 78.7% | 2.28 | 0 | 12 |  |  |  |  | R-410A | 3.7083 | Residential & Commercial | USHP | Ducted CEE Tier 1
206771626 | Central HP <5.4 tons | COMFORTMAKER | HRCU-A-CB (Split System: Heat Pump with Remote Outdoor Unit-Air-Source) | CVH837GKA2* |  |  | EA*4X43L21A*+WALLCON | *80CTL0701716A* | 32800 | 17.5 | 8.5 | 33000 | 25200 | 76.36% | 1.98 | 11 | 11.7 |  |  |  |  | R-410A | 2.7333 | Residential & Commercial | USHP | Ducted CEE Tier 1
206771644 | Central HP <5.4 tons | COMFORTMAKER | HRCU-A-CB (Split System: Heat Pump with Remote Outdoor Unit-Air-Source) | CVH837GKA2* |  |  | EA*4X43L21A*+WALLCON | *80CTL0902120A* | 32800 | 17.5 | 8.5 | 33000 | 25200 | 76.36% | 2 | 12 | 11.7 |  |  |  |  | R-410A | 2.7333 | Residential & Commercial | USHP | Ducted CEE Tier 1
206771779 | Central HP <5.4 tons | COMFORTMAKER | HRCU-A-CB (Split System: Heat Pump with Remote Outdoor Unit-Air-Source) | CVH837GKA2* |  |  | EA*4X48L21A*+WALLCON | *80CTL0902120A* | 32200 | 17.5 | 8.5 | 32600 | 25000 | 76.69% | 1.98 | 12 | 11.7 |  |  |  |  | R-410A | 2.6833 | Residential & Commercial | USHP | Ducted CEE Tier 1
213077125 | Central HP <5.4 tons | CARRIER | HRCU-A-CB (Split System: Heat Pump with Remote Outdoor Unit-Air-Source) | 38MURAQ36AB3* |  |  | CNPV*4824AL* | 59SP6B080V21**20 | 35600 | 16.5 | 8.1 | 38500 | 34800 | 90.39% | 1.98 | 0 | 10 |  |  |  |  | R-410A | 2.9667 | Residential & Commercial | USHP | Ducted CEE Tier 1
206771977 | Central HP <5.4 tons | COMFORTMAKER | HRCU-A-CB (Split System: Heat Pump with Remote Outdoor Unit-Air-Source) | CVH837GKA2* |  |  | EA*4X48L24A*+WALLCON | *97CMN0602120A* | 32200 | 17 | 8.1 | 32800 | 25200 | 76.83% | 1.96 | 11.5 | 11 |  |  |  |  | R-410A | 2.6833 | Residential & Commercial | USHP | Ducted CEE Tier 1
206772328 | Central HP <5.4 tons | COMFORTMAKER | HRCU-A-CB (Split System: Heat Pump with Remote Outdoor Unit-Air-Source) | CVH837GKA2* |  |  | EN(A,D,W)4X48L21**+WALLCON | *80CTL0901716A* | 32400 | 18 | 8.1 | 32800 | 24800 | 75.61% | 1.98 | 12.5 | 11.7 |  |  |  |  | R-410A | 2.7 | Residential & Commercial | USHP | Ducted CEE Tier 1
206772545 | Central HP <5.4 tons | COMFORTMAKER | HRCU-A-CB (Split System: Heat Pump with Remote Outdoor Unit-Air-Source) | CVH837GKA2* |  |  | EHD4X36AAL+WALLCON | *80CTL0902120A* | 32200 | 16.5 | 8.1 | 33200 | 24800 | 74.7% | 1.92 | 11.5 | 11 |  |  |  |  | R-410A | 2.6833 | Residential & Commercial | USHP | Ducted CEE Tier 1
206772581 | Central HP <5.4 tons | COMFORTMAKER | HRCU-A-CB (Split System: Heat Pump with Remote Outdoor Unit-Air-Source) | CVH837GKA2* |  |  | EHD4X36AAL+WALLCON | *96CTN1202422A* | 32200 | 16.5 | 8.1 | 33200 | 24600 | 74.1% | 1.94 | 11 | 11 |  |  |  |  | R-410A | 2.6833 | Residential & Commercial | USHP | Ducted CEE Tier 1
206772869 | Central HP <5.4 tons | COMFORTMAKER | HRCU-A-CB (Split System: Heat Pump with Remote Outdoor Unit-Air-Source) | CVH837GKA2* |  |  | EHD4X48AAL+WALLCON | *80CTL0701716A* | 32600 | 17 | 8.1 | 33200 | 25000 | 75.3% | 1.96 | 11.5 | 11 |  |  |  |  | R-410A | 2.7167 | Residential & Commercial | USHP | Ducted CEE Tier 1
206773067 | Central HP <5.4 tons | COMFORTMAKER | HRCU-A-CB (Split System: Heat Pump with Remote Outdoor Unit-Air-Source) | CVH837GKA2* |  |  | EA*4X42L21A*+WALLCON | *80CSU0601716A* | 31800 | 17 | 8.1 | 33200 | 24400 | 73.49% | 1.86 | 11.5 | 11 |  |  |  |  | R-410A | 2.65 | Residential & Commercial | USHP | Ducted CEE Tier 1
206773094 | Central HP <5.4 tons | COMFORTMAKER | HRCU-A-CB (Split System: Heat Pump with Remote Outdoor Unit-Air-Source) | CVH837GKA2* |  |  | EA*4X42L24A*+WALLCON | *80CSU1002120A* | 31800 | 17 | 8.1 | 33200 | 24400 | 73.49% | 1.88 | 11.5 | 11 |  |  |  |  | R-410A | 2.65 | Residential & Commercial | USHP | Ducted CEE Tier 1
206773387 | Central HP <5.4 tons | COMFORTMAKER | HRCU-A-CB (Split System: Heat Pump with Remote Outdoor Unit-Air-Source) | CVH837GKA2* |  |  | EHD4X48AAL+WALLCON | *80CSU1002120A* | 32600 | 16.5 | 8.1 | 33000 | 25000 | 75.76% | 1.96 | 11.5 | 11 |  |  |  |  | R-410A | 2.7167 | Residential & Commercial | USHP | Ducted CEE Tier 1
206771905 | Central HP <5.4 tons | COMFORTMAKER | HRCU-A-CB (Split System: Heat Pump with Remote Outdoor Unit-Air-Source) | CVH837GKA2* |  |  | EA*4X48L24A*+WALLCON | *80CTL1352422A* | 32400 | 17.5 | 8.5 | 32400 | 24800 | 76.54% | 2 | 12 | 11.7 |  |  |  |  | R-410A | 2.7 | Residential & Commercial | USHP | Ducted CEE Tier 1
211242557 | Central HP <5.4 tons | TEMPSTAR | HRCU-A-CB (Split System: Heat Pump with Remote Outdoor Unit-Air-Source) | DLCURAH24ABK |  |  | EA*4X36L21A* | *80ES(N,L)0451712A* | 24200 | 17 | 8.5 | 26200 | 22600 | 86.26% | 1.86 | 0 | 10 |  |  |  |  | R-410A | 2.0167 | Residential & Commercial | USHP | Ducted CEE Tier 1
211242736 | Central HP <5.4 tons | TEMPSTAR | HRCU-A-CB (Split System: Heat Pump with Remote Outdoor Unit-Air-Source) | DLCURAH24ABK |  |  | EA*4X36L21A* | OLV098A12* | 23400 | 16.5 | 8.5 | 25600 | 23800 | 92.97% | 1.98 | 0 | 10 |  |  |  |  | R-410A | 1.95 | Residential & Commercial | USHP | Ducted CEE Tier 1
210472972 | Central HP <5.4 tons | TEMPSTAR | HRCU-A-CB (Split System: Heat Pump with Remote Outdoor Unit-Air-Source) | TVH825GKA3* |  |  | EA*4X42L21A*+WALLCON | *80CTL0901716A* | 23800 | 17.5 | 8.1 | 21400 | 16500 | 77.1% | 1.98 | 0 | 11 |  |  |  |  | R-410A | 1.9833 | Residential & Commercial | USHP | Ducted CEE Tier 1
210473489 | Central HP <5.4 tons | TEMPSTAR | HRCU-A-CB (Split System: Heat Pump with Remote Outdoor Unit-Air-Source) | TVH825GKA3* |  |  | EA*4X48L24A*+WALLCON | *96CTN1202422A* | 24200 | 17 | 8.1 | 21000 | 16500 | 78.57% | 2.02 | 0 | 11 |  |  |  |  | R-410A | 2.0167 | Residential & Commercial | USHP | Ducted CEE Tier 1
210473522 | Central HP <5.4 tons | TEMPSTAR | HRCU-A-CB (Split System: Heat Pump with Remote Outdoor Unit-Air-Source) | TVH825GKA3* |  |  | EA*4X48L24A*+WALLCON | *96CTN1002122A* | 24200 | 16.5 | 8.1 | 21000 | 16500 | 78.57% | 2.02 | 0 | 11 |  |  |  |  | R-410A | 2.0167 | Residential & Commercial | USHP | Ducted CEE Tier 1
210473958 | Central HP <5.4 tons | TEMPSTAR | HRCU-A-CB (Split System: Heat Pump with Remote Outdoor Unit-Air-Source) | TVH825GKA3* |  |  | EN(A,D,W)4X48L21**+WALLCON | *80CTL0451712A* | 24000 | 16.5 | 8.1 | 21400 | 16700 | 78.04% | 2 | 0 | 11 |  |  |  |  | R-410A | 2 | Residential & Commercial | USHP | Ducted CEE Tier 1
210473991 | Central HP <5.4 tons | TEMPSTAR | HRCU-A-CB (Split System: Heat Pump with Remote Outdoor Unit-Air-Source) | TVH825GKA3* |  |  | EN(A,D,W)4X48L21**+WALLCON | *96CTN0801714A* | 24000 | 16.5 | 8.1 | 21400 | 16600 | 77.57% | 2 | 0 | 11 |  |  |  |  | R-410A | 2 | Residential & Commercial | USHP | Ducted CEE Tier 1
210474057 | Central HP <5.4 tons | TEMPSTAR | HRCU-A-CB (Split System: Heat Pump with Remote Outdoor Unit-Air-Source) | TVH825GKA3* |  |  | EN(A,D,W)4X48L21**+WALLCON | *97CMN0602120A* | 24000 | 16.5 | 8.1 | 21400 | 16700 | 78.04% | 2 | 0 | 11 |  |  |  |  | R-410A | 2 | Residential & Commercial | USHP | Ducted CEE Tier 1
215434204 | Central HP <5.4 tons | GOODMAN | HRCU-A-CB (Split System: Heat Pump with Remote Outdoor Unit-Air-Source) | GZV7SA3610A* |  |  | CA*EA4830*3A* | G*VT800805D*A* | 34800 | 18.5 | 8.5 | 35000 | 28400 | 81.14% | 2 | 0 | 10.5 |  |  |  |  | R-32 | 2.9 | Residential & Commercial | USHP | Ducted CEE Tier 1
215934635 | Central HP <5.4 tons | BRYANT HEATING AND COOLING SYSTEMS | HRCU-A-CB (Split System: Heat Pump with Remote Outdoor Unit-Air-Source) | 293VAN036**AA* |  |  | CVAMA2517XMA*+UI | 986TD42060C17*** | 34000 | 20 | 8.1 | 38000 | 27200 | 71.58% | 2 | 0 | 11 |  |  |  |  | R-454B | 2.8333 | Residential & Commercial | USHP | Ducted CEE Tier 1
215934685 | Central HP <5.4 tons | BRYANT HEATING AND COOLING SYSTEMS | HRCU-A-CB (Split System: Heat Pump with Remote Outdoor Unit-Air-Source) | 293VAN036**AA* |  |  | CVAMA3217XMA*+UI | 987MC42060C17*** | 35000 | 21 | 8.5 | 38000 | 28000 | 73.68% | 2.06 | 0 | 11.5 |  |  |  |  | R-454B | 2.9167 | Residential & Commercial | USHP | Ducted CEE Tier 1
213076551 | Central HP <5.4 tons | CARRIER | HRCU-A-CB (Split System: Heat Pump with Remote Outdoor Unit-Air-Source) | 38MURAQ36AB3* |  |  | CNPV*4217AL* | 58TP*B070V17**16 | 35400 | 16 | 8.1 | 38500 | 35000 | 90.91% | 1.94 | 0 | 10 |  |  |  |  | R-410A | 2.95 | Residential & Commercial | USHP | Ducted CEE Tier 1
206773166 | Central HP <5.4 tons | COMFORTMAKER | HRCU-A-CB (Split System: Heat Pump with Remote Outdoor Unit-Air-Source) | CVH837GKA2* |  |  | EA*4X48L21A*+WALLCON | *80CSU1002120A* | 32200 | 17 | 8.1 | 32600 | 25000 | 76.69% | 1.96 | 11.5 | 11 |  |  |  |  | R-410A | 2.6833 | Residential & Commercial | USHP | Ducted CEE Tier 1
206773531 | Central HP <5.4 tons | COMFORTMAKER | HRCU-A-CB (Split System: Heat Pump with Remote Outdoor Unit-Air-Source) | CVH837GKA2* |  |  | EA*4X48L24A*+WALLCON | *95CSU1002122A* | 32400 | 17.5 | 8.5 | 32400 | 24800 | 76.54% | 2 | 12 | 11.5 |  |  |  |  | R-410A | 2.7 | Residential & Commercial | USHP | Ducted CEE Tier 1
213077175 | Central HP <5.4 tons | CARRIER | HRCU-A-CB (Split System: Heat Pump with Remote Outdoor Unit-Air-Source) | 38MURAQ36AB3* |  |  | CAP**4321AL* | 59SP6B100V21**20 | 36200 | 16 | 8.5 | 38000 | 34800 | 91.58% | 2.04 | 0 | 10 |  |  |  |  | R-410A | 3.0167 | Residential & Commercial | USHP | Ducted CEE Tier 1
213080384 | Central HP <5.4 tons | CARRIER | HRCU-A-CB (Split System: Heat Pump with Remote Outdoor Unit-Air-Source) | 38MURAQ36AB3* |  |  | CAP**3721AL* | 59SC6A100M21**22 | 36800 | 16 | 8.5 | 38500 | 34800 | 90.39% | 2.1 | 0 | 10 |  |  |  |  | R-410A | 3.0667 | Residential & Commercial | USHP | Ducted CEE Tier 1
213080468 | Central HP <5.4 tons | CARRIER | HRCU-A-CB (Split System: Heat Pump with Remote Outdoor Unit-Air-Source) | 38MURAQ36AB3* |  |  | CNPV*4824AL* | 59SC6A120M24**22 | 35800 | 16.5 | 8.1 | 38500 | 35000 | 90.91% | 2 | 0 | 10 |  |  |  |  | R-410A | 2.9833 | Residential & Commercial | USHP | Ducted CEE Tier 1
214569615 | Central HP <5.4 tons | BRYANT HEATING AND COOLING SYSTEMS | HRCU-A-CB (Split System: Heat Pump with Remote Outdoor Unit-Air-Source) | 284ANV036*0**B* |  |  | CAP**6124AL*+UI | 987MC60060C21*** | 34600 | 19 | 9 | 36000 | 25200 | 70% | 2 | 0 | 12 |  |  |  |  | R-410A | 2.8833 | Residential & Commercial | USHP | Ducted CEE Tier 1
214569679 | Central HP <5.4 tons | BRYANT HEATING AND COOLING SYSTEMS | HRCU-A-CB (Split System: Heat Pump with Remote Outdoor Unit-Air-Source) | 284ANV036*0**B* |  |  | CNPV*4821AL*+UI | 987MC60060C21*** | 33600 | 19 | 9 | 36800 | 26200 | 71.2% | 2.02 | 0 | 12 |  |  |  |  | R-410A | 2.8 | Residential & Commercial | USHP | Ducted CEE Tier 1
211242808 | Central HP <5.4 tons | TEMPSTAR | HRCU-A-CB (Split System: Heat Pump with Remote Outdoor Unit-Air-Source) | DLCURAH24ABK |  |  | EA*4X37L17A* | *96VSN0601412A* | 24000 | 16.5 | 8.5 | 25200 | 22000 | 87.3% | 1.84 | 0 | 10 |  |  |  |  | R-410A | 2 | Residential & Commercial | USHP | Ducted CEE Tier 1
211243128 | Central HP <5.4 tons | TEMPSTAR | HRCU-A-CB (Split System: Heat Pump with Remote Outdoor Unit-Air-Source) | DLCURAH24ABK |  |  | EA*4X37L17A* | *92ESN0401410A* | 24600 | 15.2 | 8.5 | 26000 | 21600 | 83.08% | 1.78 | 0 | 10 |  |  |  |  | R-410A | 2.05 | Residential & Commercial | USHP | Ducted CEE Tier 1
211243162 | Central HP <5.4 tons | TEMPSTAR | HRCU-A-CB (Split System: Heat Pump with Remote Outdoor Unit-Air-Source) | DLCURAH24ABK |  |  | EA*4X37L17A* | *80ESU0601716A | 25400 | 16.5 | 8.5 | 26200 | 21000 | 80.15% | 1.76 | 0 | 10.5 |  |  |  |  | R-410A | 2.1167 | Residential & Commercial | USHP | Ducted CEE Tier 1
211243253 | Central HP <5.4 tons | TEMPSTAR | HRCU-A-CB (Split System: Heat Pump with Remote Outdoor Unit-Air-Source) | DLCURAH24ABK |  |  | EA*4X37L21A* | *96VSN0401712A* | 24000 | 16 | 8.1 | 25000 | 21600 | 86.4% | 1.8 | 0 | 10 |  |  |  |  | R-410A | 2 | Residential & Commercial | USHP | Ducted CEE Tier 1
211241486 | Central HP <5.4 tons | TEMPSTAR | HRCU-A-CB (Split System: Heat Pump with Remote Outdoor Unit-Air-Source) | DLCURAH24ABK |  |  | EA*4X30L17A* | *80VSL0451716A* | 24200 | 16.5 | 8.5 | 26400 | 23000 | 87.12% | 1.9 | 0 | 10 |  |  |  |  | R-410A | 2.0167 | Residential & Commercial | USHP | Ducted CEE Tier 1
211242403 | Central HP <5.4 tons | TEMPSTAR | HRCU-A-CB (Split System: Heat Pump with Remote Outdoor Unit-Air-Source) | DLCURAH24ABK |  |  | EA*4X36L21A* | *80VSL0701716A* | 24000 | 17 | 8.5 | 26000 | 22800 | 87.69% | 1.9 | 0 | 10 |  |  |  |  | R-410A | 2 | Residential & Commercial | USHP | Ducted CEE Tier 1
211242640 | Central HP <5.4 tons | TEMPSTAR | HRCU-A-CB (Split System: Heat Pump with Remote Outdoor Unit-Air-Source) | DLCURAH24ABK |  |  | EA*4X36L21A* | *92ESN0801716A* | 24400 | 17 | 8.5 | 26200 | 22400 | 85.5% | 1.86 | 0 | 10 |  |  |  |  | R-410A | 2.0333 | Residential & Commercial | USHP | Ducted CEE Tier 1
211242838 | Central HP <5.4 tons | TEMPSTAR | HRCU-A-CB (Split System: Heat Pump with Remote Outdoor Unit-Air-Source) | DLCURAH24ABK |  |  | EA*4X37L17A* | *80ES(N,L)0701716A* | 25400 | 16 | 8.5 | 26400 | 21000 | 79.55% | 1.76 | 0 | 10 |  |  |  |  | R-410A | 2.1167 | Residential & Commercial | USHP | Ducted CEE Tier 1
211242907 | Central HP <5.4 tons | TEMPSTAR | HRCU-A-CB (Split System: Heat Pump with Remote Outdoor Unit-Air-Source) | DLCURAH24ABK |  |  | EA*4X37L17A* | *80VTL0451412A* | 24800 | 16.5 | 8.5 | 25600 | 21400 | 83.59% | 1.8 | 0 | 10 |  |  |  |  | R-410A | 2.0667 | Residential & Commercial | USHP | Ducted CEE Tier 1
211242921 | Central HP <5.4 tons | TEMPSTAR | HRCU-A-CB (Split System: Heat Pump with Remote Outdoor Unit-Air-Source) | DLCURAH24ABK |  |  | EA*4X37L17A* | *96VTN0401712A* | 24600 | 15.5 | 8.5 | 25800 | 21600 | 83.72% | 1.78 | 0 | 10 |  |  |  |  | R-410A | 2.05 | Residential & Commercial | USHP | Ducted CEE Tier 1
211243272 | Central HP <5.4 tons | TEMPSTAR | HRCU-A-CB (Split System: Heat Pump with Remote Outdoor Unit-Air-Source) | DLCURAH24ABK |  |  | EA*4X37L21A* | *95ESU0401712A* | 24400 | 17 | 8.5 | 25200 | 21200 | 84.13% | 1.78 | 0 | 10 |  |  |  |  | R-410A | 2.0333 | Residential & Commercial | USHP | Ducted CEE Tier 1
211243707 | Central HP <5.4 tons | TEMPSTAR | HRCU-A-CB (Split System: Heat Pump with Remote Outdoor Unit-Air-Source) | DLCURAH24ABK |  |  | EN(A,D)4X24L14** | *80VSL0451412A* | 23800 | 16 | 8.5 | 26800 | 23200 | 86.57% | 1.9 | 0 | 10 |  |  |  |  | R-410A | 1.9833 | Residential & Commercial | USHP | Ducted CEE Tier 1
211243725 | Central HP <5.4 tons | TEMPSTAR | HRCU-A-CB (Split System: Heat Pump with Remote Outdoor Unit-Air-Source) | DLCURAH24ABK |  |  | EN(A,D)4X24L14** | *96VSN0601412A* | 23200 | 16 | 8.5 | 26400 | 24600 | 93.18% | 2.04 | 0 | 10 |  |  |  |  | R-410A | 1.9333 | Residential & Commercial | USHP | Ducted CEE Tier 1
211244107 | Central HP <5.4 tons | TEMPSTAR | HRCU-A-CB (Split System: Heat Pump with Remote Outdoor Unit-Air-Source) | DLCURAH24ABK |  |  | EN(A,D)4X24L17** | *80ES(N,L)0451412A* | 24200 | 15.5 | 8.5 | 27200 | 22600 | 83.09% | 1.86 | 0 | 10 |  |  |  |  | R-410A | 2.0167 | Residential & Commercial | USHP | Ducted CEE Tier 1
211244343 | Central HP <5.4 tons | TEMPSTAR | HRCU-A-CB (Split System: Heat Pump with Remote Outdoor Unit-Air-Source) | DLCURAH24ABK |  |  | EN(A,D)4X30L14** | *96VTN0401410A* | 23600 | 15.5 | 8.1 | 26200 | 23600 | 90.08% | 1.92 | 0 | 10 |  |  |  |  | R-410A | 1.9667 | Residential & Commercial | USHP | Ducted CEE Tier 1
206767501 | Central HP <5.4 tons | COMFORTMAKER | HRCU-A-CB (Split System: Heat Pump with Remote Outdoor Unit-Air-Source) | CVH825GKA3* |  |  | EA*4X36L21A*+WALLCON | *95CSU0601716A* | 23600 | 16.5 | 8.1 | 21600 | 16700 | 77.31% | 1.92 | 11 | 10.5 |  |  |  |  | R-410A | 1.9667 | Residential & Commercial | USHP | Ducted CEE Tier 1
211245957 | Central HP <5.4 tons | TEMPSTAR | HRCU-A-CB (Split System: Heat Pump with Remote Outdoor Unit-Air-Source) | DLCURAH24ABK |  |  | FM(C,U)4Z30**AL* | 0 | 24200 | 18 | 9 | 26600 | 23000 | 86.47% | 1.92 | 0 | 10.5 |  |  |  |  | R-410A | 2.0167 | Residential & Commercial | USHP | Ducted CEE Tier 1
206135767 | Central HP <5.4 tons | COMFORTMAKER | HRCU-A-CB (Split System: Heat Pump with Remote Outdoor Unit-Air-Source) | CVH837GKA** |  |  | EA*4X48L21A*+WALLCON | *80CSU0401712A* | 32400 | 17.5 | 8.1 | 32600 | 25000 | 76.69% | 1.96 | 12 | 11 |  |  |  |  | R-410A | 2.7 | Residential & Commercial | USHP | Ducted CEE Tier 1
206135817 | Central HP <5.4 tons | COMFORTMAKER | HRCU-A-CB (Split System: Heat Pump with Remote Outdoor Unit-Air-Source) | CVH837GKA** |  |  | EA*4X48L24A*+WALLCON | *80CSU1002120A* | 32200 | 17 | 8.1 | 32600 | 25000 | 76.69% | 1.96 | 12 | 11 |  |  |  |  | R-410A | 2.6833 | Residential & Commercial | USHP | Ducted CEE Tier 1
215936790 | Central HP <5.4 tons | DAY & NIGHT | HRCU-A-CB (Split System: Heat Pump with Remote Outdoor Unit-Air-Source) | C5H3V36*K*AAA* |  |  | EVD5X60M24A*+WALLCON | *95CSU0802120B* | 35400 | 21.5 | 8.5 | 38000 | 28600 | 75.26% | 2.04 | 0 | 12 |  |  |  |  | R-454B | 2.95 | Residential & Commercial | USHP | Ducted CEE Tier 1
215937760 | Central HP <5.4 tons | DAY & NIGHT | HRCU-A-CB (Split System: Heat Pump with Remote Outdoor Unit-Air-Source) | C5H3V48*K*AAA* |  |  | EVD5X48M21A*+WALLCON | *80CTL0902120B* | 44500 | 20 | 8.1 | 52000 | 38000 | 73.08% | 1.9 | 0 | 11 |  |  |  |  | R-454B | 3.7083 | Residential & Commercial | USHP | Ducted CEE Tier 1
215937560 | Central HP <5.4 tons | DAY & NIGHT | HRCU-A-CB (Split System: Heat Pump with Remote Outdoor Unit-Air-Source) | C5H3V48*K*AAA* |  |  | EVM5X60M24A*+WALLCON | *96CTN1002122B* | 45500 | 20.5 | 8.1 | 52500 | 38000 | 72.38% | 1.9 | 0 | 11.5 |  |  |  |  | R-454B | 3.7917 | Residential & Commercial | USHP | Ducted CEE Tier 1
204459245 | Central HP <5.4 tons | COMFORTMAKER | HRCU-A-CB (Split System: Heat Pump with Remote Outdoor Unit-Air-Source) | CVH825GKA2* |  |  | EHD4X30AAL+WALLCON | *80CTL0901716A* | 23800 | 16 | 8.1 | 21800 | 16700 | 76.61% | 1.98 | 11 | 10.5 |  |  |  |  | R-410A | 1.9833 | Residential & Commercial | USHP | Ducted CEE Tier 1
210474156 | Central HP <5.4 tons | TEMPSTAR | HRCU-A-CB (Split System: Heat Pump with Remote Outdoor Unit-Air-Source) | TVH825GKA3* |  |  | EN(A,D)4X48L24**+WALLCON | *97CMN0602120A* | 24000 | 16.5 | 8.1 | 21400 | 16700 | 78.04% | 2 | 0 | 11 |  |  |  |  | R-410A | 2 | Residential & Commercial | USHP | Ducted CEE Tier 1
210474425 | Central HP <5.4 tons | TEMPSTAR | HRCU-A-CB (Split System: Heat Pump with Remote Outdoor Unit-Air-Source) | TVH825GKA3* |  |  | EHD4X42AAL+WALLCON | *80CTL0901716A* | 24200 | 16.5 | 8.1 | 21200 | 16500 | 77.83% | 2.02 | 0 | 11 |  |  |  |  | R-410A | 2.0167 | Residential & Commercial | USHP | Ducted CEE Tier 1
210474524 | Central HP <5.4 tons | TEMPSTAR | HRCU-A-CB (Split System: Heat Pump with Remote Outdoor Unit-Air-Source) | TVH825GKA3* |  |  | EHD4X48AAL+WALLCON | *80CTL0701716A* | 24200 | 16.5 | 8.1 | 21200 | 16600 | 78.3% | 2.02 | 0 | 10.5 |  |  |  |  | R-410A | 2.0167 | Residential & Commercial | USHP | Ducted CEE Tier 1
212971987 | Central HP <5.4 tons | CARRIER | HRCU-A-CB (Split System: Heat Pump with Remote Outdoor Unit-Air-Source) | 38MURAQ24AB3* |  |  | CAP**3617AL* | 58TP*B090V17**16 | 23600 | 17 | 8.5 | 26200 | 24200 | 92.37% | 2 | 0 | 10 |  |  |  |  | R-410A | 1.9667 | Residential & Commercial | USHP | Ducted CEE Tier 1
206133651 | Central HP <5.4 tons | COMFORTMAKER | HRCU-A-CB (Split System: Heat Pump with Remote Outdoor Unit-Air-Source) | CVH825GKA2* |  |  | EHD4X30AAL+WALLCON | *80CSU0401712A* | 23800 | 16 | 8.1 | 21800 | 16800 | 77.06% | 1.98 | 11 | 10.5 |  |  |  |  | R-410A | 1.9833 | Residential & Commercial | USHP | Ducted CEE Tier 1
206765766 | Central HP <5.4 tons | COMFORTMAKER | HRCU-A-CB (Split System: Heat Pump with Remote Outdoor Unit-Air-Source) | CVH825GKA3* |  |  | EA*4X36L21A*+WALLCON | *96CTN0801714A* | 23600 | 16.5 | 8.1 | 21400 | 16700 | 78.04% | 1.94 | 11 | 11 |  |  |  |  | R-410A | 1.9667 | Residential & Commercial | USHP | Ducted CEE Tier 1
214242261 | Central HP <5.4 tons | DAY & NIGHT | HRCU-A-CB (Split System: Heat Pump with Remote Outdoor Unit-Air-Source) | CVH825GKA3* |  |  | EN(A,D,W)4X48L21**+WALLCON | *95CSU0601716B* | 24000 | 16.5 | 8.1 | 21400 | 16600 | 77.57% | 2 | 0 | 11 |  |  |  |  | R-410A | 2 | Residential & Commercial | USHP | Ducted CEE Tier 1
214242281 | Central HP <5.4 tons | DAY & NIGHT | HRCU-A-CB (Split System: Heat Pump with Remote Outdoor Unit-Air-Source) | CVH825GKA3* |  |  | EN(A,D,W)4X48L21**+WALLCON | *97CMN0801714B* | 24000 | 16.5 | 8.1 | 21400 | 16600 | 77.57% | 2 | 0 | 11 |  |  |  |  | R-410A | 2 | Residential & Commercial | USHP | Ducted CEE Tier 1
214242311 | Central HP <5.4 tons | DAY & NIGHT | HRCU-A-CB (Split System: Heat Pump with Remote Outdoor Unit-Air-Source) | CVH825GKA3* |  |  | EN(A,D,W)4X48L21**+WALLCON | *96CTN0801714B* | 24000 | 17 | 8.1 | 21400 | 16600 | 77.57% | 2 | 0 | 11 |  |  |  |  | R-410A | 2 | Residential & Commercial | USHP | Ducted CEE Tier 1
214243098 | Central HP <5.4 tons | AIRQUEST | HRCU-A-CB (Split System: Heat Pump with Remote Outdoor Unit-Air-Source) | HVH825GKA2* |  |  | EN(A,D,W)4X48L21**+WALLCON | *80CTL0901716B* | 24200 | 17 | 8.1 | 21200 | 16600 | 78.3% | 2.02 | 0 | 11 |  |  |  |  | R-410A | 2.0167 | Residential & Commercial | USHP | Ducted CEE Tier 1
212384245 | Central HP <5.4 tons | CARRIER | HRCU-A-CB (Split System: Heat Pump with Remote Outdoor Unit-Air-Source) | 38MURAQ36AB3* |  |  | CNPV*4217AL* | 58TP*A090V17**16 | 35800 | 16 | 8.1 | 39000 | 35000 | 89.74% | 1.96 | 0 | 10 |  |  |  |  | R-410A | 2.9833 | Residential & Commercial | USHP | Ducted CEE Tier 1
211242941 | Central HP <5.4 tons | TEMPSTAR | HRCU-A-CB (Split System: Heat Pump with Remote Outdoor Unit-Air-Source) | DLCURAH24ABK |  |  | EA*4X37L17A* | *80VTL0701716A* | 24600 | 17 | 8.5 | 25600 | 21600 | 84.38% | 1.8 | 0 | 10.5 |  |  |  |  | R-410A | 2.05 | Residential & Commercial | USHP | Ducted CEE Tier 1
211243845 | Central HP <5.4 tons | TEMPSTAR | HRCU-A-CB (Split System: Heat Pump with Remote Outdoor Unit-Air-Source) | DLCURAH24ABK |  |  | EN(A,D)4X24L17** | *80VSL0451412A* | 23800 | 16 | 8.5 | 26800 | 23200 | 86.57% | 1.9 | 0 | 10 |  |  |  |  | R-410A | 1.9833 | Residential & Commercial | USHP | Ducted CEE Tier 1
211712878 | Central HP <5.4 tons | TEMPSTAR | HRCU-A-CB (Split System: Heat Pump with Remote Outdoor Unit-Air-Source) | DLCURAH30ABK |  |  | EA*4X42L24A* | *80ES(N,L)1102420A* | 30000 | 15.2 | 8.1 | 33800 | 27200 | 80.47% | 1.8 | 0 | 9 |  |  |  |  | R-410A | 2.5 | Residential & Commercial | USHP
210470973 | Central HP <5.4 tons | TEMPSTAR | HRCU-A-CB (Split System: Heat Pump with Remote Outdoor Unit-Air-Source) | TVH837GKA2* |  |  | EN(A,D,W)4X60L24**+WALLCON | *97CMN1202422A* | 32800 | 17.5 | 8.1 | 32200 | 24800 | 77.02% | 1.96 | 0 | 11.7 |  |  |  |  | R-410A | 2.7333 | Residential & Commercial | USHP | Ducted CEE Tier 1
215936890 | Central HP <5.4 tons | DAY & NIGHT | HRCU-A-CB (Split System: Heat Pump with Remote Outdoor Unit-Air-Source) | C5H3V36*K*AAA* |  |  | EVD5X61M21A*+WALLCON | *95CSU1002122B* | 36000 | 22 | 8.5 | 37600 | 28400 | 75.53% | 2.04 | 0 | 12.5 |  |  |  |  | R-454B | 3 | Residential & Commercial | USHP | Ducted CEE Tier 1
215939870 | Central HP <5.4 tons | DAY & NIGHT | HRCU-A-CB (Split System: Heat Pump with Remote Outdoor Unit-Air-Source) | C5H3V36*K*AAA* |  |  | EA*5X61M21A*+WALLCON | *97CTN0801716A* | 34200 | 20 | 9 | 34800 | 26600 | 76.44% | 1.92 | 0 | 11.5 |  |  |  |  | R-454B | 2.85 | Residential & Commercial | USHP | Ducted CEE Tier 1
215939920 | Central HP <5.4 tons | DAY & NIGHT | HRCU-A-CB (Split System: Heat Pump with Remote Outdoor Unit-Air-Source) | C5H3V36*K*AAA* |  |  | EA*5X61M24A*+WALLCON | *97CTN1002122A* | 34400 | 20.5 | 9.5 | 34200 | 26000 | 76.02% | 2.06 | 0 | 12 |  |  |  |  | R-454B | 2.8667 | Residential & Commercial | USHP | Ducted CEE Tier 1
215940170 | Central HP <5.4 tons | DAY & NIGHT | HRCU-A-CB (Split System: Heat Pump with Remote Outdoor Unit-Air-Source) | C5H3V36*K*AAA* |  |  | ESH5X48M12A*+WALLCON | *97CTN1202422A* | 33800 | 19.5 | 9 | 34600 | 26400 | 76.3% | 1.92 | 0 | 11.7 |  |  |  |  | R-454B | 2.8167 | Residential & Commercial | USHP | Ducted CEE Tier 1
215940270 | Central HP <5.4 tons | DAY & NIGHT | HRCU-A-CB (Split System: Heat Pump with Remote Outdoor Unit-Air-Source) | C5H3V36*K*AAA* |  |  | EVM5X44M21A*+WALLCON | *80CSU0401712B* | 35600 | 22 | 8.5 | 38000 | 28600 | 75.26% | 2.02 | 0 | 12.5 |  |  |  |  | R-454B | 2.9667 | Residential & Commercial | USHP | Ducted CEE Tier 1
215940370 | Central HP <5.4 tons | DAY & NIGHT | HRCU-A-CB (Split System: Heat Pump with Remote Outdoor Unit-Air-Source) | C5H3V36*K*AAA* |  |  | EVM5X49M21A*+WALLCON | *97CTN0801716A* | 35400 | 21 | 8.5 | 38500 | 29000 | 75.32% | 2.02 | 0 | 12 |  |  |  |  | R-454B | 2.95 | Residential & Commercial | USHP | Ducted CEE Tier 1
215940420 | Central HP <5.4 tons | DAY & NIGHT | HRCU-A-CB (Split System: Heat Pump with Remote Outdoor Unit-Air-Source) | C5H3V36*K*AAA* |  |  | EVM5X60M21A*+WALLCON | *80CSU0601716B* | 35600 | 22 | 8.5 | 38000 | 28600 | 75.26% | 2.02 | 0 | 12.5 |  |  |  |  | R-454B | 2.9667 | Residential & Commercial | USHP | Ducted CEE Tier 1
212974112 | Central HP <5.4 tons | CARRIER | HRCU-A-CB (Split System: Heat Pump with Remote Outdoor Unit-Air-Source) | 38MURAQ24AB3* |  |  | CNPV*3621AL* | 59SP6B080V21**20 | 23800 | 17 | 8.5 | 26400 | 24000 | 90.91% | 1.98 | 0 | 10.5 |  |  |  |  | R-410A | 1.9833 | Residential & Commercial | USHP | Ducted CEE Tier 1
212974989 | Central HP <5.4 tons | CARRIER | HRCU-A-CB (Split System: Heat Pump with Remote Outdoor Unit-Air-Source) | 38MURAQ24AB3* |  |  | CAP**3717AL* | 59TP6C040V14**10 | 23800 | 16 | 8.1 | 25200 | 22400 | 88.89% | 1.84 | 0 | 10 |  |  |  |  | R-410A | 1.9833 | Residential & Commercial | USHP | Ducted CEE Tier 1
213076628 | Central HP <5.4 tons | CARRIER | HRCU-A-CB (Split System: Heat Pump with Remote Outdoor Unit-Air-Source) | 38MURAQ36AB3* |  |  | CAP**3621AL* | 58TP*B090V21**20 | 35000 | 16 | 8.1 | 38500 | 35200 | 91.43% | 1.82 | 0 | 9.5 |  |  |  |  | R-410A | 2.9167 | Residential & Commercial | USHP
215934785 | Central HP <5.4 tons | BRYANT HEATING AND COOLING SYSTEMS | HRCU-A-CB (Split System: Heat Pump with Remote Outdoor Unit-Air-Source) | 293VAN036**AA* |  |  | CVAMA4421XMA*+UI | 83*CA48060C17*** | 35600 | 22 | 8.5 | 38000 | 28600 | 75.26% | 2.02 | 0 | 12 |  |  |  |  | R-454B | 2.9667 | Residential & Commercial | USHP | Ducted CEE Tier 1
215433927 | Central HP <5.4 tons | GOODMAN | HRCU-A-CB (Split System: Heat Pump with Remote Outdoor Unit-Air-Source) | GZV7SA3610A* |  |  | CHPEA4830*3A*+MBVK20DP1X00A* | 0 | 35000 | 19 | 8.1 | 35000 | 28400 | 81.14% | 2 | 0 | 10.5 |  |  |  |  | R-32 | 2.9167 | Residential & Commercial | USHP | Ducted CEE Tier 1
215940520 | Central HP <5.4 tons | DAY & NIGHT | HRCU-A-CB (Split System: Heat Pump with Remote Outdoor Unit-Air-Source) | C5H3V36*K*AAA* |  |  | EVD5X36M21A*+WALLCON | *80CSU0401712B* | 34600 | 21 | 8.5 | 38500 | 28000 | 72.73% | 2.06 | 0 | 12 |  |  |  |  | R-454B | 2.8833 | Residential & Commercial | USHP | Ducted CEE Tier 1
215940720 | Central HP <5.4 tons | DAY & NIGHT | HRCU-A-CB (Split System: Heat Pump with Remote Outdoor Unit-Air-Source) | C5H3V36*K*AAA* |  |  | EVD5X42M24A*+WALLCON | *97CTN1202422A* | 35600 | 22 | 8.5 | 38000 | 28400 | 74.74% | 2.04 | 0 | 12.5 |  |  |  |  | R-454B | 2.9667 | Residential & Commercial | USHP | Ducted CEE Tier 1
206772229 | Central HP <5.4 tons | COMFORTMAKER | HRCU-A-CB (Split System: Heat Pump with Remote Outdoor Unit-Air-Source) | CVH837GKA2* |  |  | EN(A,D,W)4X48L21**+WALLCON | *80CTL0701716A* | 32400 | 17.5 | 8.1 | 33000 | 25000 | 75.76% | 1.94 | 12 | 11.5 |  |  |  |  | R-410A | 2.7 | Residential & Commercial | USHP | Ducted CEE Tier 1
206772815 | Central HP <5.4 tons | COMFORTMAKER | HRCU-A-CB (Split System: Heat Pump with Remote Outdoor Unit-Air-Source) | CVH837GKA2* |  |  | EHD4X42AAL+WALLCON | *96CTN1002122A* | 32600 | 16.5 | 8.1 | 33000 | 24800 | 75.15% | 1.96 | 12 | 11 |  |  |  |  | R-410A | 2.7167 | Residential & Commercial | USHP | Ducted CEE Tier 1
215940770 | Central HP <5.4 tons | DAY & NIGHT | HRCU-A-CB (Split System: Heat Pump with Remote Outdoor Unit-Air-Source) | C5H3V36*K*AAA* |  |  | EVD5X49M24A*+WALLCON | *96CTN0802120B* | 35400 | 21.5 | 8.5 | 38000 | 28600 | 75.26% | 2.04 | 0 | 12 |  |  |  |  | R-454B | 2.95 | Residential & Commercial | USHP | Ducted CEE Tier 1
211712695 | Central HP <5.4 tons | TEMPSTAR | HRCU-A-CB (Split System: Heat Pump with Remote Outdoor Unit-Air-Source) | DLCURAH30ABK |  |  | EA*4X42L24A* | *80VSL1102422A* | 30000 | 15.2 | 8.1 | 33800 | 27200 | 80.47% | 1.8 | 0 | 9 |  |  |  |  | R-410A | 2.5 | Residential & Commercial | USHP
211713047 | Central HP <5.4 tons | TEMPSTAR | HRCU-A-CB (Split System: Heat Pump with Remote Outdoor Unit-Air-Source) | DLCURAH30ABK |  |  | EA*4X43L21A* | *96VTN1002122A* | 30600 | 15.2 | 8.1 | 33000 | 26000 | 78.79% | 1.84 | 0 | 9 |  |  |  |  | R-410A | 2.55 | Residential & Commercial | USHP
215933655 | Central HP <5.4 tons | BRYANT HEATING AND COOLING SYSTEMS | HRCU-A-CB (Split System: Heat Pump with Remote Outdoor Unit-Air-Source) | 293VAN036**AA* |  |  | CSAH*4812AM*+UI | 987MC42080C17*** | 33400 | 19 | 9 | 35200 | 27000 | 76.7% | 1.92 | 0 | 11 |  |  |  |  | R-454B | 2.7833 | Residential & Commercial | USHP | Ducted CEE Tier 1
215935820 | Central HP <5.4 tons | DAY & NIGHT | HRCU-A-CB (Split System: Heat Pump with Remote Outdoor Unit-Air-Source) | C5H3V36*K*AAA* |  |  | EVD5X38M17A*+WALLCON | *80CSU0601716A* | 35400 | 22 | 8.5 | 38000 | 28600 | 75.26% | 2.02 | 0 | 12 |  |  |  |  | R-454B | 2.95 | Residential & Commercial | USHP | Ducted CEE Tier 1
215935420 | Central HP <5.4 tons | DAY & NIGHT | HRCU-A-CB (Split System: Heat Pump with Remote Outdoor Unit-Air-Source) | C5H3V36*K*AAA* |  |  | EVM5X60M24A*+WALLCON | *97CMN1002122B* | 35600 | 22 | 8.5 | 38000 | 28400 | 74.74% | 2.04 | 0 | 12.5 |  |  |  |  | R-454B | 2.9667 | Residential & Commercial | USHP | Ducted CEE Tier 1
215935570 | Central HP <5.4 tons | DAY & NIGHT | HRCU-A-CB (Split System: Heat Pump with Remote Outdoor Unit-Air-Source) | C5H3V36*K*AAA* |  |  | EVD5X36M17A*+WALLCON | *97CMN0601714B* | 34000 | 20 | 8.1 | 38000 | 27200 | 71.58% | 2 | 0 | 11 |  |  |  |  | R-454B | 2.8333 | Residential & Commercial | USHP | Ducted CEE Tier 1
216453180 | Central HP <5.4 tons | AMERICAN STANDARD | HRCU-A-CB (Split System: Heat Pump with Remote Outdoor Unit-Air-Source) | 5A6V0X48A1 |  |  | 5PX*DD10AS3 | S8V2C100M5PDB | 44500 | 20 | 9.7 | 47000 | 33800 | 71.91% | 2.1 | 0 | 11.7 |  |  |  |  | R-454B | 3.7083 | Residential & Commercial | USHP | Ducted CEE Tier 1
206771941 | Central HP <5.4 tons | COMFORTMAKER | HRCU-A-CB (Split System: Heat Pump with Remote Outdoor Unit-Air-Source) | CVH837GKA2* |  |  | EA*4X48L24A*+WALLCON | *97CMN1202422A* | 32200 | 17.5 | 8.5 | 32600 | 25000 | 76.69% | 1.98 | 12 | 11.7 |  |  |  |  | R-410A | 2.6833 | Residential & Commercial | USHP | Ducted CEE Tier 1
216678696 | Central HP <5.4 tons | COMFORTMAKER | HRCU-A-CB (Split System: Heat Pump with Remote Outdoor Unit-Air-Source) | DLCURAH36ABK |  |  | EA*4X36L21A* | *97VTN0601716A* | 35000 | 15.5 | 8.5 | 38500 | 34800 | 90.39% | 1.75 | 0 | 9.5 |  |  |  |  | R-410A | 2.9167 | Residential & Commercial | USHP
206770978 | Central HP <5.4 tons | COMFORTMAKER | HRCU-A-CB (Split System: Heat Pump with Remote Outdoor Unit-Air-Source) | CVH837GKA2* |  |  | EA*4X36L17A*+WALLCON | *80CTL0701716A* | 31400 | 17 | 8.1 | 33400 | 24400 | 73.05% | 1.84 | 11 | 11 |  |  |  |  | R-410A | 2.6167 | Residential & Commercial | USHP | Ducted CEE Tier 1
211244408 | Central HP <5.4 tons | TEMPSTAR | HRCU-A-CB (Split System: Heat Pump with Remote Outdoor Unit-Air-Source) | DLCURAH24ABK |  |  | EN(A,D)4X30L14** | *80ES(N,L)0701412A* | 24200 | 16.5 | 8.1 | 26200 | 23000 | 87.79% | 1.9 | 0 | 10.5 |  |  |  |  | R-410A | 2.0167 | Residential & Commercial | USHP | Ducted CEE Tier 1
206765550 | Central HP <5.4 tons | COMFORTMAKER | HRCU-A-CB (Split System: Heat Pump with Remote Outdoor Unit-Air-Source) | CVH825GKA3* |  |  | EA*4X25L17A*+WALLCON | *80CTL0701412A* | 24400 | 17.5 | 8.5 | 21200 | 16600 | 78.3% | 2.02 | 11 | 11.5 |  |  |  |  | R-410A | 2.0333 | Residential & Commercial | USHP | Ducted CEE Tier 1
210470962 | Central HP <5.4 tons | TEMPSTAR | HRCU-A-CB (Split System: Heat Pump with Remote Outdoor Unit-Air-Source) | TVH837GKA2* |  |  | EN(A,D,W)4X60L24**+WALLCON | *97CMN1002122A* | 32800 | 18 | 8.1 | 32200 | 24600 | 76.4% | 1.98 | 0 | 12 |  |  |  |  | R-410A | 2.7333 | Residential & Commercial | USHP | Ducted CEE Tier 1
206771023 | Central HP <5.4 tons | COMFORTMAKER | HRCU-A-CB (Split System: Heat Pump with Remote Outdoor Unit-Air-Source) | CVH837GKA2* |  |  | EA*4X36L17A*+WALLCON | *80CTL0701412A* | 31400 | 17.5 | 8.1 | 33400 | 24400 | 73.05% | 1.84 | 11.5 | 11 |  |  |  |  | R-410A | 2.6167 | Residential & Commercial | USHP | Ducted CEE Tier 1
206771698 | Central HP <5.4 tons | COMFORTMAKER | HRCU-A-CB (Split System: Heat Pump with Remote Outdoor Unit-Air-Source) | CVH837GKA2* |  |  | EA*4X43L21A*+WALLCON | *97CMN1002122A* | 33000 | 17.5 | 8.5 | 33000 | 25200 | 76.36% | 2 | 12 | 11.7 |  |  |  |  | R-410A | 2.75 | Residential & Commercial | USHP | Ducted CEE Tier 1
206771725 | Central HP <5.4 tons | COMFORTMAKER | HRCU-A-CB (Split System: Heat Pump with Remote Outdoor Unit-Air-Source) | CVH837GKA2* |  |  | EA*4X43L21A*+WALLCON | *80CTL0901716A* | 33000 | 18 | 8.5 | 32800 | 25000 | 76.22% | 2 | 12 | 11.7 |  |  |  |  | R-410A | 2.75 | Residential & Commercial | USHP | Ducted CEE Tier 1
206772382 | Central HP <5.4 tons | COMFORTMAKER | HRCU-A-CB (Split System: Heat Pump with Remote Outdoor Unit-Air-Source) | CVH837GKA2* |  |  | EN(A,D)4X48L24**+WALLCON | *96CTN1202422A* | 32400 | 17.5 | 8.1 | 32800 | 24800 | 75.61% | 1.96 | 12 | 11.7 |  |  |  |  | R-410A | 2.7 | Residential & Commercial | USHP | Ducted CEE Tier 1
206772968 | Central HP <5.4 tons | COMFORTMAKER | HRCU-A-CB (Split System: Heat Pump with Remote Outdoor Unit-Air-Source) | CVH837GKA2* |  |  | EHD4X48AAL+WALLCON | *97CMN1202422A* | 32600 | 16.5 | 8.1 | 33000 | 25000 | 75.76% | 1.96 | 11.5 | 11 |  |  |  |  | R-410A | 2.7167 | Residential & Commercial | USHP | Ducted CEE Tier 1
215940820 | Central HP <5.4 tons | DAY & NIGHT | HRCU-A-CB (Split System: Heat Pump with Remote Outdoor Unit-Air-Source) | C5H3V36*K*AAA* |  |  | EVD5X60M21A*+WALLCON | *80CSU0401712B* | 35800 | 22 | 8.5 | 38000 | 28400 | 74.74% | 2.02 | 0 | 12.5 |  |  |  |  | R-454B | 2.9833 | Residential & Commercial | USHP | Ducted CEE Tier 1
210470064 | Central HP <5.4 tons | TEMPSTAR | HRCU-A-CB (Split System: Heat Pump with Remote Outdoor Unit-Air-Source) | TVH837GKA2* |  |  | EA*4X36L21A*+WALLCON | *95CSU0802120A* | 31600 | 17 | 8.1 | 33200 | 24200 | 72.89% | 1.86 | 0 | 11 |  |  |  |  | R-410A | 2.6333 | Residential & Commercial | USHP | Ducted CEE Tier 1
210470864 | Central HP <5.4 tons | TEMPSTAR | HRCU-A-CB (Split System: Heat Pump with Remote Outdoor Unit-Air-Source) | TVH837GKA2* |  |  | EN(A,D)4X48L24**+WALLCON | *80CSU1002120A* | 32400 | 17 | 8.1 | 33000 | 24800 | 75.15% | 1.94 | 0 | 11.5 |  |  |  |  | R-410A | 2.7 | Residential & Commercial | USHP | Ducted CEE Tier 1
210471264 | Central HP <5.4 tons | TEMPSTAR | HRCU-A-CB (Split System: Heat Pump with Remote Outdoor Unit-Air-Source) | TVH837GKA2* |  |  | EHD4X60AAL+WALLCON | *97CMN1202422A* | 33000 | 17 | 8.1 | 32200 | 25000 | 77.64% | 2 | 0 | 11 |  |  |  |  | R-410A | 2.75 | Residential & Commercial | USHP | Ducted CEE Tier 1
206771959 | Central HP <5.4 tons | COMFORTMAKER | HRCU-A-CB (Split System: Heat Pump with Remote Outdoor Unit-Air-Source) | CVH837GKA2* |  |  | EA*4X48L24A*+WALLCON | *96CTN1002122A* | 32400 | 17.5 | 8.5 | 32600 | 24800 | 76.07% | 2 | 12 | 11.7 |  |  |  |  | R-410A | 2.7 | Residential & Commercial | USHP | Ducted CEE Tier 1
206772409 | Central HP <5.4 tons | COMFORTMAKER | HRCU-A-CB (Split System: Heat Pump with Remote Outdoor Unit-Air-Source) | CVH837GKA2* |  |  | EN(A,D)4X48L24**+WALLCON | *97CMN1202422A* | 32400 | 17.5 | 8.1 | 33000 | 24800 | 75.15% | 1.96 | 12 | 11.5 |  |  |  |  | R-410A | 2.7 | Residential & Commercial | USHP | Ducted CEE Tier 1
214239039 | Central HP <5.4 tons | DAY & NIGHT | HRCU-A-CB (Split System: Heat Pump with Remote Outdoor Unit-Air-Source) | CVH837GKA2* |  |  | END4X42L17**+WALLCON | *96CTN0801714B* | 32000 | 16.5 | 8.1 | 33000 | 24800 | 75.15% | 1.9 | 0 | 11 |  |  |  |  | R-410A | 2.6667 | Residential & Commercial | USHP | Ducted CEE Tier 1
214239089 | Central HP <5.4 tons | DAY & NIGHT | HRCU-A-CB (Split System: Heat Pump with Remote Outdoor Unit-Air-Source) | CVH837GKA2* |  |  | EN(A,D,W)4X42L21**+WALLCON | *80CTL1102120B* | 31800 | 17 | 8.1 | 33000 | 24400 | 73.94% | 1.88 | 0 | 11 |  |  |  |  | R-410A | 2.65 | Residential & Commercial | USHP | Ducted CEE Tier 1
214239289 | Central HP <5.4 tons | DAY & NIGHT | HRCU-A-CB (Split System: Heat Pump with Remote Outdoor Unit-Air-Source) | CVH837GKA2* |  |  | EN(A,D)4X48L24**+WALLCON | *80CTL0902120B* | 32400 | 17 | 8.1 | 32600 | 24600 | 75.46% | 1.96 | 0 | 11.7 |  |  |  |  | R-410A | 2.7 | Residential & Commercial | USHP | Ducted CEE Tier 1
215936510 | Central HP <5.4 tons | DAY & NIGHT | HRCU-A-CB (Split System: Heat Pump with Remote Outdoor Unit-Air-Source) | C5H3V36*K*AAA* |  |  | EVD5X49M24A*+WALLCON | *97CMN0802120B* | 35400 | 21.5 | 8.5 | 38000 | 28400 | 74.74% | 2.04 | 0 | 12 |  |  |  |  | R-454B | 2.95 | Residential & Commercial | USHP | Ducted CEE Tier 1
215935590 | Central HP <5.4 tons | DAY & NIGHT | HRCU-A-CB (Split System: Heat Pump with Remote Outdoor Unit-Air-Source) | C5H3V36*K*AAA* |  |  | EVD5X36M21A*+WALLCON | *80CSU0401712A* | 34400 | 21 | 8.5 | 38500 | 28400 | 73.77% | 2.04 | 0 | 11.7 |  |  |  |  | R-454B | 2.8667 | Residential & Commercial | USHP | Ducted CEE Tier 1
214242421 | Central HP <5.4 tons | DAY & NIGHT | HRCU-A-CB (Split System: Heat Pump with Remote Outdoor Unit-Air-Source) | CVH825GKA2* |  |  | EN(A,D)4X24L17**+WALLCON | *80CTL0451712B* | 23200 | 15.5 | 8.1 | 22200 | 17000 | 76.58% | 1.92 | 0 | 10.5 |  |  |  |  | R-410A | 1.9333 | Residential & Commercial | USHP | Ducted CEE Tier 1
214242621 | Central HP <5.4 tons | DAY & NIGHT | HRCU-A-CB (Split System: Heat Pump with Remote Outdoor Unit-Air-Source) | CVH825GKA2* |  |  | EN(A,D)4X30L17**+WALLCON | *96CTN0601714B* | 23400 | 16 | 8.1 | 21600 | 16800 | 77.78% | 1.9 | 0 | 10.5 |  |  |  |  | R-410A | 1.95 | Residential & Commercial | USHP | Ducted CEE Tier 1
214242721 | Central HP <5.4 tons | DAY & NIGHT | HRCU-A-CB (Split System: Heat Pump with Remote Outdoor Unit-Air-Source) | CVH825GKA2* |  |  | EN(A,D,W)4X36L17**+WALLCON | *96CTN0601714B* | 23400 | 16 | 8.1 | 21600 | 16800 | 77.78% | 1.9 | 0 | 10.5 |  |  |  |  | R-410A | 1.95 | Residential & Commercial | USHP | Ducted CEE Tier 1
214242991 | Central HP <5.4 tons | DAY & NIGHT | HRCU-A-CB (Split System: Heat Pump with Remote Outdoor Unit-Air-Source) | CVH825GKA2* |  |  | EN(A,D,W)4X42L21**+WALLCON | *80CTL0902120B* | 23800 | 16.5 | 8.1 | 21400 | 16700 | 78.04% | 1.96 | 0 | 11 |  |  |  |  | R-410A | 1.9833 | Residential & Commercial | USHP | Ducted CEE Tier 1
213778785 | Central HP <5.4 tons | CARRIER | HRCU-A-CB (Split System: Heat Pump with Remote Outdoor Unit-Air-Source) | 25VNA837A*030* |  |  | CAP**3617AL*+UI | 59MN7C080C17**14 | 31400 | 16.5 | 8.1 | 33200 | 24400 | 73.49% | 1.82 | 0 | 10.5 |  |  |  |  | R-410A | 2.6167 | Residential & Commercial | USHP | Ducted CEE Tier 1
215488144 | Central HP <5.4 tons | GOODMAN | HRCU-A-CB (Split System: Heat Pump with Remote Outdoor Unit-Air-Source) | GZV6SA1810A* |  |  | CA*EA2418*3A* | G*VC960603BNB* | 17000 | 19 | 8.8 | 16800 | 13000 | 77.38% | 2.1 | 0 | 12 |  |  |  |  | R-32 | 1.4167 | Residential & Commercial | USHP | Ducted CEE Tier 1
211243872 | Central HP <5.4 tons | TEMPSTAR | HRCU-A-CB (Split System: Heat Pump with Remote Outdoor Unit-Air-Source) | DLCURAH24ABK |  |  | EN(A,D)4X24L17** | *96VSN0401410A* | 23400 | 15.5 | 8.5 | 26600 | 24000 | 90.23% | 1.96 | 0 | 10 |  |  |  |  | R-410A | 1.95 | Residential & Commercial | USHP | Ducted CEE Tier 1
211244531 | Central HP <5.4 tons | TEMPSTAR | HRCU-A-CB (Split System: Heat Pump with Remote Outdoor Unit-Air-Source) | DLCURAH24ABK |  |  | EN(A,D)4X30L17** | *80VSL0701716A* | 23800 | 16.5 | 8.1 | 26000 | 23200 | 89.23% | 1.92 | 0 | 10.5 |  |  |  |  | R-410A | 1.9833 | Residential & Commercial | USHP | Ducted CEE Tier 1
206765604 | Central HP <5.4 tons | COMFORTMAKER | HRCU-A-CB (Split System: Heat Pump with Remote Outdoor Unit-Air-Source) | CVH825GKA3* |  |  | EA*4X30L17A*+WALLCON | *96CTN0801714A* | 23400 | 16.5 | 8.1 | 21600 | 16800 | 77.78% | 1.9 | 11 | 10.5 |  |  |  |  | R-410A | 1.95 | Residential & Commercial | USHP | Ducted CEE Tier 1
206767091 | Central HP <5.4 tons | COMFORTMAKER | HRCU-A-CB (Split System: Heat Pump with Remote Outdoor Unit-Air-Source) | CVH825GKA3* |  |  | EA*4X25L17A*+WALLCON | *80CSU0401712A* | 24400 | 17 | 8.1 | 21200 | 16600 | 78.3% | 2.02 | 11.5 | 11 |  |  |  |  | R-410A | 2.0333 | Residential & Commercial | USHP | Ducted CEE Tier 1
206767190 | Central HP <5.4 tons | COMFORTMAKER | HRCU-A-CB (Split System: Heat Pump with Remote Outdoor Unit-Air-Source) | CVH825GKA3* |  |  | EA*4X37L17A*+WALLCON | *80CSU0601716A* | 24200 | 16.5 | 8.1 | 21400 | 16700 | 78.04% | 1.98 | 11.5 | 10.5 |  |  |  |  | R-410A | 2.0167 | Residential & Commercial | USHP | Ducted CEE Tier 1
214239849 | Central HP <5.4 tons | DAY & NIGHT | HRCU-A-CB (Split System: Heat Pump with Remote Outdoor Unit-Air-Source) | CVH837GKA** |  |  | EN(A,D,W)4X48L21**+WALLCON | *80CTL0451712B* | 32200 | 16.5 | 8.1 | 33200 | 25000 | 75.3% | 1.9 | 0 | 11 |  |  |  |  | R-410A | 2.6833 | Residential & Commercial | USHP | Ducted CEE Tier 1
206767510 | Central HP <5.4 tons | COMFORTMAKER | HRCU-A-CB (Split System: Heat Pump with Remote Outdoor Unit-Air-Source) | CVH825GKA3* |  |  | EA*4X36L21A*+WALLCON | *95CSU0802120A* | 23600 | 16.5 | 8.1 | 21400 | 16600 | 77.57% | 1.94 | 11 | 11 |  |  |  |  | R-410A | 1.9667 | Residential & Commercial | USHP | Ducted CEE Tier 1
213249256 | Central HP <5.4 tons | TEMPSTAR | HRCU-A-CB (Split System: Heat Pump with Remote Outdoor Unit-Air-Source) | DLCURAH18ABK |  |  | FEVA0024**+NAVA43601CK | 0 | 18100 | 16.5 | 8.5 | 18300 | 17900 | 97.81% | 2.16 | 0 | 11 |  |  |  |  | R-410A | 1.5083 | Residential & Commercial | USHP | Ducted CEE Tier 1
212981760 | Central HP <5.4 tons | CARRIER | HRCU-A-CB (Split System: Heat Pump with Remote Outdoor Unit-Air-Source) | 38MURAQ24AB3* |  |  | CAP**3721AL* | 58SU*B040M17**12 | 24400 | 17 | 8.5 | 25200 | 21400 | 84.92% | 1.8 | 0 | 10 |  |  |  |  | R-410A | 2.0333 | Residential & Commercial | USHP | Ducted CEE Tier 1
214239889 | Central HP <5.4 tons | DAY & NIGHT | HRCU-A-CB (Split System: Heat Pump with Remote Outdoor Unit-Air-Source) | CVH837GKA** |  |  | EN(A,D,W)4X48L21**+WALLCON | *80CTL1102120B* | 32400 | 17 | 8.1 | 32600 | 24600 | 75.46% | 1.96 | 0 | 11.5 |  |  |  |  | R-410A | 2.7 | Residential & Commercial | USHP | Ducted CEE Tier 1
206135999 | Central HP <5.4 tons | COMFORTMAKER | HRCU-A-CB (Split System: Heat Pump with Remote Outdoor Unit-Air-Source) | CVH837GKA** |  |  | EHD4X42AAL+WALLCON | *80CSU1002120A* | 32400 | 16 | 8.1 | 33200 | 24800 | 74.7% | 1.94 | 11.5 | 11 |  |  |  |  | R-410A | 2.7 | Residential & Commercial | USHP | Ducted CEE Tier 1
206771482 | Central HP <5.4 tons | COMFORTMAKER | HRCU-A-CB (Split System: Heat Pump with Remote Outdoor Unit-Air-Source) | CVH837GKA2* |  |  | EA*4X42L21A*+WALLCON | *96CTN1002122A* | 31800 | 17 | 8.1 | 33000 | 24400 | 73.94% | 1.9 | 11 | 11.5 |  |  |  |  | R-410A | 2.65 | Residential & Commercial | USHP | Ducted CEE Tier 1
214242808 | Central HP <5.4 tons | AIRQUEST | HRCU-A-CB (Split System: Heat Pump with Remote Outdoor Unit-Air-Source) | HVH825GKA2* |  |  | EN(A,D)4X36L21**+WALLCON | *97CMN0801714B* | 23400 | 16.5 | 8.1 | 21600 | 16700 | 77.31% | 1.92 | 0 | 10.5 |  |  |  |  | R-410A | 1.95 | Residential & Commercial | USHP | Ducted CEE Tier 1
216736794 | Central HP <5.4 tons | AIRQUEST | HRCU-A-CB (Split System: Heat Pump with Remote Outdoor Unit-Air-Source) | D5CUHAH24AAK |  |  | ESH5X24M12A* | *96CTN0801714B* | 22200 | 15.2 | 8.1 | 21000 | 19000 | 90.48% | 1.85 | 0 | 10.5 |  |  |  |  | R-454B | 1.85 | Residential & Commercial | USHP | Ducted CEE Tier 1
216737630 | Central HP <5.4 tons | AIRQUEST | HRCU-A-CB (Split System: Heat Pump with Remote Outdoor Unit-Air-Source) | D5CUHAH24AAK |  |  | ESH5X30M12A* | *96VSN0401712B* | 22400 | 15.2 | 8.1 | 21200 | 19000 | 89.62% | 1.85 | 0 | 10 |  |  |  |  | R-454B | 1.8667 | Residential & Commercial | USHP | Ducted CEE Tier 1
213079385 | Central HP <5.4 tons | CARRIER | HRCU-A-CB (Split System: Heat Pump with Remote Outdoor Unit-Air-Source) | 38MURAQ36AB3* |  |  | CAP**3621AL* | 59SC2E060M17**14 | 35000 | 16 | 8.1 | 38500 | 35200 | 91.43% | 1.82 | 0 | 9.5 |  |  |  |  | R-410A | 2.9167 | Residential & Commercial | USHP
214239949 | Central HP <5.4 tons | DAY & NIGHT | HRCU-A-CB (Split System: Heat Pump with Remote Outdoor Unit-Air-Source) | CVH837GKA** |  |  | EN(A,D,W)4X48L21**+WALLCON | *96CTN0801714B* | 32200 | 17 | 8.1 | 32800 | 24800 | 75.61% | 1.94 | 0 | 11.5 |  |  |  |  | R-410A | 2.6833 | Residential & Commercial | USHP | Ducted CEE Tier 1
206771716 | Central HP <5.4 tons | COMFORTMAKER | HRCU-A-CB (Split System: Heat Pump with Remote Outdoor Unit-Air-Source) | CVH837GKA2* |  |  | EA*4X43L21A*+WALLCON | *96CTN1002122A* | 33000 | 17.5 | 8.5 | 33000 | 25200 | 76.36% | 2 | 12 | 11.7 |  |  |  |  | R-410A | 2.75 | Residential & Commercial | USHP | Ducted CEE Tier 1
206771932 | Central HP <5.4 tons | COMFORTMAKER | HRCU-A-CB (Split System: Heat Pump with Remote Outdoor Unit-Air-Source) | CVH837GKA2* |  |  | EA*4X48L24A*+WALLCON | *97CMN1002122A* | 32400 | 17.5 | 8.5 | 32600 | 24800 | 76.07% | 2 | 12 | 11.7 |  |  |  |  | R-410A | 2.7 | Residential & Commercial | USHP | Ducted CEE Tier 1
206772373 | Central HP <5.4 tons | COMFORTMAKER | HRCU-A-CB (Split System: Heat Pump with Remote Outdoor Unit-Air-Source) | CVH837GKA2* |  |  | EN(A,D)4X48L24**+WALLCON | *80CTL1352422A* | 32400 | 17.5 | 8.1 | 32800 | 24800 | 75.61% | 1.98 | 12 | 11.7 |  |  |  |  | R-410A | 2.7 | Residential & Commercial | USHP | Ducted CEE Tier 1
206772400 | Central HP <5.4 tons | COMFORTMAKER | HRCU-A-CB (Split System: Heat Pump with Remote Outdoor Unit-Air-Source) | CVH837GKA2* |  |  | EN(A,D)4X48L24**+WALLCON | *97CMN1002122A* | 32400 | 17.5 | 8.1 | 33000 | 24800 | 75.15% | 1.96 | 12 | 11.7 |  |  |  |  | R-410A | 2.7 | Residential & Commercial | USHP | Ducted CEE Tier 1
206135657 | Central HP <5.4 tons | COMFORTMAKER | HRCU-A-CB (Split System: Heat Pump with Remote Outdoor Unit-Air-Source) | CVH837GKA** |  |  | EA*4X37L21A*+WALLCON | *80CSU0401712A* | 32800 | 17.5 | 8.5 | 33000 | 25200 | 76.36% | 1.98 | 12 | 11 |  |  |  |  | R-410A | 2.7333 | Residential & Commercial | USHP | Ducted CEE Tier 1
213774555 | Central HP <5.4 tons | CARRIER | HRCU-A-CB (Split System: Heat Pump with Remote Outdoor Unit-Air-Source) | 25VNA825A*032* |  |  | CSPH*4812AL*+UI | 58TN*B045C17**12 | 24200 | 16 | 8.1 | 21400 | 16700 | 78.04% | 2 | 0 | 10.5 |  |  |  |  | R-410A | 2.0167 | Residential & Commercial | USHP | Ducted CEE Tier 1
212982660 | Central HP <5.4 tons | CARRIER | HRCU-A-CB (Split System: Heat Pump with Remote Outdoor Unit-Air-Source) | 38MURAQ30AB3* |  |  | CAP**4321AL* | 58SU*B080M21**20 | 30600 | 15.5 | 8.5 | 33400 | 26200 | 78.44% | 1.88 | 0 | 9 |  |  |  |  | R-410A | 2.55 | Residential & Commercial | USHP
214238879 | Central HP <5.4 tons | DAY & NIGHT | HRCU-A-CB (Split System: Heat Pump with Remote Outdoor Unit-Air-Source) | CVH837GKA2* |  |  | EN(A,D)4X36L21**+WALLCON | *80CTL1102120B* | 31400 | 16.5 | 8.1 | 33000 | 24000 | 72.73% | 1.82 | 0 | 11 |  |  |  |  | R-410A | 2.6167 | Residential & Commercial | USHP | Ducted CEE Tier 1
206773603 | Central HP <5.4 tons | COMFORTMAKER | HRCU-A-CB (Split System: Heat Pump with Remote Outdoor Unit-Air-Source) | CVH837GKA2* |  |  | EN(A,D,W)4X48L21**+WALLCON | *95CSU0802120A* | 32400 | 17.5 | 8.1 | 32800 | 24800 | 75.61% | 1.96 | 12 | 11.7 |  |  |  |  | R-410A | 2.7 | Residential & Commercial | USHP | Ducted CEE Tier 1
211397868 | Central HP <5.4 tons | JOHNSON CONTROLS | HRCU-A-CB (Split System: Heat Pump with Remote Outdoor Unit-Air-Source) | HMH72B341 |  |  | XAFC48FBCN1 | TPLC080C16MP13 | 34000 | 16.5 | 8.5 | 33200 | 24400 | 73.49% | 2.1 | 0 | 9 |  |  |  |  | R-410A | 2.8333 | Residential & Commercial | USHP
211396123 | Central HP <5.4 tons | JOHNSON CONTROLS | HRCU-A-CB (Split System: Heat Pump with Remote Outdoor Unit-Air-Source) | HMH72B341 |  |  | XAFD48FXXN1+TXV | TM9E080C16MP12 | 34000 | 17 | 8.1 | 33400 | 24600 | 73.65% | 2.08 | 0 | 9 |  |  |  |  | R-410A | 2.8333 | Residential & Commercial | USHP
206771491 | Central HP <5.4 tons | COMFORTMAKER | HRCU-A-CB (Split System: Heat Pump with Remote Outdoor Unit-Air-Source) | CVH837GKA2* |  |  | EA*4X42L21A*+WALLCON | *80CTL0901716A* | 31800 | 17.5 | 8.5 | 33000 | 24400 | 73.94% | 1.9 | 12 | 11.7 |  |  |  |  | R-410A | 2.65 | Residential & Commercial | USHP | Ducted CEE Tier 1
206772995 | Central HP <5.4 tons | COMFORTMAKER | HRCU-A-CB (Split System: Heat Pump with Remote Outdoor Unit-Air-Source) | CVH837GKA2* |  |  | EHD4X48AAL+WALLCON | *80CTL0701412A* | 32600 | 17 | 8.1 | 33200 | 25000 | 75.3% | 1.96 | 11.5 | 11 |  |  |  |  | R-410A | 2.7167 | Residential & Commercial | USHP | Ducted CEE Tier 1
206773184 | Central HP <5.4 tons | COMFORTMAKER | HRCU-A-CB (Split System: Heat Pump with Remote Outdoor Unit-Air-Source) | CVH837GKA2* |  |  | EA*4X48L24A*+WALLCON | *80CSU1002120A* | 32200 | 17 | 8.1 | 32600 | 25000 | 76.69% | 1.96 | 12 | 11 |  |  |  |  | R-410A | 2.6833 | Residential & Commercial | USHP | Ducted CEE Tier 1
206773504 | Central HP <5.4 tons | COMFORTMAKER | HRCU-A-CB (Split System: Heat Pump with Remote Outdoor Unit-Air-Source) | CVH837GKA2* |  |  | EA*4X48L21A*+WALLCON | *95CSU0802120A* | 32400 | 17.5 | 8.5 | 32600 | 25000 | 76.69% | 1.98 | 12 | 11.5 |  |  |  |  | R-410A | 2.7 | Residential & Commercial | USHP | Ducted CEE Tier 1
213080177 | Central HP <5.4 tons | DAY & NIGHT | HRCU-A-CB (Split System: Heat Pump with Remote Outdoor Unit-Air-Source) | DLCURAH36ABK |  |  | EA*4X42L24A* | *96MSN0802120A* | 35600 | 16 | 8.1 | 38500 | 35200 | 91.43% | 1.9 | 0 | 10 |  |  |  |  | R-410A | 2.9667 | Residential & Commercial | USHP | Ducted CEE Tier 1
206772427 | Central HP <5.4 tons | COMFORTMAKER | HRCU-A-CB (Split System: Heat Pump with Remote Outdoor Unit-Air-Source) | CVH837GKA2* |  |  | EN(A,D)4X48L24**+WALLCON | *96CTN1002122A* | 32400 | 17.5 | 8.1 | 33000 | 24800 | 75.15% | 1.96 | 12 | 11.7 |  |  |  |  | R-410A | 2.7 | Residential & Commercial | USHP | Ducted CEE Tier 1
206767519 | Central HP <5.4 tons | COMFORTMAKER | HRCU-A-CB (Split System: Heat Pump with Remote Outdoor Unit-Air-Source) | CVH825GKA3* |  |  | EA*4X36L21A*+WALLCON | *95CSU1002122A* | 23600 | 16.5 | 8.1 | 21400 | 16600 | 77.57% | 1.94 | 11.5 | 10.5 |  |  |  |  | R-410A | 1.9667 | Residential & Commercial | USHP | Ducted CEE Tier 1
206767537 | Central HP <5.4 tons | COMFORTMAKER | HRCU-A-CB (Split System: Heat Pump with Remote Outdoor Unit-Air-Source) | CVH825GKA3* |  |  | EA*4X37L21A*+WALLCON | *95CSU0601716A* | 24400 | 16.5 | 8.1 | 21400 | 16700 | 78.04% | 2.02 | 11.5 | 10.5 |  |  |  |  | R-410A | 2.0333 | Residential & Commercial | USHP | Ducted CEE Tier 1
206135737 | Central HP <5.4 tons | COMFORTMAKER | HRCU-A-CB (Split System: Heat Pump with Remote Outdoor Unit-Air-Source) | CVH837GKA** |  |  | EA*4X43L21A*+WALLCON | *80CSU0601716A* | 32800 | 17 | 8.5 | 33000 | 25200 | 76.36% | 1.96 | 12 | 11 |  |  |  |  | R-410A | 2.7333 | Residential & Commercial | USHP | Ducted CEE Tier 1
206135757 | Central HP <5.4 tons | COMFORTMAKER | HRCU-A-CB (Split System: Heat Pump with Remote Outdoor Unit-Air-Source) | CVH837GKA** |  |  | EA*4X43L21A*+WALLCON | *80CSU1002120A* | 32800 | 17 | 8.5 | 33000 | 25200 | 76.36% | 1.98 | 12 | 11 |  |  |  |  | R-410A | 2.7333 | Residential & Commercial | USHP | Ducted CEE Tier 1
214241751 | Central HP <5.4 tons | DAY & NIGHT | HRCU-A-CB (Split System: Heat Pump with Remote Outdoor Unit-Air-Source) | CVH825GKA3* |  |  | EN(A,D)4X30L17**+WALLCON | *96CTN0601714B* | 23400 | 16 | 8.1 | 21600 | 16800 | 77.78% | 1.9 | 0 | 10.5 |  |  |  |  | R-410A | 1.95 | Residential & Commercial | USHP | Ducted CEE Tier 1
214242071 | Central HP <5.4 tons | DAY & NIGHT | HRCU-A-CB (Split System: Heat Pump with Remote Outdoor Unit-Air-Source) | CVH825GKA3* |  |  | END4X42L17**+WALLCON | *96CTN0601714B* | 23800 | 16.5 | 8.1 | 21400 | 16700 | 78.04% | 1.96 | 0 | 11 |  |  |  |  | R-410A | 1.9833 | Residential & Commercial | USHP | Ducted CEE Tier 1
206772986 | Central HP <5.4 tons | COMFORTMAKER | HRCU-A-CB (Split System: Heat Pump with Remote Outdoor Unit-Air-Source) | CVH837GKA2* |  |  | EHD4X48AAL+WALLCON | *96CTN1002122A* | 32600 | 17 | 8.1 | 33000 | 24800 | 75.15% | 1.98 | 12 | 11 |  |  |  |  | R-410A | 2.7167 | Residential & Commercial | USHP | Ducted CEE Tier 1
216735572 | Central HP <5.4 tons | BRYANT HEATING AND COOLING SYSTEMS | HRCU-A-CB (Split System: Heat Pump with Remote Outdoor Unit-Air-Source) | 37MUHAQ24AA3 |  |  | CAA**3721AM* | 83*SB60080M21*** | 22800 | 16.5 | 8.5 | 20400 | 18300 | 89.71% | 1.98 | 0 | 11 |  |  |  |  | R-454B | 1.9 | Residential & Commercial | USHP | Ducted CEE Tier 1
216735913 | Central HP <5.4 tons | BRYANT HEATING AND COOLING SYSTEMS | HRCU-A-CB (Split System: Heat Pump with Remote Outdoor Unit-Air-Source) | 37MUHAQ24AA3 |  |  | CAA**3721AM* | 935SB48060M17*** | 23000 | 16.5 | 8.5 | 20600 | 18400 | 89.32% | 1.96 | 0 | 11 |  |  |  |  | R-454B | 1.9167 | Residential & Commercial | USHP | Ducted CEE Tier 1
206772959 | Central HP <5.4 tons | COMFORTMAKER | HRCU-A-CB (Split System: Heat Pump with Remote Outdoor Unit-Air-Source) | CVH837GKA2* |  |  | EHD4X48AAL+WALLCON | *97CMN1002122A* | 32600 | 17 | 8.1 | 33000 | 24800 | 75.15% | 1.98 | 12 | 11 |  |  |  |  | R-410A | 2.7167 | Residential & Commercial | USHP | Ducted CEE Tier 1
206773049 | Central HP <5.4 tons | COMFORTMAKER | HRCU-A-CB (Split System: Heat Pump with Remote Outdoor Unit-Air-Source) | CVH837GKA2* |  |  | EA*4X37L21A*+WALLCON | *80CSU0601716A* | 32800 | 17 | 8.5 | 33000 | 25200 | 76.36% | 1.96 | 12 | 11 |  |  |  |  | R-410A | 2.7333 | Residential & Commercial | USHP | Ducted CEE Tier 1
206773148 | Central HP <5.4 tons | COMFORTMAKER | HRCU-A-CB (Split System: Heat Pump with Remote Outdoor Unit-Air-Source) | CVH837GKA2* |  |  | EA*4X48L21A*+WALLCON | *80CSU0601716A* | 32200 | 17 | 8.1 | 32600 | 25000 | 76.69% | 1.96 | 12 | 11 |  |  |  |  | R-410A | 2.6833 | Residential & Commercial | USHP | Ducted CEE Tier 1
216737863 | Central HP <5.4 tons | AIRQUEST | HRCU-A-CB (Split System: Heat Pump with Remote Outdoor Unit-Air-Source) | D5CUHAH24AAK |  |  | ESH5X30M12A* | *96VTN1002120B* | 22800 | 16 | 8.5 | 21200 | 19000 | 89.62% | 1.96 | 0 | 11 |  |  |  |  | R-454B | 1.9 | Residential & Commercial | USHP | Ducted CEE Tier 1
216737915 | Central HP <5.4 tons | AIRQUEST | HRCU-A-CB (Split System: Heat Pump with Remote Outdoor Unit-Air-Source) | D5CUHAH24AAK |  |  | ESH5X30M12A* | *97VTN0802120A* | 22600 | 15.5 | 8.1 | 21000 | 18900 | 90% | 1.85 | 0 | 10.5 |  |  |  |  | R-454B | 1.8833 | Residential & Commercial | USHP | Ducted CEE Tier 1
213080189 | Central HP <5.4 tons | DAY & NIGHT | HRCU-A-CB (Split System: Heat Pump with Remote Outdoor Unit-Air-Source) | DLCURAH36ABK |  |  | EA*4X43L21A* | *96MSN0802120A* | 36400 | 16 | 8.5 | 38000 | 34800 | 91.58% | 2.06 | 0 | 10 |  |  |  |  | R-410A | 3.0333 | Residential & Commercial | USHP | Ducted CEE Tier 1
213080389 | Central HP <5.4 tons | DAY & NIGHT | HRCU-A-CB (Split System: Heat Pump with Remote Outdoor Unit-Air-Source) | DLCURAH36ABK |  |  | EA*4X37L21A* | *96MSN1002122A* | 36800 | 16 | 8.5 | 38500 | 34800 | 90.39% | 2.1 | 0 | 10 |  |  |  |  | R-410A | 3.0667 | Residential & Commercial | USHP | Ducted CEE Tier 1
213080407 | Central HP <5.4 tons | DAY & NIGHT | HRCU-A-CB (Split System: Heat Pump with Remote Outdoor Unit-Air-Source) | DLCURAH36ABK |  |  | EA*4X42L24A* | *96MSN1002122A* | 35400 | 16 | 8.5 | 38500 | 35000 | 90.91% | 1.88 | 0 | 10 |  |  |  |  | R-410A | 2.95 | Residential & Commercial | USHP | Ducted CEE Tier 1
213080443 | Central HP <5.4 tons | DAY & NIGHT | HRCU-A-CB (Split System: Heat Pump with Remote Outdoor Unit-Air-Source) | DLCURAH36ABK |  |  | EN(A,D,W)4X48L21** | *96MSN1002122A* | 36000 | 16.5 | 8.1 | 38500 | 34800 | 90.39% | 2.02 | 0 | 10 |  |  |  |  | R-410A | 3 | Residential & Commercial | USHP | Ducted CEE Tier 1
216736422 | Central HP <5.4 tons | BRYANT HEATING AND COOLING SYSTEMS | HRCU-A-CB (Split System: Heat Pump with Remote Outdoor Unit-Air-Source) | 37MUHAQ24AA3 |  |  | CSAH*2412AM* | 82*TB36070V14*** | 22200 | 15.5 | 8.1 | 21000 | 18900 | 90% | 1.85 | 0 | 10.5 |  |  |  |  | R-454B | 1.85 | Residential & Commercial | USHP | Ducted CEE Tier 1
216736901 | Central HP <5.4 tons | BRYANT HEATING AND COOLING SYSTEMS | HRCU-A-CB (Split System: Heat Pump with Remote Outdoor Unit-Air-Source) | 37MUHAQ24AA3 |  |  | CSAH*2412AM* | 927TA48060V17*** | 22400 | 15.2 | 8.1 | 21200 | 19100 | 90.09% | 1.85 | 0 | 10.5 |  |  |  |  | R-454B | 1.8667 | Residential & Commercial | USHP | Ducted CEE Tier 1
211712916 | Central HP <5.4 tons | TEMPSTAR | HRCU-A-CB (Split System: Heat Pump with Remote Outdoor Unit-Air-Source) | DLCURAH30ABK |  |  | EA*4X42L24A* | *92ESN1002120A* | 30600 | 15.2 | 8.1 | 34200 | 27000 | 78.95% | 1.82 | 0 | 9 |  |  |  |  | R-410A | 2.55 | Residential & Commercial | USHP
206772873 | Central HP <5.4 tons | TEMPSTAR | HRCU-A-CB (Split System: Heat Pump with Remote Outdoor Unit-Air-Source) | TVH837GKA2* |  |  | EHD4X48AAL+WALLCON | *80CTL0701716A* | 32600 | 17 | 8.1 | 33200 | 25000 | 75.3% | 1.96 | 11.5 | 11 |  |  |  |  | R-410A | 2.7167 | Residential & Commercial | USHP | Ducted CEE Tier 1
206772990 | Central HP <5.4 tons | TEMPSTAR | HRCU-A-CB (Split System: Heat Pump with Remote Outdoor Unit-Air-Source) | TVH837GKA2* |  |  | EHD4X48AAL+WALLCON | *96CTN1002122A* | 32600 | 17 | 8.1 | 33000 | 24800 | 75.15% | 1.98 | 12 | 11 |  |  |  |  | R-410A | 2.7167 | Residential & Commercial | USHP | Ducted CEE Tier 1
206773391 | Central HP <5.4 tons | TEMPSTAR | HRCU-A-CB (Split System: Heat Pump with Remote Outdoor Unit-Air-Source) | TVH837GKA2* |  |  | EHD4X48AAL+WALLCON | *80CSU1002120A* | 32600 | 16.5 | 8.1 | 33000 | 25000 | 75.76% | 1.96 | 11.5 | 11 |  |  |  |  | R-410A | 2.7167 | Residential & Commercial | USHP | Ducted CEE Tier 1
212980156 | Central HP <5.4 tons | CARRIER | HRCU-A-CB (Split System: Heat Pump with Remote Outdoor Unit-Air-Source) | 38MURAQ36AB3* |  |  | CAP**4821AL* | 58S(B,C)*B090M21**16 | 35600 | 16.5 | 8.5 | 37800 | 34600 | 91.53% | 2.02 | 0 | 10 |  |  |  |  | R-410A | 2.9667 | Residential & Commercial | USHP | Ducted CEE Tier 1
216733144 | Central HP <5.4 tons | BRYANT HEATING AND COOLING SYSTEMS | HRCU-A-CB (Split System: Heat Pump with Remote Outdoor Unit-Air-Source) | 37MUHAQ24AA3 |  |  | CAA**2517AM* | 83*CA48060C17*** | 23600 | 17 | 8.5 | 21200 | 18700 | 88.21% | 1.96 | 0 | 11 |  |  |  |  | R-454B | 1.9667 | Residential & Commercial | USHP | Ducted CEE Tier 1
206773655 | Central HP <5.4 tons | COMFORTMAKER | HRCU-A-CB (Split System: Heat Pump with Remote Outdoor Unit-Air-Source) | CVH837GKA2* |  |  | EHD4X42AAL+WALLCON | *95CSU0802120A* | 32600 | 17 | 8.1 | 33000 | 24800 | 75.15% | 1.96 | 11.5 | 11 |  |  |  |  | R-410A | 2.7167 | Residential & Commercial | USHP | Ducted CEE Tier 1
213080321 | Central HP <5.4 tons | DAY & NIGHT | HRCU-A-CB (Split System: Heat Pump with Remote Outdoor Unit-Air-Source) | DLCURAH36ABK |  |  | EA*4X43L21A* | *96MSN1002120A* | 36600 | 16 | 8.5 | 38500 | 34800 | 90.39% | 2.1 | 0 | 10 |  |  |  |  | R-410A | 3.05 | Residential & Commercial | USHP | Ducted CEE Tier 1
213080369 | Central HP <5.4 tons | DAY & NIGHT | HRCU-A-CB (Split System: Heat Pump with Remote Outdoor Unit-Air-Source) | DLCURAH36ABK |  |  | EN(A,D)4X48L24** | *96MSN1002120A* | 36000 | 16.5 | 8.1 | 38500 | 34800 | 90.39% | 2.02 | 0 | 10 |  |  |  |  | R-410A | 3 | Residential & Commercial | USHP | Ducted CEE Tier 1
213080830 | Central HP <5.4 tons | DAY & NIGHT | HRCU-A-CB (Split System: Heat Pump with Remote Outdoor Unit-Air-Source) | DLCURAH36ABK |  |  | EA*4X43L21A* | *95MSU0802120A* | 36600 | 16 | 8.5 | 38500 | 35000 | 90.91% | 2.08 | 0 | 10 |  |  |  |  | R-410A | 3.05 | Residential & Commercial | USHP | Ducted CEE Tier 1
211396589 | Central HP <5.4 tons | JOHNSON CONTROLS | HRCU-A-CB (Split System: Heat Pump with Remote Outdoor Unit-Air-Source) | HMH72B341 |  |  | XAFD48FXXN1+TXV | TM8Y120C20MP11 | 34000 | 16.5 | 8.5 | 34000 | 24200 | 71.18% | 2.1 | 0 | 9.5 |  |  |  |  | R-410A | 2.8333 | Residential & Commercial | USHP
211396698 | Central HP <5.4 tons | JOHNSON CONTROLS | HRCU-A-CB (Split System: Heat Pump with Remote Outdoor Unit-Air-Source) | HMH72B341 |  |  | XAFC48FBCN1 | TM8Y100C20MP11 | 34000 | 16.5 | 8.5 | 33000 | 24200 | 73.33% | 2.1 | 0 | 9.5 |  |  |  |  | R-410A | 2.8333 | Residential & Commercial | USHP
211396825 | Central HP <5.4 tons | JOHNSON CONTROLS | HRCU-A-CB (Split System: Heat Pump with Remote Outdoor Unit-Air-Source) | HMH72B341 |  |  | XAHC48FBCN1 | TM8Y080C16MP11 | 33600 | 17 | 8.1 | 32600 | 24000 | 73.62% | 2.04 | 0 | 9 |  |  |  |  | R-410A | 2.8 | Residential & Commercial | USHP
211394967 | Central HP <5.4 tons | JOHNSON CONTROLS | HRCU-A-CB (Split System: Heat Pump with Remote Outdoor Unit-Air-Source) | HMH72B341 |  |  | XAFC48FBCN1 | TP9C100C16MP13 | 33800 | 16.5 | 8.5 | 32400 | 23800 | 73.46% | 2.08 | 0 | 9.5 |  |  |  |  | R-410A | 2.8167 | Residential & Commercial | USHP
211395621 | Central HP <5.4 tons | JOHNSON CONTROLS | HRCU-A-CB (Split System: Heat Pump with Remote Outdoor Unit-Air-Source) | HMH72B341 |  |  | XAFC48FBCN1 | TM9V080B12MP12 | 33400 | 16.5 | 8.5 | 32600 | 24000 | 73.62% | 2.06 | 0 | 9 |  |  |  |  | R-410A | 2.7833 | Residential & Commercial | USHP
215679342 | Central HP <5.4 tons | TEMPSTAR | HRCU-A-CB (Split System: Heat Pump with Remote Outdoor Unit-Air-Source) | T5H0V36*K*AAA* |  |  | EA*5X37M21A*+WALLCON | *97CTN1002122A* | 34600 | 18 | 9 | 35200 | 25000 | 71.02% | 1.9 | 0 | 10 |  |  |  |  | R-454B | 2.8833 | Residential & Commercial | USHP | Ducted CEE Tier 1
211262772 | Central HP <5.4 tons | COMFORTMAKER | HRCU-A-CB (Split System: Heat Pump with Remote Outdoor Unit-Air-Source) | DLCURAH18ABK |  |  | EN(A,D)4X24L14** | *80ES(N,L)0701412A* | 17500 | 16 | 8.5 | 18400 | 18800 | 102.2% | 2.26 | 0 | 11 |  |  |  |  | R-410A | 1.4583 | Residential & Commercial | USHP | Ducted CEE Tier 1
211263013 | Central HP <5.4 tons | COMFORTMAKER | HRCU-A-CB (Split System: Heat Pump with Remote Outdoor Unit-Air-Source) | DLCURAH18ABK |  |  | EN(A,D)4X24L17** | *95ESU0601716A* | 18500 | 15.5 | 8.5 | 19500 | 18400 | 94.36% | 2.24 | 0 | 11 |  |  |  |  | R-410A | 1.5417 | Residential & Commercial | USHP | Ducted CEE Tier 1
211263056 | Central HP <5.4 tons | COMFORTMAKER | HRCU-A-CB (Split System: Heat Pump with Remote Outdoor Unit-Air-Source) | DLCURAH18ABK |  |  | EN(A,D)4X24L17** | *80VTL0451412A* | 17600 | 16 | 8.5 | 18500 | 18800 | 101.6% | 2.26 | 0 | 11 |  |  |  |  | R-410A | 1.4667 | Residential & Commercial | USHP | Ducted CEE Tier 1
211263324 | Central HP <5.4 tons | COMFORTMAKER | HRCU-A-CB (Split System: Heat Pump with Remote Outdoor Unit-Air-Source) | DLCURAH18ABK |  |  | EN(A,D)4X24L17** | *80ES(N,L)0451712A* | 18400 | 15.5 | 8.5 | 19400 | 18500 | 95.36% | 2.24 | 0 | 11 |  |  |  |  | R-410A | 1.5333 | Residential & Commercial | USHP | Ducted CEE Tier 1
212383076 | Central HP <5.4 tons | DAY & NIGHT | HRCU-A-CB (Split System: Heat Pump with Remote Outdoor Unit-Air-Source) | DLCURAH36ABK |  |  | EA*4X36L17A* | *80ESU0601716A | 35600 | 15.5 | 8.1 | 39500 | 35200 | 89.11% | 1.84 | 0 | 9.5 |  |  |  |  | R-410A | 2.9667 | Residential & Commercial | USHP
212383451 | Central HP <5.4 tons | DAY & NIGHT | HRCU-A-CB (Split System: Heat Pump with Remote Outdoor Unit-Air-Source) | DLCURAH36ABK |  |  | EA*4X42L21A* | OLV112A16A | 35400 | 15.2 | 8.1 | 39500 | 35200 | 89.11% | 1.88 | 0 | 9.5 |  |  |  |  | R-410A | 2.95 | Residential & Commercial | USHP
216733645 | Central HP <5.4 tons | BRYANT HEATING AND COOLING SYSTEMS | HRCU-A-CB (Split System: Heat Pump with Remote Outdoor Unit-Air-Source) | 37MUHAQ24AA3 |  |  | CAA**2517AM* | OVMAAB042112 | 23400 | 16 | 8.5 | 21200 | 18800 | 88.68% | 1.96 | 0 | 11 |  |  |  |  | R-454B | 1.95 | Residential & Commercial | USHP | Ducted CEE Tier 1
216733728 | Central HP <5.4 tons | BRYANT HEATING AND COOLING SYSTEMS | HRCU-A-CB (Split System: Heat Pump with Remote Outdoor Unit-Air-Source) | 37MUHAQ24AA3 |  |  | CAA**3014AM* | 912SE36060M14*** | 22400 | 15.5 | 8.1 | 21000 | 18900 | 90% | 1.9 | 0 | 10.5 |  |  |  |  | R-454B | 1.8667 | Residential & Commercial | USHP | Ducted CEE Tier 1
216734064 | Central HP <5.4 tons | BRYANT HEATING AND COOLING SYSTEMS | HRCU-A-CB (Split System: Heat Pump with Remote Outdoor Unit-Air-Source) | 37MUHAQ24AA3 |  |  | CAA**3017AM* | 912SE42060M17*** | 22200 | 16 | 8.1 | 20800 | 18800 | 90.38% | 1.85 | 0 | 10.5 |  |  |  |  | R-454B | 1.85 | Residential & Commercial | USHP | Ducted CEE Tier 1
216733694 | Central HP <5.4 tons | BRYANT HEATING AND COOLING SYSTEMS | HRCU-A-CB (Split System: Heat Pump with Remote Outdoor Unit-Air-Source) | 37MUHAQ24AA3 |  |  | CAA**3014AM* | 88*TB36070C14*** | 22000 | 16.5 | 8.1 | 20800 | 18700 | 89.9% | 1.85 | 0 | 10.5 |  |  |  |  | R-454B | 1.8333 | Residential & Commercial | USHP | Ducted CEE Tier 1
216733962 | Central HP <5.4 tons | BRYANT HEATING AND COOLING SYSTEMS | HRCU-A-CB (Split System: Heat Pump with Remote Outdoor Unit-Air-Source) | 37MUHAQ24AA3 |  |  | CAA**3017AM* | 88*TB48070C17*** | 22400 | 16.5 | 8.5 | 21000 | 18800 | 89.52% | 1.96 | 0 | 10.5 |  |  |  |  | R-454B | 1.8667 | Residential & Commercial | USHP | Ducted CEE Tier 1
213080554 | Central HP <5.4 tons | DAY & NIGHT | HRCU-A-CB (Split System: Heat Pump with Remote Outdoor Unit-Air-Source) | DLCURAH36ABK |  |  | EA*4X42L21A* | *95MSU0401712A* | 35200 | 15.2 | 8.1 | 39000 | 35200 | 90.26% | 1.88 | 0 | 9.5 |  |  |  |  | R-410A | 2.9333 | Residential & Commercial | USHP
213080770 | Central HP <5.4 tons | DAY & NIGHT | HRCU-A-CB (Split System: Heat Pump with Remote Outdoor Unit-Air-Source) | DLCURAH36ABK |  |  | EN(A,D,W)4X48L21** | *95MSU0601716A* | 35600 | 16 | 8.1 | 38500 | 35000 | 90.91% | 1.98 | 0 | 10 |  |  |  |  | R-410A | 2.9667 | Residential & Commercial | USHP | Ducted CEE Tier 1
210692736 | Central HP <5.4 tons | GOODMAN | HRCU-A-CB (Split System: Heat Pump with Remote Outdoor Unit-Air-Source) | GSZV903610A* |  |  | CHPF3642C6C*+TXV | G*VC801005C*A* | 33400 | 18 | 8.2 | 34000 | 24400 | 71.76% | 1.8 | 0 | 11 |  |  |  |  | R-410A | 2.7833 | Residential & Commercial | USHP | Ducted CEE Tier 1
210692754 | Central HP <5.4 tons | GOODMAN | HRCU-A-CB (Split System: Heat Pump with Remote Outdoor Unit-Air-Source) | GSZV903610A* |  |  | CHPF3743C6B*+TXV | G*VC800805C*A* | 33400 | 18 | 8.2 | 34000 | 24400 | 71.76% | 1.8 | 0 | 11 |  |  |  |  | R-410A | 2.7833 | Residential & Commercial | USHP | Ducted CEE Tier 1
210692761 | Central HP <5.4 tons | GOODMAN | HRCU-A-CB (Split System: Heat Pump with Remote Outdoor Unit-Air-Source) | GSZV903610A* |  |  | CHPF3743C6B*+TXV | G*VS960805CUA* | 33400 | 18 | 8.2 | 34000 | 24400 | 71.76% | 1.8 | 0 | 11 |  |  |  |  | R-410A | 2.7833 | Residential & Commercial | USHP | Ducted CEE Tier 1
210692775 | Central HP <5.4 tons | GOODMAN | HRCU-A-CB (Split System: Heat Pump with Remote Outdoor Unit-Air-Source) | GSZV903610A* |  |  | CSCF3642N6D*+TXV | G*VC960403BNB* | 33800 | 18.5 | 8.2 | 34000 | 24400 | 71.76% | 1.8 | 0 | 11.5 |  |  |  |  | R-410A | 2.8167 | Residential & Commercial | USHP | Ducted CEE Tier 1
214239009 | Central HP <5.4 tons | DAY & NIGHT | HRCU-A-CB (Split System: Heat Pump with Remote Outdoor Unit-Air-Source) | CVH837GKA2* |  |  | END4X42L17**+WALLCON | *97CMN0601714B* | 31800 | 16.5 | 8.1 | 33200 | 25000 | 75.3% | 1.88 | 0 | 11 |  |  |  |  | R-410A | 2.65 | Residential & Commercial | USHP | Ducted CEE Tier 1
214242851 | Central HP <5.4 tons | DAY & NIGHT | HRCU-A-CB (Split System: Heat Pump with Remote Outdoor Unit-Air-Source) | CVH825GKA2* |  |  | EN(A,D)4X36L21**+WALLCON | *96CTN1002122B* | 23600 | 16.5 | 8.1 | 21400 | 16700 | 78.04% | 1.92 | 0 | 11 |  |  |  |  | R-410A | 1.9667 | Residential & Commercial | USHP | Ducted CEE Tier 1
210692712 | Central HP <5.4 tons | GOODMAN | HRCU-A-CB (Split System: Heat Pump with Remote Outdoor Unit-Air-Source) | GSZV903610A* |  |  | CA*F3743*6D*+TXV | G*VC800804C*A* | 33600 | 19 | 8.2 | 34000 | 24400 | 71.76% | 1.8 | 0 | 12 |  |  |  |  | R-410A | 2.8 | Residential & Commercial | USHP | Ducted CEE Tier 1
210692737 | Central HP <5.4 tons | GOODMAN | HRCU-A-CB (Split System: Heat Pump with Remote Outdoor Unit-Air-Source) | GSZV903610A* |  |  | CHPF3642C6C*+TXV | G*VC960403BNB* | 33400 | 18 | 8.2 | 34000 | 24400 | 71.76% | 1.8 | 0 | 11 |  |  |  |  | R-410A | 2.7833 | Residential & Commercial | USHP | Ducted CEE Tier 1
214239129 | Central HP <5.4 tons | DAY & NIGHT | HRCU-A-CB (Split System: Heat Pump with Remote Outdoor Unit-Air-Source) | CVH837GKA2* |  |  | EN(A,D,W)4X42L21**+WALLCON | *97CMN1002122B* | 31800 | 16.5 | 8.1 | 33000 | 24400 | 73.94% | 1.88 | 0 | 11 |  |  |  |  | R-410A | 2.65 | Residential & Commercial | USHP | Ducted CEE Tier 1
216736861 | Central HP <5.4 tons | BRYANT HEATING AND COOLING SYSTEMS | HRCU-A-CB (Split System: Heat Pump with Remote Outdoor Unit-Air-Source) | 37MUHAQ24AA3 |  |  | CSAH*2412AM* | 926TC60080V21*** | 22200 | 15.2 | 8.1 | 21000 | 19000 | 90.48% | 1.9 | 0 | 10.5 |  |  |  |  | R-454B | 1.85 | Residential & Commercial | USHP | Ducted CEE Tier 1
210692708 | Central HP <5.4 tons | GOODMAN | HRCU-A-CB (Split System: Heat Pump with Remote Outdoor Unit-Air-Source) | GSZV903610A* |  |  | CA*F3137*6A*+TXV | G*VM970803BNB* | 33600 | 18.5 | 8.2 | 34000 | 24400 | 71.76% | 1.8 | 0 | 11.5 |  |  |  |  | R-410A | 2.8 | Residential & Commercial | USHP | Ducted CEE Tier 1
210692721 | Central HP <5.4 tons | GOODMAN | HRCU-A-CB (Split System: Heat Pump with Remote Outdoor Unit-Air-Source) | GSZV903610A* |  |  | CA*F3743*6D*+TXV | G*VS960805CUA* | 33600 | 18.5 | 8.2 | 34000 | 24400 | 71.76% | 1.8 | 0 | 12 |  |  |  |  | R-410A | 2.8 | Residential & Commercial | USHP | Ducted CEE Tier 1
210692723 | Central HP <5.4 tons | GOODMAN | HRCU-A-CB (Split System: Heat Pump with Remote Outdoor Unit-Air-Source) | GSZV903610A* |  |  | CA*F3743*6D*+TXV | G*VC961205DNB* | 33600 | 19 | 8.2 | 34000 | 24400 | 71.76% | 1.8 | 0 | 12 |  |  |  |  | R-410A | 2.8 | Residential & Commercial | USHP | Ducted CEE Tier 1
215941205 | Central HP <5.4 tons | BRYANT HEATING AND COOLING SYSTEMS | HRCU-A-CB (Split System: Heat Pump with Remote Outdoor Unit-Air-Source) | 293VAN048**AA* |  |  | CSAH*6012AM*+UI | 986TD60080C21*** | 45000 | 20 | 9 | 48500 | 36600 | 75.46% | 1.82 | 0 | 11 |  |  |  |  | R-454B | 3.75 | Residential & Commercial | USHP | Ducted CEE Tier 1
213080794 | Central HP <5.4 tons | DAY & NIGHT | HRCU-A-CB (Split System: Heat Pump with Remote Outdoor Unit-Air-Source) | DLCURAH36ABK |  |  | EA*4X37L21A* | *95MSU0802120A* | 36600 | 16 | 8.5 | 38500 | 35000 | 90.91% | 2.06 | 0 | 10 |  |  |  |  | R-410A | 3.05 | Residential & Commercial | USHP | Ducted CEE Tier 1
206771167 | Central HP <5.4 tons | COMFORTMAKER | HRCU-A-CB (Split System: Heat Pump with Remote Outdoor Unit-Air-Source) | CVH837GKA2* |  |  | EA*4X36L21A*+WALLCON | *97CMN0602120A* | 31400 | 17 | 8.1 | 33600 | 24600 | 73.21% | 1.84 | 11 | 11 |  |  |  |  | R-410A | 2.6167 | Residential & Commercial | USHP | Ducted CEE Tier 1
216676997 | Central HP <5.4 tons | COMFORTMAKER | HRCU-A-CB (Split System: Heat Pump with Remote Outdoor Unit-Air-Source) | D5CURAH24AAK |  |  | ESH5X36M12A* | *92MSN0802120A* | 24600 | 15.2 | 8.5 | 23800 | 19300 | 81.09% | 1.92 | 0 | 10 |  |  |  |  | R-454B | 2.05 | Residential & Commercial | USHP | Ducted CEE Tier 1
206771068 | Central HP <5.4 tons | COMFORTMAKER | HRCU-A-CB (Split System: Heat Pump with Remote Outdoor Unit-Air-Source) | CVH837GKA2* |  |  | EA*4X36L21A*+WALLCON | *80CTL0902120A* | 31600 | 17 | 8.1 | 33200 | 24200 | 72.89% | 1.86 | 11 | 11 |  |  |  |  | R-410A | 2.6333 | Residential & Commercial | USHP | Ducted CEE Tier 1
206771149 | Central HP <5.4 tons | COMFORTMAKER | HRCU-A-CB (Split System: Heat Pump with Remote Outdoor Unit-Air-Source) | CVH837GKA2* |  |  | EA*4X36L21A*+WALLCON | *80CTL0901716A* | 31600 | 17.5 | 8.1 | 33000 | 24200 | 73.33% | 1.86 | 11.5 | 11.5 |  |  |  |  | R-410A | 2.6333 | Residential & Commercial | USHP | Ducted CEE Tier 1
206773139 | Central HP <5.4 tons | COMFORTMAKER | HRCU-A-CB (Split System: Heat Pump with Remote Outdoor Unit-Air-Source) | CVH837GKA2* |  |  | EA*4X48L21A*+WALLCON | *80CSU0401712A* | 32400 | 17.5 | 8.1 | 32600 | 25000 | 76.69% | 1.96 | 12 | 11 |  |  |  |  | R-410A | 2.7 | Residential & Commercial | USHP | Ducted CEE Tier 1
215938315 | Central HP <5.4 tons | BRYANT HEATING AND COOLING SYSTEMS | HRCU-A-CB (Split System: Heat Pump with Remote Outdoor Unit-Air-Source) | 293VAN048**AA* |  |  | CVAVA6024XMA*+UI | 88*TB66135C24*** | 45500 | 21 | 8.1 | 52500 | 38000 | 72.38% | 1.95 | 0 | 11.5 |  |  |  |  | R-454B | 3.7917 | Residential & Commercial | USHP | Ducted CEE Tier 1
216736903 | Central HP <5.4 tons | HEIL | HRCU-A-CB (Split System: Heat Pump with Remote Outdoor Unit-Air-Source) | D5CUHAH24AAK |  |  | ESH5X24M12A* | *97VTN0601716A* | 22400 | 15.2 | 8.1 | 21200 | 19100 | 90.09% | 1.85 | 0 | 10.5 |  |  |  |  | R-454B | 1.8667 | Residential & Commercial | USHP | Ducted CEE Tier 1
216735733 | Central HP <5.4 tons | HEIL | HRCU-A-CB (Split System: Heat Pump with Remote Outdoor Unit-Air-Source) | D5CUHAH24AAK |  |  | EA*5X37M21A* | *97CMN0802120B* | 23400 | 16 | 8.5 | 20800 | 18600 | 89.42% | 1.98 | 0 | 11 |  |  |  |  | R-454B | 1.95 | Residential & Commercial | USHP | Ducted CEE Tier 1
213770841 | Central HP <5.4 tons | DAY & NIGHT | HRCU-A-CB (Split System: Heat Pump with Remote Outdoor Unit-Air-Source) | CVH825GKA2* |  |  | EA*4X36L17A*+WALLCON | *80CTL0901716B* | 23600 | 16.5 | 8.1 | 21400 | 16700 | 78.04% | 1.94 | 0 | 11 |  |  |  |  | R-410A | 1.9667 | Residential & Commercial | USHP | Ducted CEE Tier 1
213770891 | Central HP <5.4 tons | DAY & NIGHT | HRCU-A-CB (Split System: Heat Pump with Remote Outdoor Unit-Air-Source) | CVH825GKA2* |  |  | EA*4X36L17A*+WALLCON | *96CTN0601714B* | 23400 | 16 | 8.1 | 21600 | 16700 | 77.31% | 1.92 | 0 | 10.5 |  |  |  |  | R-410A | 1.95 | Residential & Commercial | USHP | Ducted CEE Tier 1
215865031 | Central HP <5.4 tons | TRANE | HRCU-A-CB (Split System: Heat Pump with Remote Outdoor Unit-Air-Source) | 5TWV8X60A1 |  |  | 5PX*DD10AS3 | S8V2C100M5PCB | 53000 | 18.1 | 8.5 | 55500 | 39500 | 71.17% | 1.9 | 0 | 10 |  |  |  |  | R-454B | 4.4167 | Residential & Commercial | USHP | Ducted CEE Tier 1
214243021 | Central HP <5.4 tons | DAY & NIGHT | HRCU-A-CB (Split System: Heat Pump with Remote Outdoor Unit-Air-Source) | CVH825GKA2* |  |  | EN(A,D,W)4X42L21**+WALLCON | *97CMN0601714B* | 23600 | 16 | 8.1 | 21600 | 16700 | 77.31% | 1.94 | 0 | 11 |  |  |  |  | R-410A | 1.9667 | Residential & Commercial | USHP | Ducted CEE Tier 1
214242821 | Central HP <5.4 tons | DAY & NIGHT | HRCU-A-CB (Split System: Heat Pump with Remote Outdoor Unit-Air-Source) | CVH825GKA2* |  |  | EN(A,D)4X36L21**+WALLCON | *97CMN1002122B* | 23600 | 16.5 | 8.1 | 21400 | 16700 | 78.04% | 1.92 | 0 | 11 |  |  |  |  | R-410A | 1.9667 | Residential & Commercial | USHP | Ducted CEE Tier 1
214569323 | Central HP <5.4 tons | BRYANT HEATING AND COOLING SYSTEMS | HRCU-A-CB (Split System: Heat Pump with Remote Outdoor Unit-Air-Source) | 284ANV024*0**B* |  |  | CAP**3621AL*+UI | 987MC60060C21*** | 23200 | 20 | 10.5 | 26600 | 19900 | 74.81% | 2.42 | 0 | 12.5 |  |  |  |  | R-410A | 1.9333 | Residential & Commercial | USHP | Ducted CEE Tier 1
214569373 | Central HP <5.4 tons | BRYANT HEATING AND COOLING SYSTEMS | HRCU-A-CB (Split System: Heat Pump with Remote Outdoor Unit-Air-Source) | 284ANV024*0**B* |  |  | CSPH*4212AL*+UI | 88*TB60070C21*** | 23800 | 19.5 | 10.5 | 26400 | 19700 | 74.62% | 2.52 | 0 | 13 |  |  |  |  | R-410A | 1.9833 | Residential & Commercial | USHP | Ducted CEE Tier 1
206773673 | Central HP <5.4 tons | COMFORTMAKER | HRCU-A-CB (Split System: Heat Pump with Remote Outdoor Unit-Air-Source) | CVH837GKA2* |  |  | EHD4X48AAL+WALLCON | *95CSU0802120A* | 32600 | 17 | 8.1 | 33000 | 24800 | 75.15% | 1.98 | 11.5 | 11 |  |  |  |  | R-410A | 2.7167 | Residential & Commercial | USHP | Ducted CEE Tier 1
214569405 | Central HP <5.4 tons | BRYANT HEATING AND COOLING SYSTEMS | HRCU-A-CB (Split System: Heat Pump with Remote Outdoor Unit-Air-Source) | 284ANV048*0**B* |  |  | CAP**4821AL*+UI | 987MC60080C21*** | 43500 | 20.5 | 9.5 | 46500 | 36600 | 78.71% | 2.26 | 0 | 11 |  |  |  |  | R-410A | 3.625 | Residential & Commercial | USHP | Ducted CEE Tier 1
214569421 | Central HP <5.4 tons | BRYANT HEATING AND COOLING SYSTEMS | HRCU-A-CB (Split System: Heat Pump with Remote Outdoor Unit-Air-Source) | 284ANV048*0**B* |  |  | CAP**6024AL*+UI | 88*TB60070C21*** | 44500 | 21 | 10 | 46000 | 36400 | 79.13% | 2.32 | 0 | 11.5 |  |  |  |  | R-410A | 3.7083 | Residential & Commercial | USHP | Ducted CEE Tier 1
214569437 | Central HP <5.4 tons | BRYANT HEATING AND COOLING SYSTEMS | HRCU-A-CB (Split System: Heat Pump with Remote Outdoor Unit-Air-Source) | 284ANV048*0**B* |  |  | CAP**6121AL*+UI | 935CB66100C21*** | 45500 | 21.5 | 10 | 46000 | 36200 | 78.7% | 2.38 | 0 | 12 |  |  |  |  | R-410A | 3.7917 | Residential & Commercial | USHP | Ducted CEE Tier 1
213077035 | Central HP <5.4 tons | CARRIER | HRCU-A-CB (Split System: Heat Pump with Remote Outdoor Unit-Air-Source) | 38MURAQ36AB3* |  |  | CAP**3621AL* | 59SP6B080V21**20 | 34800 | 16 | 8.1 | 38500 | 35200 | 91.43% | 1.82 | 0 | 9.5 |  |  |  |  | R-410A | 2.9 | Residential & Commercial | USHP
213077085 | Central HP <5.4 tons | CARRIER | HRCU-A-CB (Split System: Heat Pump with Remote Outdoor Unit-Air-Source) | 38MURAQ36AB3* |  |  | CAP**4821AL* | 59SP6B080V21**20 | 36200 | 16 | 8.5 | 38000 | 34800 | 91.58% | 2.04 | 0 | 10 |  |  |  |  | R-410A | 3.0167 | Residential & Commercial | USHP | Ducted CEE Tier 1
216767081 | Central HP <5.4 tons | TRANE | HRCU-A-CB (Split System: Heat Pump with Remote Outdoor Unit-Air-Source) | 5TWX7036A1 |  |  | 5TXCC009AS3 | S9V2C080U5VSB | 34200 | 17.1 | 9 | 32200 | 24000 | 74.53% | 2.22 | 0 | 12 |  |  |  |  | R-454B | 2.85 | Residential & Commercial | USHP | Ducted CEE Tier 1
216767106 | Central HP <5.4 tons | TRANE | HRCU-A-CB (Split System: Heat Pump with Remote Outdoor Unit-Air-Source) | 5TWX7048A1 |  |  | 5PX*C009AS3 | S8V2C080M5PCB | 43500 | 15.5 | 8.7 | 44000 | 32200 | 73.18% | 2.19 | 0 | 12 |  |  |  |  | R-454B | 3.625 | Residential & Commercial | USHP | Ducted CEE Tier 1
210692729 | Central HP <5.4 tons | GOODMAN | HRCU-A-CB (Split System: Heat Pump with Remote Outdoor Unit-Air-Source) | GSZV903610A* |  |  | CHPF3642C6C*+MBVC1201**-1A*+TXV | 0 | 33400 | 18 | 8.2 | 34000 | 24400 | 71.76% | 1.8 | 0 | 11 |  |  |  |  | R-410A | 2.7833 | Residential & Commercial | USHP | Ducted CEE Tier 1
210692713 | Central HP <5.4 tons | GOODMAN | HRCU-A-CB (Split System: Heat Pump with Remote Outdoor Unit-Air-Source) | GSZV903610A* |  |  | CA*F3743*6D*+TXV | G*VS800805CUA* | 33600 | 19 | 8.2 | 34000 | 24400 | 71.76% | 1.8 | 0 | 12 |  |  |  |  | R-410A | 2.8 | Residential & Commercial | USHP | Ducted CEE Tier 1
210692732 | Central HP <5.4 tons | GOODMAN | HRCU-A-CB (Split System: Heat Pump with Remote Outdoor Unit-Air-Source) | GSZV903610A* |  |  | CHPF3642C6C*+TXV | G*VC800604B*A* | 33400 | 18 | 8.2 | 34000 | 24400 | 71.76% | 1.8 | 0 | 11 |  |  |  |  | R-410A | 2.7833 | Residential & Commercial | USHP | Ducted CEE Tier 1
213080207 | Central HP <5.4 tons | CARRIER | HRCU-A-CB (Split System: Heat Pump with Remote Outdoor Unit-Air-Source) | 38MURAQ36AB3* |  |  | CAP**4824AL* | 59SC6A080M21**20 | 36000 | 16 | 8.5 | 38000 | 34800 | 91.58% | 2.04 | 0 | 10 |  |  |  |  | R-410A | 3 | Residential & Commercial | USHP | Ducted CEE Tier 1
213080291 | Central HP <5.4 tons | CARRIER | HRCU-A-CB (Split System: Heat Pump with Remote Outdoor Unit-Air-Source) | 38MURAQ36AB3* |  |  | CAP**4221AL* | 59SC6A100M21**20 | 35400 | 16 | 8.1 | 38500 | 35000 | 90.91% | 1.88 | 0 | 10 |  |  |  |  | R-410A | 2.95 | Residential & Commercial | USHP | Ducted CEE Tier 1
213080524 | Central HP <5.4 tons | CARRIER | HRCU-A-CB (Split System: Heat Pump with Remote Outdoor Unit-Air-Source) | 38MURAQ36AB3* |  |  | CAP**3717AL* | 59SU5B040M17**12 | 35600 | 15.2 | 8.1 | 38500 | 35200 | 91.43% | 1.98 | 0 | 9.5 |  |  |  |  | R-410A | 2.9667 | Residential & Commercial | USHP
213080860 | Central HP <5.4 tons | CARRIER | HRCU-A-CB (Split System: Heat Pump with Remote Outdoor Unit-Air-Source) | 38MURAQ36AB3* |  |  | CNPV*4821AL* | 59SU5B080M21**20 | 35800 | 16.5 | 8.1 | 38500 | 35000 | 90.91% | 2 | 0 | 10 |  |  |  |  | R-410A | 2.9833 | Residential & Commercial | USHP | Ducted CEE Tier 1
210692749 | Central HP <5.4 tons | GOODMAN | HRCU-A-CB (Split System: Heat Pump with Remote Outdoor Unit-Air-Source) | GSZV903610A* |  |  | CHPF3743C6B*+MBVC1601**-1A*+TXV | 0 | 33400 | 18 | 8.2 | 34000 | 24400 | 71.76% | 1.8 | 0 | 11 |  |  |  |  | R-410A | 2.7833 | Residential & Commercial | USHP | Ducted CEE Tier 1
210692764 | Central HP <5.4 tons | GOODMAN | HRCU-A-CB (Split System: Heat Pump with Remote Outdoor Unit-Air-Source) | GSZV903610A* |  |  | CHPF3743C6B*+TXV | G*VM970803BNB* | 33400 | 18 | 8.2 | 34000 | 24400 | 71.76% | 1.8 | 0 | 11 |  |  |  |  | R-410A | 2.7833 | Residential & Commercial | USHP | Ducted CEE Tier 1
210692781 | Central HP <5.4 tons | GOODMAN | HRCU-A-CB (Split System: Heat Pump with Remote Outdoor Unit-Air-Source) | GSZV903610A* |  |  | CSCF3642N6D*+TXV | G*VC961005CNB* | 33800 | 18.5 | 8.2 | 34000 | 24400 | 71.76% | 1.8 | 0 | 11.5 |  |  |  |  | R-410A | 2.8167 | Residential & Commercial | USHP | Ducted CEE Tier 1
216374592 | Central HP <5.4 tons | FRASER-JOHNSTON | HRCU-A-CB (Split System: Heat Pump with Remote Outdoor Unit-Air-Source) | HH836E2S11 |  |  | CTF36C5CDS1 | Z9ET080C16SMPS1 | 33400 | 18 | 8.5 | 31000 | 23800 | 76.77% | 2 | 0 | 11 |  |  |  |  | R-454B | 2.7833 | Residential & Commercial | USHP | Ducted CEE Tier 1
214398644 | Central HP <5.4 tons | FRASER-JOHNSTON | HRCU-A-CB (Split System: Heat Pump with Remote Outdoor Unit-Air-Source) | HH860E2S11 |  |  | CTF60C5CGS1 | TM8V080C16MP12 | 43500 | 18 | 9 | 44000 | 33400 | 75.91% | 2 | 0 | 11.7 |  |  |  |  | R-454B | 3.625 | Residential & Commercial | USHP | Ducted CEE Tier 1
214398678 | Central HP <5.4 tons | FRASER-JOHNSTON | HRCU-A-CB (Split System: Heat Pump with Remote Outdoor Unit-Air-Source) | HH860E2S11 |  |  | CTM60C5CGS1 | TM9E100C20MP12 | 44500 | 17 | 9 | 45000 | 33800 | 75.11% | 2 | 0 | 11.7 |  |  |  |  | R-454B | 3.7083 | Residential & Commercial | USHP | Ducted CEE Tier 1
215677782 | Central HP <5.4 tons | TEMPSTAR | HRCU-A-CB (Split System: Heat Pump with Remote Outdoor Unit-Air-Source) | T5H0V60*K*AAA* |  |  | EA*5X60M24A*+WALLCON | *80CTL0902120B* | 55000 | 18.5 | 9 | 59000 | 41500 | 70.34% | 2.04 | 0 | 9 |  |  |  |  | R-454B | 4.5833 | Residential & Commercial | USHP
215677832 | Central HP <5.4 tons | TEMPSTAR | HRCU-A-CB (Split System: Heat Pump with Remote Outdoor Unit-Air-Source) | T5H0V60*K*AAA* |  |  | EA*5X60M24A*+WALLCON | *97CMN0602120B* | 54000 | 17.5 | 8.5 | 60500 | 42500 | 70.25% | 1.86 | 0 | 8 |  |  |  |  | R-454B | 4.5 | Residential & Commercial | USHP
213080878 | Central HP <5.4 tons | DAY & NIGHT | HRCU-A-CB (Split System: Heat Pump with Remote Outdoor Unit-Air-Source) | DLCURAH36ABK |  |  | EN(A,D)4X48L24** | *95MSU0802120A* | 35800 | 16.5 | 8.1 | 38500 | 35000 | 90.91% | 2 | 0 | 10 |  |  |  |  | R-410A | 2.9833 | Residential & Commercial | USHP | Ducted CEE Tier 1
212972638 | Central HP <5.4 tons | CARRIER | HRCU-A-CB (Split System: Heat Pump with Remote Outdoor Unit-Air-Source) | 38MURAQ30AB3* |  |  | CAP**4224AL* | 58TP*B135V24**22 | 29800 | 15.2 | 8.1 | 34200 | 27600 | 80.7% | 1.78 | 0 | 9 |  |  |  |  | R-410A | 2.4833 | Residential & Commercial | USHP
211244199 | Central HP <5.4 tons | TEMPSTAR | HRCU-A-CB (Split System: Heat Pump with Remote Outdoor Unit-Air-Source) | DLCURAH24ABK |  |  | EN(A,D)4X24L17** | *95ESN0801716A* | 24200 | 15.2 | 8.5 | 27400 | 22600 | 82.48% | 1.84 | 0 | 10 |  |  |  |  | R-410A | 2.0167 | Residential & Commercial | USHP | Ducted CEE Tier 1
214239659 | Central HP <5.4 tons | DAY & NIGHT | HRCU-A-CB (Split System: Heat Pump with Remote Outdoor Unit-Air-Source) | CVH837GKA** |  |  | END4X42L17**+WALLCON | *80CTL0701716B* | 32000 | 16.5 | 8.1 | 33000 | 24800 | 75.15% | 1.9 | 0 | 11 |  |  |  |  | R-410A | 2.6667 | Residential & Commercial | USHP | Ducted CEE Tier 1
216733460 | Central HP <5.4 tons | HEIL | HRCU-A-CB (Split System: Heat Pump with Remote Outdoor Unit-Air-Source) | D5CUHAH24AAK |  |  | EA*5X25M17A* | *96MSN0801716A* | 23000 | 16 | 8.5 | 20800 | 18500 | 88.94% | 1.98 | 0 | 11 |  |  |  |  | R-454B | 1.9167 | Residential & Commercial | USHP | Ducted CEE Tier 1
216734161 | Central HP <5.4 tons | HEIL | HRCU-A-CB (Split System: Heat Pump with Remote Outdoor Unit-Air-Source) | D5CUHAH24AAK |  |  | EA*5X30M17A* | *96VSN0601412B* | 22200 | 16 | 8.1 | 20800 | 18800 | 90.38% | 1.85 | 0 | 10.5 |  |  |  |  | R-454B | 1.85 | Residential & Commercial | USHP | Ducted CEE Tier 1
216734280 | Central HP <5.4 tons | HEIL | HRCU-A-CB (Split System: Heat Pump with Remote Outdoor Unit-Air-Source) | D5CUHAH24AAK |  |  | EA*5X30M17A* | *96VTN0801716B* | 22000 | 16 | 8.1 | 20800 | 18800 | 90.38% | 1.85 | 0 | 10.5 |  |  |  |  | R-454B | 1.8333 | Residential & Commercial | USHP | Ducted CEE Tier 1
216767117 | Central HP <5.4 tons | TRANE | HRCU-A-CB (Split System: Heat Pump with Remote Outdoor Unit-Air-Source) | 5TWX7048A1 |  |  | 5PX*CD09AS3 | S9X1C100D5PSB | 43500 | 15.2 | 8.5 | 44000 | 32400 | 73.64% | 2.13 | 0 | 11.7 |  |  |  |  | R-454B | 3.625 | Residential & Commercial | USHP | Ducted CEE Tier 1
216767183 | Central HP <5.4 tons | TRANE | HRCU-A-CB (Split System: Heat Pump with Remote Outdoor Unit-Air-Source) | 5TWX7048A1 |  |  | 5TXCD008AS3 | S9V2C080U5VSB | 43000 | 15.5 | 8.7 | 44500 | 32600 | 73.26% | 2.2 | 0 | 12 |  |  |  |  | R-454B | 3.5833 | Residential & Commercial | USHP | Ducted CEE Tier 1
216767192 | Central HP <5.4 tons | TRANE | HRCU-A-CB (Split System: Heat Pump with Remote Outdoor Unit-Air-Source) | 5TWX7048A1 |  |  | 5TXCD010AS3 | S9V2C100U5VSB | 43000 | 15.5 | 8.7 | 44000 | 32000 | 72.73% | 2.19 | 0 | 12 |  |  |  |  | R-454B | 3.5833 | Residential & Commercial | USHP | Ducted CEE Tier 1
215433961 | Central HP <5.4 tons | GOODMAN | HRCU-A-CB (Split System: Heat Pump with Remote Outdoor Unit-Air-Source) | GZV7SA4810A* |  |  | CHPEA4830*3A*+MBVK16CP1X00A* | 0 | 45500 | 17 | 8.5 | 46000 | 33600 | 73.04% | 2 | 0 | 10 |  |  |  |  | R-32 | 3.7917 | Residential & Commercial | USHP | Ducted CEE Tier 1
213077689 | Central HP <5.4 tons | CARRIER | HRCU-A-CB (Split System: Heat Pump with Remote Outdoor Unit-Air-Source) | 38MURAQ36AB3* |  |  | CNPV*4824AL* | GG96VTAB60100C** | 36000 | 16.5 | 8.1 | 38500 | 35000 | 90.91% | 2 | 0 | 10 |  |  |  |  | R-410A | 3 | Residential & Commercial | USHP | Ducted CEE Tier 1
215677542 | Central HP <5.4 tons | TEMPSTAR | HRCU-A-CB (Split System: Heat Pump with Remote Outdoor Unit-Air-Source) | T5H0V60*K*AAA* |  |  | EVD5X60M24A*+WALLCON | *97CMN1202422B* | 56500 | 18.5 | 9 | 63000 | 44500 | 70.63% | 2.08 | 0 | 9 |  |  |  |  | R-454B | 4.7083 | Residential & Commercial | USHP
215853375 | Central HP <5.4 tons | LUXAIRE | HRCU-A-CB (Split System: Heat Pump with Remote Outdoor Unit-Air-Source) | HH836E2S11 |  |  | CTM36C5CDS1+JMET12CS2N1 | 0 | 34000 | 19 | 9 | 31200 | 25600 | 82.05% | 2 | 0 | 11.7 |  |  |  |  | R-454B | 2.8333 | Residential & Commercial | USHP | Ducted CEE Tier 1
210692747 | Central HP <5.4 tons | GOODMAN | HRCU-A-CB (Split System: Heat Pump with Remote Outdoor Unit-Air-Source) | GSZV903610A* |  |  | CHPF3642C6C*+TXV | G*VM971005CNB* | 33400 | 18 | 8.2 | 34000 | 24400 | 71.76% | 1.8 | 0 | 11 |  |  |  |  | R-410A | 2.7833 | Residential & Commercial | USHP | Ducted CEE Tier 1
210692780 | Central HP <5.4 tons | GOODMAN | HRCU-A-CB (Split System: Heat Pump with Remote Outdoor Unit-Air-Source) | GSZV903610A* |  |  | CSCF3642N6D*+TXV | G*VS960805CUA* | 33800 | 18.5 | 8.2 | 34000 | 24400 | 71.76% | 1.8 | 0 | 11.5 |  |  |  |  | R-410A | 2.8167 | Residential & Commercial | USHP | Ducted CEE Tier 1
210692783 | Central HP <5.4 tons | GOODMAN | HRCU-A-CB (Split System: Heat Pump with Remote Outdoor Unit-Air-Source) | GSZV903610A* |  |  | CSCF3642N6D*+TXV | G*VM970603BNB* | 33800 | 18.5 | 8.2 | 34000 | 24400 | 71.76% | 1.8 | 0 | 11.5 |  |  |  |  | R-410A | 2.8167 | Residential & Commercial | USHP | Ducted CEE Tier 1
214397624 | Central HP <5.4 tons | FRASER-JOHNSTON | HRCU-A-CB (Split System: Heat Pump with Remote Outdoor Unit-Air-Source) | HH860E2S11 |  |  | CTM60C5CHS1 | TM8E120C20MP11 | 53500 | 19 | 8.5 | 54000 | 39000 | 72.22% | 2 | 0 | 11 |  |  |  |  | R-454B | 4.4583 | Residential & Commercial | USHP | Ducted CEE Tier 1
214398278 | Central HP <5.4 tons | FRASER-JOHNSTON | HRCU-A-CB (Split System: Heat Pump with Remote Outdoor Unit-Air-Source) | HH860E2S11 |  |  | CTF60C5CGS1 | TPLC120C20MP13 | 44500 | 18 | 9 | 45000 | 33800 | 75.11% | 2 | 0 | 11 |  |  |  |  | R-454B | 3.7083 | Residential & Commercial | USHP | Ducted CEE Tier 1
214398344 | Central HP <5.4 tons | FRASER-JOHNSTON | HRCU-A-CB (Split System: Heat Pump with Remote Outdoor Unit-Air-Source) | HH860E2S11 |  |  | CTF60C5CGS1 | TM8Y080C16MP11 | 44000 | 18 | 9 | 44000 | 33400 | 75.91% | 2 | 0 | 11.7 |  |  |  |  | R-454B | 3.6667 | Residential & Commercial | USHP | Ducted CEE Tier 1
214398443 | Central HP <5.4 tons | FRASER-JOHNSTON | HRCU-A-CB (Split System: Heat Pump with Remote Outdoor Unit-Air-Source) | HH860E2S11 |  |  | CTM60C5CHS1 | TM8E100C20MP11 | 53500 | 19 | 8.5 | 55000 | 39000 | 70.91% | 2 | 0 | 11 |  |  |  |  | R-454B | 4.4583 | Residential & Commercial | USHP | Ducted CEE Tier 1
213298095 | Central HP <5.4 tons | FRASER-JOHNSTON | HRCU-A-CB (Split System: Heat Pump with Remote Outdoor Unit-Air-Source) | HMH72B341 |  |  | XAUB30CXXN1+JMVT12BC2N1+TXV | 0 | 33400 | 18.5 | 8.5 | 33400 | 23400 | 70.06% | 2.06 | 0 | 10 |  |  |  |  | R-410A | 2.7833 | Residential & Commercial | USHP | Ducted CEE Tier 1
210474645 | Central HP <5.4 tons | TEMPSTAR | HRCU-A-CB (Split System: Heat Pump with Remote Outdoor Unit-Air-Source) | TVH825GKA3* |  |  | EHD4X48AAL+WALLCON | *80CTL0901716A* | 24400 | 17 | 8.1 | 21200 | 16500 | 77.83% | 2.04 | 0 | 11 |  |  |  |  | R-410A | 2.0333 | Residential & Commercial | USHP | Ducted CEE Tier 1
216737781 | Central HP <5.4 tons | AIRQUEST | HRCU-A-CB (Split System: Heat Pump with Remote Outdoor Unit-Air-Source) | D5CUHAH24AAK |  |  | ESH5X30M12A* | *96CTN1002122B* | 22800 | 15.2 | 8.1 | 21200 | 19000 | 89.62% | 1.9 | 0 | 10.5 |  |  |  |  | R-454B | 1.9 | Residential & Commercial | USHP | Ducted CEE Tier 1
214243078 | Central HP <5.4 tons | AIRQUEST | HRCU-A-CB (Split System: Heat Pump with Remote Outdoor Unit-Air-Source) | HVH825GKA2* |  |  | EN(A,D,W)4X48L21**+WALLCON | *80CTL0451712B* | 24000 | 16.5 | 8.1 | 21400 | 16700 | 78.04% | 2 | 0 | 11 |  |  |  |  | R-410A | 2 | Residential & Commercial | USHP | Ducted CEE Tier 1
215677072 | Central HP <5.4 tons | TEMPSTAR | HRCU-A-CB (Split System: Heat Pump with Remote Outdoor Unit-Air-Source) | T5H0V60*K*AAA* |  |  | EVM5X60M21A*+WALLCON | *97CMN1002122B* | 56500 | 18.5 | 9 | 64000 | 45000 | 70.31% | 2.08 | 0 | 9 |  |  |  |  | R-454B | 4.7083 | Residential & Commercial | USHP
215677342 | Central HP <5.4 tons | TEMPSTAR | HRCU-A-CB (Split System: Heat Pump with Remote Outdoor Unit-Air-Source) | T5H0V60*K*AAA* |  |  | EVD5X60M21A*+WALLCON | *80CTL0701716B* | 55000 | 18 | 9 | 59500 | 43500 | 73.11% | 2.1 | 0 | 9.5 |  |  |  |  | R-454B | 4.5833 | Residential & Commercial | USHP
210692701 | Central HP <5.4 tons | GOODMAN | HRCU-A-CB (Split System: Heat Pump with Remote Outdoor Unit-Air-Source) | GSZV903610A* |  |  | CA*F3137*6A*+TXV | G*VS800604BUA* | 33600 | 18.5 | 8.2 | 34000 | 24400 | 71.76% | 1.8 | 0 | 12 |  |  |  |  | R-410A | 2.8 | Residential & Commercial | USHP | Ducted CEE Tier 1
210692710 | Central HP <5.4 tons | GOODMAN | HRCU-A-CB (Split System: Heat Pump with Remote Outdoor Unit-Air-Source) | GSZV903610A* |  |  | CA*F3743*6D*+TXV | G*VS800604BUA* | 33600 | 18.5 | 8.2 | 34000 | 24400 | 71.76% | 1.8 | 0 | 12 |  |  |  |  | R-410A | 2.8 | Residential & Commercial | USHP | Ducted CEE Tier 1
207820992 | Central HP <5.4 tons | AMERICAN STANDARD | HRCU-A-CB (Split System: Heat Pump with Remote Outdoor Unit-Air-Source) | 4A6V0X60A1 |  |  | TEM6B0C60H51+TDR+RP | 0 | 54000 | 19 | 8.5 | 52500 | 38000 | 72.38% | 1.8 | 12.5 | 12 |  |  |  |  | R-410A | 4.5 | Residential & Commercial | USHP | Ducted CEE Tier 1
213297305 | Central HP <5.4 tons | FRASER-JOHNSTON | HRCU-A-CB (Split System: Heat Pump with Remote Outdoor Unit-Air-Source) | HMH72B341 |  |  | XAFC36DBCN1 | Z8ET100C16LMPS1 | 35000 | 18 | 8.5 | 33600 | 23600 | 70.24% | 2.08 | 0 | 10 |  |  |  |  | R-410A | 2.9167 | Residential & Commercial | USHP | Ducted CEE Tier 1
213297580 | Central HP <5.4 tons | FRASER-JOHNSTON | HRCU-A-CB (Split System: Heat Pump with Remote Outdoor Unit-Air-Source) | HMH72B341 |  |  | XAFB36DXXN1+TXV | Z8ES100B12SMPS1 | 34000 | 18 | 8.1 | 34000 | 24600 | 72.35% | 2.1 | 0 | 9.5 |  |  |  |  | R-410A | 2.8333 | Residential & Commercial | USHP
213297385 | Central HP <5.4 tons | FRASER-JOHNSTON | HRCU-A-CB (Split System: Heat Pump with Remote Outdoor Unit-Air-Source) | HMH72B341 |  |  | XAHC30CXXN1+TXV | Z8ES080C16SMPS1 | 32800 | 17.5 | 8.5 | 32000 | 22800 | 71.25% | 2.04 | 0 | 9.5 |  |  |  |  | R-410A | 2.7333 | Residential & Commercial | USHP
213297485 | Central HP <5.4 tons | FRASER-JOHNSTON | HRCU-A-CB (Split System: Heat Pump with Remote Outdoor Unit-Air-Source) | HMH72B341 |  |  | XAFC30CXXN1+TXV | Z8ET120C20LMPS1 | 33600 | 18.5 | 8.5 | 33000 | 23400 | 70.91% | 2.06 | 0 | 9.5 |  |  |  |  | R-410A | 2.8 | Residential & Commercial | USHP
213297770 | Central HP <5.4 tons | FRASER-JOHNSTON | HRCU-A-CB (Split System: Heat Pump with Remote Outdoor Unit-Air-Source) | HMH72B341 |  |  | XAFC30CXXN1+TXV | Z8ES120C16SMPS1 | 33600 | 18 | 8.5 | 33000 | 23400 | 70.91% | 2.06 | 0 | 9.5 |  |  |  |  | R-410A | 2.8 | Residential & Commercial | USHP
213297885 | Central HP <5.4 tons | FRASER-JOHNSTON | HRCU-A-CB (Split System: Heat Pump with Remote Outdoor Unit-Air-Source) | HMH72B341 |  |  | XAFB30CXXN1+TXV | Z9ES080B12SMPS1 | 32600 | 17 | 8.1 | 33000 | 23200 | 70.3% | 2.02 | 0 | 9.5 |  |  |  |  | R-410A | 2.7167 | Residential & Commercial | USHP
214398503 | Central HP <5.4 tons | FRASER-JOHNSTON | HRCU-A-CB (Split System: Heat Pump with Remote Outdoor Unit-Air-Source) | HH836E2S11 |  |  | CTF36C5CDS1 | TL8E100C20UH11 | 33800 | 17 | 8.5 | 31200 | 25400 | 81.41% | 2 | 0 | 11.7 |  |  |  |  | R-454B | 2.8167 | Residential & Commercial | USHP | Ducted CEE Tier 1
216374668 | Central HP <5.4 tons | FRASER-JOHNSTON | HRCU-A-CB (Split System: Heat Pump with Remote Outdoor Unit-Air-Source) | HH836E2S11 |  |  | CTF36B5CDS1 | Z9ET060B12SMPS1 | 33400 | 18 | 8.5 | 31600 | 24200 | 76.58% | 2 | 0 | 11 |  |  |  |  | R-454B | 2.7833 | Residential & Commercial | USHP | Ducted CEE Tier 1
214397599 | Central HP <5.4 tons | FRASER-JOHNSTON | HRCU-A-CB (Split System: Heat Pump with Remote Outdoor Unit-Air-Source) | HH860E2S11 |  |  | CTF60C5CHS1+JMVT17CC2N1 | 0 | 53500 | 19 | 9 | 53000 | 38000 | 71.7% | 2 | 0 | 12 |  |  |  |  | R-454B | 4.4583 | Residential & Commercial | USHP | Ducted CEE Tier 1
214398068 | Central HP <5.4 tons | FRASER-JOHNSTON | HRCU-A-CB (Split System: Heat Pump with Remote Outdoor Unit-Air-Source) | HH860E2S11 |  |  | CTF60D5CJS1+JMC20D2SN1 | 0 | 53000 | 19 | 9 | 54000 | 39000 | 72.22% | 2 | 0 | 11 |  |  |  |  | R-454B | 4.4167 | Residential & Commercial | USHP | Ducted CEE Tier 1
214397535 | Central HP <5.4 tons | FRASER-JOHNSTON | HRCU-A-CB (Split System: Heat Pump with Remote Outdoor Unit-Air-Source) | HH824E2S11 |  |  | CTF36B5ADS1 | TM8E080B12MP11 | 23000 | 18 | 9.5 | 23000 | 18700 | 81.3% | 2 | 0 | 12 |  |  |  |  | R-454B | 1.9167 | Residential & Commercial | USHP | Ducted CEE Tier 1
214397550 | Central HP <5.4 tons | FRASER-JOHNSTON | HRCU-A-CB (Split System: Heat Pump with Remote Outdoor Unit-Air-Source) | HH824E2S11 |  |  | CTM30B5ACS1 | TM8Y080B12MP11 | 23000 | 17 | 9.5 | 23000 | 18700 | 81.3% | 2 | 0 | 12 |  |  |  |  | R-454B | 1.9167 | Residential & Commercial | USHP | Ducted CEE Tier 1
214397666 | Central HP <5.4 tons | FRASER-JOHNSTON | HRCU-A-CB (Split System: Heat Pump with Remote Outdoor Unit-Air-Source) | HH836E2S11 |  |  | CTF36C5CDS1 | TM8E080C16MP11 | 33800 | 18 | 8.5 | 31400 | 25600 | 81.53% | 2 | 0 | 11 |  |  |  |  | R-454B | 2.8167 | Residential & Commercial | USHP | Ducted CEE Tier 1
214397686 | Central HP <5.4 tons | FRASER-JOHNSTON | HRCU-A-CB (Split System: Heat Pump with Remote Outdoor Unit-Air-Source) | HH836E2S11 |  |  | CTF36C5CDS1 | TM8E120C20MP11 | 34600 | 17 | 8.5 | 32600 | 26600 | 81.6% | 2 | 0 | 11 |  |  |  |  | R-454B | 2.8833 | Residential & Commercial | USHP | Ducted CEE Tier 1
216767258 | Central HP <5.4 tons | TRANE | HRCU-A-CB (Split System: Heat Pump with Remote Outdoor Unit-Air-Source) | 5TWX7060A1 |  |  | 5TXCD010AS3 | S8V2C080M5PDB | 52000 | 15.5 | 8.7 | 51000 | 38500 | 75.49% | 2.19 | 0 | 11 |  |  |  |  | R-454B | 4.3333 | Residential & Commercial | USHP | Ducted CEE Tier 1
215853379 | Central HP <5.4 tons | LUXAIRE | HRCU-A-CB (Split System: Heat Pump with Remote Outdoor Unit-Air-Source) | HH836E2S11 |  |  | CTM36B5CDS1+JMVT12BC2N1 | 0 | 33200 | 18 | 9 | 30400 | 24800 | 81.58% | 2 | 0 | 11.7 |  |  |  |  | R-454B | 2.7667 | Residential & Commercial | USHP | Ducted CEE Tier 1
215682653 | Central HP <5.4 tons | CARRIER | HRCU-A-CB (Split System: Heat Pump with Remote Outdoor Unit-Air-Source) | 27VNA060A*030* |  |  | CAA**6124AM*+UI | 59TN6C080C21**20 | 56000 | 18.5 | 9 | 60000 | 42000 | 70% | 2.02 | 0 | 9 |  |  |  |  | R-454B | 4.6667 | Residential & Commercial | USHP
211387581 | Central HP <5.4 tons | LUXAIRE | HRCU-A-CB (Split System: Heat Pump with Remote Outdoor Unit-Air-Source) | HMH72B341 |  |  | XAHC36DXXN1+TXV | LP9C080C16MP13 | 33400 | 17 | 8.1 | 33200 | 23400 | 70.48% | 2.04 | 0 | 9.5 |  |  |  |  | R-410A | 2.7833 | Residential & Commercial | USHP
211386243 | Central HP <5.4 tons | LUXAIRE | HRCU-A-CB (Split System: Heat Pump with Remote Outdoor Unit-Air-Source) | HMH72B341 |  |  | XAFD48FBCN1 | TL9E080C16UH11 | 34000 | 16.5 | 8.5 | 32800 | 24200 | 73.78% | 2.08 | 0 | 9 |  |  |  |  | R-410A | 2.8333 | Residential & Commercial | USHP
211386554 | Central HP <5.4 tons | LUXAIRE | HRCU-A-CB (Split System: Heat Pump with Remote Outdoor Unit-Air-Source) | HMH72B341 |  |  | XAFC48FXXN1+TXV | TL8E080C16UH11 | 34000 | 16.5 | 8.5 | 33400 | 24600 | 73.65% | 2.08 | 0 | 9 |  |  |  |  | R-410A | 2.8333 | Residential & Commercial | USHP
215677392 | Central HP <5.4 tons | TEMPSTAR | HRCU-A-CB (Split System: Heat Pump with Remote Outdoor Unit-Air-Source) | T5H0V60*K*AAA* |  |  | EVD5X60M21A*+WALLCON | *95CSU1002122B* | 57000 | 18 | 9 | 63500 | 44500 | 70.08% | 2.08 | 0 | 9 |  |  |  |  | R-454B | 4.75 | Residential & Commercial | USHP
215675185 | Central HP <5.4 tons | HEIL | HRCU-A-CB (Split System: Heat Pump with Remote Outdoor Unit-Air-Source) | H5H0V48*K*AAA* |  |  | ESH5X60M12A*+WALLCON | *80CTL0702120B* | 45500 | 16.5 | 8.5 | 48000 | 33800 | 70.42% | 2.06 | 0 | 9.5 |  |  |  |  | R-454B | 3.7917 | Residential & Commercial | USHP
216784641 | Central HP <5.4 tons | COLEMAN | HRCU-A-CB (Split System: Heat Pump with Remote Outdoor Unit-Air-Source) | HH824E2S11 |  |  | CTF30A5ADS1 | Z8ES060A12LMPS1 | 23000 | 18 | 9.5 | 23000 | 18000 | 78.26% | 2 | 0 | 12 |  |  |  |  | R-454B | 1.9167 | Residential & Commercial | USHP | Ducted CEE Tier 1
207590695 | Central HP <5.4 tons | AMERICAN STANDARD | HRCU-A-CB (Split System: Heat Pump with Remote Outdoor Unit-Air-Source) | 4A6V0X60A1 |  |  | 4TXCD010DS3 | *UHMD120ACV5 | 53500 | 19 | 8.2 | 51000 | 39000 | 76.47% | 1.8 | 11.5 | 11.7 |  |  |  |  | R-410A | 4.4583 | Residential & Commercial | USHP | Ducted CEE Tier 1
213778781 | Central HP <5.4 tons | DAY & NIGHT | HRCU-A-CB (Split System: Heat Pump with Remote Outdoor Unit-Air-Source) | CVH837GKA** |  |  | EA*4X36L17A*+WALLCON | *97CMN0601714B* | 31200 | 16.5 | 8.1 | 33400 | 24600 | 73.65% | 1.82 | 0 | 10.5 |  |  |  |  | R-410A | 2.6 | Residential & Commercial | USHP | Ducted CEE Tier 1
214239209 | Central HP <5.4 tons | DAY & NIGHT | HRCU-A-CB (Split System: Heat Pump with Remote Outdoor Unit-Air-Source) | CVH837GKA2* |  |  | EN(A,D,W)4X48L21**+WALLCON | *80CTL1102120B* | 32400 | 17 | 8.1 | 32600 | 24600 | 75.46% | 1.96 | 0 | 11.5 |  |  |  |  | R-410A | 2.7 | Residential & Commercial | USHP | Ducted CEE Tier 1
216453200 | Central HP <5.4 tons | AMERICAN STANDARD | HRCU-A-CB (Split System: Heat Pump with Remote Outdoor Unit-Air-Source) | 5A6V0X48A1 |  |  | 5TXCC009AS3 | S8V2C100M5PDB | 45500 | 20 | 9.7 | 47000 | 33800 | 71.91% | 2.1 | 0 | 12 |  |  |  |  | R-454B | 3.7917 | Residential & Commercial | USHP | Ducted CEE Tier 1
214397466 | Central HP <5.4 tons | FRASER-JOHNSTON | HRCU-A-CB (Split System: Heat Pump with Remote Outdoor Unit-Air-Source) | HH860E2S11 |  |  | CTF60C5CGS1 | TM8E120C20MP11 | 44500 | 17 | 9 | 45000 | 33600 | 74.67% | 2 | 0 | 11.7 |  |  |  |  | R-454B | 3.7083 | Residential & Commercial | USHP | Ducted CEE Tier 1
214398438 | Central HP <5.4 tons | FRASER-JOHNSTON | HRCU-A-CB (Split System: Heat Pump with Remote Outdoor Unit-Air-Source) | HH860E2S11 |  |  | CTF60C5CHS1 | TMLE100C20MP11 | 53500 | 19 | 8.5 | 55000 | 39000 | 70.91% | 2 | 0 | 11 |  |  |  |  | R-454B | 4.4583 | Residential & Commercial | USHP | Ducted CEE Tier 1
215682793 | Central HP <5.4 tons | CARRIER | HRCU-A-CB (Split System: Heat Pump with Remote Outdoor Unit-Air-Source) | 27VNA060A*030* |  |  | CVAMA6021XMA*+UI | 59TN6C080C21**20 | 56500 | 18 | 9 | 64000 | 45000 | 70.31% | 2.06 | 0 | 9 |  |  |  |  | R-454B | 4.7083 | Residential & Commercial | USHP
212975298 | Central HP <5.4 tons | CARRIER | HRCU-A-CB (Split System: Heat Pump with Remote Outdoor Unit-Air-Source) | 38MURAQ24AB3* |  |  | CAP**3621AL* | 59TP6C040V17**12 | 23400 | 16.5 | 8.5 | 26200 | 24200 | 92.37% | 2 | 0 | 10 |  |  |  |  | R-410A | 1.95 | Residential & Commercial | USHP | Ducted CEE Tier 1
215934485 | Central HP <5.4 tons | BRYANT HEATING AND COOLING SYSTEMS | HRCU-A-CB (Split System: Heat Pump with Remote Outdoor Unit-Air-Source) | 293VAN048**AA* |  |  | CSAH*4812AM*+UI | 987MC60080C21*** | 44000 | 20 | 9 | 48500 | 36600 | 75.46% | 1.8 | 0 | 10.5 |  |  |  |  | R-454B | 3.6667 | Residential & Commercial | USHP | Ducted CEE Tier 1
215675135 | Central HP <5.4 tons | HEIL | HRCU-A-CB (Split System: Heat Pump with Remote Outdoor Unit-Air-Source) | H5H0V48*K*AAA* |  |  | ESH5X60M12A*+WALLCON | *80CSU0802120A* | 45500 | 17 | 8.5 | 48000 | 33600 | 70% | 2.08 | 0 | 9.5 |  |  |  |  | R-454B | 3.7917 | Residential & Commercial | USHP
213297600 | Central HP <5.4 tons | FRASER-JOHNSTON | HRCU-A-CB (Split System: Heat Pump with Remote Outdoor Unit-Air-Source) | HMH72B341 |  |  | XAFB36DBCN1 | Z8ES100B12LMPS1 | 34000 | 18 | 8.1 | 34000 | 24600 | 72.35% | 2.1 | 0 | 9.5 |  |  |  |  | R-410A | 2.8333 | Residential & Commercial | USHP
213296830 | Central HP <5.4 tons | FRASER-JOHNSTON | HRCU-A-CB (Split System: Heat Pump with Remote Outdoor Unit-Air-Source) | HMH72B341 |  |  | XAHC36DXXN1+TXV | Z8ET120C20LMPS1 | 34000 | 18.5 | 8.1 | 33400 | 23800 | 71.26% | 2.06 | 0 | 9.5 |  |  |  |  | R-410A | 2.8333 | Residential & Commercial | USHP
213297080 | Central HP <5.4 tons | FRASER-JOHNSTON | HRCU-A-CB (Split System: Heat Pump with Remote Outdoor Unit-Air-Source) | HMH72B341 |  |  | XAHC36DXXN1+TXV | Z8ET080C16LMPS1 | 34000 | 18.5 | 8.5 | 33400 | 24000 | 71.86% | 2.1 | 0 | 9.5 |  |  |  |  | R-410A | 2.8333 | Residential & Commercial | USHP
213297255 | Central HP <5.4 tons | FRASER-JOHNSTON | HRCU-A-CB (Split System: Heat Pump with Remote Outdoor Unit-Air-Source) | HMH72B341 |  |  | XAUB36DXXN1+TXV | Z9ET040A10SMPS1 | 34000 | 18 | 8.1 | 33400 | 23800 | 71.26% | 2.04 | 0 | 9.5 |  |  |  |  | R-410A | 2.8333 | Residential & Commercial | USHP
213297875 | Central HP <5.4 tons | FRASER-JOHNSTON | HRCU-A-CB (Split System: Heat Pump with Remote Outdoor Unit-Air-Source) | HMH72B341 |  |  | XAFC36DXXN1+TXV | Z9ES080C16SMPS1 | 34000 | 17.5 | 8.1 | 33400 | 23800 | 71.26% | 2.06 | 0 | 9.5 |  |  |  |  | R-410A | 2.8333 | Residential & Commercial | USHP
213297900 | Central HP <5.4 tons | FRASER-JOHNSTON | HRCU-A-CB (Split System: Heat Pump with Remote Outdoor Unit-Air-Source) | HMH72B341 |  |  | XAFB36DBCN1 | Z9ES060A10SMPS1 | 33400 | 18.5 | 8.1 | 32800 | 23200 | 70.73% | 2.02 | 0 | 9.5 |  |  |  |  | R-410A | 2.7833 | Residential & Commercial | USHP
213298000 | Central HP <5.4 tons | FRASER-JOHNSTON | HRCU-A-CB (Split System: Heat Pump with Remote Outdoor Unit-Air-Source) | HMH72B341 |  |  | XAHC36DXXN1+TXV | Z8ES080C20SMPS1 | 34000 | 17.5 | 8.1 | 33400 | 23600 | 70.66% | 2.08 | 0 | 9.5 |  |  |  |  | R-410A | 2.8333 | Residential & Commercial | USHP
213298075 | Central HP <5.4 tons | FRASER-JOHNSTON | HRCU-A-CB (Split System: Heat Pump with Remote Outdoor Unit-Air-Source) | HMH72B341 |  |  | XAUB36DXXN1+TXV | Z8ES040A12SMPS1 | 34000 | 18 | 8.5 | 33400 | 24200 | 72.46% | 2.1 | 0 | 10 |  |  |  |  | R-410A | 2.8333 | Residential & Commercial | USHP | Ducted CEE Tier 1
210692762 | Central HP <5.4 tons | GOODMAN | HRCU-A-CB (Split System: Heat Pump with Remote Outdoor Unit-Air-Source) | GSZV903610A* |  |  | CHPF3743C6B*+TXV | G*VC961005CNB* | 33400 | 18 | 8.2 | 34000 | 24400 | 71.76% | 1.8 | 0 | 11 |  |  |  |  | R-410A | 2.7833 | Residential & Commercial | USHP | Ducted CEE Tier 1
210692778 | Central HP <5.4 tons | GOODMAN | HRCU-A-CB (Split System: Heat Pump with Remote Outdoor Unit-Air-Source) | GSZV903610A* |  |  | CSCF3642N6D*+TXV | G*VC960803BNB* | 33800 | 18.5 | 8.2 | 34000 | 24400 | 71.76% | 1.8 | 0 | 11.5 |  |  |  |  | R-410A | 2.8167 | Residential & Commercial | USHP | Ducted CEE Tier 1
215853390 | Central HP <5.4 tons | LUXAIRE | HRCU-A-CB (Split System: Heat Pump with Remote Outdoor Unit-Air-Source) | HH836E2S11 |  |  | CTF36C5CDS1 | Z9ES080C20SMPS1 | 34200 | 18 | 8.5 | 32000 | 26400 | 82.5% | 2 | 0 | 11 |  |  |  |  | R-454B | 2.85 | Residential & Commercial | USHP | Ducted CEE Tier 1
215853305 | Central HP <5.4 tons | LUXAIRE | HRCU-A-CB (Split System: Heat Pump with Remote Outdoor Unit-Air-Source) | HH824E2S11 |  |  | CTM30B5ACS1+JMVT12BC2N1 | 0 | 23000 | 18 | 9.5 | 23000 | 19000 | 82.61% | 2 | 0 | 12 |  |  |  |  | R-454B | 1.9167 | Residential & Commercial | USHP | Ducted CEE Tier 1
214650479 | Central HP <5.4 tons | FRASER-JOHNSTON | HRCU-A-CB (Split System: Heat Pump with Remote Outdoor Unit-Air-Source) | HH824E2S11 |  |  | CTU36B5XDS1+TXV | TM8Y080B12MP11 | 23000 | 18 | 9.5 | 23000 | 18300 | 79.57% | 2 | 0 | 12 |  |  |  |  | R-454B | 1.9167 | Residential & Commercial | USHP | Ducted CEE Tier 1
214398386 | Central HP <5.4 tons | FRASER-JOHNSTON | HRCU-A-CB (Split System: Heat Pump with Remote Outdoor Unit-Air-Source) | HH824E2S11 |  |  | CTF30B5ACS1 | TM8E100B12MP11 | 23000 | 17 | 9.5 | 23000 | 18400 | 80% | 2 | 0 | 12 |  |  |  |  | R-454B | 1.9167 | Residential & Commercial | USHP | Ducted CEE Tier 1
214397935 | Central HP <5.4 tons | FRASER-JOHNSTON | HRCU-A-CB (Split System: Heat Pump with Remote Outdoor Unit-Air-Source) | HH824E2S11 |  |  | CTF30A5ADS1 | TM9E060A10MP12 | 23000 | 17 | 9 | 23000 | 18100 | 78.7% | 2 | 0 | 12 |  |  |  |  | R-454B | 1.9167 | Residential & Commercial | USHP | Ducted CEE Tier 1
214398354 | Central HP <5.4 tons | FRASER-JOHNSTON | HRCU-A-CB (Split System: Heat Pump with Remote Outdoor Unit-Air-Source) | HH824E2S11 |  |  | CTF30A5ADS1 | TL8E060A12UH11 | 23000 | 18 | 9.5 | 23000 | 18700 | 81.3% | 2 | 0 | 12 |  |  |  |  | R-454B | 1.9167 | Residential & Commercial | USHP | Ducted CEE Tier 1
214398371 | Central HP <5.4 tons | FRASER-JOHNSTON | HRCU-A-CB (Split System: Heat Pump with Remote Outdoor Unit-Air-Source) | HH824E2S11 |  |  | CTM30B5ACS1+JME08B2SN1 | 0 | 23000 | 19 | 9.5 | 23000 | 18400 | 80% | 2 | 0 | 12 |  |  |  |  | R-454B | 1.9167 | Residential & Commercial | USHP | Ducted CEE Tier 1
214397920 | Central HP <5.4 tons | FRASER-JOHNSTON | HRCU-A-CB (Split System: Heat Pump with Remote Outdoor Unit-Air-Source) | HH860E2S11 |  |  | CTF60D5CGS1 | TM9E120D20MP12 | 45000 | 17 | 9 | 47000 | 35000 | 74.47% | 2 | 0 | 11 |  |  |  |  | R-454B | 3.75 | Residential & Commercial | USHP | Ducted CEE Tier 1
210692751 | Central HP <5.4 tons | GOODMAN | HRCU-A-CB (Split System: Heat Pump with Remote Outdoor Unit-Air-Source) | GSZV903610A* |  |  | CHPF3743C6B*+TXV | G*VC800604B*A* | 33400 | 18 | 8.2 | 34000 | 24400 | 71.76% | 1.8 | 0 | 11 |  |  |  |  | R-410A | 2.7833 | Residential & Commercial | USHP | Ducted CEE Tier 1
210692769 | Central HP <5.4 tons | GOODMAN | HRCU-A-CB (Split System: Heat Pump with Remote Outdoor Unit-Air-Source) | GSZV903610A* |  |  | CSCF3642N6D*+TXV | G*VS800604BUA* | 33800 | 18.5 | 8.2 | 34000 | 24400 | 71.76% | 1.8 | 0 | 11.5 |  |  |  |  | R-410A | 2.8167 | Residential & Commercial | USHP | Ducted CEE Tier 1
215679492 | Central HP <5.4 tons | TEMPSTAR | HRCU-A-CB (Split System: Heat Pump with Remote Outdoor Unit-Air-Source) | T5H0V36*K*AAA* |  |  | EA*5X48M21A*+WALLCON | *96CTN0802120B* | 33800 | 18 | 9 | 35000 | 25000 | 71.43% | 1.88 | 0 | 10 |  |  |  |  | R-454B | 2.8167 | Residential & Commercial | USHP | Ducted CEE Tier 1
215679762 | Central HP <5.4 tons | TEMPSTAR | HRCU-A-CB (Split System: Heat Pump with Remote Outdoor Unit-Air-Source) | T5H0V36*K*AAA* |  |  | ESH5X36M12A*+WALLCON | *97CTN0802120A* | 33600 | 16 | 8.5 | 35800 | 25400 | 70.95% | 1.76 | 0 | 9.5 |  |  |  |  | R-454B | 2.8 | Residential & Commercial | USHP
210474557 | Central HP <5.4 tons | TEMPSTAR | HRCU-A-CB (Split System: Heat Pump with Remote Outdoor Unit-Air-Source) | TVH825GKA3* |  |  | EHD4X48AAL+WALLCON | *96CTN0801714A* | 24200 | 16 | 8.1 | 21400 | 16700 | 78.04% | 2 | 0 | 10.5 |  |  |  |  | R-410A | 2.0167 | Residential & Commercial | USHP | Ducted CEE Tier 1
214720161 | Central HP <5.4 tons | FRASER-JOHNSTON | HRCU-A-CB (Split System: Heat Pump with Remote Outdoor Unit-Air-Source) | HH860E2S11 |  |  | CTU60C5XGS1+TXV | TM8E100C16MP11 | 44500 | 18 | 9 | 45500 | 34200 | 75.16% | 2 | 0 | 11 |  |  |  |  | R-454B | 3.7083 | Residential & Commercial | USHP | Ducted CEE Tier 1
212979725 | Central HP <5.4 tons | CARRIER | HRCU-A-CB (Split System: Heat Pump with Remote Outdoor Unit-Air-Source) | 38MURAQ30AB3* |  |  | CAP**4221AL* | 58S(B,C)*B090M17**14 | 30000 | 15.2 | 8.1 | 34200 | 27600 | 80.7% | 1.8 | 0 | 9 |  |  |  |  | R-410A | 2.5 | Residential & Commercial | USHP
212982132 | Central HP <5.4 tons | CARRIER | HRCU-A-CB (Split System: Heat Pump with Remote Outdoor Unit-Air-Source) | 38MURAQ30AB3* |  |  | CAP**3717AL* | 58SU*B060M17**16 | 30400 | 15.2 | 8.5 | 33400 | 26800 | 80.24% | 1.82 | 0 | 9 |  |  |  |  | R-410A | 2.5333 | Residential & Commercial | USHP
214398478 | Central HP <5.4 tons | FRASER-JOHNSTON | HRCU-A-CB (Split System: Heat Pump with Remote Outdoor Unit-Air-Source) | HH836E2S11 |  |  | CTM48C5CFS1 | TM8E100C16MP11 | 33600 | 19 | 9 | 31400 | 25400 | 80.89% | 2 | 0 | 11 |  |  |  |  | R-454B | 2.8 | Residential & Commercial | USHP | Ducted CEE Tier 1
206136189 | Central HP <5.4 tons | COMFORTMAKER | HRCU-A-CB (Split System: Heat Pump with Remote Outdoor Unit-Air-Source) | CVH837GKA** |  |  | EA*4X48L24A*+WALLCON | *95CSU0802120A* | 32400 | 17.5 | 8.5 | 32400 | 24800 | 76.54% | 2 | 12 | 11.5 |  |  |  |  | R-410A | 2.7 | Residential & Commercial | USHP | Ducted CEE Tier 1
214239899 | Central HP <5.4 tons | DAY & NIGHT | HRCU-A-CB (Split System: Heat Pump with Remote Outdoor Unit-Air-Source) | CVH837GKA** |  |  | EN(A,D,W)4X48L21**+WALLCON | *95CSU0601716B* | 32200 | 17 | 8.1 | 33000 | 24800 | 75.15% | 1.92 | 0 | 11.5 |  |  |  |  | R-410A | 2.6833 | Residential & Commercial | USHP | Ducted CEE Tier 1
215677973 | Central HP <5.4 tons | CARRIER | HRCU-A-CB (Split System: Heat Pump with Remote Outdoor Unit-Air-Source) | 27VNA060A*030* |  |  | CAA**6124AM*+UI | 59MN7C060C21**20 | 55000 | 17.5 | 8.5 | 61000 | 43000 | 70.49% | 1.88 | 0 | 8 |  |  |  |  | R-454B | 4.5833 | Residential & Commercial | USHP
206136289 | Central HP <5.4 tons | COMFORTMAKER | HRCU-A-CB (Split System: Heat Pump with Remote Outdoor Unit-Air-Source) | CVH837GKA** |  |  | EN(A,D,W)4X48L21**+WALLCON | *95CSU1002122A* | 32400 | 17.5 | 8.1 | 32800 | 24600 | 75% | 1.98 | 12 | 11.7 |  |  |  |  | R-410A | 2.7 | Residential & Commercial | USHP | Ducted CEE Tier 1
214398720 | Central HP <5.4 tons | FRASER-JOHNSTON | HRCU-A-CB (Split System: Heat Pump with Remote Outdoor Unit-Air-Source) | HH860E2S11 |  |  | CTF60D5CGS1 | TM9Y120D20MP11 | 44000 | 18 | 9 | 44000 | 33400 | 75.91% | 2 | 0 | 11.7 |  |  |  |  | R-454B | 3.6667 | Residential & Commercial | USHP | Ducted CEE Tier 1
211243758 | Central HP <5.4 tons | TEMPSTAR | HRCU-A-CB (Split System: Heat Pump with Remote Outdoor Unit-Air-Source) | DLCURAH24ABK |  |  | EN(A,D)4X24L14** | *95ESN0601412A* | 24000 | 15.2 | 8.5 | 27200 | 23000 | 84.56% | 1.88 | 0 | 10 |  |  |  |  | R-410A | 2 | Residential & Commercial | USHP | Ducted CEE Tier 1
206136355 | Central HP <5.4 tons | COMFORTMAKER | HRCU-A-CB (Split System: Heat Pump with Remote Outdoor Unit-Air-Source) | CVH837GKA** |  |  | EHD4X48AAL+WALLCON | *95CSU0802120A* | 32600 | 17 | 8.1 | 33000 | 24800 | 75.15% | 1.98 | 11.5 | 11 |  |  |  |  | R-410A | 2.7167 | Residential & Commercial | USHP | Ducted CEE Tier 1
206771104 | Central HP <5.4 tons | COMFORTMAKER | HRCU-A-CB (Split System: Heat Pump with Remote Outdoor Unit-Air-Source) | CVH837GKA2* |  |  | EA*4X36L21A*+WALLCON | *97CMN0801714A* | 31400 | 17 | 8.1 | 33400 | 24600 | 73.65% | 1.84 | 11 | 11 |  |  |  |  | R-410A | 2.6167 | Residential & Commercial | USHP | Ducted CEE Tier 1
206771356 | Central HP <5.4 tons | COMFORTMAKER | HRCU-A-CB (Split System: Heat Pump with Remote Outdoor Unit-Air-Source) | CVH837GKA2* |  |  | EA*4X37L21A*+WALLCON | *80CTL0901716A* | 33000 | 18 | 8.5 | 32800 | 25000 | 76.22% | 2 | 12 | 11.7 |  |  |  |  | R-410A | 2.75 | Residential & Commercial | USHP | Ducted CEE Tier 1
215853391 | Central HP <5.4 tons | LUXAIRE | HRCU-A-CB (Split System: Heat Pump with Remote Outdoor Unit-Air-Source) | HH836E2S11 |  |  | CTU36B5XDS1+TXV | Z9ES080B12SMPS1 | 33600 | 18 | 8.5 | 31400 | 25600 | 81.53% | 2 | 0 | 11 |  |  |  |  | R-454B | 2.8 | Residential & Commercial | USHP | Ducted CEE Tier 1
214397716 | Central HP <5.4 tons | FRASER-JOHNSTON | HRCU-A-CB (Split System: Heat Pump with Remote Outdoor Unit-Air-Source) | HH836E2S11 |  |  | CTF36C5CDS1 | TM9V100C16MP12 | 33800 | 18 | 8.5 | 31400 | 25600 | 81.53% | 2 | 0 | 11 |  |  |  |  | R-454B | 2.8167 | Residential & Commercial | USHP | Ducted CEE Tier 1
214398117 | Central HP <5.4 tons | FRASER-JOHNSTON | HRCU-A-CB (Split System: Heat Pump with Remote Outdoor Unit-Air-Source) | HH836E2S11 |  |  | CTM36B5CDS1 | TPLC080B12MP13 | 32800 | 17 | 8.5 | 30800 | 25200 | 81.82% | 2 | 0 | 11 |  |  |  |  | R-454B | 2.7333 | Residential & Commercial | USHP | Ducted CEE Tier 1
214398218 | Central HP <5.4 tons | FRASER-JOHNSTON | HRCU-A-CB (Split System: Heat Pump with Remote Outdoor Unit-Air-Source) | HH836E2S11 |  |  | CTF48C5CFS1 | TM8E120C16MP11 | 33600 | 19 | 9 | 31400 | 25400 | 80.89% | 2 | 0 | 11 |  |  |  |  | R-454B | 2.8 | Residential & Commercial | USHP | Ducted CEE Tier 1
214397819 | Central HP <5.4 tons | FRASER-JOHNSTON | HRCU-A-CB (Split System: Heat Pump with Remote Outdoor Unit-Air-Source) | HH836E2S11 |  |  | CTF48C5CFS1 | TM9E080C20MP12 | 34000 | 17 | 9 | 32000 | 25400 | 79.38% | 2 | 0 | 11 |  |  |  |  | R-454B | 2.8333 | Residential & Commercial | USHP | Ducted CEE Tier 1
214398102 | Central HP <5.4 tons | FRASER-JOHNSTON | HRCU-A-CB (Split System: Heat Pump with Remote Outdoor Unit-Air-Source) | HH836E2S11 |  |  | CTF36C5CDS1+JMET12CS2N1 | 0 | 34400 | 19 | 9 | 31800 | 25600 | 80.5% | 2 | 0 | 11.7 |  |  |  |  | R-454B | 2.8667 | Residential & Commercial | USHP | Ducted CEE Tier 1
214398535 | Central HP <5.4 tons | FRASER-JOHNSTON | HRCU-A-CB (Split System: Heat Pump with Remote Outdoor Unit-Air-Source) | HH836E2S11 |  |  | CTF36B5CDS1 | TM9V080B12MP12 | 33000 | 18 | 8.5 | 30800 | 25000 | 81.17% | 2 | 0 | 11 |  |  |  |  | R-454B | 2.75 | Residential & Commercial | USHP | Ducted CEE Tier 1
212976018 | Central HP <5.4 tons | CARRIER | HRCU-A-CB (Split System: Heat Pump with Remote Outdoor Unit-Air-Source) | 38MURAQ24AB3* |  |  | CAP**3017AL* | 59TP6C080V17**16 | 23400 | 17 | 8.5 | 26200 | 25000 | 95.42% | 2.08 | 0 | 10 |  |  |  |  | R-410A | 1.95 | Residential & Commercial | USHP | Ducted CEE Tier 1
215682843 | Central HP <5.4 tons | CARRIER | HRCU-A-CB (Split System: Heat Pump with Remote Outdoor Unit-Air-Source) | 27VNA060A*030* |  |  | CVAMA6021XMA*+UI | 59TN7A080C21**20 | 56500 | 18 | 9 | 64000 | 45000 | 70.31% | 2.06 | 0 | 9 |  |  |  |  | R-454B | 4.7083 | Residential & Commercial | USHP
216820502 | Central HP <5.4 tons | RHEEM | HRCU-A-CB (Split System: Heat Pump with Remote Outdoor Unit-Air-Source) | RD18AY60AJVC |  |  | RCFY6021STAAM | R801V1005A21UHS | 49000 | 17 | 8.1 | 49000 | 39000 | 79.59% | 2 | 0 | 10 |  |  |  |  | R-454B | 4.0833 | Residential & Commercial | USHP | Ducted CEE Tier 1
216820513 | Central HP <5.4 tons | RHEEM | HRCU-A-CB (Split System: Heat Pump with Remote Outdoor Unit-Air-Source) | RD18AY60AJVC |  |  | RCFY6021STAAM | R962V0855A21M4 | 48500 | 16 | 8.1 | 48500 | 39500 | 81.44% | 2 | 0 | 10 |  |  |  |  | R-454B | 4.0417 | Residential & Commercial | USHP | Ducted CEE Tier 1
216820518 | Central HP <5.4 tons | RHEEM | HRCU-A-CB (Split System: Heat Pump with Remote Outdoor Unit-Air-Source) | RD18AY60AJVC |  |  | RCFY6021STAAM | R962V0705A21M4 | 48500 | 16 | 8.1 | 48500 | 39500 | 81.44% | 2 | 0 | 10 |  |  |  |  | R-454B | 4.0417 | Residential & Commercial | USHP | Ducted CEE Tier 1
213080452 | Central HP <5.4 tons | DAY & NIGHT | HRCU-A-CB (Split System: Heat Pump with Remote Outdoor Unit-Air-Source) | DLCURAH36ABK |  |  | EN(A,D)4X48L24** | *96MSN1002122A* | 36000 | 16.5 | 8.1 | 38500 | 34800 | 90.39% | 2.02 | 0 | 10 |  |  |  |  | R-410A | 3 | Residential & Commercial | USHP | Ducted CEE Tier 1
214239329 | Central HP <5.4 tons | DAY & NIGHT | HRCU-A-CB (Split System: Heat Pump with Remote Outdoor Unit-Air-Source) | CVH837GKA2* |  |  | EN(A,D)4X48L24**+WALLCON | *97CMN1202422B* | 32400 | 17 | 8.1 | 32800 | 24600 | 75% | 1.94 | 0 | 11.5 |  |  |  |  | R-410A | 2.7 | Residential & Commercial | USHP | Ducted CEE Tier 1
206773369 | Central HP <5.4 tons | COMFORTMAKER | HRCU-A-CB (Split System: Heat Pump with Remote Outdoor Unit-Air-Source) | CVH837GKA2* |  |  | EHD4X48AAL+WALLCON | *80CSU0601716A* | 32600 | 16.5 | 8.1 | 33200 | 25000 | 75.3% | 1.96 | 11.5 | 11 |  |  |  |  | R-410A | 2.7167 | Residential & Commercial | USHP | Ducted CEE Tier 1
216410923 | Central HP <5.4 tons | FRASER-JOHNSTON | HRCU-A-CB (Split System: Heat Pump with Remote Outdoor Unit-Air-Source) | HMH72B361 |  |  | XAHB36DBCN1 | Z9ET060B12SMPS1 | 34200 | 16.5 | 8.5 | 33800 | 23800 | 70.41% | 1.98 | 0 | 8.5 |  |  |  |  | R-410A | 2.85 | Residential & Commercial | USHP
216820277 | Central HP <5.4 tons | RHEEM | HRCU-A-CB (Split System: Heat Pump with Remote Outdoor Unit-Air-Source) | RD18AY60AJVC |  |  | RCFY6024STANM | R98MV0855A21UP | 51000 | 17 | 10 | 51000 | 38000 | 74.51% | 2 | 0 | 10 |  |  |  |  | R-454B | 4.25 | Residential & Commercial | USHP | Ducted CEE Tier 1
206133957 | Central HP <5.4 tons | COMFORTMAKER | HRCU-A-CB (Split System: Heat Pump with Remote Outdoor Unit-Air-Source) | CVH825GKA2* |  |  | EHD4X30AAL+WALLCON | *95CSU0802120A* | 23800 | 16 | 8.1 | 21800 | 16700 | 76.61% | 1.98 | 11 | 10.5 |  |  |  |  | R-410A | 1.9833 | Residential & Commercial | USHP | Ducted CEE Tier 1
216819143 | Central HP <5.4 tons | RHEEM | HRCU-A-CB (Split System: Heat Pump with Remote Outdoor Unit-Air-Source) | RD18AY24AJVC |  |  | RCFY2417MTANM | R98MV0603A17UP | 21000 | 18 | 8.1 | 21000 | 17000 | 80.95% | 1.9 | 0 | 10 |  |  |  |  | R-454B | 1.75 | Residential & Commercial | USHP | Ducted CEE Tier 1
211386629 | Central HP <5.4 tons | LUXAIRE | HRCU-A-CB (Split System: Heat Pump with Remote Outdoor Unit-Air-Source) | HMH72B341 |  |  | XAFC48FBCN1+JMET12CS2N1 | 0 | 34000 | 17.5 | 8.5 | 32600 | 23800 | 73.01% | 2.12 | 0 | 9.5 |  |  |  |  | R-410A | 2.8333 | Residential & Commercial | USHP
211386168 | Central HP <5.4 tons | LUXAIRE | HRCU-A-CB (Split System: Heat Pump with Remote Outdoor Unit-Air-Source) | HMH72B341 |  |  | XAUC48FXXN1+TXV | TL9E100C20UH11 | 34000 | 15.5 | 8.5 | 32400 | 23800 | 73.46% | 2.08 | 0 | 9.5 |  |  |  |  | R-410A | 2.8333 | Residential & Commercial | USHP
211387047 | Central HP <5.4 tons | LUXAIRE | HRCU-A-CB (Split System: Heat Pump with Remote Outdoor Unit-Air-Source) | HMH72B341 |  |  | XAFB30CXXN1+TXV | TM9Y080B12MP11 | 32800 | 17.5 | 8.1 | 34000 | 23800 | 70% | 2.02 | 0 | 9.5 |  |  |  |  | R-410A | 2.7333 | Residential & Commercial | USHP
211387138 | Central HP <5.4 tons | LUXAIRE | HRCU-A-CB (Split System: Heat Pump with Remote Outdoor Unit-Air-Source) | HMH72B341 |  |  | XAHB30CXXN1+TXV | TM9Y060B12MP11 | 31800 | 17 | 8.1 | 33000 | 23200 | 70.3% | 1.96 | 0 | 9 |  |  |  |  | R-410A | 2.65 | Residential & Commercial | USHP
211387265 | Central HP <5.4 tons | LUXAIRE | HRCU-A-CB (Split System: Heat Pump with Remote Outdoor Unit-Air-Source) | HMH72B341 |  |  | XAHC30CXXN1+TXV | TM9V100C20MP12 | 32800 | 17 | 8.1 | 33000 | 23200 | 70.3% | 2.02 | 0 | 9 |  |  |  |  | R-410A | 2.7333 | Residential & Commercial | USHP
211387313 | Central HP <5.4 tons | LUXAIRE | HRCU-A-CB (Split System: Heat Pump with Remote Outdoor Unit-Air-Source) | HMH72B341 |  |  | XAFC36DXXN1+TXV | TP9C100C20MP13 | 34000 | 17.5 | 8.1 | 34000 | 24800 | 72.94% | 2.12 | 0 | 9.5 |  |  |  |  | R-410A | 2.8333 | Residential & Commercial | USHP
211386752 | Central HP <5.4 tons | FRASER-JOHNSTON | HRCU-A-CB (Split System: Heat Pump with Remote Outdoor Unit-Air-Source) | HMH72B341 |  |  | XAFC36DXXN1+TXV | TM9Y100C16MP11 | 34000 | 17 | 8.1 | 34000 | 24400 | 71.76% | 2.08 | 0 | 9.5 |  |  |  |  | R-410A | 2.8333 | Residential & Commercial | USHP
211387315 | Central HP <5.4 tons | FRASER-JOHNSTON | HRCU-A-CB (Split System: Heat Pump with Remote Outdoor Unit-Air-Source) | HMH72B341 |  |  | XAFC36DXXN1+TXV | TP9C100C20MP13 | 34000 | 17.5 | 8.1 | 34000 | 24800 | 72.94% | 2.12 | 0 | 9.5 |  |  |  |  | R-410A | 2.8333 | Residential & Commercial | USHP
215940890 | Central HP <5.4 tons | DAY & NIGHT | HRCU-A-CB (Split System: Heat Pump with Remote Outdoor Unit-Air-Source) | C5H3V36*K*AAA* |  |  | EVD5X60M24A*+WALLCON | *97CTN0802120A* | 35400 | 21.5 | 8.5 | 38000 | 28600 | 75.26% | 2.04 | 0 | 12 |  |  |  |  | R-454B | 2.95 | Residential & Commercial | USHP | Ducted CEE Tier 1
215853381 | Central HP <5.4 tons | LUXAIRE | HRCU-A-CB (Split System: Heat Pump with Remote Outdoor Unit-Air-Source) | HH836E2S11 |  |  | CTU48C5XFS1+JMC16C2SN1+TXV | 0 | 34400 | 19 | 9 | 32000 | 25200 | 78.75% | 2 | 0 | 11.7 |  |  |  |  | R-454B | 2.8667 | Residential & Commercial | USHP | Ducted CEE Tier 1
204300374 | Central HP <5.4 tons | COMFORTMAKER | HRCU-A-CB (Split System: Heat Pump with Remote Outdoor Unit-Air-Source) | CVH837GKA** |  |  | EHD4X42AAL+WALLCON | *96CTN1002122A* | 32600 | 16.5 | 8.1 | 33000 | 24800 | 75.15% | 1.96 | 12 | 11 |  |  |  |  | R-410A | 2.7167 | Residential & Commercial | USHP | Ducted CEE Tier 1
214396267 | Central HP <5.4 tons | COLEMAN | HRCU-A-CB (Split System: Heat Pump with Remote Outdoor Unit-Air-Source) | HH824E2S11 |  |  | CTM30B5ACS1 | TM9V080B12MP12 | 23000 | 17 | 9.5 | 23000 | 17800 | 77.39% | 2 | 0 | 12 |  |  |  |  | R-454B | 1.9167 | Residential & Commercial | USHP | Ducted CEE Tier 1
212384680 | Central HP <5.4 tons | DAY & NIGHT | HRCU-A-CB (Split System: Heat Pump with Remote Outdoor Unit-Air-Source) | DLCURAH36ABK |  |  | EN(A,D,W)4X42L21** | *92ESN0802120A* | 36400 | 15.5 | 8.1 | 39500 | 35200 | 89.11% | 1.92 | 0 | 10 |  |  |  |  | R-410A | 3.0333 | Residential & Commercial | USHP | Ducted CEE Tier 1
210692702 | Central HP <5.4 tons | GOODMAN | HRCU-A-CB (Split System: Heat Pump with Remote Outdoor Unit-Air-Source) | GSZV903610A* |  |  | CA*F3137*6A*+TXV | G*VC800604B*A* | 33600 | 18.5 | 8.2 | 34000 | 24400 | 71.76% | 1.8 | 0 | 12 |  |  |  |  | R-410A | 2.8 | Residential & Commercial | USHP | Ducted CEE Tier 1
210692752 | Central HP <5.4 tons | GOODMAN | HRCU-A-CB (Split System: Heat Pump with Remote Outdoor Unit-Air-Source) | GSZV903610A* |  |  | CHPF3743C6B*+TXV | G*VC800804C*A* | 33400 | 18 | 8.2 | 34000 | 24400 | 71.76% | 1.8 | 0 | 11 |  |  |  |  | R-410A | 2.7833 | Residential & Commercial | USHP | Ducted CEE Tier 1
210692770 | Central HP <5.4 tons | GOODMAN | HRCU-A-CB (Split System: Heat Pump with Remote Outdoor Unit-Air-Source) | GSZV903610A* |  |  | CSCF3642N6D*+TXV | G*VC800604B*A* | 33800 | 18.5 | 8.2 | 34000 | 24400 | 71.76% | 1.8 | 0 | 11.5 |  |  |  |  | R-410A | 2.8167 | Residential & Commercial | USHP | Ducted CEE Tier 1
215853382 | Central HP <5.4 tons | LUXAIRE | HRCU-A-CB (Split System: Heat Pump with Remote Outdoor Unit-Air-Source) | HH836E2S11 |  |  | CTU48C5XFS1+JME12C2SN1+TXV | 0 | 34000 | 19 | 9 | 31400 | 25200 | 80.25% | 2 | 0 | 11.7 |  |  |  |  | R-454B | 2.8333 | Residential & Commercial | USHP | Ducted CEE Tier 1
214396973 | Central HP <5.4 tons | FRASER-JOHNSTON | HRCU-A-CB (Split System: Heat Pump with Remote Outdoor Unit-Air-Source) | HH836E2S11 |  |  | CTF48C5CFS1 | TM8V080C16MP12 | 33400 | 18 | 9 | 31600 | 25400 | 80.38% | 2 | 0 | 11 |  |  |  |  | R-454B | 2.7833 | Residential & Commercial | USHP | Ducted CEE Tier 1
216733545 | Central HP <5.4 tons | BRYANT HEATING AND COOLING SYSTEMS | HRCU-A-CB (Split System: Heat Pump with Remote Outdoor Unit-Air-Source) | 37MUHAQ24AA3 |  |  | CAA**2517AM* | 986TD42060C17*** | 23000 | 16.5 | 8.5 | 20800 | 18500 | 88.94% | 1.96 | 0 | 11 |  |  |  |  | R-454B | 1.9167 | Residential & Commercial | USHP | Ducted CEE Tier 1
214720060 | Central HP <5.4 tons | FRASER-JOHNSTON | HRCU-A-CB (Split System: Heat Pump with Remote Outdoor Unit-Air-Source) | HH836E2S11 |  |  | CTU48C5XFS1+TXV | TM8V080C16MP12 | 33400 | 18 | 9 | 31600 | 25400 | 80.38% | 2 | 0 | 11 |  |  |  |  | R-454B | 2.7833 | Residential & Commercial | USHP | Ducted CEE Tier 1
215679323 | Central HP <5.4 tons | CARRIER | HRCU-A-CB (Split System: Heat Pump with Remote Outdoor Unit-Air-Source) | 27VNA036A*030* |  |  | CAA**3721AM*+UI | 59TN7A080C21**20 | 34400 | 18 | 9 | 35400 | 25200 | 71.19% | 1.88 | 0 | 10 |  |  |  |  | R-454B | 2.8667 | Residential & Commercial | USHP | Ducted CEE Tier 1
215679623 | Central HP <5.4 tons | CARRIER | HRCU-A-CB (Split System: Heat Pump with Remote Outdoor Unit-Air-Source) | 27VNA036A*030* |  |  | CAA**6121AM*+UI | 59TN7A060C17**16 | 34400 | 17.5 | 9 | 34600 | 25200 | 72.83% | 1.9 | 0 | 9.5 |  |  |  |  | R-454B | 2.8667 | Residential & Commercial | USHP
215679673 | Central HP <5.4 tons | CARRIER | HRCU-A-CB (Split System: Heat Pump with Remote Outdoor Unit-Air-Source) | 27VNA036A*030* |  |  | CAA**6124AM*+UI | 59TN7A080C21**20 | 34800 | 18 | 9 | 34400 | 24800 | 72.09% | 1.92 | 0 | 10.5 |  |  |  |  | R-454B | 2.9 | Residential & Commercial | USHP | Ducted CEE Tier 1
215679923 | Central HP <5.4 tons | CARRIER | HRCU-A-CB (Split System: Heat Pump with Remote Outdoor Unit-Air-Source) | 27VNA036A*030* |  |  | CSAH*4812AM*+UI | 59TN7A120C24**22 | 34200 | 17 | 8.5 | 35400 | 25200 | 71.19% | 1.9 | 0 | 9.5 |  |  |  |  | R-454B | 2.85 | Residential & Commercial | USHP
210692720 | Central HP <5.4 tons | GOODMAN | HRCU-A-CB (Split System: Heat Pump with Remote Outdoor Unit-Air-Source) | GSZV903610A* |  |  | CA*F3743*6D*+TXV | G*VC960804CNB* | 33600 | 19 | 8.2 | 34000 | 24400 | 71.76% | 1.8 | 0 | 12 |  |  |  |  | R-410A | 2.8 | Residential & Commercial | USHP | Ducted CEE Tier 1
206771347 | Central HP <5.4 tons | COMFORTMAKER | HRCU-A-CB (Split System: Heat Pump with Remote Outdoor Unit-Air-Source) | CVH837GKA2* |  |  | EA*4X37L21A*+WALLCON | *96CTN1002122A* | 33000 | 17.5 | 8.5 | 33000 | 25200 | 76.36% | 2 | 12 | 11.7 |  |  |  |  | R-410A | 2.75 | Residential & Commercial | USHP | Ducted CEE Tier 1
210692727 | Central HP <5.4 tons | GOODMAN | HRCU-A-CB (Split System: Heat Pump with Remote Outdoor Unit-Air-Source) | GSZV903610A* |  |  | CA*F3743*6D*+TXV | G*VM971005CNB* | 33200 | 19 | 8.2 | 33600 | 24400 | 72.62% | 1.8 | 0 | 12 |  |  |  |  | R-410A | 2.7667 | Residential & Commercial | USHP | Ducted CEE Tier 1
210692759 | Central HP <5.4 tons | GOODMAN | HRCU-A-CB (Split System: Heat Pump with Remote Outdoor Unit-Air-Source) | GSZV903610A* |  |  | CHPF3743C6B*+TXV | G*VC960803BNB* | 33400 | 18 | 8.2 | 34000 | 24400 | 71.76% | 1.8 | 0 | 11 |  |  |  |  | R-410A | 2.7833 | Residential & Commercial | USHP | Ducted CEE Tier 1
210692785 | Central HP <5.4 tons | GOODMAN | HRCU-A-CB (Split System: Heat Pump with Remote Outdoor Unit-Air-Source) | GSZV903610A* |  |  | CSCF3642N6D*+TXV | G*VM970804CNB* | 33800 | 18.5 | 8.2 | 34000 | 24400 | 71.76% | 1.8 | 0 | 11.5 |  |  |  |  | R-410A | 2.8167 | Residential & Commercial | USHP | Ducted CEE Tier 1
213079207 | Central HP <5.4 tons | DAY & NIGHT | HRCU-A-CB (Split System: Heat Pump with Remote Outdoor Unit-Air-Source) | DLCURAH36ABK |  |  | EA*4X36L21A* | *80MSU0802120A* | 34800 | 16.5 | 8.1 | 38500 | 35200 | 91.43% | 1.82 | 0 | 9.5 |  |  |  |  | R-410A | 2.9 | Residential & Commercial | USHP
213079391 | Central HP <5.4 tons | DAY & NIGHT | HRCU-A-CB (Split System: Heat Pump with Remote Outdoor Unit-Air-Source) | DLCURAH36ABK |  |  | EA*4X36L21A* | *92MSN0601714A* | 35000 | 16 | 8.1 | 38500 | 35200 | 91.43% | 1.82 | 0 | 9.5 |  |  |  |  | R-410A | 2.9167 | Residential & Commercial | USHP
213079441 | Central HP <5.4 tons | DAY & NIGHT | HRCU-A-CB (Split System: Heat Pump with Remote Outdoor Unit-Air-Source) | DLCURAH36ABK |  |  | EA*4X43L21A* | *92MSN0601714A* | 36600 | 16 | 8.5 | 38500 | 35000 | 90.91% | 2.06 | 0 | 10 |  |  |  |  | R-410A | 3.05 | Residential & Commercial | USHP | Ducted CEE Tier 1
215682773 | Central HP <5.4 tons | CARRIER | HRCU-A-CB (Split System: Heat Pump with Remote Outdoor Unit-Air-Source) | 27VNA060A*030* |  |  | CSAH*6012AM*+UI | 59TN7A100C21**22 | 55500 | 17 | 8.5 | 60000 | 42000 | 70% | 1.9 | 0 | 9 |  |  |  |  | R-454B | 4.625 | Residential & Commercial | USHP
211387406 | Central HP <5.4 tons | FRASER-JOHNSTON | HRCU-A-CB (Split System: Heat Pump with Remote Outdoor Unit-Air-Source) | HMH72B341 |  |  | XAHC36DXXN1+TXV | TM9V100C16MP12 | 33800 | 17 | 8.1 | 33400 | 23600 | 70.66% | 2.06 | 0 | 9.5 |  |  |  |  | R-410A | 2.8167 | Residential & Commercial | USHP
211386672 | Central HP <5.4 tons | FRASER-JOHNSTON | HRCU-A-CB (Split System: Heat Pump with Remote Outdoor Unit-Air-Source) | HMH72B341 |  |  | JHETC42FBCS2N1 | 0 | 33800 | 17.5 | 8.5 | 32200 | 23400 | 72.67% | 2.08 | 0 | 9.5 |  |  |  |  | R-410A | 2.8167 | Residential & Commercial | USHP
211387197 | Central HP <5.4 tons | FRASER-JOHNSTON | HRCU-A-CB (Split System: Heat Pump with Remote Outdoor Unit-Air-Source) | HMH72B341 |  |  | XAFB36DXXN1+TXV | TM9Y060B12MP11 | 33600 | 16.5 | 8.5 | 33400 | 23600 | 70.66% | 2.04 | 0 | 9.5 |  |  |  |  | R-410A | 2.8 | Residential & Commercial | USHP
211387547 | Central HP <5.4 tons | FRASER-JOHNSTON | HRCU-A-CB (Split System: Heat Pump with Remote Outdoor Unit-Air-Source) | HMH72B341 |  |  | XAFC30CXXN1+TXV | TM9V100C16MP12 | 33200 | 17.5 | 8.5 | 33000 | 23200 | 70.3% | 2.06 | 0 | 10 |  |  |  |  | R-410A | 2.7667 | Residential & Commercial | USHP | Ducted CEE Tier 1
215933855 | Central HP <5.4 tons | BRYANT HEATING AND COOLING SYSTEMS | HRCU-A-CB (Split System: Heat Pump with Remote Outdoor Unit-Air-Source) | 293VAN036**AA* |  |  | CSAH*6012AM*+UI | 987MC42060C17*** | 33800 | 19 | 9 | 33800 | 25800 | 76.33% | 1.96 | 0 | 11 |  |  |  |  | R-454B | 2.8167 | Residential & Commercial | USHP | Ducted CEE Tier 1
211387641 | Central HP <5.4 tons | LUXAIRE | HRCU-A-CB (Split System: Heat Pump with Remote Outdoor Unit-Air-Source) | HMH72B341 |  |  | XAFC36DXXN1+TXV | LP9C080C16MP13 | 34000 | 17.5 | 8.1 | 33800 | 23800 | 70.41% | 2.08 | 0 | 10 |  |  |  |  | R-410A | 2.8333 | Residential & Commercial | USHP | Ducted CEE Tier 1
214396928 | Central HP <5.4 tons | FRASER-JOHNSTON | HRCU-A-CB (Split System: Heat Pump with Remote Outdoor Unit-Air-Source) | HH836E2S11 |  |  | CTM48C5CFS1 | TMLE080C16MP11 | 33400 | 19 | 9 | 31400 | 25400 | 80.89% | 2 | 0 | 11 |  |  |  |  | R-454B | 2.7833 | Residential & Commercial | USHP | Ducted CEE Tier 1
211386921 | Central HP <5.4 tons | FRASER-JOHNSTON | HRCU-A-CB (Split System: Heat Pump with Remote Outdoor Unit-Air-Source) | HMH72B341 |  |  | XAHB36DXXN1+TXV | TM9Y080B12MP11 | 33000 | 17 | 8.1 | 32800 | 23200 | 70.73% | 2 | 0 | 9.5 |  |  |  |  | R-410A | 2.75 | Residential & Commercial | USHP
211387566 | Central HP <5.4 tons | FRASER-JOHNSTON | HRCU-A-CB (Split System: Heat Pump with Remote Outdoor Unit-Air-Source) | HMH72B341 |  |  | XAHC36DXXN1+TXV | TM9V080C16MP12 | 33400 | 17 | 8.1 | 33200 | 23400 | 70.48% | 2.04 | 0 | 9.5 |  |  |  |  | R-410A | 2.7833 | Residential & Commercial | USHP
216782137 | Central HP <5.4 tons | COLEMAN | HRCU-A-CB (Split System: Heat Pump with Remote Outdoor Unit-Air-Source) | HH836E2S11 |  |  | CTU48C5XFS1+TXV | Z8ES100C16LMPS1 | 34000 | 19 | 9 | 31600 | 25200 | 79.75% | 2 | 0 | 11 |  |  |  |  | R-454B | 2.8333 | Residential & Commercial | USHP | Ducted CEE Tier 1
216783990 | Central HP <5.4 tons | COLEMAN | HRCU-A-CB (Split System: Heat Pump with Remote Outdoor Unit-Air-Source) | HH836E2S11 |  |  | CTF36C5CDS1 | Z8ES120C20LMPS1 | 34400 | 18 | 8.5 | 32000 | 26200 | 81.88% | 2 | 0 | 11 |  |  |  |  | R-454B | 2.8667 | Residential & Commercial | USHP | Ducted CEE Tier 1
216374554 | Central HP <5.4 tons | COLEMAN | HRCU-A-CB (Split System: Heat Pump with Remote Outdoor Unit-Air-Source) | HH836E2S11 |  |  | CTM36C5CDS1 | Z9ET080C16SMPS1 | 33400 | 18 | 8.5 | 31000 | 23600 | 76.13% | 2 | 0 | 11 |  |  |  |  | R-454B | 2.7833 | Residential & Commercial | USHP | Ducted CEE Tier 1
216374636 | Central HP <5.4 tons | COLEMAN | HRCU-A-CB (Split System: Heat Pump with Remote Outdoor Unit-Air-Source) | HH836E2S11 |  |  | CTU48C5XFS1+TXV | Z9ET100C16SMPS1 | 33400 | 19 | 9.5 | 31400 | 23800 | 75.8% | 2 | 0 | 11 |  |  |  |  | R-454B | 2.7833 | Residential & Commercial | USHP | Ducted CEE Tier 1
215683023 | Central HP <5.4 tons | CARRIER | HRCU-A-CB (Split System: Heat Pump with Remote Outdoor Unit-Air-Source) | 27VNA060A*030* |  |  | CVAVA6021XMA*+UI | 58CU*B100C21**20 | 57000 | 18 | 9 | 63500 | 44500 | 70.08% | 2.08 | 0 | 9 |  |  |  |  | R-454B | 4.75 | Residential & Commercial | USHP
213077482 | Central HP <5.4 tons | KEEPRITE | HRCU-A-CB (Split System: Heat Pump with Remote Outdoor Unit-Air-Source) | DLCURAH36ABK |  |  | EA*4X36L21A* | *96VTN0802120B* | 34800 | 16 | 8.1 | 38500 | 35200 | 91.43% | 1.82 | 0 | 9.5 |  |  |  |  | R-410A | 2.9 | Residential & Commercial | USHP
211228792 | Central HP <5.4 tons | KEEPRITE | HRCU-A-CB (Split System: Heat Pump with Remote Outdoor Unit-Air-Source) | DLCURAH36ABK |  |  | EA*4X48L21A* | *80ES(N,L)0902116A* | 36200 | 16 | 8.5 | 38500 | 34600 | 89.87% | 2.08 | 0 | 10 |  |  |  |  | R-410A | 3.0167 | Residential & Commercial | USHP | Ducted CEE Tier 1
215679973 | Central HP <5.4 tons | CARRIER | HRCU-A-CB (Split System: Heat Pump with Remote Outdoor Unit-Air-Source) | 27VNA036A*030* |  |  | CSAH*6012AM*+UI | 59TN7A080C17**16 | 34400 | 16 | 8.5 | 34800 | 25000 | 71.84% | 1.78 | 0 | 9.5 |  |  |  |  | R-454B | 2.8667 | Residential & Commercial | USHP
213078304 | Central HP <5.4 tons | BRYANT HEATING AND COOLING SYSTEMS | HRCU-A-CB (Split System: Heat Pump with Remote Outdoor Unit-Air-Source) | 38MURAQ36AB3* |  |  | CAP**4221AL* | 8(0,1)*SB42090M17*** | 35400 | 16.5 | 8.1 | 38500 | 35000 | 90.91% | 1.88 | 0 | 10 |  |  |  |  | R-410A | 2.95 | Residential & Commercial | USHP | Ducted CEE Tier 1
213078352 | Central HP <5.4 tons | BRYANT HEATING AND COOLING SYSTEMS | HRCU-A-CB (Split System: Heat Pump with Remote Outdoor Unit-Air-Source) | 38MURAQ36AB3* |  |  | CNPV*4217AL* | 8(0,1)*SB42090M17*** | 35600 | 16 | 8.1 | 38500 | 35000 | 90.91% | 1.94 | 0 | 10 |  |  |  |  | R-410A | 2.9667 | Residential & Commercial | USHP | Ducted CEE Tier 1
214570376 | Central HP <5.4 tons | KENMORE | HRCU-A-CB (Split System: Heat Pump with Remote Outdoor Unit-Air-Source) | (C,H,T)VH825GKA3* |  |  | EA*4X36L21A*+WALLCON | *80CTL0702120B* | 23600 | 16.5 | 8.1 | 21400 | 16600 | 77.57% | 1.94 | 0 | 10.5 |  |  |  |  | R-410A | 1.9667 | Residential & Commercial | USHP | Ducted CEE Tier 1
216820018 | Central HP <5.4 tons | RHEEM | HRCU-A-CB (Split System: Heat Pump with Remote Outdoor Unit-Air-Source) | RD18AY48AJVC |  |  | RCFY4821STANM | R951V0855A21M4 | 40500 | 17 | 8.1 | 40500 | 37800 | 93.33% | 2.1 | 0 | 10 |  |  |  |  | R-454B | 3.375 | Residential & Commercial | USHP | Ducted CEE Tier 1
213076519 | Central HP <5.4 tons | BRYANT HEATING AND COOLING SYSTEMS | HRCU-A-CB (Split System: Heat Pump with Remote Outdoor Unit-Air-Source) | 38MURAQ36AB3* |  |  | CAP**4321AL* | 82*TB48070V17*** | 36200 | 16 | 8.5 | 38000 | 34800 | 91.58% | 2.04 | 0 | 10 |  |  |  |  | R-410A | 3.0167 | Residential & Commercial | USHP | Ducted CEE Tier 1
206136169 | Central HP <5.4 tons | COMFORTMAKER | HRCU-A-CB (Split System: Heat Pump with Remote Outdoor Unit-Air-Source) | CVH837GKA** |  |  | EA*4X48L21A*+WALLCON | *95CSU0802120A* | 32400 | 17.5 | 8.5 | 32600 | 25000 | 76.69% | 1.98 | 12 | 11.5 |  |  |  |  | R-410A | 2.7 | Residential & Commercial | USHP | Ducted CEE Tier 1
206772698 | Central HP <5.4 tons | COMFORTMAKER | HRCU-A-CB (Split System: Heat Pump with Remote Outdoor Unit-Air-Source) | CVH837GKA2* |  |  | EHD4X42AAL+WALLCON | *80CTL0701716A* | 32400 | 16.5 | 8.1 | 33200 | 25000 | 75.3% | 1.94 | 11.5 | 11 |  |  |  |  | R-410A | 2.7 | Residential & Commercial | USHP | Ducted CEE Tier 1
206773333 | Central HP <5.4 tons | COMFORTMAKER | HRCU-A-CB (Split System: Heat Pump with Remote Outdoor Unit-Air-Source) | CVH837GKA2* |  |  | EHD4X42AAL+WALLCON | *80CSU0601716A* | 32400 | 16.5 | 8.1 | 33200 | 24800 | 74.7% | 1.94 | 11.5 | 11 |  |  |  |  | R-410A | 2.7 | Residential & Commercial | USHP | Ducted CEE Tier 1
214570776 | Central HP <5.4 tons | KENMORE | HRCU-A-CB (Split System: Heat Pump with Remote Outdoor Unit-Air-Source) | (C,H,T)VH825GKA3* |  |  | EA*4X48L24A*+WALLCON | *97CMN0802120B* | 24000 | 16.5 | 8.5 | 21000 | 16500 | 78.57% | 2.02 | 0 | 11 |  |  |  |  | R-410A | 2 | Residential & Commercial | USHP | Ducted CEE Tier 1
215677223 | Central HP <5.4 tons | CARRIER | HRCU-A-CB (Split System: Heat Pump with Remote Outdoor Unit-Air-Source) | 27VNA060A*030* |  |  | CVAMA6124XMA*+UI | 58TN*B070C21**20 | 57000 | 18.5 | 9 | 64000 | 45000 | 70.31% | 2.08 | 0 | 9 |  |  |  |  | R-454B | 4.75 | Residential & Commercial | USHP
215677243 | Central HP <5.4 tons | CARRIER | HRCU-A-CB (Split System: Heat Pump with Remote Outdoor Unit-Air-Source) | 27VNA060A*030* |  |  | CVAMA6124XMA*+UI | 59CU5B080C21**20 | 57500 | 18 | 9 | 64000 | 45000 | 70.31% | 2.08 | 0 | 9 |  |  |  |  | R-454B | 4.7917 | Residential & Commercial | USHP
213078406 | Central HP <5.4 tons | KEEPRITE | HRCU-A-CB (Split System: Heat Pump with Remote Outdoor Unit-Air-Source) | DLCURAH36ABK |  |  | EA*4X37L21A* | *80MS(N,L)0902116A* | 36400 | 16.5 | 8.5 | 38000 | 34800 | 91.58% | 2.06 | 0 | 10 |  |  |  |  | R-410A | 3.0333 | Residential & Commercial | USHP | Ducted CEE Tier 1
213078263 | Central HP <5.4 tons | KEEPRITE | HRCU-A-CB (Split System: Heat Pump with Remote Outdoor Unit-Air-Source) | DLCURAH36ABK |  |  | EA*4X36L17A* | *80MS(N,L)0901714A* | 35000 | 16 | 8.1 | 38500 | 35200 | 91.43% | 1.82 | 0 | 9.5 |  |  |  |  | R-410A | 2.9167 | Residential & Commercial | USHP
213077581 | Central HP <5.4 tons | KEEPRITE | HRCU-A-CB (Split System: Heat Pump with Remote Outdoor Unit-Air-Source) | DLCURAH36ABK |  |  | EN(A,D)4X48L24** | *96VTN0802120B* | 35600 | 16.5 | 8.1 | 38500 | 34800 | 90.39% | 1.98 | 0 | 10 |  |  |  |  | R-410A | 2.9667 | Residential & Commercial | USHP | Ducted CEE Tier 1
213077606 | Central HP <5.4 tons | KEEPRITE | HRCU-A-CB (Split System: Heat Pump with Remote Outdoor Unit-Air-Source) | DLCURAH36ABK |  |  | EA*4X37L21A* | *96VTN1002120B* | 36200 | 16.5 | 8.5 | 38000 | 34800 | 91.58% | 2.04 | 0 | 10 |  |  |  |  | R-410A | 3.0167 | Residential & Commercial | USHP | Ducted CEE Tier 1
215853376 | Central HP <5.4 tons | LUXAIRE | HRCU-A-CB (Split System: Heat Pump with Remote Outdoor Unit-Air-Source) | HH836E2S11 |  |  | CTM36C5CDS1+JME12C2SN1 | 0 | 33400 | 19 | 9 | 30400 | 24800 | 81.58% | 2 | 0 | 12 |  |  |  |  | R-454B | 2.7833 | Residential & Commercial | USHP | Ducted CEE Tier 1
215853419 | Central HP <5.4 tons | FRASER-JOHNSTON | HRCU-A-CB (Split System: Heat Pump with Remote Outdoor Unit-Air-Source) | HH836E2S11 |  |  | CTF36B5CDS1 | Z9ES080B12SMPS1 | 33600 | 18 | 8.5 | 31400 | 25600 | 81.53% | 2 | 0 | 11 |  |  |  |  | R-454B | 2.8 | Residential & Commercial | USHP | Ducted CEE Tier 1
213077788 | Central HP <5.4 tons | KEEPRITE | HRCU-A-CB (Split System: Heat Pump with Remote Outdoor Unit-Air-Source) | DLCURAH36ABK |  |  | EN(A,D)4X48L24** | *96VTN1002122B* | 36000 | 17 | 8.1 | 38500 | 34800 | 90.39% | 2 | 0 | 10.5 |  |  |  |  | R-410A | 3 | Residential & Commercial | USHP | Ducted CEE Tier 1
211227566 | Central HP <5.4 tons | DAY & NIGHT | HRCU-A-CB (Split System: Heat Pump with Remote Outdoor Unit-Air-Source) | DLCURAH36ABK |  |  | EA*4X42L21A* | *95ESN0601714A* | 35000 | 15.5 | 8.1 | 38500 | 35000 | 90.91% | 1.86 | 0 | 9.5 |  |  |  |  | R-410A | 2.9167 | Residential & Commercial | USHP
206133791 | Central HP <5.4 tons | COMFORTMAKER | HRCU-A-CB (Split System: Heat Pump with Remote Outdoor Unit-Air-Source) | CVH825GKA2* |  |  | EA*4X36L21A*+WALLCON | *95CSU1002122A* | 23600 | 16.5 | 8.1 | 21400 | 16600 | 77.57% | 1.94 | 11.5 | 10.5 |  |  |  |  | R-410A | 1.9667 | Residential & Commercial | USHP | Ducted CEE Tier 1
213078991 | Central HP <5.4 tons | DAY & NIGHT | HRCU-A-CB (Split System: Heat Pump with Remote Outdoor Unit-Air-Source) | DLCURAH36ABK |  |  | EA*4X37L21A* | *80MSU0401712A* | 36600 | 16 | 8.5 | 38500 | 34800 | 90.39% | 2.08 | 0 | 10 |  |  |  |  | R-410A | 3.05 | Residential & Commercial | USHP | Ducted CEE Tier 1
213079123 | Central HP <5.4 tons | DAY & NIGHT | HRCU-A-CB (Split System: Heat Pump with Remote Outdoor Unit-Air-Source) | DLCURAH36ABK |  |  | EA*4X42L24A* | *80MSU0601716A* | 35200 | 16.5 | 8.1 | 38500 | 35000 | 90.91% | 1.88 | 0 | 10 |  |  |  |  | R-410A | 2.9333 | Residential & Commercial | USHP | Ducted CEE Tier 1
213080806 | Central HP <5.4 tons | DAY & NIGHT | HRCU-A-CB (Split System: Heat Pump with Remote Outdoor Unit-Air-Source) | DLCURAH36ABK |  |  | EA*4X42L21A* | *95MSU0802120A* | 35200 | 16 | 8.1 | 38500 | 35000 | 90.91% | 1.88 | 0 | 9.5 |  |  |  |  | R-410A | 2.9333 | Residential & Commercial | USHP
215678423 | Central HP <5.4 tons | CARRIER | HRCU-A-CB (Split System: Heat Pump with Remote Outdoor Unit-Air-Source) | 27VNA024A*030* |  |  | CAA**3721AM*+UI | 59TN7A100C21**22 | 24000 | 17.5 | 9 | 23200 | 16300 | 70.26% | 2.02 | 0 | 10.5 |  |  |  |  | R-454B | 2 | Residential & Commercial | USHP | Ducted CEE Tier 1
215853410 | Central HP <5.4 tons | FRASER-JOHNSTON | HRCU-A-CB (Split System: Heat Pump with Remote Outdoor Unit-Air-Source) | HH836E2S11 |  |  | CTM36C5CDS1+JME16C2SN1 | 0 | 33400 | 19 | 9 | 30400 | 24800 | 81.58% | 2 | 0 | 12 |  |  |  |  | R-454B | 2.7833 | Residential & Commercial | USHP | Ducted CEE Tier 1
215940940 | Central HP <5.4 tons | DAY & NIGHT | HRCU-A-CB (Split System: Heat Pump with Remote Outdoor Unit-Air-Source) | C5H3V48*K*AAA* |  |  | EA*5X48M21A*+WALLCON | *96CTN0802120B* | 43500 | 20.5 | 9.5 | 48000 | 36600 | 76.25% | 2 | 0 | 10.5 |  |  |  |  | R-454B | 3.625 | Residential & Commercial | USHP | Ducted CEE Tier 1
216891373 | Central HP <5.4 tons | RHEEM | HRCU-A-CB (Split System: Heat Pump with Remote Outdoor Unit-Air-Source) | RD18AY36AJVC |  |  | RCFY3621MTANM | R97MV0855A21DH | 32600 | 19 | 10 | 32600 | 27800 | 85.28% | 2.1 | 0 | 12 |  |  |  |  | R-454B | 2.7167 | Residential & Commercial | USHP | Ducted CEE Tier 1
216891655 | Central HP <5.4 tons | RHEEM | HRCU-A-CB (Split System: Heat Pump with Remote Outdoor Unit-Air-Source) | RD18AY36AJVC |  |  | RCFY3617STANM | R802V0503A14DZ | 31400 | 18 | 8.5 | 31400 | 27800 | 88.54% | 1.9 | 0 | 12 |  |  |  |  | R-454B | 2.6167 | Residential & Commercial | USHP | Ducted CEE Tier 1
216891657 | Central HP <5.4 tons | RHEEM | HRCU-A-CB (Split System: Heat Pump with Remote Outdoor Unit-Air-Source) | RD18AY36AJVC |  |  | RCFY3621STANM | R801V0504A17UHN | 31200 | 18 | 8.5 | 31200 | 27800 | 89.1% | 1.9 | 0 | 12 |  |  |  |  | R-454B | 2.6 | Residential & Commercial | USHP | Ducted CEE Tier 1
216891814 | Central HP <5.4 tons | RHEEM | HRCU-A-CB (Split System: Heat Pump with Remote Outdoor Unit-Air-Source) | RD18AY36AJVC |  |  | RCFY3624MTANM | R98MV1155A24UP | 32600 | 19 | 10 | 32600 | 27800 | 85.28% | 2.1 | 0 | 12 |  |  |  |  | R-454B | 2.7167 | Residential & Commercial | USHP | Ducted CEE Tier 1
216891405 | Central HP <5.4 tons | RHEEM | HRCU-A-CB (Split System: Heat Pump with Remote Outdoor Unit-Air-Source) | RD18AY48AJVC |  |  | RCFY4824MTANM | R802V1005A21DZ | 43000 | 18 | 8.5 | 42500 | 33000 | 77.65% | 2.1 | 0 | 12 |  |  |  |  | R-454B | 3.5833 | Residential & Commercial | USHP | Ducted CEE Tier 1
213078825 | Central HP <5.4 tons | KEEPRITE | HRCU-A-CB (Split System: Heat Pump with Remote Outdoor Unit-Air-Source) | DLCURAH36ABK |  |  | EA*4X36L17A* | *80MSU1002120A* | 35400 | 15.5 | 8.1 | 39000 | 35400 | 90.77% | 1.84 | 0 | 9.5 |  |  |  |  | R-410A | 2.95 | Residential & Commercial | USHP
213078957 | Central HP <5.4 tons | KEEPRITE | HRCU-A-CB (Split System: Heat Pump with Remote Outdoor Unit-Air-Source) | DLCURAH36ABK |  |  | EA*4X36L17A* | *80MSU0401712A* | 34800 | 15.5 | 8.5 | 39000 | 35200 | 90.26% | 1.8 | 0 | 9.5 |  |  |  |  | R-410A | 2.9 | Residential & Commercial | USHP
211228473 | Central HP <5.4 tons | KEEPRITE | HRCU-A-CB (Split System: Heat Pump with Remote Outdoor Unit-Air-Source) | DLCURAH36ABK |  |  | EA*4X43L21A* | *92ESN1002122A* | 37400 | 15.2 | 8.5 | 39000 | 35000 | 89.74% | 2.16 | 0 | 10 |  |  |  |  | R-410A | 3.1167 | Residential & Commercial | USHP | Ducted CEE Tier 1
211228526 | Central HP <5.4 tons | KEEPRITE | HRCU-A-CB (Split System: Heat Pump with Remote Outdoor Unit-Air-Source) | DLCURAH36ABK |  |  | EA*4X43L21A* | *95ESN1002122A* | 37400 | 15.5 | 8.5 | 39000 | 35000 | 89.74% | 2.16 | 0 | 10 |  |  |  |  | R-410A | 3.1167 | Residential & Commercial | USHP | Ducted CEE Tier 1
211230915 | Central HP <5.4 tons | BRYANT HEATING AND COOLING SYSTEMS | HRCU-A-CB (Split System: Heat Pump with Remote Outdoor Unit-Air-Source) | 38MURAQ36AB3* |  |  | FX4DN(B,F)043L | 0 | 36000 | 16 | 8.1 | 38500 | 34800 | 90.39% | 1.94 | 0 | 10 |  |  |  |  | R-410A | 3 | Residential & Commercial | USHP | Ducted CEE Tier 1
210692137 | Central HP <5.4 tons | AMERICAN STANDARD | HRCU-A-CB (Split System: Heat Pump with Remote Outdoor Unit-Air-Source) | 4A6V8X60A1 |  |  | 4PX*CU60BS3 | S8V2C100M5PCA | 54000 | 18 | 8.2 | 52000 | 40000 | 76.92% | 1.78 | 11.7 | 11.7 |  |  |  |  | R-410A | 4.5 | Residential & Commercial | USHP | Ducted CEE Tier 1
206765577 | Central HP <5.4 tons | COMFORTMAKER | HRCU-A-CB (Split System: Heat Pump with Remote Outdoor Unit-Air-Source) | CVH825GKA3* |  |  | EA*4X30L17A*+WALLCON | *80CTL0451712A* | 23400 | 16 | 8.1 | 21600 | 16800 | 77.78% | 1.9 | 11 | 10.5 |  |  |  |  | R-410A | 1.95 | Residential & Commercial | USHP | Ducted CEE Tier 1
206771851 | Central HP <5.4 tons | COMFORTMAKER | HRCU-A-CB (Split System: Heat Pump with Remote Outdoor Unit-Air-Source) | CVH837GKA2* |  |  | EA*4X48L21A*+WALLCON | *96CTN1002122A* | 32400 | 17.5 | 8.5 | 32600 | 25000 | 76.69% | 1.98 | 12 | 11.7 |  |  |  |  | R-410A | 2.7 | Residential & Commercial | USHP | Ducted CEE Tier 1
206765802 | Central HP <5.4 tons | COMFORTMAKER | HRCU-A-CB (Split System: Heat Pump with Remote Outdoor Unit-Air-Source) | CVH825GKA3* |  |  | EA*4X36L21A*+WALLCON | *97CMN1002122A* | 23600 | 16.5 | 8.1 | 21400 | 16600 | 77.57% | 1.94 | 11 | 11 |  |  |  |  | R-410A | 1.9667 | Residential & Commercial | USHP | Ducted CEE Tier 1
206766054 | Central HP <5.4 tons | COMFORTMAKER | HRCU-A-CB (Split System: Heat Pump with Remote Outdoor Unit-Air-Source) | CVH825GKA3* |  |  | EA*4X37L21A*+WALLCON | *97CMN0602120A* | 24400 | 16.5 | 8.1 | 21200 | 16700 | 78.77% | 2.02 | 11 | 11 |  |  |  |  | R-410A | 2.0333 | Residential & Commercial | USHP | Ducted CEE Tier 1
206765631 | Central HP <5.4 tons | COMFORTMAKER | HRCU-A-CB (Split System: Heat Pump with Remote Outdoor Unit-Air-Source) | CVH825GKA3* |  |  | EA*4X30L17A*+WALLCON | *80CTL0701412A* | 23600 | 17 | 8.1 | 21600 | 16600 | 76.85% | 1.92 | 11.5 | 11 |  |  |  |  | R-410A | 1.9667 | Residential & Commercial | USHP | Ducted CEE Tier 1
206765649 | Central HP <5.4 tons | COMFORTMAKER | HRCU-A-CB (Split System: Heat Pump with Remote Outdoor Unit-Air-Source) | CVH825GKA3* |  |  | EA*4X36L17A*+WALLCON | *80CTL0451712A* | 23400 | 16 | 8.1 | 21600 | 16800 | 77.78% | 1.92 | 11 | 10.5 |  |  |  |  | R-410A | 1.95 | Residential & Commercial | USHP | Ducted CEE Tier 1
206765856 | Central HP <5.4 tons | COMFORTMAKER | HRCU-A-CB (Split System: Heat Pump with Remote Outdoor Unit-Air-Source) | CVH825GKA3* |  |  | EA*4X37L17A*+WALLCON | *80CTL0451712A* | 24000 | 16 | 8.1 | 21600 | 16800 | 77.78% | 1.98 | 11 | 10.5 |  |  |  |  | R-410A | 2 | Residential & Commercial | USHP | Ducted CEE Tier 1
206765874 | Central HP <5.4 tons | COMFORTMAKER | HRCU-A-CB (Split System: Heat Pump with Remote Outdoor Unit-Air-Source) | CVH825GKA3* |  |  | EA*4X37L17A*+WALLCON | *96CTN0601714A* | 24000 | 16 | 8.1 | 21400 | 16800 | 78.5% | 1.98 | 11 | 11 |  |  |  |  | R-410A | 2 | Residential & Commercial | USHP | Ducted CEE Tier 1
206767037 | Central HP <5.4 tons | COMFORTMAKER | HRCU-A-CB (Split System: Heat Pump with Remote Outdoor Unit-Air-Source) | CVH825GKA3* |  |  | EHD4X36AAL+WALLCON | *80CTL0701412A* | 24000 | 16.5 | 8.1 | 21400 | 16600 | 77.57% | 2 | 11.5 | 11 |  |  |  |  | R-410A | 2 | Residential & Commercial | USHP | Ducted CEE Tier 1
206765667 | Central HP <5.4 tons | COMFORTMAKER | HRCU-A-CB (Split System: Heat Pump with Remote Outdoor Unit-Air-Source) | CVH825GKA3* |  |  | EA*4X36L17A*+WALLCON | *96CTN0601714A* | 23400 | 16 | 8.1 | 21600 | 16800 | 77.78% | 1.92 | 11 | 10.5 |  |  |  |  | R-410A | 1.95 | Residential & Commercial | USHP | Ducted CEE Tier 1
206765937 | Central HP <5.4 tons | COMFORTMAKER | HRCU-A-CB (Split System: Heat Pump with Remote Outdoor Unit-Air-Source) | CVH825GKA3* |  |  | EA*4X37L21A*+WALLCON | *80CTL0701716A* | 24400 | 17 | 8.5 | 21200 | 16600 | 78.3% | 2.02 | 11 | 11 |  |  |  |  | R-410A | 2.0333 | Residential & Commercial | USHP | Ducted CEE Tier 1
206767172 | Central HP <5.4 tons | COMFORTMAKER | HRCU-A-CB (Split System: Heat Pump with Remote Outdoor Unit-Air-Source) | CVH825GKA3* |  |  | EA*4X36L21A*+WALLCON | *80CSU1002120A* | 23600 | 16.5 | 8.1 | 21400 | 16700 | 78.04% | 1.92 | 11.5 | 10.5 |  |  |  |  | R-410A | 1.9667 | Residential & Commercial | USHP | Ducted CEE Tier 1
206765408 | Central HP <5.4 tons | COMFORTMAKER | HRCU-A-CB (Split System: Heat Pump with Remote Outdoor Unit-Air-Source) | CVH825GKA3* |  |  | EA*4X24L14A*+WALLCON | *80CTL0701412A* | 23400 | 17 | 8.1 | 22000 | 16800 | 76.36% | 1.9 | 11 | 10.5 |  |  |  |  | R-410A | 1.95 | Residential & Commercial | USHP | Ducted CEE Tier 1
216819691 | Central HP <5.4 tons | RHEEM | HRCU-A-CB (Split System: Heat Pump with Remote Outdoor Unit-Air-Source) | RD18AY48AJVC |  |  | RCFY4821STANM | R801V0504A17UHS | 40500 | 16 | 8.1 | 40500 | 38000 | 93.83% | 2 | 0 | 10 |  |  |  |  | R-454B | 3.375 | Residential & Commercial | USHP | Ducted CEE Tier 1
214242331 | Central HP <5.4 tons | DAY & NIGHT | HRCU-A-CB (Split System: Heat Pump with Remote Outdoor Unit-Air-Source) | CVH825GKA3* |  |  | EN(A,D)4X48L24**+WALLCON | *80CTL0902120B* | 24200 | 17 | 8.1 | 21200 | 16600 | 78.3% | 2 | 0 | 11 |  |  |  |  | R-410A | 2.0167 | Residential & Commercial | USHP | Ducted CEE Tier 1
215433945 | Central HP <5.4 tons | GOODMAN | HRCU-A-CB (Split System: Heat Pump with Remote Outdoor Unit-Air-Source) | GZV7SA4210A* |  |  | CHPEA6030*3A*+MBVK16CP1X00A* | 0 | 41000 | 17.5 | 8.8 | 41000 | 31000 | 75.61% | 2 | 0 | 10 |  |  |  |  | R-32 | 3.4167 | Residential & Commercial | USHP | Ducted CEE Tier 1
215681623 | Central HP <5.4 tons | CARRIER | HRCU-A-CB (Split System: Heat Pump with Remote Outdoor Unit-Air-Source) | 27VNA048A*030* |  |  | CSAH*4812AM*+UI | 59TN7A080C17**16 | 44500 | 16 | 8.5 | 49500 | 34800 | 70.3% | 1.92 | 0 | 9 |  |  |  |  | R-454B | 3.7083 | Residential & Commercial | USHP
214242468 | Central HP <5.4 tons | AIRQUEST | HRCU-A-CB (Split System: Heat Pump with Remote Outdoor Unit-Air-Source) | HVH825GKA2* |  |  | EN(A,D)4X24L17**+WALLCON | *97CMN0601714B* | 23200 | 15.5 | 8.1 | 22200 | 16900 | 76.13% | 1.92 | 0 | 10.5 |  |  |  |  | R-410A | 1.9333 | Residential & Commercial | USHP | Ducted CEE Tier 1
216732607 | Central HP <5.4 tons | HEIL | HRCU-A-CB (Split System: Heat Pump with Remote Outdoor Unit-Air-Source) | D5CUHAH24AAK |  |  | EA*5X24M14A* | *96VSN0601412B* | 21800 | 15.5 | 8.5 | 21000 | 19100 | 90.95% | 1.96 | 0 | 10.5 |  |  |  |  | R-454B | 1.8167 | Residential & Commercial | USHP | Ducted CEE Tier 1
216732676 | Central HP <5.4 tons | HEIL | HRCU-A-CB (Split System: Heat Pump with Remote Outdoor Unit-Air-Source) | D5CUHAH24AAK |  |  | EA*5X24M17A* | *80MS(N,L)0701412A* | 22000 | 16 | 8.5 | 21000 | 19100 | 90.95% | 1.96 | 0 | 10.5 |  |  |  |  | R-454B | 1.8333 | Residential & Commercial | USHP | Ducted CEE Tier 1
216732708 | Central HP <5.4 tons | HEIL | HRCU-A-CB (Split System: Heat Pump with Remote Outdoor Unit-Air-Source) | D5CUHAH24AAK |  |  | EA*5X24M17A* | *80MS(N,L)0901714A* | 22000 | 16 | 8.5 | 21000 | 19100 | 90.95% | 1.98 | 0 | 10.5 |  |  |  |  | R-454B | 1.8333 | Residential & Commercial | USHP | Ducted CEE Tier 1
216732958 | Central HP <5.4 tons | HEIL | HRCU-A-CB (Split System: Heat Pump with Remote Outdoor Unit-Air-Source) | D5CUHAH24AAK |  |  | EA*5X24M17A* | *96VSN0401712B* | 22000 | 15.5 | 8.5 | 21200 | 19300 | 91.04% | 1.98 | 0 | 10 |  |  |  |  | R-454B | 1.8333 | Residential & Commercial | USHP | Ducted CEE Tier 1
216733044 | Central HP <5.4 tons | HEIL | HRCU-A-CB (Split System: Heat Pump with Remote Outdoor Unit-Air-Source) | D5CUHAH24AAK |  |  | EA*5X24M17A* | *96VTN0401410B* | 21800 | 15.2 | 8.1 | 21000 | 19200 | 91.43% | 1.9 | 0 | 10 |  |  |  |  | R-454B | 1.8167 | Residential & Commercial | USHP | Ducted CEE Tier 1
216733226 | Central HP <5.4 tons | HEIL | HRCU-A-CB (Split System: Heat Pump with Remote Outdoor Unit-Air-Source) | D5CUHAH24AAK |  |  | EA*5X25M17A* | *80VSL0701412B* | 23200 | 17 | 8.5 | 20800 | 18400 | 88.46% | 1.96 | 0 | 11 |  |  |  |  | R-454B | 1.9333 | Residential & Commercial | USHP | Ducted CEE Tier 1
216737039 | Central HP <5.4 tons | BRYANT HEATING AND COOLING SYSTEMS | HRCU-A-CB (Split System: Heat Pump with Remote Outdoor Unit-Air-Source) | 37MUHAQ24AA3 |  |  | CSAH*3012AM* | 8(0,1)*SB36070M17*** | 22600 | 15.5 | 8.1 | 21000 | 18800 | 89.52% | 1.85 | 0 | 10.5 |  |  |  |  | R-454B | 1.8833 | Residential & Commercial | USHP | Ducted CEE Tier 1
216767068 | Central HP <5.4 tons | TRANE | HRCU-A-CB (Split System: Heat Pump with Remote Outdoor Unit-Air-Source) | 5TWX7036A1 |  |  | 5TXCC007AS3 | S8V2C100M5PCB | 33800 | 16.5 | 8.7 | 32800 | 24200 | 73.78% | 2.18 | 0 | 12 |  |  |  |  | R-454B | 2.8167 | Residential & Commercial | USHP | Ducted CEE Tier 1
216767104 | Central HP <5.4 tons | TRANE | HRCU-A-CB (Split System: Heat Pump with Remote Outdoor Unit-Air-Source) | 5TWX7048A1 |  |  | 5PX*C009AS3+P0V0C000M50SD | 0 | 43500 | 16 | 8.7 | 43500 | 32000 | 73.56% | 2.21 | 0 | 12 |  |  |  |  | R-454B | 3.625 | Residential & Commercial | USHP | Ducted CEE Tier 1
216767137 | Central HP <5.4 tons | TRANE | HRCU-A-CB (Split System: Heat Pump with Remote Outdoor Unit-Air-Source) | 5TWX7048A1 |  |  | 5PX*D010AS3+P0V0D000M50SD | 0 | 44000 | 16 | 8.7 | 44000 | 32000 | 72.73% | 2.23 | 0 | 12.5 |  |  |  |  | R-454B | 3.6667 | Residential & Commercial | USHP | Ducted CEE Tier 1
212983162 | Central HP <5.4 tons | CARRIER | HRCU-A-CB (Split System: Heat Pump with Remote Outdoor Unit-Air-Source) | 38MURAQ24AB3* |  |  | CAP**3617AL* | 59SC2E040M17**12 | 23400 | 16 | 8.5 | 26400 | 24000 | 90.91% | 1.98 | 0 | 10 |  |  |  |  | R-410A | 1.95 | Residential & Commercial | USHP | Ducted CEE Tier 1
213297665 | Central HP <5.4 tons | FRASER-JOHNSTON | HRCU-A-CB (Split System: Heat Pump with Remote Outdoor Unit-Air-Source) | HMH72B341 |  |  | XAHB36DBCN1 | Z8ES040A12LMPS1 | 33200 | 17.5 | 8.1 | 32800 | 23000 | 70.12% | 2.02 | 0 | 10 |  |  |  |  | R-410A | 2.7667 | Residential & Commercial | USHP | Ducted CEE Tier 1
211264408 | Central HP <5.4 tons | COMFORTMAKER | HRCU-A-CB (Split System: Heat Pump with Remote Outdoor Unit-Air-Source) | DLCURAH18ABK |  |  | EN(A,D)4X30L17** | *96VTN0601412A* | 18000 | 16 | 8.5 | 18600 | 18400 | 98.92% | 2.22 | 0 | 11 |  |  |  |  | R-410A | 1.5 | Residential & Commercial | USHP | Ducted CEE Tier 1
212989315 | Central HP <5.4 tons | DAY & NIGHT | HRCU-A-CB (Split System: Heat Pump with Remote Outdoor Unit-Air-Source) | DLCURAH18ABK |  |  | EN(A,D)4X24L17** | *95MSU0601716A* | 17300 | 16 | 8.1 | 18300 | 19200 | 104.9% | 2.32 | 0 | 10.5 |  |  |  |  | R-410A | 1.4417 | Residential & Commercial | USHP | Ducted CEE Tier 1
213297615 | Central HP <5.4 tons | FRASER-JOHNSTON | HRCU-A-CB (Split System: Heat Pump with Remote Outdoor Unit-Air-Source) | HMH72B341 |  |  | XAHC36DXXN1+TXV | Z8ES080C16LMPS1 | 34000 | 17.5 | 8.5 | 33400 | 23600 | 70.66% | 2.08 | 0 | 10 |  |  |  |  | R-410A | 2.8333 | Residential & Commercial | USHP | Ducted CEE Tier 1
213297935 | Central HP <5.4 tons | FRASER-JOHNSTON | HRCU-A-CB (Split System: Heat Pump with Remote Outdoor Unit-Air-Source) | HMH72B341 |  |  | XAUB36DXXN1+TXV | Z8ET080B12LMPS1 | 34000 | 18.5 | 8.1 | 33400 | 24000 | 71.86% | 2.08 | 0 | 9.5 |  |  |  |  | R-410A | 2.8333 | Residential & Commercial | USHP
213297940 | Central HP <5.4 tons | FRASER-JOHNSTON | HRCU-A-CB (Split System: Heat Pump with Remote Outdoor Unit-Air-Source) | HMH72B341 |  |  | XAFD48FXXN1+TXV | Z8ES120C16SMPS1 | 34000 | 16.5 | 8.5 | 32800 | 23400 | 71.34% | 2.1 | 0 | 9.5 |  |  |  |  | R-410A | 2.8333 | Residential & Commercial | USHP
212985240 | Central HP <5.4 tons | BRYANT HEATING AND COOLING SYSTEMS | HRCU-A-CB (Split System: Heat Pump with Remote Outdoor Unit-Air-Source) | 38MURAQ36AB3* |  |  | CAP**4824AL* | 912SE60100M21*** | 35800 | 16.5 | 8.5 | 37800 | 34600 | 91.53% | 2.02 | 0 | 10 |  |  |  |  | R-410A | 2.9833 | Residential & Commercial | USHP | Ducted CEE Tier 1
215938116 | Central HP <5.4 tons | HEIL | HRCU-A-CB (Split System: Heat Pump with Remote Outdoor Unit-Air-Source) | H5H3V48*K*AAA* |  |  | EVD5X49M24A*+WALLCON | *96CTN1202422B* | 45500 | 20.5 | 8.1 | 52500 | 38000 | 72.38% | 1.95 | 0 | 11.5 |  |  |  |  | R-454B | 3.7917 | Residential & Commercial | USHP | Ducted CEE Tier 1
213297960 | Central HP <5.4 tons | FRASER-JOHNSTON | HRCU-A-CB (Split System: Heat Pump with Remote Outdoor Unit-Air-Source) | HMH72B341 |  |  | XAHC36DXXN1+TXV | Z8ES100C16SMPS1 | 34000 | 17.5 | 8.1 | 33400 | 24000 | 71.86% | 2.08 | 0 | 9.5 |  |  |  |  | R-410A | 2.8333 | Residential & Commercial | USHP
213298085 | Central HP <5.4 tons | FRASER-JOHNSTON | HRCU-A-CB (Split System: Heat Pump with Remote Outdoor Unit-Air-Source) | HMH72B341 |  |  | XAUB36DXXN1+TXV | Z8ES040A12LMPS1 | 34000 | 18 | 8.5 | 33400 | 24200 | 72.46% | 2.1 | 0 | 10 |  |  |  |  | R-410A | 2.8333 | Residential & Commercial | USHP | Ducted CEE Tier 1
216410938 | Central HP <5.4 tons | FRASER-JOHNSTON | HRCU-A-CB (Split System: Heat Pump with Remote Outdoor Unit-Air-Source) | HMH72B361 |  |  | XAFC36DBCN1 | Z9ET100C16SMPS1 | 35000 | 17.5 | 8.5 | 34600 | 24800 | 71.68% | 2.06 | 0 | 8.5 |  |  |  |  | R-410A | 2.9167 | Residential & Commercial | USHP
206767492 | Central HP <5.4 tons | COMFORTMAKER | HRCU-A-CB (Split System: Heat Pump with Remote Outdoor Unit-Air-Source) | CVH825GKA3* |  |  | EA*4X36L17A*+WALLCON | *95CSU0601716A* | 23400 | 16.5 | 8.1 | 21600 | 16800 | 77.78% | 1.92 | 11 | 10.5 |  |  |  |  | R-410A | 1.95 | Residential & Commercial | USHP | Ducted CEE Tier 1
215681903 | Central HP <5.4 tons | CARRIER | HRCU-A-CB (Split System: Heat Pump with Remote Outdoor Unit-Air-Source) | 27VNA048A*030* |  |  | CVAMA6021XMA*+UI | 58CU*B040C17**12 | 48000 | 18.5 | 9 | 50000 | 36600 | 73.2% | 2 | 0 | 10 |  |  |  |  | R-454B | 4 | Residential & Commercial | USHP | Ducted CEE Tier 1
215682053 | Central HP <5.4 tons | CARRIER | HRCU-A-CB (Split System: Heat Pump with Remote Outdoor Unit-Air-Source) | 27VNA048A*030* |  |  | CVAMA6124XMA*+UI | 58CU*B100C21**20 | 48500 | 19 | 9 | 50000 | 36600 | 73.2% | 2.12 | 0 | 10 |  |  |  |  | R-454B | 4.0417 | Residential & Commercial | USHP | Ducted CEE Tier 1
215682103 | Central HP <5.4 tons | CARRIER | HRCU-A-CB (Split System: Heat Pump with Remote Outdoor Unit-Air-Source) | 27VNA048A*030* |  |  | CVAVA4821XMA*+UI | 58CU*B040C17**12 | 47000 | 18 | 9 | 50000 | 36400 | 72.8% | 2.02 | 0 | 9.5 |  |  |  |  | R-454B | 3.9167 | Residential & Commercial | USHP
215682123 | Central HP <5.4 tons | CARRIER | HRCU-A-CB (Split System: Heat Pump with Remote Outdoor Unit-Air-Source) | 27VNA048A*030* |  |  | CVAVA4821XMA*+UI | 58CU*B080C21**20 | 47000 | 18.5 | 9 | 50000 | 36200 | 72.4% | 2.02 | 0 | 10 |  |  |  |  | R-454B | 3.9167 | Residential & Commercial | USHP | Ducted CEE Tier 1
215682253 | Central HP <5.4 tons | CARRIER | HRCU-A-CB (Split System: Heat Pump with Remote Outdoor Unit-Air-Source) | 27VNA048A*030* |  |  | CVAVA4924XMA*+UI | 58CU*B100C21**20 | 48000 | 18.5 | 9 | 50000 | 36600 | 73.2% | 2 | 0 | 10 |  |  |  |  | R-454B | 4 | Residential & Commercial | USHP | Ducted CEE Tier 1
215682273 | Central HP <5.4 tons | CARRIER | HRCU-A-CB (Split System: Heat Pump with Remote Outdoor Unit-Air-Source) | 27VNA048A*030* |  |  | CVAVA4924XMA*+UI | 59TN7A100C21**22 | 48000 | 19 | 9 | 50000 | 36600 | 73.2% | 2 | 0 | 10.5 |  |  |  |  | R-454B | 4 | Residential & Commercial | USHP | Ducted CEE Tier 1
213077150 | Central HP <5.4 tons | DAY & NIGHT | HRCU-A-CB (Split System: Heat Pump with Remote Outdoor Unit-Air-Source) | DLCURAH36ABK |  |  | EA*4X37L21A* | *96VSN1002120B* | 36200 | 16 | 8.5 | 38000 | 34800 | 91.58% | 2.04 | 0 | 10 |  |  |  |  | R-410A | 3.0167 | Residential & Commercial | USHP | Ducted CEE Tier 1
206767073 | Central HP <5.4 tons | COMFORTMAKER | HRCU-A-CB (Split System: Heat Pump with Remote Outdoor Unit-Air-Source) | CVH825GKA3* |  |  | EA*4X24L17A*+WALLCON | *80CSU0401712A* | 23200 | 16.5 | 8.1 | 22000 | 16700 | 75.91% | 1.9 | 11 | 10.5 |  |  |  |  | R-410A | 1.9333 | Residential & Commercial | USHP | Ducted CEE Tier 1
215681953 | Central HP <5.4 tons | CARRIER | HRCU-A-CB (Split System: Heat Pump with Remote Outdoor Unit-Air-Source) | 27VNA048A*030* |  |  | CVAMA6021XMA*+UI | 59TN7A080C21**20 | 48000 | 19 | 9 | 50000 | 36800 | 73.6% | 2 | 0 | 10 |  |  |  |  | R-454B | 4 | Residential & Commercial | USHP | Ducted CEE Tier 1
215682203 | Central HP <5.4 tons | CARRIER | HRCU-A-CB (Split System: Heat Pump with Remote Outdoor Unit-Air-Source) | 27VNA048A*030* |  |  | CVAVA4824XMA*+UI | 59TN7A080C21**20 | 47000 | 18.5 | 9 | 50000 | 36400 | 72.8% | 2 | 0 | 10 |  |  |  |  | R-454B | 3.9167 | Residential & Commercial | USHP | Ducted CEE Tier 1
206765559 | Central HP <5.4 tons | COMFORTMAKER | HRCU-A-CB (Split System: Heat Pump with Remote Outdoor Unit-Air-Source) | CVH825GKA3* |  |  | EA*4X25L17A*+WALLCON | *80CTL0901716A* | 24400 | 17.5 | 8.5 | 21200 | 16600 | 78.3% | 2.04 | 12 | 11.5 |  |  |  |  | R-410A | 2.0333 | Residential & Commercial | USHP | Ducted CEE Tier 1
206765676 | Central HP <5.4 tons | COMFORTMAKER | HRCU-A-CB (Split System: Heat Pump with Remote Outdoor Unit-Air-Source) | CVH825GKA3* |  |  | EA*4X36L17A*+WALLCON | *96CTN0801714A* | 23600 | 16.5 | 8.1 | 21600 | 16700 | 77.31% | 1.92 | 11.5 | 10.5 |  |  |  |  | R-410A | 1.9667 | Residential & Commercial | USHP | Ducted CEE Tier 1
206765613 | Central HP <5.4 tons | COMFORTMAKER | HRCU-A-CB (Split System: Heat Pump with Remote Outdoor Unit-Air-Source) | CVH825GKA3* |  |  | EA*4X30L17A*+WALLCON | *97CMN0601714A* | 23200 | 16 | 8.1 | 21600 | 16900 | 78.24% | 1.9 | 11 | 10.5 |  |  |  |  | R-410A | 1.9333 | Residential & Commercial | USHP | Ducted CEE Tier 1
206765640 | Central HP <5.4 tons | COMFORTMAKER | HRCU-A-CB (Split System: Heat Pump with Remote Outdoor Unit-Air-Source) | CVH825GKA3* |  |  | EA*4X30L17A*+WALLCON | *80CTL0901716A* | 23600 | 17 | 8.1 | 21400 | 16600 | 77.57% | 1.92 | 11 | 11 |  |  |  |  | R-410A | 1.9667 | Residential & Commercial | USHP | Ducted CEE Tier 1
215681333 | Central HP <5.4 tons | CARRIER | HRCU-A-CB (Split System: Heat Pump with Remote Outdoor Unit-Air-Source) | 27VNA048A*030* |  |  | CAA**4821AM*+UI | 58CU*B100C21**20 | 44000 | 17 | 9 | 48500 | 34000 | 70.1% | 2.04 | 0 | 9.5 |  |  |  |  | R-454B | 3.6667 | Residential & Commercial | USHP
215681983 | Central HP <5.4 tons | CARRIER | HRCU-A-CB (Split System: Heat Pump with Remote Outdoor Unit-Air-Source) | 27VNA048A*030* |  |  | CVAMA6024XMA*+UI | 58CU*B080C21**20 | 48000 | 19 | 9 | 50000 | 36200 | 72.4% | 2.12 | 0 | 10 |  |  |  |  | R-454B | 4 | Residential & Commercial | USHP | Ducted CEE Tier 1
214241951 | Central HP <5.4 tons | DAY & NIGHT | HRCU-A-CB (Split System: Heat Pump with Remote Outdoor Unit-Air-Source) | CVH825GKA3* |  |  | EN(A,D)4X36L21**+WALLCON | *97CMN1002122B* | 23600 | 16.5 | 8.1 | 21400 | 16700 | 78.04% | 1.92 | 0 | 11 |  |  |  |  | R-410A | 1.9667 | Residential & Commercial | USHP | Ducted CEE Tier 1
214242251 | Central HP <5.4 tons | DAY & NIGHT | HRCU-A-CB (Split System: Heat Pump with Remote Outdoor Unit-Air-Source) | CVH825GKA3* |  |  | EN(A,D,W)4X48L21**+WALLCON | *80CTL1102120B* | 24200 | 17 | 8.1 | 21200 | 16500 | 77.83% | 2 | 0 | 11 |  |  |  |  | R-410A | 2.0167 | Residential & Commercial | USHP | Ducted CEE Tier 1
215681693 | Central HP <5.4 tons | CARRIER | HRCU-A-CB (Split System: Heat Pump with Remote Outdoor Unit-Air-Source) | 27VNA048A*030* |  |  | CSAH*6012AM*+UI | 58CU*B080C21**20 | 45500 | 17 | 8.5 | 48000 | 33600 | 70% | 2.06 | 0 | 9.5 |  |  |  |  | R-454B | 3.7917 | Residential & Commercial | USHP
216051046 | Central HP <5.4 tons | RHEEM | HRCU-A-CB (Split System: Heat Pump with Remote Outdoor Unit-Air-Source) | RP19AY24AJVC |  |  | RCFY2421HEAAM | R801V0754A17UH | 22800 | 21 | 10 | 22800 | 18400 | 80.7% | 1.8 | 0 | 13 |  |  |  |  | R-454B | 1.9 | Residential & Commercial | USHP | Ducted CEE Tier 1
215683113 | Central HP <5.4 tons | CARRIER | HRCU-A-CB (Split System: Heat Pump with Remote Outdoor Unit-Air-Source) | 27VNA060A*030* |  |  | CVAVA6121XMA*+UI | 59TN6C080C21**20 | 57000 | 18.5 | 9 | 64000 | 45000 | 70.31% | 2.08 | 0 | 9 |  |  |  |  | R-454B | 4.75 | Residential & Commercial | USHP
215682293 | Central HP <5.4 tons | CARRIER | HRCU-A-CB (Split System: Heat Pump with Remote Outdoor Unit-Air-Source) | 27VNA048A*030* |  |  | CVAVA6021XMA*+UI | 59TN6C080C21**20 | 48000 | 19 | 9 | 50000 | 36800 | 73.6% | 2 | 0 | 10 |  |  |  |  | R-454B | 4 | Residential & Commercial | USHP | Ducted CEE Tier 1
206765712 | Central HP <5.4 tons | COMFORTMAKER | HRCU-A-CB (Split System: Heat Pump with Remote Outdoor Unit-Air-Source) | CVH825GKA3* |  |  | EA*4X36L17A*+WALLCON | *80CTL0901716A* | 23600 | 17 | 8.1 | 21400 | 16600 | 77.57% | 1.94 | 11.5 | 11 |  |  |  |  | R-410A | 1.9667 | Residential & Commercial | USHP | Ducted CEE Tier 1
206767082 | Central HP <5.4 tons | COMFORTMAKER | HRCU-A-CB (Split System: Heat Pump with Remote Outdoor Unit-Air-Source) | CVH825GKA3* |  |  | EA*4X24L17A*+WALLCON | *80CSU0601716A* | 23200 | 16.5 | 8.1 | 22000 | 16800 | 76.36% | 1.88 | 11 | 10.5 |  |  |  |  | R-410A | 1.9333 | Residential & Commercial | USHP | Ducted CEE Tier 1
206767181 | Central HP <5.4 tons | COMFORTMAKER | HRCU-A-CB (Split System: Heat Pump with Remote Outdoor Unit-Air-Source) | CVH825GKA3* |  |  | EA*4X37L17A*+WALLCON | *80CSU0401712A* | 24200 | 17 | 8.1 | 21400 | 16600 | 77.57% | 2 | 11.5 | 11 |  |  |  |  | R-410A | 2.0167 | Residential & Commercial | USHP | Ducted CEE Tier 1
213078404 | Central HP <5.4 tons | DAY & NIGHT | HRCU-A-CB (Split System: Heat Pump with Remote Outdoor Unit-Air-Source) | DLCURAH36ABK |  |  | EA*4X37L21A* | *80MS(N,L)0902116A* | 36400 | 16.5 | 8.5 | 38000 | 34800 | 91.58% | 2.06 | 0 | 10 |  |  |  |  | R-410A | 3.0333 | Residential & Commercial | USHP | Ducted CEE Tier 1
213078503 | Central HP <5.4 tons | DAY & NIGHT | HRCU-A-CB (Split System: Heat Pump with Remote Outdoor Unit-Air-Source) | DLCURAH36ABK |  |  | EA*4X37L21A* | *80MS(N,L)0902120A* | 37000 | 16 | 8.5 | 38500 | 35000 | 90.91% | 2.08 | 0 | 10 |  |  |  |  | R-410A | 3.0833 | Residential & Commercial | USHP | Ducted CEE Tier 1
206767474 | Central HP <5.4 tons | COMFORTMAKER | HRCU-A-CB (Split System: Heat Pump with Remote Outdoor Unit-Air-Source) | CVH825GKA3* |  |  | EA*4X25L17A*+WALLCON | *95CSU0601716A* | 24200 | 16.5 | 8.1 | 21400 | 16700 | 78.04% | 2 | 11 | 10.5 |  |  |  |  | R-410A | 2.0167 | Residential & Commercial | USHP | Ducted CEE Tier 1
215681503 | Central HP <5.4 tons | CARRIER | HRCU-A-CB (Split System: Heat Pump with Remote Outdoor Unit-Air-Source) | 27VNA048A*030* |  |  | CAA**6121AM*+UI | 59TN7A100C21**22 | 46000 | 18 | 9 | 47500 | 33800 | 71.16% | 2.08 | 0 | 10 |  |  |  |  | R-454B | 3.8333 | Residential & Commercial | USHP | Ducted CEE Tier 1
212975837 | Central HP <5.4 tons | CARRIER | HRCU-A-CB (Split System: Heat Pump with Remote Outdoor Unit-Air-Source) | 38MURAQ18AB3* |  |  | CNPV*3017AL* | GG96VTAB48080B** | 17500 | 16 | 8.1 | 18000 | 18700 | 103.9% | 2.24 | 0 | 11 |  |  |  |  | R-410A | 1.4583 | Residential & Commercial | USHP | Ducted CEE Tier 1
215682153 | Central HP <5.4 tons | CARRIER | HRCU-A-CB (Split System: Heat Pump with Remote Outdoor Unit-Air-Source) | 27VNA048A*030* |  |  | CVAVA4821XMA*+UI | 59TN7A080C21**20 | 47000 | 18.5 | 9 | 50000 | 36600 | 73.2% | 1.98 | 0 | 10 |  |  |  |  | R-454B | 3.9167 | Residential & Commercial | USHP | Ducted CEE Tier 1
215682033 | Central HP <5.4 tons | CARRIER | HRCU-A-CB (Split System: Heat Pump with Remote Outdoor Unit-Air-Source) | 27VNA048A*030* |  |  | CVAMA6124XMA*+UI | 59TN6C080C21**20 | 48500 | 19 | 9.5 | 50000 | 36800 | 73.6% | 2.1 | 0 | 10.5 |  |  |  |  | R-454B | 4.0417 | Residential & Commercial | USHP | Ducted CEE Tier 1
215682133 | Central HP <5.4 tons | CARRIER | HRCU-A-CB (Split System: Heat Pump with Remote Outdoor Unit-Air-Source) | 27VNA048A*030* |  |  | CVAVA4821XMA*+UI | 58CU*B100C21**20 | 47000 | 18 | 9 | 50000 | 36400 | 72.8% | 2.02 | 0 | 9.5 |  |  |  |  | R-454B | 3.9167 | Residential & Commercial | USHP
212972752 | Central HP <5.4 tons | CARRIER | HRCU-A-CB (Split System: Heat Pump with Remote Outdoor Unit-Air-Source) | 38MURAQ18AB3* |  |  | CNPV*3014AL* | 59SP6B040V14**10 | 17400 | 16 | 8.1 | 18000 | 18700 | 103.9% | 2.24 | 0 | 10.5 |  |  |  |  | R-410A | 1.45 | Residential & Commercial | USHP | Ducted CEE Tier 1
215488017 | Central HP <5.4 tons | GOODMAN | HRCU-A-CB (Split System: Heat Pump with Remote Outdoor Unit-Air-Source) | GZV7SA2410A* |  |  | CA*EA3022*3A* | G*VC801005C*A* | 23200 | 19 | 8.6 | 23200 | 17000 | 73.28% | 2 | 0 | 11 |  |  |  |  | R-32 | 1.9333 | Residential & Commercial | USHP | Ducted CEE Tier 1
215682533 | Central HP <5.4 tons | CARRIER | HRCU-A-CB (Split System: Heat Pump with Remote Outdoor Unit-Air-Source) | 27VNA048A*030* |  |  | CVAVA6124XMA*+UI | 58CU*B100C21**20 | 48500 | 19 | 9 | 50000 | 36600 | 73.2% | 2.12 | 0 | 10 |  |  |  |  | R-454B | 4.0417 | Residential & Commercial | USHP | Ducted CEE Tier 1
215739589 | Central HP <5.4 tons | RHEEM | HRCU-A-CB (Split System: Heat Pump with Remote Outdoor Unit-Air-Source) | RP19AY24AJVC |  |  | RHMVY3621MEACA | 0 | 22800 | 19 | 8.5 | 22800 | 19500 | 85.53% | 1.9 | 0 | 12 |  |  |  |  | R-454B | 1.9 | Residential & Commercial | USHP | Ducted CEE Tier 1
215853421 | Central HP <5.4 tons | FRASER-JOHNSTON | HRCU-A-CB (Split System: Heat Pump with Remote Outdoor Unit-Air-Source) | HH836E2S11 |  |  | CTU36B5XDS1+TXV | Z9ES080B12SMPS1 | 33600 | 18 | 8.5 | 31400 | 25600 | 81.53% | 2 | 0 | 11 |  |  |  |  | R-454B | 2.8 | Residential & Commercial | USHP | Ducted CEE Tier 1
215853426 | Central HP <5.4 tons | FRASER-JOHNSTON | HRCU-A-CB (Split System: Heat Pump with Remote Outdoor Unit-Air-Source) | HH836E2S11 |  |  | CTF36C5CDS1 | Z9ES100C20SMPS1 | 34800 | 18 | 8.5 | 33000 | 27200 | 82.42% | 2 | 0 | 11 |  |  |  |  | R-454B | 2.9 | Residential & Commercial | USHP | Ducted CEE Tier 1
215488010 | Central HP <5.4 tons | GOODMAN | HRCU-A-CB (Split System: Heat Pump with Remote Outdoor Unit-Air-Source) | GZV7SA2410A* |  |  | CA*EA3022*3A* | G*VM970803BNB* | 23200 | 19 | 8.6 | 23200 | 17000 | 73.28% | 2 | 0 | 11 |  |  |  |  | R-32 | 1.9333 | Residential & Commercial | USHP | Ducted CEE Tier 1
212982968 | Central HP <5.4 tons | KEEPRITE | HRCU-A-CB (Split System: Heat Pump with Remote Outdoor Unit-Air-Source) | DLCURAH30ABK |  |  | EA*4X42L24A* | *80MSU0802120A* | 29600 | 15.5 | 8.5 | 33600 | 27400 | 81.55% | 1.78 | 0 | 9 |  |  |  |  | R-410A | 2.4667 | Residential & Commercial | USHP
215682643 | Central HP <5.4 tons | CARRIER | HRCU-A-CB (Split System: Heat Pump with Remote Outdoor Unit-Air-Source) | 27VNA060A*030* |  |  | CAA**6121AM*+UI | 58CU*B060C17**16 | 55500 | 18 | 8.5 | 58500 | 41000 | 70.09% | 2.04 | 0 | 9 |  |  |  |  | R-454B | 4.625 | Residential & Commercial | USHP
215682693 | Central HP <5.4 tons | CARRIER | HRCU-A-CB (Split System: Heat Pump with Remote Outdoor Unit-Air-Source) | 27VNA060A*030* |  |  | CAA**6124AM*+UI | 59TN7A100C21**22 | 56000 | 18.5 | 9 | 60000 | 42000 | 70% | 2.02 | 0 | 9 |  |  |  |  | R-454B | 4.6667 | Residential & Commercial | USHP
215681823 | Central HP <5.4 tons | CARRIER | HRCU-A-CB (Split System: Heat Pump with Remote Outdoor Unit-Air-Source) | 27VNA048A*030* |  |  | CVAMA4921XMA*+UI | 58CU*B040C17**12 | 48000 | 18.5 | 9 | 50000 | 36600 | 73.2% | 2 | 0 | 10 |  |  |  |  | R-454B | 4 | Residential & Commercial | USHP | Ducted CEE Tier 1
215681343 | Central HP <5.4 tons | CARRIER | HRCU-A-CB (Split System: Heat Pump with Remote Outdoor Unit-Air-Source) | 27VNA048A*030* |  |  | CAA**4821AM*+UI | 59TN7A080C17**16 | 44000 | 17 | 9 | 49000 | 34600 | 70.61% | 2.04 | 0 | 9 |  |  |  |  | R-454B | 3.6667 | Residential & Commercial | USHP
215681663 | Central HP <5.4 tons | CARRIER | HRCU-A-CB (Split System: Heat Pump with Remote Outdoor Unit-Air-Source) | 27VNA048A*030* |  |  | CSAH*6012AM*+UI | 59TN6C080C21**20 | 45500 | 16.5 | 8.5 | 48000 | 33800 | 70.42% | 2.06 | 0 | 9.5 |  |  |  |  | R-454B | 3.7917 | Residential & Commercial | USHP
215681813 | Central HP <5.4 tons | CARRIER | HRCU-A-CB (Split System: Heat Pump with Remote Outdoor Unit-Air-Source) | 27VNA048A*030* |  |  | CVAMA4921XMA*+UI | 59TN6C080C21**20 | 48000 | 19 | 9 | 50000 | 36800 | 73.6% | 2 | 0 | 10 |  |  |  |  | R-454B | 4 | Residential & Commercial | USHP | Ducted CEE Tier 1
215682163 | Central HP <5.4 tons | CARRIER | HRCU-A-CB (Split System: Heat Pump with Remote Outdoor Unit-Air-Source) | 27VNA048A*030* |  |  | CVAVA4821XMA*+UI | 59TN7A100C21**22 | 47000 | 18.5 | 9 | 50000 | 36400 | 72.8% | 2 | 0 | 10 |  |  |  |  | R-454B | 3.9167 | Residential & Commercial | USHP | Ducted CEE Tier 1
215681723 | Central HP <5.4 tons | CARRIER | HRCU-A-CB (Split System: Heat Pump with Remote Outdoor Unit-Air-Source) | 27VNA048A*030* |  |  | CSAH*6012AM*+UI | 59TN7A080C21**20 | 45500 | 16.5 | 8.5 | 48000 | 33800 | 70.42% | 2.06 | 0 | 9.5 |  |  |  |  | R-454B | 3.7917 | Residential & Commercial | USHP
215681973 | Central HP <5.4 tons | CARRIER | HRCU-A-CB (Split System: Heat Pump with Remote Outdoor Unit-Air-Source) | 27VNA048A*030* |  |  | CVAMA6024XMA*+UI | 59TN6C080C21**20 | 48000 | 19 | 9 | 50000 | 36600 | 73.2% | 2 | 0 | 10 |  |  |  |  | R-454B | 4 | Residential & Commercial | USHP | Ducted CEE Tier 1
213076601 | Central HP <5.4 tons | BRYANT HEATING AND COOLING SYSTEMS | HRCU-A-CB (Split System: Heat Pump with Remote Outdoor Unit-Air-Source) | 38MURAQ36AB3* |  |  | CAP**4221AL* | 82*TB48090V17*** | 35000 | 16 | 8.1 | 38500 | 35000 | 90.91% | 1.86 | 0 | 9.5 |  |  |  |  | R-410A | 2.9167 | Residential & Commercial | USHP
206767208 | Central HP <5.4 tons | COMFORTMAKER | HRCU-A-CB (Split System: Heat Pump with Remote Outdoor Unit-Air-Source) | CVH825GKA3* |  |  | EA*4X37L21A*+WALLCON | *80CSU0601716A* | 24400 | 17 | 8.1 | 21200 | 16600 | 78.3% | 2.02 | 11.5 | 11 |  |  |  |  | R-410A | 2.0333 | Residential & Commercial | USHP | Ducted CEE Tier 1
215676773 | Central HP <5.4 tons | CARRIER | HRCU-A-CB (Split System: Heat Pump with Remote Outdoor Unit-Air-Source) | 27VNA048A*030* |  |  | CVAVA6121XMA*+UI | 59CU5B080C21**20 | 48500 | 18.5 | 9 | 50000 | 37000 | 74% | 2 | 0 | 10 |  |  |  |  | R-454B | 4.0417 | Residential & Commercial | USHP | Ducted CEE Tier 1
215676823 | Central HP <5.4 tons | CARRIER | HRCU-A-CB (Split System: Heat Pump with Remote Outdoor Unit-Air-Source) | 27VNA048A*030* |  |  | CVAVA6121XMA*+UI | 59TN6C080C17**14 | 48000 | 19 | 9 | 50000 | 36400 | 72.8% | 2.02 | 0 | 10 |  |  |  |  | R-454B | 4 | Residential & Commercial | USHP | Ducted CEE Tier 1
215676923 | Central HP <5.4 tons | CARRIER | HRCU-A-CB (Split System: Heat Pump with Remote Outdoor Unit-Air-Source) | 27VNA048A*030* |  |  | CVAVA6124XMA*+UI | 59MN7C100C21**22 | 48500 | 19.5 | 9.5 | 50000 | 36800 | 73.6% | 2.12 | 0 | 10.5 |  |  |  |  | R-454B | 4.0417 | Residential & Commercial | USHP | Ducted CEE Tier 1
215677993 | Central HP <5.4 tons | CARRIER | HRCU-A-CB (Split System: Heat Pump with Remote Outdoor Unit-Air-Source) | 27VNA060A*030* |  |  | CAA**6124AM*+UI | 59MN7C100C21**22 | 56000 | 18.5 | 9 | 60000 | 42000 | 70% | 2.02 | 0 | 9 |  |  |  |  | R-454B | 4.6667 | Residential & Commercial | USHP
215682353 | Central HP <5.4 tons | CARRIER | HRCU-A-CB (Split System: Heat Pump with Remote Outdoor Unit-Air-Source) | 27VNA048A*030* |  |  | CVAVA6021XMA*+UI | 59TN7A080C21**20 | 48000 | 19 | 9 | 50000 | 36800 | 73.6% | 2 | 0 | 10 |  |  |  |  | R-454B | 4 | Residential & Commercial | USHP | Ducted CEE Tier 1
215682373 | Central HP <5.4 tons | CARRIER | HRCU-A-CB (Split System: Heat Pump with Remote Outdoor Unit-Air-Source) | 27VNA048A*030* |  |  | CVAVA6024XMA*+UI | 59TN6C080C21**20 | 48000 | 19 | 9 | 50000 | 36600 | 73.2% | 2 | 0 | 10 |  |  |  |  | R-454B | 4 | Residential & Commercial | USHP | Ducted CEE Tier 1
215682523 | Central HP <5.4 tons | CARRIER | HRCU-A-CB (Split System: Heat Pump with Remote Outdoor Unit-Air-Source) | 27VNA048A*030* |  |  | CVAVA6124XMA*+UI | 58CU*B080C21**20 | 49000 | 19 | 9 | 50000 | 36400 | 72.8% | 2.12 | 0 | 10.5 |  |  |  |  | R-454B | 4.0833 | Residential & Commercial | USHP | Ducted CEE Tier 1
206767226 | Central HP <5.4 tons | COMFORTMAKER | HRCU-A-CB (Split System: Heat Pump with Remote Outdoor Unit-Air-Source) | CVH825GKA3* |  |  | EA*4X37L21A*+WALLCON | *80CSU1002120A* | 24400 | 16.5 | 8.1 | 21200 | 16700 | 78.77% | 2.02 | 11.5 | 10.5 |  |  |  |  | R-410A | 2.0333 | Residential & Commercial | USHP | Ducted CEE Tier 1
206767528 | Central HP <5.4 tons | COMFORTMAKER | HRCU-A-CB (Split System: Heat Pump with Remote Outdoor Unit-Air-Source) | CVH825GKA3* |  |  | EA*4X37L17A*+WALLCON | *95CSU0601716A* | 24200 | 16.5 | 8.1 | 21400 | 16800 | 78.5% | 1.98 | 11 | 10.5 |  |  |  |  | R-410A | 2.0167 | Residential & Commercial | USHP | Ducted CEE Tier 1
215679593 | Central HP <5.4 tons | CARRIER | HRCU-A-CB (Split System: Heat Pump with Remote Outdoor Unit-Air-Source) | 27VNA036A*030* |  |  | CAA**6121AM*+UI | 59TN6C080C21**20 | 34800 | 18 | 9 | 34400 | 24800 | 72.09% | 1.92 | 0 | 10.5 |  |  |  |  | R-454B | 2.9 | Residential & Commercial | USHP | Ducted CEE Tier 1
216374651 | Central HP <5.4 tons | COLEMAN | HRCU-A-CB (Split System: Heat Pump with Remote Outdoor Unit-Air-Source) | HH860E2S11 |  |  | CTM60D5CGS1 | Z9ET120D20SMPS1 | 44500 | 17 | 9 | 45000 | 32600 | 72.44% | 2 | 0 | 11.7 |  |  |  |  | R-454B | 3.7083 | Residential & Commercial | USHP | Ducted CEE Tier 1
215676262 | Central HP <5.4 tons | TEMPSTAR | HRCU-A-CB (Split System: Heat Pump with Remote Outdoor Unit-Air-Source) | T5H0V48*K*AAA* |  |  | EVD5X48M24A*+WALLCON | *97CMN0802120B* | 47000 | 18.5 | 9 | 50000 | 36400 | 72.8% | 2 | 0 | 10 |  |  |  |  | R-454B | 3.9167 | Residential & Commercial | USHP | Ducted CEE Tier 1
215676282 | Central HP <5.4 tons | TEMPSTAR | HRCU-A-CB (Split System: Heat Pump with Remote Outdoor Unit-Air-Source) | T5H0V48*K*AAA* |  |  | EVD5X48M24A*+WALLCON | *96CTN1202422B* | 47000 | 18.5 | 9 | 50000 | 36400 | 72.8% | 2 | 0 | 10 |  |  |  |  | R-454B | 3.9167 | Residential & Commercial | USHP | Ducted CEE Tier 1
215676382 | Central HP <5.4 tons | TEMPSTAR | HRCU-A-CB (Split System: Heat Pump with Remote Outdoor Unit-Air-Source) | T5H0V48*K*AAA* |  |  | EVD5X49M24A*+WALLCON | *97CMN1202422B* | 48000 | 19 | 9 | 50000 | 36600 | 73.2% | 2 | 0 | 10 |  |  |  |  | R-454B | 4 | Residential & Commercial | USHP | Ducted CEE Tier 1
212985774 | Central HP <5.4 tons | BRYANT HEATING AND COOLING SYSTEMS | HRCU-A-CB (Split System: Heat Pump with Remote Outdoor Unit-Air-Source) | 38MURAQ24AB3* |  |  | CAP**2517AL* | 916SA30026M14*** | 24200 | 16.5 | 8.5 | 25200 | 21600 | 85.71% | 1.82 | 0 | 10 |  |  |  |  | R-410A | 2.0167 | Residential & Commercial | USHP | Ducted CEE Tier 1
212985824 | Central HP <5.4 tons | BRYANT HEATING AND COOLING SYSTEMS | HRCU-A-CB (Split System: Heat Pump with Remote Outdoor Unit-Air-Source) | 38MURAQ24AB3* |  |  | CNPV*2414AL* | 916SA30026M14*** | 23200 | 16 | 8.5 | 27000 | 25200 | 93.33% | 2.08 | 0 | 10 |  |  |  |  | R-410A | 1.9333 | Residential & Commercial | USHP | Ducted CEE Tier 1
215488019 | Central HP <5.4 tons | GOODMAN | HRCU-A-CB (Split System: Heat Pump with Remote Outdoor Unit-Air-Source) | GZV7SA2410A* |  |  | CA*EA3022*3A* | G*VC960603BNB* | 23200 | 19 | 8.6 | 23200 | 17000 | 73.28% | 2 | 0 | 11 |  |  |  |  | R-32 | 1.9333 | Residential & Commercial | USHP | Ducted CEE Tier 1
211244641 | Central HP <5.4 tons | BRYANT HEATING AND COOLING SYSTEMS | HRCU-A-CB (Split System: Heat Pump with Remote Outdoor Unit-Air-Source) | 38MURAQ24AB3* |  |  | CNPV*3017AL* | 926TB36060V14*** | 23600 | 16.5 | 8.1 | 25800 | 23800 | 92.25% | 1.98 | 0 | 10 |  |  |  |  | R-410A | 1.9667 | Residential & Commercial | USHP | Ducted CEE Tier 1
215682583 | Central HP <5.4 tons | CARRIER | HRCU-A-CB (Split System: Heat Pump with Remote Outdoor Unit-Air-Source) | 27VNA060A*030* |  |  | CAA**6024AM*+UI | 58CU*B080C21**20 | 55500 | 18.5 | 8.5 | 58500 | 41000 | 70.09% | 2.04 | 0 | 9 |  |  |  |  | R-454B | 4.625 | Residential & Commercial | USHP
211244814 | Central HP <5.4 tons | DAY & NIGHT | HRCU-A-CB (Split System: Heat Pump with Remote Outdoor Unit-Air-Source) | DLCURAH24ABK |  |  | EN(A,D)4X30L17** | *80ESU0601716A | 24800 | 16.5 | 8.5 | 26600 | 22200 | 83.46% | 1.84 | 0 | 10.5 |  |  |  |  | R-410A | 2.0667 | Residential & Commercial | USHP | Ducted CEE Tier 1
216374671 | Central HP <5.4 tons | COLEMAN | HRCU-A-CB (Split System: Heat Pump with Remote Outdoor Unit-Air-Source) | HH836E2S11 |  |  | CTF36C5CDS1 | Z9ET080C16SMPS1 | 33400 | 18 | 8.5 | 31000 | 23800 | 76.77% | 2 | 0 | 11 |  |  |  |  | R-454B | 2.7833 | Residential & Commercial | USHP | Ducted CEE Tier 1
213297468 | Central HP <5.4 tons | COLEMAN | HRCU-A-CB (Split System: Heat Pump with Remote Outdoor Unit-Air-Source) | HMH72B341 |  |  | XAFB36DXXN1+TXV | Z9ES060B12SMPS1 | 34000 | 17 | 8.1 | 33400 | 23800 | 71.26% | 2.04 | 0 | 9.5 |  |  |  |  | R-410A | 2.8333 | Residential & Commercial | USHP
214421546 | Central HP <5.4 tons | COLEMAN | HRCU-A-CB (Split System: Heat Pump with Remote Outdoor Unit-Air-Source) | HH860E2S11 |  |  | CTM60D5CHS1+JMET18DS2N1 | 0 | 54000 | 19 | 9 | 53500 | 38500 | 71.96% | 2 | 0 | 12 |  |  |  |  | R-454B | 4.5 | Residential & Commercial | USHP | Ducted CEE Tier 1
214396567 | Central HP <5.4 tons | COLEMAN | HRCU-A-CB (Split System: Heat Pump with Remote Outdoor Unit-Air-Source) | HH860E2S11 |  |  | CTF60C5CGS1 | TM9V100C16MP12 | 43500 | 18 | 9 | 44000 | 33200 | 75.45% | 2 | 0 | 11.7 |  |  |  |  | R-454B | 3.625 | Residential & Commercial | USHP | Ducted CEE Tier 1
215434111 | Central HP <5.4 tons | GOODMAN | HRCU-A-CB (Split System: Heat Pump with Remote Outdoor Unit-Air-Source) | GZV7SA2410A* |  |  | CA*EA3626*3A* | G*VT960403BNA* | 23200 | 19 | 8.6 | 23200 | 17000 | 73.28% | 2 | 0 | 11 |  |  |  |  | R-32 | 1.9333 | Residential & Commercial | USHP | Ducted CEE Tier 1
215434127 | Central HP <5.4 tons | GOODMAN | HRCU-A-CB (Split System: Heat Pump with Remote Outdoor Unit-Air-Source) | GZV7SA2410A* |  |  | CHPEA3026*3A* | G*VT800804C*A* | 23200 | 19 | 8.6 | 23200 | 17000 | 73.28% | 2 | 0 | 11 |  |  |  |  | R-32 | 1.9333 | Residential & Commercial | USHP | Ducted CEE Tier 1
215675512 | Central HP <5.4 tons | TEMPSTAR | HRCU-A-CB (Split System: Heat Pump with Remote Outdoor Unit-Air-Source) | T5H0V48*K*AAA* |  |  | EVM5X49M21A*+WALLCON | *80CSU0802120A* | 48000 | 19 | 9 | 50000 | 36600 | 73.2% | 2.12 | 0 | 10 |  |  |  |  | R-454B | 4 | Residential & Commercial | USHP | Ducted CEE Tier 1
215676482 | Central HP <5.4 tons | TEMPSTAR | HRCU-A-CB (Split System: Heat Pump with Remote Outdoor Unit-Air-Source) | T5H0V48*K*AAA* |  |  | EVD5X60M21A*+WALLCON | *80CTL0902120B* | 48000 | 19 | 9.5 | 50000 | 36600 | 73.2% | 2.12 | 0 | 10.5 |  |  |  |  | R-454B | 4 | Residential & Commercial | USHP | Ducted CEE Tier 1
215682173 | Central HP <5.4 tons | CARRIER | HRCU-A-CB (Split System: Heat Pump with Remote Outdoor Unit-Air-Source) | 27VNA048A*030* |  |  | CVAVA4824XMA*+UI | 59TN6C080C21**20 | 47000 | 18.5 | 9 | 50000 | 36400 | 72.8% | 2 | 0 | 10 |  |  |  |  | R-454B | 3.9167 | Residential & Commercial | USHP | Ducted CEE Tier 1
211244905 | Central HP <5.4 tons | DAY & NIGHT | HRCU-A-CB (Split System: Heat Pump with Remote Outdoor Unit-Air-Source) | DLCURAH24ABK |  |  | EN(A,D,W)4X36L17** | *96VSN0801716A* | 24200 | 16.5 | 8.1 | 26200 | 23000 | 87.79% | 1.9 | 0 | 10.5 |  |  |  |  | R-410A | 2.0167 | Residential & Commercial | USHP | Ducted CEE Tier 1
213771563 | Central HP <5.4 tons | KENMORE | HRCU-A-CB (Split System: Heat Pump with Remote Outdoor Unit-Air-Source) | (C,H,T)VH825GKA2* |  |  | EA*4X48L21A*+WALLCON | *80CTL0451712B* | 24000 | 16.5 | 8.1 | 21000 | 16600 | 79.05% | 2 | 0 | 10.5 |  |  |  |  | R-410A | 2 | Residential & Commercial | USHP | Ducted CEE Tier 1
213771613 | Central HP <5.4 tons | KENMORE | HRCU-A-CB (Split System: Heat Pump with Remote Outdoor Unit-Air-Source) | (C,H,T)VH825GKA2* |  |  | EA*4X48L21A*+WALLCON | *95CSU0601716B* | 24000 | 16.5 | 8.1 | 21000 | 16500 | 78.57% | 2 | 0 | 10.5 |  |  |  |  | R-410A | 2 | Residential & Commercial | USHP | Ducted CEE Tier 1
213771063 | Central HP <5.4 tons | KENMORE | HRCU-A-CB (Split System: Heat Pump with Remote Outdoor Unit-Air-Source) | (C,H,T)VH825GKA2* |  |  | EA*4X37L17A*+WALLCON | *80CTL0901716B* | 24200 | 16.5 | 8.1 | 21400 | 16700 | 78.04% | 2 | 0 | 11 |  |  |  |  | R-410A | 2.0167 | Residential & Commercial | USHP | Ducted CEE Tier 1
215683003 | Central HP <5.4 tons | CARRIER | HRCU-A-CB (Split System: Heat Pump with Remote Outdoor Unit-Air-Source) | 27VNA060A*030* |  |  | CVAVA6021XMA*+UI | 58CU*B060C17**16 | 56000 | 18.5 | 8.5 | 60000 | 43000 | 71.67% | 2.12 | 0 | 9.5 |  |  |  |  | R-454B | 4.6667 | Residential & Commercial | USHP
213770813 | Central HP <5.4 tons | KENMORE | HRCU-A-CB (Split System: Heat Pump with Remote Outdoor Unit-Air-Source) | (C,H,T)VH825GKA2* |  |  | EA*4X36L17A*+WALLCON | *80CTL0451712B* | 23400 | 16 | 8.1 | 21600 | 16800 | 77.78% | 1.92 | 0 | 10.5 |  |  |  |  | R-410A | 1.95 | Residential & Commercial | USHP | Ducted CEE Tier 1
211010195 | Central HP <5.4 tons | LUXAIRE | HRCU-A-CB (Split System: Heat Pump with Remote Outdoor Unit-Air-Source) | HL20B4821 |  |  | JHVVC48HE3C2N1+CC | 0 | 44500 | 19.5 | 8.5 | 44000 | 35200 | 80% | 2 | 0 | 12.4 |  |  |  |  | R-410A | 3.7083 | Residential & Commercial | USHP | Ducted CEE Tier 1
213771422 | Central HP <5.4 tons | KEEPRITE | HRCU-A-CB (Split System: Heat Pump with Remote Outdoor Unit-Air-Source) | CVH825GKA2* |  |  | EA*4X42L24A*+WALLCON | *96CTN1002122B* | 23800 | 16.5 | 8.1 | 21400 | 16600 | 77.57% | 1.96 | 0 | 11 |  |  |  |  | R-410A | 1.9833 | Residential & Commercial | USHP | Ducted CEE Tier 1
213770972 | Central HP <5.4 tons | KEEPRITE | HRCU-A-CB (Split System: Heat Pump with Remote Outdoor Unit-Air-Source) | CVH825GKA2* |  |  | EA*4X36L21A*+WALLCON | *97CMN0601714B* | 23400 | 16 | 8.1 | 21600 | 16700 | 77.31% | 1.92 | 0 | 10.5 |  |  |  |  | R-410A | 1.95 | Residential & Commercial | USHP | Ducted CEE Tier 1
213771022 | Central HP <5.4 tons | KEEPRITE | HRCU-A-CB (Split System: Heat Pump with Remote Outdoor Unit-Air-Source) | CVH825GKA2* |  |  | EA*4X36L21A*+WALLCON | *96CTN1002122B* | 23600 | 16.5 | 8.1 | 21400 | 16600 | 77.57% | 1.94 | 0 | 11 |  |  |  |  | R-410A | 1.9667 | Residential & Commercial | USHP | Ducted CEE Tier 1
213078871 | Central HP <5.4 tons | DAY & NIGHT | HRCU-A-CB (Split System: Heat Pump with Remote Outdoor Unit-Air-Source) | DLCURAH36ABK |  |  | EA*4X42L21A* | *80MSU1002120A* | 35200 | 16 | 8.5 | 38500 | 35000 | 90.91% | 1.88 | 0 | 9.5 |  |  |  |  | R-410A | 2.9333 | Residential & Commercial | USHP
213078919 | Central HP <5.4 tons | DAY & NIGHT | HRCU-A-CB (Split System: Heat Pump with Remote Outdoor Unit-Air-Source) | DLCURAH36ABK |  |  | END4X42L17** | *80MSU1002120A* | 36000 | 15.5 | 8.1 | 39000 | 35200 | 90.26% | 1.96 | 0 | 10 |  |  |  |  | R-410A | 3 | Residential & Commercial | USHP | Ducted CEE Tier 1
216891367 | Central HP <5.4 tons | RHEEM | HRCU-A-CB (Split System: Heat Pump with Remote Outdoor Unit-Air-Source) | RD18AY36AJVC |  |  | RCFY3621MTANM | R951V0403A17UH | 32200 | 18 | 10 | 32200 | 28200 | 87.58% | 2.1 | 0 | 12 |  |  |  |  | R-454B | 2.6833 | Residential & Commercial | USHP | Ducted CEE Tier 1
216891500 | Central HP <5.4 tons | RHEEM | HRCU-A-CB (Split System: Heat Pump with Remote Outdoor Unit-Air-Source) | RD18AY36AJVC |  |  | RCFY3617STANM | R962V0403A17M4 | 31400 | 18 | 8.5 | 31400 | 27800 | 88.54% | 1.9 | 0 | 12 |  |  |  |  | R-454B | 2.6167 | Residential & Commercial | USHP | Ducted CEE Tier 1
216891554 | Central HP <5.4 tons | RHEEM | HRCU-A-CB (Split System: Heat Pump with Remote Outdoor Unit-Air-Source) | RD18AY36AJVC |  |  | RCFY3621STANM | R802V1005A21DZ | 31800 | 19 | 8.5 | 31800 | 27400 | 86.16% | 2 | 0 | 12 |  |  |  |  | R-454B | 2.65 | Residential & Commercial | USHP | Ducted CEE Tier 1
216891584 | Central HP <5.4 tons | RHEEM | HRCU-A-CB (Split System: Heat Pump with Remote Outdoor Unit-Air-Source) | RD18AY36AJVC |  |  | RCFY3617STANM | R802V0754A17DZ | 31400 | 19 | 8.5 | 31400 | 27600 | 87.9% | 1.9 | 0 | 12 |  |  |  |  | R-454B | 2.6167 | Residential & Commercial | USHP | Ducted CEE Tier 1
215936570 | Central HP <5.4 tons | DAY & NIGHT | HRCU-A-CB (Split System: Heat Pump with Remote Outdoor Unit-Air-Source) | C5H3V36*K*AAA* |  |  | EVD5X60M21A*+WALLCON | *80CSU0601716A* | 35600 | 22 | 8.5 | 38000 | 28600 | 75.26% | 2.04 | 0 | 12 |  |  |  |  | R-454B | 2.9667 | Residential & Commercial | USHP | Ducted CEE Tier 1
215681843 | Central HP <5.4 tons | CARRIER | HRCU-A-CB (Split System: Heat Pump with Remote Outdoor Unit-Air-Source) | 27VNA048A*030* |  |  | CVAMA4921XMA*+UI | 58CU*B080C21**20 | 48500 | 19 | 9 | 50000 | 36400 | 72.8% | 2.12 | 0 | 10 |  |  |  |  | R-454B | 4.0417 | Residential & Commercial | USHP | Ducted CEE Tier 1
215682043 | Central HP <5.4 tons | CARRIER | HRCU-A-CB (Split System: Heat Pump with Remote Outdoor Unit-Air-Source) | 27VNA048A*030* |  |  | CVAMA6124XMA*+UI | 58CU*B080C21**20 | 49000 | 19 | 9 | 50000 | 36400 | 72.8% | 2.12 | 0 | 10.5 |  |  |  |  | R-454B | 4.0833 | Residential & Commercial | USHP | Ducted CEE Tier 1
215682143 | Central HP <5.4 tons | CARRIER | HRCU-A-CB (Split System: Heat Pump with Remote Outdoor Unit-Air-Source) | 27VNA048A*030* |  |  | CVAVA4821XMA*+UI | 59TN7A080C17**16 | 46500 | 18 | 9 | 50000 | 37000 | 74% | 1.98 | 0 | 9.5 |  |  |  |  | R-454B | 3.875 | Residential & Commercial | USHP
215682393 | Central HP <5.4 tons | CARRIER | HRCU-A-CB (Split System: Heat Pump with Remote Outdoor Unit-Air-Source) | 27VNA048A*030* |  |  | CVAVA6024XMA*+UI | 58CU*B100C21**20 | 48000 | 18.5 | 9 | 50000 | 36600 | 73.2% | 2 | 0 | 10 |  |  |  |  | R-454B | 4 | Residential & Commercial | USHP | Ducted CEE Tier 1
215682993 | Central HP <5.4 tons | CARRIER | HRCU-A-CB (Split System: Heat Pump with Remote Outdoor Unit-Air-Source) | 27VNA060A*030* |  |  | CVAVA6021XMA*+UI | 58CU*B040C17**12 | 56000 | 18 | 8.5 | 60500 | 43500 | 71.9% | 2.12 | 0 | 9.5 |  |  |  |  | R-454B | 4.6667 | Residential & Commercial | USHP
212986140 | Central HP <5.4 tons | BRYANT HEATING AND COOLING SYSTEMS | HRCU-A-CB (Split System: Heat Pump with Remote Outdoor Unit-Air-Source) | 38MURAQ24AB3* |  |  | CAP**2417AL* | 916SA30040M14*** | 23200 | 16 | 8.5 | 27000 | 26400 | 97.78% | 2.2 | 0 | 9.5 |  |  |  |  | R-410A | 1.9333 | Residential & Commercial | USHP
212984739 | Central HP <5.4 tons | DAY & NIGHT | HRCU-A-CB (Split System: Heat Pump with Remote Outdoor Unit-Air-Source) | DLCURAH18ABK |  |  | EA*4X30L17A* | *92MSN0801716A* | 17900 | 16.5 | 8.5 | 18500 | 18700 | 101.1% | 2.26 | 0 | 10.5 |  |  |  |  | R-410A | 1.4917 | Residential & Commercial | USHP | Ducted CEE Tier 1
215936261 | Central HP <5.4 tons | KEEPRITE | HRCU-A-CB (Split System: Heat Pump with Remote Outdoor Unit-Air-Source) | C5H3V36*K*AAA* |  |  | EVD5X42M24A*+WALLCON | *96CTN1002122B* | 35600 | 22 | 8.5 | 38000 | 28400 | 74.74% | 2.04 | 0 | 12.5 |  |  |  |  | R-454B | 2.9667 | Residential & Commercial | USHP | Ducted CEE Tier 1
215434131 | Central HP <5.4 tons | GOODMAN | HRCU-A-CB (Split System: Heat Pump with Remote Outdoor Unit-Air-Source) | GZV7SA2410A* |  |  | CHPEA3026*3A* | G*VT960603BNA* | 23200 | 19 | 8.6 | 23200 | 17000 | 73.28% | 2 | 0 | 11 |  |  |  |  | R-32 | 1.9333 | Residential & Commercial | USHP | Ducted CEE Tier 1
215434086 | Central HP <5.4 tons | GOODMAN | HRCU-A-CB (Split System: Heat Pump with Remote Outdoor Unit-Air-Source) | GZV7SA2410A* |  |  | CA*EA3022*3A* | G*VS960805CUA* | 23200 | 19 | 8.6 | 23200 | 17000 | 73.28% | 2 | 0 | 11 |  |  |  |  | R-32 | 1.9333 | Residential & Commercial | USHP | Ducted CEE Tier 1
215434097 | Central HP <5.4 tons | GOODMAN | HRCU-A-CB (Split System: Heat Pump with Remote Outdoor Unit-Air-Source) | GZV7SA2410A* |  |  | CA*EA3626*3A* | G*VM970603BNA* | 23200 | 19 | 8.6 | 23200 | 17000 | 73.28% | 2 | 0 | 11 |  |  |  |  | R-32 | 1.9333 | Residential & Commercial | USHP | Ducted CEE Tier 1
212396412 | Central HP <5.4 tons | GE | HRCU-A-CB (Split System: Heat Pump with Remote Outdoor Unit-Air-Source) | NS22H24MA4-**A |  |  | NAM30V2TA4 | 0 | 24000 | 21 | 9.5 | 23000 | 16100 | 70% | 2.32 | 0 | 13.5 |  |  |  |  | R-410A | 2 | Residential & Commercial | USHP | Ducted CEE Tier 1
211228156 | Central HP <5.4 tons | TEMPSTAR | HRCU-A-CB (Split System: Heat Pump with Remote Outdoor Unit-Air-Source) | DLCURAH36ABK |  |  | EA*4X42L24A* | OLV112A16A | 35400 | 15.2 | 8.1 | 39500 | 35200 | 89.11% | 1.88 | 0 | 9.5 |  |  |  |  | R-410A | 2.95 | Residential & Commercial | USHP
211228174 | Central HP <5.4 tons | TEMPSTAR | HRCU-A-CB (Split System: Heat Pump with Remote Outdoor Unit-Air-Source) | DLCURAH36ABK |  |  | EA*4X42L24A* | OMV154L20A | 36200 | 16 | 8.1 | 39500 | 35200 | 89.11% | 1.92 | 0 | 10 |  |  |  |  | R-410A | 3.0167 | Residential & Commercial | USHP | Ducted CEE Tier 1
215853308 | Central HP <5.4 tons | FRASER-JOHNSTON | HRCU-A-CB (Split System: Heat Pump with Remote Outdoor Unit-Air-Source) | HH824E2S11 |  |  | CTM30B5ACS1+JMET12BS2N1 | 0 | 23000 | 18 | 9.5 | 23000 | 18400 | 80% | 2 | 0 | 12 |  |  |  |  | R-454B | 1.9167 | Residential & Commercial | USHP | Ducted CEE Tier 1
213372390 | Central HP <5.4 tons | RHEEM | HRCU-A-CB (Split System: Heat Pump with Remote Outdoor Unit-Air-Source) | RP18AZ36AJVC |  |  | RCFZ3621MEAAM | R951V0603A17UHU | 34200 | 19 | 8.5 | 34200 | 43500 | 127.2% | 2.2 | 0 | 12.5 |  |  |  |  | R-410A | 2.85 | Residential & Commercial | USHP | Ducted CEE Tier 1
213078938 | Central HP <5.4 tons | BRYANT HEATING AND COOLING SYSTEMS | HRCU-A-CB (Split System: Heat Pump with Remote Outdoor Unit-Air-Source) | 38MURAQ36AB3* |  |  | CNPV*4821AL* | 83*SB60100M21*** | 35800 | 16.5 | 8.5 | 38500 | 34800 | 90.39% | 2 | 0 | 10 |  |  |  |  | R-410A | 2.9833 | Residential & Commercial | USHP | Ducted CEE Tier 1
213077568 | Central HP <5.4 tons | DAY & NIGHT | HRCU-A-CB (Split System: Heat Pump with Remote Outdoor Unit-Air-Source) | DLCURAH36ABK |  |  | EN(A,D,W)4X48L21** | *96VTN0802120B* | 35600 | 16.5 | 8.1 | 38500 | 34800 | 90.39% | 1.98 | 0 | 10 |  |  |  |  | R-410A | 2.9667 | Residential & Commercial | USHP | Ducted CEE Tier 1
213078771 | Central HP <5.4 tons | DAY & NIGHT | HRCU-A-CB (Split System: Heat Pump with Remote Outdoor Unit-Air-Source) | DLCURAH36ABK |  |  | EA*4X42L24A* | *80MS(N,L)1352420A* | 35400 | 16.5 | 8.1 | 38500 | 35000 | 90.91% | 1.88 | 0 | 10 |  |  |  |  | R-410A | 2.95 | Residential & Commercial | USHP | Ducted CEE Tier 1
213770613 | Central HP <5.4 tons | KENMORE | HRCU-A-CB (Split System: Heat Pump with Remote Outdoor Unit-Air-Source) | (C,H,T)VH825GKA2* |  |  | EA*4X25L17A*+WALLCON | *80CTL0701716B* | 24400 | 16.5 | 8.1 | 21200 | 16700 | 78.77% | 2.02 | 0 | 11 |  |  |  |  | R-410A | 2.0333 | Residential & Commercial | USHP | Ducted CEE Tier 1
215681313 | Central HP <5.4 tons | CARRIER | HRCU-A-CB (Split System: Heat Pump with Remote Outdoor Unit-Air-Source) | 27VNA048A*030* |  |  | CAA**4821AM*+UI | 58CU*B060C17**16 | 44000 | 17 | 9 | 48500 | 34200 | 70.52% | 2.04 | 0 | 9.5 |  |  |  |  | R-454B | 3.6667 | Residential & Commercial | USHP
215681363 | Central HP <5.4 tons | CARRIER | HRCU-A-CB (Split System: Heat Pump with Remote Outdoor Unit-Air-Source) | 27VNA048A*030* |  |  | CAA**4821AM*+UI | 59TN7A100C21**22 | 44000 | 18 | 9 | 48500 | 34000 | 70.1% | 2.04 | 0 | 9.5 |  |  |  |  | R-454B | 3.6667 | Residential & Commercial | USHP
215681483 | Central HP <5.4 tons | CARRIER | HRCU-A-CB (Split System: Heat Pump with Remote Outdoor Unit-Air-Source) | 27VNA048A*030* |  |  | CAA**6121AM*+UI | 59TN7A080C17**16 | 45500 | 17.5 | 9 | 48000 | 34200 | 71.25% | 2.06 | 0 | 9.5 |  |  |  |  | R-454B | 3.7917 | Residential & Commercial | USHP
213770298 | Central HP <5.4 tons | BRYANT HEATING AND COOLING SYSTEMS | HRCU-A-CB (Split System: Heat Pump with Remote Outdoor Unit-Air-Source) | 284ANV048*0**B* |  |  | CAP**6121AL*+UI | 88*TB36045C17*** | 44000 | 20 | 9 | 47000 | 37600 | 80% | 2.24 | 0 | 10 |  |  |  |  | R-410A | 3.6667 | Residential & Commercial | USHP | Ducted CEE Tier 1
213770314 | Central HP <5.4 tons | BRYANT HEATING AND COOLING SYSTEMS | HRCU-A-CB (Split System: Heat Pump with Remote Outdoor Unit-Air-Source) | 284ANV048*0**B* |  |  | CAP**6124AL*+UI | 88*TB66135C24*** | 45500 | 21.5 | 9.5 | 46000 | 36000 | 78.26% | 2.36 | 0 | 11.7 |  |  |  |  | R-410A | 3.7917 | Residential & Commercial | USHP | Ducted CEE Tier 1
215679763 | Central HP <5.4 tons | CARRIER | HRCU-A-CB (Split System: Heat Pump with Remote Outdoor Unit-Air-Source) | 27VNA036A*030* |  |  | CSAH*3612AM*+UI | 59TN7A100C21**22 | 33800 | 16 | 8.5 | 35800 | 25400 | 70.95% | 1.76 | 0 | 9.5 |  |  |  |  | R-454B | 2.8167 | Residential & Commercial | USHP
216891417 | Central HP <5.4 tons | RHEEM | HRCU-A-CB (Split System: Heat Pump with Remote Outdoor Unit-Air-Source) | RD18AY48AJVC |  |  | RCFY4824MTANM | R801V1255A24DZ | 43000 | 18 | 8.5 | 42500 | 33200 | 78.12% | 2.1 | 0 | 12 |  |  |  |  | R-454B | 3.5833 | Residential & Commercial | USHP | Ducted CEE Tier 1
216891785 | Central HP <5.4 tons | RHEEM | HRCU-A-CB (Split System: Heat Pump with Remote Outdoor Unit-Air-Source) | RD18AY36AJVC |  |  | RCFY3624MTANM | R962V1005A21M4 | 32400 | 18 | 10 | 32400 | 28000 | 86.42% | 2.1 | 0 | 12 |  |  |  |  | R-454B | 2.7 | Residential & Commercial | USHP | Ducted CEE Tier 1
216891854 | Central HP <5.4 tons | RHEEM | HRCU-A-CB (Split System: Heat Pump with Remote Outdoor Unit-Air-Source) | RD18AY36AJVC |  |  | RCFY3621STANM | R951V0703A17M4 | 31400 | 18 | 8.5 | 31400 | 27800 | 88.54% | 1.9 | 0 | 12 |  |  |  |  | R-454B | 2.6167 | Residential & Commercial | USHP | Ducted CEE Tier 1
213079255 | Central HP <5.4 tons | DAY & NIGHT | HRCU-A-CB (Split System: Heat Pump with Remote Outdoor Unit-Air-Source) | DLCURAH36ABK |  |  | EA*4X43L21A* | *80MSU0802120A* | 36600 | 16.5 | 8.5 | 38000 | 34600 | 91.05% | 2.08 | 0 | 10 |  |  |  |  | R-410A | 3.05 | Residential & Commercial | USHP | Ducted CEE Tier 1
213079339 | Central HP <5.4 tons | DAY & NIGHT | HRCU-A-CB (Split System: Heat Pump with Remote Outdoor Unit-Air-Source) | DLCURAH36ABK |  |  | EA*4X36L17A* | *92MSN0601412A* | 35000 | 15.5 | 8.1 | 38500 | 35200 | 91.43% | 1.82 | 0 | 9.5 |  |  |  |  | R-410A | 2.9167 | Residential & Commercial | USHP
216891402 | Central HP <5.4 tons | RHEEM | HRCU-A-CB (Split System: Heat Pump with Remote Outdoor Unit-Air-Source) | RD18AY24AJVC |  |  | RCFY2421MTANM | R801V0754A17UH | 21200 | 18 | 8.5 | 20800 | 16900 | 81.25% | 1.9 | 0 | 11.7 |  |  |  |  | R-454B | 1.7667 | Residential & Commercial | USHP | Ducted CEE Tier 1
215681713 | Central HP <5.4 tons | CARRIER | HRCU-A-CB (Split System: Heat Pump with Remote Outdoor Unit-Air-Source) | 27VNA048A*030* |  |  | CSAH*6012AM*+UI | 59TN7A080C17**16 | 45000 | 16 | 8.5 | 48500 | 34200 | 70.52% | 1.94 | 0 | 9 |  |  |  |  | R-454B | 3.75 | Residential & Commercial | USHP
215488013 | Central HP <5.4 tons | GOODMAN | HRCU-A-CB (Split System: Heat Pump with Remote Outdoor Unit-Air-Source) | GZV7SA2410A* |  |  | CA*EA3022*3A* | G*VC800603B*A* | 23200 | 19 | 8.6 | 23200 | 17000 | 73.28% | 2 | 0 | 11 |  |  |  |  | R-32 | 1.9333 | Residential & Commercial | USHP | Ducted CEE Tier 1
215488016 | Central HP <5.4 tons | GOODMAN | HRCU-A-CB (Split System: Heat Pump with Remote Outdoor Unit-Air-Source) | GZV7SA2410A* |  |  | CA*EA3022*3A* | G*VC800805C*A* | 23200 | 19 | 8.6 | 23200 | 17000 | 73.28% | 2 | 0 | 11 |  |  |  |  | R-32 | 1.9333 | Residential & Commercial | USHP | Ducted CEE Tier 1
215488029 | Central HP <5.4 tons | GOODMAN | HRCU-A-CB (Split System: Heat Pump with Remote Outdoor Unit-Air-Source) | GZV7SA2410A* |  |  | CA*EA3626*3A* | G*VC800803B*A* | 23200 | 19 | 8.6 | 23200 | 17000 | 73.28% | 2 | 0 | 11 |  |  |  |  | R-32 | 1.9333 | Residential & Commercial | USHP | Ducted CEE Tier 1
213770872 | Central HP <5.4 tons | KEEPRITE | HRCU-A-CB (Split System: Heat Pump with Remote Outdoor Unit-Air-Source) | CVH825GKA2* |  |  | EA*4X36L17A*+WALLCON | *97CMN0801714B* | 23400 | 16.5 | 8.1 | 21600 | 16700 | 77.31% | 1.94 | 0 | 10.5 |  |  |  |  | R-410A | 1.95 | Residential & Commercial | USHP | Ducted CEE Tier 1
213770822 | Central HP <5.4 tons | KEEPRITE | HRCU-A-CB (Split System: Heat Pump with Remote Outdoor Unit-Air-Source) | CVH825GKA2* |  |  | EA*4X36L17A*+WALLCON | *80CTL0701412B* | 23600 | 16.5 | 8.1 | 21400 | 16700 | 78.04% | 1.94 | 0 | 10.5 |  |  |  |  | R-410A | 1.9667 | Residential & Commercial | USHP | Ducted CEE Tier 1
213770852 | Central HP <5.4 tons | KEEPRITE | HRCU-A-CB (Split System: Heat Pump with Remote Outdoor Unit-Air-Source) | CVH825GKA2* |  |  | EA*4X36L17A*+WALLCON | *95CSU0601716B* | 23400 | 16.5 | 8.1 | 21600 | 16700 | 77.31% | 1.94 | 0 | 10.5 |  |  |  |  | R-410A | 1.95 | Residential & Commercial | USHP | Ducted CEE Tier 1
213770572 | Central HP <5.4 tons | KEEPRITE | HRCU-A-CB (Split System: Heat Pump with Remote Outdoor Unit-Air-Source) | CVH825GKA2* |  |  | EA*4X24L17A*+WALLCON | *96CTN0601714B* | 23200 | 16 | 8.1 | 22000 | 16900 | 76.82% | 1.88 | 0 | 10.5 |  |  |  |  | R-410A | 1.9333 | Residential & Commercial | USHP | Ducted CEE Tier 1
213770622 | Central HP <5.4 tons | KEEPRITE | HRCU-A-CB (Split System: Heat Pump with Remote Outdoor Unit-Air-Source) | CVH825GKA2* |  |  | EA*4X25L17A*+WALLCON | *80CTL0901716B* | 24400 | 16.5 | 8.5 | 21200 | 16700 | 78.77% | 2.02 | 0 | 11 |  |  |  |  | R-410A | 2.0333 | Residential & Commercial | USHP | Ducted CEE Tier 1
215683093 | Central HP <5.4 tons | CARRIER | HRCU-A-CB (Split System: Heat Pump with Remote Outdoor Unit-Air-Source) | 27VNA060A*030* |  |  | CVAVA6024XMA*+UI | 59TN7A100C21**22 | 56500 | 18.5 | 9 | 63000 | 44500 | 70.63% | 2.08 | 0 | 9 |  |  |  |  | R-454B | 4.7083 | Residential & Commercial | USHP
215434088 | Central HP <5.4 tons | GOODMAN | HRCU-A-CB (Split System: Heat Pump with Remote Outdoor Unit-Air-Source) | GZV7SA2410A* |  |  | CA*EA3022*3A* | G*VT800803B*A* | 23200 | 19 | 8.6 | 23200 | 17000 | 73.28% | 2 | 0 | 11 |  |  |  |  | R-32 | 1.9333 | Residential & Commercial | USHP | Ducted CEE Tier 1
215434120 | Central HP <5.4 tons | GOODMAN | HRCU-A-CB (Split System: Heat Pump with Remote Outdoor Unit-Air-Source) | GZV7SA2410A* |  |  | CHPEA3026*3A* | G*VS800604BUA* | 23200 | 19 | 8.6 | 23200 | 17000 | 73.28% | 2 | 0 | 11 |  |  |  |  | R-32 | 1.9333 | Residential & Commercial | USHP | Ducted CEE Tier 1
215434129 | Central HP <5.4 tons | GOODMAN | HRCU-A-CB (Split System: Heat Pump with Remote Outdoor Unit-Air-Source) | GZV7SA2410A* |  |  | CHPEA3026*3A* | G*VT801005C*A* | 23200 | 19 | 8.6 | 23200 | 17000 | 73.28% | 2 | 0 | 11 |  |  |  |  | R-32 | 1.9333 | Residential & Commercial | USHP | Ducted CEE Tier 1
215676452 | Central HP <5.4 tons | TEMPSTAR | HRCU-A-CB (Split System: Heat Pump with Remote Outdoor Unit-Air-Source) | T5H0V48*K*AAA* |  |  | EVD5X60M21A*+WALLCON | *80CTL0701716B* | 48000 | 18.5 | 9 | 50000 | 37200 | 74.4% | 2 | 0 | 10 |  |  |  |  | R-454B | 4 | Residential & Commercial | USHP | Ducted CEE Tier 1
213297553 | Central HP <5.4 tons | COLEMAN | HRCU-A-CB (Split System: Heat Pump with Remote Outdoor Unit-Air-Source) | HMH72B341 |  |  | XAHC36DBCN1 | Z8ES100C20LMPS1 | 34000 | 17 | 8.5 | 33400 | 23600 | 70.66% | 2.08 | 0 | 9.5 |  |  |  |  | R-410A | 2.8333 | Residential & Commercial | USHP
213297568 | Central HP <5.4 tons | COLEMAN | HRCU-A-CB (Split System: Heat Pump with Remote Outdoor Unit-Air-Source) | HMH72B341 |  |  | XAHC36DBCN1 | Z8ES100B12SMPS1 | 33400 | 17.5 | 8.1 | 32800 | 23200 | 70.73% | 2.02 | 0 | 9.5 |  |  |  |  | R-410A | 2.7833 | Residential & Commercial | USHP
214396247 | Central HP <5.4 tons | COLEMAN | HRCU-A-CB (Split System: Heat Pump with Remote Outdoor Unit-Air-Source) | HH824E2S11 |  |  | CTF36B5ADS1 | TM9Y080B12MP11 | 23000 | 18 | 9.5 | 23000 | 18600 | 80.87% | 2 | 0 | 12 |  |  |  |  | R-454B | 1.9167 | Residential & Commercial | USHP | Ducted CEE Tier 1
214396262 | Central HP <5.4 tons | COLEMAN | HRCU-A-CB (Split System: Heat Pump with Remote Outdoor Unit-Air-Source) | HH824E2S11 |  |  | CTM30B5ACS1+JMC12B2SN1 | 0 | 23000 | 18 | 9.5 | 23000 | 19000 | 82.61% | 2 | 0 | 12 |  |  |  |  | R-454B | 1.9167 | Residential & Commercial | USHP | Ducted CEE Tier 1
213297853 | Central HP <5.4 tons | COLEMAN | HRCU-A-CB (Split System: Heat Pump with Remote Outdoor Unit-Air-Source) | HMH72B341 |  |  | XAFC36DBCN1+JMET12CS2N1 | 0 | 34000 | 18.5 | 8.5 | 34000 | 24200 | 71.18% | 2.14 | 0 | 10 |  |  |  |  | R-410A | 2.8333 | Residential & Commercial | USHP | Ducted CEE Tier 1
215668652 | Central HP <5.4 tons | HEIL | HRCU-A-CB (Split System: Heat Pump with Remote Outdoor Unit-Air-Source) | H5H0V36*K*AAA* |  |  | EA*5X37M21A*+WALLCON | *80CTL0451712B* | 34000 | 17.5 | 9 | 35600 | 25400 | 71.35% | 1.86 | 0 | 9.5 |  |  |  |  | R-454B | 2.8333 | Residential & Commercial | USHP
215668684 | Central HP <5.4 tons | HEIL | HRCU-A-CB (Split System: Heat Pump with Remote Outdoor Unit-Air-Source) | H5H0V36*K*AAA* |  |  | EA*5X37M21A*+WALLCON | *80CTL0902120B* | 34600 | 18 | 9 | 35200 | 25000 | 71.02% | 1.9 | 0 | 10 |  |  |  |  | R-454B | 2.8833 | Residential & Commercial | USHP | Ducted CEE Tier 1
215935865 | Central HP <5.4 tons | BRYANT HEATING AND COOLING SYSTEMS | HRCU-A-CB (Split System: Heat Pump with Remote Outdoor Unit-Air-Source) | 293VAN036**AA* |  |  | CVAVA3817XMA*+UI | 935CB48060C17*** | 35200 | 21 | 8.5 | 38500 | 29200 | 75.84% | 2.02 | 0 | 11.7 |  |  |  |  | R-454B | 2.9333 | Residential & Commercial | USHP | Ducted CEE Tier 1
215675282 | Central HP <5.4 tons | TEMPSTAR | HRCU-A-CB (Split System: Heat Pump with Remote Outdoor Unit-Air-Source) | T5H0V48*K*AAA* |  |  | ESH5X60M12A*+WALLCON | *97CMN0801714B* | 45000 | 16 | 8.5 | 48500 | 34200 | 70.52% | 1.94 | 0 | 9 |  |  |  |  | R-454B | 3.75 | Residential & Commercial | USHP
215675532 | Central HP <5.4 tons | TEMPSTAR | HRCU-A-CB (Split System: Heat Pump with Remote Outdoor Unit-Air-Source) | T5H0V48*K*AAA* |  |  | EVM5X49M21A*+WALLCON | *80CTL0451712B* | 47500 | 18 | 9 | 50000 | 37600 | 75.2% | 1.98 | 0 | 9.5 |  |  |  |  | R-454B | 3.9583 | Residential & Commercial | USHP
215675130 | Central HP <5.4 tons | TEMPSTAR | HRCU-A-CB (Split System: Heat Pump with Remote Outdoor Unit-Air-Source) | T5H0V48*K*AAA* |  |  | ESH5X60M12A*+WALLCON | *80CSU0601716A* | 45500 | 16.5 | 8.5 | 48000 | 33800 | 70.42% | 2.06 | 0 | 9.5 |  |  |  |  | R-454B | 3.7917 | Residential & Commercial | USHP
213079327 | Central HP <5.4 tons | DAY & NIGHT | HRCU-A-CB (Split System: Heat Pump with Remote Outdoor Unit-Air-Source) | DLCURAH36ABK |  |  | EN(A,D)4X48L24** | *80MSU0802120A* | 35800 | 17 | 8.1 | 38000 | 34800 | 91.58% | 2.04 | 0 | 10.5 |  |  |  |  | R-410A | 2.9833 | Residential & Commercial | USHP | Ducted CEE Tier 1
213080129 | Central HP <5.4 tons | DAY & NIGHT | HRCU-A-CB (Split System: Heat Pump with Remote Outdoor Unit-Air-Source) | DLCURAH36ABK |  |  | EN(A,D,W)4X48L21** | *96MSN0801716A* | 35600 | 16 | 8.1 | 38500 | 35000 | 90.91% | 1.98 | 0 | 10 |  |  |  |  | R-410A | 2.9667 | Residential & Commercial | USHP | Ducted CEE Tier 1
215681393 | Central HP <5.4 tons | CARRIER | HRCU-A-CB (Split System: Heat Pump with Remote Outdoor Unit-Air-Source) | 27VNA048A*030* |  |  | CAA**6024AM*+UI | 58CU*B100C21**20 | 45000 | 17.5 | 9 | 47500 | 33600 | 70.74% | 2.06 | 0 | 9.5 |  |  |  |  | R-454B | 3.75 | Residential & Commercial | USHP
215682763 | Central HP <5.4 tons | CARRIER | HRCU-A-CB (Split System: Heat Pump with Remote Outdoor Unit-Air-Source) | 27VNA060A*030* |  |  | CSAH*6012AM*+UI | 59TN7A080C21**20 | 55500 | 17 | 8.5 | 60000 | 42000 | 70% | 1.9 | 0 | 8.5 |  |  |  |  | R-454B | 4.625 | Residential & Commercial | USHP
215683033 | Central HP <5.4 tons | CARRIER | HRCU-A-CB (Split System: Heat Pump with Remote Outdoor Unit-Air-Source) | 27VNA060A*030* |  |  | CVAVA6021XMA*+UI | 59TN7A080C21**20 | 56500 | 18 | 9 | 64000 | 45000 | 70.31% | 2.08 | 0 | 9 |  |  |  |  | R-454B | 4.7083 | Residential & Commercial | USHP
213771082 | Central HP <5.4 tons | KEEPRITE | HRCU-A-CB (Split System: Heat Pump with Remote Outdoor Unit-Air-Source) | CVH825GKA2* |  |  | EA*4X37L17A*+WALLCON | *97CMN0601714B* | 24000 | 16 | 8.1 | 21600 | 16800 | 77.78% | 1.98 | 0 | 10.5 |  |  |  |  | R-410A | 2 | Residential & Commercial | USHP | Ducted CEE Tier 1
213771152 | Central HP <5.4 tons | KEEPRITE | HRCU-A-CB (Split System: Heat Pump with Remote Outdoor Unit-Air-Source) | CVH825GKA2* |  |  | EA*4X37L21A*+WALLCON | *80CTL0901716B* | 24600 | 17 | 8.5 | 21000 | 16600 | 79.05% | 2.02 | 0 | 11 |  |  |  |  | R-410A | 2.05 | Residential & Commercial | USHP | Ducted CEE Tier 1
213771252 | Central HP <5.4 tons | KEEPRITE | HRCU-A-CB (Split System: Heat Pump with Remote Outdoor Unit-Air-Source) | CVH825GKA2* |  |  | EA*4X42L21A*+WALLCON | *80CTL0451712B* | 23600 | 16.5 | 8.1 | 21600 | 16700 | 77.31% | 1.94 | 0 | 10.5 |  |  |  |  | R-410A | 1.9667 | Residential & Commercial | USHP | Ducted CEE Tier 1
213771302 | Central HP <5.4 tons | KEEPRITE | HRCU-A-CB (Split System: Heat Pump with Remote Outdoor Unit-Air-Source) | CVH825GKA2* |  |  | EA*4X42L21A*+WALLCON | *95CSU0601716B* | 23600 | 16.5 | 8.1 | 21400 | 16700 | 78.04% | 1.96 | 0 | 10.5 |  |  |  |  | R-410A | 1.9667 | Residential & Commercial | USHP | Ducted CEE Tier 1
213771402 | Central HP <5.4 tons | KEEPRITE | HRCU-A-CB (Split System: Heat Pump with Remote Outdoor Unit-Air-Source) | CVH825GKA2* |  |  | EA*4X42L24A*+WALLCON | *97CMN1002122B* | 23800 | 16.5 | 8.1 | 21400 | 16600 | 77.57% | 1.96 | 0 | 11 |  |  |  |  | R-410A | 1.9833 | Residential & Commercial | USHP | Ducted CEE Tier 1
213076651 | Central HP <5.4 tons | BRYANT HEATING AND COOLING SYSTEMS | HRCU-A-CB (Split System: Heat Pump with Remote Outdoor Unit-Air-Source) | 38MURAQ36AB3* |  |  | CAP**4221AL* | 82*TB60090V21*** | 35200 | 16 | 8.1 | 38500 | 35000 | 90.91% | 1.88 | 0 | 10 |  |  |  |  | R-410A | 2.9333 | Residential & Commercial | USHP | Ducted CEE Tier 1
216051101 | Central HP <5.4 tons | RHEEM | HRCU-A-CB (Split System: Heat Pump with Remote Outdoor Unit-Air-Source) | RP19AY36AJVC |  |  | RCFY3621MEAAM | R962V0855A21M4 | 34200 | 19 | 10 | 34200 | 29400 | 85.96% | 2 | 0 | 12 |  |  |  |  | R-454B | 2.85 | Residential & Commercial | USHP | Ducted CEE Tier 1
211387916 | Central HP <5.4 tons | CHAMPION HEATING AND COOLING | HRCU-A-CB (Split System: Heat Pump with Remote Outdoor Unit-Air-Source) | HMH72B341 |  |  | XAFB36DBCN1 | TM9V080B12MP12 | 33600 | 17.5 | 8.5 | 33400 | 23400 | 70.06% | 2.04 | 0 | 10 |  |  |  |  | R-410A | 2.8 | Residential & Commercial | USHP | Ducted CEE Tier 1
214396401 | Central HP <5.4 tons | COLEMAN | HRCU-A-CB (Split System: Heat Pump with Remote Outdoor Unit-Air-Source) | HH836E2S11 |  |  | CTF36C5CDS1 | TM9V100C20MP12 | 34600 | 18 | 8.5 | 33000 | 27200 | 82.42% | 2 | 0 | 10 |  |  |  |  | R-454B | 2.8833 | Residential & Commercial | USHP | Ducted CEE Tier 1
214397269 | Central HP <5.4 tons | COLEMAN | HRCU-A-CB (Split System: Heat Pump with Remote Outdoor Unit-Air-Source) | HH836E2S11 |  |  | CTF36C5CDS1 | TM9V080C16MP12 | 33800 | 18 | 8.5 | 31800 | 26000 | 81.76% | 2 | 0 | 11 |  |  |  |  | R-454B | 2.8167 | Residential & Commercial | USHP | Ducted CEE Tier 1
214397296 | Central HP <5.4 tons | COLEMAN | HRCU-A-CB (Split System: Heat Pump with Remote Outdoor Unit-Air-Source) | HH836E2S11 |  |  | CTF36C5CDS1+JME12C2SN1 | 0 | 33600 | 19 | 9 | 30600 | 24800 | 81.05% | 2 | 0 | 12 |  |  |  |  | R-454B | 2.8 | Residential & Commercial | USHP | Ducted CEE Tier 1
214075253 | Central HP <5.4 tons | RHEEM | HRCU-A-CB (Split System: Heat Pump with Remote Outdoor Unit-Air-Source) | RD17AZ60AJ3N |  |  | RCFZ6024STANM | R802V1005A21UHS | 55500 | 18 | 8.1 | 53500 | 49000 | 91.59% | 1.75 | 0 | 10 |  |  |  |  | R-410A | 4.625 | Residential & Commercial | USHP | Ducted CEE Tier 1
214075262 | Central HP <5.4 tons | RHEEM | HRCU-A-CB (Split System: Heat Pump with Remote Outdoor Unit-Air-Source) | RD17AZ60AJ3N |  |  | RCFZ6024STANM | R801V1005A21DZ | 55500 | 18 | 8.1 | 53500 | 49000 | 91.59% | 1.75 | 0 | 10 |  |  |  |  | R-410A | 4.625 | Residential & Commercial | USHP | Ducted CEE Tier 1
214651756 | Central HP <5.4 tons | FRASER-JOHNSTON | HRCU-A-CB (Split System: Heat Pump with Remote Outdoor Unit-Air-Source) | HH824E2S11 |  |  | CTU30B5XCS1+TXV | TM9Y060B12MP11 | 23000 | 17 | 9.5 | 23000 | 18400 | 80% | 2 | 0 | 11.7 |  |  |  |  | R-454B | 1.9167 | Residential & Commercial | USHP | Ducted CEE Tier 1
212974639 | Central HP <5.4 tons | CARRIER | HRCU-A-CB (Split System: Heat Pump with Remote Outdoor Unit-Air-Source) | 38MURAQ18AB3* |  |  | CAP**2417AL* | GG96VTAB30040A** | 17200 | 16.5 | 8.5 | 18200 | 19400 | 106.6% | 2.34 | 0 | 10 |  |  |  |  | R-410A | 1.4333 | Residential & Commercial | USHP | Ducted CEE Tier 1
212974730 | Central HP <5.4 tons | CARRIER | HRCU-A-CB (Split System: Heat Pump with Remote Outdoor Unit-Air-Source) | 38MURAQ18AB3* |  |  | CNPV*3014AL* | GG96VTAB30040A** | 17400 | 16 | 8.1 | 18000 | 18600 | 103.3% | 2.22 | 0 | 10.5 |  |  |  |  | R-410A | 1.45 | Residential & Commercial | USHP | Ducted CEE Tier 1
212975100 | Central HP <5.4 tons | CARRIER | HRCU-A-CB (Split System: Heat Pump with Remote Outdoor Unit-Air-Source) | 38MURAQ18AB3* |  |  | CAP**3017AL* | 59TP6C040V17**12 | 17400 | 16 | 8.5 | 18000 | 18800 | 104.4% | 2.24 | 0 | 10.5 |  |  |  |  | R-410A | 1.45 | Residential & Commercial | USHP | Ducted CEE Tier 1
216051146 | Central HP <5.4 tons | RHEEM | HRCU-A-CB (Split System: Heat Pump with Remote Outdoor Unit-Air-Source) | RP19AY60AJVC |  |  | RCFY6021SEAAM | R802V0755A21DZ | 54000 | 17 | 10 | 54000 | 48500 | 89.81% | 2 | 0 | 10 |  |  |  |  | R-454B | 4.5 | Residential & Commercial | USHP | Ducted CEE Tier 1
216891669 | Central HP <5.4 tons | RHEEM | HRCU-A-CB (Split System: Heat Pump with Remote Outdoor Unit-Air-Source) | RD18AY36AJVC |  |  | RCFY3621STANM | R951V0403A17M4 | 31400 | 18 | 8.5 | 31400 | 27800 | 88.54% | 1.9 | 0 | 12 |  |  |  |  | R-454B | 2.6167 | Residential & Commercial | USHP | Ducted CEE Tier 1
216891718 | Central HP <5.4 tons | RHEEM | HRCU-A-CB (Split System: Heat Pump with Remote Outdoor Unit-Air-Source) | RD18AY36AJVC |  |  | RCFY3621STANM | R801V1005A21UHN | 31600 | 19 | 8.5 | 31600 | 27600 | 87.34% | 2 | 0 | 12 |  |  |  |  | R-454B | 2.6333 | Residential & Commercial | USHP | Ducted CEE Tier 1
213770681 | Central HP <5.4 tons | DAY & NIGHT | HRCU-A-CB (Split System: Heat Pump with Remote Outdoor Unit-Air-Source) | CVH825GKA2* |  |  | EA*4X25L17A*+WALLCON | *96CTN0801714B* | 24200 | 16.5 | 8.1 | 21400 | 16700 | 78.04% | 2.02 | 0 | 11 |  |  |  |  | R-410A | 2.0167 | Residential & Commercial | USHP | Ducted CEE Tier 1
215682543 | Central HP <5.4 tons | CARRIER | HRCU-A-CB (Split System: Heat Pump with Remote Outdoor Unit-Air-Source) | 27VNA048A*030* |  |  | CVAVA6124XMA*+UI | 59TN7A080C21**20 | 48500 | 19 | 9.5 | 50000 | 36800 | 73.6% | 2.1 | 0 | 10.5 |  |  |  |  | R-454B | 4.0417 | Residential & Commercial | USHP | Ducted CEE Tier 1
215488026 | Central HP <5.4 tons | GOODMAN | HRCU-A-CB (Split System: Heat Pump with Remote Outdoor Unit-Air-Source) | GZV7SA2410A* |  |  | CA*EA3626*3A* | G*VM971005CNB* | 23200 | 19 | 8.6 | 23200 | 17000 | 73.28% | 2 | 0 | 11 |  |  |  |  | R-32 | 1.9333 | Residential & Commercial | USHP | Ducted CEE Tier 1
215488028 | Central HP <5.4 tons | GOODMAN | HRCU-A-CB (Split System: Heat Pump with Remote Outdoor Unit-Air-Source) | GZV7SA2410A* |  |  | CA*EA3626*3A* | G*VC800604B*A* | 23200 | 19 | 8.6 | 23200 | 17000 | 73.28% | 2 | 0 | 11 |  |  |  |  | R-32 | 1.9333 | Residential & Commercial | USHP | Ducted CEE Tier 1
215488035 | Central HP <5.4 tons | GOODMAN | HRCU-A-CB (Split System: Heat Pump with Remote Outdoor Unit-Air-Source) | GZV7SA2410A* |  |  | CA*EA3626*3A* | G*VC960803BNB* | 23200 | 19 | 8.6 | 23200 | 17000 | 73.28% | 2 | 0 | 11 |  |  |  |  | R-32 | 1.9333 | Residential & Commercial | USHP | Ducted CEE Tier 1
215488042 | Central HP <5.4 tons | GOODMAN | HRCU-A-CB (Split System: Heat Pump with Remote Outdoor Unit-Air-Source) | GZV7SA2410A* |  |  | CHPEA3026*3A* | G*VC800603B*A* | 23200 | 19 | 8.6 | 23200 | 17000 | 73.28% | 2 | 0 | 11 |  |  |  |  | R-32 | 1.9333 | Residential & Commercial | USHP | Ducted CEE Tier 1
213080052 | Central HP <5.4 tons | BRYANT HEATING AND COOLING SYSTEMS | HRCU-A-CB (Split System: Heat Pump with Remote Outdoor Unit-Air-Source) | 38MURAQ36AB3* |  |  | CAP**4321AL* | 916SA48080M17*** | 36400 | 15.5 | 8.5 | 38500 | 35000 | 90.91% | 2.06 | 0 | 10 |  |  |  |  | R-410A | 3.0333 | Residential & Commercial | USHP | Ducted CEE Tier 1
213080213 | Central HP <5.4 tons | DAY & NIGHT | HRCU-A-CB (Split System: Heat Pump with Remote Outdoor Unit-Air-Source) | DLCURAH36ABK |  |  | EA*4X48L24A* | *96MSN0802120A* | 36000 | 16 | 8.5 | 38000 | 34800 | 91.58% | 2.04 | 0 | 10 |  |  |  |  | R-410A | 3 | Residential & Commercial | USHP | Ducted CEE Tier 1
211712949 | Central HP <5.4 tons | KEEPRITE | HRCU-A-CB (Split System: Heat Pump with Remote Outdoor Unit-Air-Source) | DLCURAH30ABK |  |  | EA*4X42L24A* | *80ESU0802120A | 29800 | 15.2 | 8.1 | 33800 | 27200 | 80.47% | 1.78 | 0 | 9 |  |  |  |  | R-410A | 2.4833 | Residential & Commercial | USHP
213080261 | Central HP <5.4 tons | DAY & NIGHT | HRCU-A-CB (Split System: Heat Pump with Remote Outdoor Unit-Air-Source) | DLCURAH36ABK |  |  | EN(A,D)4X48L24** | *96MSN0802120A* | 36200 | 16 | 8.1 | 38500 | 35000 | 90.91% | 2.02 | 0 | 10 |  |  |  |  | R-410A | 3.0167 | Residential & Commercial | USHP | Ducted CEE Tier 1
213080297 | Central HP <5.4 tons | DAY & NIGHT | HRCU-A-CB (Split System: Heat Pump with Remote Outdoor Unit-Air-Source) | DLCURAH36ABK |  |  | EA*4X42L21A* | *96MSN1002120A* | 35400 | 16 | 8.1 | 38500 | 35000 | 90.91% | 1.88 | 0 | 10 |  |  |  |  | R-410A | 2.95 | Residential & Commercial | USHP | Ducted CEE Tier 1
213771452 | Central HP <5.4 tons | KEEPRITE | HRCU-A-CB (Split System: Heat Pump with Remote Outdoor Unit-Air-Source) | CVH825GKA2* |  |  | EA*4X43L21A*+WALLCON | *80CTL0701716B* | 24400 | 17 | 8.5 | 21200 | 16600 | 78.3% | 2.02 | 0 | 11 |  |  |  |  | R-410A | 2.0333 | Residential & Commercial | USHP | Ducted CEE Tier 1
213770902 | Central HP <5.4 tons | KEEPRITE | HRCU-A-CB (Split System: Heat Pump with Remote Outdoor Unit-Air-Source) | CVH825GKA2* |  |  | EA*4X36L17A*+WALLCON | *96CTN0801714B* | 23600 | 16.5 | 8.1 | 21600 | 16700 | 77.31% | 1.94 | 0 | 10.5 |  |  |  |  | R-410A | 1.9667 | Residential & Commercial | USHP | Ducted CEE Tier 1
215488031 | Central HP <5.4 tons | GOODMAN | HRCU-A-CB (Split System: Heat Pump with Remote Outdoor Unit-Air-Source) | GZV7SA2410A* |  |  | CA*EA3626*3A* | G*VC800805C*A* | 23200 | 19 | 8.6 | 23200 | 17000 | 73.28% | 2 | 0 | 11 |  |  |  |  | R-32 | 1.9333 | Residential & Commercial | USHP | Ducted CEE Tier 1
215488032 | Central HP <5.4 tons | GOODMAN | HRCU-A-CB (Split System: Heat Pump with Remote Outdoor Unit-Air-Source) | GZV7SA2410A* |  |  | CA*EA3626*3A* | G*VC801005C*A* | 23200 | 19 | 8.6 | 23200 | 17000 | 73.28% | 2 | 0 | 11 |  |  |  |  | R-32 | 1.9333 | Residential & Commercial | USHP | Ducted CEE Tier 1
215681963 | Central HP <5.4 tons | CARRIER | HRCU-A-CB (Split System: Heat Pump with Remote Outdoor Unit-Air-Source) | 27VNA048A*030* |  |  | CVAMA6021XMA*+UI | 59TN7A100C21**22 | 48000 | 19 | 9 | 50000 | 36800 | 73.6% | 2 | 0 | 10.5 |  |  |  |  | R-454B | 4 | Residential & Commercial | USHP | Ducted CEE Tier 1
215682213 | Central HP <5.4 tons | CARRIER | HRCU-A-CB (Split System: Heat Pump with Remote Outdoor Unit-Air-Source) | 27VNA048A*030* |  |  | CVAVA4824XMA*+UI | 59TN7A100C21**22 | 47000 | 19 | 9 | 50000 | 36400 | 72.8% | 1.98 | 0 | 10 |  |  |  |  | R-454B | 3.9167 | Residential & Commercial | USHP | Ducted CEE Tier 1
215488047 | Central HP <5.4 tons | GOODMAN | HRCU-A-CB (Split System: Heat Pump with Remote Outdoor Unit-Air-Source) | GZV7SA2410A* |  |  | CHPEA3026*3A* | G*VC801005C*A* | 23200 | 19 | 8.6 | 23200 | 17000 | 73.28% | 2 | 0 | 11 |  |  |  |  | R-32 | 1.9333 | Residential & Commercial | USHP | Ducted CEE Tier 1
212970918 | Central HP <5.4 tons | CARRIER | HRCU-A-CB (Split System: Heat Pump with Remote Outdoor Unit-Air-Source) | 38MURAQ18AB3* |  |  | CNPV*2414AL* | 58TP*B045V14**12 | 17700 | 16.5 | 8.5 | 18700 | 19100 | 102.1% | 2.3 | 0 | 11 |  |  |  |  | R-410A | 1.475 | Residential & Commercial | USHP | Ducted CEE Tier 1
215681683 | Central HP <5.4 tons | CARRIER | HRCU-A-CB (Split System: Heat Pump with Remote Outdoor Unit-Air-Source) | 27VNA048A*030* |  |  | CSAH*6012AM*+UI | 58CU*B060C17**16 | 45500 | 17 | 8.5 | 48000 | 33800 | 70.42% | 2.08 | 0 | 9.5 |  |  |  |  | R-454B | 3.7917 | Residential & Commercial | USHP
215681883 | Central HP <5.4 tons | CARRIER | HRCU-A-CB (Split System: Heat Pump with Remote Outdoor Unit-Air-Source) | 27VNA048A*030* |  |  | CVAMA4921XMA*+UI | 59TN7A100C21**22 | 48000 | 19 | 9 | 50000 | 36800 | 73.6% | 2 | 0 | 10.5 |  |  |  |  | R-454B | 4 | Residential & Commercial | USHP | Ducted CEE Tier 1
215682233 | Central HP <5.4 tons | CARRIER | HRCU-A-CB (Split System: Heat Pump with Remote Outdoor Unit-Air-Source) | 27VNA048A*030* |  |  | CVAVA4924XMA*+UI | 59TN6C080C21**20 | 48000 | 19 | 9 | 50000 | 36600 | 73.2% | 2 | 0 | 10 |  |  |  |  | R-454B | 4 | Residential & Commercial | USHP | Ducted CEE Tier 1
215682383 | Central HP <5.4 tons | CARRIER | HRCU-A-CB (Split System: Heat Pump with Remote Outdoor Unit-Air-Source) | 27VNA048A*030* |  |  | CVAVA6024XMA*+UI | 58CU*B080C21**20 | 48000 | 19 | 9 | 50000 | 36200 | 72.4% | 2.12 | 0 | 10 |  |  |  |  | R-454B | 4 | Residential & Commercial | USHP | Ducted CEE Tier 1
215682403 | Central HP <5.4 tons | CARRIER | HRCU-A-CB (Split System: Heat Pump with Remote Outdoor Unit-Air-Source) | 27VNA048A*030* |  |  | CVAVA6024XMA*+UI | 59TN7A080C21**20 | 48000 | 19 | 9 | 50000 | 36600 | 73.2% | 2 | 0 | 10 |  |  |  |  | R-454B | 4 | Residential & Commercial | USHP | Ducted CEE Tier 1
213079070 | Central HP <5.4 tons | BRYANT HEATING AND COOLING SYSTEMS | HRCU-A-CB (Split System: Heat Pump with Remote Outdoor Unit-Air-Source) | 38MURAQ36AB3* |  |  | CNPV*4821AL* | 83*SB36040M17*** | 35800 | 16.5 | 8.1 | 38500 | 34800 | 90.39% | 2 | 0 | 10 |  |  |  |  | R-410A | 2.9833 | Residential & Commercial | USHP | Ducted CEE Tier 1
215668836 | Central HP <5.4 tons | HEIL | HRCU-A-CB (Split System: Heat Pump with Remote Outdoor Unit-Air-Source) | H5H0V36*K*AAA* |  |  | EA*5X42M21A*+WALLCON | *80CTL0901716B* | 33200 | 18 | 9 | 35800 | 25600 | 71.51% | 1.86 | 0 | 10 |  |  |  |  | R-454B | 2.7667 | Residential & Commercial | USHP | Ducted CEE Tier 1
215668852 | Central HP <5.4 tons | HEIL | HRCU-A-CB (Split System: Heat Pump with Remote Outdoor Unit-Air-Source) | H5H0V36*K*AAA* |  |  | EA*5X42M21A*+WALLCON | *80CTL1102120B* | 33200 | 18 | 9 | 35800 | 25600 | 71.51% | 1.84 | 0 | 10 |  |  |  |  | R-454B | 2.7667 | Residential & Commercial | USHP | Ducted CEE Tier 1
213078621 | Central HP <5.4 tons | DAY & NIGHT | HRCU-A-CB (Split System: Heat Pump with Remote Outdoor Unit-Air-Source) | DLCURAH36ABK |  |  | EA*4X37L21A* | *80MS(N,L)1102120A* | 36600 | 16.5 | 8.5 | 38000 | 34800 | 91.58% | 2.06 | 0 | 10 |  |  |  |  | R-410A | 3.05 | Residential & Commercial | USHP | Ducted CEE Tier 1
211227831 | Central HP <5.4 tons | KEEPRITE | HRCU-A-CB (Split System: Heat Pump with Remote Outdoor Unit-Air-Source) | DLCURAH36ABK |  |  | EA*4X42L24A* | *80ES(N,L)1102420A* | 35400 | 16.5 | 8.1 | 38500 | 35000 | 90.91% | 1.88 | 0 | 10 |  |  |  |  | R-410A | 2.95 | Residential & Commercial | USHP | Ducted CEE Tier 1
213076464 | Central HP <5.4 tons | BRYANT HEATING AND COOLING SYSTEMS | HRCU-A-CB (Split System: Heat Pump with Remote Outdoor Unit-Air-Source) | 38MURAQ36AB3* |  |  | CAP**3617AL* | 82*TB48070V17*** | 34800 | 15.5 | 8.1 | 38500 | 35200 | 91.43% | 1.82 | 0 | 9.5 |  |  |  |  | R-410A | 2.9 | Residential & Commercial | USHP
213076497 | Central HP <5.4 tons | BRYANT HEATING AND COOLING SYSTEMS | HRCU-A-CB (Split System: Heat Pump with Remote Outdoor Unit-Air-Source) | 38MURAQ36AB3* |  |  | CAP**3721AL* | 82*TB48070V17*** | 36200 | 16 | 8.5 | 38000 | 34800 | 91.58% | 2.04 | 0 | 10 |  |  |  |  | R-410A | 3.0167 | Residential & Commercial | USHP | Ducted CEE Tier 1
215676542 | Central HP <5.4 tons | TEMPSTAR | HRCU-A-CB (Split System: Heat Pump with Remote Outdoor Unit-Air-Source) | T5H0V48*K*AAA* |  |  | EVD5X60M21A*+WALLCON | *97CMN0801714B* | 47500 | 18.5 | 9 | 50000 | 37400 | 74.8% | 1.98 | 0 | 10 |  |  |  |  | R-454B | 3.9583 | Residential & Commercial | USHP | Ducted CEE Tier 1
211243262 | Central HP <5.4 tons | TEMPSTAR | HRCU-A-CB (Split System: Heat Pump with Remote Outdoor Unit-Air-Source) | DLCURAH24ABK |  |  | EA*4X37L21A* | *96VSN0801716A* | 24800 | 17 | 8.5 | 25600 | 21000 | 82.03% | 1.76 | 0 | 10.5 |  |  |  |  | R-410A | 2.0667 | Residential & Commercial | USHP | Ducted CEE Tier 1
213942106 | Central HP <5.4 tons | DAY & NIGHT | HRCU-A-CB (Split System: Heat Pump with Remote Outdoor Unit-Air-Source) | DLCURAH24ABK |  |  | EN(A,D,W)4X36L17** | *96VTN0601716B* | 24000 | 16.5 | 9 | 26000 | 23200 | 89.23% | 1.92 | 0 | 10.5 |  |  |  |  | R-410A | 2 | Residential & Commercial | USHP | Ducted CEE Tier 1
215682553 | Central HP <5.4 tons | CARRIER | HRCU-A-CB (Split System: Heat Pump with Remote Outdoor Unit-Air-Source) | 27VNA048A*030* |  |  | CVAVA6124XMA*+UI | 59TN7A100C21**22 | 48500 | 19.5 | 9.5 | 50000 | 36600 | 73.2% | 2.12 | 0 | 10.5 |  |  |  |  | R-454B | 4.0417 | Residential & Commercial | USHP | Ducted CEE Tier 1
214396483 | Central HP <5.4 tons | COLEMAN | HRCU-A-CB (Split System: Heat Pump with Remote Outdoor Unit-Air-Source) | HH836E2S11 |  |  | CTF48C5CFS1 | TM9Y100C20MP11 | 34200 | 17 | 8.5 | 32800 | 26000 | 79.27% | 2 | 0 | 10 |  |  |  |  | R-454B | 2.85 | Residential & Commercial | USHP | Ducted CEE Tier 1
214396364 | Central HP <5.4 tons | COLEMAN | HRCU-A-CB (Split System: Heat Pump with Remote Outdoor Unit-Air-Source) | HH860E2S11 |  |  | CTF60D5CJS1 | TP9C120D20MP13 | 53000 | 19 | 9 | 55000 | 39500 | 71.82% | 2 | 0 | 11 |  |  |  |  | R-454B | 4.4167 | Residential & Commercial | USHP | Ducted CEE Tier 1
214396614 | Central HP <5.4 tons | COLEMAN | HRCU-A-CB (Split System: Heat Pump with Remote Outdoor Unit-Air-Source) | HH860E2S11 |  |  | CTF60C5CGS1 | TL9E080C16UH11 | 44500 | 18 | 9 | 45500 | 33800 | 74.29% | 2 | 0 | 11 |  |  |  |  | R-454B | 3.7083 | Residential & Commercial | USHP | Ducted CEE Tier 1
214396547 | Central HP <5.4 tons | COLEMAN | HRCU-A-CB (Split System: Heat Pump with Remote Outdoor Unit-Air-Source) | HH836E2S11 |  |  | CTM48C5CFS1 | TM9E100C20MP12 | 34400 | 18 | 9 | 32400 | 25600 | 79.01% | 2 | 0 | 11 |  |  |  |  | R-454B | 2.8667 | Residential & Commercial | USHP | Ducted CEE Tier 1
214397000 | Central HP <5.4 tons | COLEMAN | HRCU-A-CB (Split System: Heat Pump with Remote Outdoor Unit-Air-Source) | HH836E2S11 |  |  | CTM48C5CFS1 | TM9E080C20MP12 | 34400 | 17 | 8.5 | 32400 | 25800 | 79.63% | 2 | 0 | 11 |  |  |  |  | R-454B | 2.8667 | Residential & Commercial | USHP | Ducted CEE Tier 1
214397417 | Central HP <5.4 tons | COLEMAN | HRCU-A-CB (Split System: Heat Pump with Remote Outdoor Unit-Air-Source) | HH860E2S11 |  |  | CTF60D5CGS1 | CP9C120D20MP13 | 44000 | 18 | 9 | 44500 | 33400 | 75.06% | 2 | 0 | 11.7 |  |  |  |  | R-454B | 3.6667 | Residential & Commercial | USHP | Ducted CEE Tier 1
214609082 | Central HP <5.4 tons | COLEMAN | HRCU-A-CB (Split System: Heat Pump with Remote Outdoor Unit-Air-Source) | HH860E2S11 |  |  | CTM60C5CGS1 | Z9ES100C20SMPS1 | 45500 | 18 | 9 | 47000 | 34400 | 73.19% | 2 | 0 | 11.7 |  |  |  |  | R-454B | 3.7917 | Residential & Commercial | USHP | Ducted CEE Tier 1
214609165 | Central HP <5.4 tons | COLEMAN | HRCU-A-CB (Split System: Heat Pump with Remote Outdoor Unit-Air-Source) | HH860E2S11 |  |  | CTF60D5CHS1 | Z9ES120D20SMPS1 | 53500 | 19 | 8.5 | 53500 | 38500 | 71.96% | 2 | 0 | 11.7 |  |  |  |  | R-454B | 4.4583 | Residential & Commercial | USHP | Ducted CEE Tier 1
213076860 | Central HP <5.4 tons | BRYANT HEATING AND COOLING SYSTEMS | HRCU-A-CB (Split System: Heat Pump with Remote Outdoor Unit-Air-Source) | 38MURAQ36AB3* |  |  | CAP**4224AL* | 82*TB66135V24*** | 35400 | 16.5 | 8.1 | 38500 | 35000 | 90.91% | 1.88 | 0 | 10 |  |  |  |  | R-410A | 2.95 | Residential & Commercial | USHP | Ducted CEE Tier 1
213077126 | Central HP <5.4 tons | BRYANT HEATING AND COOLING SYSTEMS | HRCU-A-CB (Split System: Heat Pump with Remote Outdoor Unit-Air-Source) | 38MURAQ36AB3* |  |  | CNPV*4824AL* | 926SB60080V21*** | 35600 | 16.5 | 8.1 | 38500 | 34800 | 90.39% | 1.98 | 0 | 10 |  |  |  |  | R-410A | 2.9667 | Residential & Commercial | USHP | Ducted CEE Tier 1
213077176 | Central HP <5.4 tons | BRYANT HEATING AND COOLING SYSTEMS | HRCU-A-CB (Split System: Heat Pump with Remote Outdoor Unit-Air-Source) | 38MURAQ36AB3* |  |  | CAP**4321AL* | 926SB60100V21*** | 36200 | 16 | 8.5 | 38000 | 34800 | 91.58% | 2.04 | 0 | 10 |  |  |  |  | R-410A | 3.0167 | Residential & Commercial | USHP | Ducted CEE Tier 1
215677743 | Central HP <5.4 tons | CARRIER | HRCU-A-CB (Split System: Heat Pump with Remote Outdoor Unit-Air-Source) | 27VNA060A*030* |  |  | CAA**6024AM*+UI | 58CU*A080C21**20 | 55000 | 18.5 | 8.5 | 59000 | 41500 | 70.34% | 2.02 | 0 | 9 |  |  |  |  | R-454B | 4.5833 | Residential & Commercial | USHP
216891434 | Central HP <5.4 tons | RHEEM | HRCU-A-CB (Split System: Heat Pump with Remote Outdoor Unit-Air-Source) | RD18AY48AJVC |  |  | RCFY4824MTANM | R801V0755A21UH | 43000 | 17 | 8.1 | 43000 | 33200 | 77.21% | 2 | 0 | 11.7 |  |  |  |  | R-454B | 3.5833 | Residential & Commercial | USHP | Ducted CEE Tier 1
215682623 | Central HP <5.4 tons | CARRIER | HRCU-A-CB (Split System: Heat Pump with Remote Outdoor Unit-Air-Source) | 27VNA060A*030* |  |  | CAA**6024AM*+UI | 59TN7A120C24**22 | 55000 | 18.5 | 9 | 59000 | 41500 | 70.34% | 2.02 | 0 | 9 |  |  |  |  | R-454B | 4.5833 | Residential & Commercial | USHP
213080638 | Central HP <5.4 tons | DAY & NIGHT | HRCU-A-CB (Split System: Heat Pump with Remote Outdoor Unit-Air-Source) | DLCURAH36ABK |  |  | EN(A,D,W)4X48L21** | *95MSU0401712A* | 35800 | 15.2 | 8.1 | 38500 | 35200 | 91.43% | 2 | 0 | 10 |  |  |  |  | R-410A | 2.9833 | Residential & Commercial | USHP | Ducted CEE Tier 1
213080686 | Central HP <5.4 tons | DAY & NIGHT | HRCU-A-CB (Split System: Heat Pump with Remote Outdoor Unit-Air-Source) | DLCURAH36ABK |  |  | EA*4X37L21A* | *95MSU0601716A* | 36600 | 16 | 8.5 | 38500 | 35000 | 90.91% | 2.06 | 0 | 10 |  |  |  |  | R-410A | 3.05 | Residential & Commercial | USHP | Ducted CEE Tier 1
206136149 | Central HP <5.4 tons | COMFORTMAKER | HRCU-A-CB (Split System: Heat Pump with Remote Outdoor Unit-Air-Source) | CVH837GKA** |  |  | EA*4X43L21A*+WALLCON | *95CSU1002122A* | 33000 | 17.5 | 8.5 | 32800 | 25000 | 76.22% | 2 | 12 | 11.5 |  |  |  |  | R-410A | 2.75 | Residential & Commercial | USHP | Ducted CEE Tier 1
216051121 | Central HP <5.4 tons | RHEEM | HRCU-A-CB (Split System: Heat Pump with Remote Outdoor Unit-Air-Source) | RP19AY48AJVC |  |  | RCFY4821SEAAM | R802V1005A21DZ | 45500 | 19 | 10 | 45500 | 41500 | 91.21% | 2.1 | 0 | 12 |  |  |  |  | R-454B | 3.7917 | Residential & Commercial | USHP | Ducted CEE Tier 1
213080813 | Central HP <5.4 tons | BRYANT HEATING AND COOLING SYSTEMS | HRCU-A-CB (Split System: Heat Pump with Remote Outdoor Unit-Air-Source) | 38MURAQ36AB3* |  |  | CAP**4224AL* | 935SB60080M21*** | 35200 | 16 | 8.1 | 38500 | 35000 | 90.91% | 1.88 | 0 | 9.5 |  |  |  |  | R-410A | 2.9333 | Residential & Commercial | USHP
215935595 | Central HP <5.4 tons | BRYANT HEATING AND COOLING SYSTEMS | HRCU-A-CB (Split System: Heat Pump with Remote Outdoor Unit-Air-Source) | 293VAN036**AA* |  |  | CVAVA3621XMA*+UI | 83*CA48060C17*** | 34400 | 21 | 8.5 | 38500 | 28200 | 73.25% | 2.04 | 0 | 11.7 |  |  |  |  | R-454B | 2.8667 | Residential & Commercial | USHP | Ducted CEE Tier 1
216051143 | Central HP <5.4 tons | RHEEM | HRCU-A-CB (Split System: Heat Pump with Remote Outdoor Unit-Air-Source) | RP19AY60AJVC |  |  | RCFY6021SEAAM | R98MV0855A21UP | 53500 | 17 | 10 | 53500 | 48500 | 90.65% | 2 | 0 | 10 |  |  |  |  | R-454B | 4.4583 | Residential & Commercial | USHP | Ducted CEE Tier 1
215935620 | Central HP <5.4 tons | DAY & NIGHT | HRCU-A-CB (Split System: Heat Pump with Remote Outdoor Unit-Air-Source) | C5H3V36*K*AAA* |  |  | EVD5X36M21A*+WALLCON | *80CTL0451712B* | 34000 | 20 | 8.5 | 39500 | 29000 | 73.42% | 2.02 | 0 | 11 |  |  |  |  | R-454B | 2.8333 | Residential & Commercial | USHP | Ducted CEE Tier 1
214239973 | Central HP <5.4 tons | CARRIER | HRCU-A-CB (Split System: Heat Pump with Remote Outdoor Unit-Air-Source) | 25VNA837A*030* |  |  | CNPV*4824AL*+UI | 58TN*B110C21**20 | 32400 | 17 | 8.1 | 32600 | 24600 | 75.46% | 1.96 | 0 | 11.5 |  |  |  |  | R-410A | 2.7 | Residential & Commercial | USHP | Ducted CEE Tier 1
214240023 | Central HP <5.4 tons | CARRIER | HRCU-A-CB (Split System: Heat Pump with Remote Outdoor Unit-Air-Source) | 25VNA837A*030* |  |  | CNPV*4824AL*+UI | 59TN6C120C24**22 | 32400 | 17 | 8.1 | 32600 | 24600 | 75.46% | 1.96 | 0 | 11.7 |  |  |  |  | R-410A | 2.7 | Residential & Commercial | USHP | Ducted CEE Tier 1
214651805 | Central HP <5.4 tons | FRASER-JOHNSTON | HRCU-A-CB (Split System: Heat Pump with Remote Outdoor Unit-Air-Source) | HH824E2S11 |  |  | CTU30B5XCS1+TXV | TM9E080B12MP12 | 23000 | 17 | 9.5 | 23000 | 19400 | 84.35% | 2 | 0 | 11.7 |  |  |  |  | R-454B | 1.9167 | Residential & Commercial | USHP | Ducted CEE Tier 1
216891424 | Central HP <5.4 tons | RHEEM | HRCU-A-CB (Split System: Heat Pump with Remote Outdoor Unit-Air-Source) | RD18AY48AJVC |  |  | RCFY4824MTANM | R801V1005A21UHS | 43000 | 18 | 8.5 | 43000 | 33200 | 77.21% | 2.1 | 0 | 11.7 |  |  |  |  | R-454B | 3.5833 | Residential & Commercial | USHP | Ducted CEE Tier 1
216891733 | Central HP <5.4 tons | RHEEM | HRCU-A-CB (Split System: Heat Pump with Remote Outdoor Unit-Air-Source) | RD18AY48AJVC |  |  | RCFY4824STANM | R801V1005A21DZ | 41500 | 18 | 10 | 41500 | 37400 | 90.12% | 2.1 | 0 | 11.7 |  |  |  |  | R-454B | 3.4583 | Residential & Commercial | USHP | Ducted CEE Tier 1
216891742 | Central HP <5.4 tons | RHEEM | HRCU-A-CB (Split System: Heat Pump with Remote Outdoor Unit-Air-Source) | RD18AY48AJVC |  |  | RCFY4824STANM | R802V1005A21DZ | 41500 | 18 | 10 | 41500 | 37400 | 90.12% | 2.1 | 0 | 11.7 |  |  |  |  | R-454B | 3.4583 | Residential & Commercial | USHP | Ducted CEE Tier 1
211226523 | Central HP <5.4 tons | DAY & NIGHT | HRCU-A-CB (Split System: Heat Pump with Remote Outdoor Unit-Air-Source) | DLCURAH36ABK |  |  | EA*4X37L17A* | *80ES(N,L)0701716A* | 36200 | 15.5 | 8.5 | 39500 | 35000 | 88.61% | 2.02 | 0 | 10 |  |  |  |  | R-410A | 3.0167 | Residential & Commercial | USHP | Ducted CEE Tier 1
211230624 | Central HP <5.4 tons | KEEPRITE | HRCU-A-CB (Split System: Heat Pump with Remote Outdoor Unit-Air-Source) | DLCURAH36ABK |  |  | EN(A,D)4X48L24** | *92ESN1002122A* | 37600 | 15.5 | 8.5 | 39500 | 35000 | 88.61% | 2.08 | 0 | 10.5 |  |  |  |  | R-410A | 3.1333 | Residential & Commercial | USHP | Ducted CEE Tier 1
215676652 | Central HP <5.4 tons | TEMPSTAR | HRCU-A-CB (Split System: Heat Pump with Remote Outdoor Unit-Air-Source) | T5H0V48*K*AAA* |  |  | EVD5X60M24A*+WALLCON | *95CSU1002122B* | 48000 | 19 | 9 | 50000 | 36400 | 72.8% | 2.02 | 0 | 10 |  |  |  |  | R-454B | 4 | Residential & Commercial | USHP | Ducted CEE Tier 1
212986212 | Central HP <5.4 tons | BRYANT HEATING AND COOLING SYSTEMS | HRCU-A-CB (Split System: Heat Pump with Remote Outdoor Unit-Air-Source) | 38MURAQ24AB3* |  |  | CNPV*2414AL* | 916SA30040M14*** | 23200 | 16 | 8.5 | 27000 | 25200 | 93.33% | 2.1 | 0 | 10 |  |  |  |  | R-410A | 1.9333 | Residential & Commercial | USHP | Ducted CEE Tier 1
212986596 | Central HP <5.4 tons | BRYANT HEATING AND COOLING SYSTEMS | HRCU-A-CB (Split System: Heat Pump with Remote Outdoor Unit-Air-Source) | 38MURAQ24AB3* |  |  | CAP**3721AL* | 916SA36040M17*** | 24000 | 16 | 8.1 | 25200 | 22000 | 87.3% | 1.82 | 0 | 10 |  |  |  |  | R-410A | 2 | Residential & Commercial | USHP | Ducted CEE Tier 1
214395396 | Central HP <5.4 tons | COLEMAN | HRCU-A-CB (Split System: Heat Pump with Remote Outdoor Unit-Air-Source) | HH860E2S11 |  |  | JHC48C5CG2SS1 | 0 | 46000 | 19 | 9 | 46000 | 34000 | 73.91% | 2.1 | 0 | 12 |  |  |  |  | R-454B | 3.8333 | Residential & Commercial | USHP | Ducted CEE Tier 1
214396663 | Central HP <5.4 tons | COLEMAN | HRCU-A-CB (Split System: Heat Pump with Remote Outdoor Unit-Air-Source) | HH824E2S11 |  |  | CTF36B5ADS1 | TL9E060B12UH11 | 23000 | 18 | 9.5 | 23000 | 18900 | 82.17% | 2 | 0 | 12 |  |  |  |  | R-454B | 1.9167 | Residential & Commercial | USHP | Ducted CEE Tier 1
214609097 | Central HP <5.4 tons | COLEMAN | HRCU-A-CB (Split System: Heat Pump with Remote Outdoor Unit-Air-Source) | HH824E2S11 |  |  | CTF30B5ACS1 | Z9ES060B12SMPS1 | 23000 | 17 | 9.5 | 23000 | 19100 | 83.04% | 2 | 0 | 11.7 |  |  |  |  | R-454B | 1.9167 | Residential & Commercial | USHP | Ducted CEE Tier 1
214397368 | Central HP <5.4 tons | COLEMAN | HRCU-A-CB (Split System: Heat Pump with Remote Outdoor Unit-Air-Source) | HH836E2S11 |  |  | CTM48C5CFS1 | CP9C080C16MP13 | 32800 | 19 | 9 | 31200 | 25200 | 80.77% | 2 | 0 | 11 |  |  |  |  | R-454B | 2.7333 | Residential & Commercial | USHP | Ducted CEE Tier 1
214396463 | Central HP <5.4 tons | COLEMAN | HRCU-A-CB (Split System: Heat Pump with Remote Outdoor Unit-Air-Source) | HH836E2S11 |  |  | CTF36C5CDS1 | TM8Y100C20MP11 | 33600 | 18 | 8.5 | 31000 | 25200 | 81.29% | 2 | 0 | 11.7 |  |  |  |  | R-454B | 2.8 | Residential & Commercial | USHP | Ducted CEE Tier 1
214396513 | Central HP <5.4 tons | COLEMAN | HRCU-A-CB (Split System: Heat Pump with Remote Outdoor Unit-Air-Source) | HH836E2S11 |  |  | CTM48C5CFS1 | TM8Y100C20MP11 | 34600 | 19 | 9 | 32600 | 25800 | 79.14% | 2 | 0 | 11 |  |  |  |  | R-454B | 2.8833 | Residential & Commercial | USHP | Ducted CEE Tier 1
214396800 | Central HP <5.4 tons | COLEMAN | HRCU-A-CB (Split System: Heat Pump with Remote Outdoor Unit-Air-Source) | HH836E2S11 |  |  | CTM36B5CDS1 | TMLE080B12MP11 | 33400 | 18 | 8.5 | 31600 | 26000 | 82.28% | 2 | 0 | 11 |  |  |  |  | R-454B | 2.7833 | Residential & Commercial | USHP | Ducted CEE Tier 1
214396230 | Central HP <5.4 tons | COLEMAN | HRCU-A-CB (Split System: Heat Pump with Remote Outdoor Unit-Air-Source) | HH824E2S11 |  |  | CTF36B5ADS1 | CPLC080B12MP13 | 23000 | 18 | 9 | 23000 | 18500 | 80.43% | 2 | 0 | 12 |  |  |  |  | R-454B | 1.9167 | Residential & Commercial | USHP | Ducted CEE Tier 1
216891432 | Central HP <5.4 tons | RHEEM | HRCU-A-CB (Split System: Heat Pump with Remote Outdoor Unit-Air-Source) | RD18AY48AJVC |  |  | RCFY4824MTANM | R802V0755A21UH | 43000 | 17 | 8.1 | 43000 | 33200 | 77.21% | 2 | 0 | 11.7 |  |  |  |  | R-454B | 3.5833 | Residential & Commercial | USHP | Ducted CEE Tier 1
213771423 | Central HP <5.4 tons | KENMORE | HRCU-A-CB (Split System: Heat Pump with Remote Outdoor Unit-Air-Source) | (C,H,T)VH825GKA2* |  |  | EA*4X42L24A*+WALLCON | *96CTN1002122B* | 23800 | 16.5 | 8.1 | 21400 | 16600 | 77.57% | 1.96 | 0 | 11 |  |  |  |  | R-410A | 1.9833 | Residential & Commercial | USHP | Ducted CEE Tier 1
216819250 | Central HP <5.4 tons | RHEEM | HRCU-A-CB (Split System: Heat Pump with Remote Outdoor Unit-Air-Source) | RD18AY24AJVC |  |  | RCFY2421MTANM | R802V1005A21UH | 21000 | 18 | 8.1 | 20800 | 16900 | 81.25% | 1.9 | 0 | 10 |  |  |  |  | R-454B | 1.75 | Residential & Commercial | USHP | Ducted CEE Tier 1
216891398 | Central HP <5.4 tons | RHEEM | HRCU-A-CB (Split System: Heat Pump with Remote Outdoor Unit-Air-Source) | RD18AY24AJVC |  |  | RCFY2421MTANM | R802V0754A17UH | 21200 | 18 | 8.5 | 20800 | 16900 | 81.25% | 1.9 | 0 | 11.7 |  |  |  |  | R-454B | 1.7667 | Residential & Commercial | USHP | Ducted CEE Tier 1
213771523 | Central HP <5.4 tons | KENMORE | HRCU-A-CB (Split System: Heat Pump with Remote Outdoor Unit-Air-Source) | (C,H,T)VH825GKA2* |  |  | EA*4X43L21A*+WALLCON | *97CMN1002122B* | 24400 | 16.5 | 8.5 | 21200 | 16600 | 78.3% | 2.04 | 0 | 11 |  |  |  |  | R-410A | 2.0333 | Residential & Commercial | USHP | Ducted CEE Tier 1
213080868 | Central HP <5.4 tons | KEEPRITE | HRCU-A-CB (Split System: Heat Pump with Remote Outdoor Unit-Air-Source) | DLCURAH36ABK |  |  | EN(A,D,W)4X48L21** | *95MSU0802120A* | 35800 | 16.5 | 8.1 | 38500 | 35000 | 90.91% | 2 | 0 | 10 |  |  |  |  | R-410A | 2.9833 | Residential & Commercial | USHP | Ducted CEE Tier 1
216891860 | Central HP <5.4 tons | RHEEM | HRCU-A-C (Split System: Heat Pump with Remote Outdoor Unit with No Indoor Fan --Air Source) | RD18AY36AJVC |  |  | RCFY3621STANM+RXMD-C04 | 0 | 31000 | 15.2 | 8.1 | 31000 | 28000 | 90.32% | 1.9 | 0 | 11.7 |  |  |  |  | R-454B | 2.5833 | Residential & Commercial | USHP | Ducted CEE Tier 1
206136119 | Central HP <5.4 tons | COMFORTMAKER | HRCU-A-CB (Split System: Heat Pump with Remote Outdoor Unit-Air-Source) | CVH837GKA** |  |  | EA*4X42L24A*+WALLCON | *95CSU0802120A* | 31800 | 17.5 | 8.1 | 33000 | 24400 | 73.94% | 1.9 | 11.5 | 11 |  |  |  |  | R-410A | 2.65 | Residential & Commercial | USHP | Ducted CEE Tier 1
216051122 | Central HP <5.4 tons | RHEEM | HRCU-A-CB (Split System: Heat Pump with Remote Outdoor Unit-Air-Source) | RP19AY48AJVC |  |  | RCFY4821SEAAM | R802V1005A21UH | 45500 | 19 | 10 | 45500 | 41500 | 91.21% | 2.1 | 0 | 12 |  |  |  |  | R-454B | 3.7917 | Residential & Commercial | USHP | Ducted CEE Tier 1
216891412 | Central HP <5.4 tons | RHEEM | HRCU-A-CB (Split System: Heat Pump with Remote Outdoor Unit-Air-Source) | RD18AY48AJVC |  |  | RCFY4824MTANM | R951V1155A24M4 | 43000 | 18 | 8.5 | 43000 | 33200 | 77.21% | 2.1 | 0 | 11.7 |  |  |  |  | R-454B | 3.5833 | Residential & Commercial | USHP | Ducted CEE Tier 1
216891425 | Central HP <5.4 tons | RHEEM | HRCU-A-CB (Split System: Heat Pump with Remote Outdoor Unit-Air-Source) | RD18AY48AJVC |  |  | RCFY4824MTANM | R802V1005A21UH | 43000 | 18 | 8.5 | 43000 | 33200 | 77.21% | 2.1 | 0 | 11.7 |  |  |  |  | R-454B | 3.5833 | Residential & Commercial | USHP | Ducted CEE Tier 1
214242378 | Central HP <5.4 tons | AIRQUEST | HRCU-A-CB (Split System: Heat Pump with Remote Outdoor Unit-Air-Source) | HVH825GKA3* |  |  | EN(A,D)4X48L24**+WALLCON | *96CTN1002122B* | 24200 | 17 | 8.1 | 21200 | 16500 | 77.83% | 2 | 0 | 11.5 |  |  |  |  | R-410A | 2.0167 | Residential & Commercial | USHP | Ducted CEE Tier 1
215942613 | Central HP <5.4 tons | AIRQUEST | HRCU-A-CB (Split System: Heat Pump with Remote Outdoor Unit-Air-Source) | H5H3V36*K*AAA* |  |  | EVM5X61M24A*+WALLCON | *97CTN0802120A* | 36000 | 22 | 8.5 | 37400 | 28200 | 75.4% | 2.04 | 0 | 12.5 |  |  |  |  | R-454B | 3 | Residential & Commercial | USHP | Ducted CEE Tier 1
215936291 | Central HP <5.4 tons | KEEPRITE | HRCU-A-CB (Split System: Heat Pump with Remote Outdoor Unit-Air-Source) | C5H3V36*K*AAA* |  |  | EVD5X48M21A*+WALLCON | *96CTN0601714B* | 34600 | 20.5 | 8.5 | 38000 | 27600 | 72.63% | 2 | 0 | 11.5 |  |  |  |  | R-454B | 2.8833 | Residential & Commercial | USHP | Ducted CEE Tier 1
215936191 | Central HP <5.4 tons | KEEPRITE | HRCU-A-CB (Split System: Heat Pump with Remote Outdoor Unit-Air-Source) | C5H3V36*K*AAA* |  |  | EVD5X42M24A*+WALLCON | *80CTL1352422B* | 35600 | 22 | 8.5 | 38000 | 28400 | 74.74% | 2.04 | 0 | 12.5 |  |  |  |  | R-454B | 2.9667 | Residential & Commercial | USHP | Ducted CEE Tier 1
212985257 | Central HP <5.4 tons | DAY & NIGHT | HRCU-A-CB (Split System: Heat Pump with Remote Outdoor Unit-Air-Source) | DLCURAH30ABK |  |  | EA*4X36L21A* | *92MSN1002120A* | 30000 | 15.2 | 8.1 | 34400 | 28000 | 81.4% | 1.78 | 0 | 9 |  |  |  |  | R-410A | 2.5 | Residential & Commercial | USHP
213076764 | Central HP <5.4 tons | BRYANT HEATING AND COOLING SYSTEMS | HRCU-A-CB (Split System: Heat Pump with Remote Outdoor Unit-Air-Source) | 38MURAQ36AB3* |  |  | CAP**4224AL* | 82*TB66110V21*** | 35800 | 16 | 8.1 | 38500 | 35200 | 91.43% | 1.9 | 0 | 10 |  |  |  |  | R-410A | 2.9833 | Residential & Commercial | USHP | Ducted CEE Tier 1
213076848 | Central HP <5.4 tons | BRYANT HEATING AND COOLING SYSTEMS | HRCU-A-CB (Split System: Heat Pump with Remote Outdoor Unit-Air-Source) | 38MURAQ36AB3* |  |  | CNPV*4824AL* | 82*TB66110V21*** | 36400 | 16.5 | 8.1 | 38500 | 35000 | 90.91% | 2.02 | 0 | 10.5 |  |  |  |  | R-410A | 3.0333 | Residential & Commercial | USHP | Ducted CEE Tier 1
211227579 | Central HP <5.4 tons | KEEPRITE | HRCU-A-CB (Split System: Heat Pump with Remote Outdoor Unit-Air-Source) | DLCURAH36ABK |  |  | EA*4X42L21A* | *95ESN0802120A* | 36000 | 15.5 | 8.1 | 39500 | 35200 | 89.11% | 1.92 | 0 | 10 |  |  |  |  | R-410A | 3 | Residential & Commercial | USHP | Ducted CEE Tier 1
211227465 | Central HP <5.4 tons | KEEPRITE | HRCU-A-CB (Split System: Heat Pump with Remote Outdoor Unit-Air-Source) | DLCURAH36ABK |  |  | EA*4X42L21A* | *80VTL0701716A* | 35400 | 16 | 8.1 | 38500 | 35000 | 90.91% | 1.88 | 0 | 10 |  |  |  |  | R-410A | 2.95 | Residential & Commercial | USHP | Ducted CEE Tier 1
211227030 | Central HP <5.4 tons | KEEPRITE | HRCU-A-CB (Split System: Heat Pump with Remote Outdoor Unit-Air-Source) | DLCURAH36ABK |  |  | EA*4X37L21A* | *92ESN1002122A* | 37400 | 15.5 | 8.5 | 39000 | 35000 | 89.74% | 2.16 | 0 | 10 |  |  |  |  | R-410A | 3.1167 | Residential & Commercial | USHP | Ducted CEE Tier 1
211227062 | Central HP <5.4 tons | KEEPRITE | HRCU-A-CB (Split System: Heat Pump with Remote Outdoor Unit-Air-Source) | DLCURAH36ABK |  |  | EA*4X37L21A* | *95ESN0802120A* | 37200 | 15.5 | 8.5 | 38500 | 35000 | 90.91% | 2.12 | 0 | 10 |  |  |  |  | R-410A | 3.1 | Residential & Commercial | USHP | Ducted CEE Tier 1
213077116 | Central HP <5.4 tons | BRYANT HEATING AND COOLING SYSTEMS | HRCU-A-CB (Split System: Heat Pump with Remote Outdoor Unit-Air-Source) | 38MURAQ36AB3* |  |  | CNPV*4821AL* | 926SB60080V21*** | 35600 | 16.5 | 8.1 | 38500 | 34800 | 90.39% | 1.98 | 0 | 10 |  |  |  |  | R-410A | 2.9667 | Residential & Commercial | USHP | Ducted CEE Tier 1
213077612 | Central HP <5.4 tons | BRYANT HEATING AND COOLING SYSTEMS | HRCU-A-CB (Split System: Heat Pump with Remote Outdoor Unit-Air-Source) | 38MURAQ36AB3* |  |  | CAP**4221AL* | 926TC60100V21*** | 35400 | 16 | 8.1 | 38500 | 35000 | 90.91% | 1.88 | 0 | 10 |  |  |  |  | R-410A | 2.95 | Residential & Commercial | USHP | Ducted CEE Tier 1
211260568 | Central HP <5.4 tons | KEEPRITE | HRCU-A-CB (Split System: Heat Pump with Remote Outdoor Unit-Air-Source) | DLCURAH18ABK |  |  | EA*4X24L17A* | *80ES(N,L)0701712A* | 18000 | 16 | 8.5 | 18800 | 18900 | 100.5% | 2.28 | 0 | 10.5 |  |  |  |  | R-410A | 1.5 | Residential & Commercial | USHP | Ducted CEE Tier 1
211260741 | Central HP <5.4 tons | KEEPRITE | HRCU-A-CB (Split System: Heat Pump with Remote Outdoor Unit-Air-Source) | DLCURAH18ABK |  |  | EA*4X25L17A* | *96VSN0601412A* | 18500 | 16 | 8.5 | 18300 | 17400 | 95.08% | 2.12 | 0 | 11 |  |  |  |  | R-410A | 1.5417 | Residential & Commercial | USHP | Ducted CEE Tier 1
215679273 | Central HP <5.4 tons | CARRIER | HRCU-A-CB (Split System: Heat Pump with Remote Outdoor Unit-Air-Source) | 27VNA036A*030* |  |  | CAA**3721AM*+UI | 59TN6C080C21**20 | 34400 | 18 | 9 | 35400 | 25200 | 71.19% | 1.88 | 0 | 10 |  |  |  |  | R-454B | 2.8667 | Residential & Commercial | USHP | Ducted CEE Tier 1
215679823 | Central HP <5.4 tons | CARRIER | HRCU-A-CB (Split System: Heat Pump with Remote Outdoor Unit-Air-Source) | 27VNA036A*030* |  |  | CSAH*4212AM*+UI | 59TN7A080C17**16 | 33800 | 16 | 8.5 | 35800 | 25400 | 70.95% | 1.76 | 0 | 9 |  |  |  |  | R-454B | 2.8167 | Residential & Commercial | USHP
215676702 | Central HP <5.4 tons | TEMPSTAR | HRCU-A-CB (Split System: Heat Pump with Remote Outdoor Unit-Air-Source) | T5H0V48*K*AAA* |  |  | EVD5X61M21A*+WALLCON | *80CSU1002120A* | 48500 | 19 | 9 | 50000 | 37000 | 74% | 2 | 0 | 10 |  |  |  |  | R-454B | 4.0417 | Residential & Commercial | USHP | Ducted CEE Tier 1
212987048 | Central HP <5.4 tons | BRYANT HEATING AND COOLING SYSTEMS | HRCU-A-CB (Split System: Heat Pump with Remote Outdoor Unit-Air-Source) | 38MURAQ18AB3* |  |  | CNPV*2414AL* | 916SA36060M14*** | 17300 | 16 | 8.1 | 18300 | 19200 | 104.9% | 2.32 | 0 | 10.5 |  |  |  |  | R-410A | 1.4417 | Residential & Commercial | USHP | Ducted CEE Tier 1
212984453 | Central HP <5.4 tons | KEEPRITE | HRCU-A-CB (Split System: Heat Pump with Remote Outdoor Unit-Air-Source) | DLCURAH30ABK |  |  | EA*4X36L21A* | *92MSN0801716A* | 29600 | 15.2 | 8.1 | 34000 | 28000 | 82.35% | 1.78 | 0 | 9 |  |  |  |  | R-410A | 2.4667 | Residential & Commercial | USHP
215682263 | Central HP <5.4 tons | CARRIER | HRCU-A-CB (Split System: Heat Pump with Remote Outdoor Unit-Air-Source) | 27VNA048A*030* |  |  | CVAVA4924XMA*+UI | 59TN7A080C21**20 | 48000 | 19 | 9 | 50000 | 36600 | 73.2% | 2 | 0 | 10 |  |  |  |  | R-454B | 4 | Residential & Commercial | USHP | Ducted CEE Tier 1
215682713 | Central HP <5.4 tons | CARRIER | HRCU-A-CB (Split System: Heat Pump with Remote Outdoor Unit-Air-Source) | 27VNA060A*030* |  |  | CSAH*6012AM*+UI | 59TN6C080C21**20 | 55500 | 17 | 8.5 | 60000 | 42000 | 70% | 1.9 | 0 | 8.5 |  |  |  |  | R-454B | 4.625 | Residential & Commercial | USHP
215682833 | Central HP <5.4 tons | CARRIER | HRCU-A-CB (Split System: Heat Pump with Remote Outdoor Unit-Air-Source) | 27VNA060A*030* |  |  | CVAMA6021XMA*+UI | 58CU*B100C21**20 | 57000 | 18 | 9 | 63500 | 44500 | 70.08% | 2.08 | 0 | 9 |  |  |  |  | R-454B | 4.75 | Residential & Commercial | USHP
215682863 | Central HP <5.4 tons | CARRIER | HRCU-A-CB (Split System: Heat Pump with Remote Outdoor Unit-Air-Source) | 27VNA060A*030* |  |  | CVAMA6024XMA*+UI | 59TN6C080C21**20 | 56500 | 18 | 9 | 63500 | 44500 | 70.08% | 2.08 | 0 | 9 |  |  |  |  | R-454B | 4.7083 | Residential & Commercial | USHP
215683133 | Central HP <5.4 tons | CARRIER | HRCU-A-CB (Split System: Heat Pump with Remote Outdoor Unit-Air-Source) | 27VNA060A*030* |  |  | CVAVA6121XMA*+UI | 58CU*B060C17**16 | 56500 | 18 | 9 | 61000 | 43500 | 71.31% | 2.1 | 0 | 9.5 |  |  |  |  | R-454B | 4.7083 | Residential & Commercial | USHP
216891261 | Central HP <5.4 tons | RHEEM | HRCU-A-CB (Split System: Heat Pump with Remote Outdoor Unit-Air-Source) | RD18AY36AJVC |  |  | RCFY3621MTANM | R801V0755A21DZ | 32600 | 19 | 10 | 32600 | 27800 | 85.28% | 2.1 | 0 | 12 |  |  |  |  | R-454B | 2.7167 | Residential & Commercial | USHP | Ducted CEE Tier 1
216051062 | Central HP <5.4 tons | RHEEM | HRCU-A-CB (Split System: Heat Pump with Remote Outdoor Unit-Air-Source) | RP19AY36AJVC |  |  | RCFY3621MEAAM | R802V1005A21UH | 34200 | 20 | 10 | 34200 | 29200 | 85.38% | 2 | 0 | 12 |  |  |  |  | R-454B | 2.85 | Residential & Commercial | USHP | Ducted CEE Tier 1
216051076 | Central HP <5.4 tons | RHEEM | HRCU-A-CB (Split System: Heat Pump with Remote Outdoor Unit-Air-Source) | RP19AY36AJVC |  |  | RCFY3621MEAAM | R962V0603A17M4 | 34200 | 20 | 10 | 34200 | 29600 | 86.55% | 2 | 0 | 12 |  |  |  |  | R-454B | 2.85 | Residential & Commercial | USHP | Ducted CEE Tier 1
216051078 | Central HP <5.4 tons | RHEEM | HRCU-A-CB (Split System: Heat Pump with Remote Outdoor Unit-Air-Source) | RP19AY36AJVC |  |  | RCFY3621MEAAM | R962V0403A17M4 | 34200 | 20 | 10 | 34200 | 29600 | 86.55% | 2 | 0 | 12 |  |  |  |  | R-454B | 2.85 | Residential & Commercial | USHP | Ducted CEE Tier 1
214397328 | Central HP <5.4 tons | COLEMAN | HRCU-A-CB (Split System: Heat Pump with Remote Outdoor Unit-Air-Source) | HH836E2S11 |  |  | CTM48C5CFS1+JMVT17CC2N1 | 0 | 34000 | 19 | 9 | 31600 | 25000 | 79.11% | 2 | 0 | 11.7 |  |  |  |  | R-454B | 2.8333 | Residential & Commercial | USHP | Ducted CEE Tier 1
214609092 | Central HP <5.4 tons | COLEMAN | HRCU-A-CB (Split System: Heat Pump with Remote Outdoor Unit-Air-Source) | HH836E2S11 |  |  | CTM48C5CFS1 | Z9ES080C20SMPS1 | 34000 | 19 | 9 | 32000 | 25600 | 80% | 2 | 0 | 11 |  |  |  |  | R-454B | 2.8333 | Residential & Commercial | USHP | Ducted CEE Tier 1
214609151 | Central HP <5.4 tons | COLEMAN | HRCU-A-CB (Split System: Heat Pump with Remote Outdoor Unit-Air-Source) | HH836E2S11 |  |  | CTF48C5CFS1 | Z9ES080C16SMPS1 | 34000 | 19 | 9 | 32600 | 25800 | 79.14% | 2 | 0 | 11 |  |  |  |  | R-454B | 2.8333 | Residential & Commercial | USHP | Ducted CEE Tier 1
214396376 | Central HP <5.4 tons | COLEMAN | HRCU-A-CB (Split System: Heat Pump with Remote Outdoor Unit-Air-Source) | HH836E2S11 |  |  | CTM48C5CFS1 | TM8Y100C16MP11 | 33800 | 19 | 9 | 31800 | 25400 | 79.87% | 2 | 0 | 11 |  |  |  |  | R-454B | 2.8167 | Residential & Commercial | USHP | Ducted CEE Tier 1
214594979 | Central HP <5.4 tons | COLEMAN | HRCU-A-CB (Split System: Heat Pump with Remote Outdoor Unit-Air-Source) | HH836E2S11 |  |  | CTM48C5CFS1 | Z8ES080C20SMPS1 | 34200 | 19 | 9 | 32000 | 25400 | 79.38% | 2 | 0 | 11 |  |  |  |  | R-454B | 2.85 | Residential & Commercial | USHP | Ducted CEE Tier 1
211010192 | Central HP <5.4 tons | FRASER-JOHNSTON | HRCU-A-CB (Split System: Heat Pump with Remote Outdoor Unit-Air-Source) | HL20B4821 |  |  | JHVVC48HE3C2N1+CC | 0 | 44500 | 19.5 | 8.5 | 44000 | 35200 | 80% | 2 | 0 | 12.4 |  |  |  |  | R-410A | 3.7083 | Residential & Commercial | USHP | Ducted CEE Tier 1
211259626 | Central HP <5.4 tons | BRYANT HEATING AND COOLING SYSTEMS | HRCU-A-CB (Split System: Heat Pump with Remote Outdoor Unit-Air-Source) | 38MURAQ18AB3* |  |  | CAP**1917AL* | 926SA36040V17*** | 18200 | 15.5 | 8.5 | 18300 | 17600 | 96.17% | 2.12 | 0 | 10.5 |  |  |  |  | R-410A | 1.5167 | Residential & Commercial | USHP | Ducted CEE Tier 1
211260011 | Central HP <5.4 tons | BRYANT HEATING AND COOLING SYSTEMS | HRCU-A-CB (Split System: Heat Pump with Remote Outdoor Unit-Air-Source) | 38MURAQ18AB3* |  |  | CAP**1917AL* | 83*SA48060E17*** | 19100 | 16.5 | 9 | 19000 | 17400 | 91.58% | 2.14 | 0 | 11 |  |  |  |  | R-410A | 1.5917 | Residential & Commercial | USHP | Ducted CEE Tier 1
216411143 | Central HP <5.4 tons | FRASER-JOHNSTON | HRCU-A-CB (Split System: Heat Pump with Remote Outdoor Unit-Air-Source) | HMH72B341 |  |  | XAFC36DBCN1 | Z9ET100C20SMPS1 | 34000 | 17 | 8.5 | 32400 | 22800 | 70.37% | 2.02 | 0 | 10 |  |  |  |  | R-410A | 2.8333 | Residential & Commercial | USHP | Ducted CEE Tier 1
215681563 | Central HP <5.4 tons | CARRIER | HRCU-A-CB (Split System: Heat Pump with Remote Outdoor Unit-Air-Source) | 27VNA048A*030* |  |  | CAA**6124AM*+UI | 59TN7A120C24**22 | 46000 | 18.5 | 9 | 47500 | 33600 | 70.74% | 2.06 | 0 | 10 |  |  |  |  | R-454B | 3.8333 | Residential & Commercial | USHP | Ducted CEE Tier 1
210474389 | Central HP <5.4 tons | DAY & NIGHT | HRCU-A-CB (Split System: Heat Pump with Remote Outdoor Unit-Air-Source) | CVH825GKA3* |  |  | EHD4X42AAL+WALLCON | *97CMN1202422A* | 24200 | 16 | 8.1 | 21400 | 16700 | 78.04% | 2 | 0 | 10.5 |  |  |  |  | R-410A | 2.0167 | Residential & Commercial | USHP | Ducted CEE Tier 1
212985919 | Central HP <5.4 tons | DAY & NIGHT | HRCU-A-CB (Split System: Heat Pump with Remote Outdoor Unit-Air-Source) | DLCURAH18ABK |  |  | EA*4X30L14A* | *96MSN0261410A* | 17400 | 16 | 8.5 | 18000 | 18800 | 104.4% | 2.26 | 0 | 10.5 |  |  |  |  | R-410A | 1.45 | Residential & Commercial | USHP | Ducted CEE Tier 1
212987400 | Central HP <5.4 tons | BRYANT HEATING AND COOLING SYSTEMS | HRCU-A-CB (Split System: Heat Pump with Remote Outdoor Unit-Air-Source) | 38MURAQ24AB3* |  |  | CAP**3617AL* | 916SA48080M17*** | 23800 | 17 | 8.5 | 26400 | 23600 | 89.39% | 1.96 | 0 | 10 |  |  |  |  | R-410A | 1.9833 | Residential & Commercial | USHP | Ducted CEE Tier 1
212988216 | Central HP <5.4 tons | BRYANT HEATING AND COOLING SYSTEMS | HRCU-A-CB (Split System: Heat Pump with Remote Outdoor Unit-Air-Source) | 38MURAQ36AB3* |  |  | CAP**4821AL* | 916SA66100M21*** | 35600 | 16 | 8.5 | 37800 | 34600 | 91.53% | 2.04 | 0 | 10 |  |  |  |  | R-410A | 2.9667 | Residential & Commercial | USHP | Ducted CEE Tier 1
216411170 | Central HP <5.4 tons | COLEMAN | HRCU-A-CB (Split System: Heat Pump with Remote Outdoor Unit-Air-Source) | HH824E2S11 |  |  | CTF30A5ADS1 | Z9ET040A10SMPS1 | 23000 | 17 | 9 | 23000 | 17200 | 74.78% | 2 | 0 | 12 |  |  |  |  | R-454B | 1.9167 | Residential & Commercial | USHP | Ducted CEE Tier 1
213607584 | Central HP <5.4 tons | CARRIER | HRCU-A-CB (Split System: Heat Pump with Remote Outdoor Unit-Air-Source) | 38MURAQ18AB3* |  |  | FT4BNXB24L* | 0 | 18100 | 16.5 | 8.5 | 18200 | 18200 | 100% | 2.2 | 0 | 11 |  |  |  |  | R-410A | 1.5083 | Residential & Commercial | USHP | Ducted CEE Tier 1
214595054 | Central HP <5.4 tons | COLEMAN | HRCU-A-CB (Split System: Heat Pump with Remote Outdoor Unit-Air-Source) | HH836E2S11 |  |  | CTM48C5CFS1 | Z8ES100C16SMPS1 | 34000 | 19 | 9 | 31600 | 25200 | 79.75% | 2 | 0 | 11 |  |  |  |  | R-454B | 2.8333 | Residential & Commercial | USHP | Ducted CEE Tier 1
214397110 | Central HP <5.4 tons | COLEMAN | HRCU-A-CB (Split System: Heat Pump with Remote Outdoor Unit-Air-Source) | HH824E2S11 |  |  | CTF36B5ADS1 | TM9E080B12MP12 | 23000 | 18 | 9.5 | 23000 | 18800 | 81.74% | 2 | 0 | 12 |  |  |  |  | R-454B | 1.9167 | Residential & Commercial | USHP | Ducted CEE Tier 1
214397135 | Central HP <5.4 tons | COLEMAN | HRCU-A-CB (Split System: Heat Pump with Remote Outdoor Unit-Air-Source) | HH824E2S11 |  |  | CTM30B5ACS1 | TM9Y060B12MP11 | 23000 | 17 | 9.5 | 23000 | 18300 | 79.57% | 2 | 0 | 11.7 |  |  |  |  | R-454B | 1.9167 | Residential & Commercial | USHP | Ducted CEE Tier 1
214396594 | Central HP <5.4 tons | COLEMAN | HRCU-A-CB (Split System: Heat Pump with Remote Outdoor Unit-Air-Source) | HH860E2S11 |  |  | CTM60C5CGS1 | TL8E100C20UH11 | 44000 | 18 | 9 | 44000 | 33400 | 75.91% | 2 | 0 | 11.7 |  |  |  |  | R-454B | 3.6667 | Residential & Commercial | USHP | Ducted CEE Tier 1
214397010 | Central HP <5.4 tons | COLEMAN | HRCU-A-CB (Split System: Heat Pump with Remote Outdoor Unit-Air-Source) | HH860E2S11 |  |  | CTF60C5CGS1 | TM9Y080C16MP11 | 43500 | 17 | 9 | 44500 | 33800 | 75.96% | 2 | 0 | 11 |  |  |  |  | R-454B | 3.625 | Residential & Commercial | USHP | Ducted CEE Tier 1
214719712 | Central HP <5.4 tons | COLEMAN | HRCU-A-CB (Split System: Heat Pump with Remote Outdoor Unit-Air-Source) | HH836E2S11 |  |  | CTU36B5XDS1+TXV | TP9C080B12MP13 | 33000 | 18 | 8.5 | 30800 | 25000 | 81.17% | 2 | 0 | 11 |  |  |  |  | R-454B | 2.75 | Residential & Commercial | USHP | Ducted CEE Tier 1
214719898 | Central HP <5.4 tons | COLEMAN | HRCU-A-CB (Split System: Heat Pump with Remote Outdoor Unit-Air-Source) | HH836E2S11 |  |  | CTU48C5XFS1+TXV | TP9C080C16MP13 | 33200 | 18 | 9 | 31600 | 25400 | 80.38% | 2 | 0 | 11 |  |  |  |  | R-454B | 2.7667 | Residential & Commercial | USHP | Ducted CEE Tier 1
212971352 | Central HP <5.4 tons | CARRIER | HRCU-A-CB (Split System: Heat Pump with Remote Outdoor Unit-Air-Source) | 38MURAQ18AB3* |  |  | CAP**2414AL* | 58TP*B070V14**12 | 17600 | 16.5 | 8.5 | 18500 | 19400 | 104.9% | 2.34 | 0 | 10.5 |  |  |  |  | R-410A | 1.4667 | Residential & Commercial | USHP | Ducted CEE Tier 1
212971434 | Central HP <5.4 tons | CARRIER | HRCU-A-CB (Split System: Heat Pump with Remote Outdoor Unit-Air-Source) | 38MURAQ18AB3* |  |  | CAP**1917AL* | 58TP*B070V17**16 | 18000 | 16.5 | 8.5 | 18000 | 17800 | 98.89% | 2.14 | 0 | 10.5 |  |  |  |  | R-410A | 1.5 | Residential & Commercial | USHP | Ducted CEE Tier 1
215676782 | Central HP <5.4 tons | TEMPSTAR | HRCU-A-CB (Split System: Heat Pump with Remote Outdoor Unit-Air-Source) | T5H0V48*K*AAA* |  |  | EVD5X61M21A*+WALLCON | *95CSU0802120B* | 48500 | 18.5 | 9 | 50000 | 37000 | 74% | 2 | 0 | 10 |  |  |  |  | R-454B | 4.0417 | Residential & Commercial | USHP | Ducted CEE Tier 1
214239959 | Central HP <5.4 tons | DAY & NIGHT | HRCU-A-CB (Split System: Heat Pump with Remote Outdoor Unit-Air-Source) | CVH837GKA** |  |  | EN(A,D,W)4X48L21**+WALLCON | *96CTN1002122B* | 32400 | 17 | 8.1 | 32600 | 24600 | 75.46% | 1.96 | 0 | 11.7 |  |  |  |  | R-410A | 2.7 | Residential & Commercial | USHP | Ducted CEE Tier 1
215682893 | Central HP <5.4 tons | CARRIER | HRCU-A-CB (Split System: Heat Pump with Remote Outdoor Unit-Air-Source) | 27VNA060A*030* |  |  | CVAMA6024XMA*+UI | 59TN7A080C21**20 | 56500 | 18 | 9 | 63500 | 44500 | 70.08% | 2.08 | 0 | 9 |  |  |  |  | R-454B | 4.7083 | Residential & Commercial | USHP
215683163 | Central HP <5.4 tons | CARRIER | HRCU-A-CB (Split System: Heat Pump with Remote Outdoor Unit-Air-Source) | 27VNA060A*030* |  |  | CVAVA6121XMA*+UI | 59TN7A080C21**20 | 57000 | 18.5 | 9 | 64000 | 45000 | 70.31% | 2.08 | 0 | 9 |  |  |  |  | R-454B | 4.75 | Residential & Commercial | USHP
213077166 | Central HP <5.4 tons | BRYANT HEATING AND COOLING SYSTEMS | HRCU-A-CB (Split System: Heat Pump with Remote Outdoor Unit-Air-Source) | 38MURAQ36AB3* |  |  | CAP**4224AL* | 926SB60100V21*** | 35400 | 16 | 8.1 | 38500 | 35200 | 91.43% | 1.88 | 0 | 10 |  |  |  |  | R-410A | 2.95 | Residential & Commercial | USHP | Ducted CEE Tier 1
211245428 | Central HP <5.4 tons | KEEPRITE | HRCU-A-CB (Split System: Heat Pump with Remote Outdoor Unit-Air-Source) | DLCURAH24ABK |  |  | EN(A,D)4X36L21** | *80VSL0451716A* | 24200 | 16 | 8.1 | 26400 | 22800 | 86.36% | 1.88 | 0 | 10.5 |  |  |  |  | R-410A | 2.0167 | Residential & Commercial | USHP | Ducted CEE Tier 1
211245094 | Central HP <5.4 tons | KEEPRITE | HRCU-A-CB (Split System: Heat Pump with Remote Outdoor Unit-Air-Source) | DLCURAH24ABK |  |  | EN(A,D,W)4X36L17** | *95ESN0261410A* | 23400 | 16 | 8.1 | 25800 | 24200 | 93.8% | 2 | 0 | 10 |  |  |  |  | R-410A | 1.95 | Residential & Commercial | USHP | Ducted CEE Tier 1
211244793 | Central HP <5.4 tons | KEEPRITE | HRCU-A-CB (Split System: Heat Pump with Remote Outdoor Unit-Air-Source) | DLCURAH24ABK |  |  | EN(A,D)4X30L17** | *92ESN0401712A* | 23600 | 15.5 | 8.1 | 26200 | 23400 | 89.31% | 1.92 | 0 | 10 |  |  |  |  | R-410A | 1.9667 | Residential & Commercial | USHP | Ducted CEE Tier 1
211244844 | Central HP <5.4 tons | KEEPRITE | HRCU-A-CB (Split System: Heat Pump with Remote Outdoor Unit-Air-Source) | DLCURAH24ABK |  |  | EN(A,D)4X30L17** | OMV112K14A | 24000 | 16 | 8.1 | 26400 | 23000 | 87.12% | 1.88 | 0 | 10 |  |  |  |  | R-410A | 2 | Residential & Commercial | USHP | Ducted CEE Tier 1
211244679 | Central HP <5.4 tons | KEEPRITE | HRCU-A-CB (Split System: Heat Pump with Remote Outdoor Unit-Air-Source) | DLCURAH24ABK |  |  | EN(A,D)4X30L17** | *80ES(N,L)0451412A* | 24600 | 16 | 8.1 | 26600 | 22400 | 84.21% | 1.84 | 0 | 10.5 |  |  |  |  | R-410A | 2.05 | Residential & Commercial | USHP | Ducted CEE Tier 1
211230676 | Central HP <5.4 tons | KEEPRITE | HRCU-A-CB (Split System: Heat Pump with Remote Outdoor Unit-Air-Source) | DLCURAH36ABK |  |  | EN(A,D)4X48L24** | *95ESN1202422A* | 37400 | 15.5 | 8.1 | 39500 | 35000 | 88.61% | 2.08 | 0 | 10.5 |  |  |  |  | R-410A | 3.1167 | Residential & Commercial | USHP | Ducted CEE Tier 1
211228218 | Central HP <5.4 tons | KEEPRITE | HRCU-A-CB (Split System: Heat Pump with Remote Outdoor Unit-Air-Source) | DLCURAH36ABK |  |  | EA*4X43L21A* | *80ES(N,L)0451712A* | 36000 | 15.5 | 8.5 | 38500 | 34800 | 90.39% | 2.06 | 0 | 10 |  |  |  |  | R-410A | 3 | Residential & Commercial | USHP | Ducted CEE Tier 1
214594989 | Central HP <5.4 tons | COLEMAN | HRCU-A-CB (Split System: Heat Pump with Remote Outdoor Unit-Air-Source) | HH836E2S11 |  |  | CTF48C5CFS1 | Z8ES120C20SMPS1 | 34200 | 19 | 9 | 32000 | 25400 | 79.38% | 2 | 0 | 11 |  |  |  |  | R-454B | 2.85 | Residential & Commercial | USHP | Ducted CEE Tier 1
216051004 | Central HP <5.4 tons | RHEEM | HRCU-A-CB (Split System: Heat Pump with Remote Outdoor Unit-Air-Source) | RP19AY24AJVC |  |  | RCFY2421HEAAM | R921V0603A17M4 | 22800 | 21 | 10 | 22800 | 18600 | 81.58% | 1.8 | 0 | 13 |  |  |  |  | R-454B | 1.9 | Residential & Commercial | USHP | Ducted CEE Tier 1
214609185 | Central HP <5.4 tons | COLEMAN | HRCU-A-CB (Split System: Heat Pump with Remote Outdoor Unit-Air-Source) | HH824E2S11 |  |  | CTF36B5ADS1 | Z9ES060B12SMPS1 | 23000 | 17 | 9.5 | 23000 | 18700 | 81.3% | 2 | 0 | 12 |  |  |  |  | R-454B | 1.9167 | Residential & Commercial | USHP | Ducted CEE Tier 1
214241845 | Central HP <5.4 tons | CARRIER | HRCU-A-CB (Split System: Heat Pump with Remote Outdoor Unit-Air-Source) | 25VNA825A*032* |  |  | CNPV*3617AL*+UI | 59TN6C060C17**14 | 23400 | 16 | 8.1 | 21600 | 16800 | 77.78% | 1.9 | 0 | 10.5 |  |  |  |  | R-410A | 1.95 | Residential & Commercial | USHP | Ducted CEE Tier 1
214569468 | Central HP <5.4 tons | CARRIER | HRCU-A-CB (Split System: Heat Pump with Remote Outdoor Unit-Air-Source) | 25VNA448A*031* |  |  | CSPH*6012AL*+UI | 58TN*B070C21**20 | 45000 | 20.5 | 9.5 | 46500 | 36400 | 78.28% | 2.34 | 0 | 11.5 |  |  |  |  | R-410A | 3.75 | Residential & Commercial | USHP | Ducted CEE Tier 1
214719853 | Central HP <5.4 tons | COLEMAN | HRCU-A-CB (Split System: Heat Pump with Remote Outdoor Unit-Air-Source) | HH836E2S11 |  |  | CTU48C5XFS1+TXV | TMLE100C16MP11 | 33400 | 19 | 9 | 31400 | 25400 | 80.89% | 2 | 0 | 11 |  |  |  |  | R-454B | 2.7833 | Residential & Commercial | USHP | Ducted CEE Tier 1
215681743 | Central HP <5.4 tons | CARRIER | HRCU-A-CB (Split System: Heat Pump with Remote Outdoor Unit-Air-Source) | 27VNA048A*030* |  |  | CSAH*6012AM*+UI | 59TN7A120C24**22 | 45500 | 16.5 | 8.5 | 48000 | 33800 | 70.42% | 2.08 | 0 | 9.5 |  |  |  |  | R-454B | 3.7917 | Residential & Commercial | USHP
215682363 | Central HP <5.4 tons | CARRIER | HRCU-A-CB (Split System: Heat Pump with Remote Outdoor Unit-Air-Source) | 27VNA048A*030* |  |  | CVAVA6021XMA*+UI | 59TN7A100C21**22 | 48000 | 19 | 9 | 50000 | 36600 | 73.2% | 2 | 0 | 10.5 |  |  |  |  | R-454B | 4 | Residential & Commercial | USHP | Ducted CEE Tier 1
215682413 | Central HP <5.4 tons | CARRIER | HRCU-A-CB (Split System: Heat Pump with Remote Outdoor Unit-Air-Source) | 27VNA048A*030* |  |  | CVAVA6024XMA*+UI | 59TN7A100C21**22 | 48000 | 19 | 9 | 50000 | 36600 | 73.2% | 2 | 0 | 10 |  |  |  |  | R-454B | 4 | Residential & Commercial | USHP | Ducted CEE Tier 1
215682513 | Central HP <5.4 tons | CARRIER | HRCU-A-CB (Split System: Heat Pump with Remote Outdoor Unit-Air-Source) | 27VNA048A*030* |  |  | CVAVA6124XMA*+UI | 59TN6C080C21**20 | 48500 | 19 | 9.5 | 50000 | 36800 | 73.6% | 2.1 | 0 | 10.5 |  |  |  |  | R-454B | 4.0417 | Residential & Commercial | USHP | Ducted CEE Tier 1
213079948 | Central HP <5.4 tons | KEEPRITE | HRCU-A-CB (Split System: Heat Pump with Remote Outdoor Unit-Air-Source) | DLCURAH36ABK |  |  | EN(A,D)4X48L24** | *92MSN1202420A* | 36400 | 16 | 8.1 | 38500 | 35000 | 90.91% | 2.02 | 0 | 10.5 |  |  |  |  | R-410A | 3.0333 | Residential & Commercial | USHP | Ducted CEE Tier 1
213080131 | Central HP <5.4 tons | KEEPRITE | HRCU-A-CB (Split System: Heat Pump with Remote Outdoor Unit-Air-Source) | DLCURAH36ABK |  |  | EN(A,D,W)4X48L21** | *96MSN0801716A* | 35600 | 16 | 8.1 | 38500 | 35000 | 90.91% | 1.98 | 0 | 10 |  |  |  |  | R-410A | 2.9667 | Residential & Commercial | USHP | Ducted CEE Tier 1
212986193 | Central HP <5.4 tons | DAY & NIGHT | HRCU-A-CB (Split System: Heat Pump with Remote Outdoor Unit-Air-Source) | DLCURAH24ABK |  |  | EA*4X36L17A* | *96MSN0401410A* | 23600 | 16 | 8.5 | 26200 | 24000 | 91.6% | 1.98 | 0 | 10 |  |  |  |  | R-410A | 1.9667 | Residential & Commercial | USHP | Ducted CEE Tier 1
212986541 | Central HP <5.4 tons | DAY & NIGHT | HRCU-A-CB (Split System: Heat Pump with Remote Outdoor Unit-Air-Source) | DLCURAH24ABK |  |  | EA*4X25L17A* | *96MSN0401712A* | 24200 | 15.5 | 8.1 | 25400 | 21600 | 85.04% | 1.8 | 0 | 10 |  |  |  |  | R-410A | 2.0167 | Residential & Commercial | USHP | Ducted CEE Tier 1
213771393 | Central HP <5.4 tons | KENMORE | HRCU-A-CB (Split System: Heat Pump with Remote Outdoor Unit-Air-Source) | (C,H,T)VH825GKA2* |  |  | EA*4X42L24A*+WALLCON | *80CTL1352422B* | 23800 | 16.5 | 8.1 | 21400 | 16600 | 77.57% | 1.96 | 0 | 11 |  |  |  |  | R-410A | 1.9833 | Residential & Commercial | USHP | Ducted CEE Tier 1
212987484 | Central HP <5.4 tons | BRYANT HEATING AND COOLING SYSTEMS | HRCU-A-CB (Split System: Heat Pump with Remote Outdoor Unit-Air-Source) | 38MURAQ24AB3* |  |  | CNPV*3621AL* | 916SA48080M17*** | 23800 | 17 | 8.5 | 26400 | 24000 | 90.91% | 1.98 | 0 | 10.5 |  |  |  |  | R-410A | 1.9833 | Residential & Commercial | USHP | Ducted CEE Tier 1
212988734 | Central HP <5.4 tons | BRYANT HEATING AND COOLING SYSTEMS | HRCU-A-CB (Split System: Heat Pump with Remote Outdoor Unit-Air-Source) | 38MURAQ24AB3* |  |  | CNPV*3017AL* | 935SB36040M17*** | 23600 | 16.5 | 8.1 | 26400 | 24200 | 91.67% | 2.02 | 0 | 10 |  |  |  |  | R-410A | 1.9667 | Residential & Commercial | USHP | Ducted CEE Tier 1
212987489 | Central HP <5.4 tons | DAY & NIGHT | HRCU-A-CB (Split System: Heat Pump with Remote Outdoor Unit-Air-Source) | DLCURAH24ABK |  |  | EN(A,D)4X36L21** | *96MSN0801716A* | 23800 | 17 | 8.5 | 26400 | 24000 | 90.91% | 1.98 | 0 | 10.5 |  |  |  |  | R-410A | 1.9833 | Residential & Commercial | USHP | Ducted CEE Tier 1
212989195 | Central HP <5.4 tons | DAY & NIGHT | HRCU-A-CB (Split System: Heat Pump with Remote Outdoor Unit-Air-Source) | DLCURAH24ABK |  |  | EA*4X37L17A* | *95MSU0601716A* | 24000 | 17 | 8.5 | 25600 | 22400 | 87.5% | 1.88 | 0 | 10 |  |  |  |  | R-410A | 2 | Residential & Commercial | USHP | Ducted CEE Tier 1
214075243 | Central HP <5.4 tons | RHEEM | HRCU-A-CB (Split System: Heat Pump with Remote Outdoor Unit-Air-Source) | RD17AZ60AJ3N |  |  | RCFZ6024STANM | R801V0755A21UHN | 55500 | 18 | 8.1 | 54000 | 49500 | 91.67% | 1.75 | 0 | 10 |  |  |  |  | R-410A | 4.625 | Residential & Commercial | USHP | Ducted CEE Tier 1
210473172 | Central HP <5.4 tons | BRYANT HEATING AND COOLING SYSTEMS | HRCU-A-CB (Split System: Heat Pump with Remote Outdoor Unit-Air-Source) | 288BNV025*0**C* |  |  | CAP**4321AL*+UI | 986TC42060C17*** | 24400 | 16.5 | 8.1 | 21200 | 16700 | 78.77% | 2.02 | 0 | 11 |  |  |  |  | R-410A | 2.0333 | Residential & Commercial | USHP | Ducted CEE Tier 1
214396951 | Central HP <5.4 tons | COLEMAN | HRCU-A-CB (Split System: Heat Pump with Remote Outdoor Unit-Air-Source) | HH836E2S11 |  |  | CTF48C5CFS1 | TMLE120C20MP11 | 34400 | 17 | 8.5 | 32400 | 25600 | 79.01% | 2 | 0 | 11 |  |  |  |  | R-454B | 2.8667 | Residential & Commercial | USHP | Ducted CEE Tier 1
214720053 | Central HP <5.4 tons | COLEMAN | HRCU-A-CB (Split System: Heat Pump with Remote Outdoor Unit-Air-Source) | HH836E2S11 |  |  | CTU48C5XFS1+TXV | TM8V100C16MP12 | 33400 | 18 | 9 | 31600 | 25400 | 80.38% | 2 | 0 | 11 |  |  |  |  | R-454B | 2.7833 | Residential & Commercial | USHP | Ducted CEE Tier 1
214720134 | Central HP <5.4 tons | COLEMAN | HRCU-A-CB (Split System: Heat Pump with Remote Outdoor Unit-Air-Source) | HH836E2S11 |  |  | CTU48C5XFS1+TXV | TM9E100C16MP12 | 33400 | 19 | 9 | 31400 | 25400 | 80.89% | 2 | 0 | 11 |  |  |  |  | R-454B | 2.7833 | Residential & Commercial | USHP | Ducted CEE Tier 1
214720001 | Central HP <5.4 tons | COLEMAN | HRCU-A-CB (Split System: Heat Pump with Remote Outdoor Unit-Air-Source) | HH836E2S11 |  |  | CTU48C5XFS1+TXV | TM8E080C20MP11 | 34600 | 17 | 8.5 | 32800 | 25800 | 78.66% | 2 | 0 | 11 |  |  |  |  | R-454B | 2.8833 | Residential & Commercial | USHP | Ducted CEE Tier 1
215681993 | Central HP <5.4 tons | CARRIER | HRCU-A-CB (Split System: Heat Pump with Remote Outdoor Unit-Air-Source) | 27VNA048A*030* |  |  | CVAMA6024XMA*+UI | 58CU*B100C21**20 | 48000 | 18.5 | 9 | 50000 | 36600 | 73.2% | 2 | 0 | 10 |  |  |  |  | R-454B | 4 | Residential & Commercial | USHP | Ducted CEE Tier 1
215682243 | Central HP <5.4 tons | CARRIER | HRCU-A-CB (Split System: Heat Pump with Remote Outdoor Unit-Air-Source) | 27VNA048A*030* |  |  | CVAVA4924XMA*+UI | 58CU*B080C21**20 | 48000 | 19 | 9 | 50000 | 36200 | 72.4% | 2.12 | 0 | 10 |  |  |  |  | R-454B | 4 | Residential & Commercial | USHP | Ducted CEE Tier 1
214229129 | Central HP <5.4 tons | DAY & NIGHT | HRCU-A-CB (Split System: Heat Pump with Remote Outdoor Unit-Air-Source) | DLCURAH24ABK |  |  | EA*4X24L17A* | *80MSU0601716A* | 23400 | 17 | 9 | 26200 | 26000 | 99.24% | 2.2 | 0 | 10 |  |  |  |  | R-410A | 1.95 | Residential & Commercial | USHP | Ducted CEE Tier 1
215682733 | Central HP <5.4 tons | CARRIER | HRCU-A-CB (Split System: Heat Pump with Remote Outdoor Unit-Air-Source) | 27VNA060A*030* |  |  | CSAH*6012AM*+UI | 58CU*B060C17**16 | 54500 | 17 | 8.5 | 58500 | 41000 | 70.09% | 1.92 | 0 | 9 |  |  |  |  | R-454B | 4.5417 | Residential & Commercial | USHP
215935771 | Central HP <5.4 tons | KEEPRITE | HRCU-A-CB (Split System: Heat Pump with Remote Outdoor Unit-Air-Source) | C5H3V36*K*AAA* |  |  | EVD5X36M21A*+WALLCON | *96CTN0801714B* | 34200 | 20.5 | 8.5 | 39000 | 28400 | 72.82% | 2.02 | 0 | 11.5 |  |  |  |  | R-454B | 2.85 | Residential & Commercial | USHP | Ducted CEE Tier 1
215935671 | Central HP <5.4 tons | KEEPRITE | HRCU-A-CB (Split System: Heat Pump with Remote Outdoor Unit-Air-Source) | C5H3V36*K*AAA* |  |  | EVD5X36M21A*+WALLCON | *80CTL1102120B* | 34400 | 21 | 8.5 | 38500 | 28000 | 72.73% | 2.04 | 0 | 12 |  |  |  |  | R-454B | 2.8667 | Residential & Commercial | USHP | Ducted CEE Tier 1
215853404 | Central HP <5.4 tons | FRASER-JOHNSTON | HRCU-A-CB (Split System: Heat Pump with Remote Outdoor Unit-Air-Source) | HH836E2S11 |  |  | CTM36B5CDS1+JMVT12BC2N1 | 0 | 33200 | 18 | 9 | 30400 | 24800 | 81.58% | 2 | 0 | 11.7 |  |  |  |  | R-454B | 2.7667 | Residential & Commercial | USHP | Ducted CEE Tier 1
213077216 | Central HP <5.4 tons | BRYANT HEATING AND COOLING SYSTEMS | HRCU-A-CB (Split System: Heat Pump with Remote Outdoor Unit-Air-Source) | 38MURAQ36AB3* |  |  | CNPV*4821AL* | 926SB60100V21*** | 36000 | 16.5 | 8.1 | 38500 | 35000 | 90.91% | 2 | 0 | 10 |  |  |  |  | R-410A | 3 | Residential & Commercial | USHP | Ducted CEE Tier 1
216891868 | Central HP <5.4 tons | RHEEM | HRCU-A-CB (Split System: Heat Pump with Remote Outdoor Unit-Air-Source) | RD18AY48AJVC |  |  | RH2VY4821STACN | 0 | 41500 | 18 | 10 | 41500 | 38000 | 91.57% | 2.1 | 0 | 11.7 |  |  |  |  | R-454B | 3.4583 | Residential & Commercial | USHP | Ducted CEE Tier 1
211227244 | Central HP <5.4 tons | KEEPRITE | HRCU-A-CB (Split System: Heat Pump with Remote Outdoor Unit-Air-Source) | DLCURAH36ABK |  |  | EA*4X37L21A* | OMV112K14A | 36200 | 15.5 | 8.5 | 38500 | 34800 | 90.39% | 2.06 | 0 | 10 |  |  |  |  | R-410A | 3.0167 | Residential & Commercial | USHP | Ducted CEE Tier 1
213077050 | Central HP <5.4 tons | DAY & NIGHT | HRCU-A-CB (Split System: Heat Pump with Remote Outdoor Unit-Air-Source) | DLCURAH36ABK |  |  | EA*4X37L21A* | *96VSN0802120B* | 36600 | 16 | 8.5 | 38000 | 34800 | 91.58% | 2.06 | 0 | 10 |  |  |  |  | R-410A | 3.05 | Residential & Commercial | USHP | Ducted CEE Tier 1
213076524 | Central HP <5.4 tons | DAY & NIGHT | HRCU-A-CB (Split System: Heat Pump with Remote Outdoor Unit-Air-Source) | DLCURAH36ABK |  |  | EA*4X43L21A* | *80VTL0701716B* | 36200 | 16 | 8.5 | 38000 | 34800 | 91.58% | 2.04 | 0 | 10 |  |  |  |  | R-410A | 3.0167 | Residential & Commercial | USHP | Ducted CEE Tier 1
213079833 | Central HP <5.4 tons | KEEPRITE | HRCU-A-CB (Split System: Heat Pump with Remote Outdoor Unit-Air-Source) | DLCURAH36ABK |  |  | EN(A,D)4X48L24** | *92MSN1002120A* | 36000 | 16.5 | 8.1 | 38500 | 34800 | 90.39% | 2 | 0 | 10.5 |  |  |  |  | R-410A | 3 | Residential & Commercial | USHP | Ducted CEE Tier 1
216051142 | Central HP <5.4 tons | RHEEM | HRCU-A-CB (Split System: Heat Pump with Remote Outdoor Unit-Air-Source) | RP19AY60AJVC |  |  | RCFY6021SEAAM | R97MV1005A21DH | 53500 | 17 | 10 | 53500 | 48500 | 90.65% | 2 | 0 | 10 |  |  |  |  | R-454B | 4.4583 | Residential & Commercial | USHP | Ducted CEE Tier 1
216051172 | Central HP <5.4 tons | RHEEM | HRCU-A-CB (Split System: Heat Pump with Remote Outdoor Unit-Air-Source) | RP19AY60AJVC |  |  | RCFY6021SEAAM | R962V0855A21M4 | 53500 | 16 | 10 | 53500 | 49000 | 91.59% | 2 | 0 | 10 |  |  |  |  | R-454B | 4.4583 | Residential & Commercial | USHP | Ducted CEE Tier 1
216051173 | Central HP <5.4 tons | RHEEM | HRCU-A-CB (Split System: Heat Pump with Remote Outdoor Unit-Air-Source) | RP19AY60AJVC |  |  | RCFY6021SEAAM | R97MV0855A21DH | 53500 | 17 | 10 | 53500 | 48500 | 90.65% | 2 | 0 | 10 |  |  |  |  | R-454B | 4.4583 | Residential & Commercial | USHP | Ducted CEE Tier 1
211230866 | Central HP <5.4 tons | DAY & NIGHT | HRCU-A-CB (Split System: Heat Pump with Remote Outdoor Unit-Air-Source) | DLCURAH36ABK |  |  | FM(C,U)4Z36**AL* | 0 | 36000 | 16.5 | 8.1 | 40000 | 35400 | 88.5% | 1.82 | 0 | 10 |  |  |  |  | R-410A | 3 | Residential & Commercial | USHP | Ducted CEE Tier 1
213079245 | Central HP <5.4 tons | KEEPRITE | HRCU-A-CB (Split System: Heat Pump with Remote Outdoor Unit-Air-Source) | DLCURAH36ABK |  |  | EA*4X42L24A* | *80MSU0802120A* | 35200 | 16.5 | 8.1 | 38500 | 35000 | 90.91% | 1.9 | 0 | 10 |  |  |  |  | R-410A | 2.9333 | Residential & Commercial | USHP | Ducted CEE Tier 1
213077805 | Central HP <5.4 tons | BRYANT HEATING AND COOLING SYSTEMS | HRCU-A-CB (Split System: Heat Pump with Remote Outdoor Unit-Air-Source) | 38MURAQ36AB3* |  |  | CNPV*4824AL* | 926TC66120V24*** | 35800 | 16.5 | 8.1 | 38500 | 35000 | 90.91% | 2 | 0 | 10 |  |  |  |  | R-410A | 2.9833 | Residential & Commercial | USHP | Ducted CEE Tier 1
213079609 | Central HP <5.4 tons | DAY & NIGHT | HRCU-A-CB (Split System: Heat Pump with Remote Outdoor Unit-Air-Source) | DLCURAH36ABK |  |  | END4X42L17** | *92MSN0801716A* | 35600 | 16 | 8.1 | 38500 | 35000 | 90.91% | 1.94 | 0 | 10 |  |  |  |  | R-410A | 2.9667 | Residential & Commercial | USHP | Ducted CEE Tier 1
213077060 | Central HP <5.4 tons | DAY & NIGHT | HRCU-A-CB (Split System: Heat Pump with Remote Outdoor Unit-Air-Source) | DLCURAH36ABK |  |  | EA*4X42L21A* | *96VSN0802120B* | 35600 | 16 | 8.1 | 38500 | 35200 | 91.43% | 1.9 | 0 | 10 |  |  |  |  | R-410A | 2.9667 | Residential & Commercial | USHP | Ducted CEE Tier 1
213077130 | Central HP <5.4 tons | DAY & NIGHT | HRCU-A-CB (Split System: Heat Pump with Remote Outdoor Unit-Air-Source) | DLCURAH36ABK |  |  | EN(A,D)4X48L24** | *96VSN0802120B* | 35600 | 16.5 | 8.1 | 38500 | 34800 | 90.39% | 1.98 | 0 | 10 |  |  |  |  | R-410A | 2.9667 | Residential & Commercial | USHP | Ducted CEE Tier 1
213771093 | Central HP <5.4 tons | KENMORE | HRCU-A-CB (Split System: Heat Pump with Remote Outdoor Unit-Air-Source) | (C,H,T)VH825GKA2* |  |  | EA*4X37L17A*+WALLCON | *97CMN0801714B* | 24200 | 16 | 8.1 | 21400 | 16700 | 78.04% | 2 | 0 | 11 |  |  |  |  | R-410A | 2.0167 | Residential & Commercial | USHP | Ducted CEE Tier 1
213770993 | Central HP <5.4 tons | KENMORE | HRCU-A-CB (Split System: Heat Pump with Remote Outdoor Unit-Air-Source) | (C,H,T)VH825GKA2* |  |  | EA*4X36L21A*+WALLCON | *97CMN1002122B* | 23600 | 16.5 | 8.1 | 21400 | 16600 | 77.57% | 1.94 | 0 | 11 |  |  |  |  | R-410A | 1.9667 | Residential & Commercial | USHP | Ducted CEE Tier 1
216891255 | Central HP <5.4 tons | RHEEM | HRCU-A-CB (Split System: Heat Pump with Remote Outdoor Unit-Air-Source) | RD18AY36AJVC |  |  | RCFY3621MTANM | R921V0703A17M4 | 32400 | 18 | 10 | 32400 | 28000 | 86.42% | 2.1 | 0 | 12 |  |  |  |  | R-454B | 2.7 | Residential & Commercial | USHP | Ducted CEE Tier 1
216891305 | Central HP <5.4 tons | RHEEM | HRCU-A-CB (Split System: Heat Pump with Remote Outdoor Unit-Air-Source) | RD18AY36AJVC |  |  | RCFY3621MTANM | R951V0403A17M4 | 32400 | 18 | 10 | 32400 | 28000 | 86.42% | 2.1 | 0 | 12 |  |  |  |  | R-454B | 2.7 | Residential & Commercial | USHP | Ducted CEE Tier 1
216891348 | Central HP <5.4 tons | RHEEM | HRCU-A-CB (Split System: Heat Pump with Remote Outdoor Unit-Air-Source) | RD18AY36AJVC |  |  | RCFY3621MTANM | R98MV0703A17UP | 32200 | 19 | 10 | 32200 | 28000 | 86.96% | 2.1 | 0 | 12 |  |  |  |  | R-454B | 2.6833 | Residential & Commercial | USHP | Ducted CEE Tier 1
216891357 | Central HP <5.4 tons | RHEEM | HRCU-A-CB (Split System: Heat Pump with Remote Outdoor Unit-Air-Source) | RD18AY36AJVC |  |  | RCFY3621MTANM | R801V0755A21UH | 32600 | 19 | 10 | 32600 | 27800 | 85.28% | 2.1 | 0 | 12 |  |  |  |  | R-454B | 2.7167 | Residential & Commercial | USHP | Ducted CEE Tier 1
216891540 | Central HP <5.4 tons | RHEEM | HRCU-A-CB (Split System: Heat Pump with Remote Outdoor Unit-Air-Source) | RD18AY36AJVC |  |  | RCFY3617STANM | R802V1004A17UH | 31600 | 19 | 8.5 | 31600 | 27600 | 87.34% | 1.9 | 0 | 12 |  |  |  |  | R-454B | 2.6333 | Residential & Commercial | USHP | Ducted CEE Tier 1
216891613 | Central HP <5.4 tons | RHEEM | HRCU-A-CB (Split System: Heat Pump with Remote Outdoor Unit-Air-Source) | RD18AY36AJVC |  |  | RCFY3617STANM | R921V0403A17M4 | 31400 | 18 | 8.5 | 31400 | 27800 | 88.54% | 1.9 | 0 | 12 |  |  |  |  | R-454B | 2.6167 | Residential & Commercial | USHP | Ducted CEE Tier 1
216891672 | Central HP <5.4 tons | RHEEM | HRCU-A-CB (Split System: Heat Pump with Remote Outdoor Unit-Air-Source) | RD18AY36AJVC |  |  | RCFY3621STANM | R951V0603A17M4 | 31200 | 18 | 8.5 | 31200 | 27800 | 89.1% | 1.9 | 0 | 12 |  |  |  |  | R-454B | 2.6 | Residential & Commercial | USHP | Ducted CEE Tier 1
216891713 | Central HP <5.4 tons | RHEEM | HRCU-A-CB (Split System: Heat Pump with Remote Outdoor Unit-Air-Source) | RD18AY36AJVC |  |  | RCFY3621STANM | R801V0755A21DZ | 31600 | 19 | 8.5 | 31600 | 27600 | 87.34% | 2 | 0 | 12 |  |  |  |  | R-454B | 2.6333 | Residential & Commercial | USHP | Ducted CEE Tier 1
212609359 | Central HP <5.4 tons | RHEEM | HRCU-A-CB (Split System: Heat Pump with Remote Outdoor Unit-Air-Source) | RP18AZ36AJVC |  |  | RCFZ6021SEAAM | R802V1004A17UHS | 34200 | 19 | 8.5 | 34200 | 43000 | 125.7% | 2.2 | 0 | 12.5 |  |  |  |  | R-410A | 2.85 | Residential & Commercial | USHP | Ducted CEE Tier 1
212609307 | Central HP <5.4 tons | RHEEM | HRCU-A-CB (Split System: Heat Pump with Remote Outdoor Unit-Air-Source) | RP18AZ24AJVC |  |  | RCFZ2421HEAAM | R802V1004A17UHS | 22800 | 20 | 8.5 | 22800 | 26000 | 114% | 2.1 | 0 | 12.5 |  |  |  |  | R-410A | 1.9 | Residential & Commercial | USHP | Ducted CEE Tier 1
215681543 | Central HP <5.4 tons | CARRIER | HRCU-A-CB (Split System: Heat Pump with Remote Outdoor Unit-Air-Source) | 27VNA048A*030* |  |  | CAA**6124AM*+UI | 59TN7A080C21**20 | 46000 | 18 | 9 | 48000 | 33800 | 70.42% | 2.08 | 0 | 10 |  |  |  |  | R-454B | 3.8333 | Residential & Commercial | USHP | Ducted CEE Tier 1
215681863 | Central HP <5.4 tons | CARRIER | HRCU-A-CB (Split System: Heat Pump with Remote Outdoor Unit-Air-Source) | 27VNA048A*030* |  |  | CVAMA4921XMA*+UI | 59TN7A080C17**16 | 47500 | 18.5 | 9 | 50000 | 37200 | 74.4% | 1.98 | 0 | 10 |  |  |  |  | R-454B | 3.9583 | Residential & Commercial | USHP | Ducted CEE Tier 1
215681913 | Central HP <5.4 tons | CARRIER | HRCU-A-CB (Split System: Heat Pump with Remote Outdoor Unit-Air-Source) | 27VNA048A*030* |  |  | CVAMA6021XMA*+UI | 58CU*B060C17**16 | 48000 | 18.5 | 9 | 50000 | 36800 | 73.6% | 2 | 0 | 10 |  |  |  |  | R-454B | 4 | Residential & Commercial | USHP | Ducted CEE Tier 1
215682013 | Central HP <5.4 tons | CARRIER | HRCU-A-CB (Split System: Heat Pump with Remote Outdoor Unit-Air-Source) | 27VNA048A*030* |  |  | CVAMA6024XMA*+UI | 59TN7A100C21**22 | 48000 | 19 | 9 | 50000 | 36600 | 73.2% | 2 | 0 | 10 |  |  |  |  | R-454B | 4 | Residential & Commercial | USHP | Ducted CEE Tier 1
213077160 | Central HP <5.4 tons | DAY & NIGHT | HRCU-A-CB (Split System: Heat Pump with Remote Outdoor Unit-Air-Source) | DLCURAH36ABK |  |  | EA*4X42L21A* | *96VSN1002120B* | 35400 | 16 | 8.1 | 38500 | 35200 | 91.43% | 1.88 | 0 | 10 |  |  |  |  | R-410A | 2.95 | Residential & Commercial | USHP | Ducted CEE Tier 1
216891714 | Central HP <5.4 tons | RHEEM | HRCU-A-CB (Split System: Heat Pump with Remote Outdoor Unit-Air-Source) | RD18AY36AJVC |  |  | RCFY3621STANM | R962V0403A17M4 | 31400 | 18 | 8.5 | 31400 | 27800 | 88.54% | 1.9 | 0 | 12 |  |  |  |  | R-454B | 2.6167 | Residential & Commercial | USHP | Ducted CEE Tier 1
216891337 | Central HP <5.4 tons | RHEEM | HRCU-A-CB (Split System: Heat Pump with Remote Outdoor Unit-Air-Source) | RD18AY36AJVC |  |  | RCFY3621MTANM | R801V1005A21UHN | 32600 | 19 | 10 | 32600 | 27800 | 85.28% | 2.1 | 0 | 12 |  |  |  |  | R-454B | 2.7167 | Residential & Commercial | USHP | Ducted CEE Tier 1
216891557 | Central HP <5.4 tons | RHEEM | HRCU-A-CB (Split System: Heat Pump with Remote Outdoor Unit-Air-Source) | RD18AY36AJVC |  |  | RCFY3617STANM | R801V1004A17UH | 31600 | 19 | 8.5 | 31600 | 27600 | 87.34% | 1.9 | 0 | 12 |  |  |  |  | R-454B | 2.6333 | Residential & Commercial | USHP | Ducted CEE Tier 1
216891664 | Central HP <5.4 tons | RHEEM | HRCU-A-CB (Split System: Heat Pump with Remote Outdoor Unit-Air-Source) | RD18AY36AJVC |  |  | RCFY3621STANM | R98MV0603A17UP | 31200 | 18 | 8.5 | 31200 | 27800 | 89.1% | 1.9 | 0 | 12 |  |  |  |  | R-454B | 2.6 | Residential & Commercial | USHP | Ducted CEE Tier 1
213077080 | Central HP <5.4 tons | DAY & NIGHT | HRCU-A-CB (Split System: Heat Pump with Remote Outdoor Unit-Air-Source) | DLCURAH36ABK |  |  | EA*4X43L21A* | *96VSN0802120B* | 36600 | 16 | 8.5 | 38500 | 35000 | 90.91% | 2.06 | 0 | 10 |  |  |  |  | R-410A | 3.05 | Residential & Commercial | USHP | Ducted CEE Tier 1
213077918 | Central HP <5.4 tons | DAY & NIGHT | HRCU-A-CB (Split System: Heat Pump with Remote Outdoor Unit-Air-Source) | DLCURAH36ABK |  |  | EA*4X36L17A* | *80MS(N,L)0701712A* | 35000 | 16 | 8.1 | 38500 | 35200 | 91.43% | 1.82 | 0 | 9.5 |  |  |  |  | R-410A | 2.9167 | Residential & Commercial | USHP
216051167 | Central HP <5.4 tons | RHEEM | HRCU-A-CB (Split System: Heat Pump with Remote Outdoor Unit-Air-Source) | RP19AY60AJVC |  |  | RCFY6021SEAAM | R802V1005A21UH | 54000 | 17 | 10 | 54000 | 48500 | 89.81% | 2 | 0 | 10 |  |  |  |  | R-454B | 4.5 | Residential & Commercial | USHP | Ducted CEE Tier 1
213770693 | Central HP <5.4 tons | KENMORE | HRCU-A-CB (Split System: Heat Pump with Remote Outdoor Unit-Air-Source) | (C,H,T)VH825GKA2* |  |  | EA*4X30L14A*+WALLCON | *80CTL0701412B* | 23400 | 16.5 | 8.1 | 21600 | 16700 | 77.31% | 1.92 | 0 | 11 |  |  |  |  | R-410A | 1.95 | Residential & Commercial | USHP | Ducted CEE Tier 1
213770793 | Central HP <5.4 tons | KENMORE | HRCU-A-CB (Split System: Heat Pump with Remote Outdoor Unit-Air-Source) | (C,H,T)VH825GKA2* |  |  | EA*4X30L17A*+WALLCON | *96CTN0601714B* | 23400 | 16 | 8.1 | 21600 | 16800 | 77.78% | 1.9 | 0 | 10.5 |  |  |  |  | R-410A | 1.95 | Residential & Commercial | USHP | Ducted CEE Tier 1
215682813 | Central HP <5.4 tons | CARRIER | HRCU-A-CB (Split System: Heat Pump with Remote Outdoor Unit-Air-Source) | 27VNA060A*030* |  |  | CVAMA6021XMA*+UI | 58CU*B060C17**16 | 56000 | 18 | 8.5 | 60000 | 43000 | 71.67% | 2.12 | 0 | 9.5 |  |  |  |  | R-454B | 4.6667 | Residential & Commercial | USHP
215682883 | Central HP <5.4 tons | CARRIER | HRCU-A-CB (Split System: Heat Pump with Remote Outdoor Unit-Air-Source) | 27VNA060A*030* |  |  | CVAMA6024XMA*+UI | 58CU*B100C21**20 | 57000 | 18 | 9 | 63000 | 44500 | 70.63% | 2.08 | 0 | 9 |  |  |  |  | R-454B | 4.75 | Residential & Commercial | USHP
215682913 | Central HP <5.4 tons | CARRIER | HRCU-A-CB (Split System: Heat Pump with Remote Outdoor Unit-Air-Source) | 27VNA060A*030* |  |  | CVAMA6024XMA*+UI | 59TN7A120C24**22 | 56500 | 18.5 | 9 | 63000 | 44500 | 70.63% | 2.1 | 0 | 9 |  |  |  |  | R-454B | 4.7083 | Residential & Commercial | USHP
214595004 | Central HP <5.4 tons | COLEMAN | HRCU-A-CB (Split System: Heat Pump with Remote Outdoor Unit-Air-Source) | HH836E2S11 |  |  | CTF48C5CFS1 | Z8ES100C20SMPS1 | 34400 | 19 | 9 | 32000 | 25400 | 79.38% | 2 | 0 | 11 |  |  |  |  | R-454B | 2.8667 | Residential & Commercial | USHP | Ducted CEE Tier 1
216891739 | Central HP <5.4 tons | RHEEM | HRCU-A-CB (Split System: Heat Pump with Remote Outdoor Unit-Air-Source) | RD18AY48AJVC |  |  | RCFY4821STANM | R802V1005A21DZ | 41500 | 18 | 10 | 41500 | 37400 | 90.12% | 2.1 | 0 | 11.7 |  |  |  |  | R-454B | 3.4583 | Residential & Commercial | USHP | Ducted CEE Tier 1
216819550 | Central HP <5.4 tons | RHEEM | HRCU-A-CB (Split System: Heat Pump with Remote Outdoor Unit-Air-Source) | RD18AY48AJVC |  |  | RCFY4824MTANM | R98MV1005A21UP | 42500 | 17 | 8.1 | 42500 | 33600 | 79.06% | 2 | 0 | 10 |  |  |  |  | R-454B | 3.5417 | Residential & Commercial | USHP | Ducted CEE Tier 1
216819575 | Central HP <5.4 tons | RHEEM | HRCU-A-CB (Split System: Heat Pump with Remote Outdoor Unit-Air-Source) | RD18AY48AJVC |  |  | RCFY4824MTANM | R962V1005A21M4 | 42500 | 17 | 8.1 | 42500 | 33400 | 78.59% | 2 | 0 | 10 |  |  |  |  | R-454B | 3.5417 | Residential & Commercial | USHP | Ducted CEE Tier 1
216820438 | Central HP <5.4 tons | RHEEM | HRCU-A-CB (Split System: Heat Pump with Remote Outdoor Unit-Air-Source) | RD18AY60AJVC |  |  | RCFY6024STANM | R801V1005A21UHU | 51000 | 17 | 10 | 51000 | 38000 | 74.51% | 2 | 0 | 11 |  |  |  |  | R-454B | 4.25 | Residential & Commercial | USHP | Ducted CEE Tier 1
213079431 | Central HP <5.4 tons | KEEPRITE | HRCU-A-CB (Split System: Heat Pump with Remote Outdoor Unit-Air-Source) | DLCURAH36ABK |  |  | EA*4X42L21A* | *92MSN0601714A* | 35200 | 16 | 8.1 | 38500 | 35200 | 91.43% | 1.88 | 0 | 9.5 |  |  |  |  | R-410A | 2.9333 | Residential & Commercial | USHP
213079479 | Central HP <5.4 tons | KEEPRITE | HRCU-A-CB (Split System: Heat Pump with Remote Outdoor Unit-Air-Source) | DLCURAH36ABK |  |  | END4X42L17** | *92MSN0601714A* | 35400 | 16 | 8.1 | 38500 | 35000 | 90.91% | 1.94 | 0 | 10 |  |  |  |  | R-410A | 2.95 | Residential & Commercial | USHP | Ducted CEE Tier 1
216891295 | Central HP <5.4 tons | RHEEM | HRCU-A-CB (Split System: Heat Pump with Remote Outdoor Unit-Air-Source) | RD18AY36AJVC |  |  | RCFY3621MTANM | R98MV0603A17UP | 32200 | 19 | 10 | 32200 | 28000 | 86.96% | 2.1 | 0 | 12 |  |  |  |  | R-454B | 2.6833 | Residential & Commercial | USHP | Ducted CEE Tier 1
216891327 | Central HP <5.4 tons | RHEEM | HRCU-A-CB (Split System: Heat Pump with Remote Outdoor Unit-Air-Source) | RD18AY36AJVC |  |  | RCFY3621MTANM | R951V0603A17M4 | 32200 | 18 | 10 | 32200 | 28000 | 86.96% | 2.1 | 0 | 12 |  |  |  |  | R-454B | 2.6833 | Residential & Commercial | USHP | Ducted CEE Tier 1
216891359 | Central HP <5.4 tons | RHEEM | HRCU-A-CB (Split System: Heat Pump with Remote Outdoor Unit-Air-Source) | RD18AY36AJVC |  |  | RCFY3621MTANM | R801V1004A17UH | 32600 | 19 | 10 | 32600 | 27800 | 85.28% | 2.1 | 0 | 12 |  |  |  |  | R-454B | 2.7167 | Residential & Commercial | USHP | Ducted CEE Tier 1
216891361 | Central HP <5.4 tons | RHEEM | HRCU-A-CB (Split System: Heat Pump with Remote Outdoor Unit-Air-Source) | RD18AY36AJVC |  |  | RCFY3621MTANM | R921V0705A21M4 | 32400 | 18 | 10 | 32400 | 28000 | 86.42% | 2.1 | 0 | 12 |  |  |  |  | R-454B | 2.7 | Residential & Commercial | USHP | Ducted CEE Tier 1
216891376 | Central HP <5.4 tons | RHEEM | HRCU-A-CB (Split System: Heat Pump with Remote Outdoor Unit-Air-Source) | RD18AY36AJVC |  |  | RCFY3621MTANM | R951V0705A21M4 | 32400 | 18 | 10 | 32400 | 28000 | 86.42% | 2.1 | 0 | 12 |  |  |  |  | R-454B | 2.7 | Residential & Commercial | USHP | Ducted CEE Tier 1
216891612 | Central HP <5.4 tons | RHEEM | HRCU-A-CB (Split System: Heat Pump with Remote Outdoor Unit-Air-Source) | RD18AY36AJVC |  |  | RCFY3621STANM | R802V0754A17DZ | 31400 | 19 | 8.5 | 31400 | 27600 | 87.9% | 1.9 | 0 | 12 |  |  |  |  | R-454B | 2.6167 | Residential & Commercial | USHP | Ducted CEE Tier 1
213296953 | Central HP <5.4 tons | COLEMAN | HRCU-A-CB (Split System: Heat Pump with Remote Outdoor Unit-Air-Source) | HMH72B341 |  |  | XAHC36DXXN1+TXV | Z8ES080B12SMPS1 | 33400 | 17.5 | 8.1 | 32800 | 23000 | 70.12% | 2.02 | 0 | 10 |  |  |  |  | R-410A | 2.7833 | Residential & Commercial | USHP | Ducted CEE Tier 1
213297033 | Central HP <5.4 tons | COLEMAN | HRCU-A-CB (Split System: Heat Pump with Remote Outdoor Unit-Air-Source) | HMH72B341 |  |  | XAFC36DBCN1 | Z9ES100C20SMPS1 | 34000 | 17.5 | 8.5 | 33400 | 24000 | 71.86% | 2.1 | 0 | 9.5 |  |  |  |  | R-410A | 2.8333 | Residential & Commercial | USHP
213296903 | Central HP <5.4 tons | COLEMAN | HRCU-A-CB (Split System: Heat Pump with Remote Outdoor Unit-Air-Source) | HMH72B341 |  |  | XAFC36DBCN1 | Z8ES100C16SMPS1 | 34000 | 18 | 8.5 | 33400 | 24400 | 73.05% | 2.12 | 0 | 9.5 |  |  |  |  | R-410A | 2.8333 | Residential & Commercial | USHP
214875845 | Central HP <5.4 tons | COLEMAN | HRCU-A-CB (Split System: Heat Pump with Remote Outdoor Unit-Air-Source) | HMH72B341 |  |  | XAFC36DBCN1+JME12C2SN1 | 0 | 34000 | 18.5 | 8.5 | 33600 | 23600 | 70.24% | 2 | 0 | 10.5 |  |  |  |  | R-410A | 2.8333 | Residential & Commercial | USHP | Ducted CEE Tier 1
214606488 | Central HP <5.4 tons | COLEMAN | HRCU-A-C (Split System: Heat Pump with Remote Outdoor Unit with No Indoor Fan --Air Source) | HH836E2S11 |  |  | CTF36B5CDS1 | 0 | 33600 | 15.2 | 8.5 | 32000 | 23200 | 72.5% | 2 | 0 | 10 |  |  |  |  | R-454B | 2.8 | Residential & Commercial | USHP | Ducted CEE Tier 1
214719883 | Central HP <5.4 tons | COLEMAN | HRCU-A-CB (Split System: Heat Pump with Remote Outdoor Unit-Air-Source) | HH860E2S11 |  |  | CTU60C5XGS1+TXV | TMLE080C20MP11 | 44500 | 17 | 9 | 45000 | 33800 | 75.11% | 2 | 0 | 11.7 |  |  |  |  | R-454B | 3.7083 | Residential & Commercial | USHP | Ducted CEE Tier 1
214397918 | Central HP <5.4 tons | COLEMAN | HRCU-A-CB (Split System: Heat Pump with Remote Outdoor Unit-Air-Source) | HH860E2S11 |  |  | CTF60D5CGS1 | TM9E120D20MP12 | 45000 | 17 | 9 | 47000 | 35000 | 74.47% | 2 | 0 | 11 |  |  |  |  | R-454B | 3.75 | Residential & Commercial | USHP | Ducted CEE Tier 1
216891514 | Central HP <5.4 tons | RHEEM | HRCU-A-CB (Split System: Heat Pump with Remote Outdoor Unit-Air-Source) | RD18AY36AJVC |  |  | RCFY3621STANM | R951V1005A21M4 | 31400 | 18 | 8.5 | 31400 | 27800 | 88.54% | 1.9 | 0 | 12 |  |  |  |  | R-454B | 2.6167 | Residential & Commercial | USHP | Ducted CEE Tier 1
216891521 | Central HP <5.4 tons | RHEEM | HRCU-A-CB (Split System: Heat Pump with Remote Outdoor Unit-Air-Source) | RD18AY36AJVC |  |  | RCFY3617STANM | R801V0704A17UH | 31400 | 18 | 8.5 | 31400 | 27800 | 88.54% | 1.9 | 0 | 12 |  |  |  |  | R-454B | 2.6167 | Residential & Commercial | USHP | Ducted CEE Tier 1
216891523 | Central HP <5.4 tons | RHEEM | HRCU-A-CB (Split System: Heat Pump with Remote Outdoor Unit-Air-Source) | RD18AY36AJVC |  |  | RCFY3617STANM | R97MV0603A17DH | 31200 | 18 | 8.5 | 31200 | 27800 | 89.1% | 1.9 | 0 | 12 |  |  |  |  | R-454B | 2.6 | Residential & Commercial | USHP | Ducted CEE Tier 1
216891580 | Central HP <5.4 tons | RHEEM | HRCU-A-CB (Split System: Heat Pump with Remote Outdoor Unit-Air-Source) | RD18AY36AJVC |  |  | RCFY3621STANM | R801V1004A17UH | 31600 | 19 | 8.5 | 31600 | 27600 | 87.34% | 1.9 | 0 | 12 |  |  |  |  | R-454B | 2.6333 | Residential & Commercial | USHP | Ducted CEE Tier 1
216891780 | Central HP <5.4 tons | RHEEM | HRCU-A-CB (Split System: Heat Pump with Remote Outdoor Unit-Air-Source) | RD18AY36AJVC |  |  | RCFY3624MTANM | R951V0855A21M4 | 32400 | 19 | 10 | 32400 | 28000 | 86.42% | 2.1 | 0 | 12 |  |  |  |  | R-454B | 2.7 | Residential & Commercial | USHP | Ducted CEE Tier 1
213079525 | Central HP <5.4 tons | DAY & NIGHT | HRCU-A-CB (Split System: Heat Pump with Remote Outdoor Unit-Air-Source) | DLCURAH36ABK |  |  | EA*4X36L21A* | *92MSN0801716A* | 35200 | 16 | 8.1 | 38500 | 35200 | 91.43% | 1.82 | 0 | 9.5 |  |  |  |  | R-410A | 2.9333 | Residential & Commercial | USHP
216801827 | Central HP <5.4 tons | COLEMAN | HRCU-A-CB (Split System: Heat Pump with Remote Outdoor Unit-Air-Source) | HH836E2S11 |  |  | CTF48C5CFS1 | Z8ET080C16LMPS1 | 32800 | 19 | 9 | 30200 | 22800 | 75.5% | 2 | 0 | 11.7 |  |  |  |  | R-454B | 2.7333 | Residential & Commercial | USHP | Ducted CEE Tier 1
216891724 | Central HP <5.4 tons | RHEEM | HRCU-A-CB (Split System: Heat Pump with Remote Outdoor Unit-Air-Source) | RD18AY36AJVC |  |  | RCFY3621STANM | R921V0703A17M4 | 31400 | 18 | 8.5 | 31400 | 27800 | 88.54% | 1.9 | 0 | 12 |  |  |  |  | R-454B | 2.6167 | Residential & Commercial | USHP | Ducted CEE Tier 1
216891765 | Central HP <5.4 tons | RHEEM | HRCU-A-CB (Split System: Heat Pump with Remote Outdoor Unit-Air-Source) | RD18AY36AJVC |  |  | RCFY3624MTANM | R801V0755A21UH | 32600 | 19 | 10 | 32600 | 27800 | 85.28% | 2.1 | 0 | 12 |  |  |  |  | R-454B | 2.7167 | Residential & Commercial | USHP | Ducted CEE Tier 1
216891790 | Central HP <5.4 tons | RHEEM | HRCU-A-CB (Split System: Heat Pump with Remote Outdoor Unit-Air-Source) | RD18AY36AJVC |  |  | RCFY3624MTANM | R98MV1005A21UP | 32400 | 19 | 10 | 32400 | 28000 | 86.42% | 2.1 | 0 | 12 |  |  |  |  | R-454B | 2.7 | Residential & Commercial | USHP | Ducted CEE Tier 1
216891229 | Central HP <5.4 tons | RHEEM | HRCU-A-C (Split System: Heat Pump with Remote Outdoor Unit with No Indoor Fan --Air Source) | RD18AY48AJVC |  |  | RCFY4824STANM+RXMD-C03 | 0 | 40500 | 15.2 | 8.1 | 40500 | 38000 | 93.83% | 2 | 0 | 10 |  |  |  |  | R-454B | 3.375 | Residential & Commercial | USHP | Ducted CEE Tier 1
216801842 | Central HP <5.4 tons | COLEMAN | HRCU-A-CB (Split System: Heat Pump with Remote Outdoor Unit-Air-Source) | HH860E2S11 |  |  | CTF60C5CGS1 | Z8ET100C20LMPS1 | 45500 | 17 | 9 | 46500 | 33400 | 71.83% | 2 | 0 | 11 |  |  |  |  | R-454B | 3.7917 | Residential & Commercial | USHP | Ducted CEE Tier 1
210474643 | Central HP <5.4 tons | KEEPRITE | HRCU-A-CB (Split System: Heat Pump with Remote Outdoor Unit-Air-Source) | CVH825GKA3* |  |  | EHD4X48AAL+WALLCON | *80CTL0901716A* | 24400 | 17 | 8.1 | 21200 | 16500 | 77.83% | 2.04 | 0 | 11 |  |  |  |  | R-410A | 2.0333 | Residential & Commercial | USHP | Ducted CEE Tier 1
215682983 | Central HP <5.4 tons | CARRIER | HRCU-A-CB (Split System: Heat Pump with Remote Outdoor Unit-Air-Source) | 27VNA060A*030* |  |  | CVAVA6021XMA*+UI | 59TN6C080C21**20 | 56500 | 18 | 9 | 64000 | 45000 | 70.31% | 2.08 | 0 | 9 |  |  |  |  | R-454B | 4.7083 | Residential & Commercial | USHP
215683083 | Central HP <5.4 tons | CARRIER | HRCU-A-CB (Split System: Heat Pump with Remote Outdoor Unit-Air-Source) | 27VNA060A*030* |  |  | CVAVA6024XMA*+UI | 59TN7A080C21**20 | 56500 | 18 | 9 | 63500 | 44500 | 70.08% | 2.08 | 0 | 9 |  |  |  |  | R-454B | 4.7083 | Residential & Commercial | USHP
215683183 | Central HP <5.4 tons | CARRIER | HRCU-A-CB (Split System: Heat Pump with Remote Outdoor Unit-Air-Source) | 27VNA060A*030* |  |  | CVAVA6124XMA*+UI | 59TN6C080C21**20 | 57500 | 18.5 | 9 | 64000 | 45000 | 70.31% | 2.08 | 0 | 9 |  |  |  |  | R-454B | 4.7917 | Residential & Commercial | USHP
215681593 | Central HP <5.4 tons | CARRIER | HRCU-A-CB (Split System: Heat Pump with Remote Outdoor Unit-Air-Source) | 27VNA048A*030* |  |  | CSAH*4812AM*+UI | 58CU*B060C17**16 | 45000 | 16 | 8.5 | 49000 | 34400 | 70.2% | 2.04 | 0 | 9 |  |  |  |  | R-454B | 3.75 | Residential & Commercial | USHP
216820604 | Central HP <5.4 tons | RHEEM | HRCU-A-CB (Split System: Heat Pump with Remote Outdoor Unit-Air-Source) | RD18AY60AJVC |  |  | RCFY6021STAAM | R962V1005A21M4 | 48500 | 16 | 8.1 | 48500 | 39500 | 81.44% | 2 | 0 | 10 |  |  |  |  | R-454B | 4.0417 | Residential & Commercial | USHP | Ducted CEE Tier 1
214595029 | Central HP <5.4 tons | COLEMAN | HRCU-A-CB (Split System: Heat Pump with Remote Outdoor Unit-Air-Source) | HH836E2S11 |  |  | CTF48C5CFS1 | Z8ES100C16SMPS1 | 34000 | 19 | 9 | 31600 | 25200 | 79.75% | 2 | 0 | 11 |  |  |  |  | R-454B | 2.8333 | Residential & Commercial | USHP | Ducted CEE Tier 1
211257306 | Central HP <5.4 tons | MITS AIR | HRCU-A-CB (Split System: Heat Pump with Remote Outdoor Unit-Air-Source) | MOD30-24HFN1-MW |  |  | MVC-24HWFN1-M | 0 | 24000 | 17.4 | 10 | 24000 | 22600 | 94.17% | 1.91 | 12.5 | 11.7 |  |  |  |  | R-410A | 2 | Residential & Commercial | USHP | Ducted CEE Tier 1
216819684 | Central HP <5.4 tons | RHEEM | HRCU-A-CB (Split System: Heat Pump with Remote Outdoor Unit-Air-Source) | RD18AY48AJVC |  |  | RCFY4821STANM | R921V1005A21M4 | 41000 | 17 | 8.1 | 41000 | 37800 | 92.2% | 2.1 | 0 | 10 |  |  |  |  | R-454B | 3.4167 | Residential & Commercial | USHP | Ducted CEE Tier 1
216819734 | Central HP <5.4 tons | RHEEM | HRCU-A-CB (Split System: Heat Pump with Remote Outdoor Unit-Air-Source) | RD18AY48AJVC |  |  | RCFY4821STANM | R801V1004A17UH | 41000 | 17 | 8.1 | 41000 | 37800 | 92.2% | 2.1 | 0 | 10 |  |  |  |  | R-454B | 3.4167 | Residential & Commercial | USHP | Ducted CEE Tier 1
216819843 | Central HP <5.4 tons | RHEEM | HRCU-A-CB (Split System: Heat Pump with Remote Outdoor Unit-Air-Source) | RD18AY48AJVC |  |  | RCFY4824STANM | R951V0705A21M4 | 41000 | 17 | 8.1 | 41000 | 37800 | 92.2% | 2.1 | 0 | 10 |  |  |  |  | R-454B | 3.4167 | Residential & Commercial | USHP | Ducted CEE Tier 1
216820059 | Central HP <5.4 tons | RHEEM | HRCU-A-CB (Split System: Heat Pump with Remote Outdoor Unit-Air-Source) | RD18AY48AJVC |  |  | RCFY4824STANM | R801V1255A24DZ | 41000 | 18 | 8.1 | 41000 | 37400 | 91.22% | 2.1 | 0 | 10 |  |  |  |  | R-454B | 3.4167 | Residential & Commercial | USHP | Ducted CEE Tier 1
216820109 | Central HP <5.4 tons | RHEEM | HRCU-A-CB (Split System: Heat Pump with Remote Outdoor Unit-Air-Source) | RD18AY48AJVC |  |  | RCFY4824STANM | R921V0855A21M4 | 40500 | 17 | 8.1 | 40500 | 37800 | 93.33% | 2.1 | 0 | 10 |  |  |  |  | R-454B | 3.375 | Residential & Commercial | USHP | Ducted CEE Tier 1
214398236 | Central HP <5.4 tons | COLEMAN | HRCU-A-CB (Split System: Heat Pump with Remote Outdoor Unit-Air-Source) | HH860E2S11 |  |  | CTF60C5CGS1 | TM9Y100C20MP11 | 44500 | 17 | 9 | 46000 | 34000 | 73.91% | 2 | 0 | 11 |  |  |  |  | R-454B | 3.7083 | Residential & Commercial | USHP | Ducted CEE Tier 1
214398251 | Central HP <5.4 tons | COLEMAN | HRCU-A-CB (Split System: Heat Pump with Remote Outdoor Unit-Air-Source) | HH860E2S11 |  |  | CTF60C5CGS1+JMC17C2SN1 | 0 | 44500 | 18 | 9 | 44000 | 33000 | 75% | 2 | 0 | 12 |  |  |  |  | R-454B | 3.7083 | Residential & Commercial | USHP | Ducted CEE Tier 1
214398285 | Central HP <5.4 tons | COLEMAN | HRCU-A-CB (Split System: Heat Pump with Remote Outdoor Unit-Air-Source) | HH860E2S11 |  |  | CTM60C5CGS1+JMVT16CC2N1 | 0 | 45000 | 19 | 9 | 44500 | 33200 | 74.61% | 2 | 0 | 12 |  |  |  |  | R-454B | 3.75 | Residential & Commercial | USHP | Ducted CEE Tier 1
214398419 | Central HP <5.4 tons | COLEMAN | HRCU-A-CB (Split System: Heat Pump with Remote Outdoor Unit-Air-Source) | HH860E2S11 |  |  | CTF60D5CHS1 | CP9C120D20MP13 | 54000 | 19 | 9 | 54500 | 39500 | 72.48% | 2 | 0 | 11 |  |  |  |  | R-454B | 4.5 | Residential & Commercial | USHP | Ducted CEE Tier 1
214398587 | Central HP <5.4 tons | COLEMAN | HRCU-A-CB (Split System: Heat Pump with Remote Outdoor Unit-Air-Source) | HH836E2S11 |  |  | CTM48C5CFS1 | TM9Y080C16MP11 | 32800 | 19 | 9 | 31200 | 25200 | 80.77% | 2 | 0 | 11 |  |  |  |  | R-454B | 2.7333 | Residential & Commercial | USHP | Ducted CEE Tier 1
214398602 | Central HP <5.4 tons | COLEMAN | HRCU-A-CB (Split System: Heat Pump with Remote Outdoor Unit-Air-Source) | HH836E2S11 |  |  | CTF48C5CFS1 | TL9E080C16UH11 | 33400 | 18 | 9 | 31400 | 25400 | 80.89% | 2 | 0 | 11 |  |  |  |  | R-454B | 2.7833 | Residential & Commercial | USHP | Ducted CEE Tier 1
216891531 | Central HP <5.4 tons | RHEEM | HRCU-A-CB (Split System: Heat Pump with Remote Outdoor Unit-Air-Source) | RD18AY36AJVC |  |  | RCFY3621STANM | R98MV0703A17UP | 31200 | 19 | 8.5 | 31200 | 27800 | 89.1% | 1.9 | 0 | 12 |  |  |  |  | R-454B | 2.6 | Residential & Commercial | USHP | Ducted CEE Tier 1
213077645 | Central HP <5.4 tons | KEEPRITE | HRCU-A-CB (Split System: Heat Pump with Remote Outdoor Unit-Air-Source) | DLCURAH36ABK |  |  | EA*4X43L21A* | *96VTN1002120B* | 36200 | 16.5 | 8.5 | 38000 | 34800 | 91.58% | 2.04 | 0 | 10 |  |  |  |  | R-410A | 3.0167 | Residential & Commercial | USHP | Ducted CEE Tier 1
216891676 | Central HP <5.4 tons | RHEEM | HRCU-A-CB (Split System: Heat Pump with Remote Outdoor Unit-Air-Source) | RD18AY36AJVC |  |  | RCFY3621STANM | R962V1005A21M4 | 31400 | 18 | 8.5 | 31400 | 27800 | 88.54% | 1.9 | 0 | 12 |  |  |  |  | R-454B | 2.6167 | Residential & Commercial | USHP | Ducted CEE Tier 1
216891744 | Central HP <5.4 tons | RHEEM | HRCU-A-CB (Split System: Heat Pump with Remote Outdoor Unit-Air-Source) | RD18AY36AJVC |  |  | RCFY3624MTANM | R951V0705A21M4 | 32400 | 18 | 10 | 32400 | 28000 | 86.42% | 2.1 | 0 | 12 |  |  |  |  | R-454B | 2.7 | Residential & Commercial | USHP | Ducted CEE Tier 1
216891812 | Central HP <5.4 tons | RHEEM | HRCU-A-CB (Split System: Heat Pump with Remote Outdoor Unit-Air-Source) | RD18AY36AJVC |  |  | RCFY3624MTANM | R802V0755A21UH | 32600 | 19 | 10 | 32600 | 27800 | 85.28% | 2.1 | 0 | 12 |  |  |  |  | R-454B | 2.7167 | Residential & Commercial | USHP | Ducted CEE Tier 1
216891844 | Central HP <5.4 tons | RHEEM | HRCU-A-CB (Split System: Heat Pump with Remote Outdoor Unit-Air-Source) | RD18AY36AJVC |  |  | RCFY3624MTANM | R921V1005A21M4 | 32400 | 18 | 10 | 32400 | 28000 | 86.42% | 2.1 | 0 | 12 |  |  |  |  | R-454B | 2.7 | Residential & Commercial | USHP | Ducted CEE Tier 1
216801847 | Central HP <5.4 tons | COLEMAN | HRCU-A-CB (Split System: Heat Pump with Remote Outdoor Unit-Air-Source) | HH860E2S11 |  |  | CTF60C5CHS1 | Z8ET100C20LMPS1 | 54000 | 19 | 9 | 53500 | 38000 | 71.03% | 2 | 0 | 12 |  |  |  |  | R-454B | 4.5 | Residential & Commercial | USHP | Ducted CEE Tier 1
216801850 | Central HP <5.4 tons | COLEMAN | HRCU-A-CB (Split System: Heat Pump with Remote Outdoor Unit-Air-Source) | HH860E2S11 |  |  | CTF60C5CHS1 | Z8ET120C20LMPS1 | 54000 | 19 | 9 | 54000 | 38500 | 71.3% | 2 | 0 | 11.7 |  |  |  |  | R-454B | 4.5 | Residential & Commercial | USHP | Ducted CEE Tier 1
213075887 | Central HP <5.4 tons | BRYANT HEATING AND COOLING SYSTEMS | HRCU-A-CB (Split System: Heat Pump with Remote Outdoor Unit-Air-Source) | 38MURAQ36AB3* |  |  | CAP**3721AL* | 935SB60100M21*** | 36400 | 16 | 8.5 | 38000 | 34800 | 91.58% | 2.06 | 0 | 10 |  |  |  |  | R-410A | 3.0333 | Residential & Commercial | USHP | Ducted CEE Tier 1
213076574 | Central HP <5.4 tons | BRYANT HEATING AND COOLING SYSTEMS | HRCU-A-CB (Split System: Heat Pump with Remote Outdoor Unit-Air-Source) | 38MURAQ36AB3* |  |  | CNPV*4821AL* | 82*TB48070V17*** | 35600 | 16 | 8.1 | 38500 | 35000 | 90.91% | 1.98 | 0 | 10 |  |  |  |  | R-410A | 2.9667 | Residential & Commercial | USHP | Ducted CEE Tier 1
215681763 | Central HP <5.4 tons | CARRIER | HRCU-A-CB (Split System: Heat Pump with Remote Outdoor Unit-Air-Source) | 27VNA048A*030* |  |  | CVAMA4821XMA*+UI | 58CU*B060C17**16 | 47000 | 18 | 9 | 50000 | 36400 | 72.8% | 2 | 0 | 9.5 |  |  |  |  | R-454B | 3.9167 | Residential & Commercial | USHP
216801848 | Central HP <5.4 tons | COLEMAN | HRCU-A-CB (Split System: Heat Pump with Remote Outdoor Unit-Air-Source) | HH860E2S11 |  |  | CTM60C5CHS1 | Z8ET100C20LMPS1 | 54000 | 19 | 9 | 54000 | 38000 | 70.37% | 2 | 0 | 12 |  |  |  |  | R-454B | 4.5 | Residential & Commercial | USHP | Ducted CEE Tier 1
216891732 | Central HP <5.4 tons | RHEEM | HRCU-A-CB (Split System: Heat Pump with Remote Outdoor Unit-Air-Source) | RD18AY48AJVC |  |  | RCFY4821STANM | R801V1005A21DZ | 41500 | 18 | 10 | 41500 | 37400 | 90.12% | 2.1 | 0 | 11.7 |  |  |  |  | R-454B | 3.4583 | Residential & Commercial | USHP | Ducted CEE Tier 1
213297068 | Central HP <5.4 tons | COLEMAN | HRCU-A-CB (Split System: Heat Pump with Remote Outdoor Unit-Air-Source) | HMH72B341 |  |  | XAFC36DXXN1+TXV | Z8ET100C20LMPS1 | 34000 | 18.5 | 8.5 | 33400 | 24200 | 72.46% | 2.14 | 0 | 9.5 |  |  |  |  | R-410A | 2.8333 | Residential & Commercial | USHP
213297153 | Central HP <5.4 tons | COLEMAN | HRCU-A-CB (Split System: Heat Pump with Remote Outdoor Unit-Air-Source) | HMH72B341 |  |  | XAHB30CXXN1+TXV | Z8ES100B12LMPS1 | 32000 | 17 | 8.1 | 32200 | 22600 | 70.19% | 2 | 0 | 9.5 |  |  |  |  | R-410A | 2.6667 | Residential & Commercial | USHP
213297203 | Central HP <5.4 tons | COLEMAN | HRCU-A-CB (Split System: Heat Pump with Remote Outdoor Unit-Air-Source) | HMH72B341 |  |  | XAUB30CXXN1+TXV | Z8ES040A12LMPS1 | 33200 | 18 | 8.5 | 33000 | 23400 | 70.91% | 2.06 | 0 | 10 |  |  |  |  | R-410A | 2.7667 | Residential & Commercial | USHP | Ducted CEE Tier 1
213297503 | Central HP <5.4 tons | COLEMAN | HRCU-A-CB (Split System: Heat Pump with Remote Outdoor Unit-Air-Source) | HMH72B341 |  |  | XAUC48FXXN1+TXV | Z8ET080C16LMPS1 | 33600 | 17.5 | 8.5 | 32800 | 23200 | 70.73% | 2.08 | 0 | 9.5 |  |  |  |  | R-410A | 2.8 | Residential & Commercial | USHP
213297538 | Central HP <5.4 tons | COLEMAN | HRCU-A-CB (Split System: Heat Pump with Remote Outdoor Unit-Air-Source) | HMH72B341 |  |  | XAHC36DXXN1+TXV | Z8ES100C20SMPS1 | 34000 | 17 | 8.5 | 33400 | 23600 | 70.66% | 2.08 | 0 | 9.5 |  |  |  |  | R-410A | 2.8333 | Residential & Commercial | USHP
213297653 | Central HP <5.4 tons | COLEMAN | HRCU-A-CB (Split System: Heat Pump with Remote Outdoor Unit-Air-Source) | HMH72B341 |  |  | XAHB36DXXN1+TXV | Z8ES040A12LMPS1 | 33200 | 17.5 | 8.1 | 32800 | 23000 | 70.12% | 2.02 | 0 | 10 |  |  |  |  | R-410A | 2.7667 | Residential & Commercial | USHP | Ducted CEE Tier 1
213297688 | Central HP <5.4 tons | COLEMAN | HRCU-A-CB (Split System: Heat Pump with Remote Outdoor Unit-Air-Source) | HMH72B341 |  |  | XAFC36DXXN1+TXV | Z9ET060B12SMPS1 | 34000 | 18.5 | 8.1 | 33400 | 24000 | 71.86% | 2.06 | 0 | 9.5 |  |  |  |  | R-410A | 2.8333 | Residential & Commercial | USHP
213297938 | Central HP <5.4 tons | COLEMAN | HRCU-A-CB (Split System: Heat Pump with Remote Outdoor Unit-Air-Source) | HMH72B341 |  |  | XAFD48FXXN1+TXV | Z8ES120C16SMPS1 | 34000 | 16.5 | 8.5 | 32800 | 23400 | 71.34% | 2.1 | 0 | 9.5 |  |  |  |  | R-410A | 2.8333 | Residential & Commercial | USHP
213077697 | Central HP <5.4 tons | KEEPRITE | HRCU-A-CB (Split System: Heat Pump with Remote Outdoor Unit-Air-Source) | DLCURAH36ABK |  |  | EN(A,D)4X48L24** | *96VTN1002120B* | 36000 | 16.5 | 8.1 | 38500 | 35000 | 90.91% | 2 | 0 | 10 |  |  |  |  | R-410A | 3 | Residential & Commercial | USHP | Ducted CEE Tier 1
216891290 | Central HP <5.4 tons | RHEEM | HRCU-A-CB (Split System: Heat Pump with Remote Outdoor Unit-Air-Source) | RD18AY36AJVC |  |  | RCFY3621MTANM | R802V1005A21DZ | 32800 | 19 | 10 | 32800 | 27600 | 84.15% | 2.1 | 0 | 12 |  |  |  |  | R-454B | 2.7333 | Residential & Commercial | USHP | Ducted CEE Tier 1
216891315 | Central HP <5.4 tons | RHEEM | HRCU-A-CB (Split System: Heat Pump with Remote Outdoor Unit-Air-Source) | RD18AY36AJVC |  |  | RCFY3621MTANM | R951V0855A21M4 | 32400 | 19 | 10 | 32400 | 28000 | 86.42% | 2.1 | 0 | 12 |  |  |  |  | R-454B | 2.7 | Residential & Commercial | USHP | Ducted CEE Tier 1
213077470 | Central HP <5.4 tons | KEEPRITE | HRCU-A-CB (Split System: Heat Pump with Remote Outdoor Unit-Air-Source) | DLCURAH36ABK |  |  | EN(A,D,W)4X48L21** | *96VTN0801716B* | 35600 | 16 | 8.1 | 38500 | 35000 | 90.91% | 1.98 | 0 | 10 |  |  |  |  | R-410A | 2.9667 | Residential & Commercial | USHP | Ducted CEE Tier 1
213077570 | Central HP <5.4 tons | KEEPRITE | HRCU-A-CB (Split System: Heat Pump with Remote Outdoor Unit-Air-Source) | DLCURAH36ABK |  |  | EN(A,D,W)4X48L21** | *96VTN0802120B* | 35600 | 16.5 | 8.1 | 38500 | 34800 | 90.39% | 1.98 | 0 | 10 |  |  |  |  | R-410A | 2.9667 | Residential & Commercial | USHP | Ducted CEE Tier 1
213077152 | Central HP <5.4 tons | KEEPRITE | HRCU-A-CB (Split System: Heat Pump with Remote Outdoor Unit-Air-Source) | DLCURAH36ABK |  |  | EA*4X37L21A* | *96VSN1002120B* | 36200 | 16 | 8.5 | 38000 | 34800 | 91.58% | 2.04 | 0 | 10 |  |  |  |  | R-410A | 3.0167 | Residential & Commercial | USHP | Ducted CEE Tier 1
212979497 | Central HP <5.4 tons | DAY & NIGHT | HRCU-A-CB (Split System: Heat Pump with Remote Outdoor Unit-Air-Source) | DLCURAH24ABK |  |  | EA*4X36L21A* | *80MS(N,L)0702116A* | 24000 | 17.5 | 8.5 | 26400 | 23400 | 88.64% | 1.94 | 0 | 10 |  |  |  |  | R-410A | 2 | Residential & Commercial | USHP | Ducted CEE Tier 1
212980602 | Central HP <5.4 tons | DAY & NIGHT | HRCU-A-CB (Split System: Heat Pump with Remote Outdoor Unit-Air-Source) | DLCURAH24ABK |  |  | EN(A,D)4X36L21** | *80MS(N,L)0902120A* | 23600 | 17 | 8.5 | 26200 | 24400 | 93.13% | 2.04 | 0 | 10.5 |  |  |  |  | R-410A | 1.9667 | Residential & Commercial | USHP | Ducted CEE Tier 1
212981706 | Central HP <5.4 tons | DAY & NIGHT | HRCU-A-CB (Split System: Heat Pump with Remote Outdoor Unit-Air-Source) | DLCURAH24ABK |  |  | EA*4X25L17A* | *80MSU1002120A* | 24400 | 17 | 8.5 | 25200 | 21600 | 85.71% | 1.8 | 0 | 10 |  |  |  |  | R-410A | 2.0333 | Residential & Commercial | USHP | Ducted CEE Tier 1
212987371 | Central HP <5.4 tons | KEEPRITE | HRCU-A-CB (Split System: Heat Pump with Remote Outdoor Unit-Air-Source) | DLCURAH24ABK |  |  | EA*4X24L17A* | *96MSN0801716A* | 23400 | 16.5 | 8.5 | 27000 | 26000 | 96.3% | 2.16 | 0 | 10 |  |  |  |  | R-410A | 1.95 | Residential & Commercial | USHP | Ducted CEE Tier 1
215682063 | Central HP <5.4 tons | CARRIER | HRCU-A-CB (Split System: Heat Pump with Remote Outdoor Unit-Air-Source) | 27VNA048A*030* |  |  | CVAMA6124XMA*+UI | 59TN7A080C21**20 | 48500 | 19 | 9.5 | 50000 | 36800 | 73.6% | 2.1 | 0 | 10.5 |  |  |  |  | R-454B | 4.0417 | Residential & Commercial | USHP | Ducted CEE Tier 1
215682113 | Central HP <5.4 tons | CARRIER | HRCU-A-CB (Split System: Heat Pump with Remote Outdoor Unit-Air-Source) | 27VNA048A*030* |  |  | CVAVA4821XMA*+UI | 58CU*B060C17**16 | 47000 | 18 | 9 | 50000 | 36400 | 72.8% | 2 | 0 | 9.5 |  |  |  |  | R-454B | 3.9167 | Residential & Commercial | USHP
215682463 | Central HP <5.4 tons | CARRIER | HRCU-A-CB (Split System: Heat Pump with Remote Outdoor Unit-Air-Source) | 27VNA048A*030* |  |  | CVAVA6121XMA*+UI | 58CU*B080C21**20 | 49000 | 19 | 9 | 50000 | 36600 | 73.2% | 2.12 | 0 | 10 |  |  |  |  | R-454B | 4.0833 | Residential & Commercial | USHP | Ducted CEE Tier 1
216891659 | Central HP <5.4 tons | RHEEM | HRCU-A-CB (Split System: Heat Pump with Remote Outdoor Unit-Air-Source) | RD18AY36AJVC |  |  | RCFY3621STANM | R951V0603A17UH | 31200 | 18 | 8.5 | 31200 | 28000 | 89.74% | 1.9 | 0 | 11.7 |  |  |  |  | R-454B | 2.6 | Residential & Commercial | USHP | Ducted CEE Tier 1
216891291 | Central HP <5.4 tons | RHEEM | HRCU-A-CB (Split System: Heat Pump with Remote Outdoor Unit-Air-Source) | RD18AY36AJVC |  |  | RCFY3621MTANM | R962V0855A21M4 | 32400 | 19 | 10 | 32400 | 28000 | 86.42% | 2.1 | 0 | 12 |  |  |  |  | R-454B | 2.7 | Residential & Commercial | USHP | Ducted CEE Tier 1
216891292 | Central HP <5.4 tons | RHEEM | HRCU-A-CB (Split System: Heat Pump with Remote Outdoor Unit-Air-Source) | RD18AY36AJVC |  |  | RCFY3621MTANM | R921V0403A17M4 | 32400 | 18 | 10 | 32400 | 28000 | 86.42% | 2.1 | 0 | 12 |  |  |  |  | R-454B | 2.7 | Residential & Commercial | USHP | Ducted CEE Tier 1
216891342 | Central HP <5.4 tons | RHEEM | HRCU-A-CB (Split System: Heat Pump with Remote Outdoor Unit-Air-Source) | RD18AY36AJVC |  |  | RCFY3621MTANM | R951V0703A17M4 | 32400 | 18 | 10 | 32400 | 28000 | 86.42% | 2.1 | 0 | 12 |  |  |  |  | R-454B | 2.7 | Residential & Commercial | USHP | Ducted CEE Tier 1
216891408 | Central HP <5.4 tons | RHEEM | HRCU-A-CB (Split System: Heat Pump with Remote Outdoor Unit-Air-Source) | RD18AY48AJVC |  |  | RCFY4824MTANM | R801V1255A24UH | 43000 | 18 | 8.5 | 42500 | 33200 | 78.12% | 2.1 | 0 | 12 |  |  |  |  | R-454B | 3.5833 | Residential & Commercial | USHP | Ducted CEE Tier 1
216891410 | Central HP <5.4 tons | RHEEM | HRCU-A-CB (Split System: Heat Pump with Remote Outdoor Unit-Air-Source) | RD18AY48AJVC |  |  | RCFY4824MTANM | R801V1005A21UHN | 43000 | 18 | 8.5 | 43000 | 33200 | 77.21% | 2.1 | 0 | 11.7 |  |  |  |  | R-454B | 3.5833 | Residential & Commercial | USHP | Ducted CEE Tier 1
216891427 | Central HP <5.4 tons | RHEEM | HRCU-A-CB (Split System: Heat Pump with Remote Outdoor Unit-Air-Source) | RD18AY48AJVC |  |  | RCFY4824MTANM | R921V1155A24M4 | 43000 | 18 | 8.5 | 43000 | 33200 | 77.21% | 2.1 | 0 | 11.7 |  |  |  |  | R-454B | 3.5833 | Residential & Commercial | USHP | Ducted CEE Tier 1
216891428 | Central HP <5.4 tons | RHEEM | HRCU-A-CB (Split System: Heat Pump with Remote Outdoor Unit-Air-Source) | RD18AY48AJVC |  |  | RCFY4824MTANM | R801V1005A21DZ | 43000 | 18 | 8.5 | 42500 | 33000 | 77.65% | 2.1 | 0 | 12 |  |  |  |  | R-454B | 3.5833 | Residential & Commercial | USHP | Ducted CEE Tier 1
216891443 | Central HP <5.4 tons | RHEEM | HRCU-A-CB (Split System: Heat Pump with Remote Outdoor Unit-Air-Source) | RD18AY48AJVC |  |  | RCFY4824MTANM | R802V1255A24DZ | 43000 | 18 | 8.5 | 42500 | 33200 | 78.12% | 2.1 | 0 | 12 |  |  |  |  | R-454B | 3.5833 | Residential & Commercial | USHP | Ducted CEE Tier 1
216891375 | Central HP <5.4 tons | RHEEM | HRCU-A-CB (Split System: Heat Pump with Remote Outdoor Unit-Air-Source) | RD18AY36AJVC |  |  | RCFY3621MTANM | R802V0504A17UH | 32200 | 18 | 10 | 32200 | 28000 | 86.96% | 2.1 | 0 | 12 |  |  |  |  | R-454B | 2.6833 | Residential & Commercial | USHP | Ducted CEE Tier 1
216891378 | Central HP <5.4 tons | RHEEM | HRCU-A-CB (Split System: Heat Pump with Remote Outdoor Unit-Air-Source) | RD18AY36AJVC |  |  | RCFY3621MTANM | R802V0755A21UH | 32600 | 19 | 10 | 32600 | 27800 | 85.28% | 2.1 | 0 | 12 |  |  |  |  | R-454B | 2.7167 | Residential & Commercial | USHP | Ducted CEE Tier 1
213770991 | Central HP <5.4 tons | DAY & NIGHT | HRCU-A-CB (Split System: Heat Pump with Remote Outdoor Unit-Air-Source) | CVH825GKA2* |  |  | EA*4X36L21A*+WALLCON | *97CMN1002122B* | 23600 | 16.5 | 8.1 | 21400 | 16600 | 77.57% | 1.94 | 0 | 11 |  |  |  |  | R-410A | 1.9667 | Residential & Commercial | USHP | Ducted CEE Tier 1
216891241 | Central HP <5.4 tons | RHEEM | HRCU-A-CB (Split System: Heat Pump with Remote Outdoor Unit-Air-Source) | RD18AY24AJVC |  |  | RCFY2417MTANM | R801V1004A17UH | 21200 | 17 | 8.1 | 20800 | 16900 | 81.25% | 1.9 | 0 | 11.7 |  |  |  |  | R-454B | 1.7667 | Residential & Commercial | USHP | Ducted CEE Tier 1
215677433 | Central HP <5.4 tons | CARRIER | HRCU-A-CB (Split System: Heat Pump with Remote Outdoor Unit-Air-Source) | 27VNA060A*030* |  |  | CVAVA6024XMA*+UI | 58CU*A100C21**20 | 56500 | 18 | 9 | 63000 | 44500 | 70.63% | 2.08 | 0 | 9 |  |  |  |  | R-454B | 4.7083 | Residential & Commercial | USHP
216820655 | Central HP <5.4 tons | RHEEM | HRCU-A-C (Split System: Heat Pump with Remote Outdoor Unit with No Indoor Fan --Air Source) | RD18AY48AJVC |  |  | RCFY4821STANM+RXMD-C04 | 0 | 40500 | 15.2 | 8.1 | 40500 | 38000 | 93.83% | 2 | 0 | 10 |  |  |  |  | R-454B | 3.375 | Residential & Commercial | USHP | Ducted CEE Tier 1
216819919 | Central HP <5.4 tons | RHEEM | HRCU-A-CB (Split System: Heat Pump with Remote Outdoor Unit-Air-Source) | RD18AY48AJVC |  |  | RCFY4821STANM | R801V0754A17DZ | 40500 | 17 | 8.1 | 40500 | 38000 | 93.83% | 2.1 | 0 | 10 |  |  |  |  | R-454B | 3.375 | Residential & Commercial | USHP | Ducted CEE Tier 1
213077252 | Central HP <5.4 tons | KEEPRITE | HRCU-A-CB (Split System: Heat Pump with Remote Outdoor Unit-Air-Source) | DLCURAH36ABK |  |  | EA*4X48L24A* | *96VSN1202422B* | 36000 | 16.5 | 8.5 | 38000 | 34800 | 91.58% | 2.04 | 0 | 10 |  |  |  |  | R-410A | 3 | Residential & Commercial | USHP | Ducted CEE Tier 1
216891313 | Central HP <5.4 tons | RHEEM | HRCU-A-CB (Split System: Heat Pump with Remote Outdoor Unit-Air-Source) | RD18AY36AJVC |  |  | RCFY3621MTANM | R951V1005A21M4 | 32400 | 18 | 10 | 32400 | 28000 | 86.42% | 2.1 | 0 | 12 |  |  |  |  | R-454B | 2.7 | Residential & Commercial | USHP | Ducted CEE Tier 1
216891513 | Central HP <5.4 tons | RHEEM | HRCU-A-CB (Split System: Heat Pump with Remote Outdoor Unit-Air-Source) | RD18AY36AJVC |  |  | RCFY3621STANM | R962V0603A17M4 | 31200 | 18 | 8.5 | 31200 | 27800 | 89.1% | 1.9 | 0 | 12 |  |  |  |  | R-454B | 2.6 | Residential & Commercial | USHP | Ducted CEE Tier 1
216891563 | Central HP <5.4 tons | RHEEM | HRCU-A-CB (Split System: Heat Pump with Remote Outdoor Unit-Air-Source) | RD18AY36AJVC |  |  | RCFY3621STANM | R921V0705A21M4 | 31400 | 18 | 8.5 | 31400 | 27600 | 87.9% | 1.9 | 0 | 12 |  |  |  |  | R-454B | 2.6167 | Residential & Commercial | USHP | Ducted CEE Tier 1
216891656 | Central HP <5.4 tons | RHEEM | HRCU-A-CB (Split System: Heat Pump with Remote Outdoor Unit-Air-Source) | RD18AY36AJVC |  |  | RCFY3621STANM | R962V0703A17M4 | 31400 | 18 | 8.5 | 31400 | 27800 | 88.54% | 1.9 | 0 | 12 |  |  |  |  | R-454B | 2.6167 | Residential & Commercial | USHP | Ducted CEE Tier 1
216891658 | Central HP <5.4 tons | RHEEM | HRCU-A-CB (Split System: Heat Pump with Remote Outdoor Unit-Air-Source) | RD18AY36AJVC |  |  | RCFY3621STANM | R951V0403A17UH | 31200 | 18 | 8.5 | 31200 | 28000 | 89.74% | 1.9 | 0 | 11.7 |  |  |  |  | R-454B | 2.6 | Residential & Commercial | USHP | Ducted CEE Tier 1
216891665 | Central HP <5.4 tons | RHEEM | HRCU-A-CB (Split System: Heat Pump with Remote Outdoor Unit-Air-Source) | RD18AY36AJVC |  |  | RCFY3617STANM | R951V0403A17M4 | 31400 | 18 | 8.5 | 31400 | 27800 | 88.54% | 1.9 | 0 | 12 |  |  |  |  | R-454B | 2.6167 | Residential & Commercial | USHP | Ducted CEE Tier 1
216891749 | Central HP <5.4 tons | RHEEM | HRCU-A-CB (Split System: Heat Pump with Remote Outdoor Unit-Air-Source) | RD18AY36AJVC |  |  | RCFY3624MTANM | R802V1005A21UH | 32600 | 19 | 10 | 32600 | 27800 | 85.28% | 2.1 | 0 | 12 |  |  |  |  | R-454B | 2.7167 | Residential & Commercial | USHP | Ducted CEE Tier 1
216891781 | Central HP <5.4 tons | RHEEM | HRCU-A-CB (Split System: Heat Pump with Remote Outdoor Unit-Air-Source) | RD18AY36AJVC |  |  | RCFY3624MTANM | R97MV1005A21DH | 32600 | 19 | 10 | 32600 | 27800 | 85.28% | 2.1 | 0 | 12 |  |  |  |  | R-454B | 2.7167 | Residential & Commercial | USHP | Ducted CEE Tier 1
216891806 | Central HP <5.4 tons | RHEEM | HRCU-A-CB (Split System: Heat Pump with Remote Outdoor Unit-Air-Source) | RD18AY36AJVC |  |  | RCFY3624MTANM | R951V0705A21UHU | 32600 | 19 | 10 | 32600 | 27800 | 85.28% | 2.1 | 0 | 12 |  |  |  |  | R-454B | 2.7167 | Residential & Commercial | USHP | Ducted CEE Tier 1
216801828 | Central HP <5.4 tons | COLEMAN | HRCU-A-CB (Split System: Heat Pump with Remote Outdoor Unit-Air-Source) | HH836E2S11 |  |  | CTU48C5XFS1+TXV | Z8ET080C16LMPS1 | 32800 | 19 | 9 | 30200 | 22800 | 75.5% | 2 | 0 | 11.7 |  |  |  |  | R-454B | 2.7333 | Residential & Commercial | USHP | Ducted CEE Tier 1
216801835 | Central HP <5.4 tons | COLEMAN | HRCU-A-CB (Split System: Heat Pump with Remote Outdoor Unit-Air-Source) | HH836E2S11 |  |  | CTU48C5XFS1+TXV | Z8ET100C20LMPS1 | 33000 | 19 | 9 | 30600 | 23000 | 75.16% | 2 | 0 | 11.7 |  |  |  |  | R-454B | 2.75 | Residential & Commercial | USHP | Ducted CEE Tier 1
216050993 | Central HP <5.4 tons | RHEEM | HRCU-A-CB (Split System: Heat Pump with Remote Outdoor Unit-Air-Source) | RP19AY24AJVC |  |  | RCFY2421HEAAM | R921V0403A17M4 | 22800 | 21 | 10 | 22800 | 18500 | 81.14% | 1.8 | 0 | 13 |  |  |  |  | R-454B | 1.9 | Residential & Commercial | USHP | Ducted CEE Tier 1
215682873 | Central HP <5.4 tons | CARRIER | HRCU-A-CB (Split System: Heat Pump with Remote Outdoor Unit-Air-Source) | 27VNA060A*030* |  |  | CVAMA6024XMA*+UI | 58CU*B080C21**20 | 57000 | 18 | 9 | 62500 | 44000 | 70.4% | 2.1 | 0 | 9.5 |  |  |  |  | R-454B | 4.75 | Residential & Commercial | USHP
215681353 | Central HP <5.4 tons | CARRIER | HRCU-A-CB (Split System: Heat Pump with Remote Outdoor Unit-Air-Source) | 27VNA048A*030* |  |  | CAA**4821AM*+UI | 59TN7A080C21**20 | 44000 | 17.5 | 9 | 48500 | 34200 | 70.52% | 2.06 | 0 | 9.5 |  |  |  |  | R-454B | 3.6667 | Residential & Commercial | USHP
212986928 | Central HP <5.4 tons | BRYANT HEATING AND COOLING SYSTEMS | HRCU-A-CB (Split System: Heat Pump with Remote Outdoor Unit-Air-Source) | 38MURAQ24AB3* |  |  | CNPV*2414AL* | 916SA36060M14*** | 23200 | 16.5 | 8.5 | 27000 | 25200 | 93.33% | 2.1 | 0 | 10 |  |  |  |  | R-410A | 1.9333 | Residential & Commercial | USHP | Ducted CEE Tier 1
213078659 | Central HP <5.4 tons | KEEPRITE | HRCU-A-CB (Split System: Heat Pump with Remote Outdoor Unit-Air-Source) | DLCURAH36ABK |  |  | EA*4X43L21A* | *80MS(N,L)1102120A* | 36600 | 16.5 | 8.5 | 38000 | 34800 | 91.58% | 2.06 | 0 | 10 |  |  |  |  | R-410A | 3.05 | Residential & Commercial | USHP | Ducted CEE Tier 1
216891280 | Central HP <5.4 tons | RHEEM | HRCU-A-CB (Split System: Heat Pump with Remote Outdoor Unit-Air-Source) | RD18AY36AJVC |  |  | RCFY3621MTANM | R801V0704A17UH | 32400 | 18 | 10 | 32400 | 28000 | 86.42% | 2.1 | 0 | 12 |  |  |  |  | R-454B | 2.7 | Residential & Commercial | USHP | Ducted CEE Tier 1
212987513 | Central HP <5.4 tons | DAY & NIGHT | HRCU-A-CB (Split System: Heat Pump with Remote Outdoor Unit-Air-Source) | DLCURAH18ABK |  |  | EA*4X24L17A* | *96MSN0801716A* | 17700 | 16 | 8.5 | 18600 | 19400 | 104.3% | 2.32 | 0 | 10.5 |  |  |  |  | R-410A | 1.475 | Residential & Commercial | USHP | Ducted CEE Tier 1
212104225 | Central HP <5.4 tons | MITS AIR | HRCU-A-C (Split System: Heat Pump with Remote Outdoor Unit with No Indoor Fan --Air Source) | MOX430U-24HFN1-MR0 |  |  | MAC-24HWDN1-MN0 | 0 | 24000 | 15.7 | 9.8 | 25600 | 18500 | 72.27% | 2.2 | 10.3 | 10 |  |  |  |  | R-410A | 2 | Residential & Commercial | USHP | Ducted CEE Tier 1
216767154 | Central HP <5.4 tons | TRANE | HRCU-A-CB (Split System: Heat Pump with Remote Outdoor Unit-Air-Source) | 5TWX7048A1 |  |  | 5PX*DD10AS3 | S9X2D120D5PSB | 43000 | 15.2 | 8.7 | 44500 | 32400 | 72.81% | 2.18 | 0 | 11.7 |  |  |  |  | R-454B | 3.5833 | Residential & Commercial | USHP | Ducted CEE Tier 1
211911380 | Central HP <5.4 tons | MITS AIR | HRCU-A-C (Split System: Heat Pump with Remote Outdoor Unit with No Indoor Fan --Air Source) | MOX430U-18HFN1-M |  |  | MAC-24HWDN1-MN0 | 0 | 18000 | 16.1 | 9.5 | 19000 | 15000 | 78.95% | 2.2 | 11.6 | 11.7 |  |  |  |  | R-410A | 1.5 | Residential & Commercial | USHP | Ducted CEE Tier 1
214396503 | Central HP <5.4 tons | COLEMAN | HRCU-A-CB (Split System: Heat Pump with Remote Outdoor Unit-Air-Source) | HH836E2S11 |  |  | CTF48C5CFS1 | TMLE100C20MP11 | 34400 | 17 | 8.5 | 32600 | 25800 | 79.14% | 2 | 0 | 11 |  |  |  |  | R-454B | 2.8667 | Residential & Commercial | USHP | Ducted CEE Tier 1
214569486 | Central HP <5.4 tons | CARRIER | HRCU-A-CB (Split System: Heat Pump with Remote Outdoor Unit-Air-Source) | 25VNA448A*031* |  |  | CNPV*4821AL*+UI | 59MN7C060C21**20 | 43000 | 20 | 9 | 47000 | 37000 | 78.72% | 2.12 | 0 | 11 |  |  |  |  | R-410A | 3.5833 | Residential & Commercial | USHP | Ducted CEE Tier 1
214569500 | Central HP <5.4 tons | CARRIER | HRCU-A-CB (Split System: Heat Pump with Remote Outdoor Unit-Air-Source) | 25VNA448A*031* |  |  | CNPV*4824AL*+UI | 59MN7C080C21**20 | 44000 | 20.5 | 9 | 46500 | 36600 | 78.71% | 2.16 | 0 | 11.5 |  |  |  |  | R-410A | 3.6667 | Residential & Commercial | USHP | Ducted CEE Tier 1
211245216 | Central HP <5.4 tons | DAY & NIGHT | HRCU-A-CB (Split System: Heat Pump with Remote Outdoor Unit-Air-Source) | DLCURAH24ABK |  |  | EN(A,D,W)4X36L17** | *92ESN0401410A* | 24000 | 15.2 | 8.1 | 26600 | 22800 | 85.71% | 1.86 | 0 | 10 |  |  |  |  | R-410A | 2 | Residential & Commercial | USHP | Ducted CEE Tier 1
211244689 | Central HP <5.4 tons | DAY & NIGHT | HRCU-A-CB (Split System: Heat Pump with Remote Outdoor Unit-Air-Source) | DLCURAH24ABK |  |  | EN(A,D)4X30L17** | *80ES(N,L)0451712A* | 24000 | 16.5 | 8.1 | 26200 | 23000 | 87.79% | 1.9 | 0 | 10.5 |  |  |  |  | R-410A | 2 | Residential & Commercial | USHP | Ducted CEE Tier 1
213077882 | Central HP <5.4 tons | DAY & NIGHT | HRCU-A-CB (Split System: Heat Pump with Remote Outdoor Unit-Air-Source) | DLCURAH36ABK |  |  | EA*4X37L17A* | *80MS(N,L)0701412A* | 36000 | 15.5 | 8.5 | 38500 | 35000 | 90.91% | 2 | 0 | 10 |  |  |  |  | R-410A | 3 | Residential & Commercial | USHP | Ducted CEE Tier 1
213078039 | Central HP <5.4 tons | DAY & NIGHT | HRCU-A-CB (Split System: Heat Pump with Remote Outdoor Unit-Air-Source) | DLCURAH36ABK |  |  | EA*4X36L17A* | *80MS(N,L)0701716A* | 35200 | 15.5 | 8.1 | 39000 | 35200 | 90.26% | 1.84 | 0 | 9.5 |  |  |  |  | R-410A | 2.9333 | Residential & Commercial | USHP
211259989 | Central HP <5.4 tons | KEEPRITE | HRCU-A-CB (Split System: Heat Pump with Remote Outdoor Unit-Air-Source) | DLCURAH18ABK |  |  | EA*4X19L17A* | *92ESN0401712A* | 18300 | 15.5 | 8.5 | 18400 | 17600 | 95.65% | 2.12 | 0 | 10.5 |  |  |  |  | R-410A | 1.525 | Residential & Commercial | USHP | Ducted CEE Tier 1
213078171 | Central HP <5.4 tons | DAY & NIGHT | HRCU-A-CB (Split System: Heat Pump with Remote Outdoor Unit-Air-Source) | DLCURAH36ABK |  |  | EA*4X36L21A* | *80MS(N,L)0702116A* | 34800 | 16 | 8.1 | 38500 | 35200 | 91.43% | 1.82 | 0 | 9.5 |  |  |  |  | R-410A | 2.9 | Residential & Commercial | USHP
214240073 | Central HP <5.4 tons | CARRIER | HRCU-A-CB (Split System: Heat Pump with Remote Outdoor Unit-Air-Source) | 25VNA837A*030* |  |  | CNPV*6024AL*+UI | 59MN7C120C24**22 | 32800 | 17.5 | 8.1 | 32200 | 24600 | 76.4% | 1.96 | 0 | 11.7 |  |  |  |  | R-410A | 2.7333 | Residential & Commercial | USHP | Ducted CEE Tier 1
214242395 | Central HP <5.4 tons | CARRIER | HRCU-A-CB (Split System: Heat Pump with Remote Outdoor Unit-Air-Source) | 25VNA825A*031* |  |  | CNPV*2414AL*+UI | 58TN*B070C14**12 | 23200 | 16 | 8.1 | 22000 | 16800 | 76.36% | 1.94 | 0 | 10.5 |  |  |  |  | R-410A | 1.9333 | Residential & Commercial | USHP | Ducted CEE Tier 1
214242445 | Central HP <5.4 tons | CARRIER | HRCU-A-CB (Split System: Heat Pump with Remote Outdoor Unit-Air-Source) | 25VNA825A*031* |  |  | CNPV*2417AL*+UI | 58TN*B090C17**16 | 23200 | 16 | 8.1 | 22000 | 16900 | 76.82% | 1.92 | 0 | 10.5 |  |  |  |  | R-410A | 1.9333 | Residential & Commercial | USHP | Ducted CEE Tier 1
214242465 | Central HP <5.4 tons | CARRIER | HRCU-A-CB (Split System: Heat Pump with Remote Outdoor Unit-Air-Source) | 25VNA825A*031* |  |  | CNPV*2417AL*+UI | 59MN7C060C17**14 | 23200 | 15.5 | 8.1 | 22200 | 16900 | 76.13% | 1.92 | 0 | 10.5 |  |  |  |  | R-410A | 1.9333 | Residential & Commercial | USHP | Ducted CEE Tier 1
214242865 | Central HP <5.4 tons | CARRIER | HRCU-A-CB (Split System: Heat Pump with Remote Outdoor Unit-Air-Source) | 25VNA825A*031* |  |  | CNPV*4217AL*+UI | 58TN*B070C14**12 | 24000 | 17 | 8.1 | 21400 | 16600 | 77.57% | 1.98 | 0 | 11 |  |  |  |  | R-410A | 2 | Residential & Commercial | USHP | Ducted CEE Tier 1
214242915 | Central HP <5.4 tons | CARRIER | HRCU-A-CB (Split System: Heat Pump with Remote Outdoor Unit-Air-Source) | 25VNA825A*031* |  |  | CNPV*4217AL*+UI | 59MN7C080C17**14 | 23800 | 16.5 | 8.1 | 21400 | 16700 | 78.04% | 1.98 | 0 | 11 |  |  |  |  | R-410A | 1.9833 | Residential & Commercial | USHP | Ducted CEE Tier 1
211911382 | Central HP <5.4 tons | MITS AIR | HRCU-A-C (Split System: Heat Pump with Remote Outdoor Unit with No Indoor Fan --Air Source) | MOD30U-30HFN1-MR0(X) |  |  | MAC-36HWDN1-MN0 | 0 | 30000 | 15.5 | 9.7 | 33000 | 27000 | 81.82% | 1.85 | 10.7 | 10.5 |  |  |  |  | R-410A | 2.5 | Residential & Commercial | USHP | Ducted CEE Tier 1
211259673 | Central HP <5.4 tons | KEEPRITE | HRCU-A-CB (Split System: Heat Pump with Remote Outdoor Unit-Air-Source) | DLCURAH18ABK |  |  | EA*4X19L17A* | *95ESU0401712A* | 18200 | 16.5 | 8.5 | 18100 | 17600 | 97.24% | 2.14 | 0 | 11 |  |  |  |  | R-410A | 1.5167 | Residential & Commercial | USHP | Ducted CEE Tier 1
211259712 | Central HP <5.4 tons | KEEPRITE | HRCU-A-CB (Split System: Heat Pump with Remote Outdoor Unit-Air-Source) | DLCURAH18ABK |  |  | EA*4X19L17A* | *80VSL0451716A* | 18100 | 16 | 8.5 | 18100 | 17700 | 97.79% | 2.14 | 0 | 10.5 |  |  |  |  | R-410A | 1.5083 | Residential & Commercial | USHP | Ducted CEE Tier 1
212982354 | Central HP <5.4 tons | DAY & NIGHT | HRCU-A-CB (Split System: Heat Pump with Remote Outdoor Unit-Air-Source) | DLCURAH24ABK |  |  | EN(A,D,W)4X36L17** | *80MSU0401712A* | 23800 | 16.5 | 8.5 | 25800 | 23800 | 92.25% | 1.98 | 0 | 10.5 |  |  |  |  | R-410A | 1.9833 | Residential & Commercial | USHP | Ducted CEE Tier 1
212985831 | Central HP <5.4 tons | KEEPRITE | HRCU-A-CB (Split System: Heat Pump with Remote Outdoor Unit-Air-Source) | DLCURAH24ABK |  |  | EN(A,D)4X24L14** | *96MSN0261410A* | 23200 | 16 | 8.5 | 27000 | 25200 | 93.33% | 2.08 | 0 | 10 |  |  |  |  | R-410A | 1.9333 | Residential & Commercial | USHP | Ducted CEE Tier 1
215683123 | Central HP <5.4 tons | CARRIER | HRCU-A-CB (Split System: Heat Pump with Remote Outdoor Unit-Air-Source) | 27VNA060A*030* |  |  | CVAVA6121XMA*+UI | 58CU*B040C17**12 | 56500 | 18 | 9 | 61500 | 43500 | 70.73% | 2.12 | 0 | 9.5 |  |  |  |  | R-454B | 4.7083 | Residential & Commercial | USHP
216820451 | Central HP <5.4 tons | RHEEM | HRCU-A-CB (Split System: Heat Pump with Remote Outdoor Unit-Air-Source) | RD18AY60AJVC |  |  | RCFY6024STANM | R97MV1005A21DH | 51000 | 17 | 10 | 51000 | 38000 | 74.51% | 2 | 0 | 10 |  |  |  |  | R-454B | 4.25 | Residential & Commercial | USHP | Ducted CEE Tier 1
216891444 | Central HP <5.4 tons | RHEEM | HRCU-A-CB (Split System: Heat Pump with Remote Outdoor Unit-Air-Source) | RD18AY48AJVC |  |  | RCFY4824MTANM | R802V1505A24UH | 43000 | 18 | 8.5 | 42500 | 33000 | 77.65% | 2.1 | 0 | 12 |  |  |  |  | R-454B | 3.5833 | Residential & Commercial | USHP | Ducted CEE Tier 1
216819931 | Central HP <5.4 tons | RHEEM | HRCU-A-CB (Split System: Heat Pump with Remote Outdoor Unit-Air-Source) | RD18AY48AJVC |  |  | RCFY4821STANM | R962V0855A21M4 | 40500 | 17 | 8.1 | 40500 | 37800 | 93.33% | 2.1 | 0 | 10 |  |  |  |  | R-454B | 3.375 | Residential & Commercial | USHP | Ducted CEE Tier 1
211244585 | Central HP <5.4 tons | KEEPRITE | HRCU-A-CB (Split System: Heat Pump with Remote Outdoor Unit-Air-Source) | DLCURAH24ABK |  |  | EN(A,D)4X30L17** | *96VTN0801716A* | 24200 | 16.5 | 8.1 | 26200 | 23000 | 87.79% | 1.9 | 0 | 10.5 |  |  |  |  | R-410A | 2.0167 | Residential & Commercial | USHP | Ducted CEE Tier 1
211245788 | Central HP <5.4 tons | KEEPRITE | HRCU-A-CB (Split System: Heat Pump with Remote Outdoor Unit-Air-Source) | DLCURAH24ABK |  |  | EN(A,D)4X36L21** | OLV112A16A | 24400 | 16 | 8.1 | 26600 | 22600 | 84.96% | 1.86 | 0 | 10 |  |  |  |  | R-410A | 2.0333 | Residential & Commercial | USHP | Ducted CEE Tier 1
211245955 | Central HP <5.4 tons | KEEPRITE | HRCU-A-CB (Split System: Heat Pump with Remote Outdoor Unit-Air-Source) | DLCURAH24ABK |  |  | FM(C,U)4Z30**AL* | 0 | 24200 | 18 | 9 | 26600 | 23000 | 86.47% | 1.92 | 0 | 10.5 |  |  |  |  | R-410A | 2.0167 | Residential & Commercial | USHP | Ducted CEE Tier 1
211245987 | Central HP <5.4 tons | KEEPRITE | HRCU-A-CB (Split System: Heat Pump with Remote Outdoor Unit-Air-Source) | DLCURAH24ABK |  |  | FVM4X36***L | 0 | 24400 | 17.5 | 8.5 | 26000 | 22400 | 86.15% | 1.88 | 0 | 10.5 |  |  |  |  | R-410A | 2.0333 | Residential & Commercial | USHP | Ducted CEE Tier 1
212986183 | Central HP <5.4 tons | KEEPRITE | HRCU-A-CB (Split System: Heat Pump with Remote Outdoor Unit-Air-Source) | DLCURAH24ABK |  |  | EA*4X30L17A* | *96MSN0401410A* | 23400 | 16 | 8.5 | 26400 | 24600 | 93.18% | 2.04 | 0 | 10 |  |  |  |  | R-410A | 1.95 | Residential & Commercial | USHP | Ducted CEE Tier 1
212984597 | Central HP <5.4 tons | KEEPRITE | HRCU-A-CB (Split System: Heat Pump with Remote Outdoor Unit-Air-Source) | DLCURAH24ABK |  |  | EA*4X30L17A* | *92MSN0801716A* | 23400 | 17.5 | 8.5 | 26200 | 24800 | 94.66% | 2.08 | 0 | 10 |  |  |  |  | R-410A | 1.95 | Residential & Commercial | USHP | Ducted CEE Tier 1
215682303 | Central HP <5.4 tons | CARRIER | HRCU-A-CB (Split System: Heat Pump with Remote Outdoor Unit-Air-Source) | 27VNA048A*030* |  |  | CVAVA6021XMA*+UI | 58CU*B040C17**12 | 48000 | 18.5 | 9 | 50000 | 36600 | 73.2% | 2 | 0 | 10 |  |  |  |  | R-454B | 4 | Residential & Commercial | USHP | Ducted CEE Tier 1
214396678 | Central HP <5.4 tons | COLEMAN | HRCU-A-CB (Split System: Heat Pump with Remote Outdoor Unit-Air-Source) | HH824E2S11 |  |  | CTF30A5ADS1 | TMLE060A12MP11 | 23000 | 18 | 9.5 | 23000 | 18600 | 80.87% | 2 | 0 | 12 |  |  |  |  | R-454B | 1.9167 | Residential & Commercial | USHP | Ducted CEE Tier 1
212983692 | Central HP <5.4 tons | DAY & NIGHT | HRCU-A-CB (Split System: Heat Pump with Remote Outdoor Unit-Air-Source) | DLCURAH18ABK |  |  | EN(A,D)4X18L14** | *92MSN0601412A* | 17300 | 16 | 8.5 | 18500 | 19800 | 107% | 2.38 | 0 | 10.5 |  |  |  |  | R-410A | 1.4417 | Residential & Commercial | USHP | Ducted CEE Tier 1
212987503 | Central HP <5.4 tons | KEEPRITE | HRCU-A-CB (Split System: Heat Pump with Remote Outdoor Unit-Air-Source) | DLCURAH18ABK |  |  | EA*4X19L17A* | *96MSN0801716A* | 18200 | 16.5 | 8.5 | 18100 | 17700 | 97.79% | 2.14 | 0 | 11 |  |  |  |  | R-410A | 1.5167 | Residential & Commercial | USHP | Ducted CEE Tier 1
212979447 | Central HP <5.4 tons | DAY & NIGHT | HRCU-A-CB (Split System: Heat Pump with Remote Outdoor Unit-Air-Source) | DLCURAH30ABK |  |  | EA*4X42L21A* | *80MS(N,L)0702116A* | 29800 | 15.2 | 8.1 | 34200 | 27600 | 80.7% | 1.8 | 0 | 9 |  |  |  |  | R-410A | 2.4833 | Residential & Commercial | USHP
212980952 | Central HP <5.4 tons | DAY & NIGHT | HRCU-A-CB (Split System: Heat Pump with Remote Outdoor Unit-Air-Source) | DLCURAH30ABK |  |  | EA*4X43L21A* | *80MS(N,L)1102120A* | 31000 | 15.2 | 8.5 | 33600 | 26200 | 77.98% | 1.88 | 0 | 9 |  |  |  |  | R-410A | 2.5833 | Residential & Commercial | USHP
213771532 | Central HP <5.4 tons | KEEPRITE | HRCU-A-CB (Split System: Heat Pump with Remote Outdoor Unit-Air-Source) | CVH825GKA2* |  |  | EA*4X43L21A*+WALLCON | *96CTN0601714B* | 24400 | 16.5 | 8.1 | 21200 | 16700 | 78.77% | 2.02 | 0 | 11 |  |  |  |  | R-410A | 2.0333 | Residential & Commercial | USHP | Ducted CEE Tier 1
216820075 | Central HP <5.4 tons | RHEEM | HRCU-A-CB (Split System: Heat Pump with Remote Outdoor Unit-Air-Source) | RD18AY48AJVC |  |  | RCFY4824STANM | R98MV1155A24UP | 41000 | 17 | 8.1 | 41000 | 37800 | 92.2% | 2.1 | 0 | 10 |  |  |  |  | R-454B | 3.4167 | Residential & Commercial | USHP | Ducted CEE Tier 1
216820084 | Central HP <5.4 tons | RHEEM | HRCU-A-CB (Split System: Heat Pump with Remote Outdoor Unit-Air-Source) | RD18AY48AJVC |  |  | RCFY4821STANM | R97MV0855A21DH | 41000 | 17 | 8.1 | 41000 | 37800 | 92.2% | 2.1 | 0 | 10 |  |  |  |  | R-454B | 3.4167 | Residential & Commercial | USHP | Ducted CEE Tier 1
213771062 | Central HP <5.4 tons | KEEPRITE | HRCU-A-CB (Split System: Heat Pump with Remote Outdoor Unit-Air-Source) | CVH825GKA2* |  |  | EA*4X37L17A*+WALLCON | *80CTL0901716B* | 24200 | 16.5 | 8.1 | 21400 | 16700 | 78.04% | 2 | 0 | 11 |  |  |  |  | R-410A | 2.0167 | Residential & Commercial | USHP | Ducted CEE Tier 1
213771112 | Central HP <5.4 tons | KEEPRITE | HRCU-A-CB (Split System: Heat Pump with Remote Outdoor Unit-Air-Source) | CVH825GKA2* |  |  | EA*4X37L17A*+WALLCON | *96CTN0601714B* | 24000 | 16 | 8.1 | 21400 | 16800 | 78.5% | 1.98 | 0 | 11 |  |  |  |  | R-410A | 2 | Residential & Commercial | USHP | Ducted CEE Tier 1
216820120 | Central HP <5.4 tons | RHEEM | HRCU-A-CB (Split System: Heat Pump with Remote Outdoor Unit-Air-Source) | RD18AY48AJVC |  |  | RCFY4824STANM | R802V0755A21UH | 41000 | 18 | 8.1 | 41000 | 37600 | 91.71% | 2.1 | 0 | 10 |  |  |  |  | R-454B | 3.4167 | Residential & Commercial | USHP | Ducted CEE Tier 1
215681853 | Central HP <5.4 tons | CARRIER | HRCU-A-CB (Split System: Heat Pump with Remote Outdoor Unit-Air-Source) | 27VNA048A*030* |  |  | CVAMA4921XMA*+UI | 58CU*B100C21**20 | 48000 | 18.5 | 9 | 50000 | 36600 | 73.2% | 2 | 0 | 10 |  |  |  |  | R-454B | 4 | Residential & Commercial | USHP | Ducted CEE Tier 1
215682323 | Central HP <5.4 tons | CARRIER | HRCU-A-CB (Split System: Heat Pump with Remote Outdoor Unit-Air-Source) | 27VNA048A*030* |  |  | CVAVA6021XMA*+UI | 58CU*B080C21**20 | 48500 | 19 | 9 | 50000 | 36400 | 72.8% | 2.12 | 0 | 10 |  |  |  |  | R-454B | 4.0417 | Residential & Commercial | USHP | Ducted CEE Tier 1
215682313 | Central HP <5.4 tons | CARRIER | HRCU-A-CB (Split System: Heat Pump with Remote Outdoor Unit-Air-Source) | 27VNA048A*030* |  |  | CVAVA6021XMA*+UI | 58CU*B060C17**16 | 48000 | 18.5 | 9 | 50000 | 36800 | 73.6% | 2 | 0 | 10 |  |  |  |  | R-454B | 4 | Residential & Commercial | USHP | Ducted CEE Tier 1
215682563 | Central HP <5.4 tons | CARRIER | HRCU-A-CB (Split System: Heat Pump with Remote Outdoor Unit-Air-Source) | 27VNA048A*030* |  |  | CVAVA6124XMA*+UI | 59TN7A120C24**22 | 48500 | 19.5 | 9.5 | 50000 | 36600 | 73.2% | 2.12 | 0 | 10.5 |  |  |  |  | R-454B | 4.0417 | Residential & Commercial | USHP | Ducted CEE Tier 1
211226619 | Central HP <5.4 tons | KEEPRITE | HRCU-A-CB (Split System: Heat Pump with Remote Outdoor Unit-Air-Source) | DLCURAH36ABK |  |  | EA*4X37L17A* | *92ESN0601412A* | 36200 | 15.2 | 8.5 | 38500 | 35000 | 90.91% | 2.02 | 0 | 10 |  |  |  |  | R-410A | 3.0167 | Residential & Commercial | USHP | Ducted CEE Tier 1
211226333 | Central HP <5.4 tons | KEEPRITE | HRCU-A-CB (Split System: Heat Pump with Remote Outdoor Unit-Air-Source) | DLCURAH36ABK |  |  | EA*4X36L21A* | *92ESN0601714A* | 35200 | 16 | 8.1 | 38500 | 35200 | 91.43% | 1.82 | 0 | 9.5 |  |  |  |  | R-410A | 2.9333 | Residential & Commercial | USHP
211245437 | Central HP <5.4 tons | KEEPRITE | HRCU-A-CB (Split System: Heat Pump with Remote Outdoor Unit-Air-Source) | DLCURAH24ABK |  |  | EN(A,D)4X36L21** | *80VSL0701716A* | 23800 | 16.5 | 8.1 | 26000 | 23200 | 89.23% | 1.92 | 0 | 10.5 |  |  |  |  | R-410A | 1.9833 | Residential & Commercial | USHP | Ducted CEE Tier 1
214570538 | Central HP <5.4 tons | CARRIER | HRCU-A-CB (Split System: Heat Pump with Remote Outdoor Unit-Air-Source) | 25VNA825A*032* |  |  | CAP**4221AL*+UI | 59TN6C080C21**20 | 23800 | 16.5 | 8.1 | 21400 | 16600 | 77.57% | 1.96 | 0 | 11 |  |  |  |  | R-410A | 1.9833 | Residential & Commercial | USHP | Ducted CEE Tier 1
214570638 | Central HP <5.4 tons | CARRIER | HRCU-A-CB (Split System: Heat Pump with Remote Outdoor Unit-Air-Source) | 25VNA825A*032* |  |  | CAP**4321AL*+UI | 59MN7C060C21**20 | 24400 | 16.5 | 8.5 | 21200 | 16700 | 78.77% | 2.02 | 0 | 11 |  |  |  |  | R-410A | 2.0333 | Residential & Commercial | USHP | Ducted CEE Tier 1
214397194 | Central HP <5.4 tons | COLEMAN | HRCU-A-CB (Split System: Heat Pump with Remote Outdoor Unit-Air-Source) | HH860E2S11 |  |  | CTF60D5CHS1 | TM9E120D20MP12 | 53500 | 19 | 8.5 | 54500 | 39500 | 72.48% | 2 | 0 | 11 |  |  |  |  | R-454B | 4.4583 | Residential & Commercial | USHP | Ducted CEE Tier 1
214569334 | Central HP <5.4 tons | CARRIER | HRCU-A-CB (Split System: Heat Pump with Remote Outdoor Unit-Air-Source) | 25VNA424A*031* |  |  | CAP**4221AL*+UI | 59CU5B080C21**20 | 23400 | 20.5 | 10.5 | 26600 | 19800 | 74.44% | 2.46 | 0 | 13 |  |  |  |  | R-410A | 1.95 | Residential & Commercial | USHP | Ducted CEE Tier 1
214396946 | Central HP <5.4 tons | COLEMAN | HRCU-A-CB (Split System: Heat Pump with Remote Outdoor Unit-Air-Source) | HH836E2S11 |  |  | CTF48C5CFS1 | TM8E120C20MP11 | 34400 | 17 | 8.5 | 32400 | 25600 | 79.01% | 2 | 0 | 11 |  |  |  |  | R-454B | 2.8667 | Residential & Commercial | USHP | Ducted CEE Tier 1
214779587 | Central HP <5.4 tons | COLEMAN | HRCU-A-CB (Split System: Heat Pump with Remote Outdoor Unit-Air-Source) | HMH72B341 |  |  | XAHB36DBCN1 | Z9ES060B12SMPS1 | 32800 | 16.5 | 8.5 | 31600 | 22200 | 70.25% | 1.8 | 0 | 10 |  |  |  |  | R-410A | 2.7333 | Residential & Commercial | USHP | Ducted CEE Tier 1
211245603 | Central HP <5.4 tons | KEEPRITE | HRCU-A-CB (Split System: Heat Pump with Remote Outdoor Unit-Air-Source) | DLCURAH24ABK |  |  | EN(A,D)4X36L21** | *80ES(N,L)0701712A* | 24400 | 16.5 | 8.1 | 26400 | 22600 | 85.61% | 1.88 | 0 | 10.5 |  |  |  |  | R-410A | 2.0333 | Residential & Commercial | USHP | Ducted CEE Tier 1
216820147 | Central HP <5.4 tons | RHEEM | HRCU-A-CB (Split System: Heat Pump with Remote Outdoor Unit-Air-Source) | RD18AY48AJVC |  |  | RCFY4821STANM | R802V1004A17UH | 41000 | 17 | 8.1 | 41000 | 37800 | 92.2% | 2.1 | 0 | 10 |  |  |  |  | R-454B | 3.4167 | Residential & Commercial | USHP | Ducted CEE Tier 1
213297148 | Central HP <5.4 tons | COLEMAN | HRCU-A-CB (Split System: Heat Pump with Remote Outdoor Unit-Air-Source) | HMH72B341 |  |  | XAHB30CXXN1+TXV | Z8ES100B12SMPS1 | 32000 | 17 | 8.1 | 32200 | 22600 | 70.19% | 2 | 0 | 9.5 |  |  |  |  | R-410A | 2.6667 | Residential & Commercial | USHP
213297523 | Central HP <5.4 tons | COLEMAN | HRCU-A-CB (Split System: Heat Pump with Remote Outdoor Unit-Air-Source) | HMH72B341 |  |  | XAHC36DXXN1+TXV | Z8ES120C16LMPS1 | 34000 | 17.5 | 8.1 | 33400 | 24000 | 71.86% | 2.08 | 0 | 9.5 |  |  |  |  | R-410A | 2.8333 | Residential & Commercial | USHP
214720075 | Central HP <5.4 tons | FRASER-JOHNSTON | HRCU-A-CB (Split System: Heat Pump with Remote Outdoor Unit-Air-Source) | HH836E2S11 |  |  | CTU48C5XFS1+TXV | TPLC100C16MP13 | 33400 | 18 | 9 | 31600 | 25400 | 80.38% | 2 | 0 | 11 |  |  |  |  | R-454B | 2.7833 | Residential & Commercial | USHP | Ducted CEE Tier 1
211257305 | Central HP <5.4 tons | MITS AIR | HRCU-A-CB (Split System: Heat Pump with Remote Outdoor Unit-Air-Source) | MOX430U-18HFN1-M |  |  | MVC-18HWFN1-M | 0 | 18000 | 18 | 9.3 | 19000 | 16500 | 86.84% | 2.04 | 12.5 | 12.4 |  |  |  |  | R-410A | 1.5 | Residential & Commercial | USHP | Ducted CEE Tier 1
213296823 | Central HP <5.4 tons | COLEMAN | HRCU-A-CB (Split System: Heat Pump with Remote Outdoor Unit-Air-Source) | HMH72B341 |  |  | XAFC36DBCN1 | Z9ES060B12SMPS1 | 33000 | 16.5 | 8.5 | 32000 | 22400 | 70% | 1.8 | 0 | 10 |  |  |  |  | R-410A | 2.75 | Residential & Commercial | USHP | Ducted CEE Tier 1
213296948 | Central HP <5.4 tons | COLEMAN | HRCU-A-CB (Split System: Heat Pump with Remote Outdoor Unit-Air-Source) | HMH72B341 |  |  | XAFC36DBCN1 | Z8ES080C20LMPS1 | 34000 | 18 | 8.5 | 33400 | 24400 | 73.05% | 2.12 | 0 | 10 |  |  |  |  | R-410A | 2.8333 | Residential & Commercial | USHP | Ducted CEE Tier 1
216801830 | Central HP <5.4 tons | COLEMAN | HRCU-A-CB (Split System: Heat Pump with Remote Outdoor Unit-Air-Source) | HH836E2S11 |  |  | CTM48C5CFS1 | Z8ET100C16LMPS1 | 33600 | 19 | 9 | 31200 | 23200 | 74.36% | 2 | 0 | 11.7 |  |  |  |  | R-454B | 2.8 | Residential & Commercial | USHP | Ducted CEE Tier 1
216801831 | Central HP <5.4 tons | COLEMAN | HRCU-A-CB (Split System: Heat Pump with Remote Outdoor Unit-Air-Source) | HH836E2S11 |  |  | CTF48C5CFS1 | Z8ET100C16LMPS1 | 33600 | 19 | 9 | 31200 | 23200 | 74.36% | 2 | 0 | 11.7 |  |  |  |  | R-454B | 2.8 | Residential & Commercial | USHP | Ducted CEE Tier 1
214397637 | Central HP <5.4 tons | COLEMAN | HRCU-A-CB (Split System: Heat Pump with Remote Outdoor Unit-Air-Source) | HH860E2S11 |  |  | CTF60D5CJS1 | TM9E120D20MP12 | 53000 | 18 | 9 | 55000 | 40000 | 72.73% | 2 | 0 | 11 |  |  |  |  | R-454B | 4.4167 | Residential & Commercial | USHP | Ducted CEE Tier 1
214398007 | Central HP <5.4 tons | COLEMAN | HRCU-A-CB (Split System: Heat Pump with Remote Outdoor Unit-Air-Source) | HH860E2S11 |  |  | CTM60D5CHS1+JMC20D2SN1 | 0 | 53000 | 19 | 8.5 | 53000 | 38000 | 71.7% | 2 | 0 | 11.7 |  |  |  |  | R-454B | 4.4167 | Residential & Commercial | USHP | Ducted CEE Tier 1
216374732 | Central HP <5.4 tons | COLEMAN | HRCU-A-CB (Split System: Heat Pump with Remote Outdoor Unit-Air-Source) | HH860E2S11 |  |  | CTU60C5XGS1+TXV | Z9ET100C16SMPS1 | 44500 | 19 | 9 | 45500 | 33200 | 72.97% | 2 | 0 | 11 |  |  |  |  | R-454B | 3.7083 | Residential & Commercial | USHP | Ducted CEE Tier 1
214397864 | Central HP <5.4 tons | COLEMAN | HRCU-A-CB (Split System: Heat Pump with Remote Outdoor Unit-Air-Source) | HH860E2S11 |  |  | CTM60C5CGS1 | TMLE120C16MP11 | 44500 | 18 | 9 | 45500 | 34200 | 75.16% | 2 | 0 | 11 |  |  |  |  | R-454B | 3.7083 | Residential & Commercial | USHP | Ducted CEE Tier 1
214398300 | Central HP <5.4 tons | COLEMAN | HRCU-A-CB (Split System: Heat Pump with Remote Outdoor Unit-Air-Source) | HH860E2S11 |  |  | CTF60C5CGS1 | TM8E080C20MP11 | 44500 | 17 | 9 | 45000 | 33800 | 75.11% | 2 | 0 | 11.7 |  |  |  |  | R-454B | 3.7083 | Residential & Commercial | USHP | Ducted CEE Tier 1
214398691 | Central HP <5.4 tons | COLEMAN | HRCU-A-CB (Split System: Heat Pump with Remote Outdoor Unit-Air-Source) | HH860E2S11 |  |  | CTM60C5CGS1 | TM8E100C20MP11 | 44500 | 17 | 9 | 45000 | 33800 | 75.11% | 2 | 0 | 11.7 |  |  |  |  | R-454B | 3.7083 | Residential & Commercial | USHP | Ducted CEE Tier 1
213297073 | Central HP <5.4 tons | COLEMAN | HRCU-A-CB (Split System: Heat Pump with Remote Outdoor Unit-Air-Source) | HMH72B341 |  |  | XAFC36DBCN1 | Z8ET100C20LMPS1 | 34800 | 18.5 | 8.5 | 33400 | 23400 | 70.06% | 2.08 | 0 | 10 |  |  |  |  | R-410A | 2.9 | Residential & Commercial | USHP | Ducted CEE Tier 1
213297973 | Central HP <5.4 tons | COLEMAN | HRCU-A-CB (Split System: Heat Pump with Remote Outdoor Unit-Air-Source) | HMH72B341 |  |  | XAHC36DBCN1 | Z8ES100C16LMPS1 | 34000 | 17.5 | 8.1 | 33400 | 24000 | 71.86% | 2.08 | 0 | 9.5 |  |  |  |  | R-410A | 2.8333 | Residential & Commercial | USHP
214398491 | Central HP <5.4 tons | COLEMAN | HRCU-A-CB (Split System: Heat Pump with Remote Outdoor Unit-Air-Source) | HH836E2S11 |  |  | CTF36C5CDS1 | TM9E100C16MP12 | 33800 | 18 | 8.5 | 31600 | 25800 | 81.65% | 2 | 0 | 11 |  |  |  |  | R-454B | 2.8167 | Residential & Commercial | USHP | Ducted CEE Tier 1
216374748 | Central HP <5.4 tons | COLEMAN | HRCU-A-CB (Split System: Heat Pump with Remote Outdoor Unit-Air-Source) | HH836E2S11 |  |  | CTF36B5CDS1 | Z9ET060B12SMPS1 | 33400 | 18 | 8.5 | 31600 | 24200 | 76.58% | 2 | 0 | 11 |  |  |  |  | R-454B | 2.7833 | Residential & Commercial | USHP | Ducted CEE Tier 1
213297648 | Central HP <5.4 tons | COLEMAN | HRCU-A-CB (Split System: Heat Pump with Remote Outdoor Unit-Air-Source) | HMH72B341 |  |  | XAHB36DXXN1+TXV | Z8ES040A12SMPS1 | 33200 | 17.5 | 8.1 | 32800 | 23000 | 70.12% | 2.02 | 0 | 10 |  |  |  |  | R-410A | 2.7667 | Residential & Commercial | USHP | Ducted CEE Tier 1
213297768 | Central HP <5.4 tons | COLEMAN | HRCU-A-CB (Split System: Heat Pump with Remote Outdoor Unit-Air-Source) | HMH72B341 |  |  | XAFC30CXXN1+TXV | Z8ES120C16SMPS1 | 33600 | 18 | 8.5 | 33000 | 23400 | 70.91% | 2.06 | 0 | 9.5 |  |  |  |  | R-410A | 2.8 | Residential & Commercial | USHP
213297823 | Central HP <5.4 tons | COLEMAN | HRCU-A-CB (Split System: Heat Pump with Remote Outdoor Unit-Air-Source) | HMH72B341 |  |  | XAFB30CXXN1+TXV | Z8ES080B12LMPS1 | 33000 | 18 | 8.5 | 33000 | 23400 | 70.91% | 2.04 | 0 | 9.5 |  |  |  |  | R-410A | 2.75 | Residential & Commercial | USHP
214398132 | Central HP <5.4 tons | COLEMAN | HRCU-A-CB (Split System: Heat Pump with Remote Outdoor Unit-Air-Source) | HH836E2S11 |  |  | CTF36C5CDS1 | TM8Y080C16MP11 | 33600 | 18 | 8.5 | 30800 | 25200 | 81.82% | 2 | 0 | 11.7 |  |  |  |  | R-454B | 2.8 | Residential & Commercial | USHP | Ducted CEE Tier 1
214571188 | Central HP <5.4 tons | CARRIER | HRCU-A-CB (Split System: Heat Pump with Remote Outdoor Unit-Air-Source) | 25VNA825A*032* |  |  | CNPV*4221AL*+UI | 59MN7C080C21**20 | 23800 | 16.5 | 8.1 | 21400 | 16700 | 78.04% | 1.96 | 0 | 11 |  |  |  |  | R-410A | 1.9833 | Residential & Commercial | USHP | Ducted CEE Tier 1
214397553 | Central HP <5.4 tons | COLEMAN | HRCU-A-CB (Split System: Heat Pump with Remote Outdoor Unit-Air-Source) | HH824E2S11 |  |  | CTM30B5ACS1 | TM8V080B12MP12 | 23000 | 17 | 9.5 | 23000 | 17900 | 77.83% | 2 | 0 | 12 |  |  |  |  | R-454B | 1.9167 | Residential & Commercial | USHP | Ducted CEE Tier 1
211244835 | Central HP <5.4 tons | KEEPRITE | HRCU-A-CB (Split System: Heat Pump with Remote Outdoor Unit-Air-Source) | DLCURAH24ABK |  |  | EN(A,D)4X30L17** | OLV098A12* | 23400 | 16.5 | 8.1 | 25800 | 24200 | 93.8% | 2 | 0 | 10 |  |  |  |  | R-410A | 1.95 | Residential & Commercial | USHP | Ducted CEE Tier 1
216891752 | Central HP <5.4 tons | RHEEM | HRCU-A-CB (Split System: Heat Pump with Remote Outdoor Unit-Air-Source) | RD18AY36AJVC |  |  | RCFY3624MTANM | R962V0855A21M4 | 32400 | 19 | 10 | 32400 | 28000 | 86.42% | 2.1 | 0 | 12 |  |  |  |  | R-454B | 2.7 | Residential & Commercial | USHP | Ducted CEE Tier 1
216891570 | Central HP <5.4 tons | RHEEM | HRCU-A-CB (Split System: Heat Pump with Remote Outdoor Unit-Air-Source) | RD18AY36AJVC |  |  | RCFY3621STANM | R962V0855A21M4 | 31400 | 19 | 8.5 | 31400 | 27800 | 88.54% | 1.9 | 0 | 12 |  |  |  |  | R-454B | 2.6167 | Residential & Commercial | USHP | Ducted CEE Tier 1
216891252 | Central HP <5.4 tons | RHEEM | HRCU-A-CB (Split System: Heat Pump with Remote Outdoor Unit-Air-Source) | RD18AY36AJVC |  |  | RCFY3621MTANM | R951V0705A21UHU | 32600 | 19 | 10 | 32600 | 27800 | 85.28% | 2.1 | 0 | 12 |  |  |  |  | R-454B | 2.7167 | Residential & Commercial | USHP | Ducted CEE Tier 1
216891268 | Central HP <5.4 tons | RHEEM | HRCU-A-CB (Split System: Heat Pump with Remote Outdoor Unit-Air-Source) | RD18AY36AJVC |  |  | RCFY3621MTANM | R921V1005A21M4 | 32400 | 18 | 10 | 32400 | 28000 | 86.42% | 2.1 | 0 | 12 |  |  |  |  | R-454B | 2.7 | Residential & Commercial | USHP | Ducted CEE Tier 1
216891352 | Central HP <5.4 tons | RHEEM | HRCU-A-CB (Split System: Heat Pump with Remote Outdoor Unit-Air-Source) | RD18AY36AJVC |  |  | RCFY3621MTANM | R962V0403A17M4 | 32400 | 18 | 10 | 32400 | 28000 | 86.42% | 2.1 | 0 | 12 |  |  |  |  | R-454B | 2.7 | Residential & Commercial | USHP | Ducted CEE Tier 1
216891504 | Central HP <5.4 tons | RHEEM | HRCU-A-CB (Split System: Heat Pump with Remote Outdoor Unit-Air-Source) | RD18AY36AJVC |  |  | RCFY3617STANM | R802V0504A17UH | 31200 | 18 | 8.5 | 31200 | 27800 | 89.1% | 1.9 | 0 | 12 |  |  |  |  | R-454B | 2.6 | Residential & Commercial | USHP | Ducted CEE Tier 1
215935650 | Central HP <5.4 tons | DAY & NIGHT | HRCU-A-CB (Split System: Heat Pump with Remote Outdoor Unit-Air-Source) | C5H3V36*K*AAA* |  |  | EVD5X36M21A*+WALLCON | *80CTL0901716B* | 34400 | 21 | 8.5 | 38500 | 28200 | 73.25% | 2.04 | 0 | 11.7 |  |  |  |  | R-454B | 2.8667 | Residential & Commercial | USHP | Ducted CEE Tier 1
215935900 | Central HP <5.4 tons | DAY & NIGHT | HRCU-A-CB (Split System: Heat Pump with Remote Outdoor Unit-Air-Source) | C5H3V36*K*AAA* |  |  | EVD5X38M17A*+WALLCON | *96CTN0601714B* | 35200 | 21 | 8.5 | 38000 | 28000 | 73.68% | 2 | 0 | 11.7 |  |  |  |  | R-454B | 2.9333 | Residential & Commercial | USHP | Ducted CEE Tier 1
214397082 | Central HP <5.4 tons | FRASER-JOHNSTON | HRCU-A-CB (Split System: Heat Pump with Remote Outdoor Unit-Air-Source) | HH860E2S11 |  |  | CTM60C5CGS1 | TM8E100C16MP11 | 44500 | 18 | 9 | 45500 | 34200 | 75.16% | 2 | 0 | 11 |  |  |  |  | R-454B | 3.7083 | Residential & Commercial | USHP | Ducted CEE Tier 1
216801839 | Central HP <5.4 tons | COLEMAN | HRCU-A-CB (Split System: Heat Pump with Remote Outdoor Unit-Air-Source) | HH860E2S11 |  |  | CTM60C5CGS1 | Z8ET100C16LMPS1 | 45000 | 17 | 9 | 45500 | 32600 | 71.65% | 2 | 0 | 11 |  |  |  |  | R-454B | 3.75 | Residential & Commercial | USHP | Ducted CEE Tier 1
216801838 | Central HP <5.4 tons | COLEMAN | HRCU-A-CB (Split System: Heat Pump with Remote Outdoor Unit-Air-Source) | HH836E2S11 |  |  | CTM48C5CFS1 | Z8ET120C20LMPS1 | 32800 | 19 | 9 | 30200 | 22800 | 75.5% | 2 | 0 | 11.7 |  |  |  |  | R-454B | 2.7333 | Residential & Commercial | USHP | Ducted CEE Tier 1
216819957 | Central HP <5.4 tons | RHEEM | HRCU-A-CB (Split System: Heat Pump with Remote Outdoor Unit-Air-Source) | RD18AY48AJVC |  |  | RCFY4824STANM | R97MV1005A21DH | 41000 | 18 | 8.1 | 41000 | 37800 | 92.2% | 2.1 | 0 | 10 |  |  |  |  | R-454B | 3.4167 | Residential & Commercial | USHP | Ducted CEE Tier 1
216891236 | Central HP <5.4 tons | RHEEM | HRCU-A-CB (Split System: Heat Pump with Remote Outdoor Unit-Air-Source) | RD18AY24AJVC |  |  | RCFY2417MTANM | R802V0754A17UH | 21200 | 18 | 8.5 | 20800 | 16900 | 81.25% | 1.9 | 0 | 11.7 |  |  |  |  | R-454B | 1.7667 | Residential & Commercial | USHP | Ducted CEE Tier 1
216819138 | Central HP <5.4 tons | RHEEM | HRCU-A-CB (Split System: Heat Pump with Remote Outdoor Unit-Air-Source) | RD18AY24AJVC |  |  | RCFY2417MTANM | R962V0603A17M4 | 21000 | 17 | 8.1 | 21000 | 17100 | 81.43% | 1.9 | 0 | 10 |  |  |  |  | R-454B | 1.75 | Residential & Commercial | USHP | Ducted CEE Tier 1
211911381 | Central HP <5.4 tons | MITS AIR | HRCU-A-C (Split System: Heat Pump with Remote Outdoor Unit with No Indoor Fan --Air Source) | MOD30-24HFN1-MW |  |  | MAC-24HWDN1-MN0 | 0 | 24000 | 16.5 | 9.5 | 25000 | 20000 | 80% | 1.95 | 11 | 10.7 |  |  |  |  | R-410A | 2 | Residential & Commercial | USHP | Ducted CEE Tier 1
216801833 | Central HP <5.4 tons | COLEMAN | HRCU-A-CB (Split System: Heat Pump with Remote Outdoor Unit-Air-Source) | HH836E2S11 |  |  | CTM48C5CFS1 | Z8ET100C20LMPS1 | 33200 | 19 | 9 | 30800 | 23000 | 74.68% | 2 | 0 | 11.7 |  |  |  |  | R-454B | 2.7667 | Residential & Commercial | USHP | Ducted CEE Tier 1
214239291 | Central HP <5.4 tons | KENMORE | HRCU-A-CB (Split System: Heat Pump with Remote Outdoor Unit-Air-Source) | (C,H,T)VH837GKA2* |  |  | EN(A,D)4X48L24**+WALLCON | *80CTL0902120B* | 32400 | 17 | 8.1 | 32600 | 24600 | 75.46% | 1.96 | 0 | 11.7 |  |  |  |  | R-410A | 2.7 | Residential & Commercial | USHP | Ducted CEE Tier 1
214239411 | Central HP <5.4 tons | KENMORE | HRCU-A-CB (Split System: Heat Pump with Remote Outdoor Unit-Air-Source) | (C,H,T)VH837GKA2* |  |  | EN(A,D,W)4X60L24**+WALLCON | *96CTN1002122B* | 32800 | 17.5 | 8.1 | 32200 | 24600 | 76.4% | 1.96 | 0 | 12 |  |  |  |  | R-410A | 2.7333 | Residential & Commercial | USHP | Ducted CEE Tier 1
215677332 | Central HP <5.4 tons | TEMPSTAR | HRCU-A-CB (Split System: Heat Pump with Remote Outdoor Unit-Air-Source) | T5H0V60*K*AAA* |  |  | EVD5X60M21A*+WALLCON | *80CSU1002120A* | 56500 | 18 | 9 | 64000 | 45000 | 70.31% | 2.08 | 0 | 9 |  |  |  |  | R-454B | 4.7083 | Residential & Commercial | USHP
216010745 | Central HP <5.4 tons | COLEMAN | HRCU-A-CB (Split System: Heat Pump with Remote Outdoor Unit-Air-Source) | HH824E2S11 |  |  | CTM36B5ADS1+JMC12B2SN1 | 0 | 23000 | 18 | 9.5 | 23000 | 18600 | 80.87% | 2 | 0 | 12 |  |  |  |  | R-454B | 1.9167 | Residential & Commercial | USHP | Ducted CEE Tier 1
210472870 | Central HP <5.4 tons | DAY & NIGHT | HRCU-A-CB (Split System: Heat Pump with Remote Outdoor Unit-Air-Source) | CVH825GKA3* |  |  | EA*4X42L21A*+WALLCON | *80CSU1002120A* | 23800 | 16.5 | 8.1 | 21400 | 16700 | 78.04% | 1.94 | 0 | 10.5 |  |  |  |  | R-410A | 1.9833 | Residential & Commercial | USHP | Ducted CEE Tier 1
210473156 | Central HP <5.4 tons | DAY & NIGHT | HRCU-A-CB (Split System: Heat Pump with Remote Outdoor Unit-Air-Source) | CVH825GKA3* |  |  | EA*4X43L21A*+WALLCON | *80CTL0451712A* | 24200 | 16.5 | 8.1 | 21600 | 16800 | 77.78% | 2 | 0 | 11 |  |  |  |  | R-410A | 2.0167 | Residential & Commercial | USHP | Ducted CEE Tier 1
208130402 | Central HP <5.4 tons | ECO-AIR | HRCU-A-CB (Split System: Heat Pump with Remote Outdoor Unit-Air-Source) | MOX430U-18HFN1-M |  |  | MVC-18HWFN1-M | 0 | 18000 | 18 | 9.3 | 19000 | 16500 | 86.84% | 2.04 | 12.5 | 12.4 |  |  |  |  | R-410A | 1.5 | Residential & Commercial | USHP | Ducted CEE Tier 1
214421526 | Central HP <5.4 tons | COLEMAN | HRCU-A-CB (Split System: Heat Pump with Remote Outdoor Unit-Air-Source) | HH836E2S11 |  |  | CTM48C5CFS1+JMET16CS2N1 | 0 | 33800 | 19 | 9 | 31400 | 25200 | 80.25% | 2 | 0 | 11.7 |  |  |  |  | R-454B | 2.8167 | Residential & Commercial | USHP | Ducted CEE Tier 1
212609324 | Central HP <5.4 tons | RHEEM | HRCU-A-CB (Split System: Heat Pump with Remote Outdoor Unit-Air-Source) | RP18AZ24AJVC |  |  | RCFZ2421HEAAM | R802V0504A17UHS | 22800 | 20 | 8.5 | 22800 | 26000 | 114% | 2.1 | 0 | 12.5 |  |  |  |  | R-410A | 1.9 | Residential & Commercial | USHP | Ducted CEE Tier 1
216782196 | Central HP <5.4 tons | COLEMAN | HRCU-A-CB (Split System: Heat Pump with Remote Outdoor Unit-Air-Source) | HH824E2S11 |  |  | CTF30A5ADS1 | Z8ES040A12LMPS1 | 23000 | 18 | 9.5 | 23000 | 18900 | 82.17% | 2 | 0 | 12 |  |  |  |  | R-454B | 1.9167 | Residential & Commercial | USHP | Ducted CEE Tier 1
212978304 | Central HP <5.4 tons | KEEPRITE | HRCU-A-CB (Split System: Heat Pump with Remote Outdoor Unit-Air-Source) | DLCURAH18ABK |  |  | EN(A,D)4X18L14** | *80MS(N,L)0701412A* | 17400 | 16 | 8.5 | 18500 | 19700 | 106.5% | 2.38 | 0 | 10.5 |  |  |  |  | R-410A | 1.45 | Residential & Commercial | USHP | Ducted CEE Tier 1
211259709 | Central HP <5.4 tons | DAY & NIGHT | HRCU-A-CB (Split System: Heat Pump with Remote Outdoor Unit-Air-Source) | DLCURAH18ABK |  |  | EA*4X19L17A* | *80VSL0451716A* | 18100 | 16 | 8.5 | 18100 | 17700 | 97.79% | 2.14 | 0 | 10.5 |  |  |  |  | R-410A | 1.5083 | Residential & Commercial | USHP | Ducted CEE Tier 1
214243153 | Central HP <5.4 tons | KENMORE | HRCU-A-CB (Split System: Heat Pump with Remote Outdoor Unit-Air-Source) | (C,H,T)VH825GKA2* |  |  | EN(A,D,W)4X48L21**+WALLCON | *97CMN0801714B* | 24000 | 16.5 | 8.1 | 21400 | 16600 | 77.57% | 2 | 0 | 11 |  |  |  |  | R-410A | 2 | Residential & Commercial | USHP | Ducted CEE Tier 1
216051023 | Central HP <5.4 tons | RHEEM | HRCU-A-CB (Split System: Heat Pump with Remote Outdoor Unit-Air-Source) | RP19AY24AJVC |  |  | RCFY2421HEAAM | R962V0703A17M4 | 22800 | 20 | 10 | 22800 | 18600 | 81.58% | 1.8 | 0 | 12 |  |  |  |  | R-454B | 1.9 | Residential & Commercial | USHP | Ducted CEE Tier 1
216051056 | Central HP <5.4 tons | RHEEM | HRCU-A-CB (Split System: Heat Pump with Remote Outdoor Unit-Air-Source) | RP19AY24AJVC |  |  | RCFY2421HEAAM | R801V0704A17UH | 22800 | 21 | 10 | 22800 | 18500 | 81.14% | 1.8 | 0 | 13 |  |  |  |  | R-454B | 1.9 | Residential & Commercial | USHP | Ducted CEE Tier 1
216801846 | Central HP <5.4 tons | COLEMAN | HRCU-A-CB (Split System: Heat Pump with Remote Outdoor Unit-Air-Source) | HH860E2S11 |  |  | CTU60C5XGS1+TXV | Z8ET120C20LMPS1 | 44500 | 19 | 9 | 44500 | 32000 | 71.91% | 2 | 0 | 12 |  |  |  |  | R-454B | 3.7083 | Residential & Commercial | USHP | Ducted CEE Tier 1
216820152 | Central HP <5.4 tons | RHEEM | HRCU-A-CB (Split System: Heat Pump with Remote Outdoor Unit-Air-Source) | RD18AY48AJVC |  |  | RCFY4821STANM | R801V0755A21DZ | 41000 | 18 | 8.1 | 41000 | 37600 | 91.71% | 2.1 | 0 | 10 |  |  |  |  | R-454B | 3.4167 | Residential & Commercial | USHP | Ducted CEE Tier 1
216819016 | Central HP <5.4 tons | RHEEM | HRCU-A-CB (Split System: Heat Pump with Remote Outdoor Unit-Air-Source) | RD18AY24AJVC |  |  | RCFY2417MTANM | R802V0503A14DZ | 21000 | 18 | 8.1 | 20800 | 17000 | 81.73% | 1.9 | 0 | 10 |  |  |  |  | R-454B | 1.75 | Residential & Commercial | USHP | Ducted CEE Tier 1
215676242 | Central HP <5.4 tons | TEMPSTAR | HRCU-A-CB (Split System: Heat Pump with Remote Outdoor Unit-Air-Source) | T5H0V48*K*AAA* |  |  | EVD5X48M24A*+WALLCON | *95CSU0802120B* | 47000 | 18 | 9 | 50000 | 36600 | 73.2% | 2.02 | 0 | 10 |  |  |  |  | R-454B | 3.9167 | Residential & Commercial | USHP | Ducted CEE Tier 1
215676292 | Central HP <5.4 tons | TEMPSTAR | HRCU-A-CB (Split System: Heat Pump with Remote Outdoor Unit-Air-Source) | T5H0V48*K*AAA* |  |  | EVD5X49M24A*+WALLCON | *80CSU0802120A* | 48000 | 19 | 9 | 50000 | 36400 | 72.8% | 2.12 | 0 | 10 |  |  |  |  | R-454B | 4 | Residential & Commercial | USHP | Ducted CEE Tier 1
215676742 | Central HP <5.4 tons | TEMPSTAR | HRCU-A-CB (Split System: Heat Pump with Remote Outdoor Unit-Air-Source) | T5H0V48*K*AAA* |  |  | EVD5X61M21A*+WALLCON | *80CTL0901716B* | 48500 | 19 | 9 | 50000 | 37000 | 74% | 2 | 0 | 10 |  |  |  |  | R-454B | 4.0417 | Residential & Commercial | USHP | Ducted CEE Tier 1
215676762 | Central HP <5.4 tons | TEMPSTAR | HRCU-A-CB (Split System: Heat Pump with Remote Outdoor Unit-Air-Source) | T5H0V48*K*AAA* |  |  | EVD5X61M21A*+WALLCON | *80CTL1102120B* | 48500 | 19.5 | 9.5 | 50000 | 36600 | 73.2% | 2.12 | 0 | 10.5 |  |  |  |  | R-454B | 4.0417 | Residential & Commercial | USHP | Ducted CEE Tier 1
216684085 | Central HP <5.4 tons | MITS AIR | HRCU-A-C (Split System: Heat Pump with Remote Outdoor Unit with No Indoor Fan --Air Source) | MAMOX630-48HFN10-M3X |  |  | MAMVBM-60C28T6N10 | 0 | 45000 | 15.2 | 8.8 | 48000 | 42000 | 87.5% | 1.85 | 0 | 10 |  |  |  |  | R-454B | 3.75 | Residential & Commercial | USHP | Ducted CEE Tier 1
216621523 | Central HP <5.4 tons | MITS AIR | HRCU-A-C (Split System: Heat Pump with Remote Outdoor Unit with No Indoor Fan --Air Source) | MAMOX630-36HFN10-M3X |  |  | MAMVBM-36B24T4N10 | 0 | 36000 | 15.8 | 9.4 | 38000 | 36000 | 94.74% | 1.9 | 0 | 10.7 |  |  |  |  | R-454B | 3 | Residential & Commercial | USHP | Ducted CEE Tier 1
213062453 | Central HP <5.4 tons | ACIQ | HRCU-A-CB (Split System: Heat Pump with Remote Outdoor Unit-Air-Source) | HVH837GKA** |  |  | EA*4X36L17A*+WALLCON | *80CTL0701412A* | 31400 | 17.5 | 8.1 | 33400 | 24400 | 73.05% | 1.84 | 11.5 | 11 |  |  |  |  | R-410A | 2.6167 | Residential & Commercial | USHP | Ducted CEE Tier 1
214242483 | Central HP <5.4 tons | KENMORE | HRCU-A-CB (Split System: Heat Pump with Remote Outdoor Unit-Air-Source) | (C,H,T)VH825GKA2* |  |  | EN(A,D)4X24L17**+WALLCON | *97CMN0801714B* | 23200 | 16 | 8.1 | 22000 | 16900 | 76.82% | 1.92 | 0 | 10.5 |  |  |  |  | R-410A | 1.9333 | Residential & Commercial | USHP | Ducted CEE Tier 1
213076371 | Central HP <5.4 tons | BRYANT HEATING AND COOLING SYSTEMS | HRCU-A-CB (Split System: Heat Pump with Remote Outdoor Unit-Air-Source) | 38MURAQ24AB3* |  |  | CAP**2417AL* | 926TC48060V17*** | 23200 | 16.5 | 8.5 | 26800 | 26600 | 99.25% | 2.26 | 0 | 10 |  |  |  |  | R-410A | 1.9333 | Residential & Commercial | USHP | Ducted CEE Tier 1
213771633 | Central HP <5.4 tons | KENMORE | HRCU-A-CB (Split System: Heat Pump with Remote Outdoor Unit-Air-Source) | (C,H,T)VH825GKA2* |  |  | EA*4X48L21A*+WALLCON | *97CMN0801714B* | 24000 | 16.5 | 8.1 | 21000 | 16600 | 79.05% | 2 | 0 | 11 |  |  |  |  | R-410A | 2 | Residential & Commercial | USHP | Ducted CEE Tier 1
213771463 | Central HP <5.4 tons | KENMORE | HRCU-A-CB (Split System: Heat Pump with Remote Outdoor Unit-Air-Source) | (C,H,T)VH825GKA2* |  |  | EA*4X43L21A*+WALLCON | *80CTL0901716B* | 24600 | 17 | 8.5 | 21000 | 16600 | 79.05% | 2.02 | 0 | 11 |  |  |  |  | R-410A | 2.05 | Residential & Commercial | USHP | Ducted CEE Tier 1
213771413 | Central HP <5.4 tons | KENMORE | HRCU-A-CB (Split System: Heat Pump with Remote Outdoor Unit-Air-Source) | (C,H,T)VH825GKA2* |  |  | EA*4X42L24A*+WALLCON | *97CMN1202422B* | 23800 | 16.5 | 8.1 | 21400 | 16600 | 77.57% | 1.96 | 0 | 11 |  |  |  |  | R-410A | 1.9833 | Residential & Commercial | USHP | Ducted CEE Tier 1
213770493 | Central HP <5.4 tons | KENMORE | HRCU-A-CB (Split System: Heat Pump with Remote Outdoor Unit-Air-Source) | (C,H,T)VH825GKA2* |  |  | EA*4X24L17A*+WALLCON | *80CTL0451712B* | 23200 | 16 | 8.1 | 22000 | 16900 | 76.82% | 1.88 | 0 | 10.5 |  |  |  |  | R-410A | 1.9333 | Residential & Commercial | USHP | Ducted CEE Tier 1
216891867 | Central HP <5.4 tons | RHEEM | HRCU-A-CB (Split System: Heat Pump with Remote Outdoor Unit-Air-Source) | RD18AY48AJVC |  |  | RH2VY4824STACN | 0 | 41500 | 19 | 10 | 41500 | 37200 | 89.64% | 2.1 | 0 | 12 |  |  |  |  | R-454B | 3.4583 | Residential & Commercial | USHP | Ducted CEE Tier 1
216891433 | Central HP <5.4 tons | RHEEM | HRCU-A-CB (Split System: Heat Pump with Remote Outdoor Unit-Air-Source) | RD18AY48AJVC |  |  | RCFY4824MTANM | R801V0755A21DZ | 43000 | 18 | 8.5 | 43000 | 33200 | 77.21% | 2.1 | 0 | 11.7 |  |  |  |  | R-454B | 3.5833 | Residential & Commercial | USHP | Ducted CEE Tier 1
215682683 | Central HP <5.4 tons | CARRIER | HRCU-A-CB (Split System: Heat Pump with Remote Outdoor Unit-Air-Source) | 27VNA060A*030* |  |  | CAA**6124AM*+UI | 59TN7A080C21**20 | 56000 | 18.5 | 9 | 60000 | 42000 | 70% | 2.02 | 0 | 9 |  |  |  |  | R-454B | 4.6667 | Residential & Commercial | USHP
215682803 | Central HP <5.4 tons | CARRIER | HRCU-A-CB (Split System: Heat Pump with Remote Outdoor Unit-Air-Source) | 27VNA060A*030* |  |  | CVAMA6021XMA*+UI | 58CU*B040C17**12 | 56000 | 18 | 8.5 | 60500 | 43500 | 71.9% | 2.12 | 0 | 9.5 |  |  |  |  | R-454B | 4.6667 | Residential & Commercial | USHP
216374564 | Central HP <5.4 tons | COLEMAN | HRCU-A-CB (Split System: Heat Pump with Remote Outdoor Unit-Air-Source) | HH824E2S11 |  |  | CTM36B5ADS1 | Z9ET060B12SMPS1 | 23000 | 18 | 9.5 | 23000 | 18400 | 80% | 2 | 0 | 12 |  |  |  |  | R-454B | 1.9167 | Residential & Commercial | USHP | Ducted CEE Tier 1
216374621 | Central HP <5.4 tons | COLEMAN | HRCU-A-CB (Split System: Heat Pump with Remote Outdoor Unit-Air-Source) | HH824E2S11 |  |  | CTF30B5ACS1 | Z9ET060B12SMPS1 | 23000 | 18 | 9.5 | 23000 | 18500 | 80.43% | 2 | 0 | 11.7 |  |  |  |  | R-454B | 1.9167 | Residential & Commercial | USHP | Ducted CEE Tier 1
214243241 | Central HP <5.4 tons | DAY & NIGHT | HRCU-A-CB (Split System: Heat Pump with Remote Outdoor Unit-Air-Source) | CVH825GKA2* |  |  | EN(A,D)4X48L24**+WALLCON | *97CMN1202422B* | 24200 | 17 | 8.1 | 21200 | 16600 | 78.3% | 2 | 0 | 11 |  |  |  |  | R-410A | 2.0167 | Residential & Commercial | USHP | Ducted CEE Tier 1
216891238 | Central HP <5.4 tons | RHEEM | HRCU-A-CB (Split System: Heat Pump with Remote Outdoor Unit-Air-Source) | RD18AY24AJVC |  |  | RCFY2417MTANM | R801V0754A17UH | 21200 | 18 | 8.5 | 20800 | 16900 | 81.25% | 1.9 | 0 | 11.7 |  |  |  |  | R-454B | 1.7667 | Residential & Commercial | USHP | Ducted CEE Tier 1
215682903 | Central HP <5.4 tons | CARRIER | HRCU-A-CB (Split System: Heat Pump with Remote Outdoor Unit-Air-Source) | 27VNA060A*030* |  |  | CVAMA6024XMA*+UI | 59TN7A100C21**22 | 56500 | 18.5 | 9 | 63000 | 44500 | 70.63% | 2.08 | 0 | 9 |  |  |  |  | R-454B | 4.7083 | Residential & Commercial | USHP
215683103 | Central HP <5.4 tons | CARRIER | HRCU-A-CB (Split System: Heat Pump with Remote Outdoor Unit-Air-Source) | 27VNA060A*030* |  |  | CVAVA6024XMA*+UI | 59TN7A120C24**22 | 56500 | 18.5 | 9 | 63000 | 44500 | 70.63% | 2.1 | 0 | 9 |  |  |  |  | R-454B | 4.7083 | Residential & Commercial | USHP
214242371 | Central HP <5.4 tons | DAY & NIGHT | HRCU-A-CB (Split System: Heat Pump with Remote Outdoor Unit-Air-Source) | CVH825GKA3* |  |  | EN(A,D)4X48L24**+WALLCON | *97CMN1202422B* | 24200 | 17 | 8.1 | 21200 | 16600 | 78.3% | 2 | 0 | 11 |  |  |  |  | R-410A | 2.0167 | Residential & Commercial | USHP | Ducted CEE Tier 1
215935801 | Central HP <5.4 tons | KEEPRITE | HRCU-A-CB (Split System: Heat Pump with Remote Outdoor Unit-Air-Source) | C5H3V36*K*AAA* |  |  | EVD5X37M21A*+WALLCON | *96CTN0601714B* | 34600 | 20.5 | 8.5 | 38000 | 27600 | 72.63% | 2.06 | 0 | 11.5 |  |  |  |  | R-454B | 2.8833 | Residential & Commercial | USHP | Ducted CEE Tier 1
215935651 | Central HP <5.4 tons | KEEPRITE | HRCU-A-CB (Split System: Heat Pump with Remote Outdoor Unit-Air-Source) | C5H3V36*K*AAA* |  |  | EVD5X36M21A*+WALLCON | *80CTL0901716B* | 34400 | 21 | 8.5 | 38500 | 28200 | 73.25% | 2.04 | 0 | 11.7 |  |  |  |  | R-454B | 2.8667 | Residential & Commercial | USHP | Ducted CEE Tier 1
215935431 | Central HP <5.4 tons | KEEPRITE | HRCU-A-CB (Split System: Heat Pump with Remote Outdoor Unit-Air-Source) | C5H3V36*K*AAA* |  |  | EVM5X60M24A*+WALLCON | *97CMN1202422B* | 35400 | 22 | 8.5 | 38000 | 28400 | 74.74% | 2.04 | 0 | 12.5 |  |  |  |  | R-454B | 2.95 | Residential & Commercial | USHP | Ducted CEE Tier 1
215935481 | Central HP <5.4 tons | KEEPRITE | HRCU-A-CB (Split System: Heat Pump with Remote Outdoor Unit-Air-Source) | C5H3V36*K*AAA* |  |  | EVM5X61M24A*+WALLCON | *80CTL1352422B* | 36000 | 22.5 | 8.5 | 37600 | 28200 | 75% | 2.04 | 0 | 12.5 |  |  |  |  | R-454B | 3 | Residential & Commercial | USHP | Ducted CEE Tier 1
216819252 | Central HP <5.4 tons | RHEEM | HRCU-A-CB (Split System: Heat Pump with Remote Outdoor Unit-Air-Source) | RD18AY24AJVC |  |  | RCFY2421MTANM | R97MV0603A17DH | 21000 | 18 | 8.1 | 20800 | 17000 | 81.73% | 1.9 | 0 | 10 |  |  |  |  | R-454B | 1.75 | Residential & Commercial | USHP | Ducted CEE Tier 1
216819306 | Central HP <5.4 tons | RHEEM | HRCU-A-CB (Split System: Heat Pump with Remote Outdoor Unit-Air-Source) | RD18AY24AJVC |  |  | RCFY2421MTANM | R97MV0703A17DH | 21000 | 18 | 8.1 | 21000 | 17000 | 80.95% | 1.9 | 0 | 10 |  |  |  |  | R-454B | 1.75 | Residential & Commercial | USHP | Ducted CEE Tier 1
213078285 | Central HP <5.4 tons | DAY & NIGHT | HRCU-A-CB (Split System: Heat Pump with Remote Outdoor Unit-Air-Source) | DLCURAH36ABK |  |  | EA*4X37L17A* | *80MS(N,L)0901714A* | 36200 | 16 | 8.5 | 38500 | 35000 | 90.91% | 2.02 | 0 | 10 |  |  |  |  | R-410A | 3.0167 | Residential & Commercial | USHP | Ducted CEE Tier 1
211226845 | Central HP <5.4 tons | KEEPRITE | HRCU-A-CB (Split System: Heat Pump with Remote Outdoor Unit-Air-Source) | DLCURAH36ABK |  |  | EA*4X37L21A* | *80ES(N,L)0902120A* | 36800 | 16 | 8.5 | 38500 | 34800 | 90.39% | 2.1 | 0 | 10 |  |  |  |  | R-410A | 3.0667 | Residential & Commercial | USHP | Ducted CEE Tier 1
216891447 | Central HP <5.4 tons | RHEEM | HRCU-A-CB (Split System: Heat Pump with Remote Outdoor Unit-Air-Source) | RD18AY48AJVC |  |  | RCFY4824MTANM | R801V1505A24UH | 43000 | 18 | 8.5 | 42500 | 33000 | 77.65% | 2.1 | 0 | 12 |  |  |  |  | R-454B | 3.5833 | Residential & Commercial | USHP | Ducted CEE Tier 1
211259882 | Central HP <5.4 tons | KEEPRITE | HRCU-A-CB (Split System: Heat Pump with Remote Outdoor Unit-Air-Source) | DLCURAH18ABK |  |  | EA*4X19L17A* | *96VTN0601714A* | 18200 | 16 | 8.5 | 18200 | 17700 | 97.25% | 2.14 | 0 | 10.5 |  |  |  |  | R-410A | 1.5167 | Residential & Commercial | USHP | Ducted CEE Tier 1
211261986 | Central HP <5.4 tons | KEEPRITE | HRCU-A-CB (Split System: Heat Pump with Remote Outdoor Unit-Air-Source) | DLCURAH18ABK |  |  | EA*4X30L17A* | *96VTN0601714A* | 17800 | 16 | 8.5 | 18400 | 18500 | 100.5% | 2.22 | 0 | 10.5 |  |  |  |  | R-410A | 1.4833 | Residential & Commercial | USHP | Ducted CEE Tier 1
211261334 | Central HP <5.4 tons | KEEPRITE | HRCU-A-CB (Split System: Heat Pump with Remote Outdoor Unit-Air-Source) | DLCURAH18ABK |  |  | EA*4X30L14A* | *95ESN0401410A* | 17900 | 15.5 | 8.5 | 18500 | 18500 | 100% | 2.22 | 0 | 10.5 |  |  |  |  | R-410A | 1.4917 | Residential & Commercial | USHP | Ducted CEE Tier 1
211261711 | Central HP <5.4 tons | KEEPRITE | HRCU-A-CB (Split System: Heat Pump with Remote Outdoor Unit-Air-Source) | DLCURAH18ABK |  |  | EA*4X30L17A* | *80VSL0451716A* | 17800 | 16 | 8.5 | 18300 | 18600 | 101.6% | 2.22 | 0 | 10.5 |  |  |  |  | R-410A | 1.4833 | Residential & Commercial | USHP | Ducted CEE Tier 1
211230775 | Central HP <5.4 tons | KEEPRITE | HRCU-A-CB (Split System: Heat Pump with Remote Outdoor Unit-Air-Source) | DLCURAH36ABK |  |  | EN(A,D)4X48L24** | *96VTN1002122A* | 36000 | 16.5 | 8.1 | 38500 | 34800 | 90.39% | 2.02 | 0 | 10.5 |  |  |  |  | R-410A | 3 | Residential & Commercial | USHP | Ducted CEE Tier 1
216891831 | Central HP <5.4 tons | RHEEM | HRCU-A-CB (Split System: Heat Pump with Remote Outdoor Unit-Air-Source) | RD18AY36AJVC |  |  | RCFY3624MTANM | R951V1155A24M4 | 32800 | 19 | 10 | 32800 | 27600 | 84.15% | 2.1 | 0 | 12 |  |  |  |  | R-454B | 2.7333 | Residential & Commercial | USHP | Ducted CEE Tier 1
213770566 | Central HP <5.4 tons | BRYANT HEATING AND COOLING SYSTEMS | HRCU-A-CB (Split System: Heat Pump with Remote Outdoor Unit-Air-Source) | 288BNV025*0**B* |  |  | CAP**2417AL*+UI | 986TD42060C17*** | 23200 | 16 | 8.1 | 22000 | 16900 | 76.82% | 1.88 | 0 | 10.5 |  |  |  |  | R-410A | 1.9333 | Residential & Commercial | USHP | Ducted CEE Tier 1
213770866 | Central HP <5.4 tons | BRYANT HEATING AND COOLING SYSTEMS | HRCU-A-CB (Split System: Heat Pump with Remote Outdoor Unit-Air-Source) | 288BNV025*0**B* |  |  | CAP**3617AL*+UI | 987MC42080C17*** | 23400 | 16.5 | 8.1 | 21600 | 16700 | 77.31% | 1.94 | 0 | 10.5 |  |  |  |  | R-410A | 1.95 | Residential & Commercial | USHP | Ducted CEE Tier 1
210474535 | Central HP <5.4 tons | TEMPSTAR | HRCU-A-CB (Split System: Heat Pump with Remote Outdoor Unit-Air-Source) | TVH825GKA3* |  |  | EHD4X48AAL+WALLCON | *80CTL1352422A* | 24200 | 16 | 8.1 | 21200 | 16600 | 78.3% | 2.02 | 0 | 11 |  |  |  |  | R-410A | 2.0167 | Residential & Commercial | USHP | Ducted CEE Tier 1
216801841 | Central HP <5.4 tons | COLEMAN | HRCU-A-CB (Split System: Heat Pump with Remote Outdoor Unit-Air-Source) | HH860E2S11 |  |  | CTU60C5XGS1+TXV | Z8ET100C16LMPS1 | 45000 | 17 | 9 | 45500 | 32600 | 71.65% | 2 | 0 | 11 |  |  |  |  | R-454B | 3.75 | Residential & Commercial | USHP | Ducted CEE Tier 1
216453238 | Central HP <5.4 tons | AMERICAN STANDARD | HRCU-A-CB (Split System: Heat Pump with Remote Outdoor Unit-Air-Source) | 5A6V0X60A1 |  |  | 5PX*D010AS3 | S8V2C100M5PDB | 52500 | 18.4 | 9 | 54000 | 38000 | 70.37% | 2 | 0 | 10.5 |  |  |  |  | R-454B | 4.375 | Residential & Commercial | USHP | Ducted CEE Tier 1
216621516 | Central HP <5.4 tons | MITS AIR | HRCU-A-C (Split System: Heat Pump with Remote Outdoor Unit with No Indoor Fan --Air Source) | MAMOX430-18HFN10-M3X |  |  | MAMVBM-24A18T3N10 | 0 | 18000 | 16.1 | 9.5 | 19000 | 18000 | 94.74% | 2.06 | 0 | 11.7 |  |  |  |  | R-454B | 1.5 | Residential & Commercial | USHP | Ducted CEE Tier 1
216891846 | Central HP <5.4 tons | RHEEM | HRCU-A-CB (Split System: Heat Pump with Remote Outdoor Unit-Air-Source) | RD18AY36AJVC |  |  | RCFY3624MTANM | R802V1255A24UH | 32600 | 19 | 10 | 32600 | 27800 | 85.28% | 2.1 | 0 | 12 |  |  |  |  | R-454B | 2.7167 | Residential & Commercial | USHP | Ducted CEE Tier 1
216891243 | Central HP <5.4 tons | RHEEM | HRCU-A-CB (Split System: Heat Pump with Remote Outdoor Unit-Air-Source) | RD18AY36AJVC |  |  | RCFY3621MTANM | R801V0504A17UHS | 32200 | 18 | 10 | 32200 | 28000 | 86.96% | 2.1 | 0 | 12 |  |  |  |  | R-454B | 2.6833 | Residential & Commercial | USHP | Ducted CEE Tier 1
214240061 | Central HP <5.4 tons | KENMORE | HRCU-A-CB (Split System: Heat Pump with Remote Outdoor Unit-Air-Source) | (C,H,T)VH837GKA** |  |  | EN(A,D,W)4X60L24**+WALLCON | *80CTL1352422B* | 32800 | 17.5 | 8.1 | 32200 | 24600 | 76.4% | 1.96 | 0 | 12 |  |  |  |  | R-410A | 2.7333 | Residential & Commercial | USHP | Ducted CEE Tier 1
213770863 | Central HP <5.4 tons | KENMORE | HRCU-A-CB (Split System: Heat Pump with Remote Outdoor Unit-Air-Source) | (C,H,T)VH825GKA2* |  |  | EA*4X36L17A*+WALLCON | *97CMN0601714B* | 23400 | 16 | 8.1 | 21600 | 16800 | 77.78% | 1.92 | 0 | 10.5 |  |  |  |  | R-410A | 1.95 | Residential & Commercial | USHP | Ducted CEE Tier 1
213770913 | Central HP <5.4 tons | KENMORE | HRCU-A-CB (Split System: Heat Pump with Remote Outdoor Unit-Air-Source) | (C,H,T)VH825GKA2* |  |  | EA*4X36L21A*+WALLCON | *80CTL0451712B* | 23400 | 16 | 8.1 | 21600 | 16800 | 77.78% | 1.92 | 0 | 10.5 |  |  |  |  | R-410A | 1.95 | Residential & Commercial | USHP | Ducted CEE Tier 1
216621521 | Central HP <5.4 tons | MITS AIR | HRCU-A-C (Split System: Heat Pump with Remote Outdoor Unit with No Indoor Fan --Air Source) | MAMOD30-30HFN10-M3X |  |  | MAMVBM-36B24T4N10 | 0 | 29000 | 16 | 9.5 | 32000 | 32000 | 100% | 1.85 | 0 | 10 |  |  |  |  | R-454B | 2.4167 | Residential & Commercial | USHP | Ducted CEE Tier 1
216776009 | Central HP <5.4 tons | COLEMAN | HRCU-A-CB (Split System: Heat Pump with Remote Outdoor Unit-Air-Source) | HH824E2S11 |  |  | CTM36B5ADS1 | Z8ES060A12SMPS1 | 23000 | 18 | 9.5 | 23000 | 18500 | 80.43% | 2 | 0 | 12 |  |  |  |  | R-454B | 1.9167 | Residential & Commercial | USHP | Ducted CEE Tier 1
213062462 | Central HP <5.4 tons | ACIQ | HRCU-A-CB (Split System: Heat Pump with Remote Outdoor Unit-Air-Source) | HVH837GKA** |  |  | EA*4X36L21A*+WALLCON | *97CMN0602120A* | 31400 | 17 | 8.1 | 33600 | 24600 | 73.21% | 1.84 | 11 | 11 |  |  |  |  | R-410A | 2.6167 | Residential & Commercial | USHP | Ducted CEE Tier 1
213062471 | Central HP <5.4 tons | ACIQ | HRCU-A-CB (Split System: Heat Pump with Remote Outdoor Unit-Air-Source) | HVH837GKA** |  |  | EA*4X42L24A*+WALLCON | *96CTN1202422A* | 31800 | 17.5 | 8.1 | 33000 | 24400 | 73.94% | 1.9 | 11 | 11.5 |  |  |  |  | R-410A | 2.65 | Residential & Commercial | USHP | Ducted CEE Tier 1
213062473 | Central HP <5.4 tons | ACIQ | HRCU-A-CB (Split System: Heat Pump with Remote Outdoor Unit-Air-Source) | HVH837GKA** |  |  | EA*4X42L24A*+WALLCON | *97CMN1202422A* | 31800 | 17 | 8.1 | 33200 | 24400 | 73.49% | 1.88 | 11.5 | 11 |  |  |  |  | R-410A | 2.65 | Residential & Commercial | USHP | Ducted CEE Tier 1
213062605 | Central HP <5.4 tons | ACIQ | HRCU-A-CB (Split System: Heat Pump with Remote Outdoor Unit-Air-Source) | HVH825GKA2* |  |  | EA*4X36L17A*+WALLCON | *80CTL0701412A* | 23600 | 17 | 8.1 | 21400 | 16600 | 77.57% | 1.94 | 11 | 11 |  |  |  |  | R-410A | 1.9667 | Residential & Commercial | USHP | Ducted CEE Tier 1
213062614 | Central HP <5.4 tons | ACIQ | HRCU-A-CB (Split System: Heat Pump with Remote Outdoor Unit-Air-Source) | HVH825GKA2* |  |  | EA*4X36L21A*+WALLCON | *96CTN1002122A* | 23600 | 16.5 | 8.1 | 21400 | 16600 | 77.57% | 1.94 | 11 | 11 |  |  |  |  | R-410A | 1.9667 | Residential & Commercial | USHP | Ducted CEE Tier 1
211230034 | Central HP <5.4 tons | KEEPRITE | HRCU-A-CB (Split System: Heat Pump with Remote Outdoor Unit-Air-Source) | DLCURAH36ABK |  |  | EN(A,D,W)4X48L21** | *80ESU0601716A | 35600 | 16.5 | 8.1 | 38500 | 34800 | 90.39% | 2 | 0 | 10 |  |  |  |  | R-410A | 2.9667 | Residential & Commercial | USHP | Ducted CEE Tier 1
211229539 | Central HP <5.4 tons | KEEPRITE | HRCU-A-CB (Split System: Heat Pump with Remote Outdoor Unit-Air-Source) | DLCURAH36ABK |  |  | EA*4X48L24A* | *96VSN0802120A* | 36200 | 16 | 8.5 | 38500 | 34600 | 89.87% | 2.06 | 0 | 10 |  |  |  |  | R-410A | 3.0167 | Residential & Commercial | USHP | Ducted CEE Tier 1
211229373 | Central HP <5.4 tons | KEEPRITE | HRCU-A-CB (Split System: Heat Pump with Remote Outdoor Unit-Air-Source) | DLCURAH36ABK |  |  | EA*4X48L24A* | *80VSL1102422A* | 35800 | 16.5 | 8.5 | 37800 | 34600 | 91.53% | 2.04 | 0 | 10 |  |  |  |  | R-410A | 2.9833 | Residential & Commercial | USHP | Ducted CEE Tier 1
216820558 | Central HP <5.4 tons | RHEEM | HRCU-A-CB (Split System: Heat Pump with Remote Outdoor Unit-Air-Source) | RD18AY60AJVC |  |  | RCFY6021STAAM | R802V1005A21UH | 49000 | 17 | 8.1 | 49000 | 39000 | 79.59% | 2 | 0 | 10 |  |  |  |  | R-454B | 4.0833 | Residential & Commercial | USHP | Ducted CEE Tier 1
216819737 | Central HP <5.4 tons | RHEEM | HRCU-A-CB (Split System: Heat Pump with Remote Outdoor Unit-Air-Source) | RD18AY48AJVC |  |  | RCFY4824STANM | R802V1255A24DZ | 41000 | 18 | 8.1 | 41000 | 37400 | 91.22% | 2.1 | 0 | 10 |  |  |  |  | R-454B | 3.4167 | Residential & Commercial | USHP | Ducted CEE Tier 1
213080107 | Central HP <5.4 tons | KEEPRITE | HRCU-A-CB (Split System: Heat Pump with Remote Outdoor Unit-Air-Source) | DLCURAH36ABK |  |  | END4X42L17** | *96MSN0801716A* | 35600 | 15.5 | 8.1 | 38500 | 35200 | 91.43% | 1.94 | 0 | 10 |  |  |  |  | R-410A | 2.9667 | Residential & Commercial | USHP | Ducted CEE Tier 1
216891585 | Central HP <5.4 tons | RHEEM | HRCU-A-CB (Split System: Heat Pump with Remote Outdoor Unit-Air-Source) | RD18AY36AJVC |  |  | RCFY3617STANM | R801V0504A17UHS | 31200 | 18 | 8.5 | 31200 | 27800 | 89.1% | 1.9 | 0 | 12 |  |  |  |  | R-454B | 2.6 | Residential & Commercial | USHP | Ducted CEE Tier 1
216051037 | Central HP <5.4 tons | RHEEM | HRCU-A-CB (Split System: Heat Pump with Remote Outdoor Unit-Air-Source) | RP19AY24AJVC |  |  | RCFY2421HEAAM | R962V0403A17M4 | 22800 | 21 | 10 | 22800 | 18500 | 81.14% | 1.8 | 0 | 13 |  |  |  |  | R-454B | 1.9 | Residential & Commercial | USHP | Ducted CEE Tier 1
216051053 | Central HP <5.4 tons | RHEEM | HRCU-A-CB (Split System: Heat Pump with Remote Outdoor Unit-Air-Source) | RP19AY24AJVC |  |  | RCFY2421HEAAM | R802V0754A17UH | 22800 | 21 | 10 | 22800 | 18400 | 80.7% | 1.8 | 0 | 13 |  |  |  |  | R-454B | 1.9 | Residential & Commercial | USHP | Ducted CEE Tier 1
216891763 | Central HP <5.4 tons | RHEEM | HRCU-A-CB (Split System: Heat Pump with Remote Outdoor Unit-Air-Source) | RD18AY36AJVC |  |  | RCFY3624MTANM | R951V1005A21M4 | 32400 | 18 | 10 | 32400 | 28000 | 86.42% | 2.1 | 0 | 12 |  |  |  |  | R-454B | 2.7 | Residential & Commercial | USHP | Ducted CEE Tier 1
216891777 | Central HP <5.4 tons | RHEEM | HRCU-A-CB (Split System: Heat Pump with Remote Outdoor Unit-Air-Source) | RD18AY36AJVC |  |  | RCFY3624MTANM | R801V1005A21UHN | 32600 | 19 | 10 | 32600 | 27800 | 85.28% | 2.1 | 0 | 12 |  |  |  |  | R-454B | 2.7167 | Residential & Commercial | USHP | Ducted CEE Tier 1
216891862 | Central HP <5.4 tons | RHEEM | HRCU-A-CB (Split System: Heat Pump with Remote Outdoor Unit-Air-Source) | RD18AY36AJVC |  |  | RH2VY3617STACN | 0 | 31800 | 19 | 8.5 | 31800 | 27400 | 86.16% | 2 | 0 | 12 |  |  |  |  | R-454B | 2.65 | Residential & Commercial | USHP | Ducted CEE Tier 1
216891642 | Central HP <5.4 tons | RHEEM | HRCU-A-CB (Split System: Heat Pump with Remote Outdoor Unit-Air-Source) | RD18AY36AJVC |  |  | RCFY3621STANM | R801V1005A21UHU | 31600 | 19 | 8.5 | 31600 | 27600 | 87.34% | 2 | 0 | 12 |  |  |  |  | R-454B | 2.6333 | Residential & Commercial | USHP | Ducted CEE Tier 1
216891643 | Central HP <5.4 tons | RHEEM | HRCU-A-CB (Split System: Heat Pump with Remote Outdoor Unit-Air-Source) | RD18AY36AJVC |  |  | RCFY3621STANM | R802V0754A17UH | 31600 | 19 | 8.5 | 31600 | 27600 | 87.34% | 1.9 | 0 | 12 |  |  |  |  | R-454B | 2.6333 | Residential & Commercial | USHP | Ducted CEE Tier 1
216891644 | Central HP <5.4 tons | RHEEM | HRCU-A-CB (Split System: Heat Pump with Remote Outdoor Unit-Air-Source) | RD18AY36AJVC |  |  | RCFY3621STANM | R951V0705A21UHU | 31400 | 19 | 8.5 | 31400 | 27600 | 87.9% | 1.9 | 0 | 12 |  |  |  |  | R-454B | 2.6167 | Residential & Commercial | USHP | Ducted CEE Tier 1
216891245 | Central HP <5.4 tons | RHEEM | HRCU-A-CB (Split System: Heat Pump with Remote Outdoor Unit-Air-Source) | RD18AY36AJVC |  |  | RCFY3621MTANM | R801V0504A17UHN | 32200 | 18 | 10 | 32200 | 28000 | 86.96% | 2.1 | 0 | 12 |  |  |  |  | R-454B | 2.6833 | Residential & Commercial | USHP | Ducted CEE Tier 1
216891362 | Central HP <5.4 tons | RHEEM | HRCU-A-CB (Split System: Heat Pump with Remote Outdoor Unit-Air-Source) | RD18AY36AJVC |  |  | RCFY3621MTANM | R962V0603A17M4 | 32200 | 18 | 10 | 32200 | 28000 | 86.96% | 2.1 | 0 | 12 |  |  |  |  | R-454B | 2.6833 | Residential & Commercial | USHP | Ducted CEE Tier 1
216819976 | Central HP <5.4 tons | RHEEM | HRCU-A-CB (Split System: Heat Pump with Remote Outdoor Unit-Air-Source) | RD18AY48AJVC |  |  | RCFY4821STANM | R801V0704A17UH | 40500 | 16 | 8.1 | 40500 | 38000 | 93.83% | 2 | 0 | 10 |  |  |  |  | R-454B | 3.375 | Residential & Commercial | USHP | Ducted CEE Tier 1
216820069 | Central HP <5.4 tons | RHEEM | HRCU-A-CB (Split System: Heat Pump with Remote Outdoor Unit-Air-Source) | RD18AY48AJVC |  |  | RCFY4821STANM | R802V0755A21UH | 41000 | 18 | 8.1 | 41000 | 37600 | 91.71% | 2.1 | 0 | 10 |  |  |  |  | R-454B | 3.4167 | Residential & Commercial | USHP | Ducted CEE Tier 1
216820337 | Central HP <5.4 tons | RHEEM | HRCU-A-CB (Split System: Heat Pump with Remote Outdoor Unit-Air-Source) | RD18AY60AJVC |  |  | RCFY6024STANM | R801V1505A24UH | 51500 | 18 | 10 | 51000 | 38000 | 74.51% | 2 | 0 | 11 |  |  |  |  | R-454B | 4.2917 | Residential & Commercial | USHP | Ducted CEE Tier 1
216820371 | Central HP <5.4 tons | RHEEM | HRCU-A-CB (Split System: Heat Pump with Remote Outdoor Unit-Air-Source) | RD18AY60AJVC |  |  | RCFY6024STANM | R962V0705A21M4 | 50500 | 17 | 10 | 50500 | 38500 | 76.24% | 2 | 0 | 10 |  |  |  |  | R-454B | 4.2083 | Residential & Commercial | USHP | Ducted CEE Tier 1
216820421 | Central HP <5.4 tons | RHEEM | HRCU-A-CB (Split System: Heat Pump with Remote Outdoor Unit-Air-Source) | RD18AY60AJVC |  |  | RCFY6024STANM | R951V1005A21UH | 51000 | 17 | 10 | 51000 | 38000 | 74.51% | 2 | 0 | 10 |  |  |  |  | R-454B | 4.25 | Residential & Commercial | USHP | Ducted CEE Tier 1
216820444 | Central HP <5.4 tons | RHEEM | HRCU-A-CB (Split System: Heat Pump with Remote Outdoor Unit-Air-Source) | RD18AY60AJVC |  |  | RCFY6024STANM | R97MV1155A24DH | 51000 | 17 | 10 | 51000 | 38000 | 74.51% | 2 | 0 | 10 |  |  |  |  | R-454B | 4.25 | Residential & Commercial | USHP | Ducted CEE Tier 1
206773646 | Central HP <5.4 tons | COMFORTMAKER | HRCU-A-CB (Split System: Heat Pump with Remote Outdoor Unit-Air-Source) | CVH837GKA2* |  |  | EHD4X36AAL+WALLCON | *95CSU1002122A* | 32200 | 16.5 | 8.1 | 33200 | 24600 | 74.1% | 1.94 | 11.5 | 11 |  |  |  |  | R-410A | 2.6833 | Residential & Commercial | USHP | Ducted CEE Tier 1
213077872 | Central HP <5.4 tons | KEEPRITE | HRCU-A-CB (Split System: Heat Pump with Remote Outdoor Unit-Air-Source) | DLCURAH36ABK |  |  | EA*4X36L17A* | *80MS(N,L)0701412A* | 34800 | 15.5 | 8.1 | 38500 | 35200 | 91.43% | 1.82 | 0 | 9.5 |  |  |  |  | R-410A | 2.9 | Residential & Commercial | USHP
213077504 | Central HP <5.4 tons | KEEPRITE | HRCU-A-CB (Split System: Heat Pump with Remote Outdoor Unit-Air-Source) | DLCURAH36ABK |  |  | EA*4X42L21A* | *96VTN0802120B* | 35600 | 16 | 8.1 | 38500 | 35200 | 91.43% | 1.9 | 0 | 10 |  |  |  |  | R-410A | 2.9667 | Residential & Commercial | USHP | Ducted CEE Tier 1
213077738 | Central HP <5.4 tons | KEEPRITE | HRCU-A-CB (Split System: Heat Pump with Remote Outdoor Unit-Air-Source) | DLCURAH36ABK |  |  | EA*4X42L24A* | *96VTN1002122B* | 35400 | 16.5 | 8.1 | 38500 | 35000 | 90.91% | 1.88 | 0 | 10 |  |  |  |  | R-410A | 2.95 | Residential & Commercial | USHP | Ducted CEE Tier 1
213062478 | Central HP <5.4 tons | ACIQ | HRCU-A-CB (Split System: Heat Pump with Remote Outdoor Unit-Air-Source) | HVH837GKA** |  |  | EA*4X48L21A*+WALLCON | *97CMN0602120A* | 32200 | 17 | 8.1 | 32800 | 25200 | 76.83% | 1.96 | 11.5 | 11 |  |  |  |  | R-410A | 2.6833 | Residential & Commercial | USHP | Ducted CEE Tier 1
213062487 | Central HP <5.4 tons | ACIQ | HRCU-A-CB (Split System: Heat Pump with Remote Outdoor Unit-Air-Source) | HVH837GKA** |  |  | EN(A,D,W)4X48L21**+WALLCON | *80CTL0701716A* | 32400 | 17.5 | 8.1 | 33000 | 25000 | 75.76% | 1.94 | 12 | 11.5 |  |  |  |  | R-410A | 2.7 | Residential & Commercial | USHP | Ducted CEE Tier 1
215937542 | Central HP <5.4 tons | KENMORE | HRCU-A-CB (Split System: Heat Pump with Remote Outdoor Unit-Air-Source) | (C,H,T)5H3V48*K*AAA* |  |  | EVM5X60M24A*+WALLCON | *97CMN1002122B* | 45500 | 20.5 | 8.1 | 52500 | 38000 | 72.38% | 1.9 | 0 | 11.5 |  |  |  |  | R-454B | 3.7917 | Residential & Commercial | USHP | Ducted CEE Tier 1
215938042 | Central HP <5.4 tons | KENMORE | HRCU-A-CB (Split System: Heat Pump with Remote Outdoor Unit-Air-Source) | (C,H,T)5H3V48*K*AAA* |  |  | EVD5X49M24A*+WALLCON | *80CTL1352422B* | 45500 | 21 | 8.1 | 52500 | 38000 | 72.38% | 1.95 | 0 | 11.5 |  |  |  |  | R-454B | 3.7917 | Residential & Commercial | USHP | Ducted CEE Tier 1
213062621 | Central HP <5.4 tons | ACIQ | HRCU-A-CB (Split System: Heat Pump with Remote Outdoor Unit-Air-Source) | HVH825GKA2* |  |  | EA*4X37L17A*+WALLCON | *97CMN0601714A* | 24000 | 16 | 8.1 | 21600 | 16900 | 78.24% | 1.98 | 11 | 10.5 |  |  |  |  | R-410A | 2 | Residential & Commercial | USHP | Ducted CEE Tier 1
213062732 | Central HP <5.4 tons | ACIQ | HRCU-A-CB (Split System: Heat Pump with Remote Outdoor Unit-Air-Source) | HVH825GKA2* |  |  | EA*4X37L17A*+WALLCON | *80CSU0601716A* | 24200 | 16.5 | 8.1 | 21400 | 16700 | 78.04% | 2 | 11.5 | 10.5 |  |  |  |  | R-410A | 2.0167 | Residential & Commercial | USHP | Ducted CEE Tier 1
213062757 | Central HP <5.4 tons | ACIQ | HRCU-A-CB (Split System: Heat Pump with Remote Outdoor Unit-Air-Source) | HVH825GKA2* |  |  | EA*4X37L17A*+WALLCON | *95CSU0601716A* | 24200 | 16.5 | 8.1 | 21400 | 16800 | 78.5% | 1.98 | 11 | 10.5 |  |  |  |  | R-410A | 2.0167 | Residential & Commercial | USHP | Ducted CEE Tier 1
213062771 | Central HP <5.4 tons | ACIQ | HRCU-A-CB (Split System: Heat Pump with Remote Outdoor Unit-Air-Source) | HVH825GKA2* |  |  | EHD4X36AAL+WALLCON | *95CSU0802120A* | 24000 | 16 | 8.1 | 21400 | 16600 | 77.57% | 1.98 | 11 | 10.5 |  |  |  |  | R-410A | 2 | Residential & Commercial | USHP | Ducted CEE Tier 1
213076795 | Central HP <5.4 tons | KEEPRITE | HRCU-A-CB (Split System: Heat Pump with Remote Outdoor Unit-Air-Source) | DLCURAH36ABK |  |  | EA*4X48L21A* | *80VTL1102122B* | 36200 | 16 | 8.5 | 38000 | 34800 | 91.58% | 2.04 | 0 | 10 |  |  |  |  | R-410A | 3.0167 | Residential & Commercial | USHP | Ducted CEE Tier 1
213076286 | Central HP <5.4 tons | KEEPRITE | HRCU-A-CB (Split System: Heat Pump with Remote Outdoor Unit-Air-Source) | DLCURAH36ABK |  |  | EA*4X43L21A* | *95MSU1002122A* | 36400 | 16.5 | 8.5 | 38000 | 34800 | 91.58% | 2.06 | 0 | 10 |  |  |  |  | R-410A | 3.0333 | Residential & Commercial | USHP | Ducted CEE Tier 1
213062780 | Central HP <5.4 tons | ACIQ | HRCU-A-CB (Split System: Heat Pump with Remote Outdoor Unit-Air-Source) | HVH837GKA** |  |  | EA*4X37L21A*+WALLCON | *80CSU0601716A* | 32800 | 17 | 8.5 | 33000 | 25200 | 76.36% | 1.96 | 12 | 11 |  |  |  |  | R-410A | 2.7333 | Residential & Commercial | USHP | Ducted CEE Tier 1
213062796 | Central HP <5.4 tons | ACIQ | HRCU-A-CB (Split System: Heat Pump with Remote Outdoor Unit-Air-Source) | HVH837GKA** |  |  | EHD4X42AAL+WALLCON | *80CSU0601716A* | 32400 | 16.5 | 8.1 | 33200 | 24800 | 74.7% | 1.94 | 11.5 | 11 |  |  |  |  | R-410A | 2.7 | Residential & Commercial | USHP | Ducted CEE Tier 1
213062805 | Central HP <5.4 tons | ACIQ | HRCU-A-CB (Split System: Heat Pump with Remote Outdoor Unit-Air-Source) | HVH837GKA** |  |  | EA*4X42L24A*+WALLCON | *95CSU1002122A* | 31800 | 17.5 | 8.1 | 33000 | 24400 | 73.94% | 1.9 | 11.5 | 11 |  |  |  |  | R-410A | 2.65 | Residential & Commercial | USHP | Ducted CEE Tier 1
216621511 | Central HP <5.4 tons | MITS AIR | HRCU-A-CB (Split System: Heat Pump with Remote Outdoor Unit-Air-Source) | MAMOX430-24HFN10-M3X |  |  | MAMVBC-24HWFN10-MB3E-D | 0 | 23000 | 18.3 | 10 | 24000 | 21600 | 90% | 1.87 | 0 | 11.7 |  |  |  |  | R-454B | 1.9167 | Residential & Commercial | USHP | Ducted CEE Tier 1
215936001 | Central HP <5.4 tons | KEEPRITE | HRCU-A-CB (Split System: Heat Pump with Remote Outdoor Unit-Air-Source) | C5H3V36*K*AAA* |  |  | EVD5X42M21A*+WALLCON | *80CTL0702120B* | 34400 | 21 | 8.5 | 38500 | 28200 | 73.25% | 2.04 | 0 | 11.7 |  |  |  |  | R-454B | 2.8667 | Residential & Commercial | USHP | Ducted CEE Tier 1
212988055 | Central HP <5.4 tons | KEEPRITE | HRCU-A-CB (Split System: Heat Pump with Remote Outdoor Unit-Air-Source) | DLCURAH30ABK |  |  | EA*4X42L21A* | *96MSN1002120A* | 30200 | 15.2 | 8.5 | 34000 | 27400 | 80.59% | 1.8 | 0 | 9 |  |  |  |  | R-410A | 2.5167 | Residential & Commercial | USHP
213078955 | Central HP <5.4 tons | DAY & NIGHT | HRCU-A-CB (Split System: Heat Pump with Remote Outdoor Unit-Air-Source) | DLCURAH36ABK |  |  | EA*4X36L17A* | *80MSU0401712A* | 34800 | 15.5 | 8.5 | 39000 | 35200 | 90.26% | 1.8 | 0 | 9.5 |  |  |  |  | R-410A | 2.9 | Residential & Commercial | USHP
216621517 | Central HP <5.4 tons | MITS AIR | HRCU-A-C (Split System: Heat Pump with Remote Outdoor Unit with No Indoor Fan --Air Source) | MAMOX430-18HFN10-M3X |  |  | MAMVBM-24B18T3N10 | 0 | 18000 | 16.1 | 9.5 | 19000 | 18000 | 94.74% | 2.06 | 0 | 11.7 |  |  |  |  | R-454B | 1.5 | Residential & Commercial | USHP | Ducted CEE Tier 1
216621510 | Central HP <5.4 tons | MITS AIR | HRCU-A-CB (Split System: Heat Pump with Remote Outdoor Unit-Air-Source) | MAMOX430-18HFN10-M3X |  |  | MAMVBC-18HWFN10-MB3E-D | 0 | 18000 | 19 | 9.7 | 19000 | 18000 | 94.74% | 2 | 0 | 12.5 |  |  |  |  | R-454B | 1.5 | Residential & Commercial | USHP | Ducted CEE Tier 1
215936050 | Central HP <5.4 tons | DAY & NIGHT | HRCU-A-CB (Split System: Heat Pump with Remote Outdoor Unit-Air-Source) | C5H3V36*K*AAA* |  |  | EVD5X42M21A*+WALLCON | *95CSU0802120B* | 34400 | 20.5 | 8.5 | 38500 | 28200 | 73.25% | 2.04 | 0 | 11.7 |  |  |  |  | R-454B | 2.8667 | Residential & Commercial | USHP | Ducted CEE Tier 1
214396237 | Central HP <5.4 tons | COLEMAN | HRCU-A-CB (Split System: Heat Pump with Remote Outdoor Unit-Air-Source) | HH824E2S11 |  |  | CTF36B5ADS1 | TM8E100B12MP11 | 23000 | 18 | 9.5 | 23000 | 18900 | 82.17% | 2 | 0 | 12 |  |  |  |  | R-454B | 1.9167 | Residential & Commercial | USHP | Ducted CEE Tier 1
216508746 | Central HP <5.4 tons | COLEMAN | HRCU-A-CB (Split System: Heat Pump with Remote Outdoor Unit-Air-Source) | HH836E2S11 |  |  | CTF30A5ADS1 | CPLC060A12MP13 | 32800 | 17 | 8.5 | 30600 | 25200 | 82.35% | 2 | 0 | 11 |  |  |  |  | R-454B | 2.7333 | Residential & Commercial | USHP | Ducted CEE Tier 1
214396538 | Central HP <5.4 tons | COLEMAN | HRCU-A-CB (Split System: Heat Pump with Remote Outdoor Unit-Air-Source) | HH836E2S11 |  |  | CTM48C5CFS1 | TPLC100C16MP13 | 33000 | 19 | 9 | 31200 | 25200 | 80.77% | 2 | 0 | 11 |  |  |  |  | R-454B | 2.75 | Residential & Commercial | USHP | Ducted CEE Tier 1
214396825 | Central HP <5.4 tons | COLEMAN | HRCU-A-CB (Split System: Heat Pump with Remote Outdoor Unit-Air-Source) | HH836E2S11 |  |  | CTM36B5CDS1 | TMLE100B12MP11 | 33200 | 18 | 8.5 | 31200 | 25000 | 80.13% | 2 | 0 | 11 |  |  |  |  | R-454B | 2.7667 | Residential & Commercial | USHP | Ducted CEE Tier 1
214396872 | Central HP <5.4 tons | COLEMAN | HRCU-A-CB (Split System: Heat Pump with Remote Outdoor Unit-Air-Source) | HH836E2S11 |  |  | CTM36C5CDS1 | TPLC080C16MP13 | 34000 | 18 | 8.5 | 32000 | 26200 | 81.88% | 2 | 0 | 11 |  |  |  |  | R-454B | 2.8333 | Residential & Commercial | USHP | Ducted CEE Tier 1
213483770 | Central HP <5.4 tons | MITS AIR | HRCU-A-C (Split System: Heat Pump with Remote Outdoor Unit with No Indoor Fan --Air Source) | MOD30U-30HFN1-MR0(X) |  |  | MVB-36B23T4N1 | 0 | 29000 | 15.2 | 8.5 | 31000 | 22600 | 72.9% | 1.8 | 0 | 10 |  |  |  |  | R-410A | 2.4167 | Residential & Commercial | USHP | Ducted CEE Tier 1
214397075 | Central HP <5.4 tons | COLEMAN | HRCU-A-CB (Split System: Heat Pump with Remote Outdoor Unit-Air-Source) | HH860E2S11 |  |  | CTM60D5CGS1 | TMLE130D20MP11 | 46000 | 17 | 9 | 47000 | 34800 | 74.04% | 2 | 0 | 11 |  |  |  |  | R-454B | 3.8333 | Residential & Commercial | USHP | Ducted CEE Tier 1
216733781 | Central HP <5.4 tons | KEEPRITE | HRCU-A-CB (Split System: Heat Pump with Remote Outdoor Unit-Air-Source) | D5CUHAH24AAK |  |  | EA*5X30M14A* | *96CTN0401410B* | 22000 | 15.2 | 8.1 | 21000 | 18900 | 90% | 1.85 | 0 | 10.5 |  |  |  |  | R-454B | 1.8333 | Residential & Commercial | USHP | Ducted CEE Tier 1
216732713 | Central HP <5.4 tons | KEEPRITE | HRCU-A-CB (Split System: Heat Pump with Remote Outdoor Unit-Air-Source) | D5CUHAH24AAK |  |  | EA*5X24M17A* | *80MS(N,L)0901714A* | 22000 | 16 | 8.5 | 21000 | 19100 | 90.95% | 1.98 | 0 | 10.5 |  |  |  |  | R-454B | 1.8333 | Residential & Commercial | USHP | Ducted CEE Tier 1
214397160 | Central HP <5.4 tons | COLEMAN | HRCU-A-CB (Split System: Heat Pump with Remote Outdoor Unit-Air-Source) | HH824E2S11 |  |  | CTF30B5ACS1 | CPLC080B12MP13 | 23000 | 17 | 9.5 | 23000 | 17900 | 77.83% | 2 | 0 | 12 |  |  |  |  | R-454B | 1.9167 | Residential & Commercial | USHP | Ducted CEE Tier 1
214395404 | Central HP <5.4 tons | COLEMAN | HRCU-A-CB (Split System: Heat Pump with Remote Outdoor Unit-Air-Source) | HH824E2S11 |  |  | JHC24B5AC2SS1 | 0 | 24000 | 19 | 9.5 | 24000 | 17000 | 70.83% | 2.1 | 0 | 12 |  |  |  |  | R-454B | 2 | Residential & Commercial | USHP | Ducted CEE Tier 1
214396956 | Central HP <5.4 tons | COLEMAN | HRCU-A-CB (Split System: Heat Pump with Remote Outdoor Unit-Air-Source) | HH836E2S11 |  |  | CTM48C5CFS1 | TM8E120C16MP11 | 33600 | 19 | 9 | 31400 | 25400 | 80.89% | 2 | 0 | 11 |  |  |  |  | R-454B | 2.8 | Residential & Commercial | USHP | Ducted CEE Tier 1
214594984 | Central HP <5.4 tons | COLEMAN | HRCU-A-CB (Split System: Heat Pump with Remote Outdoor Unit-Air-Source) | HH836E2S11 |  |  | CTF36C5CDS1 | Z8ES120C20SMPS1 | 34400 | 18 | 8.5 | 32000 | 26200 | 81.88% | 2 | 0 | 11 |  |  |  |  | R-454B | 2.8667 | Residential & Commercial | USHP | Ducted CEE Tier 1
214595034 | Central HP <5.4 tons | COLEMAN | HRCU-A-CB (Split System: Heat Pump with Remote Outdoor Unit-Air-Source) | HH836E2S11 |  |  | CTF48C5CFS1 | Z8ES080C16SMPS1 | 34400 | 19 | 9 | 32200 | 25400 | 78.88% | 2 | 0 | 11 |  |  |  |  | R-454B | 2.8667 | Residential & Commercial | USHP | Ducted CEE Tier 1
214397291 | Central HP <5.4 tons | COLEMAN | HRCU-A-CB (Split System: Heat Pump with Remote Outdoor Unit-Air-Source) | HH836E2S11 |  |  | CTF36B5CDS1+JME12B2SN1 | 0 | 33400 | 19 | 9 | 30400 | 24800 | 81.58% | 2 | 0 | 12 |  |  |  |  | R-454B | 2.7833 | Residential & Commercial | USHP | Ducted CEE Tier 1
214396220 | Central HP <5.4 tons | COLEMAN | HRCU-A-CB (Split System: Heat Pump with Remote Outdoor Unit-Air-Source) | HH824E2S11 |  |  | CTF36B5ADS1 | TM8V080B12MP12 | 23000 | 18 | 9 | 23000 | 18500 | 80.43% | 2 | 0 | 12 |  |  |  |  | R-454B | 1.9167 | Residential & Commercial | USHP | Ducted CEE Tier 1
211257310 | Central HP <5.4 tons | MITS AIR | HRCU-A-CB (Split System: Heat Pump with Remote Outdoor Unit-Air-Source) | MOE30U-55HFN1-M |  |  | MVC-60HWFN1-M | 0 | 55000 | 15.3 | 9.4 | 59000 | 48500 | 82.2% | 1.91 | 9 | 8.8 |  |  |  |  | R-410A | 4.5833 | Residential & Commercial | USHP
210607412 | Central HP <5.4 tons | GOODMAN | HRCU-A-CB (Split System: Heat Pump with Remote Outdoor Unit-Air-Source) | GSZV903610A* |  |  | CA*F3743*6D*+MBVC1601**-1A*+TX | 0 | 34200 | 19 | 8.2 | 34200 | 24400 | 71.35% | 1.85 | 0 | 12 |  |  |  |  | R-410A | 2.85 | Residential & Commercial | USHP | Ducted CEE Tier 1
214229240 | Central HP <5.4 tons | KEEPRITE | HRCU-A-CB (Split System: Heat Pump with Remote Outdoor Unit-Air-Source) | DLCURAH30ABK |  |  | EA*4X37L17A* | *80MSU0601716A* | 30400 | 15.2 | 8.5 | 33400 | 26800 | 80.24% | 1.82 | 0 | 9 |  |  |  |  | R-410A | 2.5333 | Residential & Commercial | USHP
211244986 | Central HP <5.4 tons | KEEPRITE | HRCU-A-CB (Split System: Heat Pump with Remote Outdoor Unit-Air-Source) | DLCURAH24ABK |  |  | EN(A,D,W)4X36L17** | *80ESU0401712A* | 24000 | 17 | 8.1 | 26000 | 23200 | 89.23% | 1.94 | 0 | 10.5 |  |  |  |  | R-410A | 2 | Residential & Commercial | USHP | Ducted CEE Tier 1
213079647 | Central HP <5.4 tons | KEEPRITE | HRCU-A-CB (Split System: Heat Pump with Remote Outdoor Unit-Air-Source) | DLCURAH36ABK |  |  | EA*4X36L21A* | *92MSN0802120A* | 35000 | 16.5 | 8.1 | 38500 | 35200 | 91.43% | 1.82 | 0 | 9.5 |  |  |  |  | R-410A | 2.9167 | Residential & Commercial | USHP
213079561 | Central HP <5.4 tons | DAY & NIGHT | HRCU-A-CB (Split System: Heat Pump with Remote Outdoor Unit-Air-Source) | DLCURAH36ABK |  |  | EA*4X42L21A* | *92MSN0801716A* | 35400 | 16 | 8.1 | 38500 | 35000 | 90.91% | 1.88 | 0 | 10 |  |  |  |  | R-410A | 2.95 | Residential & Commercial | USHP | Ducted CEE Tier 1
213079645 | Central HP <5.4 tons | DAY & NIGHT | HRCU-A-CB (Split System: Heat Pump with Remote Outdoor Unit-Air-Source) | DLCURAH36ABK |  |  | EA*4X36L21A* | *92MSN0802120A* | 35000 | 16.5 | 8.1 | 38500 | 35200 | 91.43% | 1.82 | 0 | 9.5 |  |  |  |  | R-410A | 2.9167 | Residential & Commercial | USHP
213079675 | Central HP <5.4 tons | DAY & NIGHT | HRCU-A-CB (Split System: Heat Pump with Remote Outdoor Unit-Air-Source) | DLCURAH36ABK |  |  | EA*4X42L24A* | *92MSN0802120A* | 35200 | 16.5 | 8.1 | 38500 | 35000 | 90.91% | 1.88 | 0 | 10 |  |  |  |  | R-410A | 2.9333 | Residential & Commercial | USHP | Ducted CEE Tier 1
216891377 | Central HP <5.4 tons | RHEEM | HRCU-A-CB (Split System: Heat Pump with Remote Outdoor Unit-Air-Source) | RD18AY36AJVC |  |  | RCFY3621MTANM | R98MV0855A21UP | 32600 | 19 | 10 | 32600 | 27800 | 85.28% | 2.1 | 0 | 12 |  |  |  |  | R-454B | 2.7167 | Residential & Commercial | USHP | Ducted CEE Tier 1
216891394 | Central HP <5.4 tons | RHEEM | HRCU-A-CB (Split System: Heat Pump with Remote Outdoor Unit-Air-Source) | RD18AY36AJVC |  |  | RCFY3621MTANM | R801V1005A21DZ | 32800 | 19 | 10 | 32800 | 27600 | 84.15% | 2.1 | 0 | 12 |  |  |  |  | R-454B | 2.7333 | Residential & Commercial | USHP | Ducted CEE Tier 1
216891395 | Central HP <5.4 tons | RHEEM | HRCU-A-CB (Split System: Heat Pump with Remote Outdoor Unit-Air-Source) | RD18AY36AJVC |  |  | RCFY3621MTANM | R97MV0703A17DH | 32200 | 18 | 10 | 32200 | 28000 | 86.96% | 2.1 | 0 | 12 |  |  |  |  | R-454B | 2.6833 | Residential & Commercial | USHP | Ducted CEE Tier 1
216891512 | Central HP <5.4 tons | RHEEM | HRCU-A-CB (Split System: Heat Pump with Remote Outdoor Unit-Air-Source) | RD18AY36AJVC |  |  | RCFY3621STANM | R801V0754A17UH | 31600 | 19 | 8.5 | 31600 | 27600 | 87.34% | 1.9 | 0 | 12 |  |  |  |  | R-454B | 2.6333 | Residential & Commercial | USHP | Ducted CEE Tier 1
216891526 | Central HP <5.4 tons | RHEEM | HRCU-A-CB (Split System: Heat Pump with Remote Outdoor Unit-Air-Source) | RD18AY36AJVC |  |  | RCFY3617STANM | R801V0503A14UH | 31400 | 18 | 8.5 | 31400 | 27800 | 88.54% | 1.9 | 0 | 12 |  |  |  |  | R-454B | 2.6167 | Residential & Commercial | USHP | Ducted CEE Tier 1
216819973 | Central HP <5.4 tons | RHEEM | HRCU-A-CB (Split System: Heat Pump with Remote Outdoor Unit-Air-Source) | RD18AY48AJVC |  |  | RCFY4821STANM | R801V1005A21UHU | 41000 | 18 | 8.1 | 41000 | 37600 | 91.71% | 2.1 | 0 | 10 |  |  |  |  | R-454B | 3.4167 | Residential & Commercial | USHP | Ducted CEE Tier 1
211911386 | Central HP <5.4 tons | MITS AIR | HRCU-A-C (Split System: Heat Pump with Remote Outdoor Unit with No Indoor Fan --Air Source) | MOE31U-36HFN1-M |  |  | MAC-36HWFN1-M | 0 | 35000 | 15.2 | 10 | 39000 | 32000 | 82.05% | 2 | 10.2 | 10 |  |  |  |  | R-410A | 2.9167 | Residential & Commercial | USHP | Ducted CEE Tier 1
216621514 | Central HP <5.4 tons | MITS AIR | HRCU-A-CB (Split System: Heat Pump with Remote Outdoor Unit-Air-Source) | MAMOX630-48HFN10-M3X |  |  | MAMVBC-48HWFN10-MD3E-D | 0 | 48000 | 16.5 | 9.5 | 50000 | 46000 | 92% | 1.9 | 0 | 10.5 |  |  |  |  | R-454B | 4 | Residential & Commercial | USHP | Ducted CEE Tier 1
216820556 | Central HP <5.4 tons | RHEEM | HRCU-A-CB (Split System: Heat Pump with Remote Outdoor Unit-Air-Source) | RD18AY60AJVC |  |  | RCFY6021STAAM | R921V1005A21M4 | 48500 | 16 | 8.1 | 48500 | 39500 | 81.44% | 2 | 0 | 10 |  |  |  |  | R-454B | 4.0417 | Residential & Commercial | USHP | Ducted CEE Tier 1
213778763 | Central HP <5.4 tons | KENMORE | HRCU-A-CB (Split System: Heat Pump with Remote Outdoor Unit-Air-Source) | (C,H,T)VH837GKA** |  |  | EA*4X36L17A*+WALLCON | *80CTL0901716B* | 31200 | 16.5 | 8.1 | 33200 | 24200 | 72.89% | 1.84 | 0 | 10.5 |  |  |  |  | R-410A | 2.6 | Residential & Commercial | USHP | Ducted CEE Tier 1
213779063 | Central HP <5.4 tons | KENMORE | HRCU-A-CB (Split System: Heat Pump with Remote Outdoor Unit-Air-Source) | (C,H,T)VH837GKA** |  |  | EA*4X42L21A*+WALLCON | *80CTL0451712B* | 31600 | 16.5 | 8.1 | 33400 | 24800 | 74.25% | 1.84 | 0 | 10.5 |  |  |  |  | R-410A | 2.6333 | Residential & Commercial | USHP | Ducted CEE Tier 1
213079329 | Central HP <5.4 tons | KEEPRITE | HRCU-A-CB (Split System: Heat Pump with Remote Outdoor Unit-Air-Source) | DLCURAH36ABK |  |  | EN(A,D)4X48L24** | *80MSU0802120A* | 35800 | 17 | 8.1 | 38000 | 34800 | 91.58% | 2.04 | 0 | 10.5 |  |  |  |  | R-410A | 2.9833 | Residential & Commercial | USHP | Ducted CEE Tier 1
213078743 | Central HP <5.4 tons | KEEPRITE | HRCU-A-CB (Split System: Heat Pump with Remote Outdoor Unit-Air-Source) | DLCURAH36ABK |  |  | EA*4X42L24A* | *80MS(N,L)1102420A* | 35600 | 16.5 | 8.1 | 38500 | 35000 | 90.91% | 1.9 | 0 | 10 |  |  |  |  | R-410A | 2.9667 | Residential & Commercial | USHP | Ducted CEE Tier 1
213779213 | Central HP <5.4 tons | KENMORE | HRCU-A-CB (Split System: Heat Pump with Remote Outdoor Unit-Air-Source) | (C,H,T)VH837GKA** |  |  | EA*4X42L24A*+WALLCON | *97CMN1002122B* | 31800 | 17 | 8.1 | 33000 | 24200 | 73.33% | 1.88 | 0 | 11 |  |  |  |  | R-410A | 2.65 | Residential & Commercial | USHP | Ducted CEE Tier 1
213779483 | Central HP <5.4 tons | KENMORE | HRCU-A-CB (Split System: Heat Pump with Remote Outdoor Unit-Air-Source) | (C,H,T)VH837GKA** |  |  | EA*4X48L21A*+WALLCON | *96CTN1002122B* | 32400 | 17 | 8.1 | 32600 | 24800 | 76.07% | 1.98 | 0 | 11 |  |  |  |  | R-410A | 2.7 | Residential & Commercial | USHP | Ducted CEE Tier 1
213078275 | Central HP <5.4 tons | KEEPRITE | HRCU-A-CB (Split System: Heat Pump with Remote Outdoor Unit-Air-Source) | DLCURAH36ABK |  |  | EA*4X36L21A* | *80MS(N,L)0901714A* | 35200 | 16 | 8.1 | 38500 | 35200 | 91.43% | 1.84 | 0 | 9.5 |  |  |  |  | R-410A | 2.9333 | Residential & Commercial | USHP
216820235 | Central HP <5.4 tons | RHEEM | HRCU-A-CB (Split System: Heat Pump with Remote Outdoor Unit-Air-Source) | RD18AY60AJVC |  |  | RCFY6024STANM | R802V1005A21UH | 51000 | 17 | 10 | 51000 | 38000 | 74.51% | 2 | 0 | 11 |  |  |  |  | R-454B | 4.25 | Residential & Commercial | USHP | Ducted CEE Tier 1
216820269 | Central HP <5.4 tons | RHEEM | HRCU-A-CB (Split System: Heat Pump with Remote Outdoor Unit-Air-Source) | RD18AY60AJVC |  |  | RCFY6024STANM | R801V1005A21UHN | 51000 | 17 | 10 | 51000 | 38000 | 74.51% | 2 | 0 | 11 |  |  |  |  | R-454B | 4.25 | Residential & Commercial | USHP | Ducted CEE Tier 1
216820326 | Central HP <5.4 tons | RHEEM | HRCU-A-CB (Split System: Heat Pump with Remote Outdoor Unit-Air-Source) | RD18AY60AJVC |  |  | RCFY6024STANM | R921V1005A21M4 | 50500 | 17 | 10 | 50500 | 38500 | 76.24% | 2 | 0 | 10 |  |  |  |  | R-454B | 4.2083 | Residential & Commercial | USHP | Ducted CEE Tier 1
216820478 | Central HP <5.4 tons | RHEEM | HRCU-A-CB (Split System: Heat Pump with Remote Outdoor Unit-Air-Source) | RD18AY60AJVC |  |  | RCFY6021STAAM | R801V1005A21UHU | 48500 | 17 | 8.1 | 48500 | 39000 | 80.41% | 2 | 0 | 10 |  |  |  |  | R-454B | 4.0417 | Residential & Commercial | USHP | Ducted CEE Tier 1
216820480 | Central HP <5.4 tons | RHEEM | HRCU-A-CB (Split System: Heat Pump with Remote Outdoor Unit-Air-Source) | RD18AY60AJVC |  |  | RCFY6021STAAM | R951V0705A21UHU | 48500 | 17 | 8.1 | 48500 | 39000 | 80.41% | 2 | 0 | 10 |  |  |  |  | R-454B | 4.0417 | Residential & Commercial | USHP | Ducted CEE Tier 1
214398352 | Central HP <5.4 tons | COLEMAN | HRCU-A-CB (Split System: Heat Pump with Remote Outdoor Unit-Air-Source) | HH824E2S11 |  |  | CTF30A5ADS1 | TL8E060A12UH11 | 23000 | 18 | 9.5 | 23000 | 18700 | 81.3% | 2 | 0 | 12 |  |  |  |  | R-454B | 1.9167 | Residential & Commercial | USHP | Ducted CEE Tier 1
213077975 | Central HP <5.4 tons | KEEPRITE | HRCU-A-CB (Split System: Heat Pump with Remote Outdoor Unit-Air-Source) | DLCURAH36ABK |  |  | EA*4X43L21A* | *80MS(N,L)0701712A* | 36200 | 16 | 8.5 | 38000 | 34800 | 91.58% | 2.04 | 0 | 10 |  |  |  |  | R-410A | 3.0167 | Residential & Commercial | USHP | Ducted CEE Tier 1
211227657 | Central HP <5.4 tons | KEEPRITE | HRCU-A-CB (Split System: Heat Pump with Remote Outdoor Unit-Air-Source) | DLCURAH36ABK |  |  | EA*4X42L21A* | *95ESU1002120A* | 35800 | 16 | 8.1 | 38500 | 35000 | 90.91% | 1.9 | 0 | 10 |  |  |  |  | R-410A | 2.9833 | Residential & Commercial | USHP | Ducted CEE Tier 1
211227337 | Central HP <5.4 tons | KEEPRITE | HRCU-A-CB (Split System: Heat Pump with Remote Outdoor Unit-Air-Source) | DLCURAH36ABK |  |  | EA*4X42L21A* | *80ES(N,L)0901714A* | 36000 | 15.5 | 8.1 | 39500 | 35200 | 89.11% | 1.9 | 0 | 10 |  |  |  |  | R-410A | 3 | Residential & Commercial | USHP | Ducted CEE Tier 1
213062807 | Central HP <5.4 tons | ACIQ | HRCU-A-CB (Split System: Heat Pump with Remote Outdoor Unit-Air-Source) | HVH837GKA** |  |  | EA*4X43L21A*+WALLCON | *95CSU1002122A* | 33000 | 17.5 | 8.5 | 32800 | 25000 | 76.22% | 2 | 12 | 11.5 |  |  |  |  | R-410A | 2.75 | Residential & Commercial | USHP | Ducted CEE Tier 1
213076559 | Central HP <5.4 tons | KEEPRITE | HRCU-A-CB (Split System: Heat Pump with Remote Outdoor Unit-Air-Source) | DLCURAH36ABK |  |  | END4X42L17** | *80VTL0701716B* | 35400 | 16 | 8.1 | 38500 | 35000 | 90.91% | 1.94 | 0 | 10 |  |  |  |  | R-410A | 2.95 | Residential & Commercial | USHP | Ducted CEE Tier 1
211911383 | Central HP <5.4 tons | MITS AIR | HRCU-A-C (Split System: Heat Pump with Remote Outdoor Unit with No Indoor Fan --Air Source) | MOE31U-36HFN1-M |  |  | MAC-36HWDN1-MN0 | 0 | 35000 | 15.2 | 10 | 39000 | 32000 | 82.05% | 2 | 10.2 | 10 |  |  |  |  | R-410A | 2.9167 | Residential & Commercial | USHP | Ducted CEE Tier 1
210609967 | Central HP <5.4 tons | GOODMAN | HRCU-A-CB (Split System: Heat Pump with Remote Outdoor Unit-Air-Source) | GSZV903610A* |  |  | AMVE48DP1400A* | 0 | 33600 | 19 | 8.2 | 33600 | 24400 | 72.62% | 1.8 | 0 | 12 |  |  |  |  | R-410A | 2.8 | Residential & Commercial | USHP | Ducted CEE Tier 1
216621525 | Central HP <5.4 tons | MITS AIR | HRCU-A-C (Split System: Heat Pump with Remote Outdoor Unit with No Indoor Fan --Air Source) | MAMOE30-60HFN10-M3X |  |  | MAMVBM-60C28T6N10 | 0 | 52000 | 16 | 8.5 | 56000 | 45000 | 80.36% | 1.8 | 0 | 10 |  |  |  |  | R-454B | 4.3333 | Residential & Commercial | USHP | Ducted CEE Tier 1
213078683 | Central HP <5.4 tons | KEEPRITE | HRCU-A-CB (Split System: Heat Pump with Remote Outdoor Unit-Air-Source) | DLCURAH36ABK |  |  | EA*4X48L24A* | *80MS(N,L)1102120A* | 36200 | 16.5 | 8.5 | 38000 | 34800 | 91.58% | 2.06 | 0 | 10 |  |  |  |  | R-410A | 3.0167 | Residential & Commercial | USHP | Ducted CEE Tier 1
213078815 | Central HP <5.4 tons | KEEPRITE | HRCU-A-CB (Split System: Heat Pump with Remote Outdoor Unit-Air-Source) | DLCURAH36ABK |  |  | EN(A,D)4X48L24** | *80MS(N,L)1552420A* | 36200 | 16.5 | 8.1 | 38500 | 35000 | 90.91% | 2.02 | 0 | 10.5 |  |  |  |  | R-410A | 3.0167 | Residential & Commercial | USHP | Ducted CEE Tier 1
216891634 | Central HP <5.4 tons | RHEEM | HRCU-A-CB (Split System: Heat Pump with Remote Outdoor Unit-Air-Source) | RD18AY36AJVC |  |  | RCFY3621STANM | R801V0704A17UH | 31400 | 18 | 8.5 | 31400 | 27800 | 88.54% | 1.9 | 0 | 12 |  |  |  |  | R-454B | 2.6167 | Residential & Commercial | USHP | Ducted CEE Tier 1
216891637 | Central HP <5.4 tons | RHEEM | HRCU-A-CB (Split System: Heat Pump with Remote Outdoor Unit-Air-Source) | RD18AY36AJVC |  |  | RCFY3621STANM | R801V1005A21UHS | 31600 | 19 | 8.5 | 31600 | 27600 | 87.34% | 2 | 0 | 12 |  |  |  |  | R-454B | 2.6333 | Residential & Commercial | USHP | Ducted CEE Tier 1
216891670 | Central HP <5.4 tons | RHEEM | HRCU-A-CB (Split System: Heat Pump with Remote Outdoor Unit-Air-Source) | RD18AY36AJVC |  |  | RCFY3621STANM | R962V0705A21M4 | 31400 | 18 | 8.5 | 31400 | 27600 | 87.9% | 1.9 | 0 | 12 |  |  |  |  | R-454B | 2.6167 | Residential & Commercial | USHP | Ducted CEE Tier 1
216891686 | Central HP <5.4 tons | RHEEM | HRCU-A-CB (Split System: Heat Pump with Remote Outdoor Unit-Air-Source) | RD18AY36AJVC |  |  | RCFY3617STANM | R98MV0603A17UP | 31200 | 18 | 8.5 | 31200 | 27800 | 89.1% | 1.9 | 0 | 12 |  |  |  |  | R-454B | 2.6 | Residential & Commercial | USHP | Ducted CEE Tier 1
216891751 | Central HP <5.4 tons | RHEEM | HRCU-A-CB (Split System: Heat Pump with Remote Outdoor Unit-Air-Source) | RD18AY36AJVC |  |  | RCFY3624MTANM | R801V1005A21UHS | 32600 | 19 | 10 | 32600 | 27800 | 85.28% | 2.1 | 0 | 12 |  |  |  |  | R-454B | 2.7167 | Residential & Commercial | USHP | Ducted CEE Tier 1
216621513 | Central HP <5.4 tons | MITS AIR | HRCU-A-CB (Split System: Heat Pump with Remote Outdoor Unit-Air-Source) | MAMOX630-36HFN10-M3X |  |  | MAMVBC-36HWFN10-MC3E-D | 0 | 36000 | 17.4 | 10.3 | 37000 | 39000 | 105.4% | 1.9 | 0 | 11.7 |  |  |  |  | R-454B | 3 | Residential & Commercial | USHP | Ducted CEE Tier 1
215939644 | Central HP <5.4 tons | CARRIER | HRCU-A-CB (Split System: Heat Pump with Remote Outdoor Unit-Air-Source) | 27VNA336A*030* |  |  | CAA**4221AM*+UI | 59TN6C080C21**20 | 32600 | 19.5 | 9.5 | 34800 | 26800 | 77.01% | 2.02 | 0 | 11.7 |  |  |  |  | R-454B | 2.7167 | Residential & Commercial | USHP | Ducted CEE Tier 1
215940094 | Central HP <5.4 tons | CARRIER | HRCU-A-CB (Split System: Heat Pump with Remote Outdoor Unit-Air-Source) | 27VNA336A*030* |  |  | CSAH*4812AM*+UI | 59TN6C080C21**20 | 33800 | 19.5 | 9 | 34800 | 26600 | 76.44% | 1.94 | 0 | 11.5 |  |  |  |  | R-454B | 2.8167 | Residential & Commercial | USHP | Ducted CEE Tier 1
215940144 | Central HP <5.4 tons | CARRIER | HRCU-A-CB (Split System: Heat Pump with Remote Outdoor Unit-Air-Source) | 27VNA336A*030* |  |  | CSAH*4812AM*+UI | 59TN7A080C21**20 | 33800 | 19.5 | 9 | 34800 | 26600 | 76.44% | 1.94 | 0 | 11.5 |  |  |  |  | R-454B | 2.8167 | Residential & Commercial | USHP | Ducted CEE Tier 1
215940294 | Central HP <5.4 tons | CARRIER | HRCU-A-CB (Split System: Heat Pump with Remote Outdoor Unit-Air-Source) | 27VNA336A*030* |  |  | CVAMA4421XMA*+UI | 59TN7A080C17**16 | 35400 | 21 | 8.5 | 38500 | 29000 | 75.32% | 2.02 | 0 | 12 |  |  |  |  | R-454B | 2.95 | Residential & Commercial | USHP | Ducted CEE Tier 1
212609350 | Central HP <5.4 tons | RHEEM | HRCU-A-CB (Split System: Heat Pump with Remote Outdoor Unit-Air-Source) | RP18AZ36AJVC |  |  | RCFZ6021SEAAM | R802V0755A21DZ | 34200 | 18 | 8.5 | 34200 | 43000 | 125.7% | 2.2 | 0 | 12.5 |  |  |  |  | R-410A | 2.85 | Residential & Commercial | USHP | Ducted CEE Tier 1
212609367 | Central HP <5.4 tons | RHEEM | HRCU-A-CB (Split System: Heat Pump with Remote Outdoor Unit-Air-Source) | RP18AZ36AJVC |  |  | RCFZ6021SEAAM | R802V0504A17UHS | 34200 | 19 | 8.5 | 34200 | 43500 | 127.2% | 2.2 | 0 | 12.5 |  |  |  |  | R-410A | 2.85 | Residential & Commercial | USHP | Ducted CEE Tier 1
216820510 | Central HP <5.4 tons | RHEEM | HRCU-A-CB (Split System: Heat Pump with Remote Outdoor Unit-Air-Source) | RD18AY60AJVC |  |  | RCFY6021STAAM | R951V1005A21UH | 48500 | 16 | 8.1 | 48500 | 39000 | 80.41% | 2 | 0 | 10 |  |  |  |  | R-454B | 4.0417 | Residential & Commercial | USHP | Ducted CEE Tier 1
216820635 | Central HP <5.4 tons | RHEEM | HRCU-A-CB (Split System: Heat Pump with Remote Outdoor Unit-Air-Source) | RD18AY60AJVC |  |  | RCFY6021STAAM | R802V0755A21DZ | 49000 | 17 | 8.1 | 49000 | 39000 | 79.59% | 2 | 0 | 10 |  |  |  |  | R-454B | 4.0833 | Residential & Commercial | USHP | Ducted CEE Tier 1
216819926 | Central HP <5.4 tons | RHEEM | HRCU-A-CB (Split System: Heat Pump with Remote Outdoor Unit-Air-Source) | RD18AY48AJVC |  |  | RCFY4821STANM | R98MV0855A21UP | 41000 | 17 | 8.1 | 41000 | 37800 | 92.2% | 2.1 | 0 | 10 |  |  |  |  | R-454B | 3.4167 | Residential & Commercial | USHP | Ducted CEE Tier 1
216819978 | Central HP <5.4 tons | RHEEM | HRCU-A-CB (Split System: Heat Pump with Remote Outdoor Unit-Air-Source) | RD18AY48AJVC |  |  | RCFY4821STANM | R801V1005A21UHS | 41000 | 18 | 8.1 | 41000 | 37600 | 91.71% | 2.1 | 0 | 10 |  |  |  |  | R-454B | 3.4167 | Residential & Commercial | USHP | Ducted CEE Tier 1
211229986 | Central HP <5.4 tons | KEEPRITE | HRCU-A-CB (Split System: Heat Pump with Remote Outdoor Unit-Air-Source) | DLCURAH36ABK |  |  | EN(A,D,W)4X48L21** | *80VSL0451716A* | 35800 | 15.5 | 8.1 | 38500 | 35000 | 90.91% | 2 | 0 | 10 |  |  |  |  | R-410A | 2.9833 | Residential & Commercial | USHP | Ducted CEE Tier 1
216891303 | Central HP <5.4 tons | RHEEM | HRCU-A-CB (Split System: Heat Pump with Remote Outdoor Unit-Air-Source) | RD18AY36AJVC |  |  | RCFY3621MTANM | R801V1005A21UHU | 32600 | 19 | 10 | 32600 | 27800 | 85.28% | 2.1 | 0 | 12 |  |  |  |  | R-454B | 2.7167 | Residential & Commercial | USHP | Ducted CEE Tier 1
216891383 | Central HP <5.4 tons | RHEEM | HRCU-A-CB (Split System: Heat Pump with Remote Outdoor Unit-Air-Source) | RD18AY36AJVC |  |  | RCFY3621MTANM | R802V1004A17UH | 32600 | 19 | 10 | 32600 | 27800 | 85.28% | 2.1 | 0 | 12 |  |  |  |  | R-454B | 2.7167 | Residential & Commercial | USHP | Ducted CEE Tier 1
211229617 | Central HP <5.4 tons | KEEPRITE | HRCU-A-CB (Split System: Heat Pump with Remote Outdoor Unit-Air-Source) | DLCURAH36ABK |  |  | EA*4X48L24A* | *96VTN1002122A* | 36000 | 16.5 | 8.5 | 37800 | 34600 | 91.53% | 2.06 | 0 | 10 |  |  |  |  | R-410A | 3 | Residential & Commercial | USHP | Ducted CEE Tier 1
211228768 | Central HP <5.4 tons | KEEPRITE | HRCU-A-CB (Split System: Heat Pump with Remote Outdoor Unit-Air-Source) | DLCURAH36ABK |  |  | EA*4X48L21A* | *80ES(N,L)0702116A* | 35600 | 16.5 | 8.5 | 37800 | 34600 | 91.53% | 2.04 | 0 | 10 |  |  |  |  | R-410A | 2.9667 | Residential & Commercial | USHP | Ducted CEE Tier 1
211228816 | Central HP <5.4 tons | KEEPRITE | HRCU-A-CB (Split System: Heat Pump with Remote Outdoor Unit-Air-Source) | DLCURAH36ABK |  |  | EA*4X48L21A* | *80ES(N,L)1102120A* | 35800 | 16.5 | 8.5 | 38500 | 34600 | 89.87% | 2.04 | 0 | 10 |  |  |  |  | R-410A | 2.9833 | Residential & Commercial | USHP | Ducted CEE Tier 1
213076513 | Central HP <5.4 tons | DAY & NIGHT | HRCU-A-CB (Split System: Heat Pump with Remote Outdoor Unit-Air-Source) | DLCURAH36ABK |  |  | EA*4X42L21A* | *80VTL0701716B* | 35000 | 16 | 8.1 | 38500 | 35000 | 90.91% | 1.86 | 0 | 9.5 |  |  |  |  | R-410A | 2.9167 | Residential & Commercial | USHP
211228382 | Central HP <5.4 tons | KEEPRITE | HRCU-A-CB (Split System: Heat Pump with Remote Outdoor Unit-Air-Source) | DLCURAH36ABK |  |  | EA*4X43L21A* | *80VTL0701716A* | 36200 | 16 | 8.5 | 38500 | 34800 | 90.39% | 2.08 | 0 | 10 |  |  |  |  | R-410A | 3.0167 | Residential & Commercial | USHP | Ducted CEE Tier 1
211228116 | Central HP <5.4 tons | KEEPRITE | HRCU-A-CB (Split System: Heat Pump with Remote Outdoor Unit-Air-Source) | DLCURAH36ABK |  |  | EA*4X42L24A* | *96VTN0802120A* | 35000 | 16 | 8.1 | 38500 | 35000 | 90.91% | 1.86 | 0 | 9.5 |  |  |  |  | R-410A | 2.9167 | Residential & Commercial | USHP
211230656 | Central HP <5.4 tons | KEEPRITE | HRCU-A-CB (Split System: Heat Pump with Remote Outdoor Unit-Air-Source) | DLCURAH36ABK |  |  | EN(A,D)4X48L24** | *95ESN1002120A* | 36800 | 16 | 8.1 | 39500 | 35000 | 88.61% | 2.06 | 0 | 10.5 |  |  |  |  | R-410A | 3.0667 | Residential & Commercial | USHP | Ducted CEE Tier 1
216891508 | Central HP <5.4 tons | RHEEM | HRCU-A-CB (Split System: Heat Pump with Remote Outdoor Unit-Air-Source) | RD18AY36AJVC |  |  | RCFY3621STANM | R98MV1005A21UP | 31400 | 19 | 8.5 | 31400 | 27800 | 88.54% | 1.9 | 0 | 12 |  |  |  |  | R-454B | 2.6167 | Residential & Commercial | USHP | Ducted CEE Tier 1
216891756 | Central HP <5.4 tons | RHEEM | HRCU-A-CB (Split System: Heat Pump with Remote Outdoor Unit-Air-Source) | RD18AY36AJVC |  |  | RCFY3624MTANM | R802V1255A24DZ | 32800 | 19 | 10 | 32800 | 27800 | 84.76% | 2.1 | 0 | 12 |  |  |  |  | R-454B | 2.7333 | Residential & Commercial | USHP | Ducted CEE Tier 1
216891774 | Central HP <5.4 tons | RHEEM | HRCU-A-CB (Split System: Heat Pump with Remote Outdoor Unit-Air-Source) | RD18AY36AJVC |  |  | RCFY3624MTANM | R801V1505A24UH | 32600 | 19 | 10 | 32600 | 27800 | 85.28% | 2.1 | 0 | 12 |  |  |  |  | R-454B | 2.7167 | Residential & Commercial | USHP | Ducted CEE Tier 1
213076427 | Central HP <5.4 tons | KEEPRITE | HRCU-A-CB (Split System: Heat Pump with Remote Outdoor Unit-Air-Source) | DLCURAH36ABK |  |  | EA*4X37L17A* | *80VTL0451412B* | 36000 | 15.5 | 8.5 | 38500 | 35000 | 90.91% | 2 | 0 | 10 |  |  |  |  | R-410A | 3 | Residential & Commercial | USHP | Ducted CEE Tier 1
213076250 | Central HP <5.4 tons | KEEPRITE | HRCU-A-CB (Split System: Heat Pump with Remote Outdoor Unit-Air-Source) | DLCURAH36ABK |  |  | EA*4X36L21A* | *95MSU1002122A* | 35400 | 16 | 8.1 | 38500 | 35200 | 91.43% | 1.84 | 0 | 10 |  |  |  |  | R-410A | 2.95 | Residential & Commercial | USHP | Ducted CEE Tier 1
211226866 | Central HP <5.4 tons | DAY & NIGHT | HRCU-A-CB (Split System: Heat Pump with Remote Outdoor Unit-Air-Source) | DLCURAH36ABK |  |  | EA*4X37L21A* | *80VSL0451716A* | 36200 | 15.5 | 8.5 | 38500 | 34800 | 90.39% | 2.06 | 0 | 10 |  |  |  |  | R-410A | 3.0167 | Residential & Commercial | USHP | Ducted CEE Tier 1
216891259 | Central HP <5.4 tons | RHEEM | HRCU-A-CB (Split System: Heat Pump with Remote Outdoor Unit-Air-Source) | RD18AY36AJVC |  |  | RCFY3621MTANM | R962V0705A21M4 | 32400 | 18 | 10 | 32400 | 28000 | 86.42% | 2.1 | 0 | 12 |  |  |  |  | R-454B | 2.7 | Residential & Commercial | USHP | Ducted CEE Tier 1
213078359 | Central HP <5.4 tons | KEEPRITE | HRCU-A-CB (Split System: Heat Pump with Remote Outdoor Unit-Air-Source) | DLCURAH36ABK |  |  | END4X42L17** | *80MS(N,L)0901714A* | 35600 | 16 | 8.1 | 38500 | 35000 | 90.91% | 1.94 | 0 | 10 |  |  |  |  | R-410A | 2.9667 | Residential & Commercial | USHP | Ducted CEE Tier 1
212978738 | Central HP <5.4 tons | KEEPRITE | HRCU-A-CB (Split System: Heat Pump with Remote Outdoor Unit-Air-Source) | DLCURAH24ABK |  |  | EN(A,D)4X36L21** | *80MS(N,L)0701712A* | 23400 | 17.5 | 8.5 | 26200 | 24600 | 93.89% | 2.06 | 0 | 10.5 |  |  |  |  | R-410A | 1.95 | Residential & Commercial | USHP | Ducted CEE Tier 1
215936311 | Central HP <5.4 tons | KEEPRITE | HRCU-A-CB (Split System: Heat Pump with Remote Outdoor Unit-Air-Source) | C5H3V36*K*AAA* |  |  | EVD5X48M24A*+WALLCON | *80CTL0702120B* | 35000 | 21.5 | 8.5 | 38500 | 28400 | 73.77% | 2.04 | 0 | 12 |  |  |  |  | R-454B | 2.9167 | Residential & Commercial | USHP | Ducted CEE Tier 1
215936361 | Central HP <5.4 tons | KEEPRITE | HRCU-A-CB (Split System: Heat Pump with Remote Outdoor Unit-Air-Source) | C5H3V36*K*AAA* |  |  | EVD5X48M24A*+WALLCON | *95CSU1002122B* | 35200 | 21.5 | 8.5 | 38000 | 28200 | 74.21% | 2.04 | 0 | 12 |  |  |  |  | R-454B | 2.9333 | Residential & Commercial | USHP | Ducted CEE Tier 1
211226886 | Central HP <5.4 tons | KEEPRITE | HRCU-A-CB (Split System: Heat Pump with Remote Outdoor Unit-Air-Source) | DLCURAH36ABK |  |  | EA*4X37L21A* | *80VSL0702120A* | 36200 | 16 | 8.5 | 38500 | 34800 | 90.39% | 2.06 | 0 | 10 |  |  |  |  | R-410A | 3.0167 | Residential & Commercial | USHP | Ducted CEE Tier 1
211259585 | Central HP <5.4 tons | KEEPRITE | HRCU-A-CB (Split System: Heat Pump with Remote Outdoor Unit-Air-Source) | DLCURAH18ABK |  |  | EA*4X19L17A* | *80VSL0451412A* | 18200 | 16.5 | 8.5 | 18200 | 17600 | 96.7% | 2.14 | 0 | 11 |  |  |  |  | R-410A | 1.5167 | Residential & Commercial | USHP | Ducted CEE Tier 1
213077920 | Central HP <5.4 tons | KEEPRITE | HRCU-A-CB (Split System: Heat Pump with Remote Outdoor Unit-Air-Source) | DLCURAH36ABK |  |  | EA*4X36L17A* | *80MS(N,L)0701712A* | 35000 | 16 | 8.1 | 38500 | 35200 | 91.43% | 1.82 | 0 | 9.5 |  |  |  |  | R-410A | 2.9167 | Residential & Commercial | USHP
213077931 | Central HP <5.4 tons | KEEPRITE | HRCU-A-CB (Split System: Heat Pump with Remote Outdoor Unit-Air-Source) | DLCURAH36ABK |  |  | EA*4X36L21A* | *80MS(N,L)0701712A* | 34800 | 16 | 8.1 | 38500 | 35200 | 91.43% | 1.82 | 0 | 9.5 |  |  |  |  | R-410A | 2.9 | Residential & Commercial | USHP
216819760 | Central HP <5.4 tons | RHEEM | HRCU-A-CB (Split System: Heat Pump with Remote Outdoor Unit-Air-Source) | RD18AY48AJVC |  |  | RCFY4824STANM | R962V0705A21M4 | 41000 | 17 | 8.1 | 41000 | 37800 | 92.2% | 2.1 | 0 | 10 |  |  |  |  | R-454B | 3.4167 | Residential & Commercial | USHP | Ducted CEE Tier 1
216819819 | Central HP <5.4 tons | RHEEM | HRCU-A-CB (Split System: Heat Pump with Remote Outdoor Unit-Air-Source) | RD18AY48AJVC |  |  | RCFY4824STANM | R802V1005A21UH | 41000 | 18 | 8.1 | 41000 | 37600 | 91.71% | 2.1 | 0 | 10 |  |  |  |  | R-454B | 3.4167 | Residential & Commercial | USHP | Ducted CEE Tier 1
214397191 | Central HP <5.4 tons | FRASER-JOHNSTON | HRCU-A-CB (Split System: Heat Pump with Remote Outdoor Unit-Air-Source) | HH860E2S11 |  |  | CTF60C5CHS1 | TM9E100C20MP12 | 54000 | 19 | 8.5 | 55000 | 39500 | 71.82% | 2 | 0 | 11 |  |  |  |  | R-454B | 4.5 | Residential & Commercial | USHP | Ducted CEE Tier 1
215941172 | Central HP <5.4 tons | KENMORE | HRCU-A-CB (Split System: Heat Pump with Remote Outdoor Unit-Air-Source) | (C,H,T)5H3V48*K*AAA* |  |  | ESH5X48M12A*+WALLCON | *97CTN0801716A* | 43500 | 19 | 9 | 49000 | 37400 | 76.33% | 1.8 | 0 | 10.5 |  |  |  |  | R-454B | 3.625 | Residential & Commercial | USHP | Ducted CEE Tier 1
214242583 | Central HP <5.4 tons | KENMORE | HRCU-A-CB (Split System: Heat Pump with Remote Outdoor Unit-Air-Source) | (C,H,T)VH825GKA2* |  |  | EN(A,D)4X30L17**+WALLCON | *95CSU0601716B* | 23400 | 16.5 | 8.1 | 21600 | 16700 | 77.31% | 1.92 | 0 | 10.5 |  |  |  |  | R-410A | 1.95 | Residential & Commercial | USHP | Ducted CEE Tier 1
214242603 | Central HP <5.4 tons | KENMORE | HRCU-A-CB (Split System: Heat Pump with Remote Outdoor Unit-Air-Source) | (C,H,T)VH825GKA2* |  |  | EN(A,D)4X30L17**+WALLCON | *97CMN0801714B* | 23400 | 16.5 | 8.1 | 21600 | 16700 | 77.31% | 1.92 | 0 | 10.5 |  |  |  |  | R-410A | 1.95 | Residential & Commercial | USHP | Ducted CEE Tier 1
214242903 | Central HP <5.4 tons | KENMORE | HRCU-A-CB (Split System: Heat Pump with Remote Outdoor Unit-Air-Source) | (C,H,T)VH825GKA2* |  |  | END4X42L17**+WALLCON | *95CSU0601716B* | 23800 | 16.5 | 8.1 | 21400 | 16700 | 78.04% | 1.98 | 0 | 11 |  |  |  |  | R-410A | 1.9833 | Residential & Commercial | USHP | Ducted CEE Tier 1
214242383 | Central HP <5.4 tons | KENMORE | HRCU-A-CB (Split System: Heat Pump with Remote Outdoor Unit-Air-Source) | (C,H,T)VH825GKA3* |  |  | EN(A,D)4X48L24**+WALLCON | *96CTN1002122B* | 24200 | 17 | 8.1 | 21200 | 16500 | 77.83% | 2 | 0 | 11.5 |  |  |  |  | R-410A | 2.0167 | Residential & Commercial | USHP | Ducted CEE Tier 1
215940464 | Central HP <5.4 tons | CARRIER | HRCU-A-CB (Split System: Heat Pump with Remote Outdoor Unit-Air-Source) | 27VNA336A*030* |  |  | CVAMA6024XMA*+UI | 59TN6C080C21**20 | 35400 | 21.5 | 8.5 | 38000 | 28600 | 75.26% | 2.04 | 0 | 12 |  |  |  |  | R-454B | 2.95 | Residential & Commercial | USHP | Ducted CEE Tier 1
215940544 | Central HP <5.4 tons | CARRIER | HRCU-A-CB (Split System: Heat Pump with Remote Outdoor Unit-Air-Source) | 27VNA336A*030* |  |  | CVAVA3621XMA*+UI | 59TN7A080C17**16 | 34200 | 20.5 | 8.5 | 39000 | 28600 | 73.33% | 2.04 | 0 | 11.5 |  |  |  |  | R-454B | 2.85 | Residential & Commercial | USHP | Ducted CEE Tier 1
215940814 | Central HP <5.4 tons | CARRIER | HRCU-A-CB (Split System: Heat Pump with Remote Outdoor Unit-Air-Source) | 27VNA336A*030* |  |  | CVAVA6021XMA*+UI | 58CU*B040C17**12 | 35800 | 22 | 8.5 | 38000 | 28400 | 74.74% | 2.02 | 0 | 12.5 |  |  |  |  | R-454B | 2.9833 | Residential & Commercial | USHP | Ducted CEE Tier 1
215940864 | Central HP <5.4 tons | CARRIER | HRCU-A-CB (Split System: Heat Pump with Remote Outdoor Unit-Air-Source) | 27VNA336A*030* |  |  | CVAVA6021XMA*+UI | 59TN7A100C21**22 | 35600 | 22 | 8.5 | 38000 | 28600 | 75.26% | 2.02 | 0 | 12.5 |  |  |  |  | R-454B | 2.9667 | Residential & Commercial | USHP | Ducted CEE Tier 1
215941664 | Central HP <5.4 tons | CARRIER | HRCU-A-CB (Split System: Heat Pump with Remote Outdoor Unit-Air-Source) | 27VNA348A*030* |  |  | CVAVA6021XMA*+UI | 59TN6C080C21**20 | 45500 | 20.5 | 8.1 | 53000 | 38500 | 72.64% | 1.95 | 0 | 11 |  |  |  |  | R-454B | 3.7917 | Residential & Commercial | USHP | Ducted CEE Tier 1
211230822 | Central HP <5.4 tons | KEEPRITE | HRCU-A-CB (Split System: Heat Pump with Remote Outdoor Unit-Air-Source) | DLCURAH36ABK |  |  | FEM4P42**AL | 0 | 37000 | 16 | 8.1 | 38500 | 34800 | 90.39% | 2 | 0 | 10 |  |  |  |  | R-410A | 3.0833 | Residential & Commercial | USHP | Ducted CEE Tier 1
213079003 | Central HP <5.4 tons | DAY & NIGHT | HRCU-A-CB (Split System: Heat Pump with Remote Outdoor Unit-Air-Source) | DLCURAH36ABK |  |  | EA*4X42L21A* | *80MSU0401712A* | 35200 | 16 | 8.1 | 38500 | 35000 | 90.91% | 1.88 | 0 | 9.5 |  |  |  |  | R-410A | 2.9333 | Residential & Commercial | USHP
213079087 | Central HP <5.4 tons | DAY & NIGHT | HRCU-A-CB (Split System: Heat Pump with Remote Outdoor Unit-Air-Source) | DLCURAH36ABK |  |  | EA*4X36L21A* | *80MSU0601716A* | 35000 | 16.5 | 8.1 | 38500 | 35000 | 90.91% | 1.8 | 0 | 9.5 |  |  |  |  | R-410A | 2.9167 | Residential & Commercial | USHP
215668633 | Central HP <5.4 tons | KEEPRITE | HRCU-A-CB (Split System: Heat Pump with Remote Outdoor Unit-Air-Source) | C5H0V36*K*AAA* |  |  | EA*5X37M21A*+WALLCON | *80CSU0401712A* | 34400 | 18 | 9 | 35200 | 25200 | 71.59% | 1.88 | 0 | 10 |  |  |  |  | R-454B | 2.8667 | Residential & Commercial | USHP | Ducted CEE Tier 1
215668617 | Central HP <5.4 tons | KEEPRITE | HRCU-A-CB (Split System: Heat Pump with Remote Outdoor Unit-Air-Source) | C5H0V36*K*AAA* |  |  | EA*5X37M17A*+WALLCON | *96CTN0601714B* | 33800 | 17.5 | 9 | 35800 | 25600 | 71.51% | 1.86 | 0 | 9.5 |  |  |  |  | R-454B | 2.8167 | Residential & Commercial | USHP
213080950 | Central HP <5.4 tons | ACIQ | HRCU-A-CB (Split System: Heat Pump with Remote Outdoor Unit-Air-Source) | HVH837GKA2* |  |  | EN(A,D)4X48L24**+WALLCON | *80CTL0902120A* | 32400 | 17.5 | 8.1 | 33000 | 24800 | 75.15% | 1.96 | 12 | 11.7 |  |  |  |  | R-410A | 2.7 | Residential & Commercial | USHP | Ducted CEE Tier 1
213080983 | Central HP <5.4 tons | ACIQ | HRCU-A-CB (Split System: Heat Pump with Remote Outdoor Unit-Air-Source) | HVH837GKA2* |  |  | EA*4X61L21A*+WALLCON | *96CTN1002122A* | 33200 | 17.5 | 8.5 | 32000 | 24800 | 77.5% | 2 | 0 | 12 |  |  |  |  | R-410A | 2.7667 | Residential & Commercial | USHP | Ducted CEE Tier 1
213080986 | Central HP <5.4 tons | ACIQ | HRCU-A-CB (Split System: Heat Pump with Remote Outdoor Unit-Air-Source) | HVH837GKA2* |  |  | EA*4X61L24A*+WALLCON | *80CTL1352422A* | 33200 | 18 | 8.5 | 32000 | 24800 | 77.5% | 2.02 | 0 | 12 |  |  |  |  | R-410A | 2.7667 | Residential & Commercial | USHP | Ducted CEE Tier 1
212978485 | Central HP <5.4 tons | KEEPRITE | HRCU-A-CB (Split System: Heat Pump with Remote Outdoor Unit-Air-Source) | DLCURAH36ABK |  |  | EA*4X48L21A* | *80MS(N,L)0701712A* | 35400 | 16.5 | 8.1 | 37800 | 34600 | 91.53% | 2 | 0 | 10 |  |  |  |  | R-410A | 2.95 | Residential & Commercial | USHP | Ducted CEE Tier 1
216891857 | Central HP <5.4 tons | RHEEM | HRCU-A-C (Split System: Heat Pump with Remote Outdoor Unit with No Indoor Fan --Air Source) | RD18AY36AJVC |  |  | RCFY3617STANM+RXMD-C04 | 0 | 31000 | 15.2 | 8.1 | 31000 | 28000 | 90.32% | 1.9 | 0 | 11.7 |  |  |  |  | R-454B | 2.5833 | Residential & Commercial | USHP | Ducted CEE Tier 1
214238916 | Central HP <5.4 tons | AIRQUEST | HRCU-A-CB (Split System: Heat Pump with Remote Outdoor Unit-Air-Source) | HVH837GKA2* |  |  | EN(A,D)4X36L21**+WALLCON | *97CMN1002122B* | 31400 | 16.5 | 8.1 | 33000 | 24000 | 72.73% | 1.82 | 0 | 11 |  |  |  |  | R-410A | 2.6167 | Residential & Commercial | USHP | Ducted CEE Tier 1
216820088 | Central HP <5.4 tons | RHEEM | HRCU-A-CB (Split System: Heat Pump with Remote Outdoor Unit-Air-Source) | RD18AY48AJVC |  |  | RCFY4824STANM | R951V0855A21M4 | 40500 | 17 | 8.1 | 40500 | 37800 | 93.33% | 2.1 | 0 | 10 |  |  |  |  | R-454B | 3.375 | Residential & Commercial | USHP | Ducted CEE Tier 1
216732972 | Central HP <5.4 tons | KEEPRITE | HRCU-A-CB (Split System: Heat Pump with Remote Outdoor Unit-Air-Source) | D5CUHAH24AAK |  |  | EA*5X24M17A* | *96VSN0601412B* | 21800 | 16 | 8.5 | 21000 | 19200 | 91.43% | 1.98 | 0 | 10.5 |  |  |  |  | R-454B | 1.8167 | Residential & Commercial | USHP | Ducted CEE Tier 1
216733070 | Central HP <5.4 tons | KEEPRITE | HRCU-A-CB (Split System: Heat Pump with Remote Outdoor Unit-Air-Source) | D5CUHAH24AAK |  |  | EA*5X24M17A* | *96VTN0601412B* | 21800 | 16 | 8.5 | 21000 | 19200 | 91.43% | 1.98 | 0 | 10.5 |  |  |  |  | R-454B | 1.8167 | Residential & Commercial | USHP | Ducted CEE Tier 1
216733249 | Central HP <5.4 tons | KEEPRITE | HRCU-A-CB (Split System: Heat Pump with Remote Outdoor Unit-Air-Source) | D5CUHAH24AAK |  |  | EA*5X25M17A* | *80VSL0901716B* | 23200 | 16.5 | 8.5 | 20800 | 18500 | 88.94% | 1.96 | 0 | 11 |  |  |  |  | R-454B | 1.9333 | Residential & Commercial | USHP | Ducted CEE Tier 1
216732577 | Central HP <5.4 tons | KEEPRITE | HRCU-A-CB (Split System: Heat Pump with Remote Outdoor Unit-Air-Source) | D5CUHAH24AAK |  |  | EA*5X24M14A* | *92MSN0601412A* | 22200 | 15.5 | 8.5 | 21200 | 19200 | 90.57% | 1.98 | 0 | 10.5 |  |  |  |  | R-454B | 1.85 | Residential & Commercial | USHP | Ducted CEE Tier 1
216819792 | Central HP <5.4 tons | RHEEM | HRCU-A-CB (Split System: Heat Pump with Remote Outdoor Unit-Air-Source) | RD18AY48AJVC |  |  | RCFY4824STANM | R801V1005A21UHN | 41000 | 18 | 8.1 | 41000 | 37600 | 91.71% | 2.1 | 0 | 10 |  |  |  |  | R-454B | 3.4167 | Residential & Commercial | USHP | Ducted CEE Tier 1
213079635 | Central HP <5.4 tons | KEEPRITE | HRCU-A-CB (Split System: Heat Pump with Remote Outdoor Unit-Air-Source) | DLCURAH36ABK |  |  | EN(A,D,W)4X48L21** | *92MSN0801716A* | 36000 | 16.5 | 8.1 | 38500 | 35000 | 90.91% | 2 | 0 | 10 |  |  |  |  | R-410A | 3 | Residential & Commercial | USHP | Ducted CEE Tier 1
213079687 | Central HP <5.4 tons | KEEPRITE | HRCU-A-CB (Split System: Heat Pump with Remote Outdoor Unit-Air-Source) | DLCURAH36ABK |  |  | EA*4X43L21A* | *92MSN0802120A* | 36800 | 16.5 | 8.5 | 38500 | 34800 | 90.39% | 2.08 | 0 | 10 |  |  |  |  | R-410A | 3.0667 | Residential & Commercial | USHP | Ducted CEE Tier 1
213078849 | Central HP <5.4 tons | KEEPRITE | HRCU-A-CB (Split System: Heat Pump with Remote Outdoor Unit-Air-Source) | DLCURAH36ABK |  |  | EA*4X37L17A* | *80MSU1002120A* | 36000 | 15.5 | 8.5 | 38500 | 35000 | 90.91% | 2 | 0 | 10 |  |  |  |  | R-410A | 3 | Residential & Commercial | USHP | Ducted CEE Tier 1
213079185 | Central HP <5.4 tons | KEEPRITE | HRCU-A-CB (Split System: Heat Pump with Remote Outdoor Unit-Air-Source) | DLCURAH36ABK |  |  | EN(A,D,W)4X48L21** | *80MSU0601716A* | 35800 | 16.5 | 8.1 | 38500 | 34800 | 90.39% | 2 | 0 | 10 |  |  |  |  | R-410A | 2.9833 | Residential & Commercial | USHP | Ducted CEE Tier 1
206133389 | Central HP <5.4 tons | COMFORTMAKER | HRCU-A-CB (Split System: Heat Pump with Remote Outdoor Unit-Air-Source) | CVH825GKA2* |  |  | EA*4X36L21A*+WALLCON | *80CSU0601716A* | 23600 | 16.5 | 8.1 | 21400 | 16600 | 77.57% | 1.94 | 11.5 | 10.5 |  |  |  |  | R-410A | 1.9667 | Residential & Commercial | USHP | Ducted CEE Tier 1
213483769 | Central HP <5.4 tons | MITS AIR | HRCU-A-C (Split System: Heat Pump with Remote Outdoor Unit with No Indoor Fan --Air Source) | MOX630-36HFN1-M3X |  |  | MVB-36B23T4N1 | 0 | 35000 | 15.2 | 8.5 | 36000 | 30000 | 83.33% | 1.8 | 0 | 10 |  |  |  |  | R-410A | 2.9167 | Residential & Commercial | USHP | Ducted CEE Tier 1
211229466 | Central HP <5.4 tons | KEEPRITE | HRCU-A-CB (Split System: Heat Pump with Remote Outdoor Unit-Air-Source) | DLCURAH36ABK |  |  | EA*4X48L24A* | *92ESN1002122A* | 37400 | 15.5 | 8.5 | 38500 | 35000 | 90.91% | 2.12 | 0 | 10 |  |  |  |  | R-410A | 3.1167 | Residential & Commercial | USHP | Ducted CEE Tier 1
213076960 | Central HP <5.4 tons | DAY & NIGHT | HRCU-A-CB (Split System: Heat Pump with Remote Outdoor Unit-Air-Source) | DLCURAH36ABK |  |  | EA*4X37L21A* | *96VSN0801716B* | 36400 | 15.5 | 8.5 | 38500 | 35000 | 90.91% | 2.06 | 0 | 10 |  |  |  |  | R-410A | 3.0333 | Residential & Commercial | USHP | Ducted CEE Tier 1
204300494 | Central HP <5.4 tons | COMFORTMAKER | HRCU-A-CB (Split System: Heat Pump with Remote Outdoor Unit-Air-Source) | CVH837GKA** |  |  | EHD4X48AAL+WALLCON | *96CTN1202422A* | 32600 | 17 | 8.1 | 33000 | 24800 | 75.15% | 1.98 | 11 | 11 |  |  |  |  | R-410A | 2.7167 | Residential & Commercial | USHP | Ducted CEE Tier 1
213080941 | Central HP <5.4 tons | ACIQ | HRCU-A-CB (Split System: Heat Pump with Remote Outdoor Unit-Air-Source) | HVH837GKA2* |  |  | EA*4X48L24A*+WALLCON | *96CTN1202422A* | 32400 | 17.5 | 8.5 | 32400 | 24800 | 76.54% | 2 | 12 | 11.7 |  |  |  |  | R-410A | 2.7 | Residential & Commercial | USHP | Ducted CEE Tier 1
213080944 | Central HP <5.4 tons | ACIQ | HRCU-A-CB (Split System: Heat Pump with Remote Outdoor Unit-Air-Source) | HVH837GKA2* |  |  | EA*4X48L24A*+WALLCON | *96CTN1002122A* | 32400 | 17.5 | 8.5 | 32600 | 24800 | 76.07% | 2 | 12 | 11.7 |  |  |  |  | R-410A | 2.7 | Residential & Commercial | USHP | Ducted CEE Tier 1
213080894 | Central HP <5.4 tons | ACIQ | HRCU-A-CB (Split System: Heat Pump with Remote Outdoor Unit-Air-Source) | HVH837GKA** |  |  | EA*4X48L24A*+WALLCON | *80CTL0902120A* | 32400 | 17.5 | 8.5 | 32600 | 25000 | 76.69% | 1.98 | 12 | 11.7 |  |  |  |  | R-410A | 2.7 | Residential & Commercial | USHP | Ducted CEE Tier 1
213079725 | Central HP <5.4 tons | DAY & NIGHT | HRCU-A-CB (Split System: Heat Pump with Remote Outdoor Unit-Air-Source) | DLCURAH36ABK |  |  | EN(A,D)4X48L24** | *92MSN0802120A* | 35800 | 16.5 | 8.1 | 38500 | 34800 | 90.39% | 2 | 0 | 10 |  |  |  |  | R-410A | 2.9833 | Residential & Commercial | USHP | Ducted CEE Tier 1
214242183 | Central HP <5.4 tons | KENMORE | HRCU-A-CB (Split System: Heat Pump with Remote Outdoor Unit-Air-Source) | (C,H,T)VH825GKA3* |  |  | EN(A,D,W)4X42L21**+WALLCON | *96CTN0601714B* | 23600 | 16 | 8.1 | 21600 | 16700 | 77.31% | 1.94 | 0 | 11 |  |  |  |  | R-410A | 1.9667 | Residential & Commercial | USHP | Ducted CEE Tier 1
214242083 | Central HP <5.4 tons | KENMORE | HRCU-A-CB (Split System: Heat Pump with Remote Outdoor Unit-Air-Source) | (C,H,T)VH825GKA3* |  |  | END4X42L17**+WALLCON | *96CTN0801714B* | 24000 | 16.5 | 8.1 | 21400 | 16600 | 77.57% | 1.98 | 0 | 11 |  |  |  |  | R-410A | 2 | Residential & Commercial | USHP | Ducted CEE Tier 1
214239761 | Central HP <5.4 tons | KENMORE | HRCU-A-CB (Split System: Heat Pump with Remote Outdoor Unit-Air-Source) | (C,H,T)VH837GKA** |  |  | EN(A,D,W)4X42L21**+WALLCON | *80CTL0902120B* | 31800 | 17 | 8.1 | 33000 | 24400 | 73.94% | 1.88 | 0 | 11 |  |  |  |  | R-410A | 2.65 | Residential & Commercial | USHP | Ducted CEE Tier 1
214239811 | Central HP <5.4 tons | KENMORE | HRCU-A-CB (Split System: Heat Pump with Remote Outdoor Unit-Air-Source) | (C,H,T)VH837GKA** |  |  | EN(A,D,W)4X42L21**+WALLCON | *97CMN1002122B* | 31800 | 16.5 | 8.1 | 33000 | 24400 | 73.94% | 1.88 | 0 | 11 |  |  |  |  | R-410A | 2.65 | Residential & Commercial | USHP | Ducted CEE Tier 1
214239961 | Central HP <5.4 tons | KENMORE | HRCU-A-CB (Split System: Heat Pump with Remote Outdoor Unit-Air-Source) | (C,H,T)VH837GKA** |  |  | EN(A,D,W)4X48L21**+WALLCON | *96CTN1002122B* | 32400 | 17 | 8.1 | 32600 | 24600 | 75.46% | 1.96 | 0 | 11.7 |  |  |  |  | R-410A | 2.7 | Residential & Commercial | USHP | Ducted CEE Tier 1
215936391 | Central HP <5.4 tons | KEEPRITE | HRCU-A-CB (Split System: Heat Pump with Remote Outdoor Unit-Air-Source) | C5H3V36*K*AAA* |  |  | EVD5X48M24A*+WALLCON | *97CMN1002122B* | 35000 | 21.5 | 8.5 | 38000 | 28200 | 74.21% | 2.02 | 0 | 12 |  |  |  |  | R-454B | 2.9167 | Residential & Commercial | USHP | Ducted CEE Tier 1
215936041 | Central HP <5.4 tons | KEEPRITE | HRCU-A-CB (Split System: Heat Pump with Remote Outdoor Unit-Air-Source) | C5H3V36*K*AAA* |  |  | EVD5X42M21A*+WALLCON | *95CSU0601716B* | 34200 | 20.5 | 8.5 | 39000 | 28600 | 73.33% | 2.04 | 0 | 11.5 |  |  |  |  | R-454B | 2.85 | Residential & Commercial | USHP | Ducted CEE Tier 1
214572508 | Central HP <5.4 tons | CARRIER | HRCU-A-CB (Split System: Heat Pump with Remote Outdoor Unit-Air-Source) | 25VNA837A*030* |  |  | CAP**3621AL*+UI | 59MN7C080C21**20 | 31600 | 17 | 8.1 | 33000 | 24200 | 73.33% | 1.86 | 0 | 11 |  |  |  |  | R-410A | 2.6333 | Residential & Commercial | USHP | Ducted CEE Tier 1
214807727 | Central HP <5.4 tons | COLEMAN | HRCU-A-CB (Split System: Heat Pump with Remote Outdoor Unit-Air-Source) | HH824E2S11 |  |  | CTM36B5ADS1 | TP9C060B12MP13 | 23000 | 17 | 9 | 23000 | 17600 | 76.52% | 2 | 0 | 12 |  |  |  |  | R-454B | 1.9167 | Residential & Commercial | USHP | Ducted CEE Tier 1
214571238 | Central HP <5.4 tons | CARRIER | HRCU-A-CB (Split System: Heat Pump with Remote Outdoor Unit-Air-Source) | 25VNA825A*032* |  |  | CNPV*4821AL*+UI | 59MN7C060C21**20 | 24000 | 16.5 | 8.1 | 21400 | 16700 | 78.04% | 2 | 0 | 11 |  |  |  |  | R-410A | 2 | Residential & Commercial | USHP | Ducted CEE Tier 1
214572658 | Central HP <5.4 tons | CARRIER | HRCU-A-CB (Split System: Heat Pump with Remote Outdoor Unit-Air-Source) | 25VNA837A*030* |  |  | CAP**4224AL*+UI | 59CU5B080C21**20 | 31800 | 17 | 8.5 | 33000 | 24400 | 73.94% | 1.9 | 0 | 11 |  |  |  |  | R-410A | 2.65 | Residential & Commercial | USHP | Ducted CEE Tier 1
214572758 | Central HP <5.4 tons | CARRIER | HRCU-A-CB (Split System: Heat Pump with Remote Outdoor Unit-Air-Source) | 25VNA837A*030* |  |  | CAP**4321AL*+UI | 59TN6C080C21**20 | 33000 | 18.5 | 8.5 | 32600 | 25000 | 76.69% | 2 | 0 | 11.5 |  |  |  |  | R-410A | 2.75 | Residential & Commercial | USHP | Ducted CEE Tier 1
214573728 | Central HP <5.4 tons | CARRIER | HRCU-A-CB (Split System: Heat Pump with Remote Outdoor Unit-Air-Source) | 25VNA837A*031* |  |  | CAP**4221AL*+UI | 58TN*B070C21**20 | 31800 | 17 | 8.5 | 33000 | 24400 | 73.94% | 1.9 | 0 | 11 |  |  |  |  | R-410A | 2.65 | Residential & Commercial | USHP | Ducted CEE Tier 1
213075373 | Central HP <5.4 tons | ACIQ | HRCU-A-CB (Split System: Heat Pump with Remote Outdoor Unit-Air-Source) | DLCURAH36ABK |  |  | EN(A,D,W)4X42L21** | *95ESN1002122A* | 36600 | 15.2 | 8.1 | 40000 | 35200 | 88% | 1.92 | 0 | 10 |  |  |  |  | R-410A | 3.05 | Residential & Commercial | USHP | Ducted CEE Tier 1
213075405 | Central HP <5.4 tons | ACIQ | HRCU-A-CB (Split System: Heat Pump with Remote Outdoor Unit-Air-Source) | DLCURAH36ABK |  |  | FJMA4*42L*C* | 0 | 37000 | 16 | 8.1 | 39000 | 34800 | 89.23% | 2 | 0 | 10 |  |  |  |  | R-410A | 3.0833 | Residential & Commercial | USHP | Ducted CEE Tier 1
213080897 | Central HP <5.4 tons | ACIQ | HRCU-A-CB (Split System: Heat Pump with Remote Outdoor Unit-Air-Source) | HVH837GKA** |  |  | EA*4X48L24A*+WALLCON | *97CMN1002122A* | 32400 | 17.5 | 8.5 | 32600 | 24800 | 76.07% | 2 | 12 | 11.7 |  |  |  |  | R-410A | 2.7 | Residential & Commercial | USHP | Ducted CEE Tier 1
215936371 | Central HP <5.4 tons | KEEPRITE | HRCU-A-CB (Split System: Heat Pump with Remote Outdoor Unit-Air-Source) | C5H3V36*K*AAA* |  |  | EVD5X48M24A*+WALLCON | *97CMN0602120B* | 34800 | 21 | 8.5 | 38500 | 28800 | 74.81% | 2.02 | 0 | 11.7 |  |  |  |  | R-454B | 2.9 | Residential & Commercial | USHP | Ducted CEE Tier 1
215936491 | Central HP <5.4 tons | KEEPRITE | HRCU-A-CB (Split System: Heat Pump with Remote Outdoor Unit-Air-Source) | C5H3V36*K*AAA* |  |  | EVD5X49M24A*+WALLCON | *95CSU1002122B* | 35600 | 22 | 8.5 | 38000 | 28400 | 74.74% | 2.06 | 0 | 12.5 |  |  |  |  | R-454B | 2.9667 | Residential & Commercial | USHP | Ducted CEE Tier 1
216891698 | Central HP <5.4 tons | RHEEM | HRCU-A-CB (Split System: Heat Pump with Remote Outdoor Unit-Air-Source) | RD18AY36AJVC |  |  | RCFY3621STANM | R802V1005A21UH | 31600 | 19 | 8.5 | 31600 | 27600 | 87.34% | 2 | 0 | 12 |  |  |  |  | R-454B | 2.6333 | Residential & Commercial | USHP | Ducted CEE Tier 1
216891716 | Central HP <5.4 tons | RHEEM | HRCU-A-CB (Split System: Heat Pump with Remote Outdoor Unit-Air-Source) | RD18AY36AJVC |  |  | RCFY3621STANM | R801V0755A21UH | 31600 | 19 | 8.5 | 31600 | 27600 | 87.34% | 2 | 0 | 12 |  |  |  |  | R-454B | 2.6333 | Residential & Commercial | USHP | Ducted CEE Tier 1
216891730 | Central HP <5.4 tons | RHEEM | HRCU-A-CB (Split System: Heat Pump with Remote Outdoor Unit-Air-Source) | RD18AY36AJVC |  |  | RCFY3621STANM | R921V1005A21M4 | 31400 | 18 | 8.5 | 31400 | 27800 | 88.54% | 1.9 | 0 | 12 |  |  |  |  | R-454B | 2.6167 | Residential & Commercial | USHP | Ducted CEE Tier 1
216891807 | Central HP <5.4 tons | RHEEM | HRCU-A-CB (Split System: Heat Pump with Remote Outdoor Unit-Air-Source) | RD18AY36AJVC |  |  | RCFY3624MTANM | R97MV0855A21DH | 32600 | 19 | 10 | 32600 | 27800 | 85.28% | 2.1 | 0 | 12 |  |  |  |  | R-454B | 2.7167 | Residential & Commercial | USHP | Ducted CEE Tier 1
213079771 | Central HP <5.4 tons | DAY & NIGHT | HRCU-A-CB (Split System: Heat Pump with Remote Outdoor Unit-Air-Source) | DLCURAH36ABK |  |  | EA*4X42L24A* | *92MSN1002120A* | 35400 | 16.5 | 8.1 | 38500 | 35000 | 90.91% | 1.88 | 0 | 10 |  |  |  |  | R-410A | 2.95 | Residential & Commercial | USHP | Ducted CEE Tier 1
216820257 | Central HP <5.4 tons | RHEEM | HRCU-A-CB (Split System: Heat Pump with Remote Outdoor Unit-Air-Source) | RD18AY60AJVC |  |  | RCFY6024STANM | R962V1005A21M4 | 50500 | 17 | 10 | 50500 | 38500 | 76.24% | 2 | 0 | 10 |  |  |  |  | R-454B | 4.2083 | Residential & Commercial | USHP | Ducted CEE Tier 1
216820158 | Central HP <5.4 tons | RHEEM | HRCU-A-CB (Split System: Heat Pump with Remote Outdoor Unit-Air-Source) | RD18AY48AJVC |  |  | RCFY4824STANM | R802V1505A24UH | 41500 | 18 | 8.1 | 41500 | 37400 | 90.12% | 2.1 | 0 | 10 |  |  |  |  | R-454B | 3.4583 | Residential & Commercial | USHP | Ducted CEE Tier 1
216819854 | Central HP <5.4 tons | RHEEM | HRCU-A-CB (Split System: Heat Pump with Remote Outdoor Unit-Air-Source) | RD18AY48AJVC |  |  | RCFY4821STANM | R802V0755A21DZ | 41000 | 18 | 8.1 | 41000 | 37600 | 91.71% | 2.1 | 0 | 10 |  |  |  |  | R-454B | 3.4167 | Residential & Commercial | USHP | Ducted CEE Tier 1
213771001 | Central HP <5.4 tons | DAY & NIGHT | HRCU-A-CB (Split System: Heat Pump with Remote Outdoor Unit-Air-Source) | CVH825GKA2* |  |  | EA*4X36L21A*+WALLCON | *96CTN0601714B* | 23400 | 16.5 | 8.1 | 21600 | 16700 | 77.31% | 1.94 | 0 | 10.5 |  |  |  |  | R-410A | 1.95 | Residential & Commercial | USHP | Ducted CEE Tier 1
213772122 | Central HP <5.4 tons | KEEPRITE | HRCU-A-CB (Split System: Heat Pump with Remote Outdoor Unit-Air-Source) | CVH825GKA2* |  |  | EHD4X36AAL+WALLCON | *80CTL0901716B* | 24200 | 16.5 | 8.1 | 21400 | 16700 | 78.04% | 1.98 | 0 | 10.5 |  |  |  |  | R-410A | 2.0167 | Residential & Commercial | USHP | Ducted CEE Tier 1
216820171 | Central HP <5.4 tons | RHEEM | HRCU-A-CB (Split System: Heat Pump with Remote Outdoor Unit-Air-Source) | RD18AY48AJVC |  |  | RCFY4824STANM | R802V1255A24UH | 41500 | 18 | 8.1 | 41500 | 37400 | 90.12% | 2.1 | 0 | 10 |  |  |  |  | R-454B | 3.4583 | Residential & Commercial | USHP | Ducted CEE Tier 1
216819742 | Central HP <5.4 tons | RHEEM | HRCU-A-CB (Split System: Heat Pump with Remote Outdoor Unit-Air-Source) | RD18AY48AJVC |  |  | RCFY4824STANM | R801V1255A24UH | 41500 | 18 | 8.1 | 41500 | 37400 | 90.12% | 2.1 | 0 | 10 |  |  |  |  | R-454B | 3.4583 | Residential & Commercial | USHP | Ducted CEE Tier 1
213078483 | Central HP <5.4 tons | KEEPRITE | HRCU-A-CB (Split System: Heat Pump with Remote Outdoor Unit-Air-Source) | DLCURAH36ABK |  |  | EN(A,D)4X48L24** | *80MS(N,L)0902116A* | 35800 | 16.5 | 8.1 | 38500 | 34800 | 90.39% | 2 | 0 | 10 |  |  |  |  | R-410A | 2.9833 | Residential & Commercial | USHP | Ducted CEE Tier 1
212928594 | Central HP <5.4 tons | MITS AIR | HRCU-A-C (Split System: Heat Pump with Remote Outdoor Unit with No Indoor Fan --Air Source) | MOE31U-36HFN1-M |  |  | MVB-36B23T4N1 | 0 | 35000 | 15.5 | 8.6 | 38000 | 31600 | 83.16% | 1.85 | 0 | 10 |  |  |  |  | R-410A | 2.9167 | Residential & Commercial | USHP | Ducted CEE Tier 1
211229588 | Central HP <5.4 tons | KEEPRITE | HRCU-A-CB (Split System: Heat Pump with Remote Outdoor Unit-Air-Source) | DLCURAH36ABK |  |  | EA*4X48L24A* | *95ESU1002122A* | 37200 | 15.5 | 8.5 | 38500 | 35000 | 90.91% | 2.12 | 0 | 10 |  |  |  |  | R-410A | 3.1 | Residential & Commercial | USHP | Ducted CEE Tier 1
211229456 | Central HP <5.4 tons | KEEPRITE | HRCU-A-CB (Split System: Heat Pump with Remote Outdoor Unit-Air-Source) | DLCURAH36ABK |  |  | EA*4X48L24A* | *92ESN1002120A* | 35600 | 16.5 | 8.5 | 37800 | 34600 | 91.53% | 2.04 | 0 | 10 |  |  |  |  | R-410A | 2.9667 | Residential & Commercial | USHP | Ducted CEE Tier 1
213075273 | Central HP <5.4 tons | ACIQ | HRCU-A-CB (Split System: Heat Pump with Remote Outdoor Unit-Air-Source) | DLCURAH36ABK |  |  | EA*4X36L21A* | *80ES(N,L)0902116A* | 35600 | 16 | 8.1 | 39500 | 35200 | 89.11% | 1.84 | 0 | 10 |  |  |  |  | R-410A | 2.9667 | Residential & Commercial | USHP | Ducted CEE Tier 1
211228172 | Central HP <5.4 tons | KEEPRITE | HRCU-A-CB (Split System: Heat Pump with Remote Outdoor Unit-Air-Source) | DLCURAH36ABK |  |  | EA*4X42L24A* | OMV154L20A | 36200 | 16 | 8.1 | 39500 | 35200 | 89.11% | 1.92 | 0 | 10 |  |  |  |  | R-410A | 3.0167 | Residential & Commercial | USHP | Ducted CEE Tier 1
211228441 | Central HP <5.4 tons | KEEPRITE | HRCU-A-CB (Split System: Heat Pump with Remote Outdoor Unit-Air-Source) | DLCURAH36ABK |  |  | EA*4X43L21A* | *92ESN0601714A* | 36400 | 16 | 8.5 | 38500 | 34800 | 90.39% | 2.08 | 0 | 10 |  |  |  |  | R-410A | 3.0333 | Residential & Commercial | USHP | Ducted CEE Tier 1
211228827 | Central HP <5.4 tons | KEEPRITE | HRCU-A-CB (Split System: Heat Pump with Remote Outdoor Unit-Air-Source) | DLCURAH36ABK |  |  | EA*4X48L21A* | *80VSL0451716A* | 35600 | 15.5 | 8.1 | 38500 | 34800 | 90.39% | 2.04 | 0 | 9.5 |  |  |  |  | R-410A | 2.9667 | Residential & Commercial | USHP
211229010 | Central HP <5.4 tons | KEEPRITE | HRCU-A-CB (Split System: Heat Pump with Remote Outdoor Unit-Air-Source) | DLCURAH36ABK |  |  | EA*4X48L21A* | *92ESN1002122A* | 37400 | 15.2 | 8.5 | 38500 | 35000 | 90.91% | 2.12 | 0 | 10 |  |  |  |  | R-410A | 3.1167 | Residential & Commercial | USHP | Ducted CEE Tier 1
213771193 | Central HP <5.4 tons | KENMORE | HRCU-A-CB (Split System: Heat Pump with Remote Outdoor Unit-Air-Source) | (C,H,T)VH825GKA2* |  |  | EA*4X37L21A*+WALLCON | *97CMN0601714B* | 24200 | 16 | 8.1 | 21200 | 16700 | 78.77% | 2.02 | 0 | 10.5 |  |  |  |  | R-410A | 2.0167 | Residential & Commercial | USHP | Ducted CEE Tier 1
213077052 | Central HP <5.4 tons | KEEPRITE | HRCU-A-CB (Split System: Heat Pump with Remote Outdoor Unit-Air-Source) | DLCURAH36ABK |  |  | EA*4X37L21A* | *96VSN0802120B* | 36600 | 16 | 8.5 | 38000 | 34800 | 91.58% | 2.06 | 0 | 10 |  |  |  |  | R-410A | 3.05 | Residential & Commercial | USHP | Ducted CEE Tier 1
213078213 | Central HP <5.4 tons | KEEPRITE | HRCU-A-CB (Split System: Heat Pump with Remote Outdoor Unit-Air-Source) | DLCURAH36ABK |  |  | EA*4X43L21A* | *80MS(N,L)0702116A* | 36400 | 16 | 8.5 | 38000 | 34800 | 91.58% | 2.06 | 0 | 10 |  |  |  |  | R-410A | 3.0333 | Residential & Commercial | USHP | Ducted CEE Tier 1
214242303 | Central HP <5.4 tons | KENMORE | HRCU-A-CB (Split System: Heat Pump with Remote Outdoor Unit-Air-Source) | (C,H,T)VH825GKA3* |  |  | EN(A,D,W)4X48L21**+WALLCON | *96CTN0601714B* | 24000 | 16.5 | 8.1 | 21400 | 16600 | 77.57% | 2 | 0 | 11 |  |  |  |  | R-410A | 2 | Residential & Commercial | USHP | Ducted CEE Tier 1
213078592 | Central HP <5.4 tons | KEEPRITE | HRCU-A-CB (Split System: Heat Pump with Remote Outdoor Unit-Air-Source) | DLCURAH36ABK |  |  | EA*4X42L24A* | *80MS(N,L)0902420A* | 35400 | 16.5 | 8.1 | 38500 | 35000 | 90.91% | 1.9 | 0 | 10 |  |  |  |  | R-410A | 2.95 | Residential & Commercial | USHP | Ducted CEE Tier 1
213078647 | Central HP <5.4 tons | KEEPRITE | HRCU-A-CB (Split System: Heat Pump with Remote Outdoor Unit-Air-Source) | DLCURAH36ABK |  |  | EA*4X42L24A* | *80MS(N,L)1102120A* | 35800 | 16.5 | 8.1 | 38500 | 35000 | 90.91% | 1.9 | 0 | 10 |  |  |  |  | R-410A | 2.9833 | Residential & Commercial | USHP | Ducted CEE Tier 1
214239931 | Central HP <5.4 tons | KENMORE | HRCU-A-CB (Split System: Heat Pump with Remote Outdoor Unit-Air-Source) | (C,H,T)VH837GKA** |  |  | EN(A,D,W)4X48L21**+WALLCON | *97CMN1002122B* | 32400 | 17 | 8.1 | 32600 | 24600 | 75.46% | 1.96 | 0 | 11.7 |  |  |  |  | R-410A | 2.7 | Residential & Commercial | USHP | Ducted CEE Tier 1
213772272 | Central HP <5.4 tons | KEEPRITE | HRCU-A-CB (Split System: Heat Pump with Remote Outdoor Unit-Air-Source) | CVH825GKA2* |  |  | EHD4X42AAL+WALLCON | *80CTL0701412B* | 24200 | 16.5 | 8.1 | 21200 | 16600 | 78.3% | 2 | 0 | 10.5 |  |  |  |  | R-410A | 2.0167 | Residential & Commercial | USHP | Ducted CEE Tier 1
211010187 | Central HP <5.4 tons | FRASER-JOHNSTON | HRCU-A-CB (Split System: Heat Pump with Remote Outdoor Unit-Air-Source) | HL20B6021 |  |  | JHVVD60HE4C2N1+CC | 0 | 52500 | 19 | 8.5 | 54500 | 42000 | 77.06% | 2.24 | 0 | 12 |  |  |  |  | R-410A | 4.375 | Residential & Commercial | USHP | Ducted CEE Tier 1
211257308 | Central HP <5.4 tons | MITS AIR | HRCU-A-CB (Split System: Heat Pump with Remote Outdoor Unit-Air-Source) | MOE31U-36HFN1-M |  |  | MVC-36HWFN1-M | 0 | 36000 | 16 | 9.5 | 40000 | 34400 | 86% | 1.97 | 10.5 | 10 |  |  |  |  | R-410A | 3 | Residential & Commercial | USHP | Ducted CEE Tier 1
213772422 | Central HP <5.4 tons | KEEPRITE | HRCU-A-CB (Split System: Heat Pump with Remote Outdoor Unit-Air-Source) | CVH825GKA2* |  |  | EHD4X42AAL+WALLCON | *96CTN1202422B* | 24200 | 16 | 8.1 | 21400 | 16600 | 77.57% | 2 | 0 | 10.5 |  |  |  |  | R-410A | 2.0167 | Residential & Commercial | USHP | Ducted CEE Tier 1
213080909 | Central HP <5.4 tons | ACIQ | HRCU-A-CB (Split System: Heat Pump with Remote Outdoor Unit-Air-Source) | HVH837GKA** |  |  | EN(A,D)4X48L24**+WALLCON | *96CTN1002122A* | 32400 | 17.5 | 8.1 | 33000 | 24800 | 75.15% | 1.96 | 12 | 11.7 |  |  |  |  | R-410A | 2.7 | Residential & Commercial | USHP | Ducted CEE Tier 1
216621515 | Central HP <5.4 tons | MITS AIR | HRCU-A-CB (Split System: Heat Pump with Remote Outdoor Unit-Air-Source) | MAMOE30-60HFN10-M3X |  |  | MAMVBC-60HWFN10-MD3E-D | 0 | 54000 | 16 | 9 | 56000 | 52000 | 92.86% | 1.8 | 0 | 10 |  |  |  |  | R-454B | 4.5 | Residential & Commercial | USHP | Ducted CEE Tier 1
216891825 | Central HP <5.4 tons | RHEEM | HRCU-A-CB (Split System: Heat Pump with Remote Outdoor Unit-Air-Source) | RD18AY36AJVC |  |  | RCFY3624MTANM | R802V1005A21DZ | 32800 | 19 | 10 | 32800 | 27600 | 84.15% | 2.1 | 0 | 12 |  |  |  |  | R-454B | 2.7333 | Residential & Commercial | USHP | Ducted CEE Tier 1
216891834 | Central HP <5.4 tons | RHEEM | HRCU-A-CB (Split System: Heat Pump with Remote Outdoor Unit-Air-Source) | RD18AY36AJVC |  |  | RCFY3624MTANM | R801V1255A24UH | 32600 | 19 | 10 | 32600 | 27800 | 85.28% | 2.1 | 0 | 12 |  |  |  |  | R-454B | 2.7167 | Residential & Commercial | USHP | Ducted CEE Tier 1
216891848 | Central HP <5.4 tons | RHEEM | HRCU-A-CB (Split System: Heat Pump with Remote Outdoor Unit-Air-Source) | RD18AY36AJVC |  |  | RCFY3624MTANM | R962V1155A24M4 | 32800 | 19 | 10 | 32800 | 27600 | 84.15% | 2.1 | 0 | 12 |  |  |  |  | R-454B | 2.7333 | Residential & Commercial | USHP | Ducted CEE Tier 1
216891630 | Central HP <5.4 tons | RHEEM | HRCU-A-CB (Split System: Heat Pump with Remote Outdoor Unit-Air-Source) | RD18AY36AJVC |  |  | RCFY3617STANM | R951V0603A17M4 | 31200 | 18 | 8.5 | 31200 | 27800 | 89.1% | 1.9 | 0 | 12 |  |  |  |  | R-454B | 2.6 | Residential & Commercial | USHP | Ducted CEE Tier 1
216891648 | Central HP <5.4 tons | RHEEM | HRCU-A-CB (Split System: Heat Pump with Remote Outdoor Unit-Air-Source) | RD18AY36AJVC |  |  | RCFY3617STANM | R97MV0703A17DH | 31200 | 18 | 8.5 | 31200 | 27800 | 89.1% | 1.9 | 0 | 12 |  |  |  |  | R-454B | 2.6 | Residential & Commercial | USHP | Ducted CEE Tier 1
216891321 | Central HP <5.4 tons | RHEEM | HRCU-A-CB (Split System: Heat Pump with Remote Outdoor Unit-Air-Source) | RD18AY36AJVC |  |  | RCFY3621MTANM | R962V0703A17M4 | 32400 | 18 | 10 | 32400 | 28000 | 86.42% | 2.1 | 0 | 12 |  |  |  |  | R-454B | 2.7 | Residential & Commercial | USHP | Ducted CEE Tier 1
214396658 | Central HP <5.4 tons | COLEMAN | HRCU-A-CB (Split System: Heat Pump with Remote Outdoor Unit-Air-Source) | HH824E2S11 |  |  | JHC36B5AD2SS1 | 0 | 23000 | 19 | 9.5 | 23000 | 17900 | 77.83% | 2 | 0 | 11.7 |  |  |  |  | R-454B | 1.9167 | Residential & Commercial | USHP | Ducted CEE Tier 1
214396305 | Central HP <5.4 tons | COLEMAN | HRCU-A-CB (Split System: Heat Pump with Remote Outdoor Unit-Air-Source) | HH860E2S11 |  |  | CTF60C5CHS1 | TP9C100C20MP13 | 53000 | 19 | 8.5 | 53500 | 38500 | 71.96% | 2 | 0 | 11 |  |  |  |  | R-454B | 4.4167 | Residential & Commercial | USHP | Ducted CEE Tier 1
214396725 | Central HP <5.4 tons | COLEMAN | HRCU-A-CB (Split System: Heat Pump with Remote Outdoor Unit-Air-Source) | HH860E2S11 |  |  | CTM60D5CHS1 | TM9E120D20MP12 | 53500 | 19 | 8.5 | 54500 | 39500 | 72.48% | 2 | 0 | 11 |  |  |  |  | R-454B | 4.4583 | Residential & Commercial | USHP | Ducted CEE Tier 1
213080915 | Central HP <5.4 tons | ACIQ | HRCU-A-CB (Split System: Heat Pump with Remote Outdoor Unit-Air-Source) | HVH837GKA** |  |  | EA*4X37L21A*+WALLCON | *80CTL0901716A* | 33000 | 18 | 8.5 | 32800 | 25000 | 76.22% | 2 | 12 | 11.7 |  |  |  |  | R-410A | 2.75 | Residential & Commercial | USHP | Ducted CEE Tier 1
213080920 | Central HP <5.4 tons | ACIQ | HRCU-A-CB (Split System: Heat Pump with Remote Outdoor Unit-Air-Source) | HVH837GKA** |  |  | EA*4X43L21A*+WALLCON | *80CTL0901716A* | 33000 | 18 | 8.5 | 32800 | 25000 | 76.22% | 2 | 12 | 11.7 |  |  |  |  | R-410A | 2.75 | Residential & Commercial | USHP | Ducted CEE Tier 1
213081022 | Central HP <5.4 tons | ACIQ | HRCU-A-CB (Split System: Heat Pump with Remote Outdoor Unit-Air-Source) | HVH837GKA** |  |  | EA*4X61L24A*+WALLCON | *96CTN1002122A* | 33200 | 18 | 8.5 | 32000 | 24800 | 77.5% | 2 | 0 | 12 |  |  |  |  | R-410A | 2.7667 | Residential & Commercial | USHP | Ducted CEE Tier 1
213080931 | Central HP <5.4 tons | ACIQ | HRCU-A-CB (Split System: Heat Pump with Remote Outdoor Unit-Air-Source) | HVH837GKA2* |  |  | EA*4X43L21A*+WALLCON | *80CTL0902120A* | 32800 | 17.5 | 8.5 | 33000 | 25200 | 76.36% | 2 | 12 | 11.7 |  |  |  |  | R-410A | 2.7333 | Residential & Commercial | USHP | Ducted CEE Tier 1
213080938 | Central HP <5.4 tons | ACIQ | HRCU-A-CB (Split System: Heat Pump with Remote Outdoor Unit-Air-Source) | HVH837GKA2* |  |  | EA*4X48L21A*+WALLCON | *80CTL0901716A* | 32400 | 18 | 8.5 | 32600 | 24800 | 76.07% | 2 | 12 | 11.7 |  |  |  |  | R-410A | 2.7 | Residential & Commercial | USHP | Ducted CEE Tier 1
213080995 | Central HP <5.4 tons | ACIQ | HRCU-A-CB (Split System: Heat Pump with Remote Outdoor Unit-Air-Source) | HVH837GKA2* |  |  | EN(A,D)4X48L24**+WALLCON | *95CSU1002122A* | 32400 | 17.5 | 8.1 | 32800 | 24600 | 75% | 1.98 | 0 | 11.7 |  |  |  |  | R-410A | 2.7 | Residential & Commercial | USHP | Ducted CEE Tier 1
213080997 | Central HP <5.4 tons | ACIQ | HRCU-A-CB (Split System: Heat Pump with Remote Outdoor Unit-Air-Source) | HVH837GKA2* |  |  | EN(A,D,W)4X60L24**+WALLCON | *95CSU1002122A* | 32800 | 18 | 8.1 | 32200 | 24600 | 76.4% | 1.98 | 0 | 12 |  |  |  |  | R-410A | 2.7333 | Residential & Commercial | USHP | Ducted CEE Tier 1
215940302 | Central HP <5.4 tons | KENMORE | HRCU-A-CB (Split System: Heat Pump with Remote Outdoor Unit-Air-Source) | (C,H,T)5H3V36*K*AAA* |  |  | EVM5X44M21A*+WALLCON | *97CTN0801716A* | 35400 | 21 | 8.5 | 38500 | 29000 | 75.32% | 2.02 | 0 | 12 |  |  |  |  | R-454B | 2.95 | Residential & Commercial | USHP | Ducted CEE Tier 1
215668945 | Central HP <5.4 tons | KEEPRITE | HRCU-A-CB (Split System: Heat Pump with Remote Outdoor Unit-Air-Source) | C5H0V36*K*AAA* |  |  | EA*5X42M21A*+WALLCON | *96CTN1002122B* | 33200 | 17.5 | 9 | 35800 | 25600 | 71.51% | 1.84 | 0 | 10 |  |  |  |  | R-454B | 2.7667 | Residential & Commercial | USHP | Ducted CEE Tier 1
213075274 | Central HP <5.4 tons | ACIQ | HRCU-A-CB (Split System: Heat Pump with Remote Outdoor Unit-Air-Source) | DLCURAH36ABK |  |  | EA*4X36L21A* | *80ES(N,L)0902120A* | 35600 | 16 | 8.1 | 39500 | 35200 | 89.11% | 1.84 | 0 | 10 |  |  |  |  | R-410A | 2.9667 | Residential & Commercial | USHP | Ducted CEE Tier 1
216738939 | Central HP <5.4 tons | KEEPRITE | HRCU-A-CB (Split System: Heat Pump with Remote Outdoor Unit-Air-Source) | D5CUHAH24AAK |  |  | ESH5X36M12A* | *97VTN1002122A* | 23000 | 16 | 8.1 | 21000 | 18600 | 88.57% | 1.85 | 0 | 11 |  |  |  |  | R-454B | 1.9167 | Residential & Commercial | USHP | Ducted CEE Tier 1
216739148 | Central HP <5.4 tons | KEEPRITE | HRCU-A-CB (Split System: Heat Pump with Remote Outdoor Unit-Air-Source) | D5CUHAH24AAK |  |  | FTMA5B36L0C* | 0 | 23200 | 17 | 8.5 | 21200 | 18900 | 89.15% | 1.96 | 0 | 11 |  |  |  |  | R-454B | 1.9333 | Residential & Commercial | USHP | Ducted CEE Tier 1
216621526 | Central HP <5.4 tons | MITS AIR | HRCU-A-C (Split System: Heat Pump with Remote Outdoor Unit with No Indoor Fan --Air Source) | MAMOE30-60HFN10-M3X |  |  | MAMVBM-60D28T6N10 | 0 | 47000 | 15.2 | 8.1 | 58000 | 43000 | 74.14% | 1.83 | 0 | 10 |  |  |  |  | R-454B | 3.9167 | Residential & Commercial | USHP | Ducted CEE Tier 1
216621519 | Central HP <5.4 tons | MITS AIR | HRCU-A-C (Split System: Heat Pump with Remote Outdoor Unit with No Indoor Fan --Air Source) | MAMOX430-24HFN10-M3X |  |  | MAMVBM-24B18T3N10 | 0 | 24000 | 16 | 9.5 | 25000 | 21000 | 84% | 1.8 | 0 | 10 |  |  |  |  | R-454B | 2 | Residential & Commercial | USHP | Ducted CEE Tier 1
213770523 | Central HP <5.4 tons | KENMORE | HRCU-A-CB (Split System: Heat Pump with Remote Outdoor Unit-Air-Source) | (C,H,T)VH825GKA2* |  |  | EA*4X24L17A*+WALLCON | *80CTL0901716B* | 23400 | 16.5 | 8.1 | 21800 | 16800 | 77.06% | 1.9 | 0 | 10.5 |  |  |  |  | R-410A | 1.95 | Residential & Commercial | USHP | Ducted CEE Tier 1
213770623 | Central HP <5.4 tons | KENMORE | HRCU-A-CB (Split System: Heat Pump with Remote Outdoor Unit-Air-Source) | (C,H,T)VH825GKA2* |  |  | EA*4X25L17A*+WALLCON | *80CTL0901716B* | 24400 | 16.5 | 8.5 | 21200 | 16700 | 78.77% | 2.02 | 0 | 11 |  |  |  |  | R-410A | 2.0333 | Residential & Commercial | USHP | Ducted CEE Tier 1
213770723 | Central HP <5.4 tons | KENMORE | HRCU-A-CB (Split System: Heat Pump with Remote Outdoor Unit-Air-Source) | (C,H,T)VH825GKA2* |  |  | EA*4X30L17A*+WALLCON | *80CTL0701412B* | 23600 | 16.5 | 8.1 | 21600 | 16700 | 77.31% | 1.92 | 0 | 10.5 |  |  |  |  | R-410A | 1.9667 | Residential & Commercial | USHP | Ducted CEE Tier 1
216736987 | Central HP <5.4 tons | KEEPRITE | HRCU-A-CB (Split System: Heat Pump with Remote Outdoor Unit-Air-Source) | D5CUHAH24AAK |  |  | ESH5X30M12A* | *80CSU0601716A* | 23000 | 16 | 8.5 | 21400 | 19100 | 89.25% | 1.96 | 0 | 10.5 |  |  |  |  | R-454B | 1.9167 | Residential & Commercial | USHP | Ducted CEE Tier 1
216621520 | Central HP <5.4 tons | MITS AIR | HRCU-A-C (Split System: Heat Pump with Remote Outdoor Unit with No Indoor Fan --Air Source) | MAMOD30-30HFN10-M3X |  |  | MAMVBM-36A24T4N10 | 0 | 30000 | 15.3 | 9.3 | 32000 | 30400 | 95% | 1.78 | 0 | 10 |  |  |  |  | R-454B | 2.5 | Residential & Commercial | USHP | Ducted CEE Tier 1
213081018 | Central HP <5.4 tons | ACIQ | HRCU-A-CB (Split System: Heat Pump with Remote Outdoor Unit-Air-Source) | HVH837GKA** |  |  | EA*4X61L21A*+WALLCON | *96CTN1002122A* | 33200 | 17.5 | 8.5 | 32000 | 24800 | 77.5% | 2 | 0 | 12 |  |  |  |  | R-410A | 2.7667 | Residential & Commercial | USHP | Ducted CEE Tier 1
213080916 | Central HP <5.4 tons | ACIQ | HRCU-A-CB (Split System: Heat Pump with Remote Outdoor Unit-Air-Source) | HVH837GKA** |  |  | EA*4X43L21A*+WALLCON | *80CTL0701716A* | 32800 | 17.5 | 8.5 | 33000 | 25200 | 76.36% | 1.98 | 11 | 11.7 |  |  |  |  | R-410A | 2.7333 | Residential & Commercial | USHP | Ducted CEE Tier 1
213062803 | Central HP <5.4 tons | ACIQ | HRCU-A-CB (Split System: Heat Pump with Remote Outdoor Unit-Air-Source) | HVH837GKA** |  |  | EA*4X42L21A*+WALLCON | *95CSU1002122A* | 31800 | 17.5 | 8.1 | 33000 | 24400 | 73.94% | 1.9 | 11.5 | 11 |  |  |  |  | R-410A | 2.65 | Residential & Commercial | USHP | Ducted CEE Tier 1
213062584 | Central HP <5.4 tons | ACIQ | HRCU-A-CB (Split System: Heat Pump with Remote Outdoor Unit-Air-Source) | HVH825GKA2* |  |  | EA*4X25L17A*+WALLCON | *96CTN0601714A* | 24200 | 16.5 | 8.1 | 21400 | 16700 | 78.04% | 2 | 11 | 11 |  |  |  |  | R-410A | 2.0167 | Residential & Commercial | USHP | Ducted CEE Tier 1
214241953 | Central HP <5.4 tons | KENMORE | HRCU-A-CB (Split System: Heat Pump with Remote Outdoor Unit-Air-Source) | (C,H,T)VH825GKA3* |  |  | EN(A,D)4X36L21**+WALLCON | *97CMN1002122B* | 23600 | 16.5 | 8.1 | 21400 | 16700 | 78.04% | 1.92 | 0 | 11 |  |  |  |  | R-410A | 1.9667 | Residential & Commercial | USHP | Ducted CEE Tier 1
213078731 | Central HP <5.4 tons | KEEPRITE | HRCU-A-CB (Split System: Heat Pump with Remote Outdoor Unit-Air-Source) | DLCURAH36ABK |  |  | EN(A,D)4X48L24** | *80MS(N,L)1102120A* | 36400 | 16.5 | 8.1 | 38500 | 35000 | 90.91% | 2.02 | 0 | 10.5 |  |  |  |  | R-410A | 3.0333 | Residential & Commercial | USHP | Ducted CEE Tier 1
213075357 | Central HP <5.4 tons | ACIQ | HRCU-A-CB (Split System: Heat Pump with Remote Outdoor Unit-Air-Source) | DLCURAH36ABK |  |  | END4X42L17** | *80ES(N,L)0701712A* | 35800 | 15.2 | 8.1 | 39500 | 35000 | 88.61% | 1.96 | 0 | 10 |  |  |  |  | R-410A | 2.9833 | Residential & Commercial | USHP | Ducted CEE Tier 1
211911385 | Central HP <5.4 tons | MITS AIR | HRCU-A-C (Split System: Heat Pump with Remote Outdoor Unit with No Indoor Fan --Air Source) | MOD30U-30HFN1-MR0(X) |  |  | MAC-36HWFN1-M | 0 | 30000 | 15.5 | 9.7 | 33000 | 27000 | 81.82% | 1.85 | 10.7 | 10.5 |  |  |  |  | R-410A | 2.5 | Residential & Commercial | USHP | Ducted CEE Tier 1
214239211 | Central HP <5.4 tons | KENMORE | HRCU-A-CB (Split System: Heat Pump with Remote Outdoor Unit-Air-Source) | (C,H,T)VH837GKA2* |  |  | EN(A,D,W)4X48L21**+WALLCON | *80CTL1102120B* | 32400 | 17 | 8.1 | 32600 | 24600 | 75.46% | 1.96 | 0 | 11.5 |  |  |  |  | R-410A | 2.7 | Residential & Commercial | USHP | Ducted CEE Tier 1
214239381 | Central HP <5.4 tons | KENMORE | HRCU-A-CB (Split System: Heat Pump with Remote Outdoor Unit-Air-Source) | (C,H,T)VH837GKA2* |  |  | EN(A,D,W)4X60L24**+WALLCON | *80CTL1352422B* | 32800 | 17.5 | 8.1 | 32200 | 24600 | 76.4% | 1.96 | 0 | 12 |  |  |  |  | R-410A | 2.7333 | Residential & Commercial | USHP | Ducted CEE Tier 1
214239011 | Central HP <5.4 tons | KENMORE | HRCU-A-CB (Split System: Heat Pump with Remote Outdoor Unit-Air-Source) | (C,H,T)VH837GKA2* |  |  | END4X42L17**+WALLCON | *97CMN0601714B* | 31800 | 16.5 | 8.1 | 33200 | 25000 | 75.3% | 1.88 | 0 | 11 |  |  |  |  | R-410A | 2.65 | Residential & Commercial | USHP | Ducted CEE Tier 1
213080945 | Central HP <5.4 tons | ACIQ | HRCU-A-CB (Split System: Heat Pump with Remote Outdoor Unit-Air-Source) | HVH837GKA2* |  |  | END4X42L17**+WALLCON | *80CTL0901716A* | 32200 | 17.5 | 8.1 | 33000 | 24600 | 74.55% | 1.92 | 11 | 11.7 |  |  |  |  | R-410A | 2.6833 | Residential & Commercial | USHP | Ducted CEE Tier 1
213080947 | Central HP <5.4 tons | ACIQ | HRCU-A-CB (Split System: Heat Pump with Remote Outdoor Unit-Air-Source) | HVH837GKA2* |  |  | EN(A,D,W)4X48L21**+WALLCON | *97CMN1002122A* | 32400 | 17.5 | 8.1 | 33000 | 24800 | 75.15% | 1.96 | 12 | 11.7 |  |  |  |  | R-410A | 2.7 | Residential & Commercial | USHP | Ducted CEE Tier 1
212986985 | Central HP <5.4 tons | KEEPRITE | HRCU-A-CB (Split System: Heat Pump with Remote Outdoor Unit-Air-Source) | DLCURAH18ABK |  |  | EA*4X19L17A* | *96MSN0601412A* | 17800 | 16.5 | 8.1 | 17800 | 17900 | 100.6% | 2.16 | 0 | 10.5 |  |  |  |  | R-410A | 1.4833 | Residential & Commercial | USHP | Ducted CEE Tier 1
212986685 | Central HP <5.4 tons | DAY & NIGHT | HRCU-A-CB (Split System: Heat Pump with Remote Outdoor Unit-Air-Source) | DLCURAH18ABK |  |  | EA*4X25L17A* | *96MSN0401712A* | 17700 | 15.5 | 8.1 | 17700 | 17800 | 100.6% | 2.14 | 0 | 10.5 |  |  |  |  | R-410A | 1.475 | Residential & Commercial | USHP | Ducted CEE Tier 1
214573798 | Central HP <5.4 tons | CARRIER | HRCU-A-CB (Split System: Heat Pump with Remote Outdoor Unit-Air-Source) | 25VNA837A*031* |  |  | CAP**4224AL*+UI | 59CU5B080C21**20 | 31800 | 17 | 8.5 | 33000 | 24400 | 73.94% | 1.9 | 0 | 11 |  |  |  |  | R-410A | 2.65 | Residential & Commercial | USHP | Ducted CEE Tier 1
214573878 | Central HP <5.4 tons | CARRIER | HRCU-A-CB (Split System: Heat Pump with Remote Outdoor Unit-Air-Source) | 25VNA837A*031* |  |  | CAP**4321AL*+UI | 59MN7C060C21**20 | 32800 | 17 | 8.5 | 33000 | 25400 | 76.97% | 1.98 | 0 | 11 |  |  |  |  | R-410A | 2.7333 | Residential & Commercial | USHP | Ducted CEE Tier 1
214572828 | Central HP <5.4 tons | CARRIER | HRCU-A-CB (Split System: Heat Pump with Remote Outdoor Unit-Air-Source) | 25VNA837A*030* |  |  | CAP**4824AL*+UI | 58TN*B070C21**20 | 32400 | 17.5 | 8.5 | 32400 | 25000 | 77.16% | 1.98 | 0 | 11 |  |  |  |  | R-410A | 2.7 | Residential & Commercial | USHP | Ducted CEE Tier 1
214572928 | Central HP <5.4 tons | CARRIER | HRCU-A-CB (Split System: Heat Pump with Remote Outdoor Unit-Air-Source) | 25VNA837A*030* |  |  | CAP**6024AL*+UI | 59MN7C080C21**20 | 32800 | 17.5 | 8.5 | 31600 | 24800 | 78.48% | 2 | 0 | 11.5 |  |  |  |  | R-410A | 2.7333 | Residential & Commercial | USHP | Ducted CEE Tier 1
214572978 | Central HP <5.4 tons | CARRIER | HRCU-A-CB (Split System: Heat Pump with Remote Outdoor Unit-Air-Source) | 25VNA837A*030* |  |  | CAP**6121AL*+UI | 59MN7C060C21**20 | 33000 | 17.5 | 8.5 | 32200 | 25000 | 77.64% | 1.98 | 0 | 11 |  |  |  |  | R-410A | 2.75 | Residential & Commercial | USHP | Ducted CEE Tier 1
214066633 | Central HP <5.4 tons | RHEEM | HRCU-A-CB (Split System: Heat Pump with Remote Outdoor Unit-Air-Source) | RD17AZ36AJ3N |  |  | RCFZ3621MTANM | R801V0754A17UHS | 34200 | 18 | 8.1 | 34200 | 29400 | 85.96% | 2 | 0 | 10 |  |  |  |  | R-410A | 2.85 | Residential & Commercial | USHP | Ducted CEE Tier 1
213062787 | Central HP <5.4 tons | ACIQ | HRCU-A-CB (Split System: Heat Pump with Remote Outdoor Unit-Air-Source) | HVH837GKA** |  |  | EA*4X48L21A*+WALLCON | *80CSU0401712A* | 32400 | 17.5 | 8.1 | 32600 | 25000 | 76.69% | 1.96 | 12 | 11 |  |  |  |  | R-410A | 2.7 | Residential & Commercial | USHP | Ducted CEE Tier 1
213062923 | Central HP <5.4 tons | ACIQ | HRCU-A-CB (Split System: Heat Pump with Remote Outdoor Unit-Air-Source) | HVH825GKA3* |  |  | EA*4X24L17A*+WALLCON | *80CTL0901716A* | 23400 | 17 | 8.1 | 21800 | 16700 | 76.61% | 1.9 | 11.5 | 11 |  |  |  |  | R-410A | 1.95 | Residential & Commercial | USHP | Ducted CEE Tier 1
213062932 | Central HP <5.4 tons | ACIQ | HRCU-A-CB (Split System: Heat Pump with Remote Outdoor Unit-Air-Source) | HVH825GKA3* |  |  | EA*4X30L14A*+WALLCON | *80CTL0701412A* | 23400 | 17 | 8.1 | 21600 | 16700 | 77.31% | 1.92 | 11 | 11 |  |  |  |  | R-410A | 1.95 | Residential & Commercial | USHP | Ducted CEE Tier 1
213062955 | Central HP <5.4 tons | ACIQ | HRCU-A-CB (Split System: Heat Pump with Remote Outdoor Unit-Air-Source) | HVH825GKA3* |  |  | EA*4X36L21A*+WALLCON | *97CMN1002122A* | 23600 | 16.5 | 8.1 | 21400 | 16600 | 77.57% | 1.94 | 11 | 11 |  |  |  |  | R-410A | 1.9667 | Residential & Commercial | USHP | Ducted CEE Tier 1
216819921 | Central HP <5.4 tons | RHEEM | HRCU-A-CB (Split System: Heat Pump with Remote Outdoor Unit-Air-Source) | RD18AY48AJVC |  |  | RCFY4821STANM | R921V0705A21M4 | 41000 | 17 | 8.1 | 41000 | 37800 | 92.2% | 2.1 | 0 | 10 |  |  |  |  | R-454B | 3.4167 | Residential & Commercial | USHP | Ducted CEE Tier 1
216820041 | Central HP <5.4 tons | RHEEM | HRCU-A-CB (Split System: Heat Pump with Remote Outdoor Unit-Air-Source) | RD18AY48AJVC |  |  | RCFY4824STANM | R951V1005A21M4 | 41000 | 17 | 8.1 | 41000 | 37800 | 92.2% | 2.1 | 0 | 10 |  |  |  |  | R-454B | 3.4167 | Residential & Commercial | USHP | Ducted CEE Tier 1
213075360 | Central HP <5.4 tons | ACIQ | HRCU-A-CB (Split System: Heat Pump with Remote Outdoor Unit-Air-Source) | DLCURAH36ABK |  |  | END4X42L17** | *92ESN0601714A* | 35800 | 16 | 8.1 | 39000 | 35000 | 89.74% | 1.96 | 0 | 10 |  |  |  |  | R-410A | 2.9833 | Residential & Commercial | USHP | Ducted CEE Tier 1
213075395 | Central HP <5.4 tons | ACIQ | HRCU-A-CB (Split System: Heat Pump with Remote Outdoor Unit-Air-Source) | DLCURAH36ABK |  |  | EN(A,D,W)4X42L21** | *80ESU0802120A | 36800 | 15.2 | 8.1 | 40000 | 35200 | 88% | 1.94 | 0 | 10 |  |  |  |  | R-410A | 3.0667 | Residential & Commercial | USHP | Ducted CEE Tier 1
216820292 | Central HP <5.4 tons | RHEEM | HRCU-A-CB (Split System: Heat Pump with Remote Outdoor Unit-Air-Source) | RD18AY60AJVC |  |  | RCFY6024STANM | R951V0855A21M4 | 50500 | 16 | 8.1 | 50500 | 38500 | 76.24% | 2 | 0 | 10 |  |  |  |  | R-454B | 4.2083 | Residential & Commercial | USHP | Ducted CEE Tier 1
216820425 | Central HP <5.4 tons | RHEEM | HRCU-A-CB (Split System: Heat Pump with Remote Outdoor Unit-Air-Source) | RD18AY60AJVC |  |  | RCFY6024STANM | R962V1155A24M4 | 51000 | 17 | 10 | 51000 | 38000 | 74.51% | 2 | 0 | 11 |  |  |  |  | R-454B | 4.25 | Residential & Commercial | USHP | Ducted CEE Tier 1
216891548 | Central HP <5.4 tons | RHEEM | HRCU-A-CB (Split System: Heat Pump with Remote Outdoor Unit-Air-Source) | RD18AY36AJVC |  |  | RCFY3617STANM | R962V0703A17M4 | 31400 | 18 | 8.5 | 31400 | 27800 | 88.54% | 1.9 | 0 | 12 |  |  |  |  | R-454B | 2.6167 | Residential & Commercial | USHP | Ducted CEE Tier 1
216891573 | Central HP <5.4 tons | RHEEM | HRCU-A-CB (Split System: Heat Pump with Remote Outdoor Unit-Air-Source) | RD18AY36AJVC |  |  | RCFY3621STANM | R801V0754A17DZ | 31400 | 19 | 8.5 | 31400 | 27600 | 87.9% | 1.9 | 0 | 12 |  |  |  |  | R-454B | 2.6167 | Residential & Commercial | USHP | Ducted CEE Tier 1
213772322 | Central HP <5.4 tons | KEEPRITE | HRCU-A-CB (Split System: Heat Pump with Remote Outdoor Unit-Air-Source) | CVH825GKA2* |  |  | EHD4X42AAL+WALLCON | *80CTL1352422B* | 24200 | 16 | 8.1 | 21400 | 16600 | 77.57% | 2 | 0 | 10.5 |  |  |  |  | R-410A | 2.0167 | Residential & Commercial | USHP | Ducted CEE Tier 1
213772372 | Central HP <5.4 tons | KEEPRITE | HRCU-A-CB (Split System: Heat Pump with Remote Outdoor Unit-Air-Source) | CVH825GKA2* |  |  | EHD4X42AAL+WALLCON | *97CMN1202422B* | 24200 | 16 | 8.1 | 21400 | 16600 | 77.57% | 2 | 0 | 10.5 |  |  |  |  | R-410A | 2.0167 | Residential & Commercial | USHP | Ducted CEE Tier 1
213773707 | Central HP <5.4 tons | HEIL | HRCU-A-CB (Split System: Heat Pump with Remote Outdoor Unit-Air-Source) | HVH825GKA3* |  |  | EA*4X48L21A*+WALLCON | *80CTL0901716B* | 24200 | 17 | 8.1 | 20800 | 16600 | 79.81% | 2.02 | 0 | 11 |  |  |  |  | R-410A | 2.0167 | Residential & Commercial | USHP | Ducted CEE Tier 1
211260370 | Central HP <5.4 tons | KEEPRITE | HRCU-A-CB (Split System: Heat Pump with Remote Outdoor Unit-Air-Source) | DLCURAH18ABK |  |  | EA*4X24L17A* | *80VSL0701716A* | 17400 | 16 | 8.5 | 18300 | 19200 | 104.9% | 2.32 | 0 | 10.5 |  |  |  |  | R-410A | 1.45 | Residential & Commercial | USHP | Ducted CEE Tier 1
214243223 | Central HP <5.4 tons | KENMORE | HRCU-A-CB (Split System: Heat Pump with Remote Outdoor Unit-Air-Source) | (C,H,T)VH825GKA2* |  |  | EN(A,D)4X48L24**+WALLCON | *80CTL1352422B* | 24200 | 17 | 8.1 | 21200 | 16600 | 78.3% | 2.02 | 0 | 11.5 |  |  |  |  | R-410A | 2.0167 | Residential & Commercial | USHP | Ducted CEE Tier 1
211229029 | Central HP <5.4 tons | DAY & NIGHT | HRCU-A-CB (Split System: Heat Pump with Remote Outdoor Unit-Air-Source) | DLCURAH36ABK |  |  | EA*4X48L21A* | *95ESN0801716A* | 35400 | 15.5 | 8.1 | 37800 | 34800 | 92.06% | 2.02 | 0 | 9.5 |  |  |  |  | R-410A | 2.95 | Residential & Commercial | USHP
211229097 | Central HP <5.4 tons | DAY & NIGHT | HRCU-A-CB (Split System: Heat Pump with Remote Outdoor Unit-Air-Source) | DLCURAH36ABK |  |  | EA*4X48L21A* | *96VSN0802120A* | 36000 | 16 | 8.5 | 38500 | 34600 | 89.87% | 2.06 | 0 | 10 |  |  |  |  | R-410A | 3 | Residential & Commercial | USHP | Ducted CEE Tier 1
211229106 | Central HP <5.4 tons | DAY & NIGHT | HRCU-A-CB (Split System: Heat Pump with Remote Outdoor Unit-Air-Source) | DLCURAH36ABK |  |  | EA*4X48L21A* | *96VSN1002120A* | 36000 | 16 | 8.5 | 38500 | 34600 | 89.87% | 2.06 | 0 | 10 |  |  |  |  | R-410A | 3 | Residential & Commercial | USHP | Ducted CEE Tier 1
213062599 | Central HP <5.4 tons | ACIQ | HRCU-A-CB (Split System: Heat Pump with Remote Outdoor Unit-Air-Source) | HVH825GKA2* |  |  | EA*4X36L17A*+WALLCON | *80CTL0451712A* | 23400 | 16 | 8.1 | 21600 | 16800 | 77.78% | 1.92 | 11 | 10.5 |  |  |  |  | R-410A | 1.95 | Residential & Commercial | USHP | Ducted CEE Tier 1
213062818 | Central HP <5.4 tons | ACIQ | HRCU-A-CB (Split System: Heat Pump with Remote Outdoor Unit-Air-Source) | HVH837GKA** |  |  | EHD4X48AAL+WALLCON | *95CSU1002122A* | 32600 | 17 | 8.1 | 32800 | 24800 | 75.61% | 1.98 | 11.5 | 11 |  |  |  |  | R-410A | 2.7167 | Residential & Commercial | USHP | Ducted CEE Tier 1
213062918 | Central HP <5.4 tons | ACIQ | HRCU-A-CB (Split System: Heat Pump with Remote Outdoor Unit-Air-Source) | HVH825GKA3* |  |  | EA*4X24L17A*+WALLCON | *80CTL0701716A* | 23200 | 16.5 | 8.1 | 22000 | 16800 | 76.36% | 1.9 | 11 | 10.5 |  |  |  |  | R-410A | 1.9333 | Residential & Commercial | USHP | Ducted CEE Tier 1
213062935 | Central HP <5.4 tons | ACIQ | HRCU-A-CB (Split System: Heat Pump with Remote Outdoor Unit-Air-Source) | HVH825GKA3* |  |  | EA*4X30L17A*+WALLCON | *96CTN0601714A* | 23400 | 16 | 8.1 | 21600 | 16800 | 77.78% | 1.9 | 11 | 10.5 |  |  |  |  | R-410A | 1.95 | Residential & Commercial | USHP | Ducted CEE Tier 1
213062952 | Central HP <5.4 tons | ACIQ | HRCU-A-CB (Split System: Heat Pump with Remote Outdoor Unit-Air-Source) | HVH825GKA3* |  |  | EA*4X36L21A*+WALLCON | *96CTN0801714A* | 23600 | 16.5 | 8.1 | 21400 | 16700 | 78.04% | 1.94 | 11 | 11 |  |  |  |  | R-410A | 1.9667 | Residential & Commercial | USHP | Ducted CEE Tier 1
213080935 | Central HP <5.4 tons | ACIQ | HRCU-A-CB (Split System: Heat Pump with Remote Outdoor Unit-Air-Source) | HVH837GKA2* |  |  | EA*4X48L21A*+WALLCON | *80CTL0902120A* | 32200 | 17.5 | 8.5 | 32600 | 25000 | 76.69% | 1.98 | 12 | 11.7 |  |  |  |  | R-410A | 2.6833 | Residential & Commercial | USHP | Ducted CEE Tier 1
213080949 | Central HP <5.4 tons | ACIQ | HRCU-A-CB (Split System: Heat Pump with Remote Outdoor Unit-Air-Source) | HVH837GKA2* |  |  | EN(A,D,W)4X48L21**+WALLCON | *80CTL0901716A* | 32400 | 18 | 8.1 | 32800 | 24800 | 75.61% | 1.98 | 12.5 | 11.7 |  |  |  |  | R-410A | 2.7 | Residential & Commercial | USHP | Ducted CEE Tier 1
216735015 | Central HP <5.4 tons | KEEPRITE | HRCU-A-CB (Split System: Heat Pump with Remote Outdoor Unit-Air-Source) | D5CUHAH24AAK |  |  | EA*5X37M17A* | *80MSU0601716A* | 23200 | 17 | 8.5 | 21000 | 18600 | 88.57% | 1.94 | 0 | 11 |  |  |  |  | R-454B | 1.9333 | Residential & Commercial | USHP | Ducted CEE Tier 1
216735766 | Central HP <5.4 tons | KEEPRITE | HRCU-A-CB (Split System: Heat Pump with Remote Outdoor Unit-Air-Source) | D5CUHAH24AAK |  |  | EA*5X37M21A* | *92MSN0601714A* | 23000 | 16 | 8.5 | 20600 | 18400 | 89.32% | 1.98 | 0 | 11 |  |  |  |  | R-454B | 1.9167 | Residential & Commercial | USHP | Ducted CEE Tier 1
216736301 | Central HP <5.4 tons | KEEPRITE | HRCU-A-CB (Split System: Heat Pump with Remote Outdoor Unit-Air-Source) | D5CUHAH24AAK |  |  | ESH5X24M12A* | *80VSL0901716B* | 22200 | 15.2 | 8.1 | 21000 | 19000 | 90.48% | 1.9 | 0 | 10.5 |  |  |  |  | R-454B | 1.85 | Residential & Commercial | USHP | Ducted CEE Tier 1
216735616 | Central HP <5.4 tons | KEEPRITE | HRCU-A-CB (Split System: Heat Pump with Remote Outdoor Unit-Air-Source) | D5CUHAH24AAK |  |  | EA*5X37M21A* | *80CTL0702120B* | 23600 | 15.5 | 8.5 | 21000 | 18600 | 88.57% | 1.98 | 0 | 11 |  |  |  |  | R-454B | 1.9667 | Residential & Commercial | USHP | Ducted CEE Tier 1
216735684 | Central HP <5.4 tons | KEEPRITE | HRCU-A-CB (Split System: Heat Pump with Remote Outdoor Unit-Air-Source) | D5CUHAH24AAK |  |  | EA*5X37M21A* | *95CSU0601716B* | 23000 | 16.5 | 8.5 | 20600 | 18400 | 89.32% | 1.96 | 0 | 11 |  |  |  |  | R-454B | 1.9167 | Residential & Commercial | USHP | Ducted CEE Tier 1
215936392 | Central HP <5.4 tons | KENMORE | HRCU-A-CB (Split System: Heat Pump with Remote Outdoor Unit-Air-Source) | (C,H,T)5H3V36*K*AAA* |  |  | EVD5X48M24A*+WALLCON | *97CMN1002122B* | 35000 | 21.5 | 8.5 | 38000 | 28200 | 74.21% | 2.02 | 0 | 12 |  |  |  |  | R-454B | 2.9167 | Residential & Commercial | USHP | Ducted CEE Tier 1
211386421 | Central HP <5.4 tons | FRASER-JOHNSTON | HRCU-A-CB (Split System: Heat Pump with Remote Outdoor Unit-Air-Source) | HMH72B341 |  |  | XAFD48FBCN1 | TL8E100C20UH11 | 34000 | 16.5 | 8.5 | 32400 | 23800 | 73.46% | 2.1 | 0 | 9.5 |  |  |  |  | R-410A | 2.8333 | Residential & Commercial | USHP
215853386 | Central HP <5.4 tons | LUXAIRE | HRCU-A-CB (Split System: Heat Pump with Remote Outdoor Unit-Air-Source) | HH836E2S11 |  |  | CTF36C5CDS1 | Z9ES100C20SMPS1 | 34800 | 18 | 8.5 | 33000 | 27200 | 82.42% | 2 | 0 | 11 |  |  |  |  | R-454B | 2.9 | Residential & Commercial | USHP | Ducted CEE Tier 1
215853388 | Central HP <5.4 tons | LUXAIRE | HRCU-A-CB (Split System: Heat Pump with Remote Outdoor Unit-Air-Source) | HH836E2S11 |  |  | CTF36C5CDS1 | Z9ES100C16SMPS1 | 34600 | 17 | 8.5 | 32800 | 27000 | 82.32% | 2 | 0 | 11 |  |  |  |  | R-454B | 2.8833 | Residential & Commercial | USHP | Ducted CEE Tier 1
214807831 | Central HP <5.4 tons | COLEMAN | HRCU-A-CB (Split System: Heat Pump with Remote Outdoor Unit-Air-Source) | HH860E2S11 |  |  | CTU60D5XHS1+JMET18DS2N1+TXV | 0 | 54000 | 19 | 9 | 53500 | 38500 | 71.96% | 2 | 0 | 12 |  |  |  |  | R-454B | 4.5 | Residential & Commercial | USHP | Ducted CEE Tier 1
215668841 | Central HP <5.4 tons | KEEPRITE | HRCU-A-CB (Split System: Heat Pump with Remote Outdoor Unit-Air-Source) | C5H0V36*K*AAA* |  |  | EA*5X42M21A*+WALLCON | *80CTL0901716B* | 33200 | 18 | 9 | 35800 | 25600 | 71.51% | 1.86 | 0 | 10 |  |  |  |  | R-454B | 2.7667 | Residential & Commercial | USHP | Ducted CEE Tier 1
215940422 | Central HP <5.4 tons | KENMORE | HRCU-A-CB (Split System: Heat Pump with Remote Outdoor Unit-Air-Source) | (C,H,T)5H3V36*K*AAA* |  |  | EVM5X60M21A*+WALLCON | *80CSU0601716B* | 35600 | 22 | 8.5 | 38000 | 28600 | 75.26% | 2.02 | 0 | 12.5 |  |  |  |  | R-454B | 2.9667 | Residential & Commercial | USHP | Ducted CEE Tier 1
215940922 | Central HP <5.4 tons | KENMORE | HRCU-A-CB (Split System: Heat Pump with Remote Outdoor Unit-Air-Source) | (C,H,T)5H3V36*K*AAA* |  |  | EVD5X61M21A*+WALLCON | *97CTN0801716A* | 35600 | 21.5 | 8.5 | 38000 | 28800 | 75.79% | 2.04 | 0 | 12 |  |  |  |  | R-454B | 2.9667 | Residential & Commercial | USHP | Ducted CEE Tier 1
215939902 | Central HP <5.4 tons | KENMORE | HRCU-A-CB (Split System: Heat Pump with Remote Outdoor Unit-Air-Source) | (C,H,T)5H3V36*K*AAA* |  |  | EA*5X61M24A*+WALLCON | *96CTN0802120B* | 34400 | 20.5 | 9.5 | 34400 | 26000 | 75.58% | 2.06 | 0 | 12 |  |  |  |  | R-454B | 2.8667 | Residential & Commercial | USHP | Ducted CEE Tier 1
215939852 | Central HP <5.4 tons | KENMORE | HRCU-A-CB (Split System: Heat Pump with Remote Outdoor Unit-Air-Source) | (C,H,T)5H3V36*K*AAA* |  |  | EA*5X61M21A*+WALLCON | *80CSU0601716B* | 34400 | 20.5 | 9.5 | 34400 | 26000 | 75.58% | 2.06 | 0 | 12 |  |  |  |  | R-454B | 2.8667 | Residential & Commercial | USHP | Ducted CEE Tier 1
211259851 | Central HP <5.4 tons | KEEPRITE | HRCU-A-CB (Split System: Heat Pump with Remote Outdoor Unit-Air-Source) | DLCURAH18ABK |  |  | EA*4X19L17A* | *96VTN0601412A* | 18400 | 16 | 8.5 | 18400 | 17600 | 95.65% | 2.12 | 0 | 11 |  |  |  |  | R-410A | 1.5333 | Residential & Commercial | USHP | Ducted CEE Tier 1
211260235 | Central HP <5.4 tons | KEEPRITE | HRCU-A-CB (Split System: Heat Pump with Remote Outdoor Unit-Air-Source) | DLCURAH18ABK |  |  | EA*4X24L14A* | *80ES(N,L)0701412A* | 17600 | 16 | 8.5 | 18400 | 19100 | 103.8% | 2.3 | 0 | 10.5 |  |  |  |  | R-410A | 1.4667 | Residential & Commercial | USHP | Ducted CEE Tier 1
216051131 | Central HP <5.4 tons | RHEEM | HRCU-A-CB (Split System: Heat Pump with Remote Outdoor Unit-Air-Source) | RP19AY48AJVC |  |  | RCFY4821SEAAM | R97MV1005A21DH | 45500 | 19 | 10 | 45500 | 42000 | 92.31% | 2.1 | 0 | 12 |  |  |  |  | R-454B | 3.7917 | Residential & Commercial | USHP | Ducted CEE Tier 1
211244995 | Central HP <5.4 tons | DAY & NIGHT | HRCU-A-CB (Split System: Heat Pump with Remote Outdoor Unit-Air-Source) | DLCURAH24ABK |  |  | EN(A,D,W)4X36L17** | *80VTL0451412A* | 24200 | 16.5 | 8.1 | 26200 | 22800 | 87.02% | 1.88 | 0 | 10.5 |  |  |  |  | R-410A | 2.0167 | Residential & Commercial | USHP | Ducted CEE Tier 1
211245029 | Central HP <5.4 tons | DAY & NIGHT | HRCU-A-CB (Split System: Heat Pump with Remote Outdoor Unit-Air-Source) | DLCURAH24ABK |  |  | EN(A,D,W)4X36L17** | *80VTL0701716A* | 24200 | 17 | 8.1 | 26200 | 23000 | 87.79% | 1.9 | 0 | 10.5 |  |  |  |  | R-410A | 2.0167 | Residential & Commercial | USHP | Ducted CEE Tier 1
211245444 | Central HP <5.4 tons | DAY & NIGHT | HRCU-A-CB (Split System: Heat Pump with Remote Outdoor Unit-Air-Source) | DLCURAH24ABK |  |  | EN(A,D)4X36L21** | *80VSL0702120A* | 24600 | 16 | 8.1 | 26600 | 22400 | 84.21% | 1.84 | 0 | 10.5 |  |  |  |  | R-410A | 2.05 | Residential & Commercial | USHP | Ducted CEE Tier 1
211261040 | Central HP <5.4 tons | KEEPRITE | HRCU-A-CB (Split System: Heat Pump with Remote Outdoor Unit-Air-Source) | DLCURAH18ABK |  |  | EA*4X25L17A* | *92ESN0601714A* | 18300 | 16.5 | 8.5 | 18000 | 17500 | 97.22% | 2.12 | 0 | 11 |  |  |  |  | R-410A | 1.525 | Residential & Commercial | USHP | Ducted CEE Tier 1
211229413 | Central HP <5.4 tons | DAY & NIGHT | HRCU-A-CB (Split System: Heat Pump with Remote Outdoor Unit-Air-Source) | DLCURAH36ABK |  |  | EA*4X48L24A* | *80VTL1102122A* | 36800 | 16 | 8.5 | 38500 | 34800 | 90.39% | 2.1 | 0 | 10 |  |  |  |  | R-410A | 3.0667 | Residential & Commercial | USHP | Ducted CEE Tier 1
213076391 | Central HP <5.4 tons | KEEPRITE | HRCU-A-CB (Split System: Heat Pump with Remote Outdoor Unit-Air-Source) | DLCURAH18ABK |  |  | EA*4X24L17A* | *96VTN0601716B* | 17400 | 16 | 8.5 | 18400 | 19500 | 106% | 2.34 | 0 | 10.5 |  |  |  |  | R-410A | 1.45 | Residential & Commercial | USHP | Ducted CEE Tier 1
211259865 | Central HP <5.4 tons | KEEPRITE | HRCU-A-CB (Split System: Heat Pump with Remote Outdoor Unit-Air-Source) | DLCURAH18ABK |  |  | EA*4X19L17A* | *95ESN0261410A* | 18600 | 16 | 8.5 | 18600 | 17500 | 94.09% | 2.12 | 0 | 11 |  |  |  |  | R-410A | 1.55 | Residential & Commercial | USHP | Ducted CEE Tier 1
211260292 | Central HP <5.4 tons | KEEPRITE | HRCU-A-CB (Split System: Heat Pump with Remote Outdoor Unit-Air-Source) | DLCURAH18ABK |  |  | EA*4X24L17A* | *96VSN0401712A* | 17700 | 15.5 | 8.5 | 18700 | 19100 | 102.1% | 2.28 | 0 | 10.5 |  |  |  |  | R-410A | 1.475 | Residential & Commercial | USHP | Ducted CEE Tier 1
211260583 | Central HP <5.4 tons | KEEPRITE | HRCU-A-CB (Split System: Heat Pump with Remote Outdoor Unit-Air-Source) | DLCURAH18ABK |  |  | EA*4X24L17A* | *92ESN0601412A* | 18100 | 16 | 9 | 19000 | 18800 | 98.95% | 2.28 | 0 | 10.5 |  |  |  |  | R-410A | 1.5083 | Residential & Commercial | USHP | Ducted CEE Tier 1
212986973 | Central HP <5.4 tons | DAY & NIGHT | HRCU-A-CB (Split System: Heat Pump with Remote Outdoor Unit-Air-Source) | DLCURAH24ABK |  |  | EN(A,D,W)4X36L17** | *96MSN0601412A* | 23600 | 16.5 | 8.1 | 26400 | 24200 | 91.67% | 2.02 | 0 | 10 |  |  |  |  | R-410A | 1.9667 | Residential & Commercial | USHP | Ducted CEE Tier 1
216733132 | Central HP <5.4 tons | KEEPRITE | HRCU-A-CB (Split System: Heat Pump with Remote Outdoor Unit-Air-Source) | D5CUHAH24AAK |  |  | EA*5X24M17A* | OMV112K14A | 22400 | 15.5 | 8.5 | 21600 | 19500 | 90.28% | 1.94 | 0 | 10.5 |  |  |  |  | R-454B | 1.8667 | Residential & Commercial | USHP | Ducted CEE Tier 1
216732723 | Central HP <5.4 tons | KEEPRITE | HRCU-A-CB (Split System: Heat Pump with Remote Outdoor Unit-Air-Source) | D5CUHAH24AAK |  |  | EA*5X24M17A* | *80VSL0451412B* | 22000 | 16 | 8.5 | 21000 | 19100 | 90.95% | 1.96 | 0 | 10.5 |  |  |  |  | R-454B | 1.8333 | Residential & Commercial | USHP | Ducted CEE Tier 1
215853395 | Central HP <5.4 tons | LUXAIRE | HRCU-A-CB (Split System: Heat Pump with Remote Outdoor Unit-Air-Source) | HH836E2S11 |  |  | CTU36B5XDS1+TXV | Z9ES060B12SMPS1 | 33200 | 17 | 8.5 | 31000 | 25400 | 81.94% | 2 | 0 | 11 |  |  |  |  | R-454B | 2.7667 | Residential & Commercial | USHP | Ducted CEE Tier 1
213771012 | Central HP <5.4 tons | KEEPRITE | HRCU-A-CB (Split System: Heat Pump with Remote Outdoor Unit-Air-Source) | CVH825GKA2* |  |  | EA*4X36L21A*+WALLCON | *96CTN0801714B* | 23600 | 16.5 | 8.1 | 21400 | 16700 | 78.04% | 1.94 | 0 | 10.5 |  |  |  |  | R-410A | 1.9667 | Residential & Commercial | USHP | Ducted CEE Tier 1
213063301 | Central HP <5.4 tons | ACIQ | HRCU-A-CB (Split System: Heat Pump with Remote Outdoor Unit-Air-Source) | HVH837GKA2* |  |  | EA*4X36L21A*+WALLCON | *96CTN0801714A* | 31400 | 17 | 8.1 | 33400 | 24400 | 73.05% | 1.84 | 11 | 11 |  |  |  |  | R-410A | 2.6167 | Residential & Commercial | USHP | Ducted CEE Tier 1
213063302 | Central HP <5.4 tons | ACIQ | HRCU-A-CB (Split System: Heat Pump with Remote Outdoor Unit-Air-Source) | HVH837GKA2* |  |  | EA*4X36L21A*+WALLCON | *97CMN0801714A* | 31400 | 17 | 8.1 | 33400 | 24600 | 73.65% | 1.84 | 11 | 11 |  |  |  |  | R-410A | 2.6167 | Residential & Commercial | USHP | Ducted CEE Tier 1
213062953 | Central HP <5.4 tons | ACIQ | HRCU-A-CB (Split System: Heat Pump with Remote Outdoor Unit-Air-Source) | HVH825GKA3* |  |  | EA*4X36L21A*+WALLCON | *97CMN0601714A* | 23400 | 16 | 8.1 | 21600 | 16800 | 77.78% | 1.92 | 11 | 10.5 |  |  |  |  | R-410A | 1.95 | Residential & Commercial | USHP | Ducted CEE Tier 1
213063037 | Central HP <5.4 tons | ACIQ | HRCU-A-CB (Split System: Heat Pump with Remote Outdoor Unit-Air-Source) | HVH825GKA3* |  |  | EHD4X30AAL+WALLCON | *80CTL0701412A* | 23800 | 16 | 8.1 | 21800 | 16700 | 76.61% | 1.98 | 11 | 10.5 |  |  |  |  | R-410A | 1.9833 | Residential & Commercial | USHP | Ducted CEE Tier 1
213063068 | Central HP <5.4 tons | ACIQ | HRCU-A-CB (Split System: Heat Pump with Remote Outdoor Unit-Air-Source) | HVH825GKA3* |  |  | EA*4X37L21A*+WALLCON | *80CSU0601716A* | 24400 | 17 | 8.1 | 21200 | 16600 | 78.3% | 2.02 | 11.5 | 11 |  |  |  |  | R-410A | 2.0333 | Residential & Commercial | USHP | Ducted CEE Tier 1
213080357 | Central HP <5.4 tons | DAY & NIGHT | HRCU-A-CB (Split System: Heat Pump with Remote Outdoor Unit-Air-Source) | DLCURAH36ABK |  |  | EN(A,D,W)4X48L21** | *96MSN1002120A* | 36000 | 16.5 | 8.1 | 38500 | 34800 | 90.39% | 2.02 | 0 | 10 |  |  |  |  | R-410A | 3 | Residential & Commercial | USHP | Ducted CEE Tier 1
215936492 | Central HP <5.4 tons | KENMORE | HRCU-A-CB (Split System: Heat Pump with Remote Outdoor Unit-Air-Source) | (C,H,T)5H3V36*K*AAA* |  |  | EVD5X49M24A*+WALLCON | *95CSU1002122B* | 35600 | 22 | 8.5 | 38000 | 28400 | 74.74% | 2.06 | 0 | 12.5 |  |  |  |  | R-454B | 2.9667 | Residential & Commercial | USHP | Ducted CEE Tier 1
216621518 | Central HP <5.4 tons | MITS AIR | HRCU-A-C (Split System: Heat Pump with Remote Outdoor Unit with No Indoor Fan --Air Source) | MAMOX430-24HFN10-M3X |  |  | MAMVBM-24A18T3N10 | 0 | 24000 | 16 | 9.5 | 25000 | 21000 | 84% | 1.8 | 0 | 10 |  |  |  |  | R-454B | 2 | Residential & Commercial | USHP | Ducted CEE Tier 1
215939752 | Central HP <5.4 tons | KENMORE | HRCU-A-CB (Split System: Heat Pump with Remote Outdoor Unit-Air-Source) | (C,H,T)5H3V36*K*AAA* |  |  | EA*5X48M21A*+WALLCON | *97CTN0601716A* | 33000 | 19 | 9 | 35400 | 27000 | 76.27% | 1.9 | 0 | 11 |  |  |  |  | R-454B | 2.75 | Residential & Commercial | USHP | Ducted CEE Tier 1
215939802 | Central HP <5.4 tons | KENMORE | HRCU-A-CB (Split System: Heat Pump with Remote Outdoor Unit-Air-Source) | (C,H,T)5H3V36*K*AAA* |  |  | EA*5X60M24A*+WALLCON | *97CTN0802120A* | 34000 | 20 | 9.5 | 34200 | 26000 | 76.02% | 2.06 | 0 | 11.7 |  |  |  |  | R-454B | 2.8333 | Residential & Commercial | USHP | Ducted CEE Tier 1
215939702 | Central HP <5.4 tons | KENMORE | HRCU-A-CB (Split System: Heat Pump with Remote Outdoor Unit-Air-Source) | (C,H,T)5H3V36*K*AAA* |  |  | EA*5X42M21A*+WALLCON | *97CTN0802120A* | 32600 | 19.5 | 9.5 | 34800 | 26800 | 77.01% | 2.02 | 0 | 11.7 |  |  |  |  | R-454B | 2.7167 | Residential & Commercial | USHP | Ducted CEE Tier 1
215940102 | Central HP <5.4 tons | KENMORE | HRCU-A-CB (Split System: Heat Pump with Remote Outdoor Unit-Air-Source) | (C,H,T)5H3V36*K*AAA* |  |  | ESH5X48M12A*+WALLCON | *96CTN0802120B* | 33800 | 19.5 | 9 | 34800 | 26600 | 76.44% | 1.94 | 0 | 11.5 |  |  |  |  | R-454B | 2.8167 | Residential & Commercial | USHP | Ducted CEE Tier 1
214239341 | Central HP <5.4 tons | KENMORE | HRCU-A-CB (Split System: Heat Pump with Remote Outdoor Unit-Air-Source) | (C,H,T)VH837GKA2* |  |  | EN(A,D)4X48L24**+WALLCON | *96CTN1002122B* | 32400 | 17 | 8.1 | 32600 | 24600 | 75.46% | 1.96 | 0 | 11.7 |  |  |  |  | R-410A | 2.7 | Residential & Commercial | USHP | Ducted CEE Tier 1
214238991 | Central HP <5.4 tons | KENMORE | HRCU-A-CB (Split System: Heat Pump with Remote Outdoor Unit-Air-Source) | (C,H,T)VH837GKA2* |  |  | END4X42L17**+WALLCON | *80CTL0901716B* | 32000 | 17 | 8.1 | 33000 | 24600 | 74.55% | 1.9 | 0 | 11.5 |  |  |  |  | R-410A | 2.6667 | Residential & Commercial | USHP | Ducted CEE Tier 1
215936091 | Central HP <5.4 tons | KEEPRITE | HRCU-A-CB (Split System: Heat Pump with Remote Outdoor Unit-Air-Source) | C5H3V36*K*AAA* |  |  | EVD5X42M21A*+WALLCON | *97CMN0801714B* | 34200 | 20.5 | 8.5 | 39000 | 28600 | 73.33% | 2.02 | 0 | 11.5 |  |  |  |  | R-454B | 2.85 | Residential & Commercial | USHP | Ducted CEE Tier 1
212986903 | Central HP <5.4 tons | DAY & NIGHT | HRCU-A-CB (Split System: Heat Pump with Remote Outdoor Unit-Air-Source) | DLCURAH24ABK |  |  | EA*4X30L17A* | *96MSN0601412A* | 23600 | 16.5 | 8.5 | 26200 | 24200 | 92.37% | 2 | 0 | 10 |  |  |  |  | R-410A | 1.9667 | Residential & Commercial | USHP | Ducted CEE Tier 1
216891326 | Central HP <5.4 tons | RHEEM | HRCU-A-CB (Split System: Heat Pump with Remote Outdoor Unit-Air-Source) | RD18AY36AJVC |  |  | RCFY3621MTANM | R802V1005A21UH | 32600 | 19 | 10 | 32600 | 27800 | 85.28% | 2.1 | 0 | 12 |  |  |  |  | R-454B | 2.7167 | Residential & Commercial | USHP | Ducted CEE Tier 1
213062501 | Central HP <5.4 tons | ACIQ | HRCU-A-CB (Split System: Heat Pump with Remote Outdoor Unit-Air-Source) | HVH837GKA** |  |  | EHD4X36AAL+WALLCON | *80CTL0901716A* | 32400 | 17 | 8.1 | 33200 | 24600 | 74.1% | 1.94 | 12 | 11 |  |  |  |  | R-410A | 2.7 | Residential & Commercial | USHP | Ducted CEE Tier 1
213063320 | Central HP <5.4 tons | ACIQ | HRCU-A-CB (Split System: Heat Pump with Remote Outdoor Unit-Air-Source) | HVH837GKA2* |  |  | EA*4X42L24A*+WALLCON | *96CTN1002122A* | 31800 | 17.5 | 8.1 | 33000 | 24400 | 73.94% | 1.9 | 12 | 11.5 |  |  |  |  | R-410A | 2.65 | Residential & Commercial | USHP | Ducted CEE Tier 1
213063354 | Central HP <5.4 tons | ACIQ | HRCU-A-CB (Split System: Heat Pump with Remote Outdoor Unit-Air-Source) | HVH837GKA2* |  |  | EHD4X42AAL+WALLCON | *97CMN1002122A* | 32600 | 16.5 | 8.1 | 33000 | 24800 | 75.15% | 1.96 | 12 | 11 |  |  |  |  | R-410A | 2.7167 | Residential & Commercial | USHP | Ducted CEE Tier 1
211260689 | Central HP <5.4 tons | KEEPRITE | HRCU-A-CB (Split System: Heat Pump with Remote Outdoor Unit-Air-Source) | DLCURAH18ABK |  |  | EA*4X25L17A* | *80VSL0451412A* | 18300 | 16.5 | 8.5 | 18100 | 17500 | 96.69% | 2.12 | 0 | 11 |  |  |  |  | R-410A | 1.525 | Residential & Commercial | USHP | Ducted CEE Tier 1
213077333 | Central HP <5.4 tons | BRYANT HEATING AND COOLING SYSTEMS | HRCU-A-CB (Split System: Heat Pump with Remote Outdoor Unit-Air-Source) | 38MURAQ36AB3* |  |  | CAP**3617AL* | 926TC48080V17*** | 35200 | 15.2 | 8.1 | 39000 | 35400 | 90.77% | 1.82 | 0 | 9.5 |  |  |  |  | R-410A | 2.9333 | Residential & Commercial | USHP
213773842 | Central HP <5.4 tons | KEEPRITE | HRCU-A-CB (Split System: Heat Pump with Remote Outdoor Unit-Air-Source) | CVH825GKA3* |  |  | EA*4X48L24A*+WALLCON | *97CMN1002122B* | 24200 | 16.5 | 8.1 | 21000 | 16500 | 78.57% | 2.02 | 0 | 11 |  |  |  |  | R-410A | 2.0167 | Residential & Commercial | USHP | Ducted CEE Tier 1
213773272 | Central HP <5.4 tons | KEEPRITE | HRCU-A-CB (Split System: Heat Pump with Remote Outdoor Unit-Air-Source) | CVH825GKA3* |  |  | EA*4X37L21A*+WALLCON | *80CTL0701716B* | 24400 | 16.5 | 8.1 | 21200 | 16600 | 78.3% | 2.02 | 0 | 11 |  |  |  |  | R-410A | 2.0333 | Residential & Commercial | USHP | Ducted CEE Tier 1
213773342 | Central HP <5.4 tons | KEEPRITE | HRCU-A-CB (Split System: Heat Pump with Remote Outdoor Unit-Air-Source) | CVH825GKA3* |  |  | EA*4X37L21A*+WALLCON | *97CMN1002122B* | 24400 | 16.5 | 8.5 | 21200 | 16600 | 78.3% | 2.02 | 0 | 11 |  |  |  |  | R-410A | 2.0333 | Residential & Commercial | USHP | Ducted CEE Tier 1
213773122 | Central HP <5.4 tons | KEEPRITE | HRCU-A-CB (Split System: Heat Pump with Remote Outdoor Unit-Air-Source) | CVH825GKA3* |  |  | EA*4X36L21A*+WALLCON | *97CMN1002122B* | 23600 | 16.5 | 8.1 | 21400 | 16600 | 77.57% | 1.94 | 0 | 10.5 |  |  |  |  | R-410A | 1.9667 | Residential & Commercial | USHP | Ducted CEE Tier 1
214809142 | Central HP <5.4 tons | COLEMAN | HRCU-A-CB (Split System: Heat Pump with Remote Outdoor Unit-Air-Source) | HH860E2S11 |  |  | CTU60C5XGS1+JMVT16CC2N1+TXV | 0 | 45000 | 19 | 9 | 45000 | 33600 | 74.67% | 2 | 0 | 12 |  |  |  |  | R-454B | 3.75 | Residential & Commercial | USHP | Ducted CEE Tier 1
216734116 | Central HP <5.4 tons | KEEPRITE | HRCU-A-CB (Split System: Heat Pump with Remote Outdoor Unit-Air-Source) | D5CUHAH24AAK |  |  | EA*5X30M17A* | *96MSN0601412A* | 22200 | 15.5 | 8.1 | 21000 | 18800 | 89.52% | 1.85 | 0 | 10.5 |  |  |  |  | R-454B | 1.85 | Residential & Commercial | USHP | Ducted CEE Tier 1
216734148 | Central HP <5.4 tons | KEEPRITE | HRCU-A-CB (Split System: Heat Pump with Remote Outdoor Unit-Air-Source) | D5CUHAH24AAK |  |  | EA*5X30M17A* | *96VSN0401410B* | 22000 | 15.5 | 8.1 | 21000 | 18900 | 90% | 1.85 | 0 | 10.5 |  |  |  |  | R-454B | 1.8333 | Residential & Commercial | USHP | Ducted CEE Tier 1
216734166 | Central HP <5.4 tons | KEEPRITE | HRCU-A-CB (Split System: Heat Pump with Remote Outdoor Unit-Air-Source) | D5CUHAH24AAK |  |  | EA*5X30M17A* | *96VSN0601412B* | 22200 | 16 | 8.1 | 20800 | 18800 | 90.38% | 1.85 | 0 | 10.5 |  |  |  |  | R-454B | 1.85 | Residential & Commercial | USHP | Ducted CEE Tier 1
216733532 | Central HP <5.4 tons | KEEPRITE | HRCU-A-CB (Split System: Heat Pump with Remote Outdoor Unit-Air-Source) | D5CUHAH24AAK |  |  | EA*5X25M17A* | *95MSU0601716A* | 23000 | 16.5 | 8.5 | 20600 | 18400 | 89.32% | 1.96 | 0 | 11 |  |  |  |  | R-454B | 1.9167 | Residential & Commercial | USHP | Ducted CEE Tier 1
213075256 | Central HP <5.4 tons | ACIQ | HRCU-A-CB (Split System: Heat Pump with Remote Outdoor Unit-Air-Source) | DLCURAH36ABK |  |  | EA*4X36L21A* | *96VSN0802120A* | 35400 | 16 | 8.1 | 39500 | 35200 | 89.11% | 1.82 | 0 | 9.5 |  |  |  |  | R-410A | 2.95 | Residential & Commercial | USHP
213075363 | Central HP <5.4 tons | ACIQ | HRCU-A-CB (Split System: Heat Pump with Remote Outdoor Unit-Air-Source) | DLCURAH36ABK |  |  | END4X42L17** | *80ESU0601716A | 36400 | 15.5 | 8.1 | 39500 | 35000 | 88.61% | 1.98 | 0 | 10 |  |  |  |  | R-410A | 3.0333 | Residential & Commercial | USHP | Ducted CEE Tier 1
215682453 | Central HP <5.4 tons | CARRIER | HRCU-A-CB (Split System: Heat Pump with Remote Outdoor Unit-Air-Source) | 27VNA048A*030* |  |  | CVAVA6121XMA*+UI | 58CU*B060C17**16 | 48500 | 19 | 9 | 50000 | 36800 | 73.6% | 2.1 | 0 | 10 |  |  |  |  | R-454B | 4.0417 | Residential & Commercial | USHP | Ducted CEE Tier 1
216732844 | Central HP <5.4 tons | KEEPRITE | HRCU-A-CB (Split System: Heat Pump with Remote Outdoor Unit-Air-Source) | D5CUHAH24AAK |  |  | EA*5X24M17A* | *95CSU0601716B* | 22000 | 16 | 8.5 | 21000 | 19100 | 90.95% | 1.96 | 0 | 10.5 |  |  |  |  | R-454B | 1.8333 | Residential & Commercial | USHP | Ducted CEE Tier 1
216732660 | Central HP <5.4 tons | KEEPRITE | HRCU-A-CB (Split System: Heat Pump with Remote Outdoor Unit-Air-Source) | D5CUHAH24AAK |  |  | EA*5X24M17A* | *80CSU0601716A* | 22600 | 16.5 | 8.5 | 21400 | 19400 | 90.65% | 1.94 | 0 | 10.5 |  |  |  |  | R-454B | 1.8833 | Residential & Commercial | USHP | Ducted CEE Tier 1
216732790 | Central HP <5.4 tons | KEEPRITE | HRCU-A-CB (Split System: Heat Pump with Remote Outdoor Unit-Air-Source) | D5CUHAH24AAK |  |  | EA*5X24M17A* | *80CTL0701412B* | 22000 | 16 | 8.5 | 21000 | 19100 | 90.95% | 1.96 | 0 | 10.5 |  |  |  |  | R-454B | 1.8333 | Residential & Commercial | USHP | Ducted CEE Tier 1
216732692 | Central HP <5.4 tons | KEEPRITE | HRCU-A-CB (Split System: Heat Pump with Remote Outdoor Unit-Air-Source) | D5CUHAH24AAK |  |  | EA*5X24M17A* | *80MS(N,L)0701712A* | 22200 | 16 | 8.5 | 21000 | 19200 | 91.43% | 1.96 | 0 | 10.5 |  |  |  |  | R-454B | 1.85 | Residential & Commercial | USHP | Ducted CEE Tier 1
211259607 | Central HP <5.4 tons | DAY & NIGHT | HRCU-A-CB (Split System: Heat Pump with Remote Outdoor Unit-Air-Source) | DLCURAH18ABK |  |  | EA*4X19L17A* | *96VSN0601714A* | 18200 | 16 | 8.5 | 18200 | 17600 | 96.7% | 2.14 | 0 | 10.5 |  |  |  |  | R-410A | 1.5167 | Residential & Commercial | USHP | Ducted CEE Tier 1
213078082 | Central HP <5.4 tons | BRYANT HEATING AND COOLING SYSTEMS | HRCU-A-CB (Split System: Heat Pump with Remote Outdoor Unit-Air-Source) | 38MURAQ36AB3* |  |  | CAP**4221AL* | 8(0,1)*SB48070M17*** | 35000 | 16 | 8.1 | 38500 | 35000 | 90.91% | 1.88 | 0 | 9.5 |  |  |  |  | R-410A | 2.9167 | Residential & Commercial | USHP
213078498 | Central HP <5.4 tons | BRYANT HEATING AND COOLING SYSTEMS | HRCU-A-CB (Split System: Heat Pump with Remote Outdoor Unit-Air-Source) | 38MURAQ36AB3* |  |  | CAP**3721AL* | 8(0,1)*SB60090M21*** | 37000 | 16 | 8.5 | 38500 | 35000 | 90.91% | 2.08 | 0 | 10 |  |  |  |  | R-410A | 3.0833 | Residential & Commercial | USHP | Ducted CEE Tier 1
211259632 | Central HP <5.4 tons | DAY & NIGHT | HRCU-A-CB (Split System: Heat Pump with Remote Outdoor Unit-Air-Source) | DLCURAH18ABK |  |  | EA*4X19L17A* | *96VSN0401712A* | 18200 | 15.5 | 8.5 | 18300 | 17600 | 96.17% | 2.12 | 0 | 10.5 |  |  |  |  | R-410A | 1.5167 | Residential & Commercial | USHP | Ducted CEE Tier 1
211259671 | Central HP <5.4 tons | DAY & NIGHT | HRCU-A-CB (Split System: Heat Pump with Remote Outdoor Unit-Air-Source) | DLCURAH18ABK |  |  | EA*4X19L17A* | *95ESU0401712A* | 18200 | 16.5 | 8.5 | 18100 | 17600 | 97.24% | 2.14 | 0 | 11 |  |  |  |  | R-410A | 1.5167 | Residential & Commercial | USHP | Ducted CEE Tier 1
213076271 | Central HP <5.4 tons | BRYANT HEATING AND COOLING SYSTEMS | HRCU-A-CB (Split System: Heat Pump with Remote Outdoor Unit-Air-Source) | 38MURAQ36AB3* |  |  | CAP**4224AL* | 935SB66100M21*** | 35600 | 16.5 | 8.1 | 38500 | 35000 | 90.91% | 1.9 | 0 | 10 |  |  |  |  | R-410A | 2.9667 | Residential & Commercial | USHP | Ducted CEE Tier 1
216820065 | Central HP <5.4 tons | RHEEM | HRCU-A-CB (Split System: Heat Pump with Remote Outdoor Unit-Air-Source) | RD18AY48AJVC |  |  | RCFY4824STANM | R97MV0855A21DH | 41000 | 17 | 8.1 | 41000 | 37800 | 92.2% | 2.1 | 0 | 10 |  |  |  |  | R-454B | 3.4167 | Residential & Commercial | USHP | Ducted CEE Tier 1
216820300 | Central HP <5.4 tons | RHEEM | HRCU-A-CB (Split System: Heat Pump with Remote Outdoor Unit-Air-Source) | RD18AY60AJVC |  |  | RCFY6024STANM | R98MV1155A24UP | 51000 | 17 | 10 | 51000 | 38000 | 74.51% | 2 | 0 | 10 |  |  |  |  | R-454B | 4.25 | Residential & Commercial | USHP | Ducted CEE Tier 1
216820332 | Central HP <5.4 tons | RHEEM | HRCU-A-CB (Split System: Heat Pump with Remote Outdoor Unit-Air-Source) | RD18AY60AJVC |  |  | RCFY6024STANM | R921V0705A21M4 | 50500 | 17 | 10 | 50500 | 38500 | 76.24% | 2 | 0 | 10 |  |  |  |  | R-454B | 4.2083 | Residential & Commercial | USHP | Ducted CEE Tier 1
216820483 | Central HP <5.4 tons | RHEEM | HRCU-A-CB (Split System: Heat Pump with Remote Outdoor Unit-Air-Source) | RD18AY60AJVC |  |  | RCFY6021STAAM | R97MV1005A21DH | 48500 | 17 | 8.1 | 48500 | 39000 | 80.41% | 2 | 0 | 10 |  |  |  |  | R-454B | 4.0417 | Residential & Commercial | USHP | Ducted CEE Tier 1
216820567 | Central HP <5.4 tons | RHEEM | HRCU-A-CB (Split System: Heat Pump with Remote Outdoor Unit-Air-Source) | RD18AY60AJVC |  |  | RCFY6021STAAM | R801V1005A21DZ | 49000 | 17 | 8.1 | 49000 | 39000 | 79.59% | 2 | 0 | 10 |  |  |  |  | R-454B | 4.0833 | Residential & Commercial | USHP | Ducted CEE Tier 1
211260984 | Central HP <5.4 tons | KEEPRITE | HRCU-A-CB (Split System: Heat Pump with Remote Outdoor Unit-Air-Source) | DLCURAH18ABK |  |  | EA*4X25L17A* | *80ES(N,L)0451412A* | 18600 | 16.5 | 8.5 | 18400 | 17400 | 94.57% | 2.12 | 0 | 11 |  |  |  |  | R-410A | 1.55 | Residential & Commercial | USHP | Ducted CEE Tier 1
211261234 | Central HP <5.4 tons | KEEPRITE | HRCU-A-CB (Split System: Heat Pump with Remote Outdoor Unit-Air-Source) | DLCURAH18ABK |  |  | EA*4X25L17A* | OMV112K14A | 18700 | 15.5 | 8.5 | 18700 | 17400 | 93.05% | 2.12 | 0 | 11 |  |  |  |  | R-410A | 1.5583 | Residential & Commercial | USHP | Ducted CEE Tier 1
211260957 | Central HP <5.4 tons | KEEPRITE | HRCU-A-CB (Split System: Heat Pump with Remote Outdoor Unit-Air-Source) | DLCURAH18ABK |  |  | EA*4X25L17A* | *95ESN0261410A* | 18600 | 16 | 8.5 | 18500 | 17400 | 94.05% | 2.12 | 0 | 11 |  |  |  |  | R-410A | 1.55 | Residential & Commercial | USHP | Ducted CEE Tier 1
211260657 | Central HP <5.4 tons | KEEPRITE | HRCU-A-CB (Split System: Heat Pump with Remote Outdoor Unit-Air-Source) | DLCURAH18ABK |  |  | EA*4X24L17A* | OMV098J12* | 18200 | 16 | 9 | 19200 | 18800 | 97.92% | 2.26 | 0 | 10.5 |  |  |  |  | R-410A | 1.5167 | Residential & Commercial | USHP | Ducted CEE Tier 1
215936121 | Central HP <5.4 tons | KEEPRITE | HRCU-A-CB (Split System: Heat Pump with Remote Outdoor Unit-Air-Source) | C5H3V36*K*AAA* |  |  | EVD5X42M21A*+WALLCON | *96CTN0601714B* | 34200 | 20.5 | 8.1 | 38000 | 27000 | 71.05% | 2 | 0 | 11 |  |  |  |  | R-454B | 2.85 | Residential & Commercial | USHP | Ducted CEE Tier 1
215936611 | Central HP <5.4 tons | KEEPRITE | HRCU-A-CB (Split System: Heat Pump with Remote Outdoor Unit-Air-Source) | C5H3V36*K*AAA* |  |  | EVD5X60M21A*+WALLCON | *80CTL0702120B* | 35600 | 21.5 | 8.5 | 38000 | 28600 | 75.26% | 2.04 | 0 | 12 |  |  |  |  | R-454B | 2.9667 | Residential & Commercial | USHP | Ducted CEE Tier 1
215936711 | Central HP <5.4 tons | KEEPRITE | HRCU-A-CB (Split System: Heat Pump with Remote Outdoor Unit-Air-Source) | C5H3V36*K*AAA* |  |  | EVD5X60M21A*+WALLCON | *97CMN1002122B* | 35600 | 22 | 8.5 | 38000 | 28600 | 75.26% | 2.02 | 0 | 12.5 |  |  |  |  | R-454B | 2.9667 | Residential & Commercial | USHP | Ducted CEE Tier 1
216732944 | Central HP <5.4 tons | KEEPRITE | HRCU-A-CB (Split System: Heat Pump with Remote Outdoor Unit-Air-Source) | D5CUHAH24AAK |  |  | EA*5X24M17A* | *96MSN0801716A* | 22200 | 15.5 | 8.5 | 21200 | 19200 | 90.57% | 1.96 | 0 | 10.5 |  |  |  |  | R-454B | 1.85 | Residential & Commercial | USHP | Ducted CEE Tier 1
216734062 | Central HP <5.4 tons | KEEPRITE | HRCU-A-CB (Split System: Heat Pump with Remote Outdoor Unit-Air-Source) | D5CUHAH24AAK |  |  | EA*5X30M17A* | *92MSN0601412A* | 22400 | 15.5 | 8.5 | 21000 | 18900 | 90% | 1.96 | 0 | 10.5 |  |  |  |  | R-454B | 1.8667 | Residential & Commercial | USHP | Ducted CEE Tier 1
216733612 | Central HP <5.4 tons | KEEPRITE | HRCU-A-CB (Split System: Heat Pump with Remote Outdoor Unit-Air-Source) | D5CUHAH24AAK |  |  | EA*5X25M17A* | *97VTN0601716A* | 23000 | 16.5 | 8.5 | 20600 | 18400 | 89.32% | 1.98 | 0 | 11 |  |  |  |  | R-454B | 1.9167 | Residential & Commercial | USHP | Ducted CEE Tier 1
216733763 | Central HP <5.4 tons | KEEPRITE | HRCU-A-CB (Split System: Heat Pump with Remote Outdoor Unit-Air-Source) | D5CUHAH24AAK |  |  | EA*5X30M14A* | *96VSN0401410B* | 22000 | 15.5 | 8.1 | 21000 | 18900 | 90% | 1.85 | 0 | 10.5 |  |  |  |  | R-454B | 1.8333 | Residential & Commercial | USHP | Ducted CEE Tier 1
215936101 | Central HP <5.4 tons | KEEPRITE | HRCU-A-CB (Split System: Heat Pump with Remote Outdoor Unit-Air-Source) | C5H3V36*K*AAA* |  |  | EVD5X42M21A*+WALLCON | *97CMN0802120B* | 34400 | 20.5 | 8.5 | 38500 | 28200 | 73.25% | 2.04 | 0 | 11.7 |  |  |  |  | R-454B | 2.8667 | Residential & Commercial | USHP | Ducted CEE Tier 1
213062601 | Central HP <5.4 tons | ACIQ | HRCU-A-CB (Split System: Heat Pump with Remote Outdoor Unit-Air-Source) | HVH825GKA2* |  |  | EA*4X36L17A*+WALLCON | *96CTN0601714A* | 23400 | 16 | 8.1 | 21600 | 16800 | 77.78% | 1.92 | 11 | 10.5 |  |  |  |  | R-410A | 1.95 | Residential & Commercial | USHP | Ducted CEE Tier 1
213075285 | Central HP <5.4 tons | ACIQ | HRCU-A-CB (Split System: Heat Pump with Remote Outdoor Unit-Air-Source) | DLCURAH36ABK |  |  | EA*4X42L21A* | OLV112A16A | 35400 | 15.2 | 8.1 | 39500 | 35200 | 89.11% | 1.88 | 0 | 9.5 |  |  |  |  | R-410A | 2.95 | Residential & Commercial | USHP
213079520 | Central HP <5.4 tons | BRYANT HEATING AND COOLING SYSTEMS | HRCU-A-CB (Split System: Heat Pump with Remote Outdoor Unit-Air-Source) | 38MURAQ36AB3* |  |  | CAP**3621AL* | 912SE48080M17*** | 35200 | 16 | 8.1 | 38500 | 35200 | 91.43% | 1.82 | 0 | 9.5 |  |  |  |  | R-410A | 2.9333 | Residential & Commercial | USHP
214807781 | Central HP <5.4 tons | COLEMAN | HRCU-A-CB (Split System: Heat Pump with Remote Outdoor Unit-Air-Source) | HH836E2S11 |  |  | CTU48C5XFS1+JMVT17CC2N1+TXV | 0 | 34400 | 19 | 9 | 32000 | 25200 | 78.75% | 2 | 0 | 11.7 |  |  |  |  | R-454B | 2.8667 | Residential & Commercial | USHP | Ducted CEE Tier 1
216819980 | Central HP <5.4 tons | RHEEM | HRCU-A-CB (Split System: Heat Pump with Remote Outdoor Unit-Air-Source) | RD18AY48AJVC |  |  | RCFY4821STANM | R951V0705A21UHU | 41000 | 17 | 8.1 | 41000 | 37800 | 92.2% | 2.1 | 0 | 10 |  |  |  |  | R-454B | 3.4167 | Residential & Commercial | USHP | Ducted CEE Tier 1
216820014 | Central HP <5.4 tons | RHEEM | HRCU-A-CB (Split System: Heat Pump with Remote Outdoor Unit-Air-Source) | RD18AY48AJVC |  |  | RCFY4824STANM | R962V1155A24M4 | 41000 | 18 | 8.1 | 41000 | 37600 | 91.71% | 2.1 | 0 | 10 |  |  |  |  | R-454B | 3.4167 | Residential & Commercial | USHP | Ducted CEE Tier 1
213075280 | Central HP <5.4 tons | ACIQ | HRCU-A-CB (Split System: Heat Pump with Remote Outdoor Unit-Air-Source) | DLCURAH36ABK |  |  | EA*4X37L17A* | *80ESU0601716A | 36600 | 15.5 | 8.5 | 39500 | 35000 | 88.61% | 2.04 | 0 | 10 |  |  |  |  | R-410A | 3.05 | Residential & Commercial | USHP | Ducted CEE Tier 1
215853412 | Central HP <5.4 tons | FRASER-JOHNSTON | HRCU-A-CB (Split System: Heat Pump with Remote Outdoor Unit-Air-Source) | HH836E2S11 |  |  | CTM36C5CDS1+JMC17C2SN1 | 0 | 34400 | 19 | 9 | 31600 | 25800 | 81.65% | 2 | 0 | 11.7 |  |  |  |  | R-454B | 2.8667 | Residential & Commercial | USHP | Ducted CEE Tier 1
215937951 | Central HP <5.4 tons | KEEPRITE | HRCU-A-CB (Split System: Heat Pump with Remote Outdoor Unit-Air-Source) | C5H3V48*K*AAA* |  |  | EVD5X48M24A*+WALLCON | *97CMN0802120B* | 44500 | 20 | 8.1 | 52000 | 38000 | 73.08% | 1.9 | 0 | 11 |  |  |  |  | R-454B | 3.7083 | Residential & Commercial | USHP | Ducted CEE Tier 1
215937331 | Central HP <5.4 tons | KEEPRITE | HRCU-A-CB (Split System: Heat Pump with Remote Outdoor Unit-Air-Source) | C5H3V48*K*AAA* |  |  | EVM5X60M21A*+WALLCON | *80CTL0901716B* | 44500 | 20.5 | 8.1 | 53500 | 37600 | 70.28% | 1.95 | 0 | 11.5 |  |  |  |  | R-454B | 3.7083 | Residential & Commercial | USHP | Ducted CEE Tier 1
215936231 | Central HP <5.4 tons | KEEPRITE | HRCU-A-CB (Split System: Heat Pump with Remote Outdoor Unit-Air-Source) | C5H3V36*K*AAA* |  |  | EVD5X42M24A*+WALLCON | *97CMN0802120B* | 35400 | 21.5 | 8.5 | 38000 | 28400 | 74.74% | 2.04 | 0 | 12 |  |  |  |  | R-454B | 2.95 | Residential & Commercial | USHP | Ducted CEE Tier 1
215936881 | Central HP <5.4 tons | KEEPRITE | HRCU-A-CB (Split System: Heat Pump with Remote Outdoor Unit-Air-Source) | C5H3V36*K*AAA* |  |  | EVD5X61M21A*+WALLCON | *80CTL0701716B* | 35800 | 22 | 9 | 38000 | 28600 | 75.26% | 2.06 | 0 | 12 |  |  |  |  | R-454B | 2.9833 | Residential & Commercial | USHP | Ducted CEE Tier 1
213081006 | Central HP <5.4 tons | ACIQ | HRCU-A-CB (Split System: Heat Pump with Remote Outdoor Unit-Air-Source) | HVH825GKA3* |  |  | EN(A,D,W)4X48L21**+WALLCON | *80CTL0901716A* | 24200 | 17.5 | 8.1 | 21200 | 16500 | 77.83% | 2.02 | 0 | 11.7 |  |  |  |  | R-410A | 2.0167 | Residential & Commercial | USHP | Ducted CEE Tier 1
213081015 | Central HP <5.4 tons | ACIQ | HRCU-A-CB (Split System: Heat Pump with Remote Outdoor Unit-Air-Source) | HVH837GKA** |  |  | EA*4X61L21A*+WALLCON | *80CTL0701716A* | 33200 | 17.5 | 8.5 | 32200 | 25000 | 77.64% | 1.98 | 0 | 11.7 |  |  |  |  | R-410A | 2.7667 | Residential & Commercial | USHP | Ducted CEE Tier 1
213081031 | Central HP <5.4 tons | ACIQ | HRCU-A-CB (Split System: Heat Pump with Remote Outdoor Unit-Air-Source) | HVH837GKA** |  |  | EN(A,D,W)4X60L24**+WALLCON | *80CSU1002120A* | 32800 | 17.5 | 8.1 | 32200 | 24600 | 76.4% | 1.96 | 0 | 11.7 |  |  |  |  | R-410A | 2.7333 | Residential & Commercial | USHP | Ducted CEE Tier 1
213080890 | Central HP <5.4 tons | ACIQ | HRCU-A-CB (Split System: Heat Pump with Remote Outdoor Unit-Air-Source) | HVH837GKA** |  |  | EA*4X48L21A*+WALLCON | *80CTL0902120A* | 32200 | 17.5 | 8.5 | 32600 | 25000 | 76.69% | 1.98 | 12 | 11.7 |  |  |  |  | R-410A | 2.6833 | Residential & Commercial | USHP | Ducted CEE Tier 1
213080906 | Central HP <5.4 tons | ACIQ | HRCU-A-CB (Split System: Heat Pump with Remote Outdoor Unit-Air-Source) | HVH837GKA** |  |  | EN(A,D)4X48L24**+WALLCON | *80CTL1352422A* | 32400 | 17.5 | 8.1 | 32800 | 24800 | 75.61% | 1.98 | 12 | 11.7 |  |  |  |  | R-410A | 2.7 | Residential & Commercial | USHP | Ducted CEE Tier 1
213062452 | Central HP <5.4 tons | ACIQ | HRCU-A-CB (Split System: Heat Pump with Remote Outdoor Unit-Air-Source) | HVH837GKA** |  |  | EA*4X36L17A*+WALLCON | *80CTL0701716A* | 31400 | 17 | 8.1 | 33400 | 24400 | 73.05% | 1.84 | 11 | 11 |  |  |  |  | R-410A | 2.6167 | Residential & Commercial | USHP | Ducted CEE Tier 1
213075286 | Central HP <5.4 tons | ACIQ | HRCU-A-CB (Split System: Heat Pump with Remote Outdoor Unit-Air-Source) | DLCURAH36ABK |  |  | EA*4X43L21A* | *80ES(N,L)0701716A* | 36800 | 15.5 | 8.5 | 39000 | 34800 | 89.23% | 2.1 | 0 | 10 |  |  |  |  | R-410A | 3.0667 | Residential & Commercial | USHP | Ducted CEE Tier 1
213063368 | Central HP <5.4 tons | ACIQ | HRCU-A-CB (Split System: Heat Pump with Remote Outdoor Unit-Air-Source) | HVH837GKA2* |  |  | EHD4X48AAL+WALLCON | *80CTL0901716A* | 32800 | 17.5 | 8.1 | 33000 | 24800 | 75.15% | 1.98 | 12 | 11.5 |  |  |  |  | R-410A | 2.7333 | Residential & Commercial | USHP | Ducted CEE Tier 1
213062966 | Central HP <5.4 tons | ACIQ | HRCU-A-CB (Split System: Heat Pump with Remote Outdoor Unit-Air-Source) | HVH825GKA3* |  |  | EA*4X37L17A*+WALLCON | *80CTL0901716A* | 24200 | 17 | 8.1 | 21400 | 16600 | 77.57% | 2.02 | 11 | 11 |  |  |  |  | R-410A | 2.0167 | Residential & Commercial | USHP | Ducted CEE Tier 1
213063066 | Central HP <5.4 tons | ACIQ | HRCU-A-CB (Split System: Heat Pump with Remote Outdoor Unit-Air-Source) | HVH825GKA3* |  |  | EA*4X37L17A*+WALLCON | *80CSU0601716A* | 24200 | 16.5 | 8.1 | 21400 | 16700 | 78.04% | 1.98 | 11.5 | 10.5 |  |  |  |  | R-410A | 2.0167 | Residential & Commercial | USHP | Ducted CEE Tier 1
216820265 | Central HP <5.4 tons | RHEEM | HRCU-A-CB (Split System: Heat Pump with Remote Outdoor Unit-Air-Source) | RD18AY60AJVC |  |  | RCFY6024STANM | R802V1255A24UH | 51500 | 17 | 10 | 51000 | 38000 | 74.51% | 2 | 0 | 11 |  |  |  |  | R-454B | 4.2917 | Residential & Commercial | USHP | Ducted CEE Tier 1
216820298 | Central HP <5.4 tons | RHEEM | HRCU-A-CB (Split System: Heat Pump with Remote Outdoor Unit-Air-Source) | RD18AY60AJVC |  |  | RCFY6024STANM | R801V0755A21DZ | 51000 | 17 | 10 | 51000 | 38000 | 74.51% | 2 | 0 | 11 |  |  |  |  | R-454B | 4.25 | Residential & Commercial | USHP | Ducted CEE Tier 1
216820633 | Central HP <5.4 tons | RHEEM | HRCU-A-CB (Split System: Heat Pump with Remote Outdoor Unit-Air-Source) | RD18AY60AJVC |  |  | RCFY6021STAAM | R951V0705A21M4 | 48500 | 16 | 8.1 | 48500 | 39500 | 81.44% | 2 | 0 | 10 |  |  |  |  | R-454B | 4.0417 | Residential & Commercial | USHP | Ducted CEE Tier 1
213772362 | Central HP <5.4 tons | KEEPRITE | HRCU-A-CB (Split System: Heat Pump with Remote Outdoor Unit-Air-Source) | CVH825GKA2* |  |  | EHD4X42AAL+WALLCON | *97CMN1002122B* | 24200 | 16 | 8.1 | 21400 | 16600 | 77.57% | 2 | 0 | 10.5 |  |  |  |  | R-410A | 2.0167 | Residential & Commercial | USHP | Ducted CEE Tier 1
213773182 | Central HP <5.4 tons | KEEPRITE | HRCU-A-CB (Split System: Heat Pump with Remote Outdoor Unit-Air-Source) | CVH825GKA3* |  |  | EA*4X37L17A*+WALLCON | *80CTL0701716B* | 24200 | 16.5 | 8.1 | 21400 | 16700 | 78.04% | 1.98 | 0 | 10.5 |  |  |  |  | R-410A | 2.0167 | Residential & Commercial | USHP | Ducted CEE Tier 1
216819780 | Central HP <5.4 tons | RHEEM | HRCU-A-CB (Split System: Heat Pump with Remote Outdoor Unit-Air-Source) | RD18AY48AJVC |  |  | RCFY4821STANM | R962V0705A21M4 | 41000 | 17 | 8.1 | 41000 | 37800 | 92.2% | 2.1 | 0 | 10 |  |  |  |  | R-454B | 3.4167 | Residential & Commercial | USHP | Ducted CEE Tier 1
215936531 | Central HP <5.4 tons | KEEPRITE | HRCU-A-CB (Split System: Heat Pump with Remote Outdoor Unit-Air-Source) | C5H3V36*K*AAA* |  |  | EVD5X49M24A*+WALLCON | *97CMN1202422B* | 35400 | 22 | 8.5 | 38000 | 28400 | 74.74% | 2.04 | 0 | 12.5 |  |  |  |  | R-454B | 2.95 | Residential & Commercial | USHP | Ducted CEE Tier 1
215936631 | Central HP <5.4 tons | KEEPRITE | HRCU-A-CB (Split System: Heat Pump with Remote Outdoor Unit-Air-Source) | C5H3V36*K*AAA* |  |  | EVD5X60M21A*+WALLCON | *80CTL0902120B* | 35600 | 22 | 8.5 | 38000 | 28400 | 74.74% | 2.02 | 0 | 12.5 |  |  |  |  | R-454B | 2.9667 | Residential & Commercial | USHP | Ducted CEE Tier 1
213076266 | Central HP <5.4 tons | DAY & NIGHT | HRCU-A-CB (Split System: Heat Pump with Remote Outdoor Unit-Air-Source) | DLCURAH36ABK |  |  | EA*4X42L21A* | *95MSU1002122A* | 35600 | 16.5 | 8.1 | 38500 | 35000 | 90.91% | 1.9 | 0 | 10 |  |  |  |  | R-410A | 2.9667 | Residential & Commercial | USHP | Ducted CEE Tier 1
213076402 | Central HP <5.4 tons | DAY & NIGHT | HRCU-A-CB (Split System: Heat Pump with Remote Outdoor Unit-Air-Source) | DLCURAH24ABK |  |  | EN(A,D)4X24L17** | *96VTN0601716B* | 23200 | 16.5 | 8.5 | 26800 | 25400 | 94.78% | 2.12 | 0 | 10 |  |  |  |  | R-410A | 1.9333 | Residential & Commercial | USHP | Ducted CEE Tier 1
216891393 | Central HP <5.4 tons | RHEEM | HRCU-A-CB (Split System: Heat Pump with Remote Outdoor Unit-Air-Source) | RD18AY36AJVC |  |  | RCFY3621MTANM | R97MV0603A17DH | 32400 | 19 | 10 | 32400 | 28000 | 86.42% | 2.1 | 0 | 12 |  |  |  |  | R-454B | 2.7 | Residential & Commercial | USHP | Ducted CEE Tier 1
216891527 | Central HP <5.4 tons | RHEEM | HRCU-A-CB (Split System: Heat Pump with Remote Outdoor Unit-Air-Source) | RD18AY36AJVC |  |  | RCFY3617STANM | R951V0403A17UH | 31200 | 18 | 8.5 | 31200 | 28000 | 89.74% | 1.9 | 0 | 11.7 |  |  |  |  | R-454B | 2.6 | Residential & Commercial | USHP | Ducted CEE Tier 1
216891529 | Central HP <5.4 tons | RHEEM | HRCU-A-CB (Split System: Heat Pump with Remote Outdoor Unit-Air-Source) | RD18AY36AJVC |  |  | RCFY3621STANM | R951V0705A21M4 | 31400 | 18 | 8.5 | 31400 | 27600 | 87.9% | 1.9 | 0 | 12 |  |  |  |  | R-454B | 2.6167 | Residential & Commercial | USHP | Ducted CEE Tier 1
216891679 | Central HP <5.4 tons | RHEEM | HRCU-A-CB (Split System: Heat Pump with Remote Outdoor Unit-Air-Source) | RD18AY36AJVC |  |  | RCFY3621STANM | R802V1004A17UH | 31600 | 19 | 8.5 | 31600 | 27600 | 87.34% | 1.9 | 0 | 12 |  |  |  |  | R-454B | 2.6333 | Residential & Commercial | USHP | Ducted CEE Tier 1
216891694 | Central HP <5.4 tons | RHEEM | HRCU-A-CB (Split System: Heat Pump with Remote Outdoor Unit-Air-Source) | RD18AY36AJVC |  |  | RCFY3617STANM | R802V0503A14UH | 31400 | 18 | 8.5 | 31400 | 27800 | 88.54% | 1.9 | 0 | 12 |  |  |  |  | R-454B | 2.6167 | Residential & Commercial | USHP | Ducted CEE Tier 1
216891796 | Central HP <5.4 tons | RHEEM | HRCU-A-CB (Split System: Heat Pump with Remote Outdoor Unit-Air-Source) | RD18AY36AJVC |  |  | RCFY3624MTANM | R921V0855A21M4 | 32400 | 19 | 10 | 32400 | 28000 | 86.42% | 2.1 | 0 | 12 |  |  |  |  | R-454B | 2.7 | Residential & Commercial | USHP | Ducted CEE Tier 1
216891827 | Central HP <5.4 tons | RHEEM | HRCU-A-CB (Split System: Heat Pump with Remote Outdoor Unit-Air-Source) | RD18AY36AJVC |  |  | RCFY3624MTANM | R98MV0855A21UP | 32600 | 19 | 10 | 32600 | 27800 | 85.28% | 2.1 | 0 | 12 |  |  |  |  | R-454B | 2.7167 | Residential & Commercial | USHP | Ducted CEE Tier 1
216891629 | Central HP <5.4 tons | RHEEM | HRCU-A-CB (Split System: Heat Pump with Remote Outdoor Unit-Air-Source) | RD18AY36AJVC |  |  | RCFY3617STANM | R962V0603A17M4 | 31200 | 18 | 8.5 | 31200 | 27800 | 89.1% | 1.9 | 0 | 12 |  |  |  |  | R-454B | 2.6 | Residential & Commercial | USHP | Ducted CEE Tier 1
216891661 | Central HP <5.4 tons | RHEEM | HRCU-A-CB (Split System: Heat Pump with Remote Outdoor Unit-Air-Source) | RD18AY36AJVC |  |  | RCFY3621STANM | R802V0755A21UH | 31600 | 19 | 8.5 | 31600 | 27600 | 87.34% | 2 | 0 | 12 |  |  |  |  | R-454B | 2.6333 | Residential & Commercial | USHP | Ducted CEE Tier 1
213062467 | Central HP <5.4 tons | ACIQ | HRCU-A-CB (Split System: Heat Pump with Remote Outdoor Unit-Air-Source) | HVH837GKA** |  |  | EA*4X42L21A*+WALLCON | *97CMN1002122A* | 31800 | 17 | 8.1 | 33000 | 24400 | 73.94% | 1.9 | 11.5 | 11.5 |  |  |  |  | R-410A | 2.65 | Residential & Commercial | USHP | Ducted CEE Tier 1
213062468 | Central HP <5.4 tons | ACIQ | HRCU-A-CB (Split System: Heat Pump with Remote Outdoor Unit-Air-Source) | HVH837GKA** |  |  | EA*4X42L21A*+WALLCON | *97CMN0602120A* | 31600 | 17 | 8.1 | 33400 | 24800 | 74.25% | 1.86 | 11 | 11 |  |  |  |  | R-410A | 2.6333 | Residential & Commercial | USHP | Ducted CEE Tier 1
213062469 | Central HP <5.4 tons | ACIQ | HRCU-A-CB (Split System: Heat Pump with Remote Outdoor Unit-Air-Source) | HVH837GKA** |  |  | EA*4X42L24A*+WALLCON | *80CTL0902120A* | 31800 | 17.5 | 8.1 | 33200 | 24400 | 73.49% | 1.9 | 11 | 11.5 |  |  |  |  | R-410A | 2.65 | Residential & Commercial | USHP | Ducted CEE Tier 1
213062499 | Central HP <5.4 tons | ACIQ | HRCU-A-CB (Split System: Heat Pump with Remote Outdoor Unit-Air-Source) | HVH837GKA** |  |  | EHD4X36AAL+WALLCON | *96CTN1002122A* | 32200 | 16.5 | 8.1 | 33200 | 24800 | 74.7% | 1.94 | 11.5 | 11 |  |  |  |  | R-410A | 2.6833 | Residential & Commercial | USHP | Ducted CEE Tier 1
213062519 | Central HP <5.4 tons | ACIQ | HRCU-A-CB (Split System: Heat Pump with Remote Outdoor Unit-Air-Source) | HVH837GKA** |  |  | EHD4X48AAL+WALLCON | *80CTL0701412A* | 32600 | 17 | 8.1 | 33200 | 25000 | 75.3% | 1.96 | 11.5 | 11 |  |  |  |  | R-410A | 2.7167 | Residential & Commercial | USHP | Ducted CEE Tier 1
213062717 | Central HP <5.4 tons | ACIQ | HRCU-A-CB (Split System: Heat Pump with Remote Outdoor Unit-Air-Source) | HVH837GKA** |  |  | EA*4X37L21A*+WALLCON | *80CTL0701716A* | 32800 | 17.5 | 8.5 | 33000 | 25200 | 76.36% | 1.98 | 11 | 11.5 |  |  |  |  | R-410A | 2.7333 | Residential & Commercial | USHP | Ducted CEE Tier 1
213062802 | Central HP <5.4 tons | ACIQ | HRCU-A-CB (Split System: Heat Pump with Remote Outdoor Unit-Air-Source) | HVH837GKA** |  |  | EA*4X37L21A*+WALLCON | *95CSU1002122A* | 33000 | 17.5 | 8.5 | 32800 | 25000 | 76.22% | 2 | 12 | 11.5 |  |  |  |  | R-410A | 2.75 | Residential & Commercial | USHP | Ducted CEE Tier 1
213078616 | Central HP <5.4 tons | BRYANT HEATING AND COOLING SYSTEMS | HRCU-A-CB (Split System: Heat Pump with Remote Outdoor Unit-Air-Source) | 38MURAQ36AB3* |  |  | CAP**3721AL* | 8(0,1)*SB60110M21*** | 36600 | 16.5 | 8.5 | 38000 | 34800 | 91.58% | 2.06 | 0 | 10 |  |  |  |  | R-410A | 3.05 | Residential & Commercial | USHP | Ducted CEE Tier 1
211260022 | Central HP <5.4 tons | KEEPRITE | HRCU-A-CB (Split System: Heat Pump with Remote Outdoor Unit-Air-Source) | DLCURAH18ABK |  |  | EA*4X19L17A* | *80ESU0601716A | 19100 | 16.5 | 9 | 19000 | 17400 | 91.58% | 2.14 | 0 | 11 |  |  |  |  | R-410A | 1.5917 | Residential & Commercial | USHP | Ducted CEE Tier 1
211260765 | Central HP <5.4 tons | KEEPRITE | HRCU-A-CB (Split System: Heat Pump with Remote Outdoor Unit-Air-Source) | DLCURAH18ABK |  |  | EA*4X25L17A* | *95ESU0401712A* | 18200 | 16.5 | 8.5 | 18000 | 17600 | 97.78% | 2.12 | 0 | 11 |  |  |  |  | R-410A | 1.5167 | Residential & Commercial | USHP | Ducted CEE Tier 1
211261078 | Central HP <5.4 tons | KEEPRITE | HRCU-A-CB (Split System: Heat Pump with Remote Outdoor Unit-Air-Source) | DLCURAH18ABK |  |  | EA*4X25L17A* | *92ESN0401712A* | 18400 | 15.5 | 8.5 | 18300 | 17500 | 95.63% | 2.12 | 0 | 10.5 |  |  |  |  | R-410A | 1.5333 | Residential & Commercial | USHP | Ducted CEE Tier 1
213062930 | Central HP <5.4 tons | ACIQ | HRCU-A-CB (Split System: Heat Pump with Remote Outdoor Unit-Air-Source) | HVH825GKA3* |  |  | EA*4X25L17A*+WALLCON | *80CTL0701412A* | 24400 | 17.5 | 8.5 | 21200 | 16600 | 78.3% | 2.02 | 11 | 11.5 |  |  |  |  | R-410A | 2.0333 | Residential & Commercial | USHP | Ducted CEE Tier 1
216891354 | Central HP <5.4 tons | RHEEM | HRCU-A-CB (Split System: Heat Pump with Remote Outdoor Unit-Air-Source) | RD18AY36AJVC |  |  | RCFY3621MTANM | R801V0504A17UHU | 32200 | 18 | 10 | 32200 | 28200 | 87.58% | 2.1 | 0 | 12 |  |  |  |  | R-454B | 2.6833 | Residential & Commercial | USHP | Ducted CEE Tier 1
213078933 | Central HP <5.4 tons | KEEPRITE | HRCU-A-CB (Split System: Heat Pump with Remote Outdoor Unit-Air-Source) | DLCURAH36ABK |  |  | EN(A,D,W)4X42L21** | *80MSU1002120A* | 35400 | 15.5 | 8.5 | 38500 | 35200 | 91.43% | 1.88 | 0 | 10 |  |  |  |  | R-410A | 2.95 | Residential & Commercial | USHP | Ducted CEE Tier 1
213079419 | Central HP <5.4 tons | KEEPRITE | HRCU-A-CB (Split System: Heat Pump with Remote Outdoor Unit-Air-Source) | DLCURAH36ABK |  |  | EA*4X37L21A* | *92MSN0601714A* | 36600 | 16 | 8.5 | 38500 | 35000 | 90.91% | 2.06 | 0 | 10 |  |  |  |  | R-410A | 3.05 | Residential & Commercial | USHP | Ducted CEE Tier 1
216010735 | Central HP <5.4 tons | COLEMAN | HRCU-A-CB (Split System: Heat Pump with Remote Outdoor Unit-Air-Source) | HH824E2S11 |  |  | CTM36B5ADS1 | TL9E060B12UH11 | 23000 | 18 | 9 | 23000 | 18900 | 82.17% | 2 | 0 | 12 |  |  |  |  | R-454B | 1.9167 | Residential & Commercial | USHP | Ducted CEE Tier 1
216734285 | Central HP <5.4 tons | KEEPRITE | HRCU-A-CB (Split System: Heat Pump with Remote Outdoor Unit-Air-Source) | D5CUHAH24AAK |  |  | EA*5X30M17A* | *96VTN0801716B* | 22000 | 16 | 8.1 | 20800 | 18800 | 90.38% | 1.85 | 0 | 10.5 |  |  |  |  | R-454B | 1.8333 | Residential & Commercial | USHP | Ducted CEE Tier 1
216733940 | Central HP <5.4 tons | KEEPRITE | HRCU-A-CB (Split System: Heat Pump with Remote Outdoor Unit-Air-Source) | D5CUHAH24AAK |  |  | EA*5X30M17A* | *80MSU0601716A* | 22200 | 16.5 | 8.1 | 20800 | 18700 | 89.9% | 1.85 | 0 | 10.5 |  |  |  |  | R-454B | 1.85 | Residential & Commercial | USHP | Ducted CEE Tier 1
216733465 | Central HP <5.4 tons | KEEPRITE | HRCU-A-CB (Split System: Heat Pump with Remote Outdoor Unit-Air-Source) | D5CUHAH24AAK |  |  | EA*5X25M17A* | *96MSN0801716A* | 23000 | 16 | 8.5 | 20800 | 18500 | 88.94% | 1.98 | 0 | 11 |  |  |  |  | R-454B | 1.9167 | Residential & Commercial | USHP | Ducted CEE Tier 1
216733672 | Central HP <5.4 tons | KEEPRITE | HRCU-A-CB (Split System: Heat Pump with Remote Outdoor Unit-Air-Source) | D5CUHAH24AAK |  |  | EA*5X30M14A* | *80MS(N,L)0701412A* | 22200 | 16 | 8.1 | 20800 | 18700 | 89.9% | 1.85 | 0 | 10.5 |  |  |  |  | R-454B | 1.85 | Residential & Commercial | USHP | Ducted CEE Tier 1
216733231 | Central HP <5.4 tons | KEEPRITE | HRCU-A-CB (Split System: Heat Pump with Remote Outdoor Unit-Air-Source) | D5CUHAH24AAK |  |  | EA*5X25M17A* | *80VSL0701412B* | 23200 | 17 | 8.5 | 20800 | 18400 | 88.46% | 1.96 | 0 | 11 |  |  |  |  | R-454B | 1.9333 | Residential & Commercial | USHP | Ducted CEE Tier 1
215935980 | Central HP <5.4 tons | DAY & NIGHT | HRCU-A-CB (Split System: Heat Pump with Remote Outdoor Unit-Air-Source) | C5H3V36*K*AAA* |  |  | EVD5X42M21A*+WALLCON | *80CTL0451712B* | 34000 | 20 | 8.5 | 39500 | 29000 | 73.42% | 2.02 | 0 | 11 |  |  |  |  | R-454B | 2.8333 | Residential & Commercial | USHP | Ducted CEE Tier 1
215936030 | Central HP <5.4 tons | DAY & NIGHT | HRCU-A-CB (Split System: Heat Pump with Remote Outdoor Unit-Air-Source) | C5H3V36*K*AAA* |  |  | EVD5X42M21A*+WALLCON | *80CTL1102120B* | 34400 | 21 | 8.5 | 38500 | 28000 | 72.73% | 2.04 | 0 | 12 |  |  |  |  | R-454B | 2.8667 | Residential & Commercial | USHP | Ducted CEE Tier 1
212989154 | Central HP <5.4 tons | BRYANT HEATING AND COOLING SYSTEMS | HRCU-A-CB (Split System: Heat Pump with Remote Outdoor Unit-Air-Source) | 38MURAQ24AB3* |  |  | CAP**3017AL* | 935SB48060M17*** | 23600 | 17 | 8.5 | 26400 | 24600 | 93.18% | 2.04 | 0 | 10 |  |  |  |  | R-410A | 1.9667 | Residential & Commercial | USHP | Ducted CEE Tier 1
211262104 | Central HP <5.4 tons | KEEPRITE | HRCU-A-CB (Split System: Heat Pump with Remote Outdoor Unit-Air-Source) | DLCURAH18ABK |  |  | EA*4X30L17A* | *92ESN0601714A* | 17900 | 16.5 | 8.5 | 18300 | 18500 | 101.1% | 2.22 | 0 | 10.5 |  |  |  |  | R-410A | 1.4917 | Residential & Commercial | USHP | Ducted CEE Tier 1
215935510 | Central HP <5.4 tons | DAY & NIGHT | HRCU-A-CB (Split System: Heat Pump with Remote Outdoor Unit-Air-Source) | C5H3V36*K*AAA* |  |  | EVD5X25M17A*+WALLCON | *97CMN0601714B* | 34000 | 20 | 8.1 | 38000 | 27200 | 71.58% | 2 | 0 | 11 |  |  |  |  | R-454B | 2.8333 | Residential & Commercial | USHP | Ducted CEE Tier 1
213076502 | Central HP <5.4 tons | DAY & NIGHT | HRCU-A-CB (Split System: Heat Pump with Remote Outdoor Unit-Air-Source) | DLCURAH36ABK |  |  | EA*4X37L21A* | *80VTL0701716B* | 36200 | 16 | 8.5 | 38000 | 34800 | 91.58% | 2.04 | 0 | 10 |  |  |  |  | R-410A | 3.0167 | Residential & Commercial | USHP | Ducted CEE Tier 1
213076700 | Central HP <5.4 tons | DAY & NIGHT | HRCU-A-CB (Split System: Heat Pump with Remote Outdoor Unit-Air-Source) | DLCURAH36ABK |  |  | EN(A,D,W)4X42L21** | *80VTL0902120B* | 35600 | 15.5 | 8.1 | 39000 | 35200 | 90.26% | 1.9 | 0 | 10 |  |  |  |  | R-410A | 2.9667 | Residential & Commercial | USHP | Ducted CEE Tier 1
216732922 | Central HP <5.4 tons | KEEPRITE | HRCU-A-CB (Split System: Heat Pump with Remote Outdoor Unit-Air-Source) | D5CUHAH24AAK |  |  | EA*5X24M17A* | *96MSN0601412A* | 22000 | 15.5 | 8.5 | 21000 | 19200 | 91.43% | 1.98 | 0 | 10.5 |  |  |  |  | R-454B | 1.8333 | Residential & Commercial | USHP | Ducted CEE Tier 1
216732990 | Central HP <5.4 tons | KEEPRITE | HRCU-A-CB (Split System: Heat Pump with Remote Outdoor Unit-Air-Source) | D5CUHAH24AAK |  |  | EA*5X24M17A* | *96VSN0801716B* | 22200 | 16 | 8.5 | 21200 | 19200 | 90.57% | 1.96 | 0 | 10.5 |  |  |  |  | R-454B | 1.85 | Residential & Commercial | USHP | Ducted CEE Tier 1
214228976 | Central HP <5.4 tons | KEEPRITE | HRCU-A-CB (Split System: Heat Pump with Remote Outdoor Unit-Air-Source) | DLCURAH18ABK |  |  | EA*4X19L17A* | *80MSU0601716A* | 18100 | 16.5 | 8.5 | 18000 | 17700 | 98.33% | 2.14 | 0 | 11 |  |  |  |  | R-410A | 1.5083 | Residential & Commercial | USHP | Ducted CEE Tier 1
213062455 | Central HP <5.4 tons | ACIQ | HRCU-A-CB (Split System: Heat Pump with Remote Outdoor Unit-Air-Source) | HVH837GKA** |  |  | EA*4X36L21A*+WALLCON | *80CTL0701716A* | 31400 | 17 | 8.1 | 33400 | 24400 | 73.05% | 1.84 | 11.5 | 11 |  |  |  |  | R-410A | 2.6167 | Residential & Commercial | USHP | Ducted CEE Tier 1
213062503 | Central HP <5.4 tons | ACIQ | HRCU-A-CB (Split System: Heat Pump with Remote Outdoor Unit-Air-Source) | HVH837GKA** |  |  | EHD4X42AAL+WALLCON | *80CTL0902120A* | 32400 | 16.5 | 8.1 | 33200 | 24800 | 74.7% | 1.96 | 12 | 11 |  |  |  |  | R-410A | 2.7 | Residential & Commercial | USHP | Ducted CEE Tier 1
213771932 | Central HP <5.4 tons | KEEPRITE | HRCU-A-CB (Split System: Heat Pump with Remote Outdoor Unit-Air-Source) | CVH825GKA2* |  |  | EHD4X30AAL+WALLCON | *80CTL0701412B* | 23800 | 16 | 8.1 | 21800 | 16800 | 77.06% | 1.98 | 0 | 10.5 |  |  |  |  | R-410A | 1.9833 | Residential & Commercial | USHP | Ducted CEE Tier 1
213773832 | Central HP <5.4 tons | KEEPRITE | HRCU-A-CB (Split System: Heat Pump with Remote Outdoor Unit-Air-Source) | CVH825GKA3* |  |  | EA*4X48L24A*+WALLCON | *80CTL1352422B* | 24200 | 17 | 8.1 | 21000 | 16500 | 78.57% | 2.02 | 0 | 11 |  |  |  |  | R-410A | 2.0167 | Residential & Commercial | USHP | Ducted CEE Tier 1
213773382 | Central HP <5.4 tons | KEEPRITE | HRCU-A-CB (Split System: Heat Pump with Remote Outdoor Unit-Air-Source) | CVH825GKA3* |  |  | EA*4X42L21A*+WALLCON | *80CTL0451712B* | 23600 | 16.5 | 8.1 | 21600 | 16700 | 77.31% | 1.94 | 0 | 10.5 |  |  |  |  | R-410A | 1.9667 | Residential & Commercial | USHP | Ducted CEE Tier 1
213773632 | Central HP <5.4 tons | KEEPRITE | HRCU-A-CB (Split System: Heat Pump with Remote Outdoor Unit-Air-Source) | CVH825GKA3* |  |  | EA*4X43L21A*+WALLCON | *97CMN0601714B* | 24200 | 16.5 | 8.1 | 21200 | 16700 | 78.77% | 2 | 0 | 10.5 |  |  |  |  | R-410A | 2.0167 | Residential & Commercial | USHP | Ducted CEE Tier 1
213773782 | Central HP <5.4 tons | KEEPRITE | HRCU-A-CB (Split System: Heat Pump with Remote Outdoor Unit-Air-Source) | CVH825GKA3* |  |  | EA*4X48L21A*+WALLCON | *96CTN0601714B* | 24000 | 16.5 | 8.1 | 21000 | 16600 | 79.05% | 2 | 0 | 10.5 |  |  |  |  | R-410A | 2 | Residential & Commercial | USHP | Ducted CEE Tier 1
216891381 | Central HP <5.4 tons | RHEEM | HRCU-A-CB (Split System: Heat Pump with Remote Outdoor Unit-Air-Source) | RD18AY36AJVC |  |  | RCFY3621MTANM | R801V0754A17UH | 32600 | 19 | 10 | 32600 | 27800 | 85.28% | 2.1 | 0 | 12 |  |  |  |  | R-454B | 2.7167 | Residential & Commercial | USHP | Ducted CEE Tier 1
216891388 | Central HP <5.4 tons | RHEEM | HRCU-A-CB (Split System: Heat Pump with Remote Outdoor Unit-Air-Source) | RD18AY36AJVC |  |  | RCFY3621MTANM | R802V0754A17UH | 32600 | 19 | 10 | 32600 | 27800 | 85.28% | 2.1 | 0 | 12 |  |  |  |  | R-454B | 2.7167 | Residential & Commercial | USHP | Ducted CEE Tier 1
216891547 | Central HP <5.4 tons | RHEEM | HRCU-A-CB (Split System: Heat Pump with Remote Outdoor Unit-Air-Source) | RD18AY36AJVC |  |  | RCFY3621STANM | R802V0755A21DZ | 31600 | 19 | 8.5 | 31600 | 27600 | 87.34% | 2 | 0 | 12 |  |  |  |  | R-454B | 2.6333 | Residential & Commercial | USHP | Ducted CEE Tier 1
215935972 | Central HP <5.4 tons | KENMORE | HRCU-A-CB (Split System: Heat Pump with Remote Outdoor Unit-Air-Source) | (C,H,T)5H3V36*K*AAA* |  |  | EVD5X42M21A*+WALLCON | *80CSU1002120A* | 34400 | 20.5 | 8.5 | 38500 | 28200 | 73.25% | 2.04 | 0 | 11.7 |  |  |  |  | R-454B | 2.8667 | Residential & Commercial | USHP | Ducted CEE Tier 1
215936922 | Central HP <5.4 tons | KENMORE | HRCU-A-CB (Split System: Heat Pump with Remote Outdoor Unit-Air-Source) | (C,H,T)5H3V36*K*AAA* |  |  | EVD5X61M21A*+WALLCON | *96CTN0601714B* | 35600 | 21.5 | 8.5 | 37600 | 28200 | 75% | 2 | 0 | 12 |  |  |  |  | R-454B | 2.9667 | Residential & Commercial | USHP | Ducted CEE Tier 1
216891683 | Central HP <5.4 tons | RHEEM | HRCU-A-CB (Split System: Heat Pump with Remote Outdoor Unit-Air-Source) | RD18AY36AJVC |  |  | RCFY3621STANM | R801V0504A17UHU | 31200 | 18 | 8.5 | 31200 | 28000 | 89.74% | 1.9 | 0 | 11.7 |  |  |  |  | R-454B | 2.6 | Residential & Commercial | USHP | Ducted CEE Tier 1
216891758 | Central HP <5.4 tons | RHEEM | HRCU-A-CB (Split System: Heat Pump with Remote Outdoor Unit-Air-Source) | RD18AY36AJVC |  |  | RCFY3624MTANM | R951V1005A21UH | 32600 | 19 | 10 | 32600 | 28000 | 85.89% | 2.1 | 0 | 12 |  |  |  |  | R-454B | 2.7167 | Residential & Commercial | USHP | Ducted CEE Tier 1
215936522 | Central HP <5.4 tons | KENMORE | HRCU-A-CB (Split System: Heat Pump with Remote Outdoor Unit-Air-Source) | (C,H,T)5H3V36*K*AAA* |  |  | EVD5X49M24A*+WALLCON | *97CMN1002122B* | 35400 | 22 | 8.5 | 38000 | 28400 | 74.74% | 2.04 | 0 | 12.5 |  |  |  |  | R-454B | 2.95 | Residential & Commercial | USHP | Ducted CEE Tier 1
215936272 | Central HP <5.4 tons | KENMORE | HRCU-A-CB (Split System: Heat Pump with Remote Outdoor Unit-Air-Source) | (C,H,T)5H3V36*K*AAA* |  |  | EVD5X42M24A*+WALLCON | *96CTN1202422B* | 35600 | 22 | 8.5 | 38000 | 28400 | 74.74% | 2.04 | 0 | 12.5 |  |  |  |  | R-454B | 2.9667 | Residential & Commercial | USHP | Ducted CEE Tier 1
216891783 | Central HP <5.4 tons | RHEEM | HRCU-A-CB (Split System: Heat Pump with Remote Outdoor Unit-Air-Source) | RD18AY36AJVC |  |  | RCFY3624MTANM | R801V0755A21DZ | 32600 | 19 | 10 | 32600 | 27800 | 85.28% | 2.1 | 0 | 12 |  |  |  |  | R-454B | 2.7167 | Residential & Commercial | USHP | Ducted CEE Tier 1
216891817 | Central HP <5.4 tons | RHEEM | HRCU-A-CB (Split System: Heat Pump with Remote Outdoor Unit-Air-Source) | RD18AY36AJVC |  |  | RCFY3624MTANM | R801V1005A21DZ | 32800 | 19 | 10 | 32800 | 27600 | 84.15% | 2.1 | 0 | 12 |  |  |  |  | R-454B | 2.7333 | Residential & Commercial | USHP | Ducted CEE Tier 1
213079017 | Central HP <5.4 tons | KEEPRITE | HRCU-A-CB (Split System: Heat Pump with Remote Outdoor Unit-Air-Source) | DLCURAH36ABK |  |  | EA*4X43L21A* | *80MSU0401712A* | 36600 | 16 | 8.5 | 38500 | 34800 | 90.39% | 2.08 | 0 | 10 |  |  |  |  | R-410A | 3.05 | Residential & Commercial | USHP | Ducted CEE Tier 1
216820078 | Central HP <5.4 tons | RHEEM | HRCU-A-CB (Split System: Heat Pump with Remote Outdoor Unit-Air-Source) | RD18AY48AJVC |  |  | RCFY4824STANM | R801V1005A21UHU | 41000 | 18 | 8.1 | 41000 | 37600 | 91.71% | 2.1 | 0 | 10 |  |  |  |  | R-454B | 3.4167 | Residential & Commercial | USHP | Ducted CEE Tier 1
216820117 | Central HP <5.4 tons | RHEEM | HRCU-A-CB (Split System: Heat Pump with Remote Outdoor Unit-Air-Source) | RD18AY48AJVC |  |  | RCFY4821STANM | R802V0504A17UH | 40500 | 16 | 8.1 | 40500 | 38000 | 93.83% | 2 | 0 | 10 |  |  |  |  | R-454B | 3.375 | Residential & Commercial | USHP | Ducted CEE Tier 1
215936372 | Central HP <5.4 tons | KENMORE | HRCU-A-CB (Split System: Heat Pump with Remote Outdoor Unit-Air-Source) | (C,H,T)5H3V36*K*AAA* |  |  | EVD5X48M24A*+WALLCON | *97CMN0602120B* | 34800 | 21 | 8.5 | 38500 | 28800 | 74.81% | 2.02 | 0 | 11.7 |  |  |  |  | R-454B | 2.9 | Residential & Commercial | USHP | Ducted CEE Tier 1
216621512 | Central HP <5.4 tons | MITS AIR | HRCU-A-CB (Split System: Heat Pump with Remote Outdoor Unit-Air-Source) | MAMOD30-30HFN10-M3X |  |  | MAMVBC-30HWFN10-MC3E-D | 0 | 30000 | 16.8 | 10 | 34000 | 32600 | 95.88% | 1.96 | 0 | 11.7 |  |  |  |  | R-454B | 2.5 | Residential & Commercial | USHP | Ducted CEE Tier 1
212986199 | Central HP <5.4 tons | CARRIER | HRCU-A-CB (Split System: Heat Pump with Remote Outdoor Unit-Air-Source) | 38MURAQ24AB3* |  |  | CAP**3717AL* | 59SC6A040M14**10 | 24000 | 16 | 8.1 | 25200 | 22200 | 88.1% | 1.84 | 0 | 10 |  |  |  |  | R-410A | 2 | Residential & Commercial | USHP | Ducted CEE Tier 1
212986917 | Central HP <5.4 tons | CARRIER | HRCU-A-CB (Split System: Heat Pump with Remote Outdoor Unit-Air-Source) | 38MURAQ24AB3* |  |  | CAP**3717AL* | 59SC6A060M14**12 | 24000 | 16.5 | 8.5 | 25200 | 22200 | 88.1% | 1.84 | 0 | 10 |  |  |  |  | R-410A | 2 | Residential & Commercial | USHP | Ducted CEE Tier 1
212988673 | Central HP <5.4 tons | CARRIER | HRCU-A-CB (Split System: Heat Pump with Remote Outdoor Unit-Air-Source) | 38MURAQ24AB3* |  |  | CAP**3617AL* | 59SU5B040M17**12 | 23600 | 16.5 | 8.5 | 26200 | 23800 | 90.84% | 1.96 | 0 | 10 |  |  |  |  | R-410A | 1.9667 | Residential & Commercial | USHP | Ducted CEE Tier 1
213062505 | Central HP <5.4 tons | ACIQ | HRCU-A-CB (Split System: Heat Pump with Remote Outdoor Unit-Air-Source) | HVH837GKA** |  |  | EHD4X42AAL+WALLCON | *96CTN1202422A* | 32600 | 17 | 8.1 | 33000 | 24800 | 75.15% | 1.96 | 11 | 11 |  |  |  |  | R-410A | 2.7167 | Residential & Commercial | USHP | Ducted CEE Tier 1
213063300 | Central HP <5.4 tons | ACIQ | HRCU-A-CB (Split System: Heat Pump with Remote Outdoor Unit-Air-Source) | HVH837GKA2* |  |  | EA*4X36L21A*+WALLCON | *80CTL0902120A* | 31600 | 17 | 8.1 | 33200 | 24200 | 72.89% | 1.86 | 11 | 11 |  |  |  |  | R-410A | 2.6333 | Residential & Commercial | USHP | Ducted CEE Tier 1
213063355 | Central HP <5.4 tons | ACIQ | HRCU-A-CB (Split System: Heat Pump with Remote Outdoor Unit-Air-Source) | HVH837GKA2* |  |  | EHD4X42AAL+WALLCON | *97CMN1202422A* | 32400 | 16.5 | 8.1 | 33200 | 25000 | 75.3% | 1.96 | 11.5 | 11 |  |  |  |  | R-410A | 2.7 | Residential & Commercial | USHP | Ducted CEE Tier 1
213063364 | Central HP <5.4 tons | ACIQ | HRCU-A-CB (Split System: Heat Pump with Remote Outdoor Unit-Air-Source) | HVH837GKA2* |  |  | EHD4X48AAL+WALLCON | *97CMN1002122A* | 32600 | 17 | 8.1 | 33000 | 24800 | 75.15% | 1.98 | 12 | 11 |  |  |  |  | R-410A | 2.7167 | Residential & Commercial | USHP | Ducted CEE Tier 1
206136089 | Central HP <5.4 tons | COMFORTMAKER | HRCU-A-CB (Split System: Heat Pump with Remote Outdoor Unit-Air-Source) | CVH837GKA** |  |  | EA*4X37L21A*+WALLCON | *95CSU1002122A* | 33000 | 17.5 | 8.5 | 32800 | 25000 | 76.22% | 2 | 12 | 11.5 |  |  |  |  | R-410A | 2.75 | Residential & Commercial | USHP | Ducted CEE Tier 1
213063305 | Central HP <5.4 tons | ACIQ | HRCU-A-CB (Split System: Heat Pump with Remote Outdoor Unit-Air-Source) | HVH837GKA2* |  |  | EA*4X36L21A*+WALLCON | *80CTL0901716A* | 31600 | 17.5 | 8.1 | 33000 | 24200 | 73.33% | 1.86 | 11.5 | 11.5 |  |  |  |  | R-410A | 2.6333 | Residential & Commercial | USHP | Ducted CEE Tier 1
213063350 | Central HP <5.4 tons | ACIQ | HRCU-A-CB (Split System: Heat Pump with Remote Outdoor Unit-Air-Source) | HVH837GKA2* |  |  | EHD4X42AAL+WALLCON | *80CTL0701716A* | 32400 | 16.5 | 8.1 | 33200 | 25000 | 75.3% | 1.94 | 11.5 | 11 |  |  |  |  | R-410A | 2.7 | Residential & Commercial | USHP | Ducted CEE Tier 1
213063398 | Central HP <5.4 tons | ACIQ | HRCU-A-CB (Split System: Heat Pump with Remote Outdoor Unit-Air-Source) | HVH837GKA2* |  |  | EA*4X37L21A*+WALLCON | *95CSU0802120A* | 33000 | 17.5 | 8.5 | 32800 | 25000 | 76.22% | 2 | 12 | 11.5 |  |  |  |  | R-410A | 2.75 | Residential & Commercial | USHP | Ducted CEE Tier 1
216732595 | Central HP <5.4 tons | KEEPRITE | HRCU-A-CB (Split System: Heat Pump with Remote Outdoor Unit-Air-Source) | D5CUHAH24AAK |  |  | EA*5X24M14A* | *96MSN0601412A* | 22000 | 15.5 | 8.5 | 21000 | 19200 | 91.43% | 1.98 | 0 | 10.5 |  |  |  |  | R-454B | 1.8333 | Residential & Commercial | USHP | Ducted CEE Tier 1
215935852 | Central HP <5.4 tons | KENMORE | HRCU-A-CB (Split System: Heat Pump with Remote Outdoor Unit-Air-Source) | (C,H,T)5H3V36*K*AAA* |  |  | EVD5X38M17A*+WALLCON | *80CTL0701716B* | 35400 | 21.5 | 8.5 | 38500 | 29000 | 75.32% | 2.02 | 0 | 12 |  |  |  |  | R-454B | 2.95 | Residential & Commercial | USHP | Ducted CEE Tier 1
215935702 | Central HP <5.4 tons | KENMORE | HRCU-A-CB (Split System: Heat Pump with Remote Outdoor Unit-Air-Source) | (C,H,T)5H3V36*K*AAA* |  |  | EVD5X36M21A*+WALLCON | *95CSU1002122B* | 34400 | 21 | 8.5 | 38500 | 28000 | 72.73% | 2.04 | 0 | 12 |  |  |  |  | R-454B | 2.8667 | Residential & Commercial | USHP | Ducted CEE Tier 1
215935652 | Central HP <5.4 tons | KENMORE | HRCU-A-CB (Split System: Heat Pump with Remote Outdoor Unit-Air-Source) | (C,H,T)5H3V36*K*AAA* |  |  | EVD5X36M21A*+WALLCON | *80CTL0901716B* | 34400 | 21 | 8.5 | 38500 | 28200 | 73.25% | 2.04 | 0 | 11.7 |  |  |  |  | R-454B | 2.8667 | Residential & Commercial | USHP | Ducted CEE Tier 1
215935672 | Central HP <5.4 tons | KENMORE | HRCU-A-CB (Split System: Heat Pump with Remote Outdoor Unit-Air-Source) | (C,H,T)5H3V36*K*AAA* |  |  | EVD5X36M21A*+WALLCON | *80CTL1102120B* | 34400 | 21 | 8.5 | 38500 | 28000 | 72.73% | 2.04 | 0 | 12 |  |  |  |  | R-454B | 2.8667 | Residential & Commercial | USHP | Ducted CEE Tier 1
215935402 | Central HP <5.4 tons | KENMORE | HRCU-A-CB (Split System: Heat Pump with Remote Outdoor Unit-Air-Source) | (C,H,T)5H3V36*K*AAA* |  |  | EVM5X60M24A*+WALLCON | *97CMN0602120B* | 35200 | 21 | 8.5 | 38500 | 28800 | 74.81% | 2.02 | 0 | 12 |  |  |  |  | R-454B | 2.9333 | Residential & Commercial | USHP | Ducted CEE Tier 1
216819851 | Central HP <5.4 tons | RHEEM | HRCU-A-CB (Split System: Heat Pump with Remote Outdoor Unit-Air-Source) | RD18AY48AJVC |  |  | RCFY4824STANM | R921V1005A21M4 | 41000 | 17 | 8.1 | 41000 | 37800 | 92.2% | 2.1 | 0 | 10 |  |  |  |  | R-454B | 3.4167 | Residential & Commercial | USHP | Ducted CEE Tier 1
216819710 | Central HP <5.4 tons | RHEEM | HRCU-A-CB (Split System: Heat Pump with Remote Outdoor Unit-Air-Source) | RD18AY48AJVC |  |  | RCFY4824STANM | R97MV1155A24DH | 41000 | 17 | 8.1 | 41000 | 37800 | 92.2% | 2.1 | 0 | 10 |  |  |  |  | R-454B | 3.4167 | Residential & Commercial | USHP | Ducted CEE Tier 1
213772532 | Central HP <5.4 tons | KEEPRITE | HRCU-A-CB (Split System: Heat Pump with Remote Outdoor Unit-Air-Source) | CVH825GKA2* |  |  | EHD4X48AAL+WALLCON | *97CMN1002122B* | 24200 | 16 | 8.1 | 21200 | 16600 | 78.3% | 2.02 | 0 | 11 |  |  |  |  | R-410A | 2.0167 | Residential & Commercial | USHP | Ducted CEE Tier 1
213772802 | Central HP <5.4 tons | KEEPRITE | HRCU-A-CB (Split System: Heat Pump with Remote Outdoor Unit-Air-Source) | CVH825GKA3* |  |  | EA*4X25L17A*+WALLCON | *96CTN0601714B* | 24200 | 16.5 | 8.1 | 21400 | 16700 | 78.04% | 2 | 0 | 10.5 |  |  |  |  | R-410A | 2.0167 | Residential & Commercial | USHP | Ducted CEE Tier 1
213772852 | Central HP <5.4 tons | KEEPRITE | HRCU-A-CB (Split System: Heat Pump with Remote Outdoor Unit-Air-Source) | CVH825GKA3* |  |  | EA*4X30L17A*+WALLCON | *80CTL0701412B* | 23600 | 16.5 | 8.1 | 21600 | 16700 | 77.31% | 1.9 | 0 | 10.5 |  |  |  |  | R-410A | 1.9667 | Residential & Commercial | USHP | Ducted CEE Tier 1
215931502 | Central HP <5.4 tons | KEEPRITE | HRCU-A-CB (Split System: Heat Pump with Remote Outdoor Unit-Air-Source) | C5H3V36*K*AAA* |  |  | FCMA5B48L0C*+WALLCON | 0 | 34400 | 21.5 | 9.5 | 34200 | 25800 | 75.44% | 2.06 | 0 | 12.5 |  |  |  |  | R-454B | 2.8667 | Residential & Commercial | USHP | Ducted CEE Tier 1
213063366 | Central HP <5.4 tons | ACIQ | HRCU-A-CB (Split System: Heat Pump with Remote Outdoor Unit-Air-Source) | HVH837GKA2* |  |  | EHD4X48AAL+WALLCON | *96CTN1002122A* | 32600 | 17 | 8.1 | 33000 | 24800 | 75.15% | 1.98 | 12 | 11 |  |  |  |  | R-410A | 2.7167 | Residential & Commercial | USHP | Ducted CEE Tier 1
213063382 | Central HP <5.4 tons | ACIQ | HRCU-A-CB (Split System: Heat Pump with Remote Outdoor Unit-Air-Source) | HVH837GKA2* |  |  | EA*4X48L24A*+WALLCON | *80CSU1002120A* | 32200 | 17 | 8.1 | 32600 | 25000 | 76.69% | 1.96 | 12 | 11 |  |  |  |  | R-410A | 2.6833 | Residential & Commercial | USHP | Ducted CEE Tier 1
216819876 | Central HP <5.4 tons | RHEEM | HRCU-A-CB (Split System: Heat Pump with Remote Outdoor Unit-Air-Source) | RD18AY48AJVC |  |  | RCFY4821STANM | R951V0705A21M4 | 41000 | 17 | 8.1 | 41000 | 37800 | 92.2% | 2.1 | 0 | 10 |  |  |  |  | R-454B | 3.4167 | Residential & Commercial | USHP | Ducted CEE Tier 1
215676412 | Central HP <5.4 tons | TEMPSTAR | HRCU-A-CB (Split System: Heat Pump with Remote Outdoor Unit-Air-Source) | T5H0V48*K*AAA* |  |  | EVD5X60M21A*+WALLCON | *80CSU0601716A* | 48000 | 19 | 9 | 50000 | 36800 | 73.6% | 2 | 0 | 10 |  |  |  |  | R-454B | 4 | Residential & Commercial | USHP | Ducted CEE Tier 1
215674711 | Central HP <5.4 tons | KEEPRITE | HRCU-A-CB (Split System: Heat Pump with Remote Outdoor Unit-Air-Source) | C5H0V48*K*AAA* |  |  | ESH5X48M12A*+WALLCON | *80CSU0802120A* | 45000 | 16.5 | 8.5 | 48500 | 34200 | 70.52% | 2.06 | 0 | 9.5 |  |  |  |  | R-454B | 3.75 | Residential & Commercial | USHP
215936761 | Central HP <5.4 tons | KEEPRITE | HRCU-A-CB (Split System: Heat Pump with Remote Outdoor Unit-Air-Source) | C5H3V36*K*AAA* |  |  | EVD5X60M24A*+WALLCON | *80CTL0902120B* | 35600 | 22 | 8.5 | 38000 | 28400 | 74.74% | 2.04 | 0 | 12.5 |  |  |  |  | R-454B | 2.9667 | Residential & Commercial | USHP | Ducted CEE Tier 1
216819880 | Central HP <5.4 tons | RHEEM | HRCU-A-CB (Split System: Heat Pump with Remote Outdoor Unit-Air-Source) | RD18AY48AJVC |  |  | RCFY4824STANM | R802V0755A21DZ | 41000 | 18 | 8.1 | 41000 | 37600 | 91.71% | 2.1 | 0 | 10 |  |  |  |  | R-454B | 3.4167 | Residential & Commercial | USHP | Ducted CEE Tier 1
216820033 | Central HP <5.4 tons | RHEEM | HRCU-A-CB (Split System: Heat Pump with Remote Outdoor Unit-Air-Source) | RD18AY48AJVC |  |  | RCFY4824STANM | R951V1155A24M4 | 41000 | 18 | 8.1 | 41000 | 37600 | 91.71% | 2.1 | 0 | 10 |  |  |  |  | R-454B | 3.4167 | Residential & Commercial | USHP | Ducted CEE Tier 1
216820115 | Central HP <5.4 tons | RHEEM | HRCU-A-CB (Split System: Heat Pump with Remote Outdoor Unit-Air-Source) | RD18AY48AJVC |  |  | RCFY4824STANM | R951V0705A21UHU | 41000 | 17 | 8.1 | 41000 | 37800 | 92.2% | 2.1 | 0 | 10 |  |  |  |  | R-454B | 3.4167 | Residential & Commercial | USHP | Ducted CEE Tier 1
216820249 | Central HP <5.4 tons | RHEEM | HRCU-A-CB (Split System: Heat Pump with Remote Outdoor Unit-Air-Source) | RD18AY60AJVC |  |  | RCFY6024STANM | R801V0755A21UH | 51000 | 17 | 10 | 51000 | 38000 | 74.51% | 2 | 0 | 10 |  |  |  |  | R-454B | 4.25 | Residential & Commercial | USHP | Ducted CEE Tier 1
216820397 | Central HP <5.4 tons | RHEEM | HRCU-A-CB (Split System: Heat Pump with Remote Outdoor Unit-Air-Source) | RD18AY60AJVC |  |  | RCFY6024STANM | R921V0855A21M4 | 50500 | 16 | 8.1 | 50500 | 38500 | 76.24% | 2 | 0 | 10 |  |  |  |  | R-454B | 4.2083 | Residential & Commercial | USHP | Ducted CEE Tier 1
216820515 | Central HP <5.4 tons | RHEEM | HRCU-A-CB (Split System: Heat Pump with Remote Outdoor Unit-Air-Source) | RD18AY60AJVC |  |  | RCFY6021STAAM | R97MV0855A21DH | 48500 | 16 | 8.1 | 48500 | 39000 | 80.41% | 2 | 0 | 10 |  |  |  |  | R-454B | 4.0417 | Residential & Commercial | USHP | Ducted CEE Tier 1
216820533 | Central HP <5.4 tons | RHEEM | HRCU-A-CB (Split System: Heat Pump with Remote Outdoor Unit-Air-Source) | RD18AY60AJVC |  |  | RCFY6021STAAM | R801V0755A21UH | 48500 | 17 | 8.1 | 48500 | 39000 | 80.41% | 2 | 0 | 10 |  |  |  |  | R-454B | 4.0417 | Residential & Commercial | USHP | Ducted CEE Tier 1
215668641 | Central HP <5.4 tons | KEEPRITE | HRCU-A-CB (Split System: Heat Pump with Remote Outdoor Unit-Air-Source) | C5H0V36*K*AAA* |  |  | EA*5X37M21A*+WALLCON | *80CSU0601716A* | 34400 | 18 | 9 | 35400 | 25200 | 71.19% | 1.9 | 0 | 9.5 |  |  |  |  | R-454B | 2.8667 | Residential & Commercial | USHP
216820130 | Central HP <5.4 tons | RHEEM | HRCU-A-CB (Split System: Heat Pump with Remote Outdoor Unit-Air-Source) | RD18AY48AJVC |  |  | RCFY4824STANM | R801V1005A21UHS | 41000 | 18 | 8.1 | 41000 | 37600 | 91.71% | 2.1 | 0 | 10 |  |  |  |  | R-454B | 3.4167 | Residential & Commercial | USHP | Ducted CEE Tier 1
216820166 | Central HP <5.4 tons | RHEEM | HRCU-A-CB (Split System: Heat Pump with Remote Outdoor Unit-Air-Source) | RD18AY48AJVC |  |  | RCFY4824STANM | R801V0755A21UH | 41000 | 18 | 8.1 | 41000 | 37600 | 91.71% | 2.1 | 0 | 10 |  |  |  |  | R-454B | 3.4167 | Residential & Commercial | USHP | Ducted CEE Tier 1
215668609 | Central HP <5.4 tons | KEEPRITE | HRCU-A-CB (Split System: Heat Pump with Remote Outdoor Unit-Air-Source) | C5H0V36*K*AAA* |  |  | EA*5X37M17A*+WALLCON | *96CTN0401410B* | 32600 | 16 | 8.5 | 36200 | 25600 | 70.72% | 1.76 | 0 | 9.5 |  |  |  |  | R-454B | 2.7167 | Residential & Commercial | USHP
215668825 | Central HP <5.4 tons | KEEPRITE | HRCU-A-CB (Split System: Heat Pump with Remote Outdoor Unit-Air-Source) | C5H0V36*K*AAA* |  |  | EA*5X42M21A*+WALLCON | *80CTL0701716B* | 33000 | 17.5 | 9 | 36000 | 25800 | 71.67% | 1.86 | 0 | 9.5 |  |  |  |  | R-454B | 2.75 | Residential & Commercial | USHP
211712653 | Central HP <5.4 tons | KEEPRITE | HRCU-A-CB (Split System: Heat Pump with Remote Outdoor Unit-Air-Source) | DLCURAH30ABK |  |  | EA*4X42L24A* | *96VTN1002122A* | 29600 | 15.2 | 8.1 | 33800 | 27200 | 80.47% | 1.78 | 0 | 9 |  |  |  |  | R-410A | 2.4667 | Residential & Commercial | USHP
216732542 | Central HP <5.4 tons | KEEPRITE | HRCU-A-CB (Split System: Heat Pump with Remote Outdoor Unit-Air-Source) | D5CUHAH24AAK |  |  | EA*5X24M14A* | *80CTL0701412B* | 22000 | 16 | 8.5 | 21000 | 19100 | 90.95% | 1.96 | 0 | 10.5 |  |  |  |  | R-454B | 1.8333 | Residential & Commercial | USHP | Ducted CEE Tier 1
216733091 | Central HP <5.4 tons | KEEPRITE | HRCU-A-CB (Split System: Heat Pump with Remote Outdoor Unit-Air-Source) | D5CUHAH24AAK |  |  | EA*5X24M17A* | *96VTN0801716B* | 22200 | 16 | 8.5 | 21200 | 19200 | 90.57% | 1.96 | 0 | 10.5 |  |  |  |  | R-454B | 1.85 | Residential & Commercial | USHP | Ducted CEE Tier 1
215937981 | Central HP <5.4 tons | KEEPRITE | HRCU-A-CB (Split System: Heat Pump with Remote Outdoor Unit-Air-Source) | C5H3V48*K*AAA* |  |  | EVD5X48M24A*+WALLCON | *96CTN1002122B* | 44500 | 20 | 8.1 | 52000 | 38000 | 73.08% | 1.9 | 0 | 11 |  |  |  |  | R-454B | 3.7083 | Residential & Commercial | USHP | Ducted CEE Tier 1
216801837 | Central HP <5.4 tons | COLEMAN | HRCU-A-CB (Split System: Heat Pump with Remote Outdoor Unit-Air-Source) | HH836E2S11 |  |  | CTU48C5XFS1+TXV | Z8ET120C20LMPS1 | 32600 | 19 | 9 | 30200 | 23000 | 76.16% | 2 | 0 | 11.7 |  |  |  |  | R-454B | 2.7167 | Residential & Commercial | USHP | Ducted CEE Tier 1
213062512 | Central HP <5.4 tons | ACIQ | HRCU-A-CB (Split System: Heat Pump with Remote Outdoor Unit-Air-Source) | HVH837GKA** |  |  | EHD4X48AAL+WALLCON | *80CTL0701716A* | 32600 | 17 | 8.1 | 33200 | 25000 | 75.3% | 1.96 | 11.5 | 11 |  |  |  |  | R-410A | 2.7167 | Residential & Commercial | USHP | Ducted CEE Tier 1
213062814 | Central HP <5.4 tons | ACIQ | HRCU-A-CB (Split System: Heat Pump with Remote Outdoor Unit-Air-Source) | HVH837GKA** |  |  | EHD4X36AAL+WALLCON | *95CSU1002122A* | 32200 | 16.5 | 8.1 | 33200 | 24600 | 74.1% | 1.94 | 11.5 | 11 |  |  |  |  | R-410A | 2.6833 | Residential & Commercial | USHP | Ducted CEE Tier 1
213062916 | Central HP <5.4 tons | ACIQ | HRCU-A-CB (Split System: Heat Pump with Remote Outdoor Unit-Air-Source) | HVH825GKA3* |  |  | EA*4X24L14A*+WALLCON | *80CTL0701412A* | 23400 | 17 | 8.1 | 22000 | 16800 | 76.36% | 1.9 | 11 | 10.5 |  |  |  |  | R-410A | 1.95 | Residential & Commercial | USHP | Ducted CEE Tier 1
213062937 | Central HP <5.4 tons | ACIQ | HRCU-A-CB (Split System: Heat Pump with Remote Outdoor Unit-Air-Source) | HVH825GKA3* |  |  | EA*4X30L17A*+WALLCON | *97CMN0601714A* | 23200 | 16 | 8.1 | 21600 | 16900 | 78.24% | 1.9 | 11 | 10.5 |  |  |  |  | R-410A | 1.9333 | Residential & Commercial | USHP | Ducted CEE Tier 1
213062957 | Central HP <5.4 tons | ACIQ | HRCU-A-CB (Split System: Heat Pump with Remote Outdoor Unit-Air-Source) | HVH825GKA3* |  |  | EA*4X36L21A*+WALLCON | *80CTL0901716A* | 23600 | 17.5 | 8.1 | 21400 | 16600 | 77.57% | 1.96 | 11 | 11 |  |  |  |  | R-410A | 1.9667 | Residential & Commercial | USHP | Ducted CEE Tier 1
215937011 | Central HP <5.4 tons | KEEPRITE | HRCU-A-CB (Split System: Heat Pump with Remote Outdoor Unit-Air-Source) | C5H3V48*K*AAA* |  |  | EVM5X48M21A*+WALLCON | *80CTL0901716B* | 43500 | 20 | 8.1 | 52500 | 37600 | 71.62% | 2 | 0 | 11.5 |  |  |  |  | R-454B | 3.625 | Residential & Commercial | USHP | Ducted CEE Tier 1
215936811 | Central HP <5.4 tons | KEEPRITE | HRCU-A-CB (Split System: Heat Pump with Remote Outdoor Unit-Air-Source) | C5H3V36*K*AAA* |  |  | EVD5X60M24A*+WALLCON | *97CMN0602120B* | 35200 | 21 | 8.5 | 38500 | 28800 | 74.81% | 2.02 | 0 | 12 |  |  |  |  | R-454B | 2.9333 | Residential & Commercial | USHP | Ducted CEE Tier 1
215936961 | Central HP <5.4 tons | KEEPRITE | HRCU-A-CB (Split System: Heat Pump with Remote Outdoor Unit-Air-Source) | C5H3V36*K*AAA* |  |  | EVD5X61M24A*+WALLCON | *96CTN1202422B* | 36000 | 22 | 8.5 | 37600 | 28400 | 75.53% | 2.04 | 0 | 12.5 |  |  |  |  | R-454B | 3 | Residential & Commercial | USHP | Ducted CEE Tier 1
213772462 | Central HP <5.4 tons | KEEPRITE | HRCU-A-CB (Split System: Heat Pump with Remote Outdoor Unit-Air-Source) | CVH825GKA2* |  |  | EHD4X48AAL+WALLCON | *80CTL0901716B* | 24400 | 17 | 8.1 | 21200 | 16600 | 78.3% | 2.02 | 0 | 10.5 |  |  |  |  | R-410A | 2.0333 | Residential & Commercial | USHP | Ducted CEE Tier 1
215932951 | Central HP <5.4 tons | KEEPRITE | HRCU-A-CB (Split System: Heat Pump with Remote Outdoor Unit-Air-Source) | C5H3V36*K*AAA* |  |  | EA*5X61M24A*+WALLCON | *96CTN1002122B* | 34400 | 20.5 | 9.5 | 34200 | 26000 | 76.02% | 2.08 | 0 | 12 |  |  |  |  | R-454B | 2.8667 | Residential & Commercial | USHP | Ducted CEE Tier 1
215932131 | Central HP <5.4 tons | KEEPRITE | HRCU-A-CB (Split System: Heat Pump with Remote Outdoor Unit-Air-Source) | C5H3V36*K*AAA* |  |  | EA*5X36M17A*+WALLCON | *96CTN0801714B* | 32200 | 19 | 9.5 | 35400 | 27200 | 76.84% | 1.98 | 0 | 10.5 |  |  |  |  | R-454B | 2.6833 | Residential & Commercial | USHP | Ducted CEE Tier 1
215932181 | Central HP <5.4 tons | KEEPRITE | HRCU-A-CB (Split System: Heat Pump with Remote Outdoor Unit-Air-Source) | C5H3V36*K*AAA* |  |  | EA*5X37M21A*+WALLCON | *96CTN0601714B* | 33800 | 19.5 | 9.5 | 34200 | 26000 | 76.02% | 2.06 | 0 | 11 |  |  |  |  | R-454B | 2.8167 | Residential & Commercial | USHP | Ducted CEE Tier 1
215932481 | Central HP <5.4 tons | KEEPRITE | HRCU-A-CB (Split System: Heat Pump with Remote Outdoor Unit-Air-Source) | C5H3V36*K*AAA* |  |  | EA*5X48M21A*+WALLCON | *97CMN0602120B* | 33200 | 19.5 | 9.5 | 35000 | 26800 | 76.57% | 2.02 | 0 | 11 |  |  |  |  | R-454B | 2.7667 | Residential & Commercial | USHP | Ducted CEE Tier 1
215932581 | Central HP <5.4 tons | KEEPRITE | HRCU-A-CB (Split System: Heat Pump with Remote Outdoor Unit-Air-Source) | C5H3V36*K*AAA* |  |  | EA*5X60M24A*+WALLCON | *95CSU0802120B* | 34000 | 20 | 9 | 34200 | 26000 | 76.02% | 1.94 | 0 | 11.7 |  |  |  |  | R-454B | 2.8333 | Residential & Commercial | USHP | Ducted CEE Tier 1
215932081 | Central HP <5.4 tons | KEEPRITE | HRCU-A-CB (Split System: Heat Pump with Remote Outdoor Unit-Air-Source) | C5H3V36*K*AAA* |  |  | EA*5X36M17A*+WALLCON | *80CTL0901716B* | 32200 | 19.5 | 9.5 | 35200 | 27000 | 76.7% | 2 | 0 | 11 |  |  |  |  | R-454B | 2.6833 | Residential & Commercial | USHP | Ducted CEE Tier 1
212986157 | Central HP <5.4 tons | DAY & NIGHT | HRCU-A-CB (Split System: Heat Pump with Remote Outdoor Unit-Air-Source) | DLCURAH24ABK |  |  | EA*4X25L17A* | *96MSN0401410A* | 24000 | 16.5 | 8.5 | 25400 | 21800 | 85.83% | 1.82 | 0 | 10 |  |  |  |  | R-410A | 2 | Residential & Commercial | USHP | Ducted CEE Tier 1
215931931 | Central HP <5.4 tons | KEEPRITE | HRCU-A-CB (Split System: Heat Pump with Remote Outdoor Unit-Air-Source) | C5H3V36*K*AAA* |  |  | EA*5X24M14A*+WALLCON | *96CTN0401410B* | 30400 | 17 | 9 | 35000 | 26800 | 76.57% | 1.9 | 0 | 10 |  |  |  |  | R-454B | 2.5333 | Residential & Commercial | USHP | Ducted CEE Tier 1
215935390 | Central HP <5.4 tons | DAY & NIGHT | HRCU-A-CB (Split System: Heat Pump with Remote Outdoor Unit-Air-Source) | C5H3V36*K*AAA* |  |  | EVM5X60M24A*+WALLCON | *95CSU1002122B* | 35600 | 22 | 8.5 | 38000 | 28400 | 74.74% | 2.06 | 0 | 12.5 |  |  |  |  | R-454B | 2.9667 | Residential & Commercial | USHP | Ducted CEE Tier 1
216801832 | Central HP <5.4 tons | COLEMAN | HRCU-A-CB (Split System: Heat Pump with Remote Outdoor Unit-Air-Source) | HH836E2S11 |  |  | CTU48C5XFS1+TXV | Z8ET100C16LMPS1 | 33600 | 19 | 9 | 31200 | 23200 | 74.36% | 2 | 0 | 11.7 |  |  |  |  | R-454B | 2.8 | Residential & Commercial | USHP | Ducted CEE Tier 1
214584623 | Central HP <5.4 tons | FRASER-JOHNSTON | HRCU-A-CB (Split System: Heat Pump with Remote Outdoor Unit-Air-Source) | HH836E2S11 |  |  | CTF36B5CDS1 | Z8ES100B12SMPS1 | 33400 | 18 | 8.5 | 30800 | 25000 | 81.17% | 2 | 0 | 11.7 |  |  |  |  | R-454B | 2.7833 | Residential & Commercial | USHP | Ducted CEE Tier 1
213062514 | Central HP <5.4 tons | ACIQ | HRCU-A-CB (Split System: Heat Pump with Remote Outdoor Unit-Air-Source) | HVH837GKA** |  |  | EHD4X48AAL+WALLCON | *80CTL1352422A* | 32600 | 17 | 8.1 | 33000 | 24800 | 75.15% | 1.98 | 11 | 11 |  |  |  |  | R-410A | 2.7167 | Residential & Commercial | USHP | Ducted CEE Tier 1
213062521 | Central HP <5.4 tons | ACIQ | HRCU-A-CB (Split System: Heat Pump with Remote Outdoor Unit-Air-Source) | HVH837GKA** |  |  | EHD4X48AAL+WALLCON | *97CMN0602120A* | 32400 | 16.5 | 8.1 | 33200 | 25200 | 75.9% | 1.94 | 11.5 | 11 |  |  |  |  | R-410A | 2.7 | Residential & Commercial | USHP | Ducted CEE Tier 1
215677982 | Central HP <5.4 tons | TEMPSTAR | HRCU-A-CB (Split System: Heat Pump with Remote Outdoor Unit-Air-Source) | T5H0V60*K*AAA* |  |  | EA*5X61M24A*+WALLCON | *97CMN0602120B* | 55000 | 17.5 | 8.5 | 61000 | 43000 | 70.49% | 1.88 | 0 | 8 |  |  |  |  | R-454B | 4.5833 | Residential & Commercial | USHP
213062603 | Central HP <5.4 tons | ACIQ | HRCU-A-CB (Split System: Heat Pump with Remote Outdoor Unit-Air-Source) | HVH825GKA2* |  |  | EA*4X36L17A*+WALLCON | *97CMN0601714A* | 23400 | 16 | 8.1 | 21600 | 16800 | 77.78% | 1.92 | 11 | 10.5 |  |  |  |  | R-410A | 1.95 | Residential & Commercial | USHP | Ducted CEE Tier 1
213062612 | Central HP <5.4 tons | ACIQ | HRCU-A-CB (Split System: Heat Pump with Remote Outdoor Unit-Air-Source) | HVH825GKA2* |  |  | EA*4X36L21A*+WALLCON | *97CMN0801714A* | 23600 | 16.5 | 8.1 | 21600 | 16700 | 77.31% | 1.92 | 11.5 | 11 |  |  |  |  | R-410A | 1.9667 | Residential & Commercial | USHP | Ducted CEE Tier 1
213062707 | Central HP <5.4 tons | ACIQ | HRCU-A-CB (Split System: Heat Pump with Remote Outdoor Unit-Air-Source) | HVH825GKA2* |  |  | EA*4X37L21A*+WALLCON | *80CTL0701716A* | 24400 | 17 | 8.5 | 21200 | 16600 | 78.3% | 2.02 | 11 | 11 |  |  |  |  | R-410A | 2.0333 | Residential & Commercial | USHP | Ducted CEE Tier 1
213063055 | Central HP <5.4 tons | ACIQ | HRCU-A-CB (Split System: Heat Pump with Remote Outdoor Unit-Air-Source) | HVH825GKA3* |  |  | EA*4X24L17A*+WALLCON | *80CSU0601716A* | 23200 | 16.5 | 8.1 | 22000 | 16800 | 76.36% | 1.88 | 11 | 10.5 |  |  |  |  | R-410A | 1.9333 | Residential & Commercial | USHP | Ducted CEE Tier 1
213063096 | Central HP <5.4 tons | ACIQ | HRCU-A-CB (Split System: Heat Pump with Remote Outdoor Unit-Air-Source) | HVH825GKA3* |  |  | EA*4X37L21A*+WALLCON | *95CSU0601716A* | 24400 | 16.5 | 8.1 | 21400 | 16700 | 78.04% | 2.02 | 11.5 | 10.5 |  |  |  |  | R-410A | 2.0333 | Residential & Commercial | USHP | Ducted CEE Tier 1
213063098 | Central HP <5.4 tons | ACIQ | HRCU-A-CB (Split System: Heat Pump with Remote Outdoor Unit-Air-Source) | HVH825GKA3* |  |  | EA*4X37L21A*+WALLCON | *95CSU1002122A* | 24400 | 17 | 8.5 | 21200 | 16600 | 78.3% | 2.04 | 11.5 | 11 |  |  |  |  | R-410A | 2.0333 | Residential & Commercial | USHP | Ducted CEE Tier 1
213780412 | Central HP <5.4 tons | KEEPRITE | HRCU-A-CB (Split System: Heat Pump with Remote Outdoor Unit-Air-Source) | CVH837GKA** |  |  | EHD4X60AAL+WALLCON | *97CMN1202422B* | 33000 | 16.5 | 8.1 | 32200 | 24800 | 77.02% | 2 | 0 | 11 |  |  |  |  | R-410A | 2.75 | Residential & Commercial | USHP | Ducted CEE Tier 1
213779562 | Central HP <5.4 tons | KEEPRITE | HRCU-A-CB (Split System: Heat Pump with Remote Outdoor Unit-Air-Source) | CVH837GKA** |  |  | EA*4X60L24A*+WALLCON | *80CTL0902120B* | 32800 | 17.5 | 8.1 | 31800 | 24600 | 77.36% | 1.98 | 0 | 11.5 |  |  |  |  | R-410A | 2.7333 | Residential & Commercial | USHP | Ducted CEE Tier 1
213148986 | Central HP <5.4 tons | MITS AIR | HRCU-A-C (Split System: Heat Pump with Remote Outdoor Unit with No Indoor Fan --Air Source) | MOE30U-55HFN1-M |  |  | MAC-60HWDN1-MN0* | 0 | 45000 | 15.2 | 9.2 | 55000 | 46500 | 84.55% | 1.8 | 0 | 10 |  |  |  |  | R-410A | 3.75 | Residential & Commercial | USHP | Ducted CEE Tier 1
215674608 | Central HP <5.4 tons | KEEPRITE | HRCU-A-CB (Split System: Heat Pump with Remote Outdoor Unit-Air-Source) | C5H0V48*K*AAA* |  |  | EA*5X61M24A*+WALLCON | *97CMN1002122B* | 46000 | 18.5 | 9 | 47500 | 33600 | 70.74% | 2.06 | 0 | 10 |  |  |  |  | R-454B | 3.8333 | Residential & Commercial | USHP | Ducted CEE Tier 1
215935690 | Central HP <5.4 tons | DAY & NIGHT | HRCU-A-CB (Split System: Heat Pump with Remote Outdoor Unit-Air-Source) | C5H3V36*K*AAA* |  |  | EVD5X36M21A*+WALLCON | *95CSU0802120B* | 34400 | 20.5 | 8.5 | 38500 | 28200 | 73.25% | 2.04 | 0 | 11.7 |  |  |  |  | R-454B | 2.8667 | Residential & Commercial | USHP | Ducted CEE Tier 1
215935790 | Central HP <5.4 tons | DAY & NIGHT | HRCU-A-CB (Split System: Heat Pump with Remote Outdoor Unit-Air-Source) | C5H3V36*K*AAA* |  |  | EVD5X37M21A*+WALLCON | *97CMN0601714B* | 34400 | 20.5 | 8.5 | 38000 | 27600 | 72.63% | 2.08 | 0 | 11 |  |  |  |  | R-454B | 2.8667 | Residential & Commercial | USHP | Ducted CEE Tier 1
215935395 | Central HP <5.4 tons | BRYANT HEATING AND COOLING SYSTEMS | HRCU-A-CB (Split System: Heat Pump with Remote Outdoor Unit-Air-Source) | 293VAN036**AA* |  |  | CVAMA6024XMA*+UI | 987MC60060C21*** | 35200 | 21 | 8.5 | 38500 | 28800 | 74.81% | 2.02 | 0 | 12 |  |  |  |  | R-454B | 2.9333 | Residential & Commercial | USHP | Ducted CEE Tier 1
215935770 | Central HP <5.4 tons | DAY & NIGHT | HRCU-A-CB (Split System: Heat Pump with Remote Outdoor Unit-Air-Source) | C5H3V36*K*AAA* |  |  | EVD5X36M21A*+WALLCON | *96CTN0801714B* | 34200 | 20.5 | 8.5 | 39000 | 28400 | 72.82% | 2.02 | 0 | 11.5 |  |  |  |  | R-454B | 2.85 | Residential & Commercial | USHP | Ducted CEE Tier 1
215936731 | Central HP <5.4 tons | KEEPRITE | HRCU-A-CB (Split System: Heat Pump with Remote Outdoor Unit-Air-Source) | C5H3V36*K*AAA* |  |  | EVD5X60M21A*+WALLCON | *96CTN1002122B* | 35600 | 22 | 8.5 | 38000 | 28600 | 75.26% | 2.02 | 0 | 12.5 |  |  |  |  | R-454B | 2.9667 | Residential & Commercial | USHP | Ducted CEE Tier 1
213770722 | Central HP <5.4 tons | KEEPRITE | HRCU-A-CB (Split System: Heat Pump with Remote Outdoor Unit-Air-Source) | CVH825GKA2* |  |  | EA*4X30L17A*+WALLCON | *80CTL0701412B* | 23600 | 16.5 | 8.1 | 21600 | 16700 | 77.31% | 1.92 | 0 | 10.5 |  |  |  |  | R-410A | 1.9667 | Residential & Commercial | USHP | Ducted CEE Tier 1
213770961 | Central HP <5.4 tons | DAY & NIGHT | HRCU-A-CB (Split System: Heat Pump with Remote Outdoor Unit-Air-Source) | CVH825GKA2* |  |  | EA*4X36L21A*+WALLCON | *95CSU0601716B* | 23600 | 16.5 | 8.1 | 21600 | 16700 | 77.31% | 1.94 | 0 | 10.5 |  |  |  |  | R-410A | 1.9667 | Residential & Commercial | USHP | Ducted CEE Tier 1
213771011 | Central HP <5.4 tons | DAY & NIGHT | HRCU-A-CB (Split System: Heat Pump with Remote Outdoor Unit-Air-Source) | CVH825GKA2* |  |  | EA*4X36L21A*+WALLCON | *96CTN0801714B* | 23600 | 16.5 | 8.1 | 21400 | 16700 | 78.04% | 1.94 | 0 | 10.5 |  |  |  |  | R-410A | 1.9667 | Residential & Commercial | USHP | Ducted CEE Tier 1
213771031 | Central HP <5.4 tons | DAY & NIGHT | HRCU-A-CB (Split System: Heat Pump with Remote Outdoor Unit-Air-Source) | CVH825GKA2* |  |  | EA*4X37L17A*+WALLCON | *80CTL0451712B* | 24000 | 16 | 8.1 | 21600 | 16800 | 77.78% | 1.98 | 0 | 10.5 |  |  |  |  | R-410A | 2 | Residential & Commercial | USHP | Ducted CEE Tier 1
213771131 | Central HP <5.4 tons | DAY & NIGHT | HRCU-A-CB (Split System: Heat Pump with Remote Outdoor Unit-Air-Source) | CVH825GKA2* |  |  | EA*4X37L21A*+WALLCON | *80CTL0451712B* | 24200 | 16.5 | 8.1 | 21200 | 16700 | 78.77% | 2.02 | 0 | 10.5 |  |  |  |  | R-410A | 2.0167 | Residential & Commercial | USHP | Ducted CEE Tier 1
213770861 | Central HP <5.4 tons | DAY & NIGHT | HRCU-A-CB (Split System: Heat Pump with Remote Outdoor Unit-Air-Source) | CVH825GKA2* |  |  | EA*4X36L17A*+WALLCON | *97CMN0601714B* | 23400 | 16 | 8.1 | 21600 | 16800 | 77.78% | 1.92 | 0 | 10.5 |  |  |  |  | R-410A | 1.95 | Residential & Commercial | USHP | Ducted CEE Tier 1
215935895 | Central HP <5.4 tons | BRYANT HEATING AND COOLING SYSTEMS | HRCU-A-CB (Split System: Heat Pump with Remote Outdoor Unit-Air-Source) | 293VAN036**AA* |  |  | CVAVA3817XMA*+UI | 986TD42060C17*** | 35200 | 21 | 8.5 | 38000 | 28000 | 73.68% | 2 | 0 | 11.7 |  |  |  |  | R-454B | 2.9333 | Residential & Commercial | USHP | Ducted CEE Tier 1
215935995 | Central HP <5.4 tons | BRYANT HEATING AND COOLING SYSTEMS | HRCU-A-CB (Split System: Heat Pump with Remote Outdoor Unit-Air-Source) | 293VAN036**AA* |  |  | CVAVA4221XMA*+UI | 88*TB60070C21*** | 34400 | 21 | 8.5 | 38500 | 28200 | 73.25% | 2.04 | 0 | 11.7 |  |  |  |  | R-454B | 2.8667 | Residential & Commercial | USHP | Ducted CEE Tier 1
215936095 | Central HP <5.4 tons | BRYANT HEATING AND COOLING SYSTEMS | HRCU-A-CB (Split System: Heat Pump with Remote Outdoor Unit-Air-Source) | 293VAN036**AA* |  |  | CVAVA4221XMA*+UI | 987MC60080C21*** | 34400 | 20.5 | 8.5 | 38500 | 28200 | 73.25% | 2.04 | 0 | 11.7 |  |  |  |  | R-454B | 2.8667 | Residential & Commercial | USHP | Ducted CEE Tier 1
215936195 | Central HP <5.4 tons | BRYANT HEATING AND COOLING SYSTEMS | HRCU-A-CB (Split System: Heat Pump with Remote Outdoor Unit-Air-Source) | 293VAN036**AA* |  |  | CVAVA4224XMA*+UI | 935CB60080C21*** | 35400 | 21.5 | 8.5 | 38000 | 28600 | 75.26% | 2.04 | 0 | 12 |  |  |  |  | R-454B | 2.95 | Residential & Commercial | USHP | Ducted CEE Tier 1
215936245 | Central HP <5.4 tons | BRYANT HEATING AND COOLING SYSTEMS | HRCU-A-CB (Split System: Heat Pump with Remote Outdoor Unit-Air-Source) | 293VAN036**AA* |  |  | CVAVA4224XMA*+UI | 987MC66120C24*** | 35400 | 22 | 8.5 | 38000 | 28400 | 74.74% | 2.04 | 0 | 12.5 |  |  |  |  | R-454B | 2.95 | Residential & Commercial | USHP | Ducted CEE Tier 1
215936265 | Central HP <5.4 tons | BRYANT HEATING AND COOLING SYSTEMS | HRCU-A-CB (Split System: Heat Pump with Remote Outdoor Unit-Air-Source) | 293VAN036**AA* |  |  | CVAVA4224XMA*+UI | 986TD66120C24*** | 35600 | 22 | 8.5 | 38000 | 28400 | 74.74% | 2.04 | 0 | 12.5 |  |  |  |  | R-454B | 2.9667 | Residential & Commercial | USHP | Ducted CEE Tier 1
215682473 | Central HP <5.4 tons | CARRIER | HRCU-A-CB (Split System: Heat Pump with Remote Outdoor Unit-Air-Source) | 27VNA048A*030* |  |  | CVAVA6121XMA*+UI | 58CU*B100C21**20 | 48500 | 19 | 9 | 50000 | 36800 | 73.6% | 2.12 | 0 | 10 |  |  |  |  | R-454B | 4.0417 | Residential & Commercial | USHP | Ducted CEE Tier 1
213773792 | Central HP <5.4 tons | KEEPRITE | HRCU-A-CB (Split System: Heat Pump with Remote Outdoor Unit-Air-Source) | CVH825GKA3* |  |  | EA*4X48L21A*+WALLCON | *96CTN0801714B* | 24000 | 16.5 | 8.1 | 21000 | 16600 | 79.05% | 2 | 0 | 11 |  |  |  |  | R-410A | 2 | Residential & Commercial | USHP | Ducted CEE Tier 1
215675152 | Central HP <5.4 tons | TEMPSTAR | HRCU-A-CB (Split System: Heat Pump with Remote Outdoor Unit-Air-Source) | T5H0V48*K*AAA* |  |  | ESH5X60M12A*+WALLCON | *80CSU1002120A* | 45500 | 16.5 | 8.5 | 48000 | 33800 | 70.42% | 2.06 | 0 | 9.5 |  |  |  |  | R-454B | 3.7917 | Residential & Commercial | USHP
215674525 | Central HP <5.4 tons | KEEPRITE | HRCU-A-CB (Split System: Heat Pump with Remote Outdoor Unit-Air-Source) | C5H0V48*K*AAA* |  |  | EA*5X61M24A*+WALLCON | *95CSU0802120B* | 46000 | 17.5 | 9 | 48000 | 33800 | 70.42% | 2.08 | 0 | 10 |  |  |  |  | R-454B | 3.8333 | Residential & Commercial | USHP | Ducted CEE Tier 1
215675310 | Central HP <5.4 tons | KEEPRITE | HRCU-A-CB (Split System: Heat Pump with Remote Outdoor Unit-Air-Source) | C5H0V48*K*AAA* |  |  | ESH5X60M12A*+WALLCON | *97CMN1202422B* | 45500 | 16.5 | 8.5 | 48000 | 33800 | 70.42% | 2.08 | 0 | 9.5 |  |  |  |  | R-454B | 3.7917 | Residential & Commercial | USHP
215675160 | Central HP <5.4 tons | KEEPRITE | HRCU-A-CB (Split System: Heat Pump with Remote Outdoor Unit-Air-Source) | C5H0V48*K*AAA* |  |  | ESH5X60M12A*+WALLCON | *80CTL0451712B* | 45000 | 15.5 | 8.5 | 48500 | 34600 | 71.34% | 1.94 | 0 | 9 |  |  |  |  | R-454B | 3.75 | Residential & Commercial | USHP
216051035 | Central HP <5.4 tons | RHEEM | HRCU-A-CB (Split System: Heat Pump with Remote Outdoor Unit-Air-Source) | RP19AY24AJVC |  |  | RCFY2421HEAAM | R97MV0703A17DH | 22800 | 21 | 10 | 22800 | 18500 | 81.14% | 1.8 | 0 | 13 |  |  |  |  | R-454B | 1.9 | Residential & Commercial | USHP | Ducted CEE Tier 1
213772952 | Central HP <5.4 tons | KEEPRITE | HRCU-A-CB (Split System: Heat Pump with Remote Outdoor Unit-Air-Source) | CVH825GKA3* |  |  | EA*4X36L17A*+WALLCON | *80CTL0701412B* | 23600 | 16.5 | 8.1 | 21400 | 16700 | 78.04% | 1.92 | 0 | 10.5 |  |  |  |  | R-410A | 1.9667 | Residential & Commercial | USHP | Ducted CEE Tier 1
213773002 | Central HP <5.4 tons | KEEPRITE | HRCU-A-CB (Split System: Heat Pump with Remote Outdoor Unit-Air-Source) | CVH825GKA3* |  |  | EA*4X36L17A*+WALLCON | *97CMN0801714B* | 23400 | 16.5 | 8.1 | 21600 | 16700 | 77.31% | 1.92 | 0 | 10.5 |  |  |  |  | R-410A | 1.95 | Residential & Commercial | USHP | Ducted CEE Tier 1
213773852 | Central HP <5.4 tons | KEEPRITE | HRCU-A-CB (Split System: Heat Pump with Remote Outdoor Unit-Air-Source) | CVH825GKA3* |  |  | EA*4X48L24A*+WALLCON | *97CMN1202422B* | 24000 | 16.5 | 8.1 | 21000 | 16500 | 78.57% | 2.02 | 0 | 11 |  |  |  |  | R-410A | 2 | Residential & Commercial | USHP | Ducted CEE Tier 1
213773872 | Central HP <5.4 tons | KEEPRITE | HRCU-A-CB (Split System: Heat Pump with Remote Outdoor Unit-Air-Source) | CVH825GKA3* |  |  | EA*4X48L24A*+WALLCON | *96CTN1202422B* | 24200 | 17 | 8.1 | 21000 | 16500 | 78.57% | 2.02 | 0 | 11 |  |  |  |  | R-410A | 2.0167 | Residential & Commercial | USHP | Ducted CEE Tier 1
213773402 | Central HP <5.4 tons | KEEPRITE | HRCU-A-CB (Split System: Heat Pump with Remote Outdoor Unit-Air-Source) | CVH825GKA3* |  |  | EA*4X42L21A*+WALLCON | *80CTL0901716B* | 23800 | 16.5 | 8.1 | 21400 | 16600 | 77.57% | 1.96 | 0 | 10.5 |  |  |  |  | R-410A | 1.9833 | Residential & Commercial | USHP | Ducted CEE Tier 1
213772652 | Central HP <5.4 tons | KEEPRITE | HRCU-A-CB (Split System: Heat Pump with Remote Outdoor Unit-Air-Source) | CVH825GKA3* |  |  | EA*4X24L17A*+WALLCON | *80CTL0901716B* | 23400 | 16.5 | 8.1 | 21800 | 16800 | 77.06% | 1.88 | 0 | 10.5 |  |  |  |  | R-410A | 1.95 | Residential & Commercial | USHP | Ducted CEE Tier 1
214594994 | Central HP <5.4 tons | COLEMAN | HRCU-A-CB (Split System: Heat Pump with Remote Outdoor Unit-Air-Source) | HH860E2S11 |  |  | CTM60C5CHS1 | Z8ES080C20SMPS1 | 54000 | 19 | 9 | 54000 | 39000 | 72.22% | 2 | 0 | 11.7 |  |  |  |  | R-454B | 4.5 | Residential & Commercial | USHP | Ducted CEE Tier 1
211257307 | Central HP <5.4 tons | MITS AIR | HRCU-A-CB (Split System: Heat Pump with Remote Outdoor Unit-Air-Source) | MOD30U-30HFN1-MR0(X) |  |  | MVC-30HWFN1-M | 0 | 30000 | 16.2 | 8.9 | 33000 | 24000 | 72.73% | 1.8 | 11 | 10 |  |  |  |  | R-410A | 2.5 | Residential & Commercial | USHP | Ducted CEE Tier 1
215938262 | Central HP <5.4 tons | KENMORE | HRCU-A-CB (Split System: Heat Pump with Remote Outdoor Unit-Air-Source) | (C,H,T)5H3V48*K*AAA* |  |  | EVD5X60M21A*+WALLCON | *96CTN0801714B* | 44000 | 20 | 8.1 | 53500 | 37600 | 70.28% | 2 | 0 | 11.5 |  |  |  |  | R-454B | 3.6667 | Residential & Commercial | USHP | Ducted CEE Tier 1
215938312 | Central HP <5.4 tons | KENMORE | HRCU-A-CB (Split System: Heat Pump with Remote Outdoor Unit-Air-Source) | (C,H,T)5H3V48*K*AAA* |  |  | EVD5X60M24A*+WALLCON | *80CTL1102120B* | 45500 | 21 | 8.1 | 52500 | 38000 | 72.38% | 1.95 | 0 | 11.5 |  |  |  |  | R-454B | 3.7917 | Residential & Commercial | USHP | Ducted CEE Tier 1
213079604 | Central HP <5.4 tons | BRYANT HEATING AND COOLING SYSTEMS | HRCU-A-CB (Split System: Heat Pump with Remote Outdoor Unit-Air-Source) | 38MURAQ36AB3* |  |  | CNPV*4217AL* | 912SE48080M17*** | 35600 | 16 | 8.1 | 38500 | 35000 | 90.91% | 1.94 | 0 | 10 |  |  |  |  | R-410A | 2.9667 | Residential & Commercial | USHP | Ducted CEE Tier 1
215937851 | Central HP <5.4 tons | KEEPRITE | HRCU-A-CB (Split System: Heat Pump with Remote Outdoor Unit-Air-Source) | C5H3V48*K*AAA* |  |  | EVD5X48M21A*+WALLCON | *96CTN0801714B* | 43000 | 19 | 8.1 | 53000 | 37600 | 70.94% | 2 | 0 | 11 |  |  |  |  | R-454B | 3.5833 | Residential & Commercial | USHP | Ducted CEE Tier 1
212988830 | Central HP <5.4 tons | BRYANT HEATING AND COOLING SYSTEMS | HRCU-A-CB (Split System: Heat Pump with Remote Outdoor Unit-Air-Source) | 38MURAQ18AB3* |  |  | CNPV*3017AL* | 935SB36040M17*** | 17500 | 16 | 8.1 | 18000 | 18700 | 103.9% | 2.24 | 0 | 11 |  |  |  |  | R-410A | 1.4583 | Residential & Commercial | USHP | Ducted CEE Tier 1
213773532 | Central HP <5.4 tons | KEEPRITE | HRCU-A-CB (Split System: Heat Pump with Remote Outdoor Unit-Air-Source) | CVH825GKA3* |  |  | EA*4X42L24A*+WALLCON | *97CMN1002122B* | 23800 | 16.5 | 8.1 | 21400 | 16600 | 77.57% | 1.96 | 0 | 11 |  |  |  |  | R-410A | 1.9833 | Residential & Commercial | USHP | Ducted CEE Tier 1
213773032 | Central HP <5.4 tons | KEEPRITE | HRCU-A-CB (Split System: Heat Pump with Remote Outdoor Unit-Air-Source) | CVH825GKA3* |  |  | EA*4X36L17A*+WALLCON | *96CTN0801714B* | 23600 | 16.5 | 8.1 | 21600 | 16700 | 77.31% | 1.92 | 0 | 10.5 |  |  |  |  | R-410A | 1.9667 | Residential & Commercial | USHP | Ducted CEE Tier 1
213773082 | Central HP <5.4 tons | KEEPRITE | HRCU-A-CB (Split System: Heat Pump with Remote Outdoor Unit-Air-Source) | CVH825GKA3* |  |  | EA*4X36L21A*+WALLCON | *80CTL1102120B* | 23600 | 16.5 | 8.1 | 21400 | 16600 | 77.57% | 1.94 | 0 | 10.5 |  |  |  |  | R-410A | 1.9667 | Residential & Commercial | USHP | Ducted CEE Tier 1
213772712 | Central HP <5.4 tons | KEEPRITE | HRCU-A-CB (Split System: Heat Pump with Remote Outdoor Unit-Air-Source) | CVH825GKA3* |  |  | EA*4X24L17A*+WALLCON | *96CTN0801714B* | 23200 | 16 | 8.1 | 22200 | 16800 | 75.68% | 1.88 | 0 | 10.5 |  |  |  |  | R-410A | 1.9333 | Residential & Commercial | USHP | Ducted CEE Tier 1
216801849 | Central HP <5.4 tons | COLEMAN | HRCU-A-CB (Split System: Heat Pump with Remote Outdoor Unit-Air-Source) | HH860E2S11 |  |  | CTM60C5CHS1 | Z8ET120C20LMPS1 | 54000 | 19 | 9 | 54000 | 38500 | 71.3% | 2 | 0 | 12 |  |  |  |  | R-454B | 4.5 | Residential & Commercial | USHP | Ducted CEE Tier 1
214584603 | Central HP <5.4 tons | FRASER-JOHNSTON | HRCU-A-CB (Split System: Heat Pump with Remote Outdoor Unit-Air-Source) | HH860E2S11 |  |  | CTF60C5CGS1 | Z8ES120C20SMPS1 | 45000 | 18 | 9 | 45500 | 33400 | 73.41% | 2 | 0 | 11.7 |  |  |  |  | R-454B | 3.75 | Residential & Commercial | USHP | Ducted CEE Tier 1
216891481 | Central HP <5.4 tons | RHEEM | HRCU-A-CB (Split System: Heat Pump with Remote Outdoor Unit-Air-Source) | RD18AY36AJVC |  |  | RCFY3617STANM | R801V0754A17DZ | 31400 | 19 | 8.5 | 31400 | 27600 | 87.9% | 1.9 | 0 | 12 |  |  |  |  | R-454B | 2.6167 | Residential & Commercial | USHP | Ducted CEE Tier 1
216891647 | Central HP <5.4 tons | RHEEM | HRCU-A-CB (Split System: Heat Pump with Remote Outdoor Unit-Air-Source) | RD18AY36AJVC |  |  | RCFY3621STANM | R97MV0703A17DH | 31200 | 18 | 8.5 | 31200 | 27800 | 89.1% | 1.9 | 0 | 12 |  |  |  |  | R-454B | 2.6 | Residential & Commercial | USHP | Ducted CEE Tier 1
216891690 | Central HP <5.4 tons | RHEEM | HRCU-A-CB (Split System: Heat Pump with Remote Outdoor Unit-Air-Source) | RD18AY36AJVC |  |  | RCFY3617STANM | R921V0603A17M4 | 31200 | 18 | 8.5 | 31200 | 27800 | 89.1% | 1.9 | 0 | 12 |  |  |  |  | R-454B | 2.6 | Residential & Commercial | USHP | Ducted CEE Tier 1
213771271 | Central HP <5.4 tons | DAY & NIGHT | HRCU-A-CB (Split System: Heat Pump with Remote Outdoor Unit-Air-Source) | CVH825GKA2* |  |  | EA*4X42L21A*+WALLCON | *80CTL0901716B* | 23800 | 16.5 | 8.1 | 21400 | 16600 | 77.57% | 1.96 | 0 | 10.5 |  |  |  |  | R-410A | 1.9833 | Residential & Commercial | USHP | Ducted CEE Tier 1
213770671 | Central HP <5.4 tons | DAY & NIGHT | HRCU-A-CB (Split System: Heat Pump with Remote Outdoor Unit-Air-Source) | CVH825GKA2* |  |  | EA*4X25L17A*+WALLCON | *96CTN0601714B* | 24200 | 16.5 | 8.1 | 21400 | 16700 | 78.04% | 2 | 0 | 11 |  |  |  |  | R-410A | 2.0167 | Residential & Commercial | USHP | Ducted CEE Tier 1
213770521 | Central HP <5.4 tons | DAY & NIGHT | HRCU-A-CB (Split System: Heat Pump with Remote Outdoor Unit-Air-Source) | CVH825GKA2* |  |  | EA*4X24L17A*+WALLCON | *80CTL0901716B* | 23400 | 16.5 | 8.1 | 21800 | 16800 | 77.06% | 1.9 | 0 | 10.5 |  |  |  |  | R-410A | 1.95 | Residential & Commercial | USHP | Ducted CEE Tier 1
214397446 | Central HP <5.4 tons | FRASER-JOHNSTON | HRCU-A-CB (Split System: Heat Pump with Remote Outdoor Unit-Air-Source) | HH860E2S11 |  |  | CTF60C5CGS1 | TM8E080C16MP11 | 44500 | 18 | 9 | 45500 | 34200 | 75.16% | 2 | 0 | 11 |  |  |  |  | R-454B | 3.7083 | Residential & Commercial | USHP | Ducted CEE Tier 1
215853477 | Central HP <5.4 tons | LUXAIRE | HRCU-A-CB (Split System: Heat Pump with Remote Outdoor Unit-Air-Source) | HH860E2S11 |  |  | CTF60D5CJS1 | Z9ES120D20SMPS1 | 53000 | 18 | 9 | 54500 | 39500 | 72.48% | 2 | 0 | 11 |  |  |  |  | R-454B | 4.4167 | Residential & Commercial | USHP | Ducted CEE Tier 1
215853469 | Central HP <5.4 tons | LUXAIRE | HRCU-A-CB (Split System: Heat Pump with Remote Outdoor Unit-Air-Source) | HH860E2S11 |  |  | CTM60D5CJS1 | TM9E120D20MP12 | 52500 | 18 | 9 | 55000 | 39500 | 71.82% | 2 | 0 | 10 |  |  |  |  | R-454B | 4.375 | Residential & Commercial | USHP | Ducted CEE Tier 1
214238961 | Central HP <5.4 tons | KENMORE | HRCU-A-CB (Split System: Heat Pump with Remote Outdoor Unit-Air-Source) | (C,H,T)VH837GKA2* |  |  | END4X42L17**+WALLCON | *80CTL0451712B* | 31800 | 16.5 | 8.1 | 33400 | 25000 | 74.85% | 1.86 | 0 | 11 |  |  |  |  | R-410A | 2.65 | Residential & Commercial | USHP | Ducted CEE Tier 1
215937031 | Central HP <5.4 tons | KEEPRITE | HRCU-A-CB (Split System: Heat Pump with Remote Outdoor Unit-Air-Source) | C5H3V48*K*AAA* |  |  | EVM5X48M21A*+WALLCON | *80CTL1102120B* | 44500 | 20 | 8.1 | 52000 | 38000 | 73.08% | 1.9 | 0 | 11 |  |  |  |  | R-454B | 3.7083 | Residential & Commercial | USHP | Ducted CEE Tier 1
215937751 | Central HP <5.4 tons | KEEPRITE | HRCU-A-CB (Split System: Heat Pump with Remote Outdoor Unit-Air-Source) | C5H3V48*K*AAA* |  |  | EVD5X48M21A*+WALLCON | *80CTL0901716B* | 43500 | 20 | 8.1 | 52500 | 37600 | 71.62% | 2 | 0 | 11.5 |  |  |  |  | R-454B | 3.625 | Residential & Commercial | USHP | Ducted CEE Tier 1
214239131 | Central HP <5.4 tons | KENMORE | HRCU-A-CB (Split System: Heat Pump with Remote Outdoor Unit-Air-Source) | (C,H,T)VH837GKA2* |  |  | EN(A,D,W)4X42L21**+WALLCON | *97CMN1002122B* | 31800 | 16.5 | 8.1 | 33000 | 24400 | 73.94% | 1.88 | 0 | 11 |  |  |  |  | R-410A | 2.65 | Residential & Commercial | USHP | Ducted CEE Tier 1
214239181 | Central HP <5.4 tons | KENMORE | HRCU-A-CB (Split System: Heat Pump with Remote Outdoor Unit-Air-Source) | (C,H,T)VH837GKA2* |  |  | EN(A,D,W)4X48L21**+WALLCON | *80CTL0701716B* | 32200 | 17 | 8.1 | 32800 | 24800 | 75.61% | 1.94 | 0 | 11.5 |  |  |  |  | R-410A | 2.6833 | Residential & Commercial | USHP | Ducted CEE Tier 1
214807837 | Central HP <5.4 tons | LUXAIRE | HRCU-A-CB (Split System: Heat Pump with Remote Outdoor Unit-Air-Source) | HH860E2S11 |  |  | CTU60D5XHS1+JMVT20DC2N1+TXV | 0 | 54500 | 19 | 9 | 53500 | 38500 | 71.96% | 2 | 0 | 12 |  |  |  |  | R-454B | 4.5417 | Residential & Commercial | USHP | Ducted CEE Tier 1
216891797 | Central HP <5.4 tons | RHEEM | HRCU-A-CB (Split System: Heat Pump with Remote Outdoor Unit-Air-Source) | RD18AY36AJVC |  |  | RCFY3624MTANM | R802V1505A24UH | 32600 | 19 | 10 | 32600 | 27800 | 85.28% | 2.1 | 0 | 12 |  |  |  |  | R-454B | 2.7167 | Residential & Commercial | USHP | Ducted CEE Tier 1
216891842 | Central HP <5.4 tons | RHEEM | HRCU-A-CB (Split System: Heat Pump with Remote Outdoor Unit-Air-Source) | RD18AY36AJVC |  |  | RCFY3624MTANM | R97MV1155A24DH | 32600 | 19 | 10 | 32600 | 27800 | 85.28% | 2.1 | 0 | 12 |  |  |  |  | R-454B | 2.7167 | Residential & Commercial | USHP | Ducted CEE Tier 1
216891299 | Central HP <5.4 tons | RHEEM | HRCU-A-CB (Split System: Heat Pump with Remote Outdoor Unit-Air-Source) | RD18AY36AJVC |  |  | RCFY3621MTANM | R801V1005A21UHS | 32600 | 19 | 10 | 32600 | 27800 | 85.28% | 2.1 | 0 | 12 |  |  |  |  | R-454B | 2.7167 | Residential & Commercial | USHP | Ducted CEE Tier 1
212986983 | Central HP <5.4 tons | DAY & NIGHT | HRCU-A-CB (Split System: Heat Pump with Remote Outdoor Unit-Air-Source) | DLCURAH18ABK |  |  | EA*4X19L17A* | *96MSN0601412A* | 17800 | 16.5 | 8.1 | 17800 | 17900 | 100.6% | 2.16 | 0 | 10.5 |  |  |  |  | R-410A | 1.4833 | Residential & Commercial | USHP | Ducted CEE Tier 1
212984727 | Central HP <5.4 tons | DAY & NIGHT | HRCU-A-CB (Split System: Heat Pump with Remote Outdoor Unit-Air-Source) | DLCURAH18ABK |  |  | EA*4X25L17A* | *92MSN0801716A* | 18300 | 16.5 | 8.5 | 18100 | 17600 | 97.24% | 2.14 | 0 | 11 |  |  |  |  | R-410A | 1.525 | Residential & Commercial | USHP | Ducted CEE Tier 1
214075286 | Central HP <5.4 tons | RHEEM | HRCU-A-CB (Split System: Heat Pump with Remote Outdoor Unit-Air-Source) | RD17AZ60AJ3N |  |  | RCFZ6024STANM | R802VA125524Z | 55500 | 18 | 8.1 | 53500 | 49000 | 91.59% | 1.75 | 0 | 10 |  |  |  |  | R-410A | 4.625 | Residential & Commercial | USHP | Ducted CEE Tier 1
214075251 | Central HP <5.4 tons | RHEEM | HRCU-A-CB (Split System: Heat Pump with Remote Outdoor Unit-Air-Source) | RD17AZ60AJ3N |  |  | RCFZ6024STANM | R802V1255A24UHS | 55500 | 18 | 8.1 | 53500 | 49000 | 91.59% | 1.75 | 0 | 10 |  |  |  |  | R-410A | 4.625 | Residential & Commercial | USHP | Ducted CEE Tier 1
215937842 | Central HP <5.4 tons | KENMORE | HRCU-A-CB (Split System: Heat Pump with Remote Outdoor Unit-Air-Source) | (C,H,T)5H3V48*K*AAA* |  |  | EVD5X48M21A*+WALLCON | *97CMN1002122B* | 44500 | 20 | 8.1 | 52000 | 38500 | 74.04% | 2 | 0 | 11 |  |  |  |  | R-454B | 3.7083 | Residential & Commercial | USHP | Ducted CEE Tier 1
215937122 | Central HP <5.4 tons | KENMORE | HRCU-A-CB (Split System: Heat Pump with Remote Outdoor Unit-Air-Source) | (C,H,T)5H3V48*K*AAA* |  |  | EVM5X48M21A*+WALLCON | *96CTN1002122B* | 44500 | 20 | 8.1 | 52000 | 38500 | 74.04% | 2 | 0 | 11 |  |  |  |  | R-454B | 3.7083 | Residential & Commercial | USHP | Ducted CEE Tier 1
211228143 | Central HP <5.4 tons | DAY & NIGHT | HRCU-A-CB (Split System: Heat Pump with Remote Outdoor Unit-Air-Source) | DLCURAH36ABK |  |  | EA*4X42L24A* | *96VTN1202422A* | 35600 | 16 | 8.1 | 38500 | 35000 | 90.91% | 1.88 | 0 | 10 |  |  |  |  | R-410A | 2.9667 | Residential & Commercial | USHP | Ducted CEE Tier 1
211228161 | Central HP <5.4 tons | DAY & NIGHT | HRCU-A-CB (Split System: Heat Pump with Remote Outdoor Unit-Air-Source) | DLCURAH36ABK |  |  | EA*4X42L24A* | OLV154F20A | 37000 | 15.2 | 8.5 | 40000 | 35400 | 88.5% | 1.96 | 0 | 10 |  |  |  |  | R-410A | 3.0833 | Residential & Commercial | USHP | Ducted CEE Tier 1
214242313 | Central HP <5.4 tons | KENMORE | HRCU-A-CB (Split System: Heat Pump with Remote Outdoor Unit-Air-Source) | (C,H,T)VH825GKA3* |  |  | EN(A,D,W)4X48L21**+WALLCON | *96CTN0801714B* | 24000 | 17 | 8.1 | 21400 | 16600 | 77.57% | 2 | 0 | 11 |  |  |  |  | R-410A | 2 | Residential & Commercial | USHP | Ducted CEE Tier 1
214241763 | Central HP <5.4 tons | KENMORE | HRCU-A-CB (Split System: Heat Pump with Remote Outdoor Unit-Air-Source) | (C,H,T)VH825GKA3* |  |  | EN(A,D)4X30L17**+WALLCON | *96CTN0801714B* | 23400 | 16.5 | 8.1 | 21600 | 16700 | 77.31% | 1.9 | 0 | 10.5 |  |  |  |  | R-410A | 1.95 | Residential & Commercial | USHP | Ducted CEE Tier 1
214239721 | Central HP <5.4 tons | KENMORE | HRCU-A-CB (Split System: Heat Pump with Remote Outdoor Unit-Air-Source) | (C,H,T)VH837GKA** |  |  | END4X42L17**+WALLCON | *96CTN0801714B* | 32000 | 16.5 | 8.1 | 33000 | 24800 | 75.15% | 1.9 | 0 | 11 |  |  |  |  | R-410A | 2.6667 | Residential & Commercial | USHP | Ducted CEE Tier 1
214239871 | Central HP <5.4 tons | KENMORE | HRCU-A-CB (Split System: Heat Pump with Remote Outdoor Unit-Air-Source) | (C,H,T)VH837GKA** |  |  | EN(A,D,W)4X48L21**+WALLCON | *80CTL0901716B* | 32400 | 17 | 8.1 | 32800 | 24800 | 75.61% | 1.94 | 0 | 11.7 |  |  |  |  | R-410A | 2.7 | Residential & Commercial | USHP | Ducted CEE Tier 1
216411138 | Central HP <5.4 tons | FRASER-JOHNSTON | HRCU-A-CB (Split System: Heat Pump with Remote Outdoor Unit-Air-Source) | HMH72B341 |  |  | XAFC36DBCN1 | Z9ET080C16SMPS1 | 34800 | 17.5 | 8.5 | 35000 | 24600 | 70.29% | 2.04 | 0 | 9.5 |  |  |  |  | R-410A | 2.9 | Residential & Commercial | USHP
215853401 | Central HP <5.4 tons | FRASER-JOHNSTON | HRCU-A-CB (Split System: Heat Pump with Remote Outdoor Unit-Air-Source) | HH836E2S11 |  |  | CTU48C5XFS1+JMET16CS2N1+TXV | 0 | 33800 | 19 | 9 | 31200 | 25200 | 80.77% | 2 | 0 | 11.7 |  |  |  |  | R-454B | 2.8167 | Residential & Commercial | USHP | Ducted CEE Tier 1
214397397 | Central HP <5.4 tons | COLEMAN | HRCU-A-CB (Split System: Heat Pump with Remote Outdoor Unit-Air-Source) | HH860E2S11 |  |  | CTF60C5CGS1 | TM9Y100C16MP11 | 43500 | 17 | 9 | 44500 | 33800 | 75.96% | 2 | 0 | 11 |  |  |  |  | R-454B | 3.625 | Residential & Commercial | USHP | Ducted CEE Tier 1
215937901 | Central HP <5.4 tons | KEEPRITE | HRCU-A-CB (Split System: Heat Pump with Remote Outdoor Unit-Air-Source) | C5H3V48*K*AAA* |  |  | EVD5X48M24A*+WALLCON | *80CTL1102120B* | 45000 | 20.5 | 8.1 | 52000 | 38000 | 73.08% | 1.9 | 0 | 11 |  |  |  |  | R-454B | 3.75 | Residential & Commercial | USHP | Ducted CEE Tier 1
214242323 | Central HP <5.4 tons | KENMORE | HRCU-A-CB (Split System: Heat Pump with Remote Outdoor Unit-Air-Source) | (C,H,T)VH825GKA3* |  |  | EN(A,D,W)4X48L21**+WALLCON | *96CTN1002122B* | 24200 | 17 | 8.1 | 21200 | 16500 | 77.83% | 2 | 0 | 11.5 |  |  |  |  | R-410A | 2.0167 | Residential & Commercial | USHP | Ducted CEE Tier 1
214397429 | Central HP <5.4 tons | COLEMAN | HRCU-A-CB (Split System: Heat Pump with Remote Outdoor Unit-Air-Source) | HH860E2S11 |  |  | CTF60D5CGS1+JMVT20DC2N1 | 0 | 45500 | 19 | 9.5 | 45000 | 33800 | 75.11% | 2 | 0 | 12 |  |  |  |  | R-454B | 3.7917 | Residential & Commercial | USHP | Ducted CEE Tier 1
214809207 | Central HP <5.4 tons | LUXAIRE | HRCU-A-CB (Split System: Heat Pump with Remote Outdoor Unit-Air-Source) | HH860E2S11 |  |  | CTU60C5XGS1+TXV | TL8E080C16UH11 | 44000 | 18 | 9 | 44500 | 33600 | 75.51% | 2 | 0 | 11.7 |  |  |  |  | R-454B | 3.6667 | Residential & Commercial | USHP | Ducted CEE Tier 1
214241753 | Central HP <5.4 tons | KENMORE | HRCU-A-CB (Split System: Heat Pump with Remote Outdoor Unit-Air-Source) | (C,H,T)VH825GKA3* |  |  | EN(A,D)4X30L17**+WALLCON | *96CTN0601714B* | 23400 | 16 | 8.1 | 21600 | 16800 | 77.78% | 1.9 | 0 | 10.5 |  |  |  |  | R-410A | 1.95 | Residential & Commercial | USHP | Ducted CEE Tier 1
214242153 | Central HP <5.4 tons | KENMORE | HRCU-A-CB (Split System: Heat Pump with Remote Outdoor Unit-Air-Source) | (C,H,T)VH825GKA3* |  |  | EN(A,D,W)4X42L21**+WALLCON | *97CMN0601714B* | 23600 | 16 | 8.1 | 21600 | 16700 | 77.31% | 1.94 | 0 | 10.5 |  |  |  |  | R-410A | 1.9667 | Residential & Commercial | USHP | Ducted CEE Tier 1
214242203 | Central HP <5.4 tons | KENMORE | HRCU-A-CB (Split System: Heat Pump with Remote Outdoor Unit-Air-Source) | (C,H,T)VH825GKA3* |  |  | EN(A,D,W)4X42L21**+WALLCON | *96CTN1002122B* | 23800 | 16.5 | 8.1 | 21400 | 16600 | 77.57% | 1.96 | 0 | 11 |  |  |  |  | R-410A | 1.9833 | Residential & Commercial | USHP | Ducted CEE Tier 1
213773492 | Central HP <5.4 tons | KEEPRITE | HRCU-A-CB (Split System: Heat Pump with Remote Outdoor Unit-Air-Source) | CVH825GKA3* |  |  | EA*4X42L21A*+WALLCON | *96CTN1002122B* | 23800 | 16.5 | 8.1 | 21400 | 16600 | 77.57% | 1.96 | 0 | 11 |  |  |  |  | R-410A | 1.9833 | Residential & Commercial | USHP | Ducted CEE Tier 1
213773642 | Central HP <5.4 tons | KEEPRITE | HRCU-A-CB (Split System: Heat Pump with Remote Outdoor Unit-Air-Source) | CVH825GKA3* |  |  | EA*4X43L21A*+WALLCON | *97CMN0801714B* | 24400 | 16.5 | 8.1 | 21200 | 16600 | 78.3% | 2.02 | 0 | 11 |  |  |  |  | R-410A | 2.0333 | Residential & Commercial | USHP | Ducted CEE Tier 1
215668585 | Central HP <5.4 tons | KEEPRITE | HRCU-A-CB (Split System: Heat Pump with Remote Outdoor Unit-Air-Source) | C5H0V36*K*AAA* |  |  | EA*5X37M17A*+WALLCON | *95CSU0601716B* | 33800 | 17 | 9 | 35800 | 25600 | 71.51% | 1.86 | 0 | 9.5 |  |  |  |  | R-454B | 2.8167 | Residential & Commercial | USHP
215935660 | Central HP <5.4 tons | DAY & NIGHT | HRCU-A-CB (Split System: Heat Pump with Remote Outdoor Unit-Air-Source) | C5H3V36*K*AAA* |  |  | EVD5X36M21A*+WALLCON | *80CTL0902120B* | 34400 | 21 | 8.5 | 38500 | 28000 | 72.73% | 2.04 | 0 | 12 |  |  |  |  | R-454B | 2.8667 | Residential & Commercial | USHP | Ducted CEE Tier 1
215853468 | Central HP <5.4 tons | LUXAIRE | HRCU-A-CB (Split System: Heat Pump with Remote Outdoor Unit-Air-Source) | HH860E2S11 |  |  | CTM60D5CJS1 | Z8ES130D20SMPS1 | 53500 | 19 | 9 | 55000 | 39500 | 71.82% | 2 | 0 | 11 |  |  |  |  | R-454B | 4.4583 | Residential & Commercial | USHP | Ducted CEE Tier 1
214584653 | Central HP <5.4 tons | FRASER-JOHNSTON | HRCU-A-CB (Split System: Heat Pump with Remote Outdoor Unit-Air-Source) | HH860E2S11 |  |  | CTM60C5CGS1 | Z8ES080C16SMPS1 | 44500 | 18 | 9 | 44500 | 33400 | 75.06% | 2 | 0 | 12 |  |  |  |  | R-454B | 3.7083 | Residential & Commercial | USHP | Ducted CEE Tier 1
215938311 | Central HP <5.4 tons | KEEPRITE | HRCU-A-CB (Split System: Heat Pump with Remote Outdoor Unit-Air-Source) | C5H3V48*K*AAA* |  |  | EVD5X60M24A*+WALLCON | *80CTL1102120B* | 45500 | 21 | 8.1 | 52500 | 38000 | 72.38% | 1.95 | 0 | 11.5 |  |  |  |  | R-454B | 3.7917 | Residential & Commercial | USHP | Ducted CEE Tier 1
215938172 | Central HP <5.4 tons | KENMORE | HRCU-A-CB (Split System: Heat Pump with Remote Outdoor Unit-Air-Source) | (C,H,T)5H3V48*K*AAA* |  |  | EVD5X60M21A*+WALLCON | *80CTL0901716B* | 44500 | 20.5 | 8.1 | 53500 | 37600 | 70.28% | 1.95 | 0 | 11.5 |  |  |  |  | R-454B | 3.7083 | Residential & Commercial | USHP | Ducted CEE Tier 1
215938322 | Central HP <5.4 tons | KENMORE | HRCU-A-CB (Split System: Heat Pump with Remote Outdoor Unit-Air-Source) | (C,H,T)5H3V48*K*AAA* |  |  | EVD5X60M24A*+WALLCON | *80CTL1352422B* | 45500 | 21 | 8.1 | 52500 | 38000 | 72.38% | 1.95 | 0 | 11.5 |  |  |  |  | R-454B | 3.7917 | Residential & Commercial | USHP | Ducted CEE Tier 1
215931721 | Central HP <5.4 tons | KEEPRITE | HRCU-A-CB (Split System: Heat Pump with Remote Outdoor Unit-Air-Source) | C5H3V60*K*AAA* |  |  | EA*5X61M24A*+WALLCON | *80CTL1352422B* | 57000 | 19 | 8.5 | 60500 | 46000 | 76.03% | 2.04 | 0 | 11.7 |  |  |  |  | R-454B | 4.75 | Residential & Commercial | USHP | Ducted CEE Tier 1
213771013 | Central HP <5.4 tons | KENMORE | HRCU-A-CB (Split System: Heat Pump with Remote Outdoor Unit-Air-Source) | (C,H,T)VH825GKA2* |  |  | EA*4X36L21A*+WALLCON | *96CTN0801714B* | 23600 | 16.5 | 8.1 | 21400 | 16700 | 78.04% | 1.94 | 0 | 10.5 |  |  |  |  | R-410A | 1.9667 | Residential & Commercial | USHP | Ducted CEE Tier 1
215853403 | Central HP <5.4 tons | FRASER-JOHNSTON | HRCU-A-CB (Split System: Heat Pump with Remote Outdoor Unit-Air-Source) | HH836E2S11 |  |  | CTU48C5XFS1+JMC16C2SN1+TXV | 0 | 34400 | 19 | 9 | 32000 | 25200 | 78.75% | 2 | 0 | 11.7 |  |  |  |  | R-454B | 2.8667 | Residential & Commercial | USHP | Ducted CEE Tier 1
215936622 | Central HP <5.4 tons | KENMORE | HRCU-A-CB (Split System: Heat Pump with Remote Outdoor Unit-Air-Source) | (C,H,T)5H3V36*K*AAA* |  |  | EVD5X60M21A*+WALLCON | *80CTL0901716B* | 35600 | 22 | 8.5 | 38000 | 28600 | 75.26% | 2.02 | 0 | 12 |  |  |  |  | R-454B | 2.9667 | Residential & Commercial | USHP | Ducted CEE Tier 1
215936672 | Central HP <5.4 tons | KENMORE | HRCU-A-CB (Split System: Heat Pump with Remote Outdoor Unit-Air-Source) | (C,H,T)5H3V36*K*AAA* |  |  | EVD5X60M21A*+WALLCON | *95CSU1002122B* | 35600 | 22 | 9 | 38000 | 28400 | 74.74% | 2.14 | 0 | 12.5 |  |  |  |  | R-454B | 2.9667 | Residential & Commercial | USHP | Ducted CEE Tier 1
215936722 | Central HP <5.4 tons | KENMORE | HRCU-A-CB (Split System: Heat Pump with Remote Outdoor Unit-Air-Source) | (C,H,T)5H3V36*K*AAA* |  |  | EVD5X60M21A*+WALLCON | *96CTN0801714B* | 35400 | 21.5 | 8.5 | 38000 | 28800 | 75.79% | 2.02 | 0 | 12 |  |  |  |  | R-454B | 2.95 | Residential & Commercial | USHP | Ducted CEE Tier 1
215936772 | Central HP <5.4 tons | KENMORE | HRCU-A-CB (Split System: Heat Pump with Remote Outdoor Unit-Air-Source) | (C,H,T)5H3V36*K*AAA* |  |  | EVD5X60M24A*+WALLCON | *80CTL1102120B* | 35600 | 22 | 8.5 | 38000 | 28400 | 74.74% | 2.04 | 0 | 12.5 |  |  |  |  | R-454B | 2.9667 | Residential & Commercial | USHP | Ducted CEE Tier 1
215936822 | Central HP <5.4 tons | KENMORE | HRCU-A-CB (Split System: Heat Pump with Remote Outdoor Unit-Air-Source) | (C,H,T)5H3V36*K*AAA* |  |  | EVD5X60M24A*+WALLCON | *97CMN0802120B* | 35400 | 21.5 | 8.5 | 38000 | 28400 | 74.74% | 2.04 | 0 | 12.5 |  |  |  |  | R-454B | 2.95 | Residential & Commercial | USHP | Ducted CEE Tier 1
215936892 | Central HP <5.4 tons | KENMORE | HRCU-A-CB (Split System: Heat Pump with Remote Outdoor Unit-Air-Source) | (C,H,T)5H3V36*K*AAA* |  |  | EVD5X61M21A*+WALLCON | *95CSU1002122B* | 36000 | 22 | 8.5 | 37600 | 28400 | 75.53% | 2.04 | 0 | 12.5 |  |  |  |  | R-454B | 3 | Residential & Commercial | USHP | Ducted CEE Tier 1
214397281 | Central HP <5.4 tons | COLEMAN | HRCU-A-CB (Split System: Heat Pump with Remote Outdoor Unit-Air-Source) | HH836E2S11 |  |  | CTM36C5CDS1 | TL8E100C20UH11 | 33600 | 17 | 8.5 | 31000 | 25400 | 81.94% | 2 | 0 | 11.7 |  |  |  |  | R-454B | 2.8 | Residential & Commercial | USHP | Ducted CEE Tier 1
214240031 | Central HP <5.4 tons | KENMORE | HRCU-A-CB (Split System: Heat Pump with Remote Outdoor Unit-Air-Source) | (C,H,T)VH837GKA** |  |  | EN(A,D)4X48L24**+WALLCON | *96CTN1202422B* | 32400 | 17 | 8.1 | 32600 | 24600 | 75.46% | 1.96 | 0 | 11.7 |  |  |  |  | R-410A | 2.7 | Residential & Commercial | USHP | Ducted CEE Tier 1
213062712 | Central HP <5.4 tons | ACIQ | HRCU-A-CB (Split System: Heat Pump with Remote Outdoor Unit-Air-Source) | HVH825GKA2* |  |  | EA*4X37L21A*+WALLCON | *97CMN1002122A* | 24400 | 16.5 | 8.5 | 21200 | 16600 | 78.3% | 2.04 | 11 | 11 |  |  |  |  | R-410A | 2.0333 | Residential & Commercial | USHP | Ducted CEE Tier 1
214807812 | Central HP <5.4 tons | LUXAIRE | HRCU-A-CB (Split System: Heat Pump with Remote Outdoor Unit-Air-Source) | HH824E2S11 |  |  | CTU30B5XCS1+JMVT12BC2N1+TXV | 0 | 23000 | 18 | 9.5 | 23000 | 19000 | 82.61% | 2 | 0 | 12 |  |  |  |  | R-454B | 1.9167 | Residential & Commercial | USHP | Ducted CEE Tier 1
215853405 | Central HP <5.4 tons | FRASER-JOHNSTON | HRCU-A-CB (Split System: Heat Pump with Remote Outdoor Unit-Air-Source) | HH836E2S11 |  |  | CTM36C5CDS1+JMVT17CC2N1 | 0 | 34400 | 19 | 9 | 31600 | 25800 | 81.65% | 2 | 0 | 11.7 |  |  |  |  | R-454B | 2.8667 | Residential & Commercial | USHP | Ducted CEE Tier 1
216819758 | Central HP <5.4 tons | RHEEM | HRCU-A-CB (Split System: Heat Pump with Remote Outdoor Unit-Air-Source) | RD18AY48AJVC |  |  | RCFY4824STANM | R801V0755A21DZ | 41000 | 18 | 8.1 | 41000 | 37600 | 91.71% | 2.1 | 0 | 10 |  |  |  |  | R-454B | 3.4167 | Residential & Commercial | USHP | Ducted CEE Tier 1
216819778 | Central HP <5.4 tons | RHEEM | HRCU-A-CB (Split System: Heat Pump with Remote Outdoor Unit-Air-Source) | RD18AY48AJVC |  |  | RCFY4821STANM | R98MV1005A21UP | 40500 | 17 | 8.1 | 40500 | 38000 | 93.83% | 2.1 | 0 | 10 |  |  |  |  | R-454B | 3.375 | Residential & Commercial | USHP | Ducted CEE Tier 1
216820003 | Central HP <5.4 tons | RHEEM | HRCU-A-CB (Split System: Heat Pump with Remote Outdoor Unit-Air-Source) | RD18AY48AJVC |  |  | RCFY4821STANM | R921V0855A21M4 | 40500 | 17 | 8.1 | 40500 | 37800 | 93.33% | 2.1 | 0 | 10 |  |  |  |  | R-454B | 3.375 | Residential & Commercial | USHP | Ducted CEE Tier 1
213080045 | Central HP <5.4 tons | DAY & NIGHT | HRCU-A-CB (Split System: Heat Pump with Remote Outdoor Unit-Air-Source) | DLCURAH36ABK |  |  | EA*4X42L21A* | *96MSN0801716A* | 35400 | 15.5 | 8.1 | 38500 | 35200 | 91.43% | 1.88 | 0 | 9.5 |  |  |  |  | R-410A | 2.95 | Residential & Commercial | USHP
211229323 | Central HP <5.4 tons | DAY & NIGHT | HRCU-A-CB (Split System: Heat Pump with Remote Outdoor Unit-Air-Source) | DLCURAH36ABK |  |  | EA*4X48L24A* | *80ES(N,L)1352420A* | 36200 | 16 | 8.5 | 38500 | 34600 | 89.87% | 2.06 | 0 | 10 |  |  |  |  | R-410A | 3.0167 | Residential & Commercial | USHP | Ducted CEE Tier 1
214397090 | Central HP <5.4 tons | COLEMAN | HRCU-A-CB (Split System: Heat Pump with Remote Outdoor Unit-Air-Source) | HH860E2S11 |  |  | CTF60C5CGS1 | TL9E100C20UH11 | 44000 | 17 | 9 | 44500 | 33400 | 75.06% | 2 | 0 | 11.7 |  |  |  |  | R-454B | 3.6667 | Residential & Commercial | USHP | Ducted CEE Tier 1
214584637 | Central HP <5.4 tons | LUXAIRE | HRCU-A-CB (Split System: Heat Pump with Remote Outdoor Unit-Air-Source) | HH860E2S11 |  |  | CTM60D5CHS1 | Z8ES130D20SMPS1 | 54000 | 19 | 9 | 54500 | 38500 | 70.64% | 2 | 0 | 12 |  |  |  |  | R-454B | 4.5 | Residential & Commercial | USHP | Ducted CEE Tier 1
216891627 | Central HP <5.4 tons | RHEEM | HRCU-A-CB (Split System: Heat Pump with Remote Outdoor Unit-Air-Source) | RD18AY36AJVC |  |  | RCFY3621STANM | R801V0504A17UHS | 31200 | 18 | 8.5 | 31200 | 27800 | 89.1% | 1.9 | 0 | 12 |  |  |  |  | R-454B | 2.6 | Residential & Commercial | USHP | Ducted CEE Tier 1
215937272 | Central HP <5.4 tons | KENMORE | HRCU-A-CB (Split System: Heat Pump with Remote Outdoor Unit-Air-Source) | (C,H,T)5H3V48*K*AAA* |  |  | EVM5X49M21A*+WALLCON | *96CTN0801714B* | 44000 | 20 | 8.1 | 53500 | 37600 | 70.28% | 2 | 0 | 11.5 |  |  |  |  | R-454B | 3.6667 | Residential & Commercial | USHP | Ducted CEE Tier 1
215937572 | Central HP <5.4 tons | KENMORE | HRCU-A-CB (Split System: Heat Pump with Remote Outdoor Unit-Air-Source) | (C,H,T)5H3V48*K*AAA* |  |  | EVM5X60M24A*+WALLCON | *96CTN1202422B* | 45500 | 20.5 | 8.1 | 52500 | 38000 | 72.38% | 1.95 | 0 | 11.5 |  |  |  |  | R-454B | 3.7917 | Residential & Commercial | USHP | Ducted CEE Tier 1
215936152 | Central HP <5.4 tons | KENMORE | HRCU-A-CB (Split System: Heat Pump with Remote Outdoor Unit-Air-Source) | (C,H,T)5H3V36*K*AAA* |  |  | EVD5X42M24A*+WALLCON | *80CSU1002120A* | 35400 | 21.5 | 8.5 | 38000 | 28600 | 75.26% | 2.04 | 0 | 12 |  |  |  |  | R-454B | 2.95 | Residential & Commercial | USHP | Ducted CEE Tier 1
215935952 | Central HP <5.4 tons | KENMORE | HRCU-A-CB (Split System: Heat Pump with Remote Outdoor Unit-Air-Source) | (C,H,T)5H3V36*K*AAA* |  |  | EVD5X42M21A*+WALLCON | *80CSU0401712A* | 34400 | 21 | 8.5 | 38500 | 28400 | 73.77% | 2.04 | 0 | 11.7 |  |  |  |  | R-454B | 2.8667 | Residential & Commercial | USHP | Ducted CEE Tier 1
215936182 | Central HP <5.4 tons | KENMORE | HRCU-A-CB (Split System: Heat Pump with Remote Outdoor Unit-Air-Source) | (C,H,T)5H3V36*K*AAA* |  |  | EVD5X42M24A*+WALLCON | *80CTL1102120B* | 35600 | 22 | 8.5 | 38500 | 28400 | 73.77% | 2.04 | 0 | 12.5 |  |  |  |  | R-454B | 2.9667 | Residential & Commercial | USHP | Ducted CEE Tier 1
215936402 | Central HP <5.4 tons | KENMORE | HRCU-A-CB (Split System: Heat Pump with Remote Outdoor Unit-Air-Source) | (C,H,T)5H3V36*K*AAA* |  |  | EVD5X48M24A*+WALLCON | *97CMN1202422B* | 35000 | 21.5 | 8.5 | 38500 | 28400 | 73.77% | 2.04 | 0 | 12 |  |  |  |  | R-454B | 2.9167 | Residential & Commercial | USHP | Ducted CEE Tier 1
212986667 | Central HP <5.4 tons | CARRIER | HRCU-A-CB (Split System: Heat Pump with Remote Outdoor Unit-Air-Source) | 38MURAQ18AB3* |  |  | CAP**2417AL* | 59SC6A040M17**12 | 17200 | 15.5 | 8.5 | 18300 | 19400 | 106% | 2.32 | 0 | 10 |  |  |  |  | R-410A | 1.4333 | Residential & Commercial | USHP | Ducted CEE Tier 1
214242895 | Central HP <5.4 tons | CARRIER | HRCU-A-CB (Split System: Heat Pump with Remote Outdoor Unit-Air-Source) | 25VNA825A*031* |  |  | CNPV*4217AL*+UI | 59CU5B060C17**16 | 23800 | 16.5 | 8.1 | 21400 | 16700 | 78.04% | 1.98 | 0 | 11 |  |  |  |  | R-410A | 1.9833 | Residential & Commercial | USHP | Ducted CEE Tier 1
215936552 | Central HP <5.4 tons | KENMORE | HRCU-A-CB (Split System: Heat Pump with Remote Outdoor Unit-Air-Source) | (C,H,T)5H3V36*K*AAA* |  |  | EVD5X49M24A*+WALLCON | *96CTN1202422B* | 35600 | 22 | 8.5 | 38500 | 28400 | 73.77% | 2.04 | 0 | 12.5 |  |  |  |  | R-454B | 2.9667 | Residential & Commercial | USHP | Ducted CEE Tier 1
215936702 | Central HP <5.4 tons | KENMORE | HRCU-A-CB (Split System: Heat Pump with Remote Outdoor Unit-Air-Source) | (C,H,T)5H3V36*K*AAA* |  |  | EVD5X60M21A*+WALLCON | *97CMN0802120B* | 35600 | 21.5 | 8.5 | 38000 | 28600 | 75.26% | 2.02 | 0 | 12.5 |  |  |  |  | R-454B | 2.9667 | Residential & Commercial | USHP | Ducted CEE Tier 1
215936752 | Central HP <5.4 tons | KENMORE | HRCU-A-CB (Split System: Heat Pump with Remote Outdoor Unit-Air-Source) | (C,H,T)5H3V36*K*AAA* |  |  | EVD5X60M24A*+WALLCON | *80CTL0702120B* | 35400 | 21.5 | 8.5 | 38000 | 28600 | 75.26% | 2.04 | 0 | 12 |  |  |  |  | R-454B | 2.95 | Residential & Commercial | USHP | Ducted CEE Tier 1
215935982 | Central HP <5.4 tons | KENMORE | HRCU-A-CB (Split System: Heat Pump with Remote Outdoor Unit-Air-Source) | (C,H,T)5H3V36*K*AAA* |  |  | EVD5X42M21A*+WALLCON | *80CTL0451712B* | 34000 | 20 | 8.5 | 39500 | 29000 | 73.42% | 2.02 | 0 | 11 |  |  |  |  | R-454B | 2.8333 | Residential & Commercial | USHP | Ducted CEE Tier 1
213076793 | Central HP <5.4 tons | DAY & NIGHT | HRCU-A-CB (Split System: Heat Pump with Remote Outdoor Unit-Air-Source) | DLCURAH36ABK |  |  | EA*4X48L21A* | *80VTL1102122B* | 36200 | 16 | 8.5 | 38000 | 34800 | 91.58% | 2.04 | 0 | 10 |  |  |  |  | R-410A | 3.0167 | Residential & Commercial | USHP | Ducted CEE Tier 1
213062580 | Central HP <5.4 tons | ACIQ | HRCU-A-CB (Split System: Heat Pump with Remote Outdoor Unit-Air-Source) | HVH825GKA2* |  |  | EA*4X24L17A*+WALLCON | *80CTL0701412A* | 23400 | 17 | 8.1 | 22000 | 16700 | 75.91% | 1.9 | 11 | 11 |  |  |  |  | R-410A | 1.95 | Residential & Commercial | USHP | Ducted CEE Tier 1
213062723 | Central HP <5.4 tons | ACIQ | HRCU-A-CB (Split System: Heat Pump with Remote Outdoor Unit-Air-Source) | HVH825GKA2* |  |  | EA*4X25L17A*+WALLCON | *80CSU0601716A* | 24400 | 16.5 | 8.1 | 21200 | 16700 | 78.77% | 2.02 | 11.5 | 11 |  |  |  |  | R-410A | 2.0333 | Residential & Commercial | USHP | Ducted CEE Tier 1
210474303 | Central HP <5.4 tons | KENMORE | HRCU-A-CB (Split System: Heat Pump with Remote Outdoor Unit-Air-Source) | (C,H,T)VH825GKA3* |  |  | EHD4X42AAL+WALLCON | *80CTL0701716A* | 24200 | 16 | 8.1 | 21400 | 16600 | 77.57% | 2 | 0 | 10.5 |  |  |  |  | R-410A | 2.0167 | Residential & Commercial | USHP | Ducted CEE Tier 1
210473946 | Central HP <5.4 tons | KENMORE | HRCU-A-CB (Split System: Heat Pump with Remote Outdoor Unit-Air-Source) | (C,H,T)VH825GKA3* |  |  | EN(A,D,W)4X48L21**+WALLCON | *80CSU1002120A* | 24000 | 16.5 | 8.1 | 21400 | 16600 | 77.57% | 2 | 0 | 11 |  |  |  |  | R-410A | 2 | Residential & Commercial | USHP | Ducted CEE Tier 1
212609344 | Central HP <5.4 tons | RHEEM | HRCU-A-CB (Split System: Heat Pump with Remote Outdoor Unit-Air-Source) | RP18AZ36AJVC |  |  | RCFZ6021SEAAM | R802V0754A17DZ | 34200 | 19 | 8.5 | 34200 | 43500 | 127.2% | 2.2 | 0 | 12.5 |  |  |  |  | R-410A | 2.85 | Residential & Commercial | USHP | Ducted CEE Tier 1
216010741 | Central HP <5.4 tons | LUXAIRE | HRCU-A-CB (Split System: Heat Pump with Remote Outdoor Unit-Air-Source) | HH824E2S11 |  |  | CTM36B5ADS1+JMC12B2SN1 | 0 | 23000 | 18 | 9.5 | 23000 | 18600 | 80.87% | 2 | 0 | 12 |  |  |  |  | R-454B | 1.9167 | Residential & Commercial | USHP | Ducted CEE Tier 1
215935812 | Central HP <5.4 tons | KENMORE | HRCU-A-CB (Split System: Heat Pump with Remote Outdoor Unit-Air-Source) | (C,H,T)5H3V36*K*AAA* |  |  | EVD5X38M17A*+WALLCON | *80CSU0401712A* | 35400 | 22 | 8.5 | 38500 | 28800 | 74.81% | 2.04 | 0 | 12 |  |  |  |  | R-454B | 2.95 | Residential & Commercial | USHP | Ducted CEE Tier 1
215935712 | Central HP <5.4 tons | KENMORE | HRCU-A-CB (Split System: Heat Pump with Remote Outdoor Unit-Air-Source) | (C,H,T)5H3V36*K*AAA* |  |  | EVD5X36M21A*+WALLCON | *97CMN0601714B* | 34000 | 20 | 8.1 | 38000 | 27000 | 71.05% | 2 | 0 | 11 |  |  |  |  | R-454B | 2.8333 | Residential & Commercial | USHP | Ducted CEE Tier 1
215936532 | Central HP <5.4 tons | KENMORE | HRCU-A-CB (Split System: Heat Pump with Remote Outdoor Unit-Air-Source) | (C,H,T)5H3V36*K*AAA* |  |  | EVD5X49M24A*+WALLCON | *97CMN1202422B* | 35400 | 22 | 8.5 | 38000 | 28400 | 74.74% | 2.04 | 0 | 12.5 |  |  |  |  | R-454B | 2.95 | Residential & Commercial | USHP | Ducted CEE Tier 1
215936312 | Central HP <5.4 tons | KENMORE | HRCU-A-CB (Split System: Heat Pump with Remote Outdoor Unit-Air-Source) | (C,H,T)5H3V36*K*AAA* |  |  | EVD5X48M24A*+WALLCON | *80CTL0702120B* | 35000 | 21.5 | 8.5 | 38500 | 28400 | 73.77% | 2.04 | 0 | 12 |  |  |  |  | R-454B | 2.9167 | Residential & Commercial | USHP | Ducted CEE Tier 1
212609323 | Central HP <5.4 tons | RHEEM | HRCU-A-CB (Split System: Heat Pump with Remote Outdoor Unit-Air-Source) | RP18AZ24AJVC |  |  | RCFZ2421HEAAM | R802V0504A17UHN | 22800 | 20 | 8.5 | 22800 | 26000 | 114% | 2.1 | 0 | 12.5 |  |  |  |  | R-410A | 1.9 | Residential & Commercial | USHP | Ducted CEE Tier 1
210470818 | Central HP <5.4 tons | KENMORE | HRCU-A-CB (Split System: Heat Pump with Remote Outdoor Unit-Air-Source) | (C,H,T)VH837GKA2* |  |  | EN(A,D,W)4X48L21**+WALLCON | *80CSU0601716A* | 32400 | 17 | 8.1 | 33000 | 24800 | 75.15% | 1.94 | 0 | 11.7 |  |  |  |  | R-410A | 2.7 | Residential & Commercial | USHP | Ducted CEE Tier 1
210471186 | Central HP <5.4 tons | KENMORE | HRCU-A-CB (Split System: Heat Pump with Remote Outdoor Unit-Air-Source) | (C,H,T)VH837GKA2* |  |  | EHD4X60AAL+WALLCON | *80CTL0902120A* | 33000 | 17 | 8.1 | 32200 | 25000 | 77.64% | 2 | 0 | 11.5 |  |  |  |  | R-410A | 2.75 | Residential & Commercial | USHP | Ducted CEE Tier 1
210473499 | Central HP <5.4 tons | KENMORE | HRCU-A-CB (Split System: Heat Pump with Remote Outdoor Unit-Air-Source) | (C,H,T)VH825GKA3* |  |  | EA*4X48L24A*+WALLCON | *97CMN1002122A* | 24200 | 16.5 | 8.1 | 21000 | 16500 | 78.57% | 2.02 | 0 | 11 |  |  |  |  | R-410A | 2.0167 | Residential & Commercial | USHP | Ducted CEE Tier 1
210472883 | Central HP <5.4 tons | KENMORE | HRCU-A-CB (Split System: Heat Pump with Remote Outdoor Unit-Air-Source) | (C,H,T)VH825GKA3* |  |  | EA*4X42L21A*+WALLCON | *80CTL0451712A* | 23600 | 16.5 | 8.1 | 21600 | 16800 | 77.78% | 1.94 | 0 | 10.5 |  |  |  |  | R-410A | 1.9667 | Residential & Commercial | USHP | Ducted CEE Tier 1
214239971 | Central HP <5.4 tons | KENMORE | HRCU-A-CB (Split System: Heat Pump with Remote Outdoor Unit-Air-Source) | (C,H,T)VH837GKA** |  |  | EN(A,D)4X48L24**+WALLCON | *80CTL0902120B* | 32400 | 17 | 8.1 | 32600 | 24600 | 75.46% | 1.96 | 0 | 11.7 |  |  |  |  | R-410A | 2.7 | Residential & Commercial | USHP | Ducted CEE Tier 1
214239991 | Central HP <5.4 tons | KENMORE | HRCU-A-CB (Split System: Heat Pump with Remote Outdoor Unit-Air-Source) | (C,H,T)VH837GKA** |  |  | EN(A,D)4X48L24**+WALLCON | *80CTL1352422B* | 32400 | 17 | 8.1 | 32600 | 24600 | 75.46% | 1.96 | 0 | 11.7 |  |  |  |  | R-410A | 2.7 | Residential & Commercial | USHP | Ducted CEE Tier 1
215931711 | Central HP <5.4 tons | KEEPRITE | HRCU-A-CB (Split System: Heat Pump with Remote Outdoor Unit-Air-Source) | C5H3V60*K*AAA* |  |  | EA*5X61M24A*+WALLCON | *80CTL1102120B* | 57000 | 19 | 8.5 | 60500 | 46500 | 76.86% | 2.02 | 0 | 11.5 |  |  |  |  | R-454B | 4.75 | Residential & Commercial | USHP | Ducted CEE Tier 1
214242913 | Central HP <5.4 tons | KENMORE | HRCU-A-CB (Split System: Heat Pump with Remote Outdoor Unit-Air-Source) | (C,H,T)VH825GKA2* |  |  | END4X42L17**+WALLCON | *97CMN0601714B* | 23800 | 16 | 8.1 | 21400 | 16700 | 78.04% | 1.98 | 0 | 11 |  |  |  |  | R-410A | 1.9833 | Residential & Commercial | USHP | Ducted CEE Tier 1
214242963 | Central HP <5.4 tons | KENMORE | HRCU-A-CB (Split System: Heat Pump with Remote Outdoor Unit-Air-Source) | (C,H,T)VH825GKA2* |  |  | EN(A,D,W)4X42L21**+WALLCON | *80CTL0451712B* | 23600 | 16 | 8.1 | 21600 | 16800 | 77.78% | 1.94 | 0 | 10.5 |  |  |  |  | R-410A | 1.9667 | Residential & Commercial | USHP | Ducted CEE Tier 1
214242463 | Central HP <5.4 tons | KENMORE | HRCU-A-CB (Split System: Heat Pump with Remote Outdoor Unit-Air-Source) | (C,H,T)VH825GKA2* |  |  | EN(A,D)4X24L17**+WALLCON | *95CSU0601716B* | 23200 | 15.5 | 8.1 | 22000 | 16900 | 76.82% | 1.92 | 0 | 10.5 |  |  |  |  | R-410A | 1.9333 | Residential & Commercial | USHP | Ducted CEE Tier 1
213772972 | Central HP <5.4 tons | KEEPRITE | HRCU-A-CB (Split System: Heat Pump with Remote Outdoor Unit-Air-Source) | CVH825GKA3* |  |  | EA*4X36L17A*+WALLCON | *80CTL0901716B* | 23600 | 16.5 | 8.1 | 21400 | 16700 | 78.04% | 1.92 | 0 | 10.5 |  |  |  |  | R-410A | 1.9667 | Residential & Commercial | USHP | Ducted CEE Tier 1
213772922 | Central HP <5.4 tons | KEEPRITE | HRCU-A-CB (Split System: Heat Pump with Remote Outdoor Unit-Air-Source) | CVH825GKA3* |  |  | EA*4X30L17A*+WALLCON | *96CTN0601714B* | 23400 | 16 | 8.1 | 21600 | 16700 | 77.31% | 1.9 | 0 | 10.5 |  |  |  |  | R-410A | 1.95 | Residential & Commercial | USHP | Ducted CEE Tier 1
213772872 | Central HP <5.4 tons | KEEPRITE | HRCU-A-CB (Split System: Heat Pump with Remote Outdoor Unit-Air-Source) | CVH825GKA3* |  |  | EA*4X30L17A*+WALLCON | *80CTL0901716B* | 23600 | 16.5 | 8.1 | 21400 | 16700 | 78.04% | 1.9 | 0 | 10.5 |  |  |  |  | R-410A | 1.9667 | Residential & Commercial | USHP | Ducted CEE Tier 1
213772722 | Central HP <5.4 tons | KEEPRITE | HRCU-A-CB (Split System: Heat Pump with Remote Outdoor Unit-Air-Source) | CVH825GKA3* |  |  | EA*4X25L17A*+WALLCON | *80CTL0451712B* | 24200 | 16.5 | 8.1 | 21400 | 16700 | 78.04% | 2 | 0 | 10.5 |  |  |  |  | R-410A | 2.0167 | Residential & Commercial | USHP | Ducted CEE Tier 1
215674970 | Central HP <5.4 tons | KEEPRITE | HRCU-A-CB (Split System: Heat Pump with Remote Outdoor Unit-Air-Source) | C5H0V48*K*AAA* |  |  | ESH5X48M12A*+WALLCON | *97CMN0602120B* | 44500 | 16 | 8.5 | 49500 | 34800 | 70.3% | 1.92 | 0 | 9 |  |  |  |  | R-454B | 3.7083 | Residential & Commercial | USHP
213079537 | Central HP <5.4 tons | DAY & NIGHT | HRCU-A-CB (Split System: Heat Pump with Remote Outdoor Unit-Air-Source) | DLCURAH36ABK |  |  | EA*4X37L17A* | *92MSN0801716A* | 36400 | 15.5 | 8.5 | 38500 | 35000 | 90.91% | 2.02 | 0 | 10 |  |  |  |  | R-410A | 3.0333 | Residential & Commercial | USHP | Ducted CEE Tier 1
213062515 | Central HP <5.4 tons | ACIQ | HRCU-A-CB (Split System: Heat Pump with Remote Outdoor Unit-Air-Source) | HVH837GKA** |  |  | EHD4X48AAL+WALLCON | *96CTN1202422A* | 32600 | 17 | 8.1 | 33000 | 24800 | 75.15% | 1.98 | 11 | 11 |  |  |  |  | R-410A | 2.7167 | Residential & Commercial | USHP | Ducted CEE Tier 1
211262168 | Central HP <5.4 tons | KEEPRITE | HRCU-A-CB (Split System: Heat Pump with Remote Outdoor Unit-Air-Source) | DLCURAH18ABK |  |  | EA*4X30L17A* | *80ES(N,L)0701412A* | 17800 | 16.5 | 8.5 | 18200 | 18500 | 101.6% | 2.22 | 0 | 10.5 |  |  |  |  | R-410A | 1.4833 | Residential & Commercial | USHP | Ducted CEE Tier 1
213078028 | Central HP <5.4 tons | DAY & NIGHT | HRCU-A-CB (Split System: Heat Pump with Remote Outdoor Unit-Air-Source) | DLCURAH36ABK |  |  | EN(A,D,W)4X48L21** | *80MS(N,L)0701712A* | 35600 | 16.5 | 8.1 | 38500 | 34800 | 90.39% | 1.98 | 0 | 10 |  |  |  |  | R-410A | 2.9667 | Residential & Commercial | USHP | Ducted CEE Tier 1
214397375 | Central HP <5.4 tons | COLEMAN | HRCU-A-CB (Split System: Heat Pump with Remote Outdoor Unit-Air-Source) | HH836E2S11 |  |  | CTF48C5CFS1 | TP9C100C20MP13 | 34200 | 18 | 9 | 32600 | 25800 | 79.14% | 2 | 0 | 11 |  |  |  |  | R-454B | 2.85 | Residential & Commercial | USHP | Ducted CEE Tier 1
213079513 | Central HP <5.4 tons | DAY & NIGHT | HRCU-A-CB (Split System: Heat Pump with Remote Outdoor Unit-Air-Source) | DLCURAH36ABK |  |  | EA*4X36L17A* | *92MSN0801716A* | 35000 | 16 | 8.1 | 38500 | 35200 | 91.43% | 1.82 | 0 | 9.5 |  |  |  |  | R-410A | 2.9167 | Residential & Commercial | USHP
213078761 | Central HP <5.4 tons | DAY & NIGHT | HRCU-A-CB (Split System: Heat Pump with Remote Outdoor Unit-Air-Source) | DLCURAH36ABK |  |  | EN(A,D)4X48L24** | *80MS(N,L)1102420A* | 36200 | 17 | 8.1 | 38500 | 34800 | 90.39% | 2.02 | 0 | 10.5 |  |  |  |  | R-410A | 3.0167 | Residential & Commercial | USHP | Ducted CEE Tier 1
215935722 | Central HP <5.4 tons | KENMORE | HRCU-A-CB (Split System: Heat Pump with Remote Outdoor Unit-Air-Source) | (C,H,T)5H3V36*K*AAA* |  |  | EVD5X36M21A*+WALLCON | *97CMN0602120B* | 34200 | 20.5 | 8.5 | 39000 | 28600 | 73.33% | 2.04 | 0 | 11.5 |  |  |  |  | R-454B | 2.85 | Residential & Commercial | USHP | Ducted CEE Tier 1
215935452 | Central HP <5.4 tons | KENMORE | HRCU-A-CB (Split System: Heat Pump with Remote Outdoor Unit-Air-Source) | (C,H,T)5H3V36*K*AAA* |  |  | EVM5X60M24A*+WALLCON | *96CTN1202422B* | 35600 | 22 | 8.5 | 38000 | 28400 | 74.74% | 2.04 | 0 | 12.5 |  |  |  |  | R-454B | 2.9667 | Residential & Commercial | USHP | Ducted CEE Tier 1
211230810 | Central HP <5.4 tons | DAY & NIGHT | HRCU-A-CB (Split System: Heat Pump with Remote Outdoor Unit-Air-Source) | DLCURAH36ABK |  |  | EN(A,D)4X48L24** | OMV154L20A | 37000 | 16 | 8.1 | 39500 | 35000 | 88.61% | 2.06 | 0 | 10.5 |  |  |  |  | R-410A | 3.0833 | Residential & Commercial | USHP | Ducted CEE Tier 1
213078979 | Central HP <5.4 tons | DAY & NIGHT | HRCU-A-CB (Split System: Heat Pump with Remote Outdoor Unit-Air-Source) | DLCURAH36ABK |  |  | EA*4X37L17A* | *80MSU0401712A* | 36000 | 15.5 | 8.5 | 38500 | 34800 | 90.39% | 2.02 | 0 | 10 |  |  |  |  | R-410A | 3 | Residential & Commercial | USHP | Ducted CEE Tier 1
212984945 | Central HP <5.4 tons | DAY & NIGHT | HRCU-A-CB (Split System: Heat Pump with Remote Outdoor Unit-Air-Source) | DLCURAH36ABK |  |  | EA*4X48L21A* | *92MSN0802120A* | 35600 | 16.5 | 8.5 | 37800 | 34600 | 91.53% | 2.02 | 0 | 10 |  |  |  |  | R-410A | 2.9667 | Residential & Commercial | USHP | Ducted CEE Tier 1
212985245 | Central HP <5.4 tons | DAY & NIGHT | HRCU-A-CB (Split System: Heat Pump with Remote Outdoor Unit-Air-Source) | DLCURAH36ABK |  |  | EA*4X48L24A* | *92MSN1002120A* | 35800 | 16.5 | 8.5 | 37800 | 34600 | 91.53% | 2.02 | 0 | 10 |  |  |  |  | R-410A | 2.9833 | Residential & Commercial | USHP | Ducted CEE Tier 1
214651964 | Central HP <5.4 tons | COLEMAN | HRCU-A-CB (Split System: Heat Pump with Remote Outdoor Unit-Air-Source) | HH824E2S11 |  |  | CTU30B5XCS1+TXV | Z8ET080B12LMPS1 | 23000 | 18 | 9.5 | 23000 | 18400 | 80% | 2 | 0 | 12 |  |  |  |  | R-454B | 1.9167 | Residential & Commercial | USHP | Ducted CEE Tier 1
214650210 | Central HP <5.4 tons | COLEMAN | HRCU-A-CB (Split System: Heat Pump with Remote Outdoor Unit-Air-Source) | HH824E2S11 |  |  | CTU36B5XDS1+TXV | CPLC080B12MP13 | 23000 | 18 | 9 | 23000 | 18500 | 80.43% | 2 | 0 | 12 |  |  |  |  | R-454B | 1.9167 | Residential & Commercial | USHP | Ducted CEE Tier 1
214650930 | Central HP <5.4 tons | COLEMAN | HRCU-A-CB (Split System: Heat Pump with Remote Outdoor Unit-Air-Source) | HH824E2S11 |  |  | CTU36B5XDS1+TXV | TMLE080B12MP11 | 23000 | 18 | 9.5 | 23000 | 18700 | 81.3% | 2 | 0 | 12 |  |  |  |  | R-454B | 1.9167 | Residential & Commercial | USHP | Ducted CEE Tier 1
214651564 | Central HP <5.4 tons | COLEMAN | HRCU-A-CB (Split System: Heat Pump with Remote Outdoor Unit-Air-Source) | HH824E2S11 |  |  | CTU30B5XCS1+TXV | TM8Y080B12MP11 | 23000 | 18 | 9.5 | 23000 | 18800 | 81.74% | 2 | 0 | 12 |  |  |  |  | R-454B | 1.9167 | Residential & Commercial | USHP | Ducted CEE Tier 1
214066536 | Central HP <5.4 tons | RHEEM | HRCU-A-CB (Split System: Heat Pump with Remote Outdoor Unit-Air-Source) | RD17AZ36AJ3N |  |  | RCFZ3621MTANM | R951V0603A17UHU | 34200 | 18 | 8.1 | 34200 | 29800 | 87.13% | 1.9 | 0 | 10 |  |  |  |  | R-410A | 2.85 | Residential & Commercial | USHP | Ducted CEE Tier 1
214066818 | Central HP <5.4 tons | RHEEM | HRCU-A-CB (Split System: Heat Pump with Remote Outdoor Unit-Air-Source) | RD17AZ36AJ3N |  |  | RCFZ3621MTANM | R951V0855A21M4S | 34200 | 18 | 8.1 | 34200 | 29600 | 86.55% | 1.9 | 0 | 10 |  |  |  |  | R-410A | 2.85 | Residential & Commercial | USHP | Ducted CEE Tier 1
215677452 | Central HP <5.4 tons | TEMPSTAR | HRCU-A-CB (Split System: Heat Pump with Remote Outdoor Unit-Air-Source) | T5H0V60*K*AAA* |  |  | EVD5X60M24A*+WALLCON | *80CTL0702120B* | 56000 | 18 | 9 | 63500 | 45000 | 70.87% | 2.06 | 0 | 9 |  |  |  |  | R-454B | 4.6667 | Residential & Commercial | USHP
215936582 | Central HP <5.4 tons | KENMORE | HRCU-A-CB (Split System: Heat Pump with Remote Outdoor Unit-Air-Source) | (C,H,T)5H3V36*K*AAA* |  |  | EVD5X60M21A*+WALLCON | *80CSU1002120A* | 35600 | 21.5 | 8.5 | 38000 | 28600 | 75.26% | 2.02 | 0 | 12 |  |  |  |  | R-454B | 2.9667 | Residential & Commercial | USHP | Ducted CEE Tier 1
215935962 | Central HP <5.4 tons | KENMORE | HRCU-A-CB (Split System: Heat Pump with Remote Outdoor Unit-Air-Source) | (C,H,T)5H3V36*K*AAA* |  |  | EVD5X42M21A*+WALLCON | *80CSU0601716A* | 34400 | 21 | 8.5 | 38500 | 28200 | 73.25% | 2.04 | 0 | 11.7 |  |  |  |  | R-454B | 2.8667 | Residential & Commercial | USHP | Ducted CEE Tier 1
213779783 | Central HP <5.4 tons | KENMORE | HRCU-A-CB (Split System: Heat Pump with Remote Outdoor Unit-Air-Source) | (C,H,T)VH837GKA** |  |  | EA*4X61L24A*+WALLCON | *97CMN1002122B* | 33200 | 17.5 | 8.5 | 32000 | 24800 | 77.5% | 2 | 0 | 11.7 |  |  |  |  | R-410A | 2.7667 | Residential & Commercial | USHP | Ducted CEE Tier 1
211229606 | Central HP <5.4 tons | DAY & NIGHT | HRCU-A-CB (Split System: Heat Pump with Remote Outdoor Unit-Air-Source) | DLCURAH36ABK |  |  | EA*4X48L24A* | *96VTN1002120A* | 36400 | 15.5 | 8.5 | 38500 | 34800 | 90.39% | 2.08 | 0 | 10 |  |  |  |  | R-410A | 3.0333 | Residential & Commercial | USHP | Ducted CEE Tier 1
216051027 | Central HP <5.4 tons | RHEEM | HRCU-A-CB (Split System: Heat Pump with Remote Outdoor Unit-Air-Source) | RP19AY24AJVC |  |  | RCFY2421HEAAM | R97MV1005A21DH | 22800 | 20 | 10 | 22800 | 18400 | 80.7% | 1.8 | 0 | 12 |  |  |  |  | R-454B | 1.9 | Residential & Commercial | USHP | Ducted CEE Tier 1
211229615 | Central HP <5.4 tons | DAY & NIGHT | HRCU-A-CB (Split System: Heat Pump with Remote Outdoor Unit-Air-Source) | DLCURAH36ABK |  |  | EA*4X48L24A* | *96VTN1002122A* | 36000 | 16.5 | 8.5 | 37800 | 34600 | 91.53% | 2.06 | 0 | 10 |  |  |  |  | R-410A | 3 | Residential & Commercial | USHP | Ducted CEE Tier 1
213076275 | Central HP <5.4 tons | DAY & NIGHT | HRCU-A-CB (Split System: Heat Pump with Remote Outdoor Unit-Air-Source) | DLCURAH36ABK |  |  | EA*4X42L24A* | *95MSU1002122A* | 35600 | 16.5 | 8.1 | 38500 | 35000 | 90.91% | 1.9 | 0 | 10 |  |  |  |  | R-410A | 2.9667 | Residential & Commercial | USHP | Ducted CEE Tier 1
214075570 | Central HP <5.4 tons | RHEEM | HRCU-A-CB (Split System: Heat Pump with Remote Outdoor Unit-Air-Source) | RD17AZ24AJ3N |  |  | RCFZ2417MTANM | R97MV0703A17DHS | 22600 | 17 | 9.5 | 22600 | 16900 | 74.78% | 2 | 0 | 11.2 |  |  |  |  | R-410A | 1.8833 | Residential & Commercial | USHP | Ducted CEE Tier 1
212985045 | Central HP <5.4 tons | DAY & NIGHT | HRCU-A-CB (Split System: Heat Pump with Remote Outdoor Unit-Air-Source) | DLCURAH24ABK |  |  | EA*4X37L21A* | *92MSN0802120A* | 24800 | 17.5 | 8.5 | 25600 | 21400 | 83.59% | 1.8 | 0 | 10.5 |  |  |  |  | R-410A | 2.0667 | Residential & Commercial | USHP | Ducted CEE Tier 1
212988739 | Central HP <5.4 tons | DAY & NIGHT | HRCU-A-CB (Split System: Heat Pump with Remote Outdoor Unit-Air-Source) | DLCURAH24ABK |  |  | EN(A,D)4X30L17** | *95MSU0401712A* | 23600 | 16.5 | 8.1 | 26400 | 24200 | 91.67% | 2.02 | 0 | 10 |  |  |  |  | R-410A | 1.9667 | Residential & Commercial | USHP | Ducted CEE Tier 1
215936002 | Central HP <5.4 tons | KENMORE | HRCU-A-CB (Split System: Heat Pump with Remote Outdoor Unit-Air-Source) | (C,H,T)5H3V36*K*AAA* |  |  | EVD5X42M21A*+WALLCON | *80CTL0702120B* | 34400 | 21 | 8.5 | 38500 | 28200 | 73.25% | 2.04 | 0 | 11.7 |  |  |  |  | R-454B | 2.8667 | Residential & Commercial | USHP | Ducted CEE Tier 1
215935782 | Central HP <5.4 tons | KENMORE | HRCU-A-CB (Split System: Heat Pump with Remote Outdoor Unit-Air-Source) | (C,H,T)5H3V36*K*AAA* |  |  | EVD5X36M21A*+WALLCON | *96CTN1002122B* | 34400 | 21 | 8.5 | 38500 | 28000 | 72.73% | 2.06 | 0 | 12 |  |  |  |  | R-454B | 2.8667 | Residential & Commercial | USHP | Ducted CEE Tier 1
215936482 | Central HP <5.4 tons | KENMORE | HRCU-A-CB (Split System: Heat Pump with Remote Outdoor Unit-Air-Source) | (C,H,T)5H3V36*K*AAA* |  |  | EVD5X49M24A*+WALLCON | *95CSU0802120B* | 35400 | 21.5 | 8.5 | 38000 | 28600 | 75.26% | 2.04 | 0 | 12 |  |  |  |  | R-454B | 2.95 | Residential & Commercial | USHP | Ducted CEE Tier 1
215936512 | Central HP <5.4 tons | KENMORE | HRCU-A-CB (Split System: Heat Pump with Remote Outdoor Unit-Air-Source) | (C,H,T)5H3V36*K*AAA* |  |  | EVD5X49M24A*+WALLCON | *97CMN0802120B* | 35400 | 21.5 | 8.5 | 38000 | 28400 | 74.74% | 2.04 | 0 | 12 |  |  |  |  | R-454B | 2.95 | Residential & Commercial | USHP | Ducted CEE Tier 1
215936732 | Central HP <5.4 tons | KENMORE | HRCU-A-CB (Split System: Heat Pump with Remote Outdoor Unit-Air-Source) | (C,H,T)5H3V36*K*AAA* |  |  | EVD5X60M21A*+WALLCON | *96CTN1002122B* | 35600 | 22 | 8.5 | 38000 | 28600 | 75.26% | 2.02 | 0 | 12.5 |  |  |  |  | R-454B | 2.9667 | Residential & Commercial | USHP | Ducted CEE Tier 1
215936782 | Central HP <5.4 tons | KENMORE | HRCU-A-CB (Split System: Heat Pump with Remote Outdoor Unit-Air-Source) | (C,H,T)5H3V36*K*AAA* |  |  | EVD5X60M24A*+WALLCON | *80CTL1352422B* | 35600 | 22 | 8.5 | 38000 | 28400 | 74.74% | 2.04 | 0 | 12.5 |  |  |  |  | R-454B | 2.9667 | Residential & Commercial | USHP | Ducted CEE Tier 1
215936012 | Central HP <5.4 tons | KENMORE | HRCU-A-CB (Split System: Heat Pump with Remote Outdoor Unit-Air-Source) | (C,H,T)5H3V36*K*AAA* |  |  | EVD5X42M21A*+WALLCON | *80CTL0901716B* | 34400 | 21 | 8.5 | 38500 | 28200 | 73.25% | 2.04 | 0 | 11.7 |  |  |  |  | R-454B | 2.8667 | Residential & Commercial | USHP | Ducted CEE Tier 1
215935462 | Central HP <5.4 tons | KENMORE | HRCU-A-CB (Split System: Heat Pump with Remote Outdoor Unit-Air-Source) | (C,H,T)5H3V36*K*AAA* |  |  | EVM5X61M24A*+WALLCON | *80CTL0902120B* | 36000 | 22.5 | 8.5 | 37600 | 28200 | 75% | 2.06 | 0 | 12.5 |  |  |  |  | R-454B | 3 | Residential & Commercial | USHP | Ducted CEE Tier 1
215935512 | Central HP <5.4 tons | KENMORE | HRCU-A-CB (Split System: Heat Pump with Remote Outdoor Unit-Air-Source) | (C,H,T)5H3V36*K*AAA* |  |  | EVD5X25M17A*+WALLCON | *97CMN0601714B* | 34000 | 20 | 8.1 | 38000 | 27200 | 71.58% | 2 | 0 | 11 |  |  |  |  | R-454B | 2.8333 | Residential & Commercial | USHP | Ducted CEE Tier 1
207827119 | Central HP <5.4 tons | TCL | HRCU-A-CB (Split System: Heat Pump with Remote Outdoor Unit-Air-Source) | TCU-60D7HEWA/DV2O |  |  | TCU-60D7HWA/DV2I | 0 | 54000 | 17 | 9 | 55000 | 38500 | 70% | 1.9 | 10.5 | 10 |  |  |  |  | R-410A | 4.5 | Residential & Commercial | USHP | Ducted CEE Tier 1
214229467 | Central HP <5.4 tons | BRYANT HEATING AND COOLING SYSTEMS | HRCU-A-CB (Split System: Heat Pump with Remote Outdoor Unit-Air-Source) | 38MURAQ36AB3* |  |  | CNPV*4824AL* | 83*SB60100M21*** | 35800 | 16.5 | 8.5 | 38500 | 34800 | 90.39% | 2 | 0 | 10 |  |  |  |  | R-410A | 2.9833 | Residential & Commercial | USHP | Ducted CEE Tier 1
211228373 | Central HP <5.4 tons | TEMPSTAR | HRCU-A-CB (Split System: Heat Pump with Remote Outdoor Unit-Air-Source) | DLCURAH36ABK |  |  | EA*4X43L21A* | *80ESU1002120A* | 36400 | 16 | 8.5 | 38500 | 34800 | 90.39% | 2.08 | 0 | 10 |  |  |  |  | R-410A | 3.0333 | Residential & Commercial | USHP | Ducted CEE Tier 1
214777084 | Central HP <5.4 tons | COLEMAN | HRCU-A-CB (Split System: Heat Pump with Remote Outdoor Unit-Air-Source) | HMH72B361 |  |  | XAFC36DBCN1 | Z9ES080C16SMPS1 | 36000 | 17 | 8.5 | 36000 | 25200 | 70% | 2.06 | 0 | 8.5 |  |  |  |  | R-410A | 3 | Residential & Commercial | USHP
213076970 | Central HP <5.4 tons | DAY & NIGHT | HRCU-A-CB (Split System: Heat Pump with Remote Outdoor Unit-Air-Source) | DLCURAH36ABK |  |  | EA*4X42L21A* | *96VSN0801716B* | 35000 | 15.5 | 8.1 | 38500 | 35200 | 91.43% | 1.86 | 0 | 9.5 |  |  |  |  | R-410A | 2.9167 | Residential & Commercial | USHP
215935562 | Central HP <5.4 tons | KENMORE | HRCU-A-CB (Split System: Heat Pump with Remote Outdoor Unit-Air-Source) | (C,H,T)5H3V36*K*AAA* |  |  | EVD5X31M17A*+WALLCON | *96CTN0601714B* | 34800 | 21 | 8.5 | 38000 | 27800 | 73.16% | 2.06 | 0 | 11 |  |  |  |  | R-454B | 2.9 | Residential & Commercial | USHP | Ducted CEE Tier 1
214807686 | Central HP <5.4 tons | LUXAIRE | HRCU-A-CB (Split System: Heat Pump with Remote Outdoor Unit-Air-Source) | HH824E2S11 |  |  | CTM36B5ADS1 | TMLE080B12MP11 | 23000 | 18 | 9.5 | 23000 | 18600 | 80.87% | 2 | 0 | 12 |  |  |  |  | R-454B | 1.9167 | Residential & Commercial | USHP | Ducted CEE Tier 1
216621524 | Central HP <5.4 tons | MITS AIR | HRCU-A-C (Split System: Heat Pump with Remote Outdoor Unit with No Indoor Fan --Air Source) | MAMOX630-36HFN10-M3X |  |  | MAMVBM-36C24T4N10 | 0 | 36000 | 15.8 | 9.4 | 38000 | 36000 | 94.74% | 1.9 | 0 | 10.7 |  |  |  |  | R-454B | 3 | Residential & Commercial | USHP | Ducted CEE Tier 1
214810227 | Central HP <5.4 tons | LUXAIRE | HRCU-A-CB (Split System: Heat Pump with Remote Outdoor Unit-Air-Source) | HH824E2S11 |  |  | CTM36B5ADS1 | TM9V060B12MP12 | 23000 | 17 | 9 | 23000 | 17600 | 76.52% | 2 | 0 | 12 |  |  |  |  | R-454B | 1.9167 | Residential & Commercial | USHP | Ducted CEE Tier 1
214807728 | Central HP <5.4 tons | LUXAIRE | HRCU-A-CB (Split System: Heat Pump with Remote Outdoor Unit-Air-Source) | HH824E2S11 |  |  | CTM36B5ADS1 | TP9C060B12MP13 | 23000 | 17 | 9 | 23000 | 17600 | 76.52% | 2 | 0 | 12 |  |  |  |  | R-454B | 1.9167 | Residential & Commercial | USHP | Ducted CEE Tier 1
214243123 | Central HP <5.4 tons | KENMORE | HRCU-A-CB (Split System: Heat Pump with Remote Outdoor Unit-Air-Source) | (C,H,T)VH825GKA2* |  |  | EN(A,D,W)4X48L21**+WALLCON | *80CTL1102120B* | 24200 | 17 | 8.1 | 21200 | 16600 | 78.3% | 2.02 | 0 | 11.5 |  |  |  |  | R-410A | 2.0167 | Residential & Commercial | USHP | Ducted CEE Tier 1
210471252 | Central HP <5.4 tons | KENMORE | HRCU-A-CB (Split System: Heat Pump with Remote Outdoor Unit-Air-Source) | (C,H,T)VH837GKA2* |  |  | EHD4X60AAL+WALLCON | *97CMN1002122A* | 33000 | 17 | 8.1 | 32200 | 24800 | 77.02% | 2.02 | 0 | 11.5 |  |  |  |  | R-410A | 2.75 | Residential & Commercial | USHP | Ducted CEE Tier 1
210470166 | Central HP <5.4 tons | KENMORE | HRCU-A-CB (Split System: Heat Pump with Remote Outdoor Unit-Air-Source) | (C,H,T)VH837GKA2* |  |  | EA*4X42L21A*+WALLCON | *80CSU1002120A* | 31800 | 17 | 8.1 | 33200 | 24400 | 73.49% | 1.88 | 0 | 11 |  |  |  |  | R-410A | 2.65 | Residential & Commercial | USHP | Ducted CEE Tier 1
210470416 | Central HP <5.4 tons | KENMORE | HRCU-A-CB (Split System: Heat Pump with Remote Outdoor Unit-Air-Source) | (C,H,T)VH837GKA2* |  |  | EA*4X61L21A*+WALLCON | *80CSU0601716A* | 33200 | 17.5 | 8.1 | 32200 | 25000 | 77.64% | 1.98 | 0 | 11.5 |  |  |  |  | R-410A | 2.7667 | Residential & Commercial | USHP | Ducted CEE Tier 1
215931821 | Central HP <5.4 tons | KEEPRITE | HRCU-A-CB (Split System: Heat Pump with Remote Outdoor Unit-Air-Source) | C5H3V60*K*AAA* |  |  | ESH5X60M12A*+WALLCON | *80CTL0702120B* | 56000 | 17.5 | 8.1 | 61000 | 46500 | 76.23% | 1.95 | 0 | 11 |  |  |  |  | R-454B | 4.6667 | Residential & Commercial | USHP | Ducted CEE Tier 1
215942520 | Central HP <5.4 tons | CARRIER | HRCU-A-CB (Split System: Heat Pump with Remote Outdoor Unit-Air-Source) | 27VNA336A*030* |  |  | CVAVA6121XMA*+UI | 59MN7C080C21**20 | 35800 | 22 | 8.5 | 37400 | 28200 | 75.4% | 2.04 | 0 | 12.5 |  |  |  |  | R-454B | 2.9833 | Residential & Commercial | USHP | Ducted CEE Tier 1
215942550 | Central HP <5.4 tons | CARRIER | HRCU-A-CB (Split System: Heat Pump with Remote Outdoor Unit-Air-Source) | 27VNA336A*030* |  |  | CVAVA6124XMA*+UI | 58CU*A100C21**20 | 36000 | 22 | 8.5 | 37400 | 28400 | 75.94% | 2.04 | 0 | 12.5 |  |  |  |  | R-454B | 3 | Residential & Commercial | USHP | Ducted CEE Tier 1
215942600 | Central HP <5.4 tons | CARRIER | HRCU-A-CB (Split System: Heat Pump with Remote Outdoor Unit-Air-Source) | 27VNA336A*030* |  |  | CVAMA6124XMA*+UI | 59TN6C080C21**20 | 36000 | 22 | 8.5 | 37400 | 28200 | 75.4% | 2.04 | 0 | 12.5 |  |  |  |  | R-454B | 3 | Residential & Commercial | USHP | Ducted CEE Tier 1
215942650 | Central HP <5.4 tons | CARRIER | HRCU-A-CB (Split System: Heat Pump with Remote Outdoor Unit-Air-Source) | 27VNA336A*030* |  |  | CVAVA6124XMA*+UI | 59TN6C080C21**20 | 36000 | 22 | 8.5 | 37400 | 28200 | 75.4% | 2.04 | 0 | 12.5 |  |  |  |  | R-454B | 3 | Residential & Commercial | USHP | Ducted CEE Tier 1
216051010 | Central HP <5.4 tons | RHEEM | HRCU-A-CB (Split System: Heat Pump with Remote Outdoor Unit-Air-Source) | RP19AY24AJVC |  |  | RCFY2421HEAAM | R97MV0855A21DH | 22800 | 21 | 10 | 22800 | 18400 | 80.7% | 1.8 | 0 | 13 |  |  |  |  | R-454B | 1.9 | Residential & Commercial | USHP | Ducted CEE Tier 1
214584707 | Central HP <5.4 tons | LUXAIRE | HRCU-A-CB (Split System: Heat Pump with Remote Outdoor Unit-Air-Source) | HH836E2S11 |  |  | CTM36C5CDS1 | Z8ES080C16SMPS1 | 34000 | 18 | 8.5 | 31200 | 25400 | 81.41% | 2 | 0 | 11.7 |  |  |  |  | R-454B | 2.8333 | Residential & Commercial | USHP | Ducted CEE Tier 1
215853384 | Central HP <5.4 tons | LUXAIRE | HRCU-A-CB (Split System: Heat Pump with Remote Outdoor Unit-Air-Source) | HH836E2S11 |  |  | CTU36B5XDS1+TXV | TL9E060B12UH11 | 33000 | 18 | 8.5 | 30800 | 25200 | 81.82% | 2 | 0 | 11 |  |  |  |  | R-454B | 2.75 | Residential & Commercial | USHP | Ducted CEE Tier 1
213075265 | Central HP <5.4 tons | ACIQ | HRCU-A-CB (Split System: Heat Pump with Remote Outdoor Unit-Air-Source) | DLCURAH36ABK |  |  | EA*4X36L21A* | *95ESU1002120A* | 35400 | 16 | 8.1 | 39500 | 35200 | 89.11% | 1.82 | 0 | 9.5 |  |  |  |  | R-410A | 2.95 | Residential & Commercial | USHP
213075272 | Central HP <5.4 tons | ACIQ | HRCU-A-CB (Split System: Heat Pump with Remote Outdoor Unit-Air-Source) | DLCURAH36ABK |  |  | EA*4X36L21A* | *80ES(N,L)0901714A* | 35600 | 15.5 | 8.1 | 39500 | 35200 | 89.11% | 1.84 | 0 | 9.5 |  |  |  |  | R-410A | 2.9667 | Residential & Commercial | USHP
216801843 | Central HP <5.4 tons | COLEMAN | HRCU-A-CB (Split System: Heat Pump with Remote Outdoor Unit-Air-Source) | HH860E2S11 |  |  | CTU60C5XGS1+TXV | Z8ET100C20LMPS1 | 45500 | 17 | 9 | 46500 | 33400 | 71.83% | 2 | 0 | 11 |  |  |  |  | R-454B | 3.7917 | Residential & Commercial | USHP | Ducted CEE Tier 1
207252600 | Central HP <5.4 tons | TCL | HRCU-A-CB (Split System: Heat Pump with Remote Outdoor Unit-Air-Source) | TCE-60HA/DV2O |  |  | TCE-3036D6HWA/DVOE(02) | MGH96M080B3A | 33000 | 17 | 8.5 | 34000 | 25000 | 73.53% | 1.9 | 12.5 | 11.7 |  |  |  |  | R-410A | 2.75 | Residential & Commercial | USHP | Ducted CEE Tier 1
211261771 | Central HP <5.4 tons | KEEPRITE | HRCU-A-CB (Split System: Heat Pump with Remote Outdoor Unit-Air-Source) | DLCURAH18ABK |  |  | EA*4X30L17A* | *80VTL0451412A* | 17800 | 16.5 | 8.5 | 18300 | 18500 | 101.1% | 2.22 | 0 | 10.5 |  |  |  |  | R-410A | 1.4833 | Residential & Commercial | USHP | Ducted CEE Tier 1
213080889 | Central HP <5.4 tons | ACIQ | HRCU-A-CB (Split System: Heat Pump with Remote Outdoor Unit-Air-Source) | HVH837GKA** |  |  | EA*4X42L21A*+WALLCON | *80CTL0901716A* | 31800 | 17.5 | 8.5 | 33000 | 24400 | 73.94% | 1.9 | 12 | 11.7 |  |  |  |  | R-410A | 2.65 | Residential & Commercial | USHP | Ducted CEE Tier 1
211262125 | Central HP <5.4 tons | KEEPRITE | HRCU-A-CB (Split System: Heat Pump with Remote Outdoor Unit-Air-Source) | DLCURAH18ABK |  |  | EA*4X30L17A* | *92ESN0401410A* | 18000 | 15.5 | 8.5 | 18700 | 18500 | 98.93% | 2.22 | 0 | 10.5 |  |  |  |  | R-410A | 1.5 | Residential & Commercial | USHP | Ducted CEE Tier 1
213067305 | Central HP <5.4 tons | ACIQ | HRCU-A-CB (Split System: Heat Pump with Remote Outdoor Unit-Air-Source) | HVH825GKA3* |  |  | EA*4X43L21A*+WALLCON | *80CSU0401712A* | 24400 | 17 | 8.5 | 21200 | 16600 | 78.3% | 2.02 | 0 | 11 |  |  |  |  | R-410A | 2.0333 | Residential & Commercial | USHP | Ducted CEE Tier 1
211244677 | Central HP <5.4 tons | DAY & NIGHT | HRCU-A-CB (Split System: Heat Pump with Remote Outdoor Unit-Air-Source) | DLCURAH24ABK |  |  | EN(A,D)4X30L17** | *80ES(N,L)0451412A* | 24600 | 16 | 8.1 | 26600 | 22400 | 84.21% | 1.84 | 0 | 10.5 |  |  |  |  | R-410A | 2.05 | Residential & Commercial | USHP | Ducted CEE Tier 1
213067156 | Central HP <5.4 tons | ACIQ | HRCU-A-CB (Split System: Heat Pump with Remote Outdoor Unit-Air-Source) | HVH837GKA2* |  |  | EA*4X42L21A*+WALLCON | *95CSU0802120A* | 31800 | 17.5 | 8.1 | 33000 | 24400 | 73.94% | 1.9 | 0 | 11 |  |  |  |  | R-410A | 2.65 | Residential & Commercial | USHP | Ducted CEE Tier 1
213067307 | Central HP <5.4 tons | ACIQ | HRCU-A-CB (Split System: Heat Pump with Remote Outdoor Unit-Air-Source) | HVH825GKA3* |  |  | EA*4X43L21A*+WALLCON | *80CSU1002120A* | 24400 | 16.5 | 8.1 | 21200 | 16600 | 78.3% | 2.02 | 0 | 10.5 |  |  |  |  | R-410A | 2.0333 | Residential & Commercial | USHP | Ducted CEE Tier 1
213067340 | Central HP <5.4 tons | ACIQ | HRCU-A-CB (Split System: Heat Pump with Remote Outdoor Unit-Air-Source) | HVH825GKA3* |  |  | EA*4X48L24A*+WALLCON | *96CTN1002122A* | 24200 | 16.5 | 8.1 | 21000 | 16500 | 78.57% | 2.02 | 0 | 11 |  |  |  |  | R-410A | 2.0167 | Residential & Commercial | USHP | Ducted CEE Tier 1
211226511 | Central HP <5.4 tons | DAY & NIGHT | HRCU-A-CB (Split System: Heat Pump with Remote Outdoor Unit-Air-Source) | DLCURAH36ABK |  |  | EA*4X37L17A* | *80ES(N,L)0701712A* | 36000 | 15.2 | 8.1 | 38500 | 35000 | 90.91% | 2 | 0 | 9.5 |  |  |  |  | R-410A | 3 | Residential & Commercial | USHP
213780945 | Central HP <5.4 tons | CARRIER | HRCU-A-CB (Split System: Heat Pump with Remote Outdoor Unit-Air-Source) | 25VNA837A*031* |  |  | CAP**3721AL*+UI | 59TN6C080C17**14 | 32800 | 17 | 8.5 | 33000 | 25200 | 76.36% | 1.96 | 0 | 11 |  |  |  |  | R-410A | 2.7333 | Residential & Commercial | USHP | Ducted CEE Tier 1
214242975 | Central HP <5.4 tons | CARRIER | HRCU-A-CB (Split System: Heat Pump with Remote Outdoor Unit-Air-Source) | 25VNA825A*031* |  |  | CNPV*4221AL*+UI | 58TN*B090C17**16 | 23800 | 16.5 | 8.1 | 21400 | 16700 | 78.04% | 1.96 | 0 | 11 |  |  |  |  | R-410A | 1.9833 | Residential & Commercial | USHP | Ducted CEE Tier 1
213778855 | Central HP <5.4 tons | CARRIER | HRCU-A-CB (Split System: Heat Pump with Remote Outdoor Unit-Air-Source) | 25VNA837A*030* |  |  | CAP**3621AL*+UI | 58TN*B110C21**20 | 31600 | 17 | 8.1 | 32800 | 24200 | 73.78% | 1.86 | 0 | 11 |  |  |  |  | R-410A | 2.6333 | Residential & Commercial | USHP | Ducted CEE Tier 1
213779475 | Central HP <5.4 tons | CARRIER | HRCU-A-CB (Split System: Heat Pump with Remote Outdoor Unit-Air-Source) | 25VNA837A*030* |  |  | CAP**4821AL*+UI | 59TN6C100C21**22 | 32400 | 17 | 8.1 | 32600 | 24800 | 76.07% | 1.98 | 0 | 11 |  |  |  |  | R-410A | 2.7 | Residential & Commercial | USHP | Ducted CEE Tier 1
213780375 | Central HP <5.4 tons | CARRIER | HRCU-A-CB (Split System: Heat Pump with Remote Outdoor Unit-Air-Source) | 25VNA837A*030* |  |  | CSPH*6012AL*+UI | 59MN7C060C17**14 | 32800 | 16 | 8.1 | 32400 | 25200 | 77.78% | 1.96 | 0 | 11 |  |  |  |  | R-410A | 2.7333 | Residential & Commercial | USHP | Ducted CEE Tier 1
214397449 | Central HP <5.4 tons | COLEMAN | HRCU-A-CB (Split System: Heat Pump with Remote Outdoor Unit-Air-Source) | HH860E2S11 |  |  | CTF60C5CGS1 | TMLE080C16MP11 | 44500 | 18 | 9 | 45500 | 34200 | 75.16% | 2 | 0 | 11 |  |  |  |  | R-454B | 3.7083 | Residential & Commercial | USHP | Ducted CEE Tier 1
216820341 | Central HP <5.4 tons | RHEEM | HRCU-A-CB (Split System: Heat Pump with Remote Outdoor Unit-Air-Source) | RD18AY60AJVC |  |  | RCFY6024STANM | R801V1255A24UH | 51500 | 17 | 10 | 51000 | 38000 | 74.51% | 2 | 0 | 11 |  |  |  |  | R-454B | 4.2917 | Residential & Commercial | USHP | Ducted CEE Tier 1
213771166 | Central HP <5.4 tons | BRYANT HEATING AND COOLING SYSTEMS | HRCU-A-CB (Split System: Heat Pump with Remote Outdoor Unit-Air-Source) | 288BNV025*0**B* |  |  | CAP**3721AL*+UI | 88*TB60110C21*** | 24400 | 17 | 8.5 | 21200 | 16600 | 78.3% | 2.04 | 0 | 11 |  |  |  |  | R-410A | 2.0333 | Residential & Commercial | USHP | Ducted CEE Tier 1
213077006 | Central HP <5.4 tons | BRYANT HEATING AND COOLING SYSTEMS | HRCU-A-CB (Split System: Heat Pump with Remote Outdoor Unit-Air-Source) | 38MURAQ36AB3* |  |  | CNPV*4217AL* | 926SB48080V17*** | 35800 | 15.5 | 8.1 | 39000 | 35200 | 90.26% | 1.96 | 0 | 10 |  |  |  |  | R-410A | 2.9833 | Residential & Commercial | USHP | Ducted CEE Tier 1
213077625 | Central HP <5.4 tons | BRYANT HEATING AND COOLING SYSTEMS | HRCU-A-CB (Split System: Heat Pump with Remote Outdoor Unit-Air-Source) | 38MURAQ36AB3* |  |  | CAP**4224AL* | 926TC60100V21*** | 35400 | 16.5 | 8.1 | 38500 | 35000 | 90.91% | 1.88 | 0 | 10 |  |  |  |  | R-410A | 2.95 | Residential & Commercial | USHP | Ducted CEE Tier 1
213078292 | Central HP <5.4 tons | BRYANT HEATING AND COOLING SYSTEMS | HRCU-A-CB (Split System: Heat Pump with Remote Outdoor Unit-Air-Source) | 38MURAQ36AB3* |  |  | CAP**3721AL* | 8(0,1)*SB42090M17*** | 36200 | 16.5 | 8.5 | 38000 | 34800 | 91.58% | 2.04 | 0 | 10 |  |  |  |  | R-410A | 3.0167 | Residential & Commercial | USHP | Ducted CEE Tier 1
211229496 | Central HP <5.4 tons | DAY & NIGHT | HRCU-A-CB (Split System: Heat Pump with Remote Outdoor Unit-Air-Source) | DLCURAH36ABK |  |  | EA*4X48L24A* | *95ESN1002120A* | 36600 | 16 | 8.5 | 38500 | 34800 | 90.39% | 2.08 | 0 | 10 |  |  |  |  | R-410A | 3.05 | Residential & Commercial | USHP | Ducted CEE Tier 1
211229625 | Central HP <5.4 tons | DAY & NIGHT | HRCU-A-CB (Split System: Heat Pump with Remote Outdoor Unit-Air-Source) | DLCURAH36ABK |  |  | EA*4X48L24A* | *96VTN1202422A* | 36000 | 16 | 8.5 | 38500 | 34600 | 89.87% | 2.06 | 0 | 10 |  |  |  |  | R-410A | 3 | Residential & Commercial | USHP | Ducted CEE Tier 1
211230032 | Central HP <5.4 tons | DAY & NIGHT | HRCU-A-CB (Split System: Heat Pump with Remote Outdoor Unit-Air-Source) | DLCURAH36ABK |  |  | EN(A,D,W)4X48L21** | *80ESU0601716A | 35600 | 16.5 | 8.1 | 38500 | 34800 | 90.39% | 2 | 0 | 10 |  |  |  |  | R-410A | 2.9667 | Residential & Commercial | USHP | Ducted CEE Tier 1
215853482 | Central HP <5.4 tons | FRASER-JOHNSTON | HRCU-A-CB (Split System: Heat Pump with Remote Outdoor Unit-Air-Source) | HH860E2S11 |  |  | CTM60D5CJS1 | TM9V120D20MP12 | 53500 | 19 | 9 | 55500 | 40000 | 72.07% | 2 | 0 | 11 |  |  |  |  | R-454B | 4.4583 | Residential & Commercial | USHP | Ducted CEE Tier 1
216786355 | Central HP <5.4 tons | COLEMAN | HRCU-A-CB (Split System: Heat Pump with Remote Outdoor Unit-Air-Source) | HH860E2S11 |  |  | CTM60C5CGS1 | Z8ES080C16LMPS1 | 44500 | 18 | 9 | 44500 | 33400 | 75.06% | 2 | 0 | 12 |  |  |  |  | R-454B | 3.7083 | Residential & Commercial | USHP | Ducted CEE Tier 1
215936612 | Central HP <5.4 tons | KENMORE | HRCU-A-CB (Split System: Heat Pump with Remote Outdoor Unit-Air-Source) | (C,H,T)5H3V36*K*AAA* |  |  | EVD5X60M21A*+WALLCON | *80CTL0702120B* | 35600 | 21.5 | 8.5 | 38000 | 28600 | 75.26% | 2.04 | 0 | 12 |  |  |  |  | R-454B | 2.9667 | Residential & Commercial | USHP | Ducted CEE Tier 1
215935692 | Central HP <5.4 tons | KENMORE | HRCU-A-CB (Split System: Heat Pump with Remote Outdoor Unit-Air-Source) | (C,H,T)5H3V36*K*AAA* |  |  | EVD5X36M21A*+WALLCON | *95CSU0802120B* | 34400 | 20.5 | 8.5 | 38500 | 28200 | 73.25% | 2.04 | 0 | 11.7 |  |  |  |  | R-454B | 2.8667 | Residential & Commercial | USHP | Ducted CEE Tier 1
215936042 | Central HP <5.4 tons | KENMORE | HRCU-A-CB (Split System: Heat Pump with Remote Outdoor Unit-Air-Source) | (C,H,T)5H3V36*K*AAA* |  |  | EVD5X42M21A*+WALLCON | *95CSU0601716B* | 34200 | 20.5 | 8.5 | 39000 | 28600 | 73.33% | 2.04 | 0 | 11.5 |  |  |  |  | R-454B | 2.85 | Residential & Commercial | USHP | Ducted CEE Tier 1
215936192 | Central HP <5.4 tons | KENMORE | HRCU-A-CB (Split System: Heat Pump with Remote Outdoor Unit-Air-Source) | (C,H,T)5H3V36*K*AAA* |  |  | EVD5X42M24A*+WALLCON | *80CTL1352422B* | 35600 | 22 | 8.5 | 38000 | 28400 | 74.74% | 2.04 | 0 | 12.5 |  |  |  |  | R-454B | 2.9667 | Residential & Commercial | USHP | Ducted CEE Tier 1
215935642 | Central HP <5.4 tons | KENMORE | HRCU-A-CB (Split System: Heat Pump with Remote Outdoor Unit-Air-Source) | (C,H,T)5H3V36*K*AAA* |  |  | EVD5X36M21A*+WALLCON | *80CTL0702120B* | 34400 | 21 | 8.5 | 38500 | 28200 | 73.25% | 2.04 | 0 | 11.7 |  |  |  |  | R-454B | 2.8667 | Residential & Commercial | USHP | Ducted CEE Tier 1
208141134 | Central HP <5.4 tons | TCL | HRCU-A-CB (Split System: Heat Pump with Remote Outdoor Unit-Air-Source) | TCU-36D7HEWA/DV2O |  |  | TCE-3036D6HWA/DVOE(02) | MGH96M060B3A | 32000 | 17 | 8.8 | 34600 | 24400 | 70.52% | 1.95 | 10.8 | 10.4 |  |  |  |  | R-410A | 2.6667 | Residential & Commercial | USHP | Ducted CEE Tier 1
213770771 | Central HP <5.4 tons | DAY & NIGHT | HRCU-A-CB (Split System: Heat Pump with Remote Outdoor Unit-Air-Source) | CVH825GKA2* |  |  | EA*4X30L17A*+WALLCON | *97CMN0801714B* | 23400 | 16 | 8.1 | 21600 | 16700 | 77.31% | 1.9 | 0 | 10.5 |  |  |  |  | R-410A | 1.95 | Residential & Commercial | USHP | Ducted CEE Tier 1
213771541 | Central HP <5.4 tons | DAY & NIGHT | HRCU-A-CB (Split System: Heat Pump with Remote Outdoor Unit-Air-Source) | CVH825GKA2* |  |  | EA*4X43L21A*+WALLCON | *96CTN0801714B* | 24400 | 16.5 | 8.1 | 21200 | 16600 | 78.3% | 2.02 | 0 | 11 |  |  |  |  | R-410A | 2.0333 | Residential & Commercial | USHP | Ducted CEE Tier 1
215936431 | Central HP <5.4 tons | KEEPRITE | HRCU-A-CB (Split System: Heat Pump with Remote Outdoor Unit-Air-Source) | C5H3V36*K*AAA* |  |  | EVD5X49M24A*+WALLCON | *80CSU1002120A* | 35400 | 21.5 | 8.5 | 38500 | 28600 | 74.29% | 2.04 | 0 | 12 |  |  |  |  | R-454B | 2.95 | Residential & Commercial | USHP | Ducted CEE Tier 1
215682953 | Central HP <5.4 tons | CARRIER | HRCU-A-CB (Split System: Heat Pump with Remote Outdoor Unit-Air-Source) | 27VNA060A*030* |  |  | CVAMA6124XMA*+UI | 59TN7A080C21**20 | 57500 | 18.5 | 9 | 64000 | 45000 | 70.31% | 2.08 | 0 | 9 |  |  |  |  | R-454B | 4.7917 | Residential & Commercial | USHP
208141142 | Central HP <5.4 tons | TCL | HRCU-A-CB (Split System: Heat Pump with Remote Outdoor Unit-Air-Source) | TCU-60D7HEWA/DV2O |  |  | TCE-4860D6HWA/DVOE(04) | MGH96M120D5A | 52000 | 16.5 | 8.5 | 54000 | 37800 | 70% | 1.9 | 10.2 | 10 |  |  |  |  | R-410A | 4.3333 | Residential & Commercial | USHP | Ducted CEE Tier 1
213771163 | Central HP <5.4 tons | KENMORE | HRCU-A-CB (Split System: Heat Pump with Remote Outdoor Unit-Air-Source) | (C,H,T)VH825GKA2* |  |  | EA*4X37L21A*+WALLCON | *80CTL0902120B* | 24400 | 16.5 | 8.5 | 21200 | 16600 | 78.3% | 2.04 | 0 | 11 |  |  |  |  | R-410A | 2.0333 | Residential & Commercial | USHP | Ducted CEE Tier 1
213771263 | Central HP <5.4 tons | KENMORE | HRCU-A-CB (Split System: Heat Pump with Remote Outdoor Unit-Air-Source) | (C,H,T)VH825GKA2* |  |  | EA*4X42L21A*+WALLCON | *80CTL0701716B* | 23800 | 16.5 | 8.1 | 21400 | 16700 | 78.04% | 1.96 | 0 | 10.5 |  |  |  |  | R-410A | 1.9833 | Residential & Commercial | USHP | Ducted CEE Tier 1
213770963 | Central HP <5.4 tons | KENMORE | HRCU-A-CB (Split System: Heat Pump with Remote Outdoor Unit-Air-Source) | (C,H,T)VH825GKA2* |  |  | EA*4X36L21A*+WALLCON | *95CSU0601716B* | 23600 | 16.5 | 8.1 | 21600 | 16700 | 77.31% | 1.94 | 0 | 10.5 |  |  |  |  | R-410A | 1.9667 | Residential & Commercial | USHP | Ducted CEE Tier 1
215935472 | Central HP <5.4 tons | KENMORE | HRCU-A-CB (Split System: Heat Pump with Remote Outdoor Unit-Air-Source) | (C,H,T)5H3V36*K*AAA* |  |  | EVM5X61M24A*+WALLCON | *80CTL1102120B* | 36000 | 22.5 | 8.5 | 37600 | 28200 | 75% | 2.06 | 0 | 12.5 |  |  |  |  | R-454B | 3 | Residential & Commercial | USHP | Ducted CEE Tier 1
213076805 | Central HP <5.4 tons | DAY & NIGHT | HRCU-A-CB (Split System: Heat Pump with Remote Outdoor Unit-Air-Source) | DLCURAH36ABK |  |  | EA*4X48L24A* | *80VTL1102122B* | 36200 | 16.5 | 8.5 | 38000 | 34800 | 91.58% | 2.04 | 0 | 10 |  |  |  |  | R-410A | 3.0167 | Residential & Commercial | USHP | Ducted CEE Tier 1
213079279 | Central HP <5.4 tons | DAY & NIGHT | HRCU-A-CB (Split System: Heat Pump with Remote Outdoor Unit-Air-Source) | DLCURAH36ABK |  |  | EA*4X48L24A* | *80MSU0802120A* | 35600 | 16.5 | 8.5 | 37800 | 34600 | 91.53% | 2.06 | 0 | 10 |  |  |  |  | R-410A | 2.9667 | Residential & Commercial | USHP | Ducted CEE Tier 1
213772562 | Central HP <5.4 tons | KEEPRITE | HRCU-A-CB (Split System: Heat Pump with Remote Outdoor Unit-Air-Source) | CVH825GKA2* |  |  | EHD4X48AAL+WALLCON | *96CTN0601714B* | 24200 | 16 | 8.1 | 21400 | 16700 | 78.04% | 2 | 0 | 10.5 |  |  |  |  | R-410A | 2.0167 | Residential & Commercial | USHP | Ducted CEE Tier 1
207698168 | Central HP <5.4 tons | TCL | HRCU-A-CB (Split System: Heat Pump with Remote Outdoor Unit-Air-Source) | TCE-60HA/DV2ON |  |  | TCE-36D7HWA/DV2I | 0 | 35000 | 17 | 8.5 | 35400 | 28400 | 80.23% | 2 | 12.5 | 11.7 |  |  |  |  | R-410A | 2.9167 | Residential & Commercial | USHP | Ducted CEE Tier 1
214239561 | Central HP <5.4 tons | KENMORE | HRCU-A-CB (Split System: Heat Pump with Remote Outdoor Unit-Air-Source) | (C,H,T)VH837GKA** |  |  | EN(A,D)4X36L21**+WALLCON | *80CTL1102120B* | 31400 | 16.5 | 8.1 | 33000 | 24000 | 72.73% | 1.82 | 0 | 11 |  |  |  |  | R-410A | 2.6167 | Residential & Commercial | USHP | Ducted CEE Tier 1
213771552 | Central HP <5.4 tons | KEEPRITE | HRCU-A-CB (Split System: Heat Pump with Remote Outdoor Unit-Air-Source) | CVH825GKA2* |  |  | EA*4X43L21A*+WALLCON | *96CTN1002122B* | 24400 | 16.5 | 8.5 | 21200 | 16600 | 78.3% | 2.04 | 0 | 11 |  |  |  |  | R-410A | 2.0333 | Residential & Commercial | USHP | Ducted CEE Tier 1
213770601 | Central HP <5.4 tons | DAY & NIGHT | HRCU-A-CB (Split System: Heat Pump with Remote Outdoor Unit-Air-Source) | CVH825GKA2* |  |  | EA*4X25L17A*+WALLCON | *80CTL0701412B* | 24400 | 16.5 | 8.5 | 21200 | 16600 | 78.3% | 2.02 | 0 | 11 |  |  |  |  | R-410A | 2.0333 | Residential & Commercial | USHP | Ducted CEE Tier 1
213079905 | Central HP <5.4 tons | DAY & NIGHT | HRCU-A-CB (Split System: Heat Pump with Remote Outdoor Unit-Air-Source) | DLCURAH36ABK |  |  | EN(A,D,W)4X48L21** | *92MSN1002122A* | 36000 | 16.5 | 8.1 | 38500 | 35000 | 90.91% | 2 | 0 | 10.5 |  |  |  |  | R-410A | 3 | Residential & Commercial | USHP | Ducted CEE Tier 1
213079924 | Central HP <5.4 tons | DAY & NIGHT | HRCU-A-CB (Split System: Heat Pump with Remote Outdoor Unit-Air-Source) | DLCURAH36ABK |  |  | EA*4X42L24A* | *92MSN1202420A* | 35800 | 16 | 8.1 | 38500 | 35200 | 91.43% | 1.9 | 0 | 10 |  |  |  |  | R-410A | 2.9833 | Residential & Commercial | USHP | Ducted CEE Tier 1
215935542 | Central HP <5.4 tons | KENMORE | HRCU-A-CB (Split System: Heat Pump with Remote Outdoor Unit-Air-Source) | (C,H,T)5H3V36*K*AAA* |  |  | EVD5X30M17A*+WALLCON | *96CTN0601714B* | 34000 | 20 | 8.1 | 38000 | 27200 | 71.58% | 2 | 0 | 11 |  |  |  |  | R-454B | 2.8333 | Residential & Commercial | USHP | Ducted CEE Tier 1
213062583 | Central HP <5.4 tons | ACIQ | HRCU-A-CB (Split System: Heat Pump with Remote Outdoor Unit-Air-Source) | HVH825GKA2* |  |  | EA*4X25L17A*+WALLCON | *80CTL0701716A* | 24400 | 16.5 | 8.1 | 21200 | 16600 | 78.3% | 2.02 | 11 | 11 |  |  |  |  | R-410A | 2.0333 | Residential & Commercial | USHP | Ducted CEE Tier 1
213062619 | Central HP <5.4 tons | ACIQ | HRCU-A-CB (Split System: Heat Pump with Remote Outdoor Unit-Air-Source) | HVH825GKA2* |  |  | EA*4X37L17A*+WALLCON | *96CTN0601714A* | 24000 | 16 | 8.1 | 21400 | 16800 | 78.5% | 1.98 | 11 | 11 |  |  |  |  | R-410A | 2 | Residential & Commercial | USHP | Ducted CEE Tier 1
213062733 | Central HP <5.4 tons | ACIQ | HRCU-A-CB (Split System: Heat Pump with Remote Outdoor Unit-Air-Source) | HVH825GKA2* |  |  | EA*4X37L21A*+WALLCON | *80CSU0401712A* | 24400 | 17 | 8.5 | 21200 | 16600 | 78.3% | 2.04 | 11.5 | 11 |  |  |  |  | R-410A | 2.0333 | Residential & Commercial | USHP | Ducted CEE Tier 1
213062734 | Central HP <5.4 tons | ACIQ | HRCU-A-CB (Split System: Heat Pump with Remote Outdoor Unit-Air-Source) | HVH825GKA2* |  |  | EA*4X37L21A*+WALLCON | *80CSU0601716A* | 24400 | 17 | 8.1 | 21200 | 16600 | 78.3% | 2.02 | 11.5 | 11 |  |  |  |  | R-410A | 2.0333 | Residential & Commercial | USHP | Ducted CEE Tier 1
213062753 | Central HP <5.4 tons | ACIQ | HRCU-A-CB (Split System: Heat Pump with Remote Outdoor Unit-Air-Source) | HVH825GKA2* |  |  | EA*4X36L17A*+WALLCON | *95CSU0601716A* | 23400 | 16.5 | 8.1 | 21600 | 16800 | 77.78% | 1.92 | 11 | 10.5 |  |  |  |  | R-410A | 1.95 | Residential & Commercial | USHP | Ducted CEE Tier 1
216801845 | Central HP <5.4 tons | COLEMAN | HRCU-A-CB (Split System: Heat Pump with Remote Outdoor Unit-Air-Source) | HH860E2S11 |  |  | CTF60C5CGS1 | Z8ET120C20LMPS1 | 44500 | 19 | 9 | 44500 | 32000 | 71.91% | 2 | 0 | 12 |  |  |  |  | R-454B | 3.7083 | Residential & Commercial | USHP | Ducted CEE Tier 1
201864502 | Central HP <5.4 tons | TCL | HRCU-A-CB (Split System: Heat Pump with Remote Outdoor Unit-Air-Source) | TCE-60HA/DV2O |  |  | TCE-36D7HWA/DV2I | 0 | 36000 | 17.5 | 8.5 | 36000 | 28000 | 77.78% | 2.1 | 13 | 12 |  |  |  |  | R-410A | 3 | Residential & Commercial | USHP | Ducted CEE Tier 1
211259955 | Central HP <5.4 tons | DAY & NIGHT | HRCU-A-CB (Split System: Heat Pump with Remote Outdoor Unit-Air-Source) | DLCURAH18ABK |  |  | EA*4X19L17A* | *92ESN0601714A* | 18200 | 16.5 | 8.5 | 18100 | 17600 | 97.24% | 2.14 | 0 | 11 |  |  |  |  | R-410A | 1.5167 | Residential & Commercial | USHP | Ducted CEE Tier 1
211260075 | Central HP <5.4 tons | DAY & NIGHT | HRCU-A-CB (Split System: Heat Pump with Remote Outdoor Unit-Air-Source) | DLCURAH18ABK |  |  | EA*4X24L14A* | *80VSL0451412A* | 17700 | 16 | 8.5 | 18600 | 19100 | 102.7% | 2.3 | 0 | 10.5 |  |  |  |  | R-410A | 1.475 | Residential & Commercial | USHP | Ducted CEE Tier 1
211260323 | Central HP <5.4 tons | DAY & NIGHT | HRCU-A-CB (Split System: Heat Pump with Remote Outdoor Unit-Air-Source) | DLCURAH18ABK |  |  | EA*4X24L17A* | *95ESU0401712A* | 17600 | 16 | 8.5 | 18500 | 19100 | 103.2% | 2.3 | 0 | 10.5 |  |  |  |  | R-410A | 1.4667 | Residential & Commercial | USHP | Ducted CEE Tier 1
211260409 | Central HP <5.4 tons | DAY & NIGHT | HRCU-A-CB (Split System: Heat Pump with Remote Outdoor Unit-Air-Source) | DLCURAH18ABK |  |  | EA*4X24L17A* | *96VTN0401712A* | 17700 | 15.5 | 8.5 | 18700 | 19100 | 102.1% | 2.28 | 0 | 10.5 |  |  |  |  | R-410A | 1.475 | Residential & Commercial | USHP | Ducted CEE Tier 1
213079315 | Central HP <5.4 tons | DAY & NIGHT | HRCU-A-CB (Split System: Heat Pump with Remote Outdoor Unit-Air-Source) | DLCURAH36ABK |  |  | EN(A,D,W)4X48L21** | *80MSU0802120A* | 35800 | 17 | 8.1 | 38000 | 34800 | 91.58% | 2.04 | 0 | 10.5 |  |  |  |  | R-410A | 2.9833 | Residential & Commercial | USHP | Ducted CEE Tier 1
213079429 | Central HP <5.4 tons | DAY & NIGHT | HRCU-A-CB (Split System: Heat Pump with Remote Outdoor Unit-Air-Source) | DLCURAH36ABK |  |  | EA*4X42L21A* | *92MSN0601714A* | 35200 | 16 | 8.1 | 38500 | 35200 | 91.43% | 1.88 | 0 | 9.5 |  |  |  |  | R-410A | 2.9333 | Residential & Commercial | USHP
213078075 | Central HP <5.4 tons | DAY & NIGHT | HRCU-A-CB (Split System: Heat Pump with Remote Outdoor Unit-Air-Source) | DLCURAH36ABK |  |  | EA*4X37L21A* | *80MS(N,L)0701716A* | 36600 | 16 | 8.5 | 38500 | 35000 | 90.91% | 2.06 | 0 | 10 |  |  |  |  | R-410A | 3.05 | Residential & Commercial | USHP | Ducted CEE Tier 1
213078159 | Central HP <5.4 tons | DAY & NIGHT | HRCU-A-CB (Split System: Heat Pump with Remote Outdoor Unit-Air-Source) | DLCURAH36ABK |  |  | EN(A,D,W)4X48L21** | *80MS(N,L)0701716A* | 35800 | 16.5 | 8.1 | 38500 | 35000 | 90.91% | 2 | 0 | 10 |  |  |  |  | R-410A | 2.9833 | Residential & Commercial | USHP | Ducted CEE Tier 1
213078211 | Central HP <5.4 tons | DAY & NIGHT | HRCU-A-CB (Split System: Heat Pump with Remote Outdoor Unit-Air-Source) | DLCURAH36ABK |  |  | EA*4X43L21A* | *80MS(N,L)0702116A* | 36400 | 16 | 8.5 | 38000 | 34800 | 91.58% | 2.06 | 0 | 10 |  |  |  |  | R-410A | 3.0333 | Residential & Commercial | USHP | Ducted CEE Tier 1
208141137 | Central HP <5.4 tons | TCL | HRCU-A-CB (Split System: Heat Pump with Remote Outdoor Unit-Air-Source) | TCU-60D7HEWA/DV2O |  |  | TCE-3036D6HWA/DVOE(02) | MGH96M080B3A | 33000 | 17.5 | 8.8 | 35000 | 27000 | 77.14% | 2.1 | 11.5 | 11.7 |  |  |  |  | R-410A | 2.75 | Residential & Commercial | USHP | Ducted CEE Tier 1
202329929 | Central HP <5.4 tons | TCL | HRCU-A-CB (Split System: Heat Pump with Remote Outdoor Unit-Air-Source) | TCE-36HA/DV2O |  |  | TCE-24D7HWA/DV2I | 0 | 23400 | 18 | 8.5 | 24000 | 17600 | 73.33% | 2.1 | 13 | 12 |  |  |  |  | R-410A | 1.95 | Residential & Commercial | USHP | Ducted CEE Tier 1
207252604 | Central HP <5.4 tons | TCL | HRCU-A-CB (Split System: Heat Pump with Remote Outdoor Unit-Air-Source) | TCE-36HA/DV2O |  |  | TCE-2430D6HWA/DVOE(02) | MGH96M080B3A | 22800 | 16 | 8.5 | 23200 | 16400 | 70.69% | 1.95 | 12.5 | 11.7 |  |  |  |  | R-410A | 1.9 | Residential & Commercial | USHP | Ducted CEE Tier 1
212982289 | Central HP <5.4 tons | BRYANT HEATING AND COOLING SYSTEMS | HRCU-A-CB (Split System: Heat Pump with Remote Outdoor Unit-Air-Source) | 38MURAQ24AB3* |  |  | CAP**3621AL* | 83*SB36040M17*** | 23600 | 17 | 8.5 | 25800 | 23200 | 89.92% | 1.94 | 0 | 10 |  |  |  |  | R-410A | 1.9667 | Residential & Commercial | USHP | Ducted CEE Tier 1
212986349 | Central HP <5.4 tons | DAY & NIGHT | HRCU-A-CB (Split System: Heat Pump with Remote Outdoor Unit-Air-Source) | DLCURAH18ABK |  |  | EN(A,D)4X24L14** | *96MSN0401410A* | 17400 | 15.5 | 8.5 | 18500 | 19200 | 103.8% | 2.3 | 0 | 10.5 |  |  |  |  | R-410A | 1.45 | Residential & Commercial | USHP | Ducted CEE Tier 1
213078309 | Central HP <5.4 tons | DAY & NIGHT | HRCU-A-CB (Split System: Heat Pump with Remote Outdoor Unit-Air-Source) | DLCURAH36ABK |  |  | EA*4X42L21A* | *80MS(N,L)0901714A* | 35400 | 16.5 | 8.1 | 38500 | 35000 | 90.91% | 1.88 | 0 | 10 |  |  |  |  | R-410A | 2.95 | Residential & Commercial | USHP | Ducted CEE Tier 1
213078393 | Central HP <5.4 tons | DAY & NIGHT | HRCU-A-CB (Split System: Heat Pump with Remote Outdoor Unit-Air-Source) | DLCURAH36ABK |  |  | EA*4X36L21A* | *80MS(N,L)0902116A* | 34800 | 16.5 | 8.1 | 38500 | 35200 | 91.43% | 1.82 | 0 | 9.5 |  |  |  |  | R-410A | 2.9 | Residential & Commercial | USHP
213078729 | Central HP <5.4 tons | DAY & NIGHT | HRCU-A-CB (Split System: Heat Pump with Remote Outdoor Unit-Air-Source) | DLCURAH36ABK |  |  | EN(A,D)4X48L24** | *80MS(N,L)1102120A* | 36400 | 16.5 | 8.1 | 38500 | 35000 | 90.91% | 2.02 | 0 | 10.5 |  |  |  |  | R-410A | 3.0333 | Residential & Commercial | USHP | Ducted CEE Tier 1
213078847 | Central HP <5.4 tons | DAY & NIGHT | HRCU-A-CB (Split System: Heat Pump with Remote Outdoor Unit-Air-Source) | DLCURAH36ABK |  |  | EA*4X37L17A* | *80MSU1002120A* | 36000 | 15.5 | 8.5 | 38500 | 35000 | 90.91% | 2 | 0 | 10 |  |  |  |  | R-410A | 3 | Residential & Commercial | USHP | Ducted CEE Tier 1
216706226 | Central HP <5.4 tons | TCL | HRCU-A-CB (Split System: Heat Pump with Remote Outdoor Unit-Air-Source) | H36TDH18XAC |  |  | H24AHH17XAE | 0 | 24000 | 19 | 9 | 24000 | 20000 | 83.33% | 1.9 | 0 | 11.7 |  |  |  |  | R-454B | 2 | Residential & Commercial | USHP | Ducted CEE Tier 1
214243178 | Central HP <5.4 tons | AIRQUEST | HRCU-A-CB (Split System: Heat Pump with Remote Outdoor Unit-Air-Source) | HVH825GKA2* |  |  | EN(A,D,W)4X48L21**+WALLCON | *96CTN0801714B* | 24000 | 17 | 8.1 | 21400 | 16600 | 77.57% | 2 | 0 | 11 |  |  |  |  | R-410A | 2 | Residential & Commercial | USHP | Ducted CEE Tier 1
215936082 | Central HP <5.4 tons | KENMORE | HRCU-A-CB (Split System: Heat Pump with Remote Outdoor Unit-Air-Source) | (C,H,T)5H3V36*K*AAA* |  |  | EVD5X42M21A*+WALLCON | *97CMN0602120B* | 34200 | 20.5 | 8.5 | 39000 | 28600 | 73.33% | 2.04 | 0 | 11.5 |  |  |  |  | R-454B | 2.85 | Residential & Commercial | USHP | Ducted CEE Tier 1
215936132 | Central HP <5.4 tons | KENMORE | HRCU-A-CB (Split System: Heat Pump with Remote Outdoor Unit-Air-Source) | (C,H,T)5H3V36*K*AAA* |  |  | EVD5X42M21A*+WALLCON | *96CTN0801714B* | 34200 | 20.5 | 8.5 | 39000 | 28400 | 72.82% | 2.02 | 0 | 11.5 |  |  |  |  | R-454B | 2.85 | Residential & Commercial | USHP | Ducted CEE Tier 1
215936252 | Central HP <5.4 tons | KENMORE | HRCU-A-CB (Split System: Heat Pump with Remote Outdoor Unit-Air-Source) | (C,H,T)5H3V36*K*AAA* |  |  | EVD5X42M24A*+WALLCON | *97CMN1202422B* | 35400 | 22 | 8.5 | 38000 | 28400 | 74.74% | 2.04 | 0 | 12.5 |  |  |  |  | R-454B | 2.95 | Residential & Commercial | USHP | Ducted CEE Tier 1
215936502 | Central HP <5.4 tons | KENMORE | HRCU-A-CB (Split System: Heat Pump with Remote Outdoor Unit-Air-Source) | (C,H,T)5H3V36*K*AAA* |  |  | EVD5X49M24A*+WALLCON | *97CMN0602120B* | 35200 | 21 | 8.5 | 38500 | 28800 | 74.81% | 2.02 | 0 | 12 |  |  |  |  | R-454B | 2.9333 | Residential & Commercial | USHP | Ducted CEE Tier 1
213781045 | Central HP <5.4 tons | CARRIER | HRCU-A-CB (Split System: Heat Pump with Remote Outdoor Unit-Air-Source) | 25VNA837A*031* |  |  | CAP**4221AL*+UI | 59MN7C100C21**22 | 31800 | 17 | 8.1 | 33000 | 24400 | 73.94% | 1.88 | 0 | 11 |  |  |  |  | R-410A | 2.65 | Residential & Commercial | USHP | Ducted CEE Tier 1
213781245 | Central HP <5.4 tons | CARRIER | HRCU-A-CB (Split System: Heat Pump with Remote Outdoor Unit-Air-Source) | 25VNA837A*031* |  |  | CAP**4321AL*+UI | 59TN6C060C17**14 | 32800 | 17 | 8.1 | 33000 | 25400 | 76.97% | 1.96 | 0 | 11 |  |  |  |  | R-410A | 2.7333 | Residential & Commercial | USHP | Ducted CEE Tier 1
213781345 | Central HP <5.4 tons | CARRIER | HRCU-A-CB (Split System: Heat Pump with Remote Outdoor Unit-Air-Source) | 25VNA837A*031* |  |  | CAP**4821AL*+UI | 59MN7C080C17**14 | 32200 | 17 | 8.1 | 32600 | 25000 | 76.69% | 1.94 | 0 | 11 |  |  |  |  | R-410A | 2.6833 | Residential & Commercial | USHP | Ducted CEE Tier 1
213781445 | Central HP <5.4 tons | CARRIER | HRCU-A-CB (Split System: Heat Pump with Remote Outdoor Unit-Air-Source) | 25VNA837A*031* |  |  | CAP**4824AL*+UI | 59TN6C100C21**22 | 32400 | 17 | 8.5 | 32200 | 24800 | 77.02% | 1.98 | 0 | 11 |  |  |  |  | R-410A | 2.7 | Residential & Commercial | USHP | Ducted CEE Tier 1
213774475 | Central HP <5.4 tons | CARRIER | HRCU-A-CB (Split System: Heat Pump with Remote Outdoor Unit-Air-Source) | 25VNA825A*032* |  |  | CSPH*4212AL*+UI | 59MN7C080C17**14 | 24000 | 16 | 8.1 | 21400 | 16600 | 77.57% | 1.98 | 0 | 10.5 |  |  |  |  | R-410A | 2 | Residential & Commercial | USHP | Ducted CEE Tier 1
213774545 | Central HP <5.4 tons | CARRIER | HRCU-A-CB (Split System: Heat Pump with Remote Outdoor Unit-Air-Source) | 25VNA825A*032* |  |  | CSPH*4212AL*+UI | 59TN6C120C24**22 | 24200 | 16 | 8.1 | 21400 | 16600 | 77.57% | 2 | 0 | 10.5 |  |  |  |  | R-410A | 2.0167 | Residential & Commercial | USHP | Ducted CEE Tier 1
213774595 | Central HP <5.4 tons | CARRIER | HRCU-A-CB (Split System: Heat Pump with Remote Outdoor Unit-Air-Source) | 25VNA825A*032* |  |  | CSPH*4812AL*+UI | 58TN*B090C21**20 | 24200 | 16 | 8.1 | 21200 | 16600 | 78.3% | 2.02 | 0 | 10.5 |  |  |  |  | R-410A | 2.0167 | Residential & Commercial | USHP | Ducted CEE Tier 1
214397348 | Central HP <5.4 tons | COLEMAN | HRCU-A-CB (Split System: Heat Pump with Remote Outdoor Unit-Air-Source) | HH836E2S11 |  |  | CTM48C5CFS1 | TM8E120C20MP11 | 34600 | 17 | 8.5 | 32600 | 25600 | 78.53% | 2 | 0 | 11 |  |  |  |  | R-454B | 2.8833 | Residential & Commercial | USHP | Ducted CEE Tier 1
215853402 | Central HP <5.4 tons | FRASER-JOHNSTON | HRCU-A-CB (Split System: Heat Pump with Remote Outdoor Unit-Air-Source) | HH836E2S11 |  |  | CTU48C5XFS1+JME12C2SN1+TXV | 0 | 34000 | 19 | 9 | 31400 | 25200 | 80.25% | 2 | 0 | 11.7 |  |  |  |  | R-454B | 2.8333 | Residential & Commercial | USHP | Ducted CEE Tier 1
212983141 | Central HP <5.4 tons | BRYANT HEATING AND COOLING SYSTEMS | HRCU-A-CB (Split System: Heat Pump with Remote Outdoor Unit-Air-Source) | 38MURAQ24AB3* |  |  | CAP**2517AL* | 912SE36040M17*** | 24000 | 16 | 8.1 | 25200 | 22000 | 87.3% | 1.82 | 0 | 10 |  |  |  |  | R-410A | 2 | Residential & Commercial | USHP | Ducted CEE Tier 1
212983174 | Central HP <5.4 tons | BRYANT HEATING AND COOLING SYSTEMS | HRCU-A-CB (Split System: Heat Pump with Remote Outdoor Unit-Air-Source) | 38MURAQ24AB3* |  |  | CAP**3621AL* | 912SE36040M17*** | 23600 | 16 | 8.5 | 26400 | 24000 | 90.91% | 1.96 | 0 | 10 |  |  |  |  | R-410A | 1.9667 | Residential & Commercial | USHP | Ducted CEE Tier 1
212983207 | Central HP <5.4 tons | BRYANT HEATING AND COOLING SYSTEMS | HRCU-A-CB (Split System: Heat Pump with Remote Outdoor Unit-Air-Source) | 38MURAQ24AB3* |  |  | CNPV*2417AL* | 912SE36040M17*** | 23000 | 15.5 | 8.5 | 27000 | 25600 | 94.81% | 2.12 | 0 | 10 |  |  |  |  | R-410A | 1.9167 | Residential & Commercial | USHP | Ducted CEE Tier 1
212984110 | Central HP <5.4 tons | BRYANT HEATING AND COOLING SYSTEMS | HRCU-A-CB (Split System: Heat Pump with Remote Outdoor Unit-Air-Source) | 38MURAQ24AB3* |  |  | CNPV*2417AL* | 912SE42060M17*** | 23200 | 16.5 | 8.5 | 26800 | 25400 | 94.78% | 2.14 | 0 | 10 |  |  |  |  | R-410A | 1.9333 | Residential & Commercial | USHP | Ducted CEE Tier 1
215540550 | Central HP <5.4 tons | TCL | HRCU-A-CB (Split System: Heat Pump with Remote Outdoor Unit-Air-Source) | TCU-60D7HEWA/DV2O |  |  | TCE-4248D6HWA/DVOE(03) | FG7TC-100D-V35C* | 45000 | 17.5 | 8.5 | 46000 | 32400 | 70.43% | 1.95 | 0 | 11 |  |  |  |  | R-410A | 3.75 | Residential & Commercial | USHP | Ducted CEE Tier 1
216820395 | Central HP <5.4 tons | RHEEM | HRCU-A-CB (Split System: Heat Pump with Remote Outdoor Unit-Air-Source) | RD18AY60AJVC |  |  | RCFY6024STANM | R802V1505A24UH | 51500 | 18 | 10 | 51000 | 38000 | 74.51% | 2 | 0 | 11 |  |  |  |  | R-454B | 4.2917 | Residential & Commercial | USHP | Ducted CEE Tier 1
216738035 | Central HP <5.4 tons | KEEPRITE | HRCU-A-CB (Split System: Heat Pump with Remote Outdoor Unit-Air-Source) | D5CUHAH24AAK |  |  | ESH5X36M12A* | *80MS(N,L)0701712A* | 22600 | 16 | 8.1 | 20600 | 18400 | 89.32% | 1.85 | 0 | 10.5 |  |  |  |  | R-454B | 1.8833 | Residential & Commercial | USHP | Ducted CEE Tier 1
216738151 | Central HP <5.4 tons | KEEPRITE | HRCU-A-CB (Split System: Heat Pump with Remote Outdoor Unit-Air-Source) | D5CUHAH24AAK |  |  | ESH5X36M12A* | *80VSL0701412B* | 22800 | 16 | 8.1 | 20800 | 18500 | 88.94% | 1.85 | 0 | 11 |  |  |  |  | R-454B | 1.9 | Residential & Commercial | USHP | Ducted CEE Tier 1
213780422 | Central HP <5.4 tons | KEEPRITE | HRCU-A-CB (Split System: Heat Pump with Remote Outdoor Unit-Air-Source) | CVH837GKA** |  |  | EHD4X60AAL+WALLCON | *96CTN0601714B* | 32800 | 16.5 | 8.1 | 32400 | 25000 | 77.16% | 1.96 | 0 | 11 |  |  |  |  | R-410A | 2.7333 | Residential & Commercial | USHP | Ducted CEE Tier 1
212917383 | Central HP <5.4 tons | TCL | HRCU-A-CB (Split System: Heat Pump with Remote Outdoor Unit-Air-Source) | TCE-60HA/DV2ON |  |  | TCE-4248D6HWA/DVOE(03) | MGH96M100C5A | 44000 | 16 | 8.5 | 45000 | 33000 | 73.33% | 1.9 | 0 | 10.5 |  |  |  |  | R-410A | 3.6667 | Residential & Commercial | USHP | Ducted CEE Tier 1
214242263 | Central HP <5.4 tons | KENMORE | HRCU-A-CB (Split System: Heat Pump with Remote Outdoor Unit-Air-Source) | (C,H,T)VH825GKA3* |  |  | EN(A,D,W)4X48L21**+WALLCON | *95CSU0601716B* | 24000 | 16.5 | 8.1 | 21400 | 16600 | 77.57% | 2 | 0 | 11 |  |  |  |  | R-410A | 2 | Residential & Commercial | USHP | Ducted CEE Tier 1
216820612 | Central HP <5.4 tons | RHEEM | HRCU-A-CB (Split System: Heat Pump with Remote Outdoor Unit-Air-Source) | RD18AY60AJVC |  |  | RCFY6021STAAM | R98MV0855A21UP | 48500 | 16 | 8.1 | 48500 | 39000 | 80.41% | 2 | 0 | 10 |  |  |  |  | R-454B | 4.0417 | Residential & Commercial | USHP | Ducted CEE Tier 1
211603991 | Central HP <5.4 tons | TCL | HRCU-A-CB (Split System: Heat Pump with Remote Outdoor Unit-Air-Source) | THH42HAI2NAF2U23 |  |  | THH48IAI2NAF2H23 | 0 | 42000 | 15.2 | 8.1 | 42000 | 34000 | 80.95% | 1.75 | 0 | 9 |  |  |  |  | R-410A | 3.5 | Residential & Commercial | USHP
210470570 | Central HP <5.4 tons | KENMORE | HRCU-A-CB (Split System: Heat Pump with Remote Outdoor Unit-Air-Source) | (C,H,T)VH837GKA2* |  |  | EA*4X61L24A*+WALLCON | *80CTL1352422A* | 33200 | 18 | 8.5 | 32000 | 24800 | 77.5% | 2.02 | 0 | 12 |  |  |  |  | R-410A | 2.7667 | Residential & Commercial | USHP | Ducted CEE Tier 1
207827231 | Central HP <5.4 tons | TCL | HRCU-A-CB (Split System: Heat Pump with Remote Outdoor Unit-Air-Source) | TCU-60D7HEWA/DV2O |  |  | TCU-36D7HWA/DV2I | 0 | 35200 | 19 | 9.2 | 36000 | 29200 | 81.11% | 2.1 | 12.5 | 12 |  |  |  |  | R-410A | 2.9333 | Residential & Commercial | USHP | Ducted CEE Tier 1
208141143 | Central HP <5.4 tons | TCL | HRCU-A-CB (Split System: Heat Pump with Remote Outdoor Unit-Air-Source) | TCU-60D7HEWA/DV2O |  |  | TCE-4860D6HWA/DVOE(04) | MGH96M100D5A | 52000 | 16.5 | 8.5 | 54000 | 37800 | 70% | 1.9 | 10.2 | 10 |  |  |  |  | R-410A | 4.3333 | Residential & Commercial | USHP | Ducted CEE Tier 1
213774645 | Central HP <5.4 tons | CARRIER | HRCU-A-CB (Split System: Heat Pump with Remote Outdoor Unit-Air-Source) | 25VNA825A*032* |  |  | CSPH*4812AL*+UI | 59MN7C080C17**14 | 24200 | 16 | 8.1 | 21400 | 16600 | 77.57% | 2 | 0 | 10.5 |  |  |  |  | R-410A | 2.0167 | Residential & Commercial | USHP | Ducted CEE Tier 1
208141138 | Central HP <5.4 tons | TCL | HRCU-A-CB (Split System: Heat Pump with Remote Outdoor Unit-Air-Source) | TCU-60D7HEWA/DV2O |  |  | TCE-3036D6HWA/DVOE(02) | MGH96M060B3A | 33000 | 17.5 | 8.8 | 35000 | 27000 | 77.14% | 2.1 | 11.5 | 11.7 |  |  |  |  | R-410A | 2.75 | Residential & Commercial | USHP | Ducted CEE Tier 1
208141140 | Central HP <5.4 tons | TCL | HRCU-A-CB (Split System: Heat Pump with Remote Outdoor Unit-Air-Source) | TCU-60D7HEWA/DV2O |  |  | TCE-4248D6HWA/DVOE(03) | MGH96M080C4A | 44000 | 17 | 8.5 | 45000 | 32400 | 72% | 1.95 | 11 | 11 |  |  |  |  | R-410A | 3.6667 | Residential & Commercial | USHP | Ducted CEE Tier 1
212510662 | Central HP <5.4 tons | TCL | HRCU-A-CB (Split System: Heat Pump with Remote Outdoor Unit-Air-Source) | THH18HAI2NAF2U23 |  |  | 4TXCB003DS3 | A801X040BM2SCA | 20000 | 15.2 | 8.5 | 20000 | 18000 | 90% | 1.85 | 0 | 9 |  |  |  |  | R-410A | 1.6667 | Residential & Commercial | USHP
212917381 | Central HP <5.4 tons | TCL | HRCU-A-CB (Split System: Heat Pump with Remote Outdoor Unit-Air-Source) | TCE-36HA/DV2ON |  |  | TCE-2430D6HWA/DVOE(01) | MGH96M080B3A | 22800 | 16 | 8.5 | 23200 | 16400 | 70.69% | 1.95 | 0 | 11.7 |  |  |  |  | R-410A | 1.9 | Residential & Commercial | USHP | Ducted CEE Tier 1
215936832 | Central HP <5.4 tons | KENMORE | HRCU-A-CB (Split System: Heat Pump with Remote Outdoor Unit-Air-Source) | (C,H,T)5H3V36*K*AAA* |  |  | EVD5X60M24A*+WALLCON | *97CMN1002122B* | 35600 | 22 | 8.5 | 38000 | 28400 | 74.74% | 2.04 | 0 | 12.5 |  |  |  |  | R-454B | 2.9667 | Residential & Commercial | USHP | Ducted CEE Tier 1
215936212 | Central HP <5.4 tons | KENMORE | HRCU-A-CB (Split System: Heat Pump with Remote Outdoor Unit-Air-Source) | (C,H,T)5H3V36*K*AAA* |  |  | EVD5X42M24A*+WALLCON | *95CSU1002122B* | 35600 | 22 | 8.5 | 38000 | 28400 | 74.74% | 2.06 | 0 | 12.5 |  |  |  |  | R-454B | 2.9667 | Residential & Commercial | USHP | Ducted CEE Tier 1
215936232 | Central HP <5.4 tons | KENMORE | HRCU-A-CB (Split System: Heat Pump with Remote Outdoor Unit-Air-Source) | (C,H,T)5H3V36*K*AAA* |  |  | EVD5X42M24A*+WALLCON | *97CMN0802120B* | 35400 | 21.5 | 8.5 | 38000 | 28400 | 74.74% | 2.04 | 0 | 12 |  |  |  |  | R-454B | 2.95 | Residential & Commercial | USHP | Ducted CEE Tier 1
215936262 | Central HP <5.4 tons | KENMORE | HRCU-A-CB (Split System: Heat Pump with Remote Outdoor Unit-Air-Source) | (C,H,T)5H3V36*K*AAA* |  |  | EVD5X42M24A*+WALLCON | *96CTN1002122B* | 35600 | 22 | 8.5 | 38000 | 28400 | 74.74% | 2.04 | 0 | 12.5 |  |  |  |  | R-454B | 2.9667 | Residential & Commercial | USHP | Ducted CEE Tier 1
215936332 | Central HP <5.4 tons | KENMORE | HRCU-A-CB (Split System: Heat Pump with Remote Outdoor Unit-Air-Source) | (C,H,T)5H3V36*K*AAA* |  |  | EVD5X48M24A*+WALLCON | *80CTL1102120B* | 35200 | 21.5 | 8.5 | 38000 | 28200 | 74.21% | 2.04 | 0 | 12 |  |  |  |  | R-454B | 2.9333 | Residential & Commercial | USHP | Ducted CEE Tier 1
211260423 | Central HP <5.4 tons | DAY & NIGHT | HRCU-A-CB (Split System: Heat Pump with Remote Outdoor Unit-Air-Source) | DLCURAH18ABK |  |  | EA*4X24L17A* | *96VTN0801716A* | 17400 | 16 | 8.5 | 18300 | 19200 | 104.9% | 2.3 | 0 | 10.5 |  |  |  |  | R-410A | 1.45 | Residential & Commercial | USHP | Ducted CEE Tier 1
211260834 | Central HP <5.4 tons | DAY & NIGHT | HRCU-A-CB (Split System: Heat Pump with Remote Outdoor Unit-Air-Source) | DLCURAH18ABK |  |  | EA*4X25L17A* | *80VTL0451412A* | 18200 | 16.5 | 8.5 | 18000 | 17500 | 97.22% | 2.12 | 0 | 11 |  |  |  |  | R-410A | 1.5167 | Residential & Commercial | USHP | Ducted CEE Tier 1
211260943 | Central HP <5.4 tons | DAY & NIGHT | HRCU-A-CB (Split System: Heat Pump with Remote Outdoor Unit-Air-Source) | DLCURAH18ABK |  |  | EA*4X25L17A* | *96VTN0601412A* | 18500 | 16 | 8.5 | 18300 | 17400 | 95.08% | 2.12 | 0 | 11 |  |  |  |  | R-410A | 1.5417 | Residential & Commercial | USHP | Ducted CEE Tier 1
211261025 | Central HP <5.4 tons | DAY & NIGHT | HRCU-A-CB (Split System: Heat Pump with Remote Outdoor Unit-Air-Source) | DLCURAH18ABK |  |  | EA*4X25L17A* | *92ESN0601412A* | 18700 | 16.5 | 8.5 | 18500 | 17400 | 94.05% | 2.12 | 0 | 11 |  |  |  |  | R-410A | 1.5583 | Residential & Commercial | USHP | Ducted CEE Tier 1
213079436 | Central HP <5.4 tons | BRYANT HEATING AND COOLING SYSTEMS | HRCU-A-CB (Split System: Heat Pump with Remote Outdoor Unit-Air-Source) | 38MURAQ36AB3* |  |  | CAP**4321AL* | 912SE42060M17*** | 36600 | 16 | 8.5 | 38500 | 35000 | 90.91% | 2.06 | 0 | 10 |  |  |  |  | R-410A | 3.05 | Residential & Commercial | USHP | Ducted CEE Tier 1
215540555 | Central HP <5.4 tons | TCL | HRCU-A-CB (Split System: Heat Pump with Remote Outdoor Unit-Air-Source) | TCU-60D7HEWA/DV2O |  |  | TCE-4860D6HWA/DVOE(03) | FG7TC-100D-V35C* | 52000 | 16.5 | 8.5 | 54000 | 37800 | 70% | 1.9 | 0 | 10 |  |  |  |  | R-410A | 4.3333 | Residential & Commercial | USHP | Ducted CEE Tier 1
213079670 | Central HP <5.4 tons | BRYANT HEATING AND COOLING SYSTEMS | HRCU-A-CB (Split System: Heat Pump with Remote Outdoor Unit-Air-Source) | 38MURAQ36AB3* |  |  | CAP**4224AL* | 912SE60080M21*** | 35200 | 16.5 | 8.1 | 38500 | 35000 | 90.91% | 1.88 | 0 | 10 |  |  |  |  | R-410A | 2.9333 | Residential & Commercial | USHP | Ducted CEE Tier 1
215853399 | Central HP <5.4 tons | FRASER-JOHNSTON | HRCU-A-CB (Split System: Heat Pump with Remote Outdoor Unit-Air-Source) | HH836E2S11 |  |  | CTU36B5XDS1+TXV | TL9E060B12UH11 | 33000 | 18 | 8.5 | 30800 | 25200 | 81.82% | 2 | 0 | 11 |  |  |  |  | R-454B | 2.75 | Residential & Commercial | USHP | Ducted CEE Tier 1
215853400 | Central HP <5.4 tons | FRASER-JOHNSTON | HRCU-A-CB (Split System: Heat Pump with Remote Outdoor Unit-Air-Source) | HH836E2S11 |  |  | CTF36B5CDS1 | TL9E060B12UH11 | 33000 | 18 | 8.5 | 30800 | 25200 | 81.82% | 2 | 0 | 11 |  |  |  |  | R-454B | 2.75 | Residential & Commercial | USHP | Ducted CEE Tier 1
215853414 | Central HP <5.4 tons | FRASER-JOHNSTON | HRCU-A-CB (Split System: Heat Pump with Remote Outdoor Unit-Air-Source) | HH836E2S11 |  |  | CTF36C5CDS1 | Z9ES080C16SMPS1 | 33400 | 18 | 8.5 | 30600 | 25000 | 81.7% | 2 | 0 | 11.7 |  |  |  |  | R-454B | 2.7833 | Residential & Commercial | USHP | Ducted CEE Tier 1
212510668 | Central HP <5.4 tons | TCL | HRCU-A-CB (Split System: Heat Pump with Remote Outdoor Unit-Air-Source) | THH24HAI2NAF2U23 |  |  | 4TXCB003DS3 | A952V040BU3SAD | 24000 | 15.2 | 8.5 | 24000 | 21000 | 87.5% | 1.85 | 0 | 9 |  |  |  |  | R-410A | 2 | Residential & Commercial | USHP
210473304 | Central HP <5.4 tons | BRYANT HEATING AND COOLING SYSTEMS | HRCU-A-CB (Split System: Heat Pump with Remote Outdoor Unit-Air-Source) | 288BNV025*0**C* |  |  | CAP**4821AL*+UI | 83*CA48060C17*** | 24000 | 17 | 8.1 | 21000 | 16600 | 79.05% | 2.02 | 0 | 11 |  |  |  |  | R-410A | 2 | Residential & Commercial | USHP | Ducted CEE Tier 1
210473938 | Central HP <5.4 tons | BRYANT HEATING AND COOLING SYSTEMS | HRCU-A-CB (Split System: Heat Pump with Remote Outdoor Unit-Air-Source) | 288BNV025*0**C* |  |  | CNPV*4821AL*+UI | 83*CA60100C21*** | 24000 | 16.5 | 8.1 | 21400 | 16600 | 77.57% | 2 | 0 | 11 |  |  |  |  | R-410A | 2 | Residential & Commercial | USHP | Ducted CEE Tier 1
212510674 | Central HP <5.4 tons | TCL | HRCU-A-CB (Split System: Heat Pump with Remote Outdoor Unit-Air-Source) | THH36HAI2NAF2U23 |  |  | 4TXCB004DS3 | A952V060BU4SAD | 30000 | 15.2 | 8.1 | 25000 | 18000 | 72% | 1.75 | 0 | 9.5 |  |  |  |  | R-410A | 2.5 | Residential & Commercial | USHP
216051094 | Central HP <5.4 tons | RHEEM | HRCU-A-CB (Split System: Heat Pump with Remote Outdoor Unit-Air-Source) | RP19AY36AJVC |  |  | RCFY3621MEAAM | R98MV0703A17UP | 34200 | 20 | 10 | 34200 | 29600 | 86.55% | 2 | 0 | 12 |  |  |  |  | R-454B | 2.85 | Residential & Commercial | USHP | Ducted CEE Tier 1
212510667 | Central HP <5.4 tons | TCL | HRCU-A-CB (Split System: Heat Pump with Remote Outdoor Unit-Air-Source) | THH24HAI2NAF2U23 |  |  | 4TXCB003DS3 | A952V060BU4SAD | 24000 | 15.2 | 8.5 | 24000 | 21000 | 87.5% | 1.85 | 0 | 9 |  |  |  |  | R-410A | 2 | Residential & Commercial | USHP
212510669 | Central HP <5.4 tons | TCL | HRCU-A-CB (Split System: Heat Pump with Remote Outdoor Unit-Air-Source) | THH24HAI2NAF2U23 |  |  | 4TXCB003DS3 | A951X040BU3SAB | 24000 | 15.2 | 8.5 | 24000 | 21000 | 87.5% | 1.85 | 0 | 9 |  |  |  |  | R-410A | 2 | Residential & Commercial | USHP
216820393 | Central HP <5.4 tons | RHEEM | HRCU-A-CB (Split System: Heat Pump with Remote Outdoor Unit-Air-Source) | RD18AY60AJVC |  |  | RCFY6024STANM | R802V0755A21DZ | 51000 | 17 | 10 | 51000 | 38000 | 74.51% | 2 | 0 | 11 |  |  |  |  | R-454B | 4.25 | Residential & Commercial | USHP | Ducted CEE Tier 1
212617000 | Central HP <5.4 tons | TCL | HRCU-A-CB (Split System: Heat Pump with Remote Outdoor Unit-Air-Source) | THH42HAI2NAF2U23 |  |  | THH36IAI2NAF2H23 | 0 | 36000 | 15.2 | 8.5 | 36000 | 30000 | 83.33% | 1.8 | 0 | 10 |  |  |  |  | R-410A | 3 | Residential & Commercial | USHP | Ducted CEE Tier 1
213067387 | Central HP <5.4 tons | ACIQ | HRCU-A-CB (Split System: Heat Pump with Remote Outdoor Unit-Air-Source) | HVH825GKA3* |  |  | EN(A,D)4X48L24**+WALLCON | *80CTL1352422A* | 24200 | 17 | 8.1 | 21400 | 16600 | 77.57% | 2.02 | 0 | 11.5 |  |  |  |  | R-410A | 2.0167 | Residential & Commercial | USHP | Ducted CEE Tier 1
213067389 | Central HP <5.4 tons | ACIQ | HRCU-A-CB (Split System: Heat Pump with Remote Outdoor Unit-Air-Source) | HVH825GKA3* |  |  | EN(A,D)4X48L24**+WALLCON | *97CMN1002122A* | 24200 | 17 | 8.1 | 21400 | 16600 | 77.57% | 2.02 | 0 | 11.5 |  |  |  |  | R-410A | 2.0167 | Residential & Commercial | USHP | Ducted CEE Tier 1
213067390 | Central HP <5.4 tons | ACIQ | HRCU-A-CB (Split System: Heat Pump with Remote Outdoor Unit-Air-Source) | HVH825GKA3* |  |  | EN(A,D)4X48L24**+WALLCON | *97CMN1202422A* | 24200 | 16.5 | 8.1 | 21400 | 16600 | 77.57% | 2 | 0 | 11 |  |  |  |  | R-410A | 2.0167 | Residential & Commercial | USHP | Ducted CEE Tier 1
213067421 | Central HP <5.4 tons | ACIQ | HRCU-A-CB (Split System: Heat Pump with Remote Outdoor Unit-Air-Source) | HVH825GKA3* |  |  | EHD4X48AAL+WALLCON | *80CTL1352422A* | 24200 | 16 | 8.1 | 21200 | 16600 | 78.3% | 2.02 | 0 | 11 |  |  |  |  | R-410A | 2.0167 | Residential & Commercial | USHP | Ducted CEE Tier 1
215869484 | Central HP <5.4 tons | TCL | HRCU-A-CB (Split System: Heat Pump with Remote Outdoor Unit-Air-Source) | H36TDH18XAC |  |  | H36AHH18XAE | 0 | 34000 | 19 | 9 | 36000 | 26000 | 72.22% | 1.9 | 0 | 10 |  |  |  |  | R-454B | 2.8333 | Residential & Commercial | USHP | Ducted CEE Tier 1
214720136 | Central HP <5.4 tons | FRASER-JOHNSTON | HRCU-A-CB (Split System: Heat Pump with Remote Outdoor Unit-Air-Source) | HH836E2S11 |  |  | CTU48C5XFS1+TXV | TM9E100C16MP12 | 33400 | 19 | 9 | 31400 | 25400 | 80.89% | 2 | 0 | 11 |  |  |  |  | R-454B | 2.7833 | Residential & Commercial | USHP | Ducted CEE Tier 1
214807757 | Central HP <5.4 tons | LUXAIRE | HRCU-A-CB (Split System: Heat Pump with Remote Outdoor Unit-Air-Source) | HH836E2S11 |  |  | CTU36B5XDS1+JMC12B2SN1+TXV | 0 | 34000 | 19 | 9 | 31400 | 25600 | 81.53% | 2 | 0 | 11.7 |  |  |  |  | R-454B | 2.8333 | Residential & Commercial | USHP | Ducted CEE Tier 1
213079856 | Central HP <5.4 tons | BRYANT HEATING AND COOLING SYSTEMS | HRCU-A-CB (Split System: Heat Pump with Remote Outdoor Unit-Air-Source) | 38MURAQ36AB3* |  |  | CAP**4221AL* | 912SE66100M21*** | 35400 | 16.5 | 8.1 | 38500 | 35000 | 90.91% | 1.88 | 0 | 10 |  |  |  |  | R-410A | 2.95 | Residential & Commercial | USHP | Ducted CEE Tier 1
214861622 | Central HP <5.4 tons | TCL | HRCU-A-CB (Split System: Heat Pump with Remote Outdoor Unit-Air-Source) | TCU-60D7HEWA/DV2O |  |  | TCE-4860D6HWA/DVOE(04) | FG7TE-115D-V45D* | 52000 | 16.5 | 8.5 | 54000 | 37800 | 70% | 1.9 | 0 | 10 |  |  |  |  | R-410A | 4.3333 | Residential & Commercial | USHP | Ducted CEE Tier 1
210473026 | Central HP <5.4 tons | KENMORE | HRCU-A-CB (Split System: Heat Pump with Remote Outdoor Unit-Air-Source) | (C,H,T)VH825GKA3* |  |  | EA*4X42L24A*+WALLCON | *80CTL1352422A* | 23800 | 16.5 | 8.1 | 21400 | 16600 | 77.57% | 1.96 | 0 | 11 |  |  |  |  | R-410A | 1.9833 | Residential & Commercial | USHP | Ducted CEE Tier 1
215931561 | Central HP <5.4 tons | KEEPRITE | HRCU-A-CB (Split System: Heat Pump with Remote Outdoor Unit-Air-Source) | C5H3V60*K*AAA* |  |  | EA*5X60M24A*+WALLCON | *80CTL1102120B* | 56000 | 18.5 | 8.5 | 60500 | 45500 | 75.21% | 2.06 | 0 | 11.5 |  |  |  |  | R-454B | 4.6667 | Residential & Commercial | USHP | Ducted CEE Tier 1
215931581 | Central HP <5.4 tons | KEEPRITE | HRCU-A-CB (Split System: Heat Pump with Remote Outdoor Unit-Air-Source) | C5H3V60*K*AAA* |  |  | EA*5X60M24A*+WALLCON | *95CSU0802120B* | 55500 | 18 | 8.1 | 60500 | 46000 | 76.03% | 1.95 | 0 | 11 |  |  |  |  | R-454B | 4.625 | Residential & Commercial | USHP | Ducted CEE Tier 1
214229393 | Central HP <5.4 tons | DAY & NIGHT | HRCU-A-CB (Split System: Heat Pump with Remote Outdoor Unit-Air-Source) | DLCURAH24ABK |  |  | EN(A,D)4X36L21** | *80MSU0802120A* | 23400 | 17 | 8.5 | 25800 | 23800 | 92.25% | 2 | 0 | 10.5 |  |  |  |  | R-410A | 1.95 | Residential & Commercial | USHP | Ducted CEE Tier 1
216738169 | Central HP <5.4 tons | KEEPRITE | HRCU-A-CB (Split System: Heat Pump with Remote Outdoor Unit-Air-Source) | D5CUHAH24AAK |  |  | ESH5X36M12A* | *80VSL0901716B* | 22600 | 15.5 | 8.1 | 20600 | 18400 | 89.32% | 1.85 | 0 | 10.5 |  |  |  |  | R-454B | 1.8833 | Residential & Commercial | USHP | Ducted CEE Tier 1
216737887 | Central HP <5.4 tons | KEEPRITE | HRCU-A-CB (Split System: Heat Pump with Remote Outdoor Unit-Air-Source) | D5CUHAH24AAK |  |  | ESH5X30M12A* | *96VTN1202422B* | 22800 | 15.5 | 8.1 | 21200 | 19000 | 89.62% | 1.85 | 0 | 10.5 |  |  |  |  | R-454B | 1.9 | Residential & Commercial | USHP | Ducted CEE Tier 1
213062816 | Central HP <5.4 tons | ACIQ | HRCU-A-CB (Split System: Heat Pump with Remote Outdoor Unit-Air-Source) | HVH837GKA** |  |  | EHD4X42AAL+WALLCON | *95CSU1002122A* | 32600 | 17 | 8.1 | 33000 | 24800 | 75.15% | 1.96 | 11.5 | 11 |  |  |  |  | R-410A | 2.7167 | Residential & Commercial | USHP | Ducted CEE Tier 1
213067281 | Central HP <5.4 tons | ACIQ | HRCU-A-CB (Split System: Heat Pump with Remote Outdoor Unit-Air-Source) | HVH825GKA3* |  |  | EA*4X42L21A*+WALLCON | *80CSU0601716A* | 23800 | 16.5 | 8.1 | 21400 | 16600 | 77.57% | 1.96 | 0 | 10.5 |  |  |  |  | R-410A | 1.9833 | Residential & Commercial | USHP | Ducted CEE Tier 1
213067297 | Central HP <5.4 tons | ACIQ | HRCU-A-CB (Split System: Heat Pump with Remote Outdoor Unit-Air-Source) | HVH825GKA3* |  |  | EA*4X42L24A*+WALLCON | *96CTN1202422A* | 23800 | 17 | 8.1 | 21400 | 16600 | 77.57% | 1.96 | 0 | 11 |  |  |  |  | R-410A | 1.9833 | Residential & Commercial | USHP | Ducted CEE Tier 1
213067312 | Central HP <5.4 tons | ACIQ | HRCU-A-CB (Split System: Heat Pump with Remote Outdoor Unit-Air-Source) | HVH825GKA3* |  |  | EA*4X43L21A*+WALLCON | *97CMN0601714A* | 24200 | 16.5 | 8.1 | 21200 | 16800 | 79.25% | 2 | 0 | 11 |  |  |  |  | R-410A | 2.0167 | Residential & Commercial | USHP | Ducted CEE Tier 1
213067329 | Central HP <5.4 tons | ACIQ | HRCU-A-CB (Split System: Heat Pump with Remote Outdoor Unit-Air-Source) | HVH825GKA3* |  |  | EA*4X48L21A*+WALLCON | *97CMN1002122A* | 24000 | 16.5 | 8.1 | 21000 | 16500 | 78.57% | 2.02 | 0 | 11 |  |  |  |  | R-410A | 2 | Residential & Commercial | USHP | Ducted CEE Tier 1
213067330 | Central HP <5.4 tons | ACIQ | HRCU-A-CB (Split System: Heat Pump with Remote Outdoor Unit-Air-Source) | HVH825GKA3* |  |  | EA*4X48L21A*+WALLCON | *96CTN1002122A* | 24000 | 16.5 | 8.1 | 21000 | 16500 | 78.57% | 2.02 | 0 | 11 |  |  |  |  | R-410A | 2 | Residential & Commercial | USHP | Ducted CEE Tier 1
208141129 | Central HP <5.4 tons | TCL | HRCU-A-CB (Split System: Heat Pump with Remote Outdoor Unit-Air-Source) | TCU-36D7HEWA/DV2O |  |  | TCE-2430D6HWA/DVOE(01) | MGH96M080B3A | 22800 | 18 | 8.8 | 24000 | 19200 | 80% | 2 | 13 | 12.5 |  |  |  |  | R-410A | 1.9 | Residential & Commercial | USHP | Ducted CEE Tier 1
214228980 | Central HP <5.4 tons | BRYANT HEATING AND COOLING SYSTEMS | HRCU-A-CB (Split System: Heat Pump with Remote Outdoor Unit-Air-Source) | 38MURAQ18AB3* |  |  | CAP**2417AL* | 83*SB48060M17*** | 17600 | 16.5 | 8.5 | 18600 | 19100 | 102.7% | 2.3 | 0 | 10.5 |  |  |  |  | R-410A | 1.4667 | Residential & Commercial | USHP | Ducted CEE Tier 1
211603986 | Central HP <5.4 tons | TCL | HRCU-A-CB (Split System: Heat Pump with Remote Outdoor Unit-Air-Source) | THH48HAI2NAF2U23 |  |  | THH48IAI2NAF2H23 | 0 | 48000 | 15.2 | 8.1 | 48000 | 34000 | 70.83% | 1.75 | 0 | 8.2 |  |  |  |  | R-410A | 4 | Residential & Commercial | USHP
213780203 | Central HP <5.4 tons | KENMORE | HRCU-A-CB (Split System: Heat Pump with Remote Outdoor Unit-Air-Source) | (C,H,T)VH837GKA** |  |  | EHD4X48AAL+WALLCON | *80CTL1352422B* | 32600 | 16.5 | 8.1 | 32600 | 24800 | 76.07% | 1.96 | 0 | 11 |  |  |  |  | R-410A | 2.7167 | Residential & Commercial | USHP | Ducted CEE Tier 1
213780153 | Central HP <5.4 tons | KENMORE | HRCU-A-CB (Split System: Heat Pump with Remote Outdoor Unit-Air-Source) | (C,H,T)VH837GKA** |  |  | EHD4X48AAL+WALLCON | *80CTL0701412B* | 32600 | 16.5 | 8.1 | 33200 | 25000 | 75.3% | 1.94 | 0 | 11 |  |  |  |  | R-410A | 2.7167 | Residential & Commercial | USHP | Ducted CEE Tier 1
213779653 | Central HP <5.4 tons | KENMORE | HRCU-A-CB (Split System: Heat Pump with Remote Outdoor Unit-Air-Source) | (C,H,T)VH837GKA** |  |  | EA*4X61L21A*+WALLCON | *80CTL0901716B* | 33200 | 17.5 | 8.1 | 32000 | 24800 | 77.5% | 1.98 | 0 | 11.5 |  |  |  |  | R-410A | 2.7667 | Residential & Commercial | USHP | Ducted CEE Tier 1
213778933 | Central HP <5.4 tons | KENMORE | HRCU-A-CB (Split System: Heat Pump with Remote Outdoor Unit-Air-Source) | (C,H,T)VH837GKA** |  |  | EA*4X36L21A*+WALLCON | *96CTN1002122B* | 31600 | 17 | 8.1 | 32800 | 24200 | 73.78% | 1.86 | 0 | 11 |  |  |  |  | R-410A | 2.6333 | Residential & Commercial | USHP | Ducted CEE Tier 1
213779033 | Central HP <5.4 tons | KENMORE | HRCU-A-CB (Split System: Heat Pump with Remote Outdoor Unit-Air-Source) | (C,H,T)VH837GKA** |  |  | EA*4X37L21A*+WALLCON | *96CTN0601714B* | 32600 | 17 | 8.1 | 33000 | 25400 | 76.97% | 1.94 | 0 | 11 |  |  |  |  | R-410A | 2.7167 | Residential & Commercial | USHP | Ducted CEE Tier 1
214649991 | Central HP <5.4 tons | COLEMAN | HRCU-A-CB (Split System: Heat Pump with Remote Outdoor Unit-Air-Source) | HH824E2S11 |  |  | CTU30B5XCS1+TXV | TL9E060B12UH11 | 23000 | 17 | 9.5 | 23000 | 18400 | 80% | 2 | 0 | 12 |  |  |  |  | R-454B | 1.9167 | Residential & Commercial | USHP | Ducted CEE Tier 1
215936652 | Central HP <5.4 tons | KENMORE | HRCU-A-CB (Split System: Heat Pump with Remote Outdoor Unit-Air-Source) | (C,H,T)5H3V36*K*AAA* |  |  | EVD5X60M21A*+WALLCON | *95CSU0601716B* | 35400 | 21.5 | 8.5 | 38500 | 29000 | 75.32% | 2.02 | 0 | 12 |  |  |  |  | R-454B | 2.95 | Residential & Commercial | USHP | Ducted CEE Tier 1
214779331 | Central HP <5.4 tons | TCL | HRCU-A-CB (Split System: Heat Pump with Remote Outdoor Unit-Air-Source) | THH24HAI2NAF2U23 |  |  | A4AH5V30A1B3 + DF | 0 | 24000 | 15.2 | 8.1 | 24000 | 17000 | 70.83% | 1.8 | 0 | 9 |  |  |  |  | R-410A | 2 | Residential & Commercial | USHP
212510665 | Central HP <5.4 tons | TCL | HRCU-A-CB (Split System: Heat Pump with Remote Outdoor Unit-Air-Source) | THH24HAI2NAF2U23 |  |  | 4TXCB003DS3 | A801X060BM4SCA | 24000 | 15.2 | 8.5 | 24000 | 21000 | 87.5% | 1.85 | 0 | 9 |  |  |  |  | R-410A | 2 | Residential & Commercial | USHP
215935890 | Central HP <5.4 tons | DAY & NIGHT | HRCU-A-CB (Split System: Heat Pump with Remote Outdoor Unit-Air-Source) | C5H3V36*K*AAA* |  |  | EVD5X38M17A*+WALLCON | *97CMN0801714B* | 35200 | 21 | 8.5 | 38500 | 29200 | 75.84% | 2 | 0 | 11.7 |  |  |  |  | R-454B | 2.9333 | Residential & Commercial | USHP | Ducted CEE Tier 1
215936110 | Central HP <5.4 tons | DAY & NIGHT | HRCU-A-CB (Split System: Heat Pump with Remote Outdoor Unit-Air-Source) | C5H3V36*K*AAA* |  |  | EVD5X42M21A*+WALLCON | *97CMN1002122B* | 34400 | 21 | 8.5 | 38500 | 28000 | 72.73% | 2.06 | 0 | 12 |  |  |  |  | R-454B | 2.8667 | Residential & Commercial | USHP | Ducted CEE Tier 1
215936160 | Central HP <5.4 tons | DAY & NIGHT | HRCU-A-CB (Split System: Heat Pump with Remote Outdoor Unit-Air-Source) | C5H3V36*K*AAA* |  |  | EVD5X42M24A*+WALLCON | *80CTL0702120B* | 35400 | 21.5 | 8.5 | 38000 | 28600 | 75.26% | 2.04 | 0 | 12 |  |  |  |  | R-454B | 2.95 | Residential & Commercial | USHP | Ducted CEE Tier 1
215936210 | Central HP <5.4 tons | DAY & NIGHT | HRCU-A-CB (Split System: Heat Pump with Remote Outdoor Unit-Air-Source) | C5H3V36*K*AAA* |  |  | EVD5X42M24A*+WALLCON | *95CSU1002122B* | 35600 | 22 | 8.5 | 38000 | 28400 | 74.74% | 2.06 | 0 | 12.5 |  |  |  |  | R-454B | 2.9667 | Residential & Commercial | USHP | Ducted CEE Tier 1
213076048 | Central HP <5.4 tons | DAY & NIGHT | HRCU-A-CB (Split System: Heat Pump with Remote Outdoor Unit-Air-Source) | DLCURAH30ABK |  |  | EA*4X42L24A* | *95MSU1002120A* | 29800 | 15.2 | 8.1 | 38000 | 27600 | 72.63% | 1.78 | 0 | 9 |  |  |  |  | R-410A | 2.4833 | Residential & Commercial | USHP
208141135 | Central HP <5.4 tons | TCL | HRCU-A-CB (Split System: Heat Pump with Remote Outdoor Unit-Air-Source) | TCU-36D7HEWA/DV2O |  |  | TCE-4248D6HWA/DVOE(03) | MGH96M100C5A | 33000 | 16.5 | 8.5 | 34600 | 24400 | 70.52% | 1.95 | 11 | 11 |  |  |  |  | R-410A | 2.75 | Residential & Commercial | USHP | Ducted CEE Tier 1
207252598 | Central HP <5.4 tons | TCL | HRCU-A-CB (Split System: Heat Pump with Remote Outdoor Unit-Air-Source) | TCE-36HA/DV2O |  |  | TCE-2430D6HWA/DVOE(01) | MGH96M080B3A | 22800 | 16 | 8.5 | 23200 | 16400 | 70.69% | 1.95 | 12.5 | 11.7 |  |  |  |  | R-410A | 1.9 | Residential & Commercial | USHP | Ducted CEE Tier 1
212976727 | Central HP <5.4 tons | CARRIER | HRCU-A-CB (Split System: Heat Pump with Remote Outdoor Unit-Air-Source) | 38MURAQ30AB3* |  |  | CAP**4221AL* | 59TP6C100V21**20 | 30200 | 15.2 | 8.5 | 34200 | 27600 | 80.7% | 1.8 | 0 | 9 |  |  |  |  | R-410A | 2.5167 | Residential & Commercial | USHP
212977622 | Central HP <5.4 tons | CARRIER | HRCU-A-CB (Split System: Heat Pump with Remote Outdoor Unit-Air-Source) | 38MURAQ24AB3* |  |  | CAP**3617AL* | 58S(B,C)*B045M14**12 | 23800 | 17 | 8.5 | 26200 | 23800 | 90.84% | 1.96 | 0 | 10 |  |  |  |  | R-410A | 1.9833 | Residential & Commercial | USHP | Ducted CEE Tier 1
208141133 | Central HP <5.4 tons | TCL | HRCU-A-CB (Split System: Heat Pump with Remote Outdoor Unit-Air-Source) | TCU-36D7HEWA/DV2O |  |  | TCE-3036D6HWA/DVOE(02) | MGH96M080B3A | 32000 | 17 | 8.8 | 34600 | 24400 | 70.52% | 1.95 | 10.8 | 10.4 |  |  |  |  | R-410A | 2.6667 | Residential & Commercial | USHP | Ducted CEE Tier 1
213080905 | Central HP <5.4 tons | ACIQ | HRCU-A-CB (Split System: Heat Pump with Remote Outdoor Unit-Air-Source) | HVH837GKA** |  |  | EN(A,D)4X48L24**+WALLCON | *80CTL0902120A* | 32400 | 17.5 | 8.1 | 33000 | 24800 | 75.15% | 1.96 | 12 | 11.7 |  |  |  |  | R-410A | 2.7 | Residential & Commercial | USHP | Ducted CEE Tier 1
213081014 | Central HP <5.4 tons | ACIQ | HRCU-A-CB (Split System: Heat Pump with Remote Outdoor Unit-Air-Source) | HVH837GKA** |  |  | EA*4X60L24A*+WALLCON | *97CMN1202422A* | 32800 | 17.5 | 8.5 | 32000 | 24800 | 77.5% | 1.98 | 0 | 11.7 |  |  |  |  | R-410A | 2.7333 | Residential & Commercial | USHP | Ducted CEE Tier 1
211226909 | Central HP <5.4 tons | BRYANT HEATING AND COOLING SYSTEMS | HRCU-A-CB (Split System: Heat Pump with Remote Outdoor Unit-Air-Source) | 38MURAQ36AB3* |  |  | CAP**3721AL* | 83*SA48060E17*** | 37000 | 16 | 8.5 | 38500 | 34800 | 90.39% | 2.12 | 0 | 10 |  |  |  |  | R-410A | 3.0833 | Residential & Commercial | USHP | Ducted CEE Tier 1
211226991 | Central HP <5.4 tons | BRYANT HEATING AND COOLING SYSTEMS | HRCU-A-CB (Split System: Heat Pump with Remote Outdoor Unit-Air-Source) | 38MURAQ36AB3* |  |  | CAP**3721AL* | 912SD42060E17*** | 36400 | 16 | 8.5 | 38500 | 34800 | 90.39% | 2.08 | 0 | 10 |  |  |  |  | R-410A | 3.0333 | Residential & Commercial | USHP | Ducted CEE Tier 1
211227307 | Central HP <5.4 tons | BRYANT HEATING AND COOLING SYSTEMS | HRCU-A-CB (Split System: Heat Pump with Remote Outdoor Unit-Air-Source) | 38MURAQ36AB3* |  |  | CAP**4221AL* | 8(0,1)*SA48070E17*** | 35200 | 16 | 8.1 | 38500 | 35000 | 90.91% | 1.88 | 0 | 9.5 |  |  |  |  | R-410A | 2.9333 | Residential & Commercial | USHP
214584738 | Central HP <5.4 tons | FRASER-JOHNSTON | HRCU-A-CB (Split System: Heat Pump with Remote Outdoor Unit-Air-Source) | HH824E2S11 |  |  | CTM30B5ACS1 | Z8ES080B12SMPS1 | 23000 | 18 | 9.5 | 23000 | 19100 | 83.04% | 2 | 0 | 12 |  |  |  |  | R-454B | 1.9167 | Residential & Commercial | USHP | Ducted CEE Tier 1
215936562 | Central HP <5.4 tons | KENMORE | HRCU-A-CB (Split System: Heat Pump with Remote Outdoor Unit-Air-Source) | (C,H,T)5H3V36*K*AAA* |  |  | EVD5X60M21A*+WALLCON | *80CSU0401712A* | 35600 | 22 | 8.5 | 38000 | 28800 | 75.79% | 2.02 | 0 | 12 |  |  |  |  | R-454B | 2.9667 | Residential & Commercial | USHP | Ducted CEE Tier 1
208141132 | Central HP <5.4 tons | TCL | HRCU-A-CB (Split System: Heat Pump with Remote Outdoor Unit-Air-Source) | TCU-36D7HEWA/DV2O |  |  | TCE-2430D6HWA/DVOE(02) | MGH96M060B3A | 22800 | 18 | 8.8 | 24000 | 19200 | 80% | 2.1 | 13 | 12.5 |  |  |  |  | R-410A | 1.9 | Residential & Commercial | USHP | Ducted CEE Tier 1
207698166 | Central HP <5.4 tons | TCL | HRCU-A-CB (Split System: Heat Pump with Remote Outdoor Unit-Air-Source) | TCE-36HA/DV2ON |  |  | TCE-24D7HWA/DV2I | 0 | 23600 | 17 | 8.5 | 24000 | 17600 | 73.33% | 2.1 | 12.5 | 11.7 |  |  |  |  | R-410A | 1.9667 | Residential & Commercial | USHP | Ducted CEE Tier 1
215936442 | Central HP <5.4 tons | KENMORE | HRCU-A-CB (Split System: Heat Pump with Remote Outdoor Unit-Air-Source) | (C,H,T)5H3V36*K*AAA* |  |  | EVD5X49M24A*+WALLCON | *80CTL0702120B* | 35400 | 21.5 | 8.5 | 38000 | 28600 | 75.26% | 2.04 | 0 | 12 |  |  |  |  | R-454B | 2.95 | Residential & Commercial | USHP | Ducted CEE Tier 1
215936542 | Central HP <5.4 tons | KENMORE | HRCU-A-CB (Split System: Heat Pump with Remote Outdoor Unit-Air-Source) | (C,H,T)5H3V36*K*AAA* |  |  | EVD5X49M24A*+WALLCON | *96CTN1002122B* | 35400 | 22 | 8.5 | 38000 | 28400 | 74.74% | 2.04 | 0 | 12.5 |  |  |  |  | R-454B | 2.95 | Residential & Commercial | USHP | Ducted CEE Tier 1
215935572 | Central HP <5.4 tons | KENMORE | HRCU-A-CB (Split System: Heat Pump with Remote Outdoor Unit-Air-Source) | (C,H,T)5H3V36*K*AAA* |  |  | EVD5X36M17A*+WALLCON | *97CMN0601714B* | 34000 | 20 | 8.1 | 38000 | 27200 | 71.58% | 2 | 0 | 11 |  |  |  |  | R-454B | 2.8333 | Residential & Commercial | USHP | Ducted CEE Tier 1
212917384 | Central HP <5.4 tons | TCL | HRCU-A-CB (Split System: Heat Pump with Remote Outdoor Unit-Air-Source) | TCE-36HA/DV2ON |  |  | TCE-2430D6HWA/DVOE(02) | MGH96M080B3A | 22800 | 16 | 8.5 | 23200 | 16400 | 70.69% | 1.95 | 0 | 11.7 |  |  |  |  | R-410A | 1.9 | Residential & Commercial | USHP | Ducted CEE Tier 1
212917385 | Central HP <5.4 tons | TCL | HRCU-A-CB (Split System: Heat Pump with Remote Outdoor Unit-Air-Source) | TCE-36HA/DV2ON |  |  | TCE-2430D6HWA/DVOE(02) | MGH96M060B3A | 22800 | 16 | 8.5 | 23200 | 16400 | 70.69% | 1.95 | 0 | 11.7 |  |  |  |  | R-410A | 1.9 | Residential & Commercial | USHP | Ducted CEE Tier 1
211719720 | Central HP <5.4 tons | LUXAIRE | HRCU-A-CB (Split System: Heat Pump with Remote Outdoor Unit-Air-Source) | HMH72B341 |  |  | XAFA30DXXN1+TXV | LPLC060A12MP13 | 34000 | 17 | 8.1 | 34000 | 24200 | 71.18% | 2.04 | 0 | 9.5 |  |  |  |  | R-410A | 2.8333 | Residential & Commercial | USHP
211719722 | Central HP <5.4 tons | LUXAIRE | HRCU-A-CB (Split System: Heat Pump with Remote Outdoor Unit-Air-Source) | HMH72B341 |  |  | XAHB36DXXN1+TXV | LPLC060A12MP13 | 33400 | 16.5 | 8.1 | 33600 | 23800 | 70.83% | 2.02 | 0 | 9.5 |  |  |  |  | R-410A | 2.7833 | Residential & Commercial | USHP
211260028 | Central HP <5.4 tons | BRYANT HEATING AND COOLING SYSTEMS | HRCU-A-CB (Split System: Heat Pump with Remote Outdoor Unit-Air-Source) | 38MURAQ18AB3* |  |  | CAP**1917AL* | OVMAAB036098 | 18800 | 16 | 8.5 | 18800 | 17500 | 93.09% | 2.12 | 0 | 11 |  |  |  |  | R-410A | 1.5667 | Residential & Commercial | USHP | Ducted CEE Tier 1
215935960 | Central HP <5.4 tons | DAY & NIGHT | HRCU-A-CB (Split System: Heat Pump with Remote Outdoor Unit-Air-Source) | C5H3V36*K*AAA* |  |  | EVD5X42M21A*+WALLCON | *80CSU0601716A* | 34400 | 21 | 8.5 | 38500 | 28200 | 73.25% | 2.04 | 0 | 11.7 |  |  |  |  | R-454B | 2.8667 | Residential & Commercial | USHP | Ducted CEE Tier 1
213067496 | Central HP <5.4 tons | ACIQ | HRCU-A-CB (Split System: Heat Pump with Remote Outdoor Unit-Air-Source) | HVH825GKA2* |  |  | EA*4X42L21A*+WALLCON | *80CTL0901716A* | 23800 | 17.5 | 8.1 | 21400 | 16500 | 77.1% | 1.98 | 0 | 11 |  |  |  |  | R-410A | 1.9833 | Residential & Commercial | USHP | Ducted CEE Tier 1
213067497 | Central HP <5.4 tons | ACIQ | HRCU-A-CB (Split System: Heat Pump with Remote Outdoor Unit-Air-Source) | HVH825GKA2* |  |  | EA*4X42L21A*+WALLCON | *95CSU0601716A* | 23600 | 16.5 | 8.1 | 21400 | 16700 | 78.04% | 1.94 | 0 | 10.5 |  |  |  |  | R-410A | 1.9667 | Residential & Commercial | USHP | Ducted CEE Tier 1
213071052 | Central HP <5.4 tons | ACIQ | HRCU-A-CB (Split System: Heat Pump with Remote Outdoor Unit-Air-Source) | DLCURAH24ABK |  |  | EN(A,D)4X24L17** | *80ESU0401712A* | 23600 | 17 | 8.5 | 26400 | 23800 | 90.15% | 1.98 | 0 | 10 |  |  |  |  | R-410A | 1.9667 | Residential & Commercial | USHP | Ducted CEE Tier 1
213071068 | Central HP <5.4 tons | ACIQ | HRCU-A-CB (Split System: Heat Pump with Remote Outdoor Unit-Air-Source) | DLCURAH24ABK |  |  | EN(A,D)4X24L17** | *96VTN0801716A* | 23800 | 16 | 8.5 | 26800 | 23400 | 87.31% | 1.92 | 0 | 10 |  |  |  |  | R-410A | 1.9833 | Residential & Commercial | USHP | Ducted CEE Tier 1
213071177 | Central HP <5.4 tons | ACIQ | HRCU-A-CB (Split System: Heat Pump with Remote Outdoor Unit-Air-Source) | DLCURAH24ABK |  |  | EN(A,D)4X24L17** | *92ESN0401712A* | 23200 | 15.5 | 8.5 | 26600 | 24200 | 90.98% | 1.98 | 0 | 10 |  |  |  |  | R-410A | 1.9333 | Residential & Commercial | USHP | Ducted CEE Tier 1
212510666 | Central HP <5.4 tons | TCL | HRCU-A-CB (Split System: Heat Pump with Remote Outdoor Unit-Air-Source) | THH24HAI2NAF2U23 |  |  | 4TXCB003DS3 | A951X060BU4SAB | 24000 | 15.2 | 8.5 | 24000 | 21000 | 87.5% | 1.85 | 0 | 9 |  |  |  |  | R-410A | 2 | Residential & Commercial | USHP
215540554 | Central HP <5.4 tons | TCL | HRCU-A-CB (Split System: Heat Pump with Remote Outdoor Unit-Air-Source) | TCU-60D7HEWA/DV2O |  |  | TCE-3036D6HWA/DVOE(02) | FG7TC-060D-V24B* | 33000 | 17.5 | 8.8 | 35000 | 27000 | 77.14% | 2.1 | 0 | 11.7 |  |  |  |  | R-410A | 2.75 | Residential & Commercial | USHP | Ducted CEE Tier 1
213062939 | Central HP <5.4 tons | ACIQ | HRCU-A-CB (Split System: Heat Pump with Remote Outdoor Unit-Air-Source) | HVH825GKA3* |  |  | EA*4X30L17A*+WALLCON | *80CTL0701412A* | 23600 | 17 | 8.1 | 21600 | 16600 | 76.85% | 1.92 | 11.5 | 11 |  |  |  |  | R-410A | 1.9667 | Residential & Commercial | USHP | Ducted CEE Tier 1
213072124 | Central HP <5.4 tons | ACIQ | HRCU-A-CB (Split System: Heat Pump with Remote Outdoor Unit-Air-Source) | DLCURAH18ABK |  |  | EA*4X19L17A* | *95ESN0601412A* | 18400 | 16.5 | 8.5 | 18300 | 17600 | 96.17% | 2.14 | 0 | 11 |  |  |  |  | R-410A | 1.5333 | Residential & Commercial | USHP | Ducted CEE Tier 1
213075275 | Central HP <5.4 tons | ACIQ | HRCU-A-CB (Split System: Heat Pump with Remote Outdoor Unit-Air-Source) | DLCURAH36ABK |  |  | EA*4X36L21A* | *92ESN0801716A* | 35200 | 16 | 8.1 | 39000 | 35200 | 90.26% | 1.82 | 0 | 9.5 |  |  |  |  | R-410A | 2.9333 | Residential & Commercial | USHP
213075278 | Central HP <5.4 tons | ACIQ | HRCU-A-CB (Split System: Heat Pump with Remote Outdoor Unit-Air-Source) | DLCURAH36ABK |  |  | EA*4X36L21A* | *80ESU0802120A | 36600 | 15.2 | 8.1 | 40000 | 35400 | 88.5% | 1.88 | 0 | 10 |  |  |  |  | R-410A | 3.05 | Residential & Commercial | USHP | Ducted CEE Tier 1
213075392 | Central HP <5.4 tons | ACIQ | HRCU-A-CB (Split System: Heat Pump with Remote Outdoor Unit-Air-Source) | DLCURAH36ABK |  |  | EN(A,D,W)4X42L21** | *92ESN0802120A* | 36400 | 15.5 | 8.1 | 39500 | 35200 | 89.11% | 1.92 | 0 | 10 |  |  |  |  | R-410A | 3.0333 | Residential & Commercial | USHP | Ducted CEE Tier 1
214239951 | Central HP <5.4 tons | KENMORE | HRCU-A-CB (Split System: Heat Pump with Remote Outdoor Unit-Air-Source) | (C,H,T)VH837GKA** |  |  | EN(A,D,W)4X48L21**+WALLCON | *96CTN0801714B* | 32200 | 17 | 8.1 | 32800 | 24800 | 75.61% | 1.94 | 0 | 11.5 |  |  |  |  | R-410A | 2.6833 | Residential & Commercial | USHP | Ducted CEE Tier 1
213071188 | Central HP <5.4 tons | ACIQ | HRCU-A-CB (Split System: Heat Pump with Remote Outdoor Unit-Air-Source) | DLCURAH24ABK |  |  | EN(A,D)4X24L17** | *80ESU0601716A | 24400 | 16 | 8.5 | 27200 | 22600 | 83.09% | 1.86 | 0 | 10 |  |  |  |  | R-410A | 2.0333 | Residential & Commercial | USHP | Ducted CEE Tier 1
213071211 | Central HP <5.4 tons | ACIQ | HRCU-A-CB (Split System: Heat Pump with Remote Outdoor Unit-Air-Source) | DLCURAH24ABK |  |  | EN(A,D)4X30L14** | *80VSL0451412A* | 24000 | 16 | 8.1 | 26400 | 23000 | 87.12% | 1.88 | 0 | 10 |  |  |  |  | R-410A | 2 | Residential & Commercial | USHP | Ducted CEE Tier 1
213072140 | Central HP <5.4 tons | ACIQ | HRCU-A-CB (Split System: Heat Pump with Remote Outdoor Unit-Air-Source) | DLCURAH18ABK |  |  | EA*4X19L17A* | OMV112K14A | 18600 | 15.5 | 8.5 | 18700 | 17500 | 93.58% | 2.12 | 0 | 10.5 |  |  |  |  | R-410A | 1.55 | Residential & Commercial | USHP | Ducted CEE Tier 1
213072156 | Central HP <5.4 tons | ACIQ | HRCU-A-CB (Split System: Heat Pump with Remote Outdoor Unit-Air-Source) | DLCURAH18ABK |  |  | EA*4X24L17A* | *96VSN0401410A* | 17400 | 16 | 8.5 | 18300 | 19200 | 104.9% | 2.3 | 0 | 10.5 |  |  |  |  | R-410A | 1.45 | Residential & Commercial | USHP | Ducted CEE Tier 1
213071263 | Central HP <5.4 tons | ACIQ | HRCU-A-CB (Split System: Heat Pump with Remote Outdoor Unit-Air-Source) | DLCURAH24ABK |  |  | EN(A,D)4X30L14** | *80ES(N,L)0451412A* | 24400 | 16 | 8.1 | 26600 | 22600 | 84.96% | 1.84 | 0 | 10 |  |  |  |  | R-410A | 2.0333 | Residential & Commercial | USHP | Ducted CEE Tier 1
213071363 | Central HP <5.4 tons | ACIQ | HRCU-A-CB (Split System: Heat Pump with Remote Outdoor Unit-Air-Source) | DLCURAH24ABK |  |  | EN(A,D)4X30L17** | *80VTL0701716A* | 24200 | 17 | 8.1 | 26200 | 23000 | 87.79% | 1.9 | 0 | 10.5 |  |  |  |  | R-410A | 2.0167 | Residential & Commercial | USHP | Ducted CEE Tier 1
213072165 | Central HP <5.4 tons | ACIQ | HRCU-A-CB (Split System: Heat Pump with Remote Outdoor Unit-Air-Source) | DLCURAH18ABK |  |  | EA*4X24L17A* | *96VTN0401712A* | 17700 | 15.5 | 8.5 | 18700 | 19100 | 102.1% | 2.28 | 0 | 10.5 |  |  |  |  | R-410A | 1.475 | Residential & Commercial | USHP | Ducted CEE Tier 1
213072179 | Central HP <5.4 tons | ACIQ | HRCU-A-CB (Split System: Heat Pump with Remote Outdoor Unit-Air-Source) | DLCURAH18ABK |  |  | EA*4X24L17A* | *92ESN0601714A* | 17700 | 16.5 | 8.5 | 18500 | 19100 | 103.2% | 2.3 | 0 | 10.5 |  |  |  |  | R-410A | 1.475 | Residential & Commercial | USHP | Ducted CEE Tier 1
216782495 | Central HP <5.4 tons | COLEMAN | HRCU-A-CB (Split System: Heat Pump with Remote Outdoor Unit-Air-Source) | HH824E2S11 |  |  | CTM30B5ACS1 | Z8ES100B12LMPS1 | 23000 | 18 | 9.5 | 23000 | 19400 | 84.35% | 2 | 0 | 12 |  |  |  |  | R-454B | 1.9167 | Residential & Commercial | USHP | Ducted CEE Tier 1
213071820 | Central HP <5.4 tons | ACIQ | HRCU-A-CB (Split System: Heat Pump with Remote Outdoor Unit-Air-Source) | DLCURAH24ABK |  |  | EN(A,D)4X36L21** | *96VTN0801716A* | 24200 | 16.5 | 8.1 | 26200 | 23000 | 87.79% | 1.9 | 0 | 10.5 |  |  |  |  | R-410A | 2.0167 | Residential & Commercial | USHP | Ducted CEE Tier 1
213071963 | Central HP <5.4 tons | ACIQ | HRCU-A-CB (Split System: Heat Pump with Remote Outdoor Unit-Air-Source) | DLCURAH24ABK |  |  | EN(A,D)4X36L21** | OLV112A16A | 24400 | 16 | 8.1 | 26600 | 22600 | 84.96% | 1.86 | 0 | 10 |  |  |  |  | R-410A | 2.0333 | Residential & Commercial | USHP | Ducted CEE Tier 1
213072249 | Central HP <5.4 tons | ACIQ | HRCU-A-CB (Split System: Heat Pump with Remote Outdoor Unit-Air-Source) | DLCURAH18ABK |  |  | EA*4X30L17A* | *95ESN0601412A* | 18000 | 16 | 8.5 | 18500 | 18500 | 100% | 2.22 | 0 | 10.5 |  |  |  |  | R-410A | 1.5 | Residential & Commercial | USHP | Ducted CEE Tier 1
213072281 | Central HP <5.4 tons | ACIQ | HRCU-A-CB (Split System: Heat Pump with Remote Outdoor Unit-Air-Source) | DLCURAH18ABK |  |  | EN(A,D)4X24L14** | *80VTL0451412A* | 17600 | 16 | 8.5 | 18500 | 18800 | 101.6% | 2.26 | 0 | 11 |  |  |  |  | R-410A | 1.4667 | Residential & Commercial | USHP | Ducted CEE Tier 1
213072283 | Central HP <5.4 tons | ACIQ | HRCU-A-CB (Split System: Heat Pump with Remote Outdoor Unit-Air-Source) | DLCURAH18ABK |  |  | EN(A,D)4X24L14** | *95ESN0601412A* | 17800 | 16 | 8.5 | 18700 | 18800 | 100.5% | 2.26 | 0 | 11 |  |  |  |  | R-410A | 1.4833 | Residential & Commercial | USHP | Ducted CEE Tier 1
213072363 | Central HP <5.4 tons | ACIQ | HRCU-A-CB (Split System: Heat Pump with Remote Outdoor Unit-Air-Source) | DLCURAH18ABK |  |  | EN(A,D)4X30L17** | *92ESN0601412A* | 18300 | 16 | 8.5 | 18800 | 18300 | 97.34% | 2.22 | 0 | 11 |  |  |  |  | R-410A | 1.525 | Residential & Commercial | USHP | Ducted CEE Tier 1
211398713 | Central HP <5.4 tons | LUXAIRE | HRCU-A-CB (Split System: Heat Pump with Remote Outdoor Unit-Air-Source) | HMH72B341 |  |  | XAFC48FBCN1 | TMLE100B12MP11 | 33400 | 17 | 8.5 | 32400 | 23800 | 73.46% | 2.06 | 0 | 9.5 |  |  |  |  | R-410A | 2.7833 | Residential & Commercial | USHP
211394994 | Central HP <5.4 tons | LUXAIRE | HRCU-A-CB (Split System: Heat Pump with Remote Outdoor Unit-Air-Source) | HMH72B341 |  |  | XAUC48FXXN1+TXV | LP9C100C16MP13 | 33800 | 16.5 | 8.5 | 32400 | 23800 | 73.46% | 2.08 | 0 | 9.5 |  |  |  |  | R-410A | 2.8167 | Residential & Commercial | USHP
211396580 | Central HP <5.4 tons | LUXAIRE | HRCU-A-CB (Split System: Heat Pump with Remote Outdoor Unit-Air-Source) | HMH72B341 |  |  | XAFD48FXXN1+TXV | TM8Y120C20MP11 | 34000 | 16.5 | 8.5 | 34000 | 24200 | 71.18% | 2.1 | 0 | 9.5 |  |  |  |  | R-410A | 2.8333 | Residential & Commercial | USHP
213081032 | Central HP <5.4 tons | ACIQ | HRCU-A-CB (Split System: Heat Pump with Remote Outdoor Unit-Air-Source) | HVH837GKA** |  |  | EN(A,D,W)4X60L24**+WALLCON | *80CTL0902120A* | 32800 | 18 | 8.1 | 32200 | 24800 | 77.02% | 1.98 | 0 | 12 |  |  |  |  | R-410A | 2.7333 | Residential & Commercial | USHP | Ducted CEE Tier 1
211245711 | Central HP <5.4 tons | BRYANT HEATING AND COOLING SYSTEMS | HRCU-A-CB (Split System: Heat Pump with Remote Outdoor Unit-Air-Source) | 38MURAQ24AB3* |  |  | CNPV*3621AL* | 915SB48080E17*** | 24600 | 15.5 | 8.1 | 26800 | 22200 | 82.84% | 1.82 | 0 | 10 |  |  |  |  | R-410A | 2.05 | Residential & Commercial | USHP | Ducted CEE Tier 1
213080928 | Central HP <5.4 tons | ACIQ | HRCU-A-CB (Split System: Heat Pump with Remote Outdoor Unit-Air-Source) | HVH837GKA2* |  |  | EA*4X37L21A*+WALLCON | *80CTL0901716A* | 33000 | 18 | 8.5 | 32800 | 25000 | 76.22% | 2 | 12 | 11.7 |  |  |  |  | R-410A | 2.75 | Residential & Commercial | USHP | Ducted CEE Tier 1
212971497 | Central HP <5.4 tons | KEEPRITE | HRCU-A-CB (Split System: Heat Pump with Remote Outdoor Unit-Air-Source) | DLCURAH18ABK |  |  | EN(A,D)4X30L17** | *80VTL0701716B* | 17700 | 16 | 8.1 | 18200 | 18600 | 102.2% | 2.24 | 0 | 11 |  |  |  |  | R-410A | 1.475 | Residential & Commercial | USHP | Ducted CEE Tier 1
212975493 | Central HP <5.4 tons | KEEPRITE | HRCU-A-CB (Split System: Heat Pump with Remote Outdoor Unit-Air-Source) | DLCURAH18ABK |  |  | EN(A,D)4X30L17** | *96VTN0601412B* | 17500 | 16.5 | 8.1 | 18000 | 18700 | 103.9% | 2.24 | 0 | 11 |  |  |  |  | R-410A | 1.4583 | Residential & Commercial | USHP | Ducted CEE Tier 1
212975075 | Central HP <5.4 tons | KEEPRITE | HRCU-A-CB (Split System: Heat Pump with Remote Outdoor Unit-Air-Source) | DLCURAH18ABK |  |  | EA*4X19L17A* | *96VTN0401712B* | 17700 | 16 | 8.1 | 17800 | 17900 | 100.6% | 2.16 | 0 | 10.5 |  |  |  |  | R-410A | 1.475 | Residential & Commercial | USHP | Ducted CEE Tier 1
212975130 | Central HP <5.4 tons | KEEPRITE | HRCU-A-CB (Split System: Heat Pump with Remote Outdoor Unit-Air-Source) | DLCURAH18ABK |  |  | EN(A,D)4X30L17** | *96VTN0401712B* | 17300 | 16 | 8.1 | 17900 | 18600 | 103.9% | 2.22 | 0 | 10.5 |  |  |  |  | R-410A | 1.4417 | Residential & Commercial | USHP | Ducted CEE Tier 1
215936360 | Central HP <5.4 tons | DAY & NIGHT | HRCU-A-CB (Split System: Heat Pump with Remote Outdoor Unit-Air-Source) | C5H3V36*K*AAA* |  |  | EVD5X48M24A*+WALLCON | *95CSU1002122B* | 35200 | 21.5 | 8.5 | 38000 | 28200 | 74.21% | 2.04 | 0 | 12 |  |  |  |  | R-454B | 2.9333 | Residential & Commercial | USHP | Ducted CEE Tier 1
215676562 | Central HP <5.4 tons | TEMPSTAR | HRCU-A-CB (Split System: Heat Pump with Remote Outdoor Unit-Air-Source) | T5H0V48*K*AAA* |  |  | EVD5X60M21A*+WALLCON | *97CMN1002122B* | 48000 | 19 | 9 | 50000 | 36600 | 73.2% | 2 | 0 | 10 |  |  |  |  | R-454B | 4 | Residential & Commercial | USHP | Ducted CEE Tier 1
215935502 | Central HP <5.4 tons | KENMORE | HRCU-A-CB (Split System: Heat Pump with Remote Outdoor Unit-Air-Source) | (C,H,T)5H3V36*K*AAA* |  |  | EVM5X61M24A*+WALLCON | *97CMN0602120B* | 35800 | 21.5 | 8.5 | 38000 | 28600 | 75.26% | 2.06 | 0 | 12 |  |  |  |  | R-454B | 2.9833 | Residential & Commercial | USHP | Ducted CEE Tier 1
213067492 | Central HP <5.4 tons | ACIQ | HRCU-A-CB (Split System: Heat Pump with Remote Outdoor Unit-Air-Source) | HVH825GKA2* |  |  | EA*4X42L21A*+WALLCON | *80CSU0601716A* | 23800 | 16.5 | 8.1 | 21400 | 16600 | 77.57% | 1.96 | 0 | 10.5 |  |  |  |  | R-410A | 1.9833 | Residential & Commercial | USHP | Ducted CEE Tier 1
213067170 | Central HP <5.4 tons | ACIQ | HRCU-A-CB (Split System: Heat Pump with Remote Outdoor Unit-Air-Source) | HVH837GKA2* |  |  | EA*4X61L24A*+WALLCON | *80CSU1002120A* | 33200 | 17.5 | 8.1 | 32000 | 24800 | 77.5% | 1.98 | 0 | 11.5 |  |  |  |  | R-410A | 2.7667 | Residential & Commercial | USHP | Ducted CEE Tier 1
213067188 | Central HP <5.4 tons | ACIQ | HRCU-A-CB (Split System: Heat Pump with Remote Outdoor Unit-Air-Source) | HVH837GKA2* |  |  | EHD4X60AAL+WALLCON | *80CSU0601716A* | 33000 | 16.5 | 8.1 | 32400 | 24800 | 76.54% | 1.98 | 0 | 11 |  |  |  |  | R-410A | 2.75 | Residential & Commercial | USHP | Ducted CEE Tier 1
215938122 | Central HP <5.4 tons | KENMORE | HRCU-A-CB (Split System: Heat Pump with Remote Outdoor Unit-Air-Source) | (C,H,T)5H3V48*K*AAA* |  |  | EVD5X49M24A*+WALLCON | *96CTN1202422B* | 45500 | 20.5 | 8.1 | 52500 | 38000 | 72.38% | 1.95 | 0 | 11.5 |  |  |  |  | R-454B | 3.7917 | Residential & Commercial | USHP | Ducted CEE Tier 1
214238881 | Central HP <5.4 tons | KENMORE | HRCU-A-CB (Split System: Heat Pump with Remote Outdoor Unit-Air-Source) | (C,H,T)VH837GKA2* |  |  | EN(A,D)4X36L21**+WALLCON | *80CTL1102120B* | 31400 | 16.5 | 8.1 | 33000 | 24000 | 72.73% | 1.82 | 0 | 11 |  |  |  |  | R-410A | 2.6167 | Residential & Commercial | USHP | Ducted CEE Tier 1
214240071 | Central HP <5.4 tons | KENMORE | HRCU-A-CB (Split System: Heat Pump with Remote Outdoor Unit-Air-Source) | (C,H,T)VH837GKA** |  |  | EN(A,D,W)4X60L24**+WALLCON | *97CMN1002122B* | 32800 | 17.5 | 8.1 | 32200 | 24600 | 76.4% | 1.96 | 0 | 12 |  |  |  |  | R-410A | 2.7333 | Residential & Commercial | USHP | Ducted CEE Tier 1
207252605 | Central HP <5.4 tons | TCL | HRCU-A-CB (Split System: Heat Pump with Remote Outdoor Unit-Air-Source) | TCE-36HA/DV2O |  |  | TCE-2430D6HWA/DVOE(02) | MGH96M060B3A | 22800 | 16 | 8.5 | 23200 | 16400 | 70.69% | 1.95 | 12.5 | 11.7 |  |  |  |  | R-410A | 1.9 | Residential & Commercial | USHP | Ducted CEE Tier 1
208141131 | Central HP <5.4 tons | TCL | HRCU-A-CB (Split System: Heat Pump with Remote Outdoor Unit-Air-Source) | TCU-36D7HEWA/DV2O |  |  | TCE-2430D6HWA/DVOE(01) | MGH96M060B3A | 22800 | 18 | 8.8 | 24000 | 19200 | 80% | 2 | 13 | 12.5 |  |  |  |  | R-410A | 1.9 | Residential & Commercial | USHP | Ducted CEE Tier 1
211719789 | Central HP <5.4 tons | LUXAIRE | HRCU-A-CB (Split System: Heat Pump with Remote Outdoor Unit-Air-Source) | HMH72B341 |  |  | XAFB36DXXN1+TXV | LPLC060A12MP13 | 34000 | 17.5 | 8.1 | 34000 | 24200 | 71.18% | 2.06 | 0 | 9.5 |  |  |  |  | R-410A | 2.8333 | Residential & Commercial | USHP
216783381 | Central HP <5.4 tons | COLEMAN | HRCU-A-CB (Split System: Heat Pump with Remote Outdoor Unit-Air-Source) | HH836E2S11 |  |  | CTM36C5CDS1 | Z8ES080C16LMPS1 | 34000 | 18 | 8.5 | 31200 | 25400 | 81.41% | 2 | 0 | 11.7 |  |  |  |  | R-454B | 2.8333 | Residential & Commercial | USHP | Ducted CEE Tier 1
211260731 | Central HP <5.4 tons | KEEPRITE | HRCU-A-CB (Split System: Heat Pump with Remote Outdoor Unit-Air-Source) | DLCURAH18ABK |  |  | EA*4X25L17A* | *96VSN0401712A* | 18200 | 15.5 | 8.5 | 18200 | 17500 | 96.15% | 2.12 | 0 | 10.5 |  |  |  |  | R-410A | 1.5167 | Residential & Commercial | USHP | Ducted CEE Tier 1
211260513 | Central HP <5.4 tons | KEEPRITE | HRCU-A-CB (Split System: Heat Pump with Remote Outdoor Unit-Air-Source) | DLCURAH18ABK |  |  | EA*4X24L17A* | *95ESN0261410A* | 18000 | 15.5 | 8.5 | 19000 | 18900 | 99.47% | 2.26 | 0 | 10.5 |  |  |  |  | R-410A | 1.5 | Residential & Commercial | USHP | Ducted CEE Tier 1
216739077 | Central HP <5.4 tons | KEEPRITE | HRCU-A-CB (Split System: Heat Pump with Remote Outdoor Unit-Air-Source) | D5CUHAH24AAK |  |  | FHMA5*36L*B* | 0 | 24000 | 15.2 | 8.5 | 21800 | 19200 | 88.07% | 1.98 | 0 | 11 |  |  |  |  | R-454B | 2 | Residential & Commercial | USHP | Ducted CEE Tier 1
211227552 | Central HP <5.4 tons | BRYANT HEATING AND COOLING SYSTEMS | HRCU-A-CB (Split System: Heat Pump with Remote Outdoor Unit-Air-Source) | 38MURAQ36AB3* |  |  | CAP**4221AL* | 912SD66100E21*** | 36600 | 15.2 | 8.5 | 40000 | 35200 | 88% | 1.94 | 0 | 10 |  |  |  |  | R-410A | 3.05 | Residential & Commercial | USHP | Ducted CEE Tier 1
215540552 | Central HP <5.4 tons | TCL | HRCU-A-CB (Split System: Heat Pump with Remote Outdoor Unit-Air-Source) | TCU-60D7HEWA/DV2O |  |  | TCE-4860D6HWA/DVOE(04) | FG7TC-120D-E45D* | 52000 | 16.5 | 8.5 | 54000 | 37800 | 70% | 1.9 | 0 | 10 |  |  |  |  | R-410A | 4.3333 | Residential & Commercial | USHP | Ducted CEE Tier 1
213077782 | Central HP <5.4 tons | BRYANT HEATING AND COOLING SYSTEMS | HRCU-A-CB (Split System: Heat Pump with Remote Outdoor Unit-Air-Source) | 38MURAQ36AB3* |  |  | CNPV*4824AL* | 926TC66100V21*** | 36000 | 17 | 8.1 | 38500 | 34800 | 90.39% | 2 | 0 | 10.5 |  |  |  |  | R-410A | 3 | Residential & Commercial | USHP | Ducted CEE Tier 1
208141139 | Central HP <5.4 tons | TCL | HRCU-A-CB (Split System: Heat Pump with Remote Outdoor Unit-Air-Source) | TCU-60D7HEWA/DV2O |  |  | TCE-4248D6HWA/DVOE(03) | MGH96M100C5A | 45000 | 17.5 | 8.5 | 46000 | 32400 | 70.43% | 1.95 | 11 | 11 |  |  |  |  | R-410A | 3.75 | Residential & Commercial | USHP | Ducted CEE Tier 1
215935532 | Central HP <5.4 tons | KENMORE | HRCU-A-CB (Split System: Heat Pump with Remote Outdoor Unit-Air-Source) | (C,H,T)5H3V36*K*AAA* |  |  | EVD5X30M17A*+WALLCON | *97CMN0601714B* | 34000 | 20 | 8.1 | 38000 | 27200 | 71.58% | 2 | 0 | 11 |  |  |  |  | R-454B | 2.8333 | Residential & Commercial | USHP | Ducted CEE Tier 1
215936602 | Central HP <5.4 tons | KENMORE | HRCU-A-CB (Split System: Heat Pump with Remote Outdoor Unit-Air-Source) | (C,H,T)5H3V36*K*AAA* |  |  | EVD5X60M21A*+WALLCON | *80CTL0701716B* | 35400 | 21.5 | 8.5 | 38000 | 28800 | 75.79% | 2.02 | 0 | 12 |  |  |  |  | R-454B | 2.95 | Residential & Commercial | USHP | Ducted CEE Tier 1
213067381 | Central HP <5.4 tons | ACIQ | HRCU-A-CB (Split System: Heat Pump with Remote Outdoor Unit-Air-Source) | HVH825GKA3* |  |  | EN(A,D,W)4X48L21**+WALLCON | *97CMN1002122A* | 24200 | 17 | 8.1 | 21400 | 16600 | 77.57% | 2.02 | 0 | 11.5 |  |  |  |  | R-410A | 2.0167 | Residential & Commercial | USHP | Ducted CEE Tier 1
213067432 | Central HP <5.4 tons | ACIQ | HRCU-A-CB (Split System: Heat Pump with Remote Outdoor Unit-Air-Source) | HVH825GKA3* |  |  | EHD4X48AAL+WALLCON | *97CMN0602120A* | 24200 | 16 | 8.1 | 21400 | 16700 | 78.04% | 2 | 0 | 10.5 |  |  |  |  | R-410A | 2.0167 | Residential & Commercial | USHP | Ducted CEE Tier 1
213067499 | Central HP <5.4 tons | ACIQ | HRCU-A-CB (Split System: Heat Pump with Remote Outdoor Unit-Air-Source) | HVH825GKA2* |  |  | EA*4X42L21A*+WALLCON | *95CSU1002122A* | 23800 | 16.5 | 8.1 | 21400 | 16600 | 77.57% | 1.96 | 0 | 11 |  |  |  |  | R-410A | 1.9833 | Residential & Commercial | USHP | Ducted CEE Tier 1
213067563 | Central HP <5.4 tons | ACIQ | HRCU-A-CB (Split System: Heat Pump with Remote Outdoor Unit-Air-Source) | HVH825GKA2* |  |  | EHD4X42AAL+WALLCON | *80CTL1352422A* | 24200 | 16 | 8.1 | 21400 | 16600 | 77.57% | 2 | 0 | 10.5 |  |  |  |  | R-410A | 2.0167 | Residential & Commercial | USHP | Ducted CEE Tier 1
213067580 | Central HP <5.4 tons | ACIQ | HRCU-A-CB (Split System: Heat Pump with Remote Outdoor Unit-Air-Source) | HVH825GKA2* |  |  | EHD4X48AAL+WALLCON | *80CTL0701412A* | 24400 | 17 | 8.1 | 21200 | 16500 | 77.83% | 2.02 | 0 | 11 |  |  |  |  | R-410A | 2.0333 | Residential & Commercial | USHP | Ducted CEE Tier 1
213067598 | Central HP <5.4 tons | ACIQ | HRCU-A-CB (Split System: Heat Pump with Remote Outdoor Unit-Air-Source) | HVH825GKA2* |  |  | EN(A,D)4X48L24**+WALLCON | *95CSU0802120A* | 24200 | 17 | 8.1 | 21200 | 16600 | 78.3% | 2.02 | 0 | 11.5 |  |  |  |  | R-410A | 2.0167 | Residential & Commercial | USHP | Ducted CEE Tier 1
211245487 | Central HP <5.4 tons | DAY & NIGHT | HRCU-A-CB (Split System: Heat Pump with Remote Outdoor Unit-Air-Source) | DLCURAH24ABK |  |  | EN(A,D)4X36L21** | *80VTL0902120A* | 23800 | 16.5 | 8.1 | 26000 | 23200 | 89.23% | 1.92 | 0 | 10.5 |  |  |  |  | R-410A | 1.9833 | Residential & Commercial | USHP | Ducted CEE Tier 1
211397325 | Central HP <5.4 tons | LUXAIRE | HRCU-A-CB (Split System: Heat Pump with Remote Outdoor Unit-Air-Source) | HMH72B341 |  |  | XAHD48FBCN1 | TPLC080C16MP13 | 33600 | 16 | 8.5 | 32400 | 23800 | 73.46% | 2.06 | 0 | 9 |  |  |  |  | R-410A | 2.8 | Residential & Commercial | USHP
211397368 | Central HP <5.4 tons | LUXAIRE | HRCU-A-CB (Split System: Heat Pump with Remote Outdoor Unit-Air-Source) | HMH72B341 |  |  | XAHC48FXXN1+TXV | TM8V100C16MP12 | 33600 | 16.5 | 8.5 | 32400 | 23800 | 73.46% | 2.06 | 0 | 9 |  |  |  |  | R-410A | 2.8 | Residential & Commercial | USHP
211397691 | Central HP <5.4 tons | LUXAIRE | HRCU-A-CB (Split System: Heat Pump with Remote Outdoor Unit-Air-Source) | HMH72B341 |  |  | XAFD48FBCN1 | LPLC100C16MP13 | 34000 | 16.5 | 8.5 | 33000 | 24400 | 73.94% | 2.1 | 0 | 9 |  |  |  |  | R-410A | 2.8333 | Residential & Commercial | USHP
213352681 | Central HP <5.4 tons | TCL | HRCU-A-CB (Split System: Heat Pump with Remote Outdoor Unit-Air-Source) | TCU-60D7HEWA/DV2O |  |  | TCE-36D7HWA/DV2I | 0 | 35200 | 18 | 8.8 | 36000 | 29200 | 81.11% | 2 | 0 | 12 |  |  |  |  | R-410A | 2.9333 | Residential & Commercial | USHP | Ducted CEE Tier 1
213352683 | Central HP <5.4 tons | TCL | HRCU-A-CB (Split System: Heat Pump with Remote Outdoor Unit-Air-Source) | TCU-60D7HEWA/DV2O |  |  | TCE-60D7HWA/DV2I | 0 | 54000 | 16 | 8.8 | 55000 | 38500 | 70% | 1.9 | 0 | 10 |  |  |  |  | R-410A | 4.5 | Residential & Commercial | USHP | Ducted CEE Tier 1
211397966 | Central HP <5.4 tons | LUXAIRE | HRCU-A-CB (Split System: Heat Pump with Remote Outdoor Unit-Air-Source) | HMH72B341 |  |  | XAHC48FXXN1+TXV | LPLC080B12MP13 | 32400 | 16 | 8.1 | 32000 | 23600 | 73.75% | 1.98 | 0 | 8.5 |  |  |  |  | R-410A | 2.7 | Residential & Commercial | USHP
211398359 | Central HP <5.4 tons | LUXAIRE | HRCU-A-CB (Split System: Heat Pump with Remote Outdoor Unit-Air-Source) | HMH72B341 |  |  | XAHD48FXXN1+TXV | TMLE100C16MP11 | 32800 | 16.5 | 8.5 | 31600 | 23200 | 73.42% | 2.02 | 0 | 9.5 |  |  |  |  | R-410A | 2.7333 | Residential & Commercial | USHP
211261398 | Central HP <5.4 tons | KEEPRITE | HRCU-A-CB (Split System: Heat Pump with Remote Outdoor Unit-Air-Source) | DLCURAH18ABK |  |  | EA*4X30L14A* | *96VTN0601412A* | 18000 | 16 | 8.5 | 18500 | 18500 | 100% | 2.22 | 0 | 10.5 |  |  |  |  | R-410A | 1.5 | Residential & Commercial | USHP | Ducted CEE Tier 1
211261564 | Central HP <5.4 tons | KEEPRITE | HRCU-A-CB (Split System: Heat Pump with Remote Outdoor Unit-Air-Source) | DLCURAH18ABK |  |  | EA*4X30L17A* | *96VSN0601714A* | 17800 | 16 | 8.5 | 18400 | 18500 | 100.5% | 2.22 | 0 | 10.5 |  |  |  |  | R-410A | 1.4833 | Residential & Commercial | USHP | Ducted CEE Tier 1
211603987 | Central HP <5.4 tons | TCL | HRCU-A-CB (Split System: Heat Pump with Remote Outdoor Unit-Air-Source) | THH60HAI2NAF2U23 |  |  | THH60IAI2NAF2H23 | 0 | 54000 | 15.2 | 8.1 | 54000 | 38000 | 70.37% | 1.84 | 0 | 8.2 |  |  |  |  | R-410A | 4.5 | Residential & Commercial | USHP
213067553 | Central HP <5.4 tons | ACIQ | HRCU-A-CB (Split System: Heat Pump with Remote Outdoor Unit-Air-Source) | HVH825GKA2* |  |  | EA*4X48L24A*+WALLCON | *97CMN0602120A* | 24000 | 16.5 | 8.1 | 21000 | 16600 | 79.05% | 2 | 0 | 11 |  |  |  |  | R-410A | 2 | Residential & Commercial | USHP | Ducted CEE Tier 1
213067558 | Central HP <5.4 tons | ACIQ | HRCU-A-CB (Split System: Heat Pump with Remote Outdoor Unit-Air-Source) | HVH825GKA2* |  |  | EHD4X42AAL+WALLCON | *80CSU1002120A* | 24200 | 16 | 8.1 | 21400 | 16700 | 78.04% | 2 | 0 | 10.5 |  |  |  |  | R-410A | 2.0167 | Residential & Commercial | USHP | Ducted CEE Tier 1
211394724 | Central HP <5.4 tons | LUXAIRE | HRCU-A-CB (Split System: Heat Pump with Remote Outdoor Unit-Air-Source) | HMH72B341 |  |  | XAHD48FBCN1 | TM9V100C16MP12 | 33000 | 16 | 8.5 | 31800 | 23200 | 72.96% | 2.04 | 0 | 9 |  |  |  |  | R-410A | 2.75 | Residential & Commercial | USHP
211394794 | Central HP <5.4 tons | LUXAIRE | HRCU-A-CB (Split System: Heat Pump with Remote Outdoor Unit-Air-Source) | HMH72B341 |  |  | XAHC48FBCN1 | TM9V100C16MP12 | 33000 | 16.5 | 8.5 | 31800 | 23200 | 72.96% | 2.04 | 0 | 9 |  |  |  |  | R-410A | 2.75 | Residential & Commercial | USHP
211395060 | Central HP <5.4 tons | LUXAIRE | HRCU-A-CB (Split System: Heat Pump with Remote Outdoor Unit-Air-Source) | HMH72B341 |  |  | XAHD48FBCN1 | LP9C080C16MP13 | 32600 | 16 | 8.1 | 31800 | 23200 | 72.96% | 2.02 | 0 | 9 |  |  |  |  | R-410A | 2.7167 | Residential & Commercial | USHP
211395544 | Central HP <5.4 tons | LUXAIRE | HRCU-A-CB (Split System: Heat Pump with Remote Outdoor Unit-Air-Source) | HMH72B341 |  |  | XAHC48FBCN1 | LP9C080B12MP13 | 32800 | 16 | 8.1 | 32200 | 23600 | 73.29% | 2.02 | 0 | 9 |  |  |  |  | R-410A | 2.7333 | Residential & Commercial | USHP
214331614 | Central HP <5.4 tons | TCL | HRCU-A-C (Split System: Heat Pump with Remote Outdoor Unit with No Indoor Fan --Air Source) | TCU-60D7HEWA/DV2O |  |  | TCE-4860D6HWA/DVOE(03)+DK | 0 | 52000 | 15.2 | 8.5 | 53000 | 37200 | 70.19% | 1.9 | 0 | 10 |  |  |  |  | R-410A | 4.3333 | Residential & Commercial | USHP | Ducted CEE Tier 1
215400246 | Central HP <5.4 tons | TCL | HRCU-A-CB (Split System: Heat Pump with Remote Outdoor Unit-Air-Source) | THH24HAI2NAF2U23 |  |  | 4TXCB003DS3 | A952V060BU4SB | 24000 | 15.2 | 8.5 | 24000 | 21000 | 87.5% | 1.85 | 0 | 9 |  |  |  |  | R-410A | 2 | Residential & Commercial | USHP
212578837 | Central HP <5.4 tons | TCL | HRCU-A-CB (Split System: Heat Pump with Remote Outdoor Unit-Air-Source) | THH60HAI2NAF2U23 |  |  | 4TXCD010DS3 | A951X120DD5SAB | 48000 | 15.2 | 8.1 | 45000 | 33400 | 74.22% | 1.75 | 0 | 9.5 |  |  |  |  | R-410A | 4 | Residential & Commercial | USHP
213771051 | Central HP <5.4 tons | DAY & NIGHT | HRCU-A-CB (Split System: Heat Pump with Remote Outdoor Unit-Air-Source) | CVH825GKA2* |  |  | EA*4X37L17A*+WALLCON | *80CTL0701716B* | 24200 | 16.5 | 8.1 | 21400 | 16700 | 78.04% | 2 | 0 | 11 |  |  |  |  | R-410A | 2.0167 | Residential & Commercial | USHP | Ducted CEE Tier 1
211244494 | Central HP <5.4 tons | TEMPSTAR | HRCU-A-CB (Split System: Heat Pump with Remote Outdoor Unit-Air-Source) | DLCURAH24ABK |  |  | EN(A,D)4X30L17** | *80ES(N,L)0701716A* | 24800 | 16 | 8.1 | 26800 | 22200 | 82.84% | 1.82 | 0 | 10.5 |  |  |  |  | R-410A | 2.0667 | Residential & Commercial | USHP | Ducted CEE Tier 1
211603984 | Central HP <5.4 tons | TCL | HRCU-A-CB (Split System: Heat Pump with Remote Outdoor Unit-Air-Source) | THH24HAI2NAF2U23 |  |  | THH24IAI2NAF2H23 | 0 | 24000 | 15.2 | 8.1 | 24000 | 18000 | 75% | 1.94 | 0 | 9.2 |  |  |  |  | R-410A | 2 | Residential & Commercial | USHP
213774582 | Central HP <5.4 tons | KEEPRITE | HRCU-A-CB (Split System: Heat Pump with Remote Outdoor Unit-Air-Source) | CVH825GKA3* |  |  | EHD4X48AAL+WALLCON | *80CTL0701716B* | 24200 | 16 | 8.1 | 21200 | 16600 | 78.3% | 2 | 0 | 10.5 |  |  |  |  | R-410A | 2.0167 | Residential & Commercial | USHP | Ducted CEE Tier 1
213779662 | Central HP <5.4 tons | KEEPRITE | HRCU-A-CB (Split System: Heat Pump with Remote Outdoor Unit-Air-Source) | CVH837GKA** |  |  | EA*4X61L21A*+WALLCON | *80CTL0902120B* | 33200 | 17.5 | 8.5 | 32000 | 24800 | 77.5% | 1.98 | 0 | 11.7 |  |  |  |  | R-410A | 2.7667 | Residential & Commercial | USHP | Ducted CEE Tier 1
213778842 | Central HP <5.4 tons | KEEPRITE | HRCU-A-CB (Split System: Heat Pump with Remote Outdoor Unit-Air-Source) | CVH837GKA** |  |  | EA*4X36L21A*+WALLCON | *80CTL0901716B* | 31600 | 17 | 8.1 | 33000 | 24200 | 73.33% | 1.84 | 0 | 11 |  |  |  |  | R-410A | 2.6333 | Residential & Commercial | USHP | Ducted CEE Tier 1
213778992 | Central HP <5.4 tons | KEEPRITE | HRCU-A-CB (Split System: Heat Pump with Remote Outdoor Unit-Air-Source) | CVH837GKA** |  |  | EA*4X37L21A*+WALLCON | *95CSU0601716B* | 32800 | 17 | 8.5 | 33000 | 25200 | 76.36% | 1.96 | 0 | 11 |  |  |  |  | R-410A | 2.7333 | Residential & Commercial | USHP | Ducted CEE Tier 1
214241612 | Central HP <5.4 tons | KEEPRITE | HRCU-A-CB (Split System: Heat Pump with Remote Outdoor Unit-Air-Source) | CVH825GKA3* |  |  | EN(A,D)4X24L17**+WALLCON | *97CMN0801714B* | 23200 | 16 | 8.1 | 22000 | 16900 | 76.82% | 1.92 | 0 | 10.5 |  |  |  |  | R-410A | 1.9333 | Residential & Commercial | USHP | Ducted CEE Tier 1
213069634 | Central HP <5.4 tons | ACIQ | HRCU-A-CB (Split System: Heat Pump with Remote Outdoor Unit-Air-Source) | DLCURAH24ABK |  |  | EA*4X24L14A* | *95ESN0601412A* | 24000 | 15.5 | 8.5 | 27200 | 23600 | 86.76% | 1.92 | 0 | 10 |  |  |  |  | R-410A | 2 | Residential & Commercial | USHP | Ducted CEE Tier 1
213069664 | Central HP <5.4 tons | ACIQ | HRCU-A-CB (Split System: Heat Pump with Remote Outdoor Unit-Air-Source) | DLCURAH24ABK |  |  | EA*4X24L17A* | *96VTN0601714A* | 23600 | 16 | 8.5 | 26800 | 24400 | 91.04% | 2.02 | 0 | 10 |  |  |  |  | R-410A | 1.9667 | Residential & Commercial | USHP | Ducted CEE Tier 1
213069684 | Central HP <5.4 tons | ACIQ | HRCU-A-CB (Split System: Heat Pump with Remote Outdoor Unit-Air-Source) | DLCURAH24ABK |  |  | EA*4X25L17A* | *96VSN0401712A* | 23800 | 16 | 8.1 | 25200 | 21800 | 86.51% | 1.82 | 0 | 10 |  |  |  |  | R-410A | 1.9833 | Residential & Commercial | USHP | Ducted CEE Tier 1
213069707 | Central HP <5.4 tons | ACIQ | HRCU-A-CB (Split System: Heat Pump with Remote Outdoor Unit-Air-Source) | DLCURAH24ABK |  |  | EA*4X25L17A* | *80ES(N,L)0901714A* | 25200 | 17 | 8.5 | 25800 | 20800 | 80.62% | 1.76 | 0 | 10.5 |  |  |  |  | R-410A | 2.1 | Residential & Commercial | USHP | Ducted CEE Tier 1
213069709 | Central HP <5.4 tons | ACIQ | HRCU-A-CB (Split System: Heat Pump with Remote Outdoor Unit-Air-Source) | DLCURAH24ABK |  |  | EA*4X25L17A* | *92ESN0601714A* | 25000 | 17 | 8.5 | 25600 | 21000 | 82.03% | 1.78 | 0 | 10.5 |  |  |  |  | R-410A | 2.0833 | Residential & Commercial | USHP | Ducted CEE Tier 1
213069718 | Central HP <5.4 tons | ACIQ | HRCU-A-CB (Split System: Heat Pump with Remote Outdoor Unit-Air-Source) | DLCURAH24ABK |  |  | EA*4X25L17A* | OLV098A12* | 24000 | 16.5 | 8.1 | 25000 | 21800 | 87.2% | 1.82 | 0 | 10 |  |  |  |  | R-410A | 2 | Residential & Commercial | USHP | Ducted CEE Tier 1
215936902 | Central HP <5.4 tons | KENMORE | HRCU-A-CB (Split System: Heat Pump with Remote Outdoor Unit-Air-Source) | (C,H,T)5H3V36*K*AAA* |  |  | EVD5X61M21A*+WALLCON | *97CMN0602120B* | 35600 | 21.5 | 8.5 | 38000 | 28600 | 75.26% | 1.98 | 0 | 12 |  |  |  |  | R-454B | 2.9667 | Residential & Commercial | USHP | Ducted CEE Tier 1
215935732 | Central HP <5.4 tons | KENMORE | HRCU-A-CB (Split System: Heat Pump with Remote Outdoor Unit-Air-Source) | (C,H,T)5H3V36*K*AAA* |  |  | EVD5X36M21A*+WALLCON | *97CMN0801714B* | 34200 | 20.5 | 8.5 | 39000 | 28600 | 73.33% | 2.02 | 0 | 11.5 |  |  |  |  | R-454B | 2.85 | Residential & Commercial | USHP | Ducted CEE Tier 1
215935882 | Central HP <5.4 tons | KENMORE | HRCU-A-CB (Split System: Heat Pump with Remote Outdoor Unit-Air-Source) | (C,H,T)5H3V36*K*AAA* |  |  | EVD5X38M17A*+WALLCON | *97CMN0601714B* | 35200 | 21 | 8.5 | 38000 | 28000 | 73.68% | 2.06 | 0 | 11.5 |  |  |  |  | R-454B | 2.9333 | Residential & Commercial | USHP | Ducted CEE Tier 1
215936052 | Central HP <5.4 tons | KENMORE | HRCU-A-CB (Split System: Heat Pump with Remote Outdoor Unit-Air-Source) | (C,H,T)5H3V36*K*AAA* |  |  | EVD5X42M21A*+WALLCON | *95CSU0802120B* | 34400 | 20.5 | 8.5 | 38500 | 28200 | 73.25% | 2.04 | 0 | 11.7 |  |  |  |  | R-454B | 2.8667 | Residential & Commercial | USHP | Ducted CEE Tier 1
207827230 | Central HP <5.4 tons | TCL | HRCU-A-CB (Split System: Heat Pump with Remote Outdoor Unit-Air-Source) | TCU-36D7HEWA/DV2O |  |  | TCU-36D7HWA/DV2I | 0 | 34200 | 18 | 9 | 36000 | 25200 | 70% | 2 | 11.5 | 11.2 |  |  |  |  | R-410A | 2.85 | Residential & Commercial | USHP | Ducted CEE Tier 1
213062711 | Central HP <5.4 tons | ACIQ | HRCU-A-CB (Split System: Heat Pump with Remote Outdoor Unit-Air-Source) | HVH825GKA2* |  |  | EA*4X37L21A*+WALLCON | *97CMN0801714A* | 24400 | 16.5 | 8.1 | 21200 | 16700 | 78.77% | 2.02 | 11 | 11 |  |  |  |  | R-410A | 2.0333 | Residential & Commercial | USHP | Ducted CEE Tier 1
213069773 | Central HP <5.4 tons | ACIQ | HRCU-A-CB (Split System: Heat Pump with Remote Outdoor Unit-Air-Source) | DLCURAH24ABK |  |  | EA*4X30L17A* | *80VSL0701716A* | 23800 | 16.5 | 8.5 | 26200 | 23400 | 89.31% | 1.94 | 0 | 10 |  |  |  |  | R-410A | 1.9833 | Residential & Commercial | USHP | Ducted CEE Tier 1
213069916 | Central HP <5.4 tons | ACIQ | HRCU-A-CB (Split System: Heat Pump with Remote Outdoor Unit-Air-Source) | DLCURAH24ABK |  |  | EA*4X30L17A* | *80ESU0601716A | 24800 | 16.5 | 8.5 | 26800 | 22200 | 82.84% | 1.84 | 0 | 10 |  |  |  |  | R-410A | 2.0667 | Residential & Commercial | USHP | Ducted CEE Tier 1
213067310 | Central HP <5.4 tons | ACIQ | HRCU-A-CB (Split System: Heat Pump with Remote Outdoor Unit-Air-Source) | HVH825GKA3* |  |  | EA*4X43L21A*+WALLCON | *96CTN0601714A* | 24400 | 16.5 | 8.1 | 21200 | 16700 | 78.77% | 2.02 | 0 | 11 |  |  |  |  | R-410A | 2.0333 | Residential & Commercial | USHP | Ducted CEE Tier 1
213067324 | Central HP <5.4 tons | ACIQ | HRCU-A-CB (Split System: Heat Pump with Remote Outdoor Unit-Air-Source) | HVH825GKA3* |  |  | EA*4X48L21A*+WALLCON | *80CTL0701716A* | 24000 | 17 | 8.1 | 21000 | 16600 | 79.05% | 2.02 | 0 | 11 |  |  |  |  | R-410A | 2 | Residential & Commercial | USHP | Ducted CEE Tier 1
213069973 | Central HP <5.4 tons | ACIQ | HRCU-A-CB (Split System: Heat Pump with Remote Outdoor Unit-Air-Source) | DLCURAH24ABK |  |  | EA*4X36L17A* | *95ESU0401712A* | 23800 | 16.5 | 8.5 | 25800 | 23200 | 89.92% | 1.92 | 0 | 10 |  |  |  |  | R-410A | 1.9833 | Residential & Commercial | USHP | Ducted CEE Tier 1
213069984 | Central HP <5.4 tons | ACIQ | HRCU-A-CB (Split System: Heat Pump with Remote Outdoor Unit-Air-Source) | DLCURAH24ABK |  |  | EA*4X36L17A* | *80VSL0451716A* | 24200 | 16.5 | 8.5 | 26200 | 22600 | 86.26% | 1.86 | 0 | 10 |  |  |  |  | R-410A | 2.0167 | Residential & Commercial | USHP | Ducted CEE Tier 1
213067328 | Central HP <5.4 tons | ACIQ | HRCU-A-CB (Split System: Heat Pump with Remote Outdoor Unit-Air-Source) | HVH825GKA3* |  |  | EA*4X48L21A*+WALLCON | *97CMN0801714A* | 24000 | 16.5 | 8.1 | 21000 | 16600 | 79.05% | 2 | 0 | 11 |  |  |  |  | R-410A | 2 | Residential & Commercial | USHP | Ducted CEE Tier 1
213067392 | Central HP <5.4 tons | ACIQ | HRCU-A-CB (Split System: Heat Pump with Remote Outdoor Unit-Air-Source) | HVH825GKA3* |  |  | EN(A,D)4X48L24**+WALLCON | *97CMN0602120A* | 24000 | 16.5 | 8.1 | 21400 | 16700 | 78.04% | 2 | 0 | 11 |  |  |  |  | R-410A | 2 | Residential & Commercial | USHP | Ducted CEE Tier 1
213070077 | Central HP <5.4 tons | ACIQ | HRCU-A-CB (Split System: Heat Pump with Remote Outdoor Unit-Air-Source) | DLCURAH24ABK |  |  | EA*4X36L17A* | *80ES(N,L)0451712A* | 24200 | 16.5 | 8.5 | 26200 | 22600 | 86.26% | 1.88 | 0 | 10 |  |  |  |  | R-410A | 2.0167 | Residential & Commercial | USHP | Ducted CEE Tier 1
213070159 | Central HP <5.4 tons | ACIQ | HRCU-A-CB (Split System: Heat Pump with Remote Outdoor Unit-Air-Source) | DLCURAH24ABK |  |  | EA*4X36L17A* | OMV112K14A | 24200 | 16 | 8.5 | 26200 | 22600 | 86.26% | 1.86 | 0 | 10 |  |  |  |  | R-410A | 2.0167 | Residential & Commercial | USHP | Ducted CEE Tier 1
213067403 | Central HP <5.4 tons | ACIQ | HRCU-A-CB (Split System: Heat Pump with Remote Outdoor Unit-Air-Source) | HVH825GKA3* |  |  | EHD4X42AAL+WALLCON | *96CTN0801714A* | 24000 | 16 | 8.1 | 21400 | 16700 | 78.04% | 2 | 0 | 10.5 |  |  |  |  | R-410A | 2 | Residential & Commercial | USHP | Ducted CEE Tier 1
213067428 | Central HP <5.4 tons | ACIQ | HRCU-A-CB (Split System: Heat Pump with Remote Outdoor Unit-Air-Source) | HVH825GKA3* |  |  | EHD4X48AAL+WALLCON | *97CMN1202422A* | 24200 | 16 | 8.1 | 21200 | 16600 | 78.3% | 2.02 | 0 | 10.5 |  |  |  |  | R-410A | 2.0167 | Residential & Commercial | USHP | Ducted CEE Tier 1
213070266 | Central HP <5.4 tons | ACIQ | HRCU-A-CB (Split System: Heat Pump with Remote Outdoor Unit-Air-Source) | DLCURAH24ABK |  |  | EA*4X36L21A* | *80VTL0701716A* | 24400 | 17 | 8.5 | 26200 | 22400 | 85.5% | 1.88 | 0 | 10 |  |  |  |  | R-410A | 2.0333 | Residential & Commercial | USHP | Ducted CEE Tier 1
213070452 | Central HP <5.4 tons | ACIQ | HRCU-A-CB (Split System: Heat Pump with Remote Outdoor Unit-Air-Source) | DLCURAH24ABK |  |  | EA*4X37L17A* | *80VSL0451412A* | 24800 | 16.5 | 8.5 | 25800 | 21400 | 82.95% | 1.78 | 0 | 10 |  |  |  |  | R-410A | 2.0667 | Residential & Commercial | USHP | Ducted CEE Tier 1
213067710 | Central HP <5.4 tons | ACIQ | HRCU-A-CB (Split System: Heat Pump with Remote Outdoor Unit-Air-Source) | HVH837GKA** |  |  | EHD4X60AAL+WALLCON | *80CTL0901716A* | 33000 | 17.5 | 8.1 | 32200 | 24800 | 77.02% | 2.02 | 0 | 11.5 |  |  |  |  | R-410A | 2.75 | Residential & Commercial | USHP | Ducted CEE Tier 1
213062946 | Central HP <5.4 tons | ACIQ | HRCU-A-CB (Split System: Heat Pump with Remote Outdoor Unit-Air-Source) | HVH825GKA3* |  |  | EA*4X36L17A*+WALLCON | *97CMN0801714A* | 23400 | 16.5 | 8.1 | 21600 | 16700 | 77.31% | 1.92 | 11 | 10.5 |  |  |  |  | R-410A | 1.95 | Residential & Commercial | USHP | Ducted CEE Tier 1
213070527 | Central HP <5.4 tons | ACIQ | HRCU-A-CB (Split System: Heat Pump with Remote Outdoor Unit-Air-Source) | DLCURAH24ABK |  |  | EA*4X37L17A* | *96VTN0401712A* | 24600 | 15.5 | 8.5 | 25800 | 21600 | 83.72% | 1.78 | 0 | 10 |  |  |  |  | R-410A | 2.05 | Residential & Commercial | USHP | Ducted CEE Tier 1
213070745 | Central HP <5.4 tons | ACIQ | HRCU-A-CB (Split System: Heat Pump with Remote Outdoor Unit-Air-Source) | DLCURAH24ABK |  |  | EA*4X37L21A* | *80ESU0401712A* | 24600 | 17.5 | 8.5 | 25200 | 21000 | 83.33% | 1.78 | 0 | 10.5 |  |  |  |  | R-410A | 2.05 | Residential & Commercial | USHP | Ducted CEE Tier 1
213070784 | Central HP <5.4 tons | ACIQ | HRCU-A-CB (Split System: Heat Pump with Remote Outdoor Unit-Air-Source) | DLCURAH24ABK |  |  | EA*4X37L21A* | *96VTN0601714A* | 24600 | 16.5 | 8.5 | 25400 | 21000 | 82.68% | 1.78 | 0 | 10 |  |  |  |  | R-410A | 2.05 | Residential & Commercial | USHP | Ducted CEE Tier 1
213067165 | Central HP <5.4 tons | ACIQ | HRCU-A-CB (Split System: Heat Pump with Remote Outdoor Unit-Air-Source) | HVH837GKA2* |  |  | EA*4X61L21A*+WALLCON | *80CSU0401712A* | 33200 | 17.5 | 8.1 | 32000 | 24800 | 77.5% | 1.98 | 0 | 11.5 |  |  |  |  | R-410A | 2.7667 | Residential & Commercial | USHP | Ducted CEE Tier 1
213067713 | Central HP <5.4 tons | ACIQ | HRCU-A-CB (Split System: Heat Pump with Remote Outdoor Unit-Air-Source) | HVH837GKA** |  |  | EHD4X60AAL+WALLCON | *95CSU0802120A* | 33000 | 17 | 8.1 | 32200 | 24800 | 77.02% | 2.02 | 0 | 11.5 |  |  |  |  | R-410A | 2.75 | Residential & Commercial | USHP | Ducted CEE Tier 1
213067715 | Central HP <5.4 tons | ACIQ | HRCU-A-CB (Split System: Heat Pump with Remote Outdoor Unit-Air-Source) | HVH837GKA** |  |  | EHD4X60AAL+WALLCON | *96CTN0801714A* | 32800 | 16.5 | 8.1 | 32600 | 25200 | 77.3% | 1.98 | 0 | 11 |  |  |  |  | R-410A | 2.7333 | Residential & Commercial | USHP | Ducted CEE Tier 1
213067151 | Central HP <5.4 tons | ACIQ | HRCU-A-CB (Split System: Heat Pump with Remote Outdoor Unit-Air-Source) | HVH837GKA2* |  |  | EA*4X36L21A*+WALLCON | *95CSU0802120A* | 31600 | 17 | 8.1 | 33200 | 24200 | 72.89% | 1.86 | 0 | 11 |  |  |  |  | R-410A | 2.6333 | Residential & Commercial | USHP | Ducted CEE Tier 1
214240040 | Central HP <5.4 tons | KEEPRITE | HRCU-A-CB (Split System: Heat Pump with Remote Outdoor Unit-Air-Source) | CVH837GKA** |  |  | EN(A,D,W)4X60L24**+WALLCON | *80CTL0902120B* | 32800 | 17.5 | 8.1 | 32200 | 24600 | 76.4% | 1.96 | 0 | 12 |  |  |  |  | R-410A | 2.7333 | Residential & Commercial | USHP | Ducted CEE Tier 1
213067185 | Central HP <5.4 tons | ACIQ | HRCU-A-CB (Split System: Heat Pump with Remote Outdoor Unit-Air-Source) | HVH837GKA2* |  |  | EHD4X60AAL+WALLCON | *95CSU0802120A* | 33000 | 17 | 8.1 | 32200 | 24800 | 77.02% | 2.02 | 0 | 11.5 |  |  |  |  | R-410A | 2.75 | Residential & Commercial | USHP | Ducted CEE Tier 1
213063307 | Central HP <5.4 tons | ACIQ | HRCU-A-CB (Split System: Heat Pump with Remote Outdoor Unit-Air-Source) | HVH837GKA2* |  |  | EA*4X37L21A*+WALLCON | *80CTL0701716A* | 32800 | 17.5 | 8.5 | 33000 | 25200 | 76.36% | 1.98 | 11 | 11.5 |  |  |  |  | R-410A | 2.7333 | Residential & Commercial | USHP | Ducted CEE Tier 1
213063316 | Central HP <5.4 tons | ACIQ | HRCU-A-CB (Split System: Heat Pump with Remote Outdoor Unit-Air-Source) | HVH837GKA2* |  |  | EA*4X42L24A*+WALLCON | *80CTL1352422A* | 31800 | 17.5 | 8.1 | 33000 | 24400 | 73.94% | 1.9 | 12 | 11.5 |  |  |  |  | R-410A | 2.65 | Residential & Commercial | USHP | Ducted CEE Tier 1
213063357 | Central HP <5.4 tons | ACIQ | HRCU-A-CB (Split System: Heat Pump with Remote Outdoor Unit-Air-Source) | HVH837GKA2* |  |  | EHD4X42AAL+WALLCON | *80CTL0701412A* | 32400 | 17 | 8.1 | 33200 | 25000 | 75.3% | 1.94 | 11.5 | 11 |  |  |  |  | R-410A | 2.7 | Residential & Commercial | USHP | Ducted CEE Tier 1
213076289 | Central HP <5.4 tons | BRYANT HEATING AND COOLING SYSTEMS | HRCU-A-CB (Split System: Heat Pump with Remote Outdoor Unit-Air-Source) | 38MURAQ36AB3* |  |  | CAP**4821AL* | 935SB66100M21*** | 36000 | 16.5 | 8.5 | 38000 | 34800 | 91.58% | 2.04 | 0 | 10 |  |  |  |  | R-410A | 3 | Residential & Commercial | USHP | Ducted CEE Tier 1
213483771 | Central HP <5.4 tons | MITS AIR | HRCU-A-C (Split System: Heat Pump with Remote Outdoor Unit with No Indoor Fan --Air Source) | MOX630-36HFN1-M3X |  |  | MAC-36HWDN1-MN0 | 0 | 35000 | 15.2 | 8.5 | 36000 | 30000 | 83.33% | 1.8 | 0 | 10 |  |  |  |  | R-410A | 2.9167 | Residential & Commercial | USHP | Ducted CEE Tier 1
207698165 | Central HP <5.4 tons | TCL | HRCU-A-CB (Split System: Heat Pump with Remote Outdoor Unit-Air-Source) | TCE-60HA/DV2ON |  |  | TCE-60D7HWA/DV2I | 0 | 54000 | 15.2 | 8.5 | 54000 | 38000 | 70.37% | 1.9 | 10 | 10 |  |  |  |  | R-410A | 4.5 | Residential & Commercial | USHP | Ducted CEE Tier 1
216734546 | Central HP <5.4 tons | KEEPRITE | HRCU-A-CB (Split System: Heat Pump with Remote Outdoor Unit-Air-Source) | D5CUHAH24AAK |  |  | EA*5X36M17A* | *95CSU0601716B* | 22200 | 16 | 8.1 | 20800 | 18700 | 89.9% | 1.85 | 0 | 10.5 |  |  |  |  | R-454B | 1.85 | Residential & Commercial | USHP | Ducted CEE Tier 1
213062933 | Central HP <5.4 tons | ACIQ | HRCU-A-CB (Split System: Heat Pump with Remote Outdoor Unit-Air-Source) | HVH825GKA3* |  |  | EA*4X30L17A*+WALLCON | *80CTL0451712A* | 23400 | 16 | 8.1 | 21600 | 16800 | 77.78% | 1.9 | 11 | 10.5 |  |  |  |  | R-410A | 1.95 | Residential & Commercial | USHP | Ducted CEE Tier 1
213062936 | Central HP <5.4 tons | ACIQ | HRCU-A-CB (Split System: Heat Pump with Remote Outdoor Unit-Air-Source) | HVH825GKA3* |  |  | EA*4X30L17A*+WALLCON | *96CTN0801714A* | 23400 | 16.5 | 8.1 | 21600 | 16800 | 77.78% | 1.9 | 11 | 10.5 |  |  |  |  | R-410A | 1.95 | Residential & Commercial | USHP | Ducted CEE Tier 1
213062758 | Central HP <5.4 tons | ACIQ | HRCU-A-CB (Split System: Heat Pump with Remote Outdoor Unit-Air-Source) | HVH825GKA2* |  |  | EA*4X37L21A*+WALLCON | *95CSU0601716A* | 24400 | 16.5 | 8.1 | 21400 | 16700 | 78.04% | 2.02 | 11.5 | 10.5 |  |  |  |  | R-410A | 2.0333 | Residential & Commercial | USHP | Ducted CEE Tier 1
213067422 | Central HP <5.4 tons | ACIQ | HRCU-A-CB (Split System: Heat Pump with Remote Outdoor Unit-Air-Source) | HVH825GKA3* |  |  | EHD4X48AAL+WALLCON | *96CTN0601714A* | 24200 | 16 | 8.1 | 21400 | 16700 | 78.04% | 2 | 0 | 10.5 |  |  |  |  | R-410A | 2.0167 | Residential & Commercial | USHP | Ducted CEE Tier 1
213062459 | Central HP <5.4 tons | ACIQ | HRCU-A-CB (Split System: Heat Pump with Remote Outdoor Unit-Air-Source) | HVH837GKA** |  |  | EA*4X36L21A*+WALLCON | *97CMN1002122A* | 31600 | 17 | 8.1 | 33200 | 24200 | 72.89% | 1.86 | 11.5 | 11 |  |  |  |  | R-410A | 2.6333 | Residential & Commercial | USHP | Ducted CEE Tier 1
213062460 | Central HP <5.4 tons | ACIQ | HRCU-A-CB (Split System: Heat Pump with Remote Outdoor Unit-Air-Source) | HVH837GKA** |  |  | EA*4X36L21A*+WALLCON | *96CTN1002122A* | 31600 | 17 | 8.1 | 33200 | 24200 | 72.89% | 1.86 | 11 | 11 |  |  |  |  | R-410A | 2.6333 | Residential & Commercial | USHP | Ducted CEE Tier 1
213076640 | Central HP <5.4 tons | BRYANT HEATING AND COOLING SYSTEMS | HRCU-A-CB (Split System: Heat Pump with Remote Outdoor Unit-Air-Source) | 38MURAQ36AB3* |  |  | CAP**3721AL* | 82*TB60090V21*** | 36600 | 16 | 8.5 | 38500 | 35000 | 90.91% | 2.08 | 0 | 10 |  |  |  |  | R-410A | 3.05 | Residential & Commercial | USHP | Ducted CEE Tier 1
213076706 | Central HP <5.4 tons | BRYANT HEATING AND COOLING SYSTEMS | HRCU-A-CB (Split System: Heat Pump with Remote Outdoor Unit-Air-Source) | 38MURAQ36AB3* |  |  | CNPV*4821AL* | 82*TB60090V21*** | 36000 | 16.5 | 8.1 | 38500 | 35000 | 90.91% | 2 | 0 | 10 |  |  |  |  | R-410A | 3 | Residential & Commercial | USHP | Ducted CEE Tier 1
213062951 | Central HP <5.4 tons | ACIQ | HRCU-A-CB (Split System: Heat Pump with Remote Outdoor Unit-Air-Source) | HVH825GKA3* |  |  | EA*4X36L21A*+WALLCON | *96CTN0601714A* | 23400 | 16.5 | 8.1 | 21600 | 16700 | 77.31% | 1.92 | 11 | 10.5 |  |  |  |  | R-410A | 1.95 | Residential & Commercial | USHP | Ducted CEE Tier 1
213062968 | Central HP <5.4 tons | ACIQ | HRCU-A-CB (Split System: Heat Pump with Remote Outdoor Unit-Air-Source) | HVH825GKA3* |  |  | EA*4X37L21A*+WALLCON | *80CTL0701716A* | 24400 | 17 | 8.5 | 21200 | 16600 | 78.3% | 2.02 | 11 | 11 |  |  |  |  | R-410A | 2.0333 | Residential & Commercial | USHP | Ducted CEE Tier 1
213063051 | Central HP <5.4 tons | ACIQ | HRCU-A-CB (Split System: Heat Pump with Remote Outdoor Unit-Air-Source) | HVH825GKA3* |  |  | EHD4X36AAL+WALLCON | *80CTL0701412A* | 24000 | 16.5 | 8.1 | 21400 | 16600 | 77.57% | 2 | 11.5 | 11 |  |  |  |  | R-410A | 2 | Residential & Commercial | USHP | Ducted CEE Tier 1
211245463 | Central HP <5.4 tons | DAY & NIGHT | HRCU-A-CB (Split System: Heat Pump with Remote Outdoor Unit-Air-Source) | DLCURAH24ABK |  |  | EN(A,D)4X36L21** | *95ESU0601716A* | 24200 | 16.5 | 8.1 | 26200 | 22800 | 87.02% | 1.9 | 0 | 10.5 |  |  |  |  | R-410A | 2.0167 | Residential & Commercial | USHP | Ducted CEE Tier 1
211245832 | Central HP <5.4 tons | DAY & NIGHT | HRCU-A-CB (Split System: Heat Pump with Remote Outdoor Unit-Air-Source) | DLCURAH24ABK |  |  | FXM4X24**AL | 0 | 24000 | 17 | 8.5 | 26200 | 23400 | 89.31% | 1.94 | 0 | 10 |  |  |  |  | R-410A | 2 | Residential & Commercial | USHP | Ducted CEE Tier 1
213062475 | Central HP <5.4 tons | ACIQ | HRCU-A-CB (Split System: Heat Pump with Remote Outdoor Unit-Air-Source) | HVH837GKA** |  |  | EA*4X42L24A*+WALLCON | *97CMN0602120A* | 31600 | 17 | 8.1 | 33400 | 24600 | 73.65% | 1.88 | 11.5 | 11 |  |  |  |  | R-410A | 2.6333 | Residential & Commercial | USHP | Ducted CEE Tier 1
213062476 | Central HP <5.4 tons | ACIQ | HRCU-A-CB (Split System: Heat Pump with Remote Outdoor Unit-Air-Source) | HVH837GKA** |  |  | EA*4X48L21A*+WALLCON | *80CTL0701716A* | 32200 | 17.5 | 8.1 | 32600 | 25000 | 76.69% | 1.96 | 11 | 11.5 |  |  |  |  | R-410A | 2.6833 | Residential & Commercial | USHP | Ducted CEE Tier 1
213063311 | Central HP <5.4 tons | ACIQ | HRCU-A-CB (Split System: Heat Pump with Remote Outdoor Unit-Air-Source) | HVH837GKA2* |  |  | EA*4X42L21A*+WALLCON | *97CMN0801714A* | 31600 | 17 | 8.1 | 33400 | 24800 | 74.25% | 1.86 | 11.5 | 11 |  |  |  |  | R-410A | 2.6333 | Residential & Commercial | USHP | Ducted CEE Tier 1
213063359 | Central HP <5.4 tons | ACIQ | HRCU-A-CB (Split System: Heat Pump with Remote Outdoor Unit-Air-Source) | HVH837GKA2* |  |  | EHD4X42AAL+WALLCON | *97CMN0602120A* | 32400 | 16.5 | 8.1 | 33400 | 25200 | 75.45% | 1.94 | 11.5 | 10.5 |  |  |  |  | R-410A | 2.7 | Residential & Commercial | USHP | Ducted CEE Tier 1
213062925 | Central HP <5.4 tons | ACIQ | HRCU-A-CB (Split System: Heat Pump with Remote Outdoor Unit-Air-Source) | HVH825GKA3* |  |  | EA*4X25L17A*+WALLCON | *80CTL0701716A* | 24400 | 16.5 | 8.1 | 21200 | 16600 | 78.3% | 2.02 | 11 | 11 |  |  |  |  | R-410A | 2.0333 | Residential & Commercial | USHP | Ducted CEE Tier 1
213063067 | Central HP <5.4 tons | ACIQ | HRCU-A-CB (Split System: Heat Pump with Remote Outdoor Unit-Air-Source) | HVH825GKA3* |  |  | EA*4X37L21A*+WALLCON | *80CSU0401712A* | 24400 | 17 | 8.5 | 21200 | 16600 | 78.3% | 2.02 | 11.5 | 11 |  |  |  |  | R-410A | 2.0333 | Residential & Commercial | USHP | Ducted CEE Tier 1
213063318 | Central HP <5.4 tons | ACIQ | HRCU-A-CB (Split System: Heat Pump with Remote Outdoor Unit-Air-Source) | HVH837GKA2* |  |  | EA*4X42L24A*+WALLCON | *97CMN1002122A* | 31800 | 17.5 | 8.1 | 33000 | 24400 | 73.94% | 1.9 | 12 | 11.5 |  |  |  |  | R-410A | 2.65 | Residential & Commercial | USHP | Ducted CEE Tier 1
213063369 | Central HP <5.4 tons | ACIQ | HRCU-A-CB (Split System: Heat Pump with Remote Outdoor Unit-Air-Source) | HVH837GKA2* |  |  | EHD4X48AAL+WALLCON | *97CMN0602120A* | 32400 | 16.5 | 8.1 | 33200 | 25200 | 75.9% | 1.94 | 11.5 | 11 |  |  |  |  | R-410A | 2.7 | Residential & Commercial | USHP | Ducted CEE Tier 1
213063404 | Central HP <5.4 tons | ACIQ | HRCU-A-CB (Split System: Heat Pump with Remote Outdoor Unit-Air-Source) | HVH837GKA2* |  |  | EA*4X43L21A*+WALLCON | *95CSU1002122A* | 33000 | 17.5 | 8.5 | 32800 | 25000 | 76.22% | 2 | 12 | 11.5 |  |  |  |  | R-410A | 2.75 | Residential & Commercial | USHP | Ducted CEE Tier 1
213076740 | Central HP <5.4 tons | BRYANT HEATING AND COOLING SYSTEMS | HRCU-A-CB (Split System: Heat Pump with Remote Outdoor Unit-Air-Source) | 38MURAQ36AB3* |  |  | CAP**3721AL* | 82*TB66110V21*** | 36400 | 16 | 8.5 | 38000 | 34800 | 91.58% | 2.06 | 0 | 10 |  |  |  |  | R-410A | 3.0333 | Residential & Commercial | USHP | Ducted CEE Tier 1
214331613 | Central HP <5.4 tons | TCL | HRCU-A-C (Split System: Heat Pump with Remote Outdoor Unit with No Indoor Fan --Air Source) | TCU-60D7HEWA/DV2O |  |  | TCE-4248D6HWA/DVOE(03)+DK | 0 | 42000 | 15.2 | 8.5 | 43000 | 32400 | 75.35% | 1.9 | 0 | 10.5 |  |  |  |  | R-410A | 3.5 | Residential & Commercial | USHP | Ducted CEE Tier 1
213062942 | Central HP <5.4 tons | ACIQ | HRCU-A-CB (Split System: Heat Pump with Remote Outdoor Unit-Air-Source) | HVH825GKA3* |  |  | EA*4X36L17A*+WALLCON | *80CTL0701716A* | 23600 | 16.5 | 8.1 | 21400 | 16700 | 78.04% | 1.94 | 11.5 | 11 |  |  |  |  | R-410A | 1.9667 | Residential & Commercial | USHP | Ducted CEE Tier 1
213063060 | Central HP <5.4 tons | ACIQ | HRCU-A-CB (Split System: Heat Pump with Remote Outdoor Unit-Air-Source) | HVH825GKA3* |  |  | EA*4X36L17A*+WALLCON | *80CSU0401712A* | 23600 | 16.5 | 8.1 | 21400 | 16600 | 77.57% | 1.94 | 11 | 10.5 |  |  |  |  | R-410A | 1.9667 | Residential & Commercial | USHP | Ducted CEE Tier 1
213063092 | Central HP <5.4 tons | ACIQ | HRCU-A-CB (Split System: Heat Pump with Remote Outdoor Unit-Air-Source) | HVH825GKA3* |  |  | EA*4X36L21A*+WALLCON | *95CSU0601716A* | 23600 | 16.5 | 8.1 | 21600 | 16700 | 77.31% | 1.92 | 11 | 10.5 |  |  |  |  | R-410A | 1.9667 | Residential & Commercial | USHP | Ducted CEE Tier 1
213063363 | Central HP <5.4 tons | ACIQ | HRCU-A-CB (Split System: Heat Pump with Remote Outdoor Unit-Air-Source) | HVH837GKA2* |  |  | EHD4X48AAL+WALLCON | *96CTN1202422A* | 32600 | 17 | 8.1 | 33000 | 24800 | 75.15% | 1.98 | 11 | 11 |  |  |  |  | R-410A | 2.7167 | Residential & Commercial | USHP | Ducted CEE Tier 1
213063394 | Central HP <5.4 tons | ACIQ | HRCU-A-CB (Split System: Heat Pump with Remote Outdoor Unit-Air-Source) | HVH837GKA2* |  |  | EHD4X42AAL+WALLCON | *80CSU1002120A* | 32400 | 16 | 8.1 | 33200 | 24800 | 74.7% | 1.94 | 11.5 | 11 |  |  |  |  | R-410A | 2.7 | Residential & Commercial | USHP | Ducted CEE Tier 1
213076956 | Central HP <5.4 tons | BRYANT HEATING AND COOLING SYSTEMS | HRCU-A-CB (Split System: Heat Pump with Remote Outdoor Unit-Air-Source) | 38MURAQ36AB3* |  |  | CAP**3721AL* | 926SB48080V17*** | 36400 | 15.5 | 8.5 | 38500 | 35000 | 90.91% | 2.06 | 0 | 10 |  |  |  |  | R-410A | 3.0333 | Residential & Commercial | USHP | Ducted CEE Tier 1
213077056 | Central HP <5.4 tons | BRYANT HEATING AND COOLING SYSTEMS | HRCU-A-CB (Split System: Heat Pump with Remote Outdoor Unit-Air-Source) | 38MURAQ36AB3* |  |  | CAP**4221AL* | 926SB60080V21*** | 35600 | 16 | 8.1 | 38500 | 35200 | 91.43% | 1.9 | 0 | 10 |  |  |  |  | R-410A | 2.9667 | Residential & Commercial | USHP | Ducted CEE Tier 1
213077256 | Central HP <5.4 tons | BRYANT HEATING AND COOLING SYSTEMS | HRCU-A-CB (Split System: Heat Pump with Remote Outdoor Unit-Air-Source) | 38MURAQ36AB3* |  |  | CNPV*4824AL* | 926SB66120V24*** | 36000 | 16.5 | 8.1 | 38500 | 35000 | 90.91% | 2 | 0 | 10 |  |  |  |  | R-410A | 3 | Residential & Commercial | USHP | Ducted CEE Tier 1
216820642 | Central HP <5.4 tons | RHEEM | HRCU-A-CB (Split System: Heat Pump with Remote Outdoor Unit-Air-Source) | RD18AY60AJVC |  |  | RCFY6021STAAM | R801V0755A21DZ | 49000 | 17 | 8.1 | 49000 | 39000 | 79.59% | 2 | 0 | 10 |  |  |  |  | R-454B | 4.0833 | Residential & Commercial | USHP | Ducted CEE Tier 1
214861621 | Central HP <5.4 tons | TCL | HRCU-A-CB (Split System: Heat Pump with Remote Outdoor Unit-Air-Source) | TCU-60D7HEWA/DV2O |  |  | TCE-4248D6HWA/DVOE(03) | FG7TE-080D-V35C* | 45000 | 17 | 8.5 | 46000 | 32400 | 70.43% | 1.95 | 0 | 11 |  |  |  |  | R-410A | 3.75 | Residential & Commercial | USHP | Ducted CEE Tier 1
211262059 | Central HP <5.4 tons | KEEPRITE | HRCU-A-CB (Split System: Heat Pump with Remote Outdoor Unit-Air-Source) | DLCURAH18ABK |  |  | EA*4X30L17A* | *80ES(N,L)0701712A* | 18200 | 16.5 | 8.5 | 18700 | 18400 | 98.4% | 2.22 | 0 | 10.5 |  |  |  |  | R-410A | 1.5167 | Residential & Commercial | USHP | Ducted CEE Tier 1
211261507 | Central HP <5.4 tons | KEEPRITE | HRCU-A-CB (Split System: Heat Pump with Remote Outdoor Unit-Air-Source) | DLCURAH18ABK |  |  | EA*4X30L14A* | *80ES(N,L)0701412A* | 17700 | 16.5 | 8.5 | 18200 | 18500 | 101.6% | 2.22 | 0 | 10.5 |  |  |  |  | R-410A | 1.475 | Residential & Commercial | USHP | Ducted CEE Tier 1
213771433 | Central HP <5.4 tons | KENMORE | HRCU-A-CB (Split System: Heat Pump with Remote Outdoor Unit-Air-Source) | (C,H,T)VH825GKA2* |  |  | EA*4X42L24A*+WALLCON | *96CTN1202422B* | 23800 | 17 | 8.1 | 21400 | 16600 | 77.57% | 1.96 | 0 | 11 |  |  |  |  | R-410A | 1.9833 | Residential & Commercial | USHP | Ducted CEE Tier 1
213771033 | Central HP <5.4 tons | KENMORE | HRCU-A-CB (Split System: Heat Pump with Remote Outdoor Unit-Air-Source) | (C,H,T)VH825GKA2* |  |  | EA*4X37L17A*+WALLCON | *80CTL0451712B* | 24000 | 16 | 8.1 | 21600 | 16800 | 77.78% | 1.98 | 0 | 10.5 |  |  |  |  | R-410A | 2 | Residential & Commercial | USHP | Ducted CEE Tier 1
211259635 | Central HP <5.4 tons | KEEPRITE | HRCU-A-CB (Split System: Heat Pump with Remote Outdoor Unit-Air-Source) | DLCURAH18ABK |  |  | EA*4X19L17A* | *96VSN0401712A* | 18200 | 15.5 | 8.5 | 18300 | 17600 | 96.17% | 2.12 | 0 | 10.5 |  |  |  |  | R-410A | 1.5167 | Residential & Commercial | USHP | Ducted CEE Tier 1
213771083 | Central HP <5.4 tons | KENMORE | HRCU-A-CB (Split System: Heat Pump with Remote Outdoor Unit-Air-Source) | (C,H,T)VH825GKA2* |  |  | EA*4X37L17A*+WALLCON | *97CMN0601714B* | 24000 | 16 | 8.1 | 21600 | 16800 | 77.78% | 1.98 | 0 | 10.5 |  |  |  |  | R-410A | 2 | Residential & Commercial | USHP | Ducted CEE Tier 1
213771183 | Central HP <5.4 tons | KENMORE | HRCU-A-CB (Split System: Heat Pump with Remote Outdoor Unit-Air-Source) | (C,H,T)VH825GKA2* |  |  | EA*4X37L21A*+WALLCON | *95CSU0601716B* | 24400 | 16.5 | 8.1 | 21400 | 16700 | 78.04% | 2.02 | 0 | 10.5 |  |  |  |  | R-410A | 2.0333 | Residential & Commercial | USHP | Ducted CEE Tier 1
211397927 | Central HP <5.4 tons | LUXAIRE | HRCU-A-CB (Split System: Heat Pump with Remote Outdoor Unit-Air-Source) | HMH72B341 |  |  | XAFC48FBCN1 | LPLC100C16MP13 | 34000 | 16.5 | 8.5 | 33200 | 24400 | 73.49% | 2.1 | 0 | 9 |  |  |  |  | R-410A | 2.8333 | Residential & Commercial | USHP
211398161 | Central HP <5.4 tons | LUXAIRE | HRCU-A-CB (Split System: Heat Pump with Remote Outdoor Unit-Air-Source) | HMH72B341 |  |  | XAHC48FXXN1+TXV | TMLE120C16MP11 | 33000 | 17 | 8.5 | 31600 | 23200 | 73.42% | 2.04 | 0 | 9.5 |  |  |  |  | R-410A | 2.75 | Residential & Commercial | USHP
212578836 | Central HP <5.4 tons | TCL | HRCU-A-CB (Split System: Heat Pump with Remote Outdoor Unit-Air-Source) | THH60HAI2NAF2U23 |  |  | 4TXCD010DS3 | A801X120DM5SCA | 47500 | 15.2 | 8.1 | 45000 | 33400 | 74.22% | 1.75 | 0 | 9.5 |  |  |  |  | R-410A | 3.9583 | Residential & Commercial | USHP
213077906 | Central HP <5.4 tons | DAY & NIGHT | HRCU-A-CB (Split System: Heat Pump with Remote Outdoor Unit-Air-Source) | DLCURAH36ABK |  |  | END4X42L17** | *80MS(N,L)0701412A* | 35400 | 16 | 8.1 | 38500 | 35000 | 90.91% | 1.94 | 0 | 10 |  |  |  |  | R-410A | 2.95 | Residential & Commercial | USHP | Ducted CEE Tier 1
213077929 | Central HP <5.4 tons | DAY & NIGHT | HRCU-A-CB (Split System: Heat Pump with Remote Outdoor Unit-Air-Source) | DLCURAH36ABK |  |  | EA*4X36L21A* | *80MS(N,L)0701712A* | 34800 | 16 | 8.1 | 38500 | 35200 | 91.43% | 1.82 | 0 | 9.5 |  |  |  |  | R-410A | 2.9 | Residential & Commercial | USHP
213063375 | Central HP <5.4 tons | ACIQ | HRCU-A-CB (Split System: Heat Pump with Remote Outdoor Unit-Air-Source) | HVH837GKA2* |  |  | EA*4X42L24A*+WALLCON | *80CSU1002120A* | 31800 | 17 | 8.1 | 33200 | 24400 | 73.49% | 1.88 | 11.5 | 11 |  |  |  |  | R-410A | 2.65 | Residential & Commercial | USHP | Ducted CEE Tier 1
213063400 | Central HP <5.4 tons | ACIQ | HRCU-A-CB (Split System: Heat Pump with Remote Outdoor Unit-Air-Source) | HVH837GKA2* |  |  | EA*4X42L21A*+WALLCON | *95CSU1002122A* | 31800 | 17.5 | 8.1 | 33000 | 24400 | 73.94% | 1.9 | 11.5 | 11 |  |  |  |  | R-410A | 2.65 | Residential & Commercial | USHP | Ducted CEE Tier 1
213063405 | Central HP <5.4 tons | ACIQ | HRCU-A-CB (Split System: Heat Pump with Remote Outdoor Unit-Air-Source) | HVH837GKA2* |  |  | EA*4X48L21A*+WALLCON | *95CSU0802120A* | 32400 | 17.5 | 8.5 | 32600 | 25000 | 76.69% | 1.98 | 12 | 11.5 |  |  |  |  | R-410A | 2.7 | Residential & Commercial | USHP | Ducted CEE Tier 1
213076425 | Central HP <5.4 tons | DAY & NIGHT | HRCU-A-CB (Split System: Heat Pump with Remote Outdoor Unit-Air-Source) | DLCURAH36ABK |  |  | EA*4X37L17A* | *80VTL0451412B* | 36000 | 15.5 | 8.5 | 38500 | 35000 | 90.91% | 2 | 0 | 10 |  |  |  |  | R-410A | 3 | Residential & Commercial | USHP | Ducted CEE Tier 1
213076634 | Central HP <5.4 tons | DAY & NIGHT | HRCU-A-CB (Split System: Heat Pump with Remote Outdoor Unit-Air-Source) | DLCURAH36ABK |  |  | EA*4X36L21A* | *80VTL0902120B* | 35000 | 16 | 8.1 | 38500 | 35200 | 91.43% | 1.82 | 0 | 9.5 |  |  |  |  | R-410A | 2.9167 | Residential & Commercial | USHP
211227714 | Central HP <5.4 tons | DAY & NIGHT | HRCU-A-CB (Split System: Heat Pump with Remote Outdoor Unit-Air-Source) | DLCURAH36ABK |  |  | EA*4X42L21A* | *96VTN1002122A* | 35400 | 16.5 | 8.1 | 38500 | 35000 | 90.91% | 1.88 | 0 | 10 |  |  |  |  | R-410A | 2.95 | Residential & Commercial | USHP | Ducted CEE Tier 1
216820494 | Central HP <5.4 tons | RHEEM | HRCU-A-CB (Split System: Heat Pump with Remote Outdoor Unit-Air-Source) | RD18AY60AJVC |  |  | RCFY6021STAAM | R921V0855A21M4 | 48500 | 16 | 8.1 | 48500 | 39500 | 81.44% | 2 | 0 | 10 |  |  |  |  | R-454B | 4.0417 | Residential & Commercial | USHP | Ducted CEE Tier 1
216820067 | Central HP <5.4 tons | RHEEM | HRCU-A-CB (Split System: Heat Pump with Remote Outdoor Unit-Air-Source) | RD18AY48AJVC |  |  | RCFY4821STANM | R97MV1005A21DH | 41000 | 18 | 8.1 | 41000 | 37800 | 92.2% | 2.1 | 0 | 10 |  |  |  |  | R-454B | 3.4167 | Residential & Commercial | USHP | Ducted CEE Tier 1
216820135 | Central HP <5.4 tons | RHEEM | HRCU-A-CB (Split System: Heat Pump with Remote Outdoor Unit-Air-Source) | RD18AY48AJVC |  |  | RCFY4824STANM | R98MV0855A21UP | 41000 | 17 | 8.1 | 41000 | 37800 | 92.2% | 2.1 | 0 | 10 |  |  |  |  | R-454B | 3.4167 | Residential & Commercial | USHP | Ducted CEE Tier 1
211227899 | Central HP <5.4 tons | DAY & NIGHT | HRCU-A-CB (Split System: Heat Pump with Remote Outdoor Unit-Air-Source) | DLCURAH36ABK |  |  | EA*4X42L24A* | *80ESU0802120A | 37000 | 15.5 | 8.5 | 40000 | 35200 | 88% | 1.96 | 0 | 10 |  |  |  |  | R-410A | 3.0833 | Residential & Commercial | USHP | Ducted CEE Tier 1
211227931 | Central HP <5.4 tons | DAY & NIGHT | HRCU-A-CB (Split System: Heat Pump with Remote Outdoor Unit-Air-Source) | DLCURAH36ABK |  |  | EA*4X42L24A* | *80VTL1102122A* | 36200 | 15.5 | 8.1 | 39500 | 35200 | 89.11% | 1.92 | 0 | 10 |  |  |  |  | R-410A | 3.0167 | Residential & Commercial | USHP | Ducted CEE Tier 1
211228133 | Central HP <5.4 tons | DAY & NIGHT | HRCU-A-CB (Split System: Heat Pump with Remote Outdoor Unit-Air-Source) | DLCURAH36ABK |  |  | EA*4X42L24A* | *96VTN1002122A* | 35400 | 16.5 | 8.1 | 38500 | 35000 | 90.91% | 1.88 | 0 | 10 |  |  |  |  | R-410A | 2.95 | Residential & Commercial | USHP | Ducted CEE Tier 1
211228264 | Central HP <5.4 tons | DAY & NIGHT | HRCU-A-CB (Split System: Heat Pump with Remote Outdoor Unit-Air-Source) | DLCURAH36ABK |  |  | EA*4X43L21A* | *80ES(N,L)0902116A* | 36800 | 16 | 8.5 | 38500 | 34800 | 90.39% | 2.1 | 0 | 10 |  |  |  |  | R-410A | 3.0667 | Residential & Commercial | USHP | Ducted CEE Tier 1
211228450 | Central HP <5.4 tons | DAY & NIGHT | HRCU-A-CB (Split System: Heat Pump with Remote Outdoor Unit-Air-Source) | DLCURAH36ABK |  |  | EA*4X43L21A* | *92ESN0802120A* | 37400 | 16 | 8.5 | 38500 | 34800 | 90.39% | 2.14 | 0 | 10 |  |  |  |  | R-410A | 3.1167 | Residential & Commercial | USHP | Ducted CEE Tier 1
211228601 | Central HP <5.4 tons | DAY & NIGHT | HRCU-A-CB (Split System: Heat Pump with Remote Outdoor Unit-Air-Source) | DLCURAH36ABK |  |  | EA*4X43L21A* | *95ESU1002120A* | 36600 | 16 | 8.5 | 38500 | 34800 | 90.39% | 2.1 | 0 | 10 |  |  |  |  | R-410A | 3.05 | Residential & Commercial | USHP | Ducted CEE Tier 1
212972949 | Central HP <5.4 tons | KEEPRITE | HRCU-A-CB (Split System: Heat Pump with Remote Outdoor Unit-Air-Source) | DLCURAH24ABK |  |  | EA*4X36L17A* | *96VSN0401410B* | 23600 | 16 | 8.5 | 26200 | 24000 | 91.6% | 1.98 | 0 | 10 |  |  |  |  | R-410A | 1.9667 | Residential & Commercial | USHP | Ducted CEE Tier 1
212971629 | Central HP <5.4 tons | KEEPRITE | HRCU-A-CB (Split System: Heat Pump with Remote Outdoor Unit-Air-Source) | DLCURAH24ABK |  |  | EA*4X24L17A* | *80VTL0701716B* | 23400 | 17 | 8.5 | 27000 | 26200 | 97.04% | 2.22 | 0 | 10 |  |  |  |  | R-410A | 1.95 | Residential & Commercial | USHP | Ducted CEE Tier 1
212971706 | Central HP <5.4 tons | KEEPRITE | HRCU-A-CB (Split System: Heat Pump with Remote Outdoor Unit-Air-Source) | DLCURAH24ABK |  |  | EN(A,D)4X24L17** | *80VTL0701716B* | 23200 | 16.5 | 8.5 | 26800 | 25200 | 94.03% | 2.1 | 0 | 10 |  |  |  |  | R-410A | 1.9333 | Residential & Commercial | USHP | Ducted CEE Tier 1
212969743 | Central HP <5.4 tons | KEEPRITE | HRCU-A-CB (Split System: Heat Pump with Remote Outdoor Unit-Air-Source) | DLCURAH24ABK |  |  | EA*4X24L17A* | *80VSL0451412B* | 23200 | 17 | 8.5 | 26800 | 27000 | 100.7% | 2.3 | 0 | 10 |  |  |  |  | R-410A | 1.9333 | Residential & Commercial | USHP | Ducted CEE Tier 1
212986327 | Central HP <5.4 tons | KEEPRITE | HRCU-A-CB (Split System: Heat Pump with Remote Outdoor Unit-Air-Source) | DLCURAH18ABK |  |  | EA*4X30L17A* | *96MSN0401410A* | 17600 | 16 | 8.5 | 18300 | 18800 | 102.7% | 2.26 | 0 | 10.5 |  |  |  |  | R-410A | 1.4667 | Residential & Commercial | USHP | Ducted CEE Tier 1
212989233 | Central HP <5.4 tons | KEEPRITE | HRCU-A-CB (Split System: Heat Pump with Remote Outdoor Unit-Air-Source) | DLCURAH24ABK |  |  | EN(A,D)4X30L17** | *95MSU0601716A* | 23600 | 17 | 8.5 | 26400 | 24400 | 92.42% | 2.02 | 0 | 10.5 |  |  |  |  | R-410A | 1.9667 | Residential & Commercial | USHP | Ducted CEE Tier 1
211603988 | Central HP <5.4 tons | TCL | HRCU-A-CB (Split System: Heat Pump with Remote Outdoor Unit-Air-Source) | THH18HAI2NAF2U23 |  |  | THH24IAI2NAF2H23 | 0 | 20000 | 15.2 | 8.5 | 20000 | 18000 | 90% | 1.9 | 0 | 9.8 |  |  |  |  | R-410A | 1.6667 | Residential & Commercial | USHP
212986875 | Central HP <5.4 tons | KEEPRITE | HRCU-A-CB (Split System: Heat Pump with Remote Outdoor Unit-Air-Source) | DLCURAH24ABK |  |  | EA*4X24L17A* | *96MSN0601412A* | 23400 | 16.5 | 8.5 | 27000 | 26400 | 97.78% | 2.22 | 0 | 10 |  |  |  |  | R-410A | 1.95 | Residential & Commercial | USHP | Ducted CEE Tier 1
212986945 | Central HP <5.4 tons | KEEPRITE | HRCU-A-CB (Split System: Heat Pump with Remote Outdoor Unit-Air-Source) | DLCURAH24ABK |  |  | EN(A,D)4X24L17** | *96MSN0601412A* | 23200 | 16.5 | 8.5 | 27000 | 25200 | 93.33% | 2.1 | 0 | 10 |  |  |  |  | R-410A | 1.9333 | Residential & Commercial | USHP | Ducted CEE Tier 1
212986159 | Central HP <5.4 tons | KEEPRITE | HRCU-A-CB (Split System: Heat Pump with Remote Outdoor Unit-Air-Source) | DLCURAH24ABK |  |  | EA*4X25L17A* | *96MSN0401410A* | 24000 | 16.5 | 8.5 | 25400 | 21800 | 85.83% | 1.82 | 0 | 10 |  |  |  |  | R-410A | 2 | Residential & Commercial | USHP | Ducted CEE Tier 1
212978637 | Central HP <5.4 tons | DAY & NIGHT | HRCU-A-CB (Split System: Heat Pump with Remote Outdoor Unit-Air-Source) | DLCURAH24ABK |  |  | EA*4X25L17A* | *80MS(N,L)0701712A* | 24400 | 17.5 | 8.5 | 25200 | 21600 | 85.71% | 1.82 | 0 | 10.5 |  |  |  |  | R-410A | 2.0333 | Residential & Commercial | USHP | Ducted CEE Tier 1
215937912 | Central HP <5.4 tons | KENMORE | HRCU-A-CB (Split System: Heat Pump with Remote Outdoor Unit-Air-Source) | (C,H,T)5H3V48*K*AAA* |  |  | EVD5X48M24A*+WALLCON | *80CTL1352422B* | 45000 | 20.5 | 8.1 | 52000 | 38000 | 73.08% | 1.95 | 0 | 11.5 |  |  |  |  | R-454B | 3.75 | Residential & Commercial | USHP | Ducted CEE Tier 1
213078063 | Central HP <5.4 tons | DAY & NIGHT | HRCU-A-CB (Split System: Heat Pump with Remote Outdoor Unit-Air-Source) | DLCURAH36ABK |  |  | EA*4X37L17A* | *80MS(N,L)0701716A* | 36000 | 15.5 | 8.5 | 38500 | 35000 | 90.91% | 2 | 0 | 10 |  |  |  |  | R-410A | 3 | Residential & Commercial | USHP | Ducted CEE Tier 1
213078751 | Central HP <5.4 tons | DAY & NIGHT | HRCU-A-CB (Split System: Heat Pump with Remote Outdoor Unit-Air-Source) | DLCURAH36ABK |  |  | EA*4X48L24A* | *80MS(N,L)1102420A* | 36200 | 16.5 | 8.5 | 38000 | 34600 | 91.05% | 2.04 | 0 | 10 |  |  |  |  | R-410A | 3.0167 | Residential & Commercial | USHP | Ducted CEE Tier 1
215935902 | Central HP <5.4 tons | KENMORE | HRCU-A-CB (Split System: Heat Pump with Remote Outdoor Unit-Air-Source) | (C,H,T)5H3V36*K*AAA* |  |  | EVD5X38M17A*+WALLCON | *96CTN0601714B* | 35200 | 21 | 8.5 | 38000 | 28000 | 73.68% | 2 | 0 | 11.7 |  |  |  |  | R-454B | 2.9333 | Residential & Commercial | USHP | Ducted CEE Tier 1
214584568 | Central HP <5.4 tons | FRASER-JOHNSTON | HRCU-A-CB (Split System: Heat Pump with Remote Outdoor Unit-Air-Source) | HH824E2S11 |  |  | CTF30A5ADS1 | Z8ET060A12LMPS1 | 23000 | 19 | 9.5 | 23000 | 18500 | 80.43% | 2 | 0 | 12 |  |  |  |  | R-454B | 1.9167 | Residential & Commercial | USHP | Ducted CEE Tier 1
213079183 | Central HP <5.4 tons | DAY & NIGHT | HRCU-A-CB (Split System: Heat Pump with Remote Outdoor Unit-Air-Source) | DLCURAH36ABK |  |  | EN(A,D,W)4X48L21** | *80MSU0601716A* | 35800 | 16.5 | 8.1 | 38500 | 34800 | 90.39% | 2 | 0 | 10 |  |  |  |  | R-410A | 2.9833 | Residential & Commercial | USHP | Ducted CEE Tier 1
213079369 | Central HP <5.4 tons | DAY & NIGHT | HRCU-A-CB (Split System: Heat Pump with Remote Outdoor Unit-Air-Source) | DLCURAH36ABK |  |  | END4X42L17** | *92MSN0601412A* | 35600 | 15.5 | 8.1 | 38500 | 35200 | 91.43% | 1.94 | 0 | 10 |  |  |  |  | R-410A | 2.9667 | Residential & Commercial | USHP | Ducted CEE Tier 1
211260209 | Central HP <5.4 tons | KEEPRITE | HRCU-A-CB (Split System: Heat Pump with Remote Outdoor Unit-Air-Source) | DLCURAH18ABK |  |  | EA*4X24L14A* | *92ESN0601412A* | 18100 | 16 | 9 | 18900 | 18900 | 100% | 2.28 | 0 | 10.5 |  |  |  |  | R-410A | 1.5083 | Residential & Commercial | USHP | Ducted CEE Tier 1
211260382 | Central HP <5.4 tons | KEEPRITE | HRCU-A-CB (Split System: Heat Pump with Remote Outdoor Unit-Air-Source) | DLCURAH18ABK |  |  | EA*4X24L17A* | *80ESU0401712A* | 18400 | 16.5 | 9 | 19200 | 18700 | 97.4% | 2.26 | 0 | 11 |  |  |  |  | R-410A | 1.5333 | Residential & Commercial | USHP | Ducted CEE Tier 1
215400244 | Central HP <5.4 tons | TCL | HRCU-A-CB (Split System: Heat Pump with Remote Outdoor Unit-Air-Source) | THH18HAI2NAF2U23 |  |  | 4TXCB003DS3 | A952V040BU3SB | 20000 | 15.2 | 8.5 | 20000 | 18000 | 90% | 1.85 | 0 | 9 |  |  |  |  | R-410A | 1.6667 | Residential & Commercial | USHP
214584703 | Central HP <5.4 tons | FRASER-JOHNSTON | HRCU-A-CB (Split System: Heat Pump with Remote Outdoor Unit-Air-Source) | HH860E2S11 |  |  | CTM60D5CGS1 | Z8ES130D20SMPS1 | 45000 | 18 | 9 | 45000 | 33600 | 74.67% | 2 | 0 | 12 |  |  |  |  | R-454B | 3.75 | Residential & Commercial | USHP | Ducted CEE Tier 1
211869250 | Central HP <5.4 tons | TCL | HRCU-A-CB (Split System: Heat Pump with Remote Outdoor Unit-Air-Source) | TCE-60HA/DV2O |  |  | TCU-48D7HWA/DV2I | 0 | 45000 | 17 | 8.5 | 47000 | 34400 | 73.19% | 2 | 0 | 11.2 |  |  |  |  | R-410A | 3.75 | Residential & Commercial | USHP | Ducted CEE Tier 1
215940972 | Central HP <5.4 tons | KENMORE | HRCU-A-CB (Split System: Heat Pump with Remote Outdoor Unit-Air-Source) | (C,H,T)5H3V48*K*AAA* |  |  | EA*5X48M21A*+WALLCON | *97CTN0801716A* | 43000 | 20 | 9.5 | 48500 | 37400 | 77.11% | 2 | 0 | 10.5 |  |  |  |  | R-454B | 3.5833 | Residential & Commercial | USHP | Ducted CEE Tier 1
214243173 | Central HP <5.4 tons | KENMORE | HRCU-A-CB (Split System: Heat Pump with Remote Outdoor Unit-Air-Source) | (C,H,T)VH825GKA2* |  |  | EN(A,D,W)4X48L21**+WALLCON | *96CTN0601714B* | 24000 | 16.5 | 8.1 | 21400 | 16700 | 78.04% | 2 | 0 | 11 |  |  |  |  | R-410A | 2 | Residential & Commercial | USHP | Ducted CEE Tier 1
214242623 | Central HP <5.4 tons | KENMORE | HRCU-A-CB (Split System: Heat Pump with Remote Outdoor Unit-Air-Source) | (C,H,T)VH825GKA2* |  |  | EN(A,D)4X30L17**+WALLCON | *96CTN0601714B* | 23400 | 16 | 8.1 | 21600 | 16800 | 77.78% | 1.9 | 0 | 10.5 |  |  |  |  | R-410A | 1.95 | Residential & Commercial | USHP | Ducted CEE Tier 1
214242053 | Central HP <5.4 tons | KENMORE | HRCU-A-CB (Split System: Heat Pump with Remote Outdoor Unit-Air-Source) | (C,H,T)VH825GKA3* |  |  | END4X42L17**+WALLCON | *97CMN0801714B* | 23800 | 16.5 | 8.1 | 21400 | 16700 | 78.04% | 1.96 | 0 | 11 |  |  |  |  | R-410A | 1.9833 | Residential & Commercial | USHP | Ducted CEE Tier 1
214242273 | Central HP <5.4 tons | KENMORE | HRCU-A-CB (Split System: Heat Pump with Remote Outdoor Unit-Air-Source) | (C,H,T)VH825GKA3* |  |  | EN(A,D,W)4X48L21**+WALLCON | *97CMN0601714B* | 24000 | 16.5 | 8.1 | 21400 | 16700 | 78.04% | 1.98 | 0 | 11 |  |  |  |  | R-410A | 2 | Residential & Commercial | USHP | Ducted CEE Tier 1
214240081 | Central HP <5.4 tons | KENMORE | HRCU-A-CB (Split System: Heat Pump with Remote Outdoor Unit-Air-Source) | (C,H,T)VH837GKA** |  |  | EN(A,D,W)4X60L24**+WALLCON | *97CMN1202422B* | 32800 | 17.5 | 8.1 | 32200 | 24600 | 76.4% | 1.96 | 0 | 11.7 |  |  |  |  | R-410A | 2.7333 | Residential & Commercial | USHP | Ducted CEE Tier 1
213779303 | Central HP <5.4 tons | KENMORE | HRCU-A-CB (Split System: Heat Pump with Remote Outdoor Unit-Air-Source) | (C,H,T)VH837GKA** |  |  | EA*4X43L21A*+WALLCON | *95CSU0601716B* | 32800 | 17 | 8.5 | 33000 | 25200 | 76.36% | 1.96 | 0 | 11 |  |  |  |  | R-410A | 2.7333 | Residential & Commercial | USHP | Ducted CEE Tier 1
213778733 | Central HP <5.4 tons | KENMORE | HRCU-A-CB (Split System: Heat Pump with Remote Outdoor Unit-Air-Source) | (C,H,T)VH837GKA** |  |  | EA*4X36L17A*+WALLCON | *80CTL0451712B* | 31200 | 16.5 | 8.1 | 33400 | 24600 | 73.65% | 1.8 | 0 | 10.5 |  |  |  |  | R-410A | 2.6 | Residential & Commercial | USHP | Ducted CEE Tier 1
213778783 | Central HP <5.4 tons | KENMORE | HRCU-A-CB (Split System: Heat Pump with Remote Outdoor Unit-Air-Source) | (C,H,T)VH837GKA** |  |  | EA*4X36L17A*+WALLCON | *97CMN0601714B* | 31200 | 16.5 | 8.1 | 33400 | 24600 | 73.65% | 1.82 | 0 | 10.5 |  |  |  |  | R-410A | 2.6 | Residential & Commercial | USHP | Ducted CEE Tier 1
213779103 | Central HP <5.4 tons | KENMORE | HRCU-A-CB (Split System: Heat Pump with Remote Outdoor Unit-Air-Source) | (C,H,T)VH837GKA** |  |  | EA*4X42L21A*+WALLCON | *80CTL1102120B* | 31800 | 17 | 8.1 | 32800 | 24200 | 73.78% | 1.88 | 0 | 11 |  |  |  |  | R-410A | 2.65 | Residential & Commercial | USHP | Ducted CEE Tier 1
211603989 | Central HP <5.4 tons | TCL | HRCU-A-CB (Split System: Heat Pump with Remote Outdoor Unit-Air-Source) | THH36HAI2NAF2U23 |  |  | THH24IAI2NAF2H23 | 0 | 24000 | 15.2 | 8.5 | 24000 | 18000 | 75% | 1.9 | 0 | 11 |  |  |  |  | R-410A | 2 | Residential & Commercial | USHP | Ducted CEE Tier 1
213774623 | Central HP <5.4 tons | KENMORE | HRCU-A-CB (Split System: Heat Pump with Remote Outdoor Unit-Air-Source) | (C,H,T)VH825GKA3* |  |  | EHD4X48AAL+WALLCON | *80CTL1352422B* | 24200 | 16 | 8.1 | 21200 | 16600 | 78.3% | 2 | 0 | 10.5 |  |  |  |  | R-410A | 2.0167 | Residential & Commercial | USHP | Ducted CEE Tier 1
211228020 | Central HP <5.4 tons | BRYANT HEATING AND COOLING SYSTEMS | HRCU-A-CB (Split System: Heat Pump with Remote Outdoor Unit-Air-Source) | 38MURAQ36AB3* |  |  | CAP**4224AL* | 915SB66100E21*** | 36800 | 15.5 | 8.5 | 40000 | 35200 | 88% | 1.94 | 0 | 10 |  |  |  |  | R-410A | 3.0667 | Residential & Commercial | USHP | Ducted CEE Tier 1
211228129 | Central HP <5.4 tons | BRYANT HEATING AND COOLING SYSTEMS | HRCU-A-CB (Split System: Heat Pump with Remote Outdoor Unit-Air-Source) | 38MURAQ36AB3* |  |  | CAP**4224AL* | 926TB66100V21*** | 35400 | 16.5 | 8.1 | 38500 | 35000 | 90.91% | 1.88 | 0 | 10 |  |  |  |  | R-410A | 2.95 | Residential & Commercial | USHP | Ducted CEE Tier 1
211228211 | Central HP <5.4 tons | BRYANT HEATING AND COOLING SYSTEMS | HRCU-A-CB (Split System: Heat Pump with Remote Outdoor Unit-Air-Source) | 38MURAQ36AB3* |  |  | CAP**4321AL* | 8(0,1)*SA36045E17*** | 36000 | 15.5 | 8.5 | 38500 | 34800 | 90.39% | 2.06 | 0 | 10 |  |  |  |  | R-410A | 3 | Residential & Commercial | USHP | Ducted CEE Tier 1
213607655 | Central HP <5.4 tons | KEEPRITE | HRCU-A-CB (Split System: Heat Pump with Remote Outdoor Unit-Air-Source) | DLCURAH24ABK |  |  | FTMA4X24L0B* | 0 | 24600 | 17 | 9.5 | 26000 | 22200 | 85.38% | 1.84 | 0 | 10 |  |  |  |  | R-410A | 2.05 | Residential & Commercial | USHP | Ducted CEE Tier 1
216046768 | Central HP <5.4 tons | TCL | HRCU-A-CB (Split System: Heat Pump with Remote Outdoor Unit-Air-Source) | THH60TEI2NAH0H24 |  |  | THH60IEI2NAH0H24 | 0 | 53000 | 17 | 8.2 | 53000 | 38000 | 71.7% | 1.8 | 0 | 8 |  |  |  |  | R-454B | 4.4167 | Residential & Commercial | USHP
214241863 | Central HP <5.4 tons | KENMORE | HRCU-A-CB (Split System: Heat Pump with Remote Outdoor Unit-Air-Source) | (C,H,T)VH825GKA3* |  |  | EN(A,D,W)4X36L17**+WALLCON | *96CTN0801714B* | 23400 | 16.5 | 8.1 | 21600 | 16700 | 77.31% | 1.9 | 0 | 10.5 |  |  |  |  | R-410A | 1.95 | Residential & Commercial | USHP | Ducted CEE Tier 1
214239891 | Central HP <5.4 tons | KENMORE | HRCU-A-CB (Split System: Heat Pump with Remote Outdoor Unit-Air-Source) | (C,H,T)VH837GKA** |  |  | EN(A,D,W)4X48L21**+WALLCON | *80CTL1102120B* | 32400 | 17 | 8.1 | 32600 | 24600 | 75.46% | 1.96 | 0 | 11.5 |  |  |  |  | R-410A | 2.7 | Residential & Commercial | USHP | Ducted CEE Tier 1
214239771 | Central HP <5.4 tons | KENMORE | HRCU-A-CB (Split System: Heat Pump with Remote Outdoor Unit-Air-Source) | (C,H,T)VH837GKA** |  |  | EN(A,D,W)4X42L21**+WALLCON | *80CTL1102120B* | 31800 | 17 | 8.1 | 33000 | 24400 | 73.94% | 1.88 | 0 | 11 |  |  |  |  | R-410A | 2.65 | Residential & Commercial | USHP | Ducted CEE Tier 1
213779752 | Central HP <5.4 tons | KEEPRITE | HRCU-A-CB (Split System: Heat Pump with Remote Outdoor Unit-Air-Source) | CVH837GKA** |  |  | EA*4X61L24A*+WALLCON | *80CTL0902120B* | 33200 | 17.5 | 8.5 | 32000 | 24800 | 77.5% | 2 | 0 | 11.7 |  |  |  |  | R-410A | 2.7667 | Residential & Commercial | USHP | Ducted CEE Tier 1
213779652 | Central HP <5.4 tons | KEEPRITE | HRCU-A-CB (Split System: Heat Pump with Remote Outdoor Unit-Air-Source) | CVH837GKA** |  |  | EA*4X61L21A*+WALLCON | *80CTL0901716B* | 33200 | 17.5 | 8.1 | 32000 | 24800 | 77.5% | 1.98 | 0 | 11.5 |  |  |  |  | R-410A | 2.7667 | Residential & Commercial | USHP | Ducted CEE Tier 1
213779202 | Central HP <5.4 tons | KEEPRITE | HRCU-A-CB (Split System: Heat Pump with Remote Outdoor Unit-Air-Source) | CVH837GKA** |  |  | EA*4X42L24A*+WALLCON | *80CTL1352422B* | 31800 | 17 | 8.1 | 33000 | 24200 | 73.33% | 1.88 | 0 | 11 |  |  |  |  | R-410A | 2.65 | Residential & Commercial | USHP | Ducted CEE Tier 1
213779252 | Central HP <5.4 tons | KEEPRITE | HRCU-A-CB (Split System: Heat Pump with Remote Outdoor Unit-Air-Source) | CVH837GKA** |  |  | EA*4X43L21A*+WALLCON | *80CTL0451712B* | 32600 | 16.5 | 8.1 | 33200 | 25400 | 76.51% | 1.94 | 0 | 10.5 |  |  |  |  | R-410A | 2.7167 | Residential & Commercial | USHP | Ducted CEE Tier 1
213779052 | Central HP <5.4 tons | KEEPRITE | HRCU-A-CB (Split System: Heat Pump with Remote Outdoor Unit-Air-Source) | CVH837GKA** |  |  | EA*4X37L21A*+WALLCON | *96CTN1002122B* | 33000 | 17 | 8.5 | 32600 | 25000 | 76.69% | 1.98 | 0 | 11.5 |  |  |  |  | R-410A | 2.75 | Residential & Commercial | USHP | Ducted CEE Tier 1
213778802 | Central HP <5.4 tons | KEEPRITE | HRCU-A-CB (Split System: Heat Pump with Remote Outdoor Unit-Air-Source) | CVH837GKA** |  |  | EA*4X36L17A*+WALLCON | *96CTN0601714B* | 31200 | 16.5 | 8.1 | 33400 | 24600 | 73.65% | 1.82 | 0 | 10.5 |  |  |  |  | R-410A | 2.6 | Residential & Commercial | USHP | Ducted CEE Tier 1
215937432 | Central HP <5.4 tons | KENMORE | HRCU-A-CB (Split System: Heat Pump with Remote Outdoor Unit-Air-Source) | (C,H,T)5H3V48*K*AAA* |  |  | EVM5X60M21A*+WALLCON | *96CTN0801714B* | 44000 | 20 | 8.1 | 53500 | 37600 | 70.28% | 2 | 0 | 11.5 |  |  |  |  | R-454B | 3.6667 | Residential & Commercial | USHP | Ducted CEE Tier 1
212510663 | Central HP <5.4 tons | TCL | HRCU-A-CB (Split System: Heat Pump with Remote Outdoor Unit-Air-Source) | THH18HAI2NAF2U23 |  |  | 4TXCB003DS3 | A951X040BU3SAB | 20000 | 15.2 | 8.5 | 20000 | 18000 | 90% | 1.85 | 0 | 9 |  |  |  |  | R-410A | 1.6667 | Residential & Commercial | USHP
214229456 | Central HP <5.4 tons | DAY & NIGHT | HRCU-A-CB (Split System: Heat Pump with Remote Outdoor Unit-Air-Source) | DLCURAH36ABK |  |  | EA*4X48L24A* | *80MSU1002120A* | 35600 | 16 | 8.5 | 38000 | 34600 | 91.05% | 2.04 | 0 | 10 |  |  |  |  | R-410A | 2.9667 | Residential & Commercial | USHP | Ducted CEE Tier 1
211869249 | Central HP <5.4 tons | TCL | HRCU-A-CB (Split System: Heat Pump with Remote Outdoor Unit-Air-Source) | TCE-60HA/DV2O |  |  | TCU-36D7HWA/DV2I | 0 | 36000 | 18 | 8.5 | 36000 | 28000 | 77.78% | 2.1 | 0 | 12 |  |  |  |  | R-410A | 3 | Residential & Commercial | USHP | Ducted CEE Tier 1
213780403 | Central HP <5.4 tons | KENMORE | HRCU-A-CB (Split System: Heat Pump with Remote Outdoor Unit-Air-Source) | (C,H,T)VH837GKA** |  |  | EHD4X60AAL+WALLCON | *97CMN1002122B* | 33000 | 16.5 | 8.1 | 32200 | 24800 | 77.02% | 2 | 0 | 11.5 |  |  |  |  | R-410A | 2.75 | Residential & Commercial | USHP | Ducted CEE Tier 1
213780433 | Central HP <5.4 tons | KENMORE | HRCU-A-CB (Split System: Heat Pump with Remote Outdoor Unit-Air-Source) | (C,H,T)VH837GKA** |  |  | EHD4X60AAL+WALLCON | *96CTN0801714B* | 32800 | 16.5 | 8.1 | 32200 | 25000 | 77.64% | 1.98 | 0 | 11 |  |  |  |  | R-410A | 2.7333 | Residential & Commercial | USHP | Ducted CEE Tier 1
214239171 | Central HP <5.4 tons | KENMORE | HRCU-A-CB (Split System: Heat Pump with Remote Outdoor Unit-Air-Source) | (C,H,T)VH837GKA2* |  |  | EN(A,D,W)4X48L21**+WALLCON | *80CTL0451712B* | 32200 | 16.5 | 8.1 | 33200 | 25000 | 75.3% | 1.9 | 0 | 11 |  |  |  |  | R-410A | 2.6833 | Residential & Commercial | USHP | Ducted CEE Tier 1
214239321 | Central HP <5.4 tons | KENMORE | HRCU-A-CB (Split System: Heat Pump with Remote Outdoor Unit-Air-Source) | (C,H,T)VH837GKA2* |  |  | EN(A,D)4X48L24**+WALLCON | *97CMN1002122B* | 32400 | 17 | 8.1 | 32600 | 24600 | 75.46% | 1.96 | 0 | 11.7 |  |  |  |  | R-410A | 2.7 | Residential & Commercial | USHP | Ducted CEE Tier 1
211230643 | Central HP <5.4 tons | DAY & NIGHT | HRCU-A-CB (Split System: Heat Pump with Remote Outdoor Unit-Air-Source) | DLCURAH36ABK |  |  | EN(A,D)4X48L24** | *95ESN0802120A* | 36800 | 15.5 | 8.1 | 39500 | 35000 | 88.61% | 2.06 | 0 | 10.5 |  |  |  |  | R-410A | 3.0667 | Residential & Commercial | USHP | Ducted CEE Tier 1
211230920 | Central HP <5.4 tons | DAY & NIGHT | HRCU-A-CB (Split System: Heat Pump with Remote Outdoor Unit-Air-Source) | DLCURAH36ABK |  |  | FXM4X42**AL | 0 | 36000 | 16 | 8.1 | 38500 | 34800 | 90.39% | 1.94 | 0 | 10 |  |  |  |  | R-410A | 3 | Residential & Commercial | USHP | Ducted CEE Tier 1
213079633 | Central HP <5.4 tons | DAY & NIGHT | HRCU-A-CB (Split System: Heat Pump with Remote Outdoor Unit-Air-Source) | DLCURAH36ABK |  |  | EN(A,D,W)4X48L21** | *92MSN0801716A* | 36000 | 16.5 | 8.1 | 38500 | 35000 | 90.91% | 2 | 0 | 10 |  |  |  |  | R-410A | 3 | Residential & Commercial | USHP | Ducted CEE Tier 1
213077120 | Central HP <5.4 tons | DAY & NIGHT | HRCU-A-CB (Split System: Heat Pump with Remote Outdoor Unit-Air-Source) | DLCURAH36ABK |  |  | EN(A,D,W)4X48L21** | *96VSN0802120B* | 35600 | 16.5 | 8.1 | 38500 | 34800 | 90.39% | 1.98 | 0 | 10 |  |  |  |  | R-410A | 2.9667 | Residential & Commercial | USHP | Ducted CEE Tier 1
213779112 | Central HP <5.4 tons | KEEPRITE | HRCU-A-CB (Split System: Heat Pump with Remote Outdoor Unit-Air-Source) | CVH837GKA** |  |  | EA*4X42L21A*+WALLCON | *95CSU0601716B* | 31600 | 16.5 | 8.1 | 33000 | 24600 | 74.55% | 1.86 | 0 | 10.5 |  |  |  |  | R-410A | 2.6333 | Residential & Commercial | USHP | Ducted CEE Tier 1
215374900 | Central HP <5.4 tons | TCL | HRCU-A-CB (Split System: Heat Pump with Remote Outdoor Unit-Air-Source) | THH36HAI2NAF2U23 |  |  | 4TXCB004DS3 | A801X060BM4SD | 30000 | 15.2 | 8.1 | 25000 | 18000 | 72% | 1.75 | 0 | 9.5 |  |  |  |  | R-410A | 2.5 | Residential & Commercial | USHP
214241853 | Central HP <5.4 tons | KENMORE | HRCU-A-CB (Split System: Heat Pump with Remote Outdoor Unit-Air-Source) | (C,H,T)VH825GKA3* |  |  | EN(A,D,W)4X36L17**+WALLCON | *96CTN0601714B* | 23400 | 16 | 8.1 | 21600 | 16800 | 77.78% | 1.9 | 0 | 10.5 |  |  |  |  | R-410A | 1.95 | Residential & Commercial | USHP | Ducted CEE Tier 1
214239881 | Central HP <5.4 tons | KENMORE | HRCU-A-CB (Split System: Heat Pump with Remote Outdoor Unit-Air-Source) | (C,H,T)VH837GKA** |  |  | EN(A,D,W)4X48L21**+WALLCON | *80CTL0902120B* | 32400 | 17 | 8.1 | 32600 | 24600 | 75.46% | 1.96 | 0 | 11.7 |  |  |  |  | R-410A | 2.7 | Residential & Commercial | USHP | Ducted CEE Tier 1
214239161 | Central HP <5.4 tons | KENMORE | HRCU-A-CB (Split System: Heat Pump with Remote Outdoor Unit-Air-Source) | (C,H,T)VH837GKA2* |  |  | EN(A,D,W)4X42L21**+WALLCON | *96CTN1002122B* | 31800 | 16.5 | 8.1 | 33000 | 24400 | 73.94% | 1.88 | 0 | 11 |  |  |  |  | R-410A | 2.65 | Residential & Commercial | USHP | Ducted CEE Tier 1
215938092 | Central HP <5.4 tons | KENMORE | HRCU-A-CB (Split System: Heat Pump with Remote Outdoor Unit-Air-Source) | (C,H,T)5H3V48*K*AAA* |  |  | EVD5X49M24A*+WALLCON | *97CMN1002122B* | 45500 | 20.5 | 8.1 | 52500 | 38000 | 72.38% | 1.9 | 0 | 11.5 |  |  |  |  | R-454B | 3.7917 | Residential & Commercial | USHP | Ducted CEE Tier 1
214397286 | Central HP <5.4 tons | COLEMAN | HRCU-A-CB (Split System: Heat Pump with Remote Outdoor Unit-Air-Source) | HH836E2S11 |  |  | CTF36B5CDS1 | TM9E080B12MP12 | 33600 | 18 | 8.5 | 31800 | 26000 | 81.76% | 2 | 0 | 11 |  |  |  |  | R-454B | 2.8 | Residential & Commercial | USHP | Ducted CEE Tier 1
213779683 | Central HP <5.4 tons | KENMORE | HRCU-A-CB (Split System: Heat Pump with Remote Outdoor Unit-Air-Source) | (C,H,T)VH837GKA** |  |  | EA*4X61L21A*+WALLCON | *95CSU0601716B* | 33000 | 17 | 8.1 | 32200 | 25000 | 77.64% | 1.96 | 0 | 11 |  |  |  |  | R-410A | 2.75 | Residential & Commercial | USHP | Ducted CEE Tier 1
213779733 | Central HP <5.4 tons | KENMORE | HRCU-A-CB (Split System: Heat Pump with Remote Outdoor Unit-Air-Source) | (C,H,T)VH837GKA** |  |  | EA*4X61L21A*+WALLCON | *96CTN0801714B* | 33000 | 17 | 8.1 | 32000 | 25000 | 78.12% | 1.96 | 0 | 11 |  |  |  |  | R-410A | 2.75 | Residential & Commercial | USHP | Ducted CEE Tier 1
213780133 | Central HP <5.4 tons | KENMORE | HRCU-A-CB (Split System: Heat Pump with Remote Outdoor Unit-Air-Source) | (C,H,T)VH837GKA** |  |  | EHD4X42AAL+WALLCON | *96CTN1202422B* | 32600 | 16.5 | 8.1 | 33000 | 24600 | 74.55% | 1.94 | 0 | 11 |  |  |  |  | R-410A | 2.7167 | Residential & Commercial | USHP | Ducted CEE Tier 1
213780283 | Central HP <5.4 tons | KENMORE | HRCU-A-CB (Split System: Heat Pump with Remote Outdoor Unit-Air-Source) | (C,H,T)VH837GKA** |  |  | EHD4X48AAL+WALLCON | *96CTN1002122B* | 32600 | 16.5 | 8.1 | 33000 | 24800 | 75.15% | 1.96 | 0 | 11 |  |  |  |  | R-410A | 2.7167 | Residential & Commercial | USHP | Ducted CEE Tier 1
213779363 | Central HP <5.4 tons | KENMORE | HRCU-A-CB (Split System: Heat Pump with Remote Outdoor Unit-Air-Source) | (C,H,T)VH837GKA** |  |  | EA*4X43L21A*+WALLCON | *96CTN1002122B* | 33000 | 17 | 8.5 | 32600 | 25000 | 76.69% | 1.98 | 0 | 11.5 |  |  |  |  | R-410A | 2.75 | Residential & Commercial | USHP | Ducted CEE Tier 1
213779383 | Central HP <5.4 tons | KENMORE | HRCU-A-CB (Split System: Heat Pump with Remote Outdoor Unit-Air-Source) | (C,H,T)VH837GKA** |  |  | EA*4X48L21A*+WALLCON | *80CTL0701716B* | 32200 | 17 | 8.1 | 32600 | 25000 | 76.69% | 1.96 | 0 | 11 |  |  |  |  | R-410A | 2.6833 | Residential & Commercial | USHP | Ducted CEE Tier 1
212984578 | Central HP <5.4 tons | BRYANT HEATING AND COOLING SYSTEMS | HRCU-A-CB (Split System: Heat Pump with Remote Outdoor Unit-Air-Source) | 38MURAQ24AB3* |  |  | CAP**2517AL* | 912SE48080M17*** | 24000 | 17.5 | 8.5 | 25000 | 21800 | 87.2% | 1.84 | 0 | 10 |  |  |  |  | R-410A | 2 | Residential & Commercial | USHP | Ducted CEE Tier 1
212510679 | Central HP <5.4 tons | TCL | HRCU-A-CB (Split System: Heat Pump with Remote Outdoor Unit-Air-Source) | THH36HAI2NAF2U23 |  |  | 4TXCB006DS3 | A951X080BU4SAB | 30000 | 15.2 | 8.1 | 27000 | 19000 | 70.37% | 1.75 | 0 | 9.8 |  |  |  |  | R-410A | 2.5 | Residential & Commercial | USHP
213075916 | Central HP <5.4 tons | DAY & NIGHT | HRCU-A-CB (Split System: Heat Pump with Remote Outdoor Unit-Air-Source) | DLCURAH36ABK |  |  | EA*4X42L24A* | *95MSU1002120A* | 35600 | 16 | 8.1 | 38500 | 35200 | 91.43% | 1.9 | 0 | 10 |  |  |  |  | R-410A | 2.9667 | Residential & Commercial | USHP | Ducted CEE Tier 1
213076000 | Central HP <5.4 tons | DAY & NIGHT | HRCU-A-CB (Split System: Heat Pump with Remote Outdoor Unit-Air-Source) | DLCURAH36ABK |  |  | EN(A,D)4X48L24** | *95MSU1002120A* | 36200 | 16.5 | 8.1 | 38500 | 35000 | 90.91% | 2.02 | 0 | 10.5 |  |  |  |  | R-410A | 3.0167 | Residential & Commercial | USHP | Ducted CEE Tier 1
211603992 | Central HP <5.4 tons | TCL | HRCU-A-CB (Split System: Heat Pump with Remote Outdoor Unit-Air-Source) | THH60HAI2NAF2U23 |  |  | THH48IAI2NAF2H23 | 0 | 48000 | 15.2 | 8.1 | 48000 | 34000 | 70.83% | 1.75 | 0 | 8.6 |  |  |  |  | R-410A | 4 | Residential & Commercial | USHP
215936462 | Central HP <5.4 tons | KENMORE | HRCU-A-CB (Split System: Heat Pump with Remote Outdoor Unit-Air-Source) | (C,H,T)5H3V36*K*AAA* |  |  | EVD5X49M24A*+WALLCON | *80CTL1102120B* | 35600 | 22 | 8.5 | 38000 | 28400 | 74.74% | 2.04 | 0 | 12.5 |  |  |  |  | R-454B | 2.9667 | Residential & Commercial | USHP | Ducted CEE Tier 1
214584733 | Central HP <5.4 tons | FRASER-JOHNSTON | HRCU-A-CB (Split System: Heat Pump with Remote Outdoor Unit-Air-Source) | HH824E2S11 |  |  | CTF36B5ADS1 | Z8ET080B12LMPS1 | 23000 | 19 | 9.5 | 23000 | 18600 | 80.87% | 2 | 0 | 12 |  |  |  |  | R-454B | 1.9167 | Residential & Commercial | USHP | Ducted CEE Tier 1
215938302 | Central HP <5.4 tons | KENMORE | HRCU-A-CB (Split System: Heat Pump with Remote Outdoor Unit-Air-Source) | (C,H,T)5H3V48*K*AAA* |  |  | EVD5X60M24A*+WALLCON | *80CTL0902120B* | 45500 | 21 | 8.1 | 52500 | 38000 | 72.38% | 1.95 | 0 | 11.5 |  |  |  |  | R-454B | 3.7917 | Residential & Commercial | USHP | Ducted CEE Tier 1
215937332 | Central HP <5.4 tons | KENMORE | HRCU-A-CB (Split System: Heat Pump with Remote Outdoor Unit-Air-Source) | (C,H,T)5H3V48*K*AAA* |  |  | EVM5X60M21A*+WALLCON | *80CTL0901716B* | 44500 | 20.5 | 8.1 | 53500 | 37600 | 70.28% | 1.95 | 0 | 11.5 |  |  |  |  | R-454B | 3.7083 | Residential & Commercial | USHP | Ducted CEE Tier 1
215937482 | Central HP <5.4 tons | KENMORE | HRCU-A-CB (Split System: Heat Pump with Remote Outdoor Unit-Air-Source) | (C,H,T)5H3V48*K*AAA* |  |  | EVM5X60M24A*+WALLCON | *80CTL1102120B* | 45500 | 21 | 8.1 | 52500 | 38000 | 72.38% | 1.95 | 0 | 11.5 |  |  |  |  | R-454B | 3.7917 | Residential & Commercial | USHP | Ducted CEE Tier 1
213297613 | Central HP <5.4 tons | COLEMAN | HRCU-A-CB (Split System: Heat Pump with Remote Outdoor Unit-Air-Source) | HMH72B341 |  |  | XAHC36DXXN1+TXV | Z8ES080C16LMPS1 | 34000 | 17.5 | 8.5 | 33400 | 23600 | 70.66% | 2.08 | 0 | 10 |  |  |  |  | R-410A | 2.8333 | Residential & Commercial | USHP | Ducted CEE Tier 1
213297813 | Central HP <5.4 tons | COLEMAN | HRCU-A-CB (Split System: Heat Pump with Remote Outdoor Unit-Air-Source) | HMH72B341 |  |  | XAHC30CXXN1+TXV | Z8ES080B12LMPS1 | 31800 | 17 | 8.1 | 32200 | 22600 | 70.19% | 2 | 0 | 10 |  |  |  |  | R-410A | 2.65 | Residential & Commercial | USHP | Ducted CEE Tier 1
213297913 | Central HP <5.4 tons | COLEMAN | HRCU-A-CB (Split System: Heat Pump with Remote Outdoor Unit-Air-Source) | HMH72B341 |  |  | XAFC30CXXN1+TXV | Z8ET100C16LMPS1 | 33400 | 18 | 8.5 | 33000 | 23400 | 70.91% | 2.06 | 0 | 9.5 |  |  |  |  | R-410A | 2.7833 | Residential & Commercial | USHP
213297978 | Central HP <5.4 tons | COLEMAN | HRCU-A-CB (Split System: Heat Pump with Remote Outdoor Unit-Air-Source) | HMH72B341 |  |  | XAHB36DXXN1+TXV | Z8ES100B12SMPS1 | 33400 | 17.5 | 8.1 | 32800 | 23200 | 70.73% | 2.02 | 0 | 9.5 |  |  |  |  | R-410A | 2.7833 | Residential & Commercial | USHP
214397370 | Central HP <5.4 tons | COLEMAN | HRCU-A-CB (Split System: Heat Pump with Remote Outdoor Unit-Air-Source) | HH836E2S11 |  |  | CTF48C5CFS1 | TM9V100C20MP12 | 34200 | 18 | 9 | 32600 | 25800 | 79.14% | 2 | 0 | 11 |  |  |  |  | R-454B | 2.85 | Residential & Commercial | USHP | Ducted CEE Tier 1
214242453 | Central HP <5.4 tons | KENMORE | HRCU-A-CB (Split System: Heat Pump with Remote Outdoor Unit-Air-Source) | (C,H,T)VH825GKA2* |  |  | EN(A,D)4X24L17**+WALLCON | *80CTL0901716B* | 23200 | 16 | 8.1 | 22000 | 16900 | 76.82% | 1.92 | 0 | 10.5 |  |  |  |  | R-410A | 1.9333 | Residential & Commercial | USHP | Ducted CEE Tier 1
214242503 | Central HP <5.4 tons | KENMORE | HRCU-A-CB (Split System: Heat Pump with Remote Outdoor Unit-Air-Source) | (C,H,T)VH825GKA2* |  |  | EN(A,D)4X24L17**+WALLCON | *96CTN0601714B* | 23200 | 15.5 | 8.1 | 22200 | 16900 | 76.13% | 1.92 | 0 | 10.5 |  |  |  |  | R-410A | 1.9333 | Residential & Commercial | USHP | Ducted CEE Tier 1
215937992 | Central HP <5.4 tons | KENMORE | HRCU-A-CB (Split System: Heat Pump with Remote Outdoor Unit-Air-Source) | (C,H,T)5H3V48*K*AAA* |  |  | EVD5X48M24A*+WALLCON | *96CTN1202422B* | 45000 | 20.5 | 8.1 | 52000 | 38000 | 73.08% | 1.9 | 0 | 11 |  |  |  |  | R-454B | 3.75 | Residential & Commercial | USHP | Ducted CEE Tier 1
214397172 | Central HP <5.4 tons | COLEMAN | HRCU-A-CB (Split System: Heat Pump with Remote Outdoor Unit-Air-Source) | HH860E2S11 |  |  | CTM60D5CHS1+JME18D2SN1 | 0 | 54000 | 19 | 9 | 53500 | 38500 | 71.96% | 2 | 0 | 12 |  |  |  |  | R-454B | 4.5 | Residential & Commercial | USHP | Ducted CEE Tier 1
214584693 | Central HP <5.4 tons | FRASER-JOHNSTON | HRCU-A-CB (Split System: Heat Pump with Remote Outdoor Unit-Air-Source) | HH824E2S11 |  |  | CTF30B5ACS1 | Z8ES080B12SMPS1 | 23000 | 18 | 9.5 | 23000 | 19100 | 83.04% | 2 | 0 | 12 |  |  |  |  | R-454B | 1.9167 | Residential & Commercial | USHP | Ducted CEE Tier 1
215935822 | Central HP <5.4 tons | KENMORE | HRCU-A-CB (Split System: Heat Pump with Remote Outdoor Unit-Air-Source) | (C,H,T)5H3V36*K*AAA* |  |  | EVD5X38M17A*+WALLCON | *80CSU0601716A* | 35400 | 22 | 8.5 | 38000 | 28600 | 75.26% | 2.02 | 0 | 12 |  |  |  |  | R-454B | 2.95 | Residential & Commercial | USHP | Ducted CEE Tier 1
214584668 | Central HP <5.4 tons | FRASER-JOHNSTON | HRCU-A-CB (Split System: Heat Pump with Remote Outdoor Unit-Air-Source) | HH860E2S11 |  |  | CTF60C5CHS1 | Z8ES100C20SMPS1 | 53500 | 19 | 9 | 53500 | 38000 | 71.03% | 2 | 0 | 12 |  |  |  |  | R-454B | 4.4583 | Residential & Commercial | USHP | Ducted CEE Tier 1
214584718 | Central HP <5.4 tons | FRASER-JOHNSTON | HRCU-A-CB (Split System: Heat Pump with Remote Outdoor Unit-Air-Source) | HH860E2S11 |  |  | CTF60C5CGS1 | Z8ES100C20SMPS1 | 44500 | 18 | 9 | 44500 | 33400 | 75.06% | 2 | 0 | 12 |  |  |  |  | R-454B | 3.7083 | Residential & Commercial | USHP | Ducted CEE Tier 1
211230065 | Central HP <5.4 tons | DAY & NIGHT | HRCU-A-CB (Split System: Heat Pump with Remote Outdoor Unit-Air-Source) | DLCURAH36ABK |  |  | EN(A,D,W)4X48L21** | *80VTL0701716A* | 36000 | 16 | 8.1 | 38500 | 34800 | 90.39% | 2.02 | 0 | 10 |  |  |  |  | R-410A | 3 | Residential & Commercial | USHP | Ducted CEE Tier 1
211230124 | Central HP <5.4 tons | DAY & NIGHT | HRCU-A-CB (Split System: Heat Pump with Remote Outdoor Unit-Air-Source) | DLCURAH36ABK |  |  | EN(A,D,W)4X48L21** | *92ESN0601714A* | 36200 | 16 | 8.1 | 38500 | 34800 | 90.39% | 2.02 | 0 | 10 |  |  |  |  | R-410A | 3.0167 | Residential & Commercial | USHP | Ducted CEE Tier 1
213779553 | Central HP <5.4 tons | KENMORE | HRCU-A-CB (Split System: Heat Pump with Remote Outdoor Unit-Air-Source) | (C,H,T)VH837GKA** |  |  | EA*4X48L24A*+WALLCON | *96CTN1202422B* | 32400 | 17 | 8.5 | 32400 | 24800 | 76.54% | 1.98 | 0 | 11 |  |  |  |  | R-410A | 2.7 | Residential & Commercial | USHP | Ducted CEE Tier 1
212977038 | Central HP <5.4 tons | CARRIER | HRCU-A-CB (Split System: Heat Pump with Remote Outdoor Unit-Air-Source) | 38MURAQ30AB3* |  |  | CAP**4224AL* | 59TP6C100V21**22 | 30000 | 15.2 | 8.1 | 34200 | 27600 | 80.7% | 1.8 | 0 | 9 |  |  |  |  | R-410A | 2.5 | Residential & Commercial | USHP
212972490 | Central HP <5.4 tons | KEEPRITE | HRCU-A-CB (Split System: Heat Pump with Remote Outdoor Unit-Air-Source) | DLCURAH30ABK |  |  | EA*4X43L21A* | *80VTL1102122B* | 30400 | 15.2 | 8.1 | 33400 | 26400 | 79.04% | 1.84 | 0 | 9 |  |  |  |  | R-410A | 2.5333 | Residential & Commercial | USHP
207252607 | Central HP <5.4 tons | TCL | HRCU-A-CB (Split System: Heat Pump with Remote Outdoor Unit-Air-Source) | TCE-60HA/DV2O |  |  | TCE-3036D6HWA/DVOE(02) | MGH96M060B3A | 33000 | 17 | 8.5 | 34000 | 25000 | 73.53% | 1.9 | 12.5 | 11.7 |  |  |  |  | R-410A | 2.75 | Residential & Commercial | USHP | Ducted CEE Tier 1
212976452 | Central HP <5.4 tons | KEEPRITE | HRCU-A-CB (Split System: Heat Pump with Remote Outdoor Unit-Air-Source) | DLCURAH30ABK |  |  | EA*4X37L21A* | *96VTN0802120B* | 30400 | 15.2 | 8.5 | 33400 | 26400 | 79.04% | 1.86 | 0 | 9 |  |  |  |  | R-410A | 2.5333 | Residential & Commercial | USHP
212974169 | Central HP <5.4 tons | KEEPRITE | HRCU-A-CB (Split System: Heat Pump with Remote Outdoor Unit-Air-Source) | DLCURAH30ABK |  |  | EA*4X43L21A* | *96VSN0802120B* | 30600 | 15.2 | 8.1 | 33400 | 26400 | 79.04% | 1.86 | 0 | 9 |  |  |  |  | R-410A | 2.55 | Residential & Commercial | USHP
213077220 | Central HP <5.4 tons | DAY & NIGHT | HRCU-A-CB (Split System: Heat Pump with Remote Outdoor Unit-Air-Source) | DLCURAH36ABK |  |  | EN(A,D,W)4X48L21** | *96VSN1002120B* | 36000 | 16.5 | 8.1 | 38500 | 35000 | 90.91% | 2 | 0 | 10 |  |  |  |  | R-410A | 3 | Residential & Commercial | USHP | Ducted CEE Tier 1
213077706 | Central HP <5.4 tons | DAY & NIGHT | HRCU-A-CB (Split System: Heat Pump with Remote Outdoor Unit-Air-Source) | DLCURAH36ABK |  |  | EA*4X36L21A* | *96VTN1002122B* | 35000 | 16.5 | 8.1 | 38500 | 35200 | 91.43% | 1.82 | 0 | 10 |  |  |  |  | R-410A | 2.9167 | Residential & Commercial | USHP | Ducted CEE Tier 1
214731829 | Central HP <5.4 tons | TCL | HRCU-A-CB (Split System: Heat Pump with Remote Outdoor Unit-Air-Source) | TCU-60D7HEWA/DV2O |  |  | TCE-4248D6HWA/DVOE(03) | FG7SA-090C-T35C* | 44000 | 16.5 | 8.2 | 45000 | 32400 | 72% | 1.95 | 0 | 11 |  |  |  |  | R-410A | 3.6667 | Residential & Commercial | USHP | Ducted CEE Tier 1
214239221 | Central HP <5.4 tons | KENMORE | HRCU-A-CB (Split System: Heat Pump with Remote Outdoor Unit-Air-Source) | (C,H,T)VH837GKA2* |  |  | EN(A,D,W)4X48L21**+WALLCON | *95CSU0601716B* | 32200 | 17 | 8.1 | 33000 | 24800 | 75.15% | 1.92 | 0 | 11.5 |  |  |  |  | R-410A | 2.6833 | Residential & Commercial | USHP | Ducted CEE Tier 1
214240041 | Central HP <5.4 tons | KENMORE | HRCU-A-CB (Split System: Heat Pump with Remote Outdoor Unit-Air-Source) | (C,H,T)VH837GKA** |  |  | EN(A,D,W)4X60L24**+WALLCON | *80CTL0902120B* | 32800 | 17.5 | 8.1 | 32200 | 24600 | 76.4% | 1.96 | 0 | 12 |  |  |  |  | R-410A | 2.7333 | Residential & Commercial | USHP | Ducted CEE Tier 1
207827233 | Central HP <5.4 tons | TCL | HRCU-A-C (Split System: Heat Pump with Remote Outdoor Unit with No Indoor Fan --Air Source) | TCU-36D7HEWA/DV2O |  |  | TCE-2430D6HWA/DVOE(02) | 0 | 22800 | 15.2 | 8.5 | 23000 | 18600 | 80.87% | 2 | 11.5 | 11 |  |  |  |  | R-410A | 1.9 | Residential & Commercial | USHP | Ducted CEE Tier 1
214731821 | Central HP <5.4 tons | TCL | HRCU-A-CB (Split System: Heat Pump with Remote Outdoor Unit-Air-Source) | TCU-36D7HEWA/DV2O |  |  | TCE-2430D6HWA/DVOE(02) | FG7SA-090C-T24B* | 22800 | 17 | 8.4 | 24000 | 19200 | 80% | 2.1 | 0 | 12.5 |  |  |  |  | R-410A | 1.9 | Residential & Commercial | USHP | Ducted CEE Tier 1
212510678 | Central HP <5.4 tons | TCL | HRCU-A-CB (Split System: Heat Pump with Remote Outdoor Unit-Air-Source) | THH36HAI2NAF2U23 |  |  | 4TXCB006DS3 | A801X080BM4SCA | 30000 | 15.2 | 8.1 | 27000 | 19000 | 70.37% | 1.75 | 0 | 9.8 |  |  |  |  | R-410A | 2.5 | Residential & Commercial | USHP
214779330 | Central HP <5.4 tons | TCL | HRCU-A-CB (Split System: Heat Pump with Remote Outdoor Unit-Air-Source) | THH36HAI2NAF2U23 |  |  | A4AH5V30A1B3 + DF | 0 | 28000 | 15.2 | 8.5 | 28000 | 21000 | 75% | 1.9 | 0 | 9.8 |  |  |  |  | R-410A | 2.3333 | Residential & Commercial | USHP
214649774 | Central HP <5.4 tons | COLEMAN | HRCU-A-CB (Split System: Heat Pump with Remote Outdoor Unit-Air-Source) | HH860E2S11 |  |  | CTU60D5XGS1+TXV | TM9V120D20MP12 | 44000 | 18 | 9 | 44500 | 33400 | 75.06% | 2 | 0 | 11.7 |  |  |  |  | R-454B | 3.6667 | Residential & Commercial | USHP | Ducted CEE Tier 1
213778963 | Central HP <5.4 tons | KENMORE | HRCU-A-CB (Split System: Heat Pump with Remote Outdoor Unit-Air-Source) | (C,H,T)VH837GKA** |  |  | EA*4X37L21A*+WALLCON | *80CTL0901716B* | 32600 | 17 | 8.5 | 32800 | 25000 | 76.22% | 1.98 | 0 | 11 |  |  |  |  | R-410A | 2.7167 | Residential & Commercial | USHP | Ducted CEE Tier 1
213779113 | Central HP <5.4 tons | KENMORE | HRCU-A-CB (Split System: Heat Pump with Remote Outdoor Unit-Air-Source) | (C,H,T)VH837GKA** |  |  | EA*4X42L21A*+WALLCON | *95CSU0601716B* | 31600 | 16.5 | 8.1 | 33000 | 24600 | 74.55% | 1.86 | 0 | 10.5 |  |  |  |  | R-410A | 2.6333 | Residential & Commercial | USHP | Ducted CEE Tier 1
214861616 | Central HP <5.4 tons | TCL | HRCU-A-CB (Split System: Heat Pump with Remote Outdoor Unit-Air-Source) | TCU-36D7HEWA/DV2O |  |  | TCE-2430D6HWA/DVOE(01) | FG7TE-060D-V24B* | 22800 | 18 | 8.8 | 24000 | 19200 | 80% | 2 | 0 | 12.5 |  |  |  |  | R-410A | 1.9 | Residential & Commercial | USHP | Ducted CEE Tier 1
214331611 | Central HP <5.4 tons | TCL | HRCU-A-C (Split System: Heat Pump with Remote Outdoor Unit with No Indoor Fan --Air Source) | TCU-36D7HEWA/DV2O |  |  | TCE-2430D6HWA/DVOE(01)+DK | 0 | 22800 | 15.2 | 8.2 | 23000 | 18600 | 80.87% | 1.9 | 0 | 11 |  |  |  |  | R-410A | 1.9 | Residential & Commercial | USHP | Ducted CEE Tier 1
213779133 | Central HP <5.4 tons | KENMORE | HRCU-A-CB (Split System: Heat Pump with Remote Outdoor Unit-Air-Source) | (C,H,T)VH837GKA** |  |  | EA*4X42L21A*+WALLCON | *97CMN0801714B* | 31600 | 16.5 | 8.1 | 33400 | 24600 | 73.65% | 1.86 | 0 | 10.5 |  |  |  |  | R-410A | 2.6333 | Residential & Commercial | USHP | Ducted CEE Tier 1
213779183 | Central HP <5.4 tons | KENMORE | HRCU-A-CB (Split System: Heat Pump with Remote Outdoor Unit-Air-Source) | (C,H,T)VH837GKA** |  |  | EA*4X42L24A*+WALLCON | *80CTL0902120B* | 31800 | 17 | 8.1 | 32800 | 24200 | 73.78% | 1.88 | 0 | 11 |  |  |  |  | R-410A | 2.65 | Residential & Commercial | USHP | Ducted CEE Tier 1
213779233 | Central HP <5.4 tons | KENMORE | HRCU-A-CB (Split System: Heat Pump with Remote Outdoor Unit-Air-Source) | (C,H,T)VH837GKA** |  |  | EA*4X42L24A*+WALLCON | *96CTN1002122B* | 31800 | 17 | 8.1 | 33000 | 24200 | 73.33% | 1.88 | 0 | 11 |  |  |  |  | R-410A | 2.65 | Residential & Commercial | USHP | Ducted CEE Tier 1
216046823 | Central HP <5.4 tons | TCL | HRCU-A-CB (Split System: Heat Pump with Remote Outdoor Unit-Air-Source) | THH60HES2NAGOH24 |  |  | 5TEM6D07AV51+TDR | 0 | 53000 | 16 | 8.1 | 54000 | 42000 | 77.78% | 1.75 | 0 | 10 |  |  |  |  | R-454B | 4.4167 | Residential & Commercial | USHP | Ducted CEE Tier 1
214861620 | Central HP <5.4 tons | TCL | HRCU-A-CB (Split System: Heat Pump with Remote Outdoor Unit-Air-Source) | TCU-60D7HEWA/DV2O |  |  | TCE-4248D6HWA/DVOE(03) | FG7TE-100D-V35C* | 45000 | 17.5 | 8.5 | 46000 | 32400 | 70.43% | 1.95 | 0 | 11 |  |  |  |  | R-410A | 3.75 | Residential & Commercial | USHP | Ducted CEE Tier 1
215937112 | Central HP <5.4 tons | KENMORE | HRCU-A-CB (Split System: Heat Pump with Remote Outdoor Unit-Air-Source) | (C,H,T)5H3V48*K*AAA* |  |  | EVM5X48M21A*+WALLCON | *96CTN0801714B* | 43000 | 19 | 8.1 | 53000 | 37600 | 70.94% | 2 | 0 | 11 |  |  |  |  | R-454B | 3.5833 | Residential & Commercial | USHP | Ducted CEE Tier 1
213080866 | Central HP <5.4 tons | DAY & NIGHT | HRCU-A-CB (Split System: Heat Pump with Remote Outdoor Unit-Air-Source) | DLCURAH36ABK |  |  | EN(A,D,W)4X48L21** | *95MSU0802120A* | 35800 | 16.5 | 8.1 | 38500 | 35000 | 90.91% | 2 | 0 | 10 |  |  |  |  | R-410A | 2.9833 | Residential & Commercial | USHP | Ducted CEE Tier 1
216782610 | Central HP <5.4 tons | COLEMAN | HRCU-A-CB (Split System: Heat Pump with Remote Outdoor Unit-Air-Source) | HH860E2S11 |  |  | CTM60C5CHS1 | Z8ES100C20LMPS1 | 53500 | 19 | 9 | 53500 | 38500 | 71.96% | 2 | 0 | 12 |  |  |  |  | R-454B | 4.4583 | Residential & Commercial | USHP | Ducted CEE Tier 1
214584608 | Central HP <5.4 tons | FRASER-JOHNSTON | HRCU-A-CB (Split System: Heat Pump with Remote Outdoor Unit-Air-Source) | HH860E2S11 |  |  | CTF60C5CGS1 | Z8ES100C16SMPS1 | 44000 | 18 | 9 | 44000 | 33200 | 75.45% | 2 | 0 | 12 |  |  |  |  | R-454B | 3.6667 | Residential & Commercial | USHP | Ducted CEE Tier 1
214584633 | Central HP <5.4 tons | FRASER-JOHNSTON | HRCU-A-CB (Split System: Heat Pump with Remote Outdoor Unit-Air-Source) | HH860E2S11 |  |  | CTF60C5CHS1 | Z8ES120C20SMPS1 | 53500 | 19 | 9 | 53500 | 38000 | 71.03% | 2 | 0 | 11.7 |  |  |  |  | R-454B | 4.4583 | Residential & Commercial | USHP | Ducted CEE Tier 1
211603990 | Central HP <5.4 tons | TCL | HRCU-A-CB (Split System: Heat Pump with Remote Outdoor Unit-Air-Source) | THH30HAI2NAF2U23 |  |  | THH36IAI2NAF2H23 | 0 | 28000 | 15.2 | 8.5 | 28000 | 21000 | 75% | 1.81 | 0 | 11 |  |  |  |  | R-410A | 2.3333 | Residential & Commercial | USHP | Ducted CEE Tier 1
207252601 | Central HP <5.4 tons | TCL | HRCU-A-CB (Split System: Heat Pump with Remote Outdoor Unit-Air-Source) | TCE-60HA/DV2O |  |  | TCE-4248D6HWA/DVOE(03) | MGH96M100C5A | 44000 | 16 | 8.5 | 45000 | 33000 | 73.33% | 1.9 | 11 | 10.5 |  |  |  |  | R-410A | 3.6667 | Residential & Commercial | USHP | Ducted CEE Tier 1
214584643 | Central HP <5.4 tons | FRASER-JOHNSTON | HRCU-A-CB (Split System: Heat Pump with Remote Outdoor Unit-Air-Source) | HH860E2S11 |  |  | CTM60C5CGS1 | Z8ES120C20SMPS1 | 44000 | 18 | 9 | 44500 | 33400 | 75.06% | 2 | 0 | 11.7 |  |  |  |  | R-454B | 3.6667 | Residential & Commercial | USHP | Ducted CEE Tier 1
216046824 | Central HP <5.4 tons | TCL | HRCU-A-CB (Split System: Heat Pump with Remote Outdoor Unit-Air-Source) | THH48HES2NAGOH24 |  |  | 5TEM6D06AV41+TDR | 0 | 46000 | 16 | 8.1 | 48000 | 38000 | 79.17% | 1.75 | 0 | 11.7 |  |  |  |  | R-454B | 3.8333 | Residential & Commercial | USHP | Ducted CEE Tier 1
214331615 | Central HP <5.4 tons | TCL | HRCU-A-C (Split System: Heat Pump with Remote Outdoor Unit with No Indoor Fan --Air Source) | TCU-60D7HEWA/DV2O |  |  | TCE-4860D6HWA/DVOE(04)+DK | 0 | 52000 | 15.2 | 8.5 | 53000 | 37200 | 70.19% | 1.9 | 0 | 10 |  |  |  |  | R-410A | 4.3333 | Residential & Commercial | USHP | Ducted CEE Tier 1
212510680 | Central HP <5.4 tons | TCL | HRCU-A-CB (Split System: Heat Pump with Remote Outdoor Unit-Air-Source) | THH36HAI2NAF2U23 |  |  | 4TXCB006DS3 | A952V080BU4SAD | 30000 | 15.2 | 8.1 | 27000 | 19000 | 70.37% | 1.75 | 0 | 9.8 |  |  |  |  | R-410A | 2.5 | Residential & Commercial | USHP
215937102 | Central HP <5.4 tons | KENMORE | HRCU-A-CB (Split System: Heat Pump with Remote Outdoor Unit-Air-Source) | (C,H,T)5H3V48*K*AAA* |  |  | EVM5X48M21A*+WALLCON | *97CMN1002122B* | 44500 | 20 | 8.1 | 52000 | 38500 | 74.04% | 2 | 0 | 11 |  |  |  |  | R-454B | 3.7083 | Residential & Commercial | USHP | Ducted CEE Tier 1
212578833 | Central HP <5.4 tons | TCL | HRCU-A-CB (Split System: Heat Pump with Remote Outdoor Unit-Air-Source) | THH36HAI2NAF2U23 |  |  | 4TXCB004DS3 | A801X060BM4SCA | 30000 | 15.2 | 8.1 | 25000 | 18000 | 72% | 1.75 | 0 | 9.5 |  |  |  |  | R-410A | 2.5 | Residential & Commercial | USHP
213770733 | Central HP <5.4 tons | KENMORE | HRCU-A-CB (Split System: Heat Pump with Remote Outdoor Unit-Air-Source) | (C,H,T)VH825GKA2* |  |  | EA*4X30L17A*+WALLCON | *80CTL0701716B* | 23400 | 16.5 | 8.1 | 21600 | 16700 | 77.31% | 1.92 | 0 | 11 |  |  |  |  | R-410A | 1.95 | Residential & Commercial | USHP | Ducted CEE Tier 1
213062782 | Central HP <5.4 tons | ACIQ | HRCU-A-CB (Split System: Heat Pump with Remote Outdoor Unit-Air-Source) | HVH837GKA** |  |  | EA*4X42L21A*+WALLCON | *80CSU0601716A* | 31800 | 17 | 8.1 | 33200 | 24400 | 73.49% | 1.86 | 11.5 | 11 |  |  |  |  | R-410A | 2.65 | Residential & Commercial | USHP | Ducted CEE Tier 1
215867859 | Central HP <5.4 tons | TCL | HRCU-A-CB (Split System: Heat Pump with Remote Outdoor Unit-Air-Source) | THH36TEI2NAI0D24 |  |  | THH36IEI2NAI0H24 | 0 | 34000 | 19 | 9 | 36000 | 26000 | 72.22% | 1.9 | 0 | 10 |  |  |  |  | R-454B | 2.8333 | Residential & Commercial | USHP | Ducted CEE Tier 1
213770268 | Central HP <5.4 tons | BRYANT HEATING AND COOLING SYSTEMS | HRCU-A-CB (Split System: Heat Pump with Remote Outdoor Unit-Air-Source) | 284ANV048*0**B* |  |  | CAP**4821AL*+UI | 986TD66100C21*** | 43500 | 20.5 | 9 | 46500 | 36400 | 78.28% | 2.26 | 0 | 11.5 |  |  |  |  | R-410A | 3.625 | Residential & Commercial | USHP | Ducted CEE Tier 1
213770270 | Central HP <5.4 tons | BRYANT HEATING AND COOLING SYSTEMS | HRCU-A-CB (Split System: Heat Pump with Remote Outdoor Unit-Air-Source) | 284ANV048*0**B* |  |  | CAP**4824AL*+UI | 88*TB60090C21*** | 44000 | 21 | 9 | 46500 | 36200 | 77.85% | 2.28 | 0 | 11.7 |  |  |  |  | R-410A | 3.6667 | Residential & Commercial | USHP | Ducted CEE Tier 1
215400239 | Central HP <5.4 tons | TCL | HRCU-A-CB (Split System: Heat Pump with Remote Outdoor Unit-Air-Source) | THH24HAI2NAF2U23 |  |  | 4TXCB003DS3 | A801X060BM4SD | 24000 | 15.2 | 8.5 | 24000 | 21000 | 87.5% | 1.85 | 0 | 9 |  |  |  |  | R-410A | 2 | Residential & Commercial | USHP
214728383 | Central HP <5.4 tons | COLEMAN | HRCU-A-CB (Split System: Heat Pump with Remote Outdoor Unit-Air-Source) | HH836E2S11 |  |  | CTU36B5XDS1+TXV | TM9E060B12MP12 | 33200 | 17 | 8.5 | 31600 | 25400 | 80.38% | 2 | 0 | 11 |  |  |  |  | R-454B | 2.7667 | Residential & Commercial | USHP | Ducted CEE Tier 1
212983302 | Central HP <5.4 tons | KEEPRITE | HRCU-A-CB (Split System: Heat Pump with Remote Outdoor Unit-Air-Source) | DLCURAH18ABK |  |  | EN(A,D)4X24L17** | *92MSN0401712A* | 17200 | 15.5 | 8.1 | 18300 | 19300 | 105.5% | 2.3 | 0 | 10.5 |  |  |  |  | R-410A | 1.4333 | Residential & Commercial | USHP | Ducted CEE Tier 1
215374904 | Central HP <5.4 tons | TCL | HRCU-A-CB (Split System: Heat Pump with Remote Outdoor Unit-Air-Source) | THH60HAI2NAF2U23 |  |  | 4TXCD010DS3 | A801X120DM5SD | 47500 | 15.2 | 8.1 | 45000 | 33400 | 74.22% | 1.75 | 0 | 9.5 |  |  |  |  | R-410A | 3.9583 | Residential & Commercial | USHP
212984705 | Central HP <5.4 tons | KEEPRITE | HRCU-A-CB (Split System: Heat Pump with Remote Outdoor Unit-Air-Source) | DLCURAH18ABK |  |  | EA*4X19L17A* | *92MSN0801716A* | 18300 | 16.5 | 8.5 | 18200 | 17700 | 97.25% | 2.14 | 0 | 11 |  |  |  |  | R-410A | 1.525 | Residential & Commercial | USHP | Ducted CEE Tier 1
212984753 | Central HP <5.4 tons | KEEPRITE | HRCU-A-CB (Split System: Heat Pump with Remote Outdoor Unit-Air-Source) | DLCURAH18ABK |  |  | EN(A,D)4X24L17** | *92MSN0801716A* | 17700 | 16.5 | 8.5 | 18700 | 19100 | 102.1% | 2.3 | 0 | 11 |  |  |  |  | R-410A | 1.475 | Residential & Commercial | USHP | Ducted CEE Tier 1
212988053 | Central HP <5.4 tons | DAY & NIGHT | HRCU-A-CB (Split System: Heat Pump with Remote Outdoor Unit-Air-Source) | DLCURAH30ABK |  |  | EA*4X42L21A* | *96MSN1002120A* | 30200 | 15.2 | 8.5 | 34000 | 27400 | 80.59% | 1.8 | 0 | 9 |  |  |  |  | R-410A | 2.5167 | Residential & Commercial | USHP
216046820 | Central HP <5.4 tons | TCL | HRCU-A-CB (Split System: Heat Pump with Remote Outdoor Unit-Air-Source) | THH48TEI2NAI0H24 |  |  | THH48IEI2NAI0H24 | 0 | 47000 | 18 | 8.5 | 47000 | 33000 | 70.21% | 1.8 | 0 | 9 |  |  |  |  | R-454B | 3.9167 | Residential & Commercial | USHP
213881903 | Central HP <5.4 tons | TCL | HRCU-A-CB (Split System: Heat Pump with Remote Outdoor Unit-Air-Source) | THH30HAI2NAF2U23 |  |  | A4AH5V30A1B3 + DF | 0 | 28000 | 15.2 | 8.5 | 28000 | 21000 | 75% | 1.9 | 0 | 9.8 |  |  |  |  | R-410A | 2.3333 | Residential & Commercial | USHP
211226893 | Central HP <5.4 tons | DAY & NIGHT | HRCU-A-CB (Split System: Heat Pump with Remote Outdoor Unit-Air-Source) | DLCURAH36ABK |  |  | EA*4X37L21A* | *80VSL0902120A* | 36200 | 16 | 8.5 | 38500 | 34800 | 90.39% | 2.06 | 0 | 10 |  |  |  |  | R-410A | 3.0167 | Residential & Commercial | USHP | Ducted CEE Tier 1
211227060 | Central HP <5.4 tons | DAY & NIGHT | HRCU-A-CB (Split System: Heat Pump with Remote Outdoor Unit-Air-Source) | DLCURAH36ABK |  |  | EA*4X37L21A* | *95ESN0802120A* | 37200 | 15.5 | 8.5 | 38500 | 35000 | 90.91% | 2.12 | 0 | 10 |  |  |  |  | R-410A | 3.1 | Residential & Commercial | USHP | Ducted CEE Tier 1
211227430 | Central HP <5.4 tons | DAY & NIGHT | HRCU-A-CB (Split System: Heat Pump with Remote Outdoor Unit-Air-Source) | DLCURAH36ABK |  |  | EA*4X42L21A* | *80ESU0601716A | 35000 | 16.5 | 8.1 | 38500 | 35000 | 90.91% | 1.86 | 0 | 10 |  |  |  |  | R-410A | 2.9167 | Residential & Commercial | USHP | Ducted CEE Tier 1
213079549 | Central HP <5.4 tons | DAY & NIGHT | HRCU-A-CB (Split System: Heat Pump with Remote Outdoor Unit-Air-Source) | DLCURAH36ABK |  |  | EA*4X37L21A* | *92MSN0801716A* | 36200 | 16.5 | 8.5 | 38000 | 34800 | 91.58% | 2.04 | 0 | 10 |  |  |  |  | R-410A | 3.0167 | Residential & Commercial | USHP | Ducted CEE Tier 1
212989533 | Central HP <5.4 tons | KEEPRITE | HRCU-A-CB (Split System: Heat Pump with Remote Outdoor Unit-Air-Source) | DLCURAH30ABK |  |  | EA*4X37L21A* | *95MSU0802120A* | 30600 | 15.2 | 8.1 | 33400 | 26400 | 79.04% | 1.86 | 0 | 9 |  |  |  |  | R-410A | 2.55 | Residential & Commercial | USHP
215937752 | Central HP <5.4 tons | KENMORE | HRCU-A-CB (Split System: Heat Pump with Remote Outdoor Unit-Air-Source) | (C,H,T)5H3V48*K*AAA* |  |  | EVD5X48M21A*+WALLCON | *80CTL0901716B* | 43500 | 20 | 8.1 | 52500 | 37600 | 71.62% | 2 | 0 | 11.5 |  |  |  |  | R-454B | 3.625 | Residential & Commercial | USHP | Ducted CEE Tier 1
215853488 | Central HP <5.4 tons | FRASER-JOHNSTON | HRCU-A-CB (Split System: Heat Pump with Remote Outdoor Unit-Air-Source) | HH860E2S11 |  |  | CTF60D5CJS1 | Z9ES120D20SMPS1 | 53000 | 18 | 9 | 54500 | 39500 | 72.48% | 2 | 0 | 11 |  |  |  |  | R-454B | 4.4167 | Residential & Commercial | USHP | Ducted CEE Tier 1
214584583 | Central HP <5.4 tons | FRASER-JOHNSTON | HRCU-A-CB (Split System: Heat Pump with Remote Outdoor Unit-Air-Source) | HH860E2S11 |  |  | CTF60D5CHS1 | Z8ES130D20SMPS1 | 54000 | 19 | 9 | 53500 | 38500 | 71.96% | 2 | 0 | 12 |  |  |  |  | R-454B | 4.5 | Residential & Commercial | USHP | Ducted CEE Tier 1
213770334 | Central HP <5.4 tons | BRYANT HEATING AND COOLING SYSTEMS | HRCU-A-CB (Split System: Heat Pump with Remote Outdoor Unit-Air-Source) | 284ANV048*0**B* |  |  | CSPH*4812AL*+UI | 987MC66100C21*** | 44500 | 20 | 8.5 | 46500 | 36400 | 78.28% | 2.2 | 0 | 11 |  |  |  |  | R-410A | 3.7083 | Residential & Commercial | USHP | Ducted CEE Tier 1
213770338 | Central HP <5.4 tons | BRYANT HEATING AND COOLING SYSTEMS | HRCU-A-CB (Split System: Heat Pump with Remote Outdoor Unit-Air-Source) | 284ANV048*0**B* |  |  | CSPH*4812AL*+UI | 986TD66100C21*** | 44500 | 20 | 8.5 | 46500 | 36400 | 78.28% | 2.2 | 0 | 11 |  |  |  |  | R-410A | 3.7083 | Residential & Commercial | USHP | Ducted CEE Tier 1
213770354 | Central HP <5.4 tons | BRYANT HEATING AND COOLING SYSTEMS | HRCU-A-CB (Split System: Heat Pump with Remote Outdoor Unit-Air-Source) | 284ANV048*0**B* |  |  | CSPH*6012AL*+UI | 987MC66120C24*** | 45000 | 20 | 9 | 46000 | 36200 | 78.7% | 2.34 | 0 | 11.7 |  |  |  |  | R-410A | 3.75 | Residential & Commercial | USHP | Ducted CEE Tier 1
213067630 | Central HP <5.4 tons | ACIQ | HRCU-A-CB (Split System: Heat Pump with Remote Outdoor Unit-Air-Source) | HVH825GKA2* |  |  | EN(A,D,W)4X48L21**+WALLCON | *96CTN0801714A* | 24000 | 16.5 | 8.1 | 21400 | 16600 | 77.57% | 2 | 0 | 11 |  |  |  |  | R-410A | 2 | Residential & Commercial | USHP | Ducted CEE Tier 1
215941071 | Central HP <5.4 tons | KEEPRITE | HRCU-A-CB (Split System: Heat Pump with Remote Outdoor Unit-Air-Source) | C5H3V48*K*AAA* |  |  | EA*5X61M21A*+WALLCON | *97CTN0801716A* | 44500 | 20 | 9 | 49000 | 37600 | 76.73% | 2 | 0 | 11 |  |  |  |  | R-454B | 3.7083 | Residential & Commercial | USHP | Ducted CEE Tier 1
213075875 | Central HP <5.4 tons | BRYANT HEATING AND COOLING SYSTEMS | HRCU-A-CB (Split System: Heat Pump with Remote Outdoor Unit-Air-Source) | 38MURAQ36AB3* |  |  | CAP**3621AL* | 935SB60100M21*** | 35200 | 16 | 8.1 | 38500 | 35200 | 91.43% | 1.84 | 0 | 9.5 |  |  |  |  | R-410A | 2.9333 | Residential & Commercial | USHP
213075923 | Central HP <5.4 tons | BRYANT HEATING AND COOLING SYSTEMS | HRCU-A-CB (Split System: Heat Pump with Remote Outdoor Unit-Air-Source) | 38MURAQ36AB3* |  |  | CAP**4321AL* | 935SB60100M21*** | 36400 | 16 | 8.5 | 38000 | 34800 | 91.58% | 2.06 | 0 | 10 |  |  |  |  | R-410A | 3.0333 | Residential & Commercial | USHP | Ducted CEE Tier 1
214731822 | Central HP <5.4 tons | TCL | HRCU-A-CB (Split System: Heat Pump with Remote Outdoor Unit-Air-Source) | TCU-36D7HEWA/DV2O |  |  | TCE-3036D6HWA/DVOE(02) | FG7SA-090C-T24B* | 32000 | 16 | 8.4 | 34600 | 24400 | 70.52% | 1.95 | 0 | 10.4 |  |  |  |  | R-410A | 2.6667 | Residential & Commercial | USHP | Ducted CEE Tier 1
213076043 | Central HP <5.4 tons | BRYANT HEATING AND COOLING SYSTEMS | HRCU-A-CB (Split System: Heat Pump with Remote Outdoor Unit-Air-Source) | 38MURAQ30AB3* |  |  | CAP**4224AL* | 935SB60100M21*** | 29800 | 15.2 | 8.1 | 38000 | 27600 | 72.63% | 1.78 | 0 | 9 |  |  |  |  | R-410A | 2.4833 | Residential & Commercial | USHP
213076334 | Central HP <5.4 tons | BRYANT HEATING AND COOLING SYSTEMS | HRCU-A-CB (Split System: Heat Pump with Remote Outdoor Unit-Air-Source) | 38MURAQ36AB3* |  |  | CNPV*4824AL* | 935SB66100M21*** | 36200 | 16.5 | 8.1 | 38500 | 35000 | 90.91% | 2.02 | 0 | 10.5 |  |  |  |  | R-410A | 3.0167 | Residential & Commercial | USHP | Ducted CEE Tier 1
213779603 | Central HP <5.4 tons | KENMORE | HRCU-A-CB (Split System: Heat Pump with Remote Outdoor Unit-Air-Source) | (C,H,T)VH837GKA** |  |  | EA*4X60L24A*+WALLCON | *97CMN1202422B* | 32800 | 17.5 | 8.1 | 31600 | 24600 | 77.85% | 1.98 | 0 | 11.5 |  |  |  |  | R-410A | 2.7333 | Residential & Commercial | USHP | Ducted CEE Tier 1
213779083 | Central HP <5.4 tons | KENMORE | HRCU-A-CB (Split System: Heat Pump with Remote Outdoor Unit-Air-Source) | (C,H,T)VH837GKA** |  |  | EA*4X42L21A*+WALLCON | *80CTL0901716B* | 31800 | 17 | 8.1 | 33000 | 24400 | 73.94% | 1.88 | 0 | 11 |  |  |  |  | R-410A | 2.65 | Residential & Commercial | USHP | Ducted CEE Tier 1
216706225 | Central HP <5.4 tons | TCL | HRCU-A-CB (Split System: Heat Pump with Remote Outdoor Unit-Air-Source) | THH24TEI2NAI0H24 |  |  | THH24IEI2NAI0H24 | 0 | 24000 | 18 | 9 | 24000 | 18000 | 75% | 1.8 | 0 | 10 |  |  |  |  | R-454B | 2 | Residential & Commercial | USHP | Ducted CEE Tier 1
215941091 | Central HP <5.4 tons | KEEPRITE | HRCU-A-CB (Split System: Heat Pump with Remote Outdoor Unit-Air-Source) | C5H3V48*K*AAA* |  |  | EA*5X61M21A*+WALLCON | *97CTN1002122A* | 45500 | 21 | 9.5 | 48500 | 36800 | 75.88% | 2 | 0 | 11 |  |  |  |  | R-454B | 3.7917 | Residential & Commercial | USHP | Ducted CEE Tier 1
215941591 | Central HP <5.4 tons | KEEPRITE | HRCU-A-CB (Split System: Heat Pump with Remote Outdoor Unit-Air-Source) | C5H3V48*K*AAA* |  |  | EVD5X48M24A*+WALLCON | *96CTN0802120B* | 44500 | 20 | 8.1 | 52000 | 38000 | 73.08% | 1.9 | 0 | 11 |  |  |  |  | R-454B | 3.7083 | Residential & Commercial | USHP | Ducted CEE Tier 1
212983937 | Central HP <5.4 tons | KEEPRITE | HRCU-A-CB (Split System: Heat Pump with Remote Outdoor Unit-Air-Source) | DLCURAH30ABK |  |  | EA*4X37L21A* | *92MSN0601714A* | 30200 | 15.2 | 8.1 | 33400 | 26400 | 79.04% | 1.84 | 0 | 9 |  |  |  |  | R-410A | 2.5167 | Residential & Commercial | USHP
212390894 | Central HP <5.4 tons | TCL | HRCU-A-C (Split System: Heat Pump with Remote Outdoor Unit with No Indoor Fan --Air Source) | THH30HAI2NAF2U23 |  |  | 4TXCB003DS3 | 0 | 24000 | 15.2 | 8.1 | 24000 | 19500 | 81.25% | 1.75 | 0 | 10 |  |  |  |  | R-410A | 2 | Residential & Commercial | USHP | Ducted CEE Tier 1
211227841 | Central HP <5.4 tons | DAY & NIGHT | HRCU-A-CB (Split System: Heat Pump with Remote Outdoor Unit-Air-Source) | DLCURAH36ABK |  |  | EA*4X42L24A* | *80ES(N,L)1352420A* | 35600 | 16 | 8.1 | 38500 | 35000 | 90.91% | 1.9 | 0 | 10 |  |  |  |  | R-410A | 2.9667 | Residential & Commercial | USHP | Ducted CEE Tier 1
214866729 | Central HP <5.4 tons | TCL | HRCU-A-CB (Split System: Heat Pump with Remote Outdoor Unit-Air-Source) | TCU-60D7HEWA/DV2O |  |  | TCE-4860D6HWA/DVOE(03) | FG7TE-100D-V35C* | 52000 | 16.5 | 8.5 | 54000 | 37800 | 70% | 1.9 | 0 | 10 |  |  |  |  | R-410A | 4.3333 | Residential & Commercial | USHP | Ducted CEE Tier 1
215540551 | Central HP <5.4 tons | TCL | HRCU-A-CB (Split System: Heat Pump with Remote Outdoor Unit-Air-Source) | TCU-60D7HEWA/DV2O |  |  | TCE-4248D6HWA/DVOE(03) | FG7TC-080D-V35C* | 45000 | 17 | 8.5 | 46000 | 32400 | 70.43% | 1.95 | 0 | 11 |  |  |  |  | R-410A | 3.75 | Residential & Commercial | USHP | Ducted CEE Tier 1
216046818 | Central HP <5.4 tons | TCL | HRCU-A-CB (Split System: Heat Pump with Remote Outdoor Unit-Air-Source) | H60TDH16XAC |  |  | H60AHH16XAE | 0 | 53000 | 17 | 8.2 | 53000 | 38000 | 71.7% | 1.8 | 0 | 8 |  |  |  |  | R-454B | 4.4167 | Residential & Commercial | USHP
213771273 | Central HP <5.4 tons | KENMORE | HRCU-A-CB (Split System: Heat Pump with Remote Outdoor Unit-Air-Source) | (C,H,T)VH825GKA2* |  |  | EA*4X42L21A*+WALLCON | *80CTL0901716B* | 23800 | 16.5 | 8.1 | 21400 | 16600 | 77.57% | 1.96 | 0 | 10.5 |  |  |  |  | R-410A | 1.9833 | Residential & Commercial | USHP | Ducted CEE Tier 1
213770923 | Central HP <5.4 tons | KENMORE | HRCU-A-CB (Split System: Heat Pump with Remote Outdoor Unit-Air-Source) | (C,H,T)VH825GKA2* |  |  | EA*4X36L21A*+WALLCON | *80CTL0701716B* | 23600 | 16.5 | 8.1 | 21400 | 16700 | 78.04% | 1.94 | 0 | 10.5 |  |  |  |  | R-410A | 1.9667 | Residential & Commercial | USHP | Ducted CEE Tier 1
213770553 | Central HP <5.4 tons | KENMORE | HRCU-A-CB (Split System: Heat Pump with Remote Outdoor Unit-Air-Source) | (C,H,T)VH825GKA2* |  |  | EA*4X24L17A*+WALLCON | *97CMN0801714B* | 23200 | 16 | 8.1 | 22000 | 16800 | 76.36% | 1.9 | 0 | 10.5 |  |  |  |  | R-410A | 1.9333 | Residential & Commercial | USHP | Ducted CEE Tier 1
207827229 | Central HP <5.4 tons | TCL | HRCU-A-CB (Split System: Heat Pump with Remote Outdoor Unit-Air-Source) | TCU-36D7HEWA/DV2O |  |  | TCU-24D7HWA/DV2I | 0 | 24000 | 20 | 9.2 | 24000 | 19600 | 81.67% | 2.1 | 13.5 | 13 |  |  |  |  | R-410A | 2 | Residential & Commercial | USHP | Ducted CEE Tier 1
216782071 | Central HP <5.4 tons | COLEMAN | HRCU-A-CB (Split System: Heat Pump with Remote Outdoor Unit-Air-Source) | HH836E2S11 |  |  | CTM36C5CDS1 | Z8ES120C16LMPS1 | 34400 | 18 | 8.5 | 31600 | 25800 | 81.65% | 2 | 0 | 11.7 |  |  |  |  | R-454B | 2.8667 | Residential & Commercial | USHP | Ducted CEE Tier 1
216782539 | Central HP <5.4 tons | COLEMAN | HRCU-A-CB (Split System: Heat Pump with Remote Outdoor Unit-Air-Source) | HH836E2S11 |  |  | CTM36C5CDS1 | Z8ES120C20LMPS1 | 34400 | 18 | 8.5 | 32000 | 26200 | 81.88% | 2 | 0 | 11 |  |  |  |  | R-454B | 2.8667 | Residential & Commercial | USHP | Ducted CEE Tier 1
216784656 | Central HP <5.4 tons | COLEMAN | HRCU-A-CB (Split System: Heat Pump with Remote Outdoor Unit-Air-Source) | HH836E2S11 |  |  | CTF36B5CDS1 | Z8ES100B12LMPS1 | 33400 | 18 | 8.5 | 30800 | 25000 | 81.17% | 2 | 0 | 11.7 |  |  |  |  | R-454B | 2.7833 | Residential & Commercial | USHP | Ducted CEE Tier 1
213779023 | Central HP <5.4 tons | KENMORE | HRCU-A-CB (Split System: Heat Pump with Remote Outdoor Unit-Air-Source) | (C,H,T)VH837GKA** |  |  | EA*4X37L21A*+WALLCON | *97CMN1002122B* | 33000 | 17 | 8.5 | 32600 | 25000 | 76.69% | 1.98 | 0 | 11.5 |  |  |  |  | R-410A | 2.75 | Residential & Commercial | USHP | Ducted CEE Tier 1
212510681 | Central HP <5.4 tons | TCL | HRCU-A-CB (Split System: Heat Pump with Remote Outdoor Unit-Air-Source) | THH36HAI2NAF2U23 |  |  | 4TXCB006DS3 | A952V060BU4SAD | 30000 | 15.2 | 8.1 | 27000 | 19000 | 70.37% | 1.75 | 0 | 9.8 |  |  |  |  | R-410A | 2.5 | Residential & Commercial | USHP
213779173 | Central HP <5.4 tons | KENMORE | HRCU-A-CB (Split System: Heat Pump with Remote Outdoor Unit-Air-Source) | (C,H,T)VH837GKA** |  |  | EA*4X42L21A*+WALLCON | *96CTN1002122B* | 31800 | 17 | 8.1 | 32800 | 24400 | 74.39% | 1.88 | 0 | 11 |  |  |  |  | R-410A | 2.65 | Residential & Commercial | USHP | Ducted CEE Tier 1
211227513 | Central HP <5.4 tons | DAY & NIGHT | HRCU-A-CB (Split System: Heat Pump with Remote Outdoor Unit-Air-Source) | DLCURAH36ABK |  |  | EA*4X42L21A* | *92ESN0601714A* | 35400 | 16 | 8.1 | 38500 | 35000 | 90.91% | 1.88 | 0 | 10 |  |  |  |  | R-410A | 2.95 | Residential & Commercial | USHP | Ducted CEE Tier 1
212970643 | Central HP <5.4 tons | KEEPRITE | HRCU-A-CB (Split System: Heat Pump with Remote Outdoor Unit-Air-Source) | DLCURAH36ABK |  |  | EA*4X36L21A* | *80VSL0902120B* | 35000 | 16 | 8.1 | 38500 | 35200 | 91.43% | 1.82 | 0 | 9.5 |  |  |  |  | R-410A | 2.9167 | Residential & Commercial | USHP
214731830 | Central HP <5.4 tons | TCL | HRCU-A-CB (Split System: Heat Pump with Remote Outdoor Unit-Air-Source) | TCU-60D7HEWA/DV2O |  |  | TCE-4860D6HWA/DVOE(03) | FG7SA-108C-T35C* | 52000 | 16 | 8.2 | 54000 | 37800 | 70% | 1.9 | 0 | 10 |  |  |  |  | R-410A | 4.3333 | Residential & Commercial | USHP | Ducted CEE Tier 1
213880446 | Central HP <5.4 tons | TCL | HRCU-A-CB (Split System: Heat Pump with Remote Outdoor Unit-Air-Source) | THH24HAI2NAF2U23 |  |  | A4AH5V36A1C3 + DF | 0 | 24000 | 15.2 | 8.1 | 24000 | 17000 | 70.83% | 1.8 | 0 | 9 |  |  |  |  | R-410A | 2 | Residential & Commercial | USHP
212969943 | Central HP <5.4 tons | KEEPRITE | HRCU-A-CB (Split System: Heat Pump with Remote Outdoor Unit-Air-Source) | DLCURAH36ABK |  |  | EA*4X37L17A* | *80VSL0451412B* | 36000 | 15.5 | 8.5 | 38500 | 35000 | 90.91% | 2 | 0 | 10 |  |  |  |  | R-410A | 3 | Residential & Commercial | USHP | Ducted CEE Tier 1
216736933 | Central HP <5.4 tons | BRYANT HEATING AND COOLING SYSTEMS | HRCU-A-CB (Split System: Heat Pump with Remote Outdoor Unit-Air-Source) | 37MUHAQ24AA3 |  |  | CSAH*2412AM* | 927TA60100V21*** | 22400 | 15.5 | 8.1 | 21200 | 19100 | 90.09% | 1.85 | 0 | 10.5 |  |  |  |  | R-454B | 1.8667 | Residential & Commercial | USHP | Ducted CEE Tier 1
214584558 | Central HP <5.4 tons | FRASER-JOHNSTON | HRCU-A-CB (Split System: Heat Pump with Remote Outdoor Unit-Air-Source) | HH836E2S11 |  |  | CTF36C5CDS1 | Z8ES100C16SMPS1 | 34400 | 18 | 8.5 | 31800 | 26000 | 81.76% | 2 | 0 | 11.7 |  |  |  |  | R-454B | 2.8667 | Residential & Commercial | USHP | Ducted CEE Tier 1
214584708 | Central HP <5.4 tons | FRASER-JOHNSTON | HRCU-A-CB (Split System: Heat Pump with Remote Outdoor Unit-Air-Source) | HH836E2S11 |  |  | CTM36C5CDS1 | Z8ES080C16SMPS1 | 34000 | 18 | 8.5 | 31200 | 25400 | 81.41% | 2 | 0 | 11.7 |  |  |  |  | R-454B | 2.8333 | Residential & Commercial | USHP | Ducted CEE Tier 1
215853413 | Central HP <5.4 tons | FRASER-JOHNSTON | HRCU-A-CB (Split System: Heat Pump with Remote Outdoor Unit-Air-Source) | HH836E2S11 |  |  | CTM36C5CDS1+JMVT16CC2N1 | 0 | 34400 | 19 | 9 | 31600 | 25800 | 81.65% | 2 | 0 | 11.7 |  |  |  |  | R-454B | 2.8667 | Residential & Commercial | USHP | Ducted CEE Tier 1
213771673 | Central HP <5.4 tons | KENMORE | HRCU-A-CB (Split System: Heat Pump with Remote Outdoor Unit-Air-Source) | (C,H,T)VH825GKA2* |  |  | EA*4X48L21A*+WALLCON | *96CTN1002122B* | 24000 | 16.5 | 8.1 | 21000 | 16500 | 78.57% | 2.02 | 0 | 11 |  |  |  |  | R-410A | 2 | Residential & Commercial | USHP | Ducted CEE Tier 1
216046822 | Central HP <5.4 tons | TCL | HRCU-A-CB (Split System: Heat Pump with Remote Outdoor Unit-Air-Source) | THH36HES2NAGOH24 |  |  | 5TEM6D04AV31+TDR | 0 | 34000 | 16 | 8.1 | 34000 | 27000 | 79.41% | 1.75 | 0 | 11.7 |  |  |  |  | R-454B | 2.8333 | Residential & Commercial | USHP | Ducted CEE Tier 1
213771353 | Central HP <5.4 tons | KENMORE | HRCU-A-CB (Split System: Heat Pump with Remote Outdoor Unit-Air-Source) | (C,H,T)VH825GKA2* |  |  | EA*4X42L21A*+WALLCON | *96CTN0801714B* | 23600 | 16.5 | 8.1 | 21400 | 16700 | 78.04% | 1.96 | 0 | 10.5 |  |  |  |  | R-410A | 1.9667 | Residential & Commercial | USHP | Ducted CEE Tier 1
213771403 | Central HP <5.4 tons | KENMORE | HRCU-A-CB (Split System: Heat Pump with Remote Outdoor Unit-Air-Source) | (C,H,T)VH825GKA2* |  |  | EA*4X42L24A*+WALLCON | *97CMN1002122B* | 23800 | 16.5 | 8.1 | 21400 | 16600 | 77.57% | 1.96 | 0 | 11 |  |  |  |  | R-410A | 1.9833 | Residential & Commercial | USHP | Ducted CEE Tier 1
213770833 | Central HP <5.4 tons | KENMORE | HRCU-A-CB (Split System: Heat Pump with Remote Outdoor Unit-Air-Source) | (C,H,T)VH825GKA2* |  |  | EA*4X36L17A*+WALLCON | *80CTL0701716B* | 23600 | 16.5 | 8.1 | 21400 | 16700 | 78.04% | 1.94 | 0 | 11 |  |  |  |  | R-410A | 1.9667 | Residential & Commercial | USHP | Ducted CEE Tier 1
215932004 | Central HP <5.4 tons | CARRIER | HRCU-A-CB (Split System: Heat Pump with Remote Outdoor Unit-Air-Source) | 27VNA336A*030* |  |  | CAA**3017AM*+UI | 59MN7C060C17**14 | 31800 | 18.5 | 9 | 34600 | 26600 | 76.88% | 1.9 | 0 | 10.5 |  |  |  |  | R-454B | 2.65 | Residential & Commercial | USHP | Ducted CEE Tier 1
215932024 | Central HP <5.4 tons | CARRIER | HRCU-A-CB (Split System: Heat Pump with Remote Outdoor Unit-Air-Source) | 27VNA336A*030* |  |  | CAA**3017AM*+UI | 59TN6C060C17**14 | 31800 | 19 | 9.5 | 34600 | 26600 | 76.88% | 2 | 0 | 10.5 |  |  |  |  | R-454B | 2.65 | Residential & Commercial | USHP | Ducted CEE Tier 1
213075283 | Central HP <5.4 tons | ACIQ | HRCU-A-CB (Split System: Heat Pump with Remote Outdoor Unit-Air-Source) | DLCURAH36ABK |  |  | EA*4X37L21A* | *80VTL0902120A* | 36200 | 16 | 8.5 | 38500 | 34800 | 90.39% | 2.06 | 0 | 10 |  |  |  |  | R-410A | 3.0167 | Residential & Commercial | USHP | Ducted CEE Tier 1
215540553 | Central HP <5.4 tons | TCL | HRCU-A-CB (Split System: Heat Pump with Remote Outdoor Unit-Air-Source) | TCU-36D7HEWA/DV2O |  |  | TCE-2430D6HWA/DVOE(02) | FG7TC-060D-V24B* | 22800 | 18 | 8.8 | 24000 | 19200 | 80% | 2.1 | 0 | 12 |  |  |  |  | R-410A | 1.9 | Residential & Commercial | USHP | Ducted CEE Tier 1
211228445 | Central HP <5.4 tons | BRYANT HEATING AND COOLING SYSTEMS | HRCU-A-CB (Split System: Heat Pump with Remote Outdoor Unit-Air-Source) | 38MURAQ36AB3* |  |  | CAP**4321AL* | 912SD60080E21*** | 37400 | 16 | 8.5 | 38500 | 34800 | 90.39% | 2.14 | 0 | 10 |  |  |  |  | R-410A | 3.1167 | Residential & Commercial | USHP | Ducted CEE Tier 1
211228911 | Central HP <5.4 tons | BRYANT HEATING AND COOLING SYSTEMS | HRCU-A-CB (Split System: Heat Pump with Remote Outdoor Unit-Air-Source) | 38MURAQ36AB3* |  |  | CAP**4821AL* | 82*TA48090V17*** | 36200 | 16 | 8.5 | 38500 | 34600 | 89.87% | 2.06 | 0 | 10 |  |  |  |  | R-410A | 3.0167 | Residential & Commercial | USHP | Ducted CEE Tier 1
211229004 | Central HP <5.4 tons | BRYANT HEATING AND COOLING SYSTEMS | HRCU-A-CB (Split System: Heat Pump with Remote Outdoor Unit-Air-Source) | 38MURAQ36AB3* |  |  | CAP**4821AL* | 912SD66100E21*** | 37400 | 15.2 | 8.5 | 38500 | 35000 | 90.91% | 2.12 | 0 | 10 |  |  |  |  | R-410A | 3.1167 | Residential & Commercial | USHP | Ducted CEE Tier 1
211230002 | Central HP <5.4 tons | DAY & NIGHT | HRCU-A-CB (Split System: Heat Pump with Remote Outdoor Unit-Air-Source) | DLCURAH36ABK |  |  | EN(A,D,W)4X48L21** | *80VSL0702120A* | 36000 | 16 | 8.1 | 38500 | 34800 | 90.39% | 2.02 | 0 | 10 |  |  |  |  | R-410A | 3 | Residential & Commercial | USHP | Ducted CEE Tier 1
211911372 | Central HP <5.4 tons | MITS AIR | HRCU-A-C (Split System: Heat Pump with Remote Outdoor Unit with No Indoor Fan --Air Source) | MOX430-24HFN1-MR0 |  |  | MAC-24HWDN1-MN0 | 0 | 24000 | 15.7 | 9.8 | 25600 | 18500 | 72.27% | 2.2 | 10.3 | 10 |  |  |  |  | R-410A | 2 | Residential & Commercial | USHP | Ducted CEE Tier 1
216046819 | Central HP <5.4 tons | TCL | HRCU-A-CB (Split System: Heat Pump with Remote Outdoor Unit-Air-Source) | H48TDH18XAC |  |  | H48AHH18XAE | 0 | 47000 | 18 | 8.5 | 47000 | 33000 | 70.21% | 1.8 | 0 | 9 |  |  |  |  | R-454B | 3.9167 | Residential & Commercial | USHP
215853406 | Central HP <5.4 tons | FRASER-JOHNSTON | HRCU-A-CB (Split System: Heat Pump with Remote Outdoor Unit-Air-Source) | HH836E2S11 |  |  | JHE36B5CD2SS1 | 0 | 34200 | 19 | 9 | 31800 | 26000 | 81.76% | 2 | 0 | 11 |  |  |  |  | R-454B | 2.85 | Residential & Commercial | USHP | Ducted CEE Tier 1
215853424 | Central HP <5.4 tons | FRASER-JOHNSTON | HRCU-A-CB (Split System: Heat Pump with Remote Outdoor Unit-Air-Source) | HH836E2S11 |  |  | CTF36C5CDS1 | Z9ES100C16SMPS1 | 34600 | 17 | 8.5 | 32800 | 27000 | 82.32% | 2 | 0 | 11 |  |  |  |  | R-454B | 2.8833 | Residential & Commercial | USHP | Ducted CEE Tier 1
213771483 | Central HP <5.4 tons | KENMORE | HRCU-A-CB (Split System: Heat Pump with Remote Outdoor Unit-Air-Source) | (C,H,T)VH825GKA2* |  |  | EA*4X43L21A*+WALLCON | *80CTL1102120B* | 24400 | 17 | 8.5 | 21200 | 16600 | 78.3% | 2.04 | 0 | 11 |  |  |  |  | R-410A | 2.0333 | Residential & Commercial | USHP | Ducted CEE Tier 1
213771553 | Central HP <5.4 tons | KENMORE | HRCU-A-CB (Split System: Heat Pump with Remote Outdoor Unit-Air-Source) | (C,H,T)VH825GKA2* |  |  | EA*4X43L21A*+WALLCON | *96CTN1002122B* | 24400 | 16.5 | 8.5 | 21200 | 16600 | 78.3% | 2.04 | 0 | 11 |  |  |  |  | R-410A | 2.0333 | Residential & Commercial | USHP | Ducted CEE Tier 1
213774653 | Central HP <5.4 tons | KENMORE | HRCU-A-CB (Split System: Heat Pump with Remote Outdoor Unit-Air-Source) | (C,H,T)VH825GKA3* |  |  | EHD4X48AAL+WALLCON | *97CMN0801714B* | 24200 | 16 | 8.1 | 21400 | 16600 | 77.57% | 2 | 0 | 10.5 |  |  |  |  | R-410A | 2.0167 | Residential & Commercial | USHP | Ducted CEE Tier 1
213774403 | Central HP <5.4 tons | KENMORE | HRCU-A-CB (Split System: Heat Pump with Remote Outdoor Unit-Air-Source) | (C,H,T)VH825GKA3* |  |  | EHD4X42AAL+WALLCON | *80CTL0701412B* | 24200 | 16 | 8.1 | 21200 | 16600 | 78.3% | 2 | 0 | 10.5 |  |  |  |  | R-410A | 2.0167 | Residential & Commercial | USHP | Ducted CEE Tier 1
213774483 | Central HP <5.4 tons | KENMORE | HRCU-A-CB (Split System: Heat Pump with Remote Outdoor Unit-Air-Source) | (C,H,T)VH825GKA3* |  |  | EHD4X42AAL+WALLCON | *97CMN0801714B* | 24000 | 16 | 8.1 | 21400 | 16600 | 77.57% | 1.98 | 0 | 10.5 |  |  |  |  | R-410A | 2 | Residential & Commercial | USHP | Ducted CEE Tier 1
212510673 | Central HP <5.4 tons | TCL | HRCU-A-CB (Split System: Heat Pump with Remote Outdoor Unit-Air-Source) | THH36HAI2NAF2U23 |  |  | 4TXCB004DS3 | A951X060BU4SAB | 30000 | 15.2 | 8.1 | 25000 | 18000 | 72% | 1.75 | 0 | 9.5 |  |  |  |  | R-410A | 2.5 | Residential & Commercial | USHP
208141130 | Central HP <5.4 tons | TCL | HRCU-A-CB (Split System: Heat Pump with Remote Outdoor Unit-Air-Source) | TCU-36D7HEWA/DV2O |  |  | TCE-2430D6HWA/DVOE(02) | MGH96M080B3A | 22800 | 18 | 8.8 | 24000 | 19200 | 80% | 2.1 | 13 | 12.5 |  |  |  |  | R-410A | 1.9 | Residential & Commercial | USHP | Ducted CEE Tier 1
214866727 | Central HP <5.4 tons | TCL | HRCU-A-CB (Split System: Heat Pump with Remote Outdoor Unit-Air-Source) | TCU-36D7HEWA/DV2O |  |  | TCE-2430D6HWA/DVOE(02) | FG7TE-060D-V24B* | 22800 | 18 | 8.8 | 24000 | 19200 | 80% | 2.1 | 0 | 12.5 |  |  |  |  | R-410A | 1.9 | Residential & Commercial | USHP | Ducted CEE Tier 1
207827118 | Central HP <5.4 tons | TCL | HRCU-A-CB (Split System: Heat Pump with Remote Outdoor Unit-Air-Source) | TCU-60D7HEWA/DV2O |  |  | TCU-48D7HWA/DV2I | 0 | 45000 | 18 | 9 | 47000 | 34400 | 73.19% | 2.1 | 11.5 | 11.7 |  |  |  |  | R-410A | 3.75 | Residential & Commercial | USHP | Ducted CEE Tier 1
213069398 | Central HP <5.4 tons | ACIQ | HRCU-A-CB (Split System: Heat Pump with Remote Outdoor Unit-Air-Source) | DLCURAH36ABK |  |  | EA*4X43L21A* | *80ES(N,L)0902116A* | 36800 | 16 | 8.5 | 38500 | 34800 | 90.39% | 2.1 | 0 | 10 |  |  |  |  | R-410A | 3.0667 | Residential & Commercial | USHP | Ducted CEE Tier 1
213069439 | Central HP <5.4 tons | ACIQ | HRCU-A-CB (Split System: Heat Pump with Remote Outdoor Unit-Air-Source) | DLCURAH36ABK |  |  | EA*4X48L21A* | *80ES(N,L)0901714A* | 36400 | 16 | 8.5 | 38500 | 34800 | 90.39% | 2.08 | 0 | 10 |  |  |  |  | R-410A | 3.0333 | Residential & Commercial | USHP | Ducted CEE Tier 1
213069457 | Central HP <5.4 tons | ACIQ | HRCU-A-CB (Split System: Heat Pump with Remote Outdoor Unit-Air-Source) | DLCURAH36ABK |  |  | EA*4X48L21A* | *92ESN1002120A* | 35600 | 16.5 | 8.5 | 37800 | 34600 | 91.53% | 2.04 | 0 | 10 |  |  |  |  | R-410A | 2.9667 | Residential & Commercial | USHP | Ducted CEE Tier 1
215374902 | Central HP <5.4 tons | TCL | HRCU-A-CB (Split System: Heat Pump with Remote Outdoor Unit-Air-Source) | THH36HAI2NAF2U23 |  |  | 4TXCB006DS3 | A801X080BM4SD | 30000 | 15.2 | 8.1 | 27000 | 19000 | 70.37% | 1.75 | 0 | 9.8 |  |  |  |  | R-410A | 2.5 | Residential & Commercial | USHP
215853415 | Central HP <5.4 tons | FRASER-JOHNSTON | HRCU-A-CB (Split System: Heat Pump with Remote Outdoor Unit-Air-Source) | HH836E2S11 |  |  | CTM36C5CDS1 | Z9ES080C16SMPS1 | 33600 | 18 | 8.5 | 31200 | 25400 | 81.41% | 2 | 0 | 11 |  |  |  |  | R-454B | 2.8 | Residential & Commercial | USHP | Ducted CEE Tier 1
215853416 | Central HP <5.4 tons | FRASER-JOHNSTON | HRCU-A-CB (Split System: Heat Pump with Remote Outdoor Unit-Air-Source) | HH836E2S11 |  |  | CTM36B5CDS1 | Z9ES060B12SMPS1 | 33200 | 17 | 8.5 | 31000 | 25400 | 81.94% | 2 | 0 | 11 |  |  |  |  | R-454B | 2.7667 | Residential & Commercial | USHP | Ducted CEE Tier 1
216732891 | Central HP <5.4 tons | KEEPRITE | HRCU-A-CB (Split System: Heat Pump with Remote Outdoor Unit-Air-Source) | D5CUHAH24AAK |  |  | EA*5X24M17A* | *92MSN0601714A* | 22000 | 16 | 8.5 | 21000 | 19100 | 90.95% | 1.96 | 0 | 10.5 |  |  |  |  | R-454B | 1.8333 | Residential & Commercial | USHP | Ducted CEE Tier 1
216738741 | Central HP <5.4 tons | KEEPRITE | HRCU-A-CB (Split System: Heat Pump with Remote Outdoor Unit-Air-Source) | D5CUHAH24AAK |  |  | ESH5X36M12A* | *95MSU1002122A* | 23400 | 16 | 8.5 | 21200 | 18800 | 88.68% | 1.94 | 0 | 11 |  |  |  |  | R-454B | 1.95 | Residential & Commercial | USHP | Ducted CEE Tier 1
212987460 | Central HP <5.4 tons | BRYANT HEATING AND COOLING SYSTEMS | HRCU-A-CB (Split System: Heat Pump with Remote Outdoor Unit-Air-Source) | 38MURAQ24AB3* |  |  | CNPV*3017AL* | 916SA48080M17*** | 23800 | 17 | 8.5 | 26400 | 24000 | 90.91% | 2 | 0 | 10.5 |  |  |  |  | R-410A | 1.9833 | Residential & Commercial | USHP | Ducted CEE Tier 1
211869248 | Central HP <5.4 tons | TCL | HRCU-A-CB (Split System: Heat Pump with Remote Outdoor Unit-Air-Source) | TCE-36HA/DV2O |  |  | TCU-24D7HWA/DV2I | 0 | 23400 | 18.5 | 8.5 | 24000 | 17600 | 73.33% | 2.1 | 0 | 12 |  |  |  |  | R-410A | 1.95 | Residential & Commercial | USHP | Ducted CEE Tier 1
215932174 | Central HP <5.4 tons | CARRIER | HRCU-A-CB (Split System: Heat Pump with Remote Outdoor Unit-Air-Source) | 27VNA336A*030* |  |  | CAA**3721AM*+UI | 59TN6C060C17**14 | 33800 | 19.5 | 9.5 | 34200 | 26000 | 76.02% | 2.06 | 0 | 11 |  |  |  |  | R-454B | 2.8167 | Residential & Commercial | USHP | Ducted CEE Tier 1
215932324 | Central HP <5.4 tons | CARRIER | HRCU-A-CB (Split System: Heat Pump with Remote Outdoor Unit-Air-Source) | 27VNA336A*030* |  |  | CAA**4221AM*+UI | 59MN7C100C21**22 | 32800 | 20 | 9.5 | 34800 | 26600 | 76.44% | 2 | 0 | 11.5 |  |  |  |  | R-454B | 2.7333 | Residential & Commercial | USHP | Ducted CEE Tier 1
213079874 | Central HP <5.4 tons | BRYANT HEATING AND COOLING SYSTEMS | HRCU-A-CB (Split System: Heat Pump with Remote Outdoor Unit-Air-Source) | 38MURAQ36AB3* |  |  | CAP**4321AL* | 912SE66100M21*** | 36200 | 16.5 | 8.5 | 38000 | 34800 | 91.58% | 2.04 | 0 | 10 |  |  |  |  | R-410A | 3.0167 | Residential & Commercial | USHP | Ducted CEE Tier 1
213079941 | Central HP <5.4 tons | BRYANT HEATING AND COOLING SYSTEMS | HRCU-A-CB (Split System: Heat Pump with Remote Outdoor Unit-Air-Source) | 38MURAQ36AB3* |  |  | CNPV*4824AL* | 912SE60120M24*** | 36400 | 16 | 8.1 | 38500 | 35000 | 90.91% | 2.02 | 0 | 10.5 |  |  |  |  | R-410A | 3.0333 | Residential & Commercial | USHP | Ducted CEE Tier 1
213069244 | Central HP <5.4 tons | ACIQ | HRCU-A-CB (Split System: Heat Pump with Remote Outdoor Unit-Air-Source) | DLCURAH36ABK |  |  | EA*4X36L21A* | *95ESN1002122A* | 36400 | 15.2 | 8.1 | 40000 | 35400 | 88.5% | 1.88 | 0 | 10 |  |  |  |  | R-410A | 3.0333 | Residential & Commercial | USHP | Ducted CEE Tier 1
213771623 | Central HP <5.4 tons | KENMORE | HRCU-A-CB (Split System: Heat Pump with Remote Outdoor Unit-Air-Source) | (C,H,T)VH825GKA2* |  |  | EA*4X48L21A*+WALLCON | *97CMN0601714B* | 24000 | 16.5 | 8.1 | 21000 | 16600 | 79.05% | 2 | 0 | 10.5 |  |  |  |  | R-410A | 2 | Residential & Commercial | USHP | Ducted CEE Tier 1
213771573 | Central HP <5.4 tons | KENMORE | HRCU-A-CB (Split System: Heat Pump with Remote Outdoor Unit-Air-Source) | (C,H,T)VH825GKA2* |  |  | EA*4X48L21A*+WALLCON | *80CTL0701716B* | 24000 | 17 | 8.1 | 21000 | 16500 | 78.57% | 2 | 0 | 11 |  |  |  |  | R-410A | 2 | Residential & Commercial | USHP | Ducted CEE Tier 1
213771203 | Central HP <5.4 tons | KENMORE | HRCU-A-CB (Split System: Heat Pump with Remote Outdoor Unit-Air-Source) | (C,H,T)VH825GKA2* |  |  | EA*4X37L21A*+WALLCON | *97CMN0801714B* | 24400 | 16.5 | 8.1 | 21200 | 16700 | 78.77% | 2.02 | 0 | 11 |  |  |  |  | R-410A | 2.0333 | Residential & Commercial | USHP | Ducted CEE Tier 1
213771223 | Central HP <5.4 tons | KENMORE | HRCU-A-CB (Split System: Heat Pump with Remote Outdoor Unit-Air-Source) | (C,H,T)VH825GKA2* |  |  | EA*4X37L21A*+WALLCON | *96CTN0601714B* | 24400 | 16.5 | 8.1 | 21200 | 16700 | 78.77% | 2.02 | 0 | 11 |  |  |  |  | R-410A | 2.0333 | Residential & Commercial | USHP | Ducted CEE Tier 1
213771173 | Central HP <5.4 tons | KENMORE | HRCU-A-CB (Split System: Heat Pump with Remote Outdoor Unit-Air-Source) | (C,H,T)VH825GKA2* |  |  | EA*4X37L21A*+WALLCON | *80CTL1102120B* | 24400 | 17 | 8.5 | 21200 | 16600 | 78.3% | 2.04 | 0 | 11 |  |  |  |  | R-410A | 2.0333 | Residential & Commercial | USHP | Ducted CEE Tier 1
213771073 | Central HP <5.4 tons | KENMORE | HRCU-A-CB (Split System: Heat Pump with Remote Outdoor Unit-Air-Source) | (C,H,T)VH825GKA2* |  |  | EA*4X37L17A*+WALLCON | *95CSU0601716B* | 24200 | 16.5 | 8.1 | 21400 | 16700 | 78.04% | 2 | 0 | 10.5 |  |  |  |  | R-410A | 2.0167 | Residential & Commercial | USHP | Ducted CEE Tier 1
213770803 | Central HP <5.4 tons | KENMORE | HRCU-A-CB (Split System: Heat Pump with Remote Outdoor Unit-Air-Source) | (C,H,T)VH825GKA2* |  |  | EA*4X30L17A*+WALLCON | *96CTN0801714B* | 23400 | 16.5 | 8.1 | 21600 | 16700 | 77.31% | 1.92 | 0 | 10.5 |  |  |  |  | R-410A | 1.95 | Residential & Commercial | USHP | Ducted CEE Tier 1
213770473 | Central HP <5.4 tons | KENMORE | HRCU-A-CB (Split System: Heat Pump with Remote Outdoor Unit-Air-Source) | (C,H,T)VH825GKA2* |  |  | EA*4X24L14A*+WALLCON | *80CTL0701412B* | 23400 | 16.5 | 8.1 | 22000 | 16800 | 76.36% | 1.9 | 0 | 10.5 |  |  |  |  | R-410A | 1.95 | Residential & Commercial | USHP | Ducted CEE Tier 1
213770673 | Central HP <5.4 tons | KENMORE | HRCU-A-CB (Split System: Heat Pump with Remote Outdoor Unit-Air-Source) | (C,H,T)VH825GKA2* |  |  | EA*4X25L17A*+WALLCON | *96CTN0601714B* | 24200 | 16.5 | 8.1 | 21400 | 16700 | 78.04% | 2 | 0 | 11 |  |  |  |  | R-410A | 2.0167 | Residential & Commercial | USHP | Ducted CEE Tier 1
213770893 | Central HP <5.4 tons | KENMORE | HRCU-A-CB (Split System: Heat Pump with Remote Outdoor Unit-Air-Source) | (C,H,T)VH825GKA2* |  |  | EA*4X36L17A*+WALLCON | *96CTN0601714B* | 23400 | 16 | 8.1 | 21600 | 16700 | 77.31% | 1.92 | 0 | 10.5 |  |  |  |  | R-410A | 1.95 | Residential & Commercial | USHP | Ducted CEE Tier 1
213771043 | Central HP <5.4 tons | KENMORE | HRCU-A-CB (Split System: Heat Pump with Remote Outdoor Unit-Air-Source) | (C,H,T)VH825GKA2* |  |  | EA*4X37L17A*+WALLCON | *80CTL0701412B* | 24200 | 16.5 | 8.1 | 21400 | 16700 | 78.04% | 2 | 0 | 11 |  |  |  |  | R-410A | 2.0167 | Residential & Commercial | USHP | Ducted CEE Tier 1
214397325 | Central HP <5.4 tons | FRASER-JOHNSTON | HRCU-A-CB (Split System: Heat Pump with Remote Outdoor Unit-Air-Source) | HH836E2S11 |  |  | CTF48C5CFS1 | TM9E100C16MP12 | 33400 | 19 | 9 | 31400 | 25400 | 80.89% | 2 | 0 | 11 |  |  |  |  | R-454B | 2.7833 | Residential & Commercial | USHP | Ducted CEE Tier 1
213352682 | Central HP <5.4 tons | TCL | HRCU-A-CB (Split System: Heat Pump with Remote Outdoor Unit-Air-Source) | TCU-60D7HEWA/DV2O |  |  | TCE-48D7HWA/DV2I | 0 | 45000 | 17 | 8.8 | 47000 | 33200 | 70.64% | 2.1 | 0 | 11.7 |  |  |  |  | R-410A | 3.75 | Residential & Commercial | USHP | Ducted CEE Tier 1
214731828 | Central HP <5.4 tons | TCL | HRCU-A-CB (Split System: Heat Pump with Remote Outdoor Unit-Air-Source) | TCU-60D7HEWA/DV2O |  |  | TCE-4248D6HWA/DVOE(03) | FG7SA-108C-T35C* | 44000 | 16.5 | 8.2 | 45000 | 32400 | 72% | 1.95 | 0 | 11 |  |  |  |  | R-410A | 3.6667 | Residential & Commercial | USHP | Ducted CEE Tier 1
216738015 | Central HP <5.4 tons | KEEPRITE | HRCU-A-CB (Split System: Heat Pump with Remote Outdoor Unit-Air-Source) | D5CUHAH24AAK |  |  | ESH5X36M12A* | *80MS(N,L)0451714A* | 22600 | 15.2 | 8.1 | 20800 | 18500 | 88.94% | 1.9 | 0 | 10.5 |  |  |  |  | R-454B | 1.8833 | Residential & Commercial | USHP | Ducted CEE Tier 1
216738065 | Central HP <5.4 tons | KEEPRITE | HRCU-A-CB (Split System: Heat Pump with Remote Outdoor Unit-Air-Source) | D5CUHAH24AAK |  |  | ESH5X36M12A* | *80MS(N,L)0901714A* | 22600 | 16 | 8.1 | 20800 | 18500 | 88.94% | 1.85 | 0 | 11 |  |  |  |  | R-454B | 1.8833 | Residential & Commercial | USHP | Ducted CEE Tier 1
213771703 | Central HP <5.4 tons | KENMORE | HRCU-A-CB (Split System: Heat Pump with Remote Outdoor Unit-Air-Source) | (C,H,T)VH825GKA2* |  |  | EA*4X48L24A*+WALLCON | *80CTL1352422B* | 24200 | 17 | 8.1 | 21000 | 16500 | 78.57% | 2.02 | 0 | 11 |  |  |  |  | R-410A | 2.0167 | Residential & Commercial | USHP | Ducted CEE Tier 1
213771333 | Central HP <5.4 tons | KENMORE | HRCU-A-CB (Split System: Heat Pump with Remote Outdoor Unit-Air-Source) | (C,H,T)VH825GKA2* |  |  | EA*4X42L21A*+WALLCON | *97CMN1002122B* | 23800 | 16.5 | 8.1 | 21400 | 16600 | 77.57% | 1.96 | 0 | 11 |  |  |  |  | R-410A | 1.9833 | Residential & Commercial | USHP | Ducted CEE Tier 1
213771303 | Central HP <5.4 tons | KENMORE | HRCU-A-CB (Split System: Heat Pump with Remote Outdoor Unit-Air-Source) | (C,H,T)VH825GKA2* |  |  | EA*4X42L21A*+WALLCON | *95CSU0601716B* | 23600 | 16.5 | 8.1 | 21400 | 16700 | 78.04% | 1.96 | 0 | 10.5 |  |  |  |  | R-410A | 1.9667 | Residential & Commercial | USHP | Ducted CEE Tier 1
214731827 | Central HP <5.4 tons | TCL | HRCU-A-CB (Split System: Heat Pump with Remote Outdoor Unit-Air-Source) | TCU-60D7HEWA/DV2O |  |  | TCE-3036D6HWA/DVOE(02) | FG7SA-072C-T24B* | 33000 | 16.5 | 8.4 | 35000 | 27000 | 77.14% | 2.1 | 0 | 11.7 |  |  |  |  | R-410A | 2.75 | Residential & Commercial | USHP | Ducted CEE Tier 1
215940721 | Central HP <5.4 tons | KEEPRITE | HRCU-A-CB (Split System: Heat Pump with Remote Outdoor Unit-Air-Source) | C5H3V36*K*AAA* |  |  | EVD5X42M24A*+WALLCON | *97CTN1202422A* | 35600 | 22 | 8.5 | 38000 | 28400 | 74.74% | 2.04 | 0 | 12.5 |  |  |  |  | R-454B | 2.9667 | Residential & Commercial | USHP | Ducted CEE Tier 1
215942577 | Central HP <5.4 tons | KEEPRITE | HRCU-A-CB (Split System: Heat Pump with Remote Outdoor Unit-Air-Source) | C5H3V36*K*AAA* |  |  | EVD5X61M24A*+WALLCON | *95CSU0802120B* | 36000 | 22 | 8.5 | 37400 | 28200 | 75.4% | 2.04 | 0 | 12.5 |  |  |  |  | R-454B | 3 | Residential & Commercial | USHP | Ducted CEE Tier 1
215942627 | Central HP <5.4 tons | KEEPRITE | HRCU-A-CB (Split System: Heat Pump with Remote Outdoor Unit-Air-Source) | C5H3V36*K*AAA* |  |  | EVD5X61M21A*+WALLCON | *96CTN0802120B* | 35800 | 22 | 8.5 | 37400 | 28400 | 75.94% | 2.04 | 0 | 12.5 |  |  |  |  | R-454B | 2.9833 | Residential & Commercial | USHP | Ducted CEE Tier 1
215940621 | Central HP <5.4 tons | KEEPRITE | HRCU-A-CB (Split System: Heat Pump with Remote Outdoor Unit-Air-Source) | C5H3V36*K*AAA* |  |  | EVD5X42M21A*+WALLCON | *96CTN0802120B* | 34400 | 20.5 | 8.5 | 38500 | 28200 | 73.25% | 2.04 | 0 | 11.7 |  |  |  |  | R-454B | 2.8667 | Residential & Commercial | USHP | Ducted CEE Tier 1
213069475 | Central HP <5.4 tons | ACIQ | HRCU-A-CB (Split System: Heat Pump with Remote Outdoor Unit-Air-Source) | DLCURAH36ABK |  |  | EA*4X48L21A* | *96VTN1002122A* | 35800 | 16.5 | 8.5 | 37800 | 34600 | 91.53% | 2.04 | 0 | 10 |  |  |  |  | R-410A | 2.9833 | Residential & Commercial | USHP | Ducted CEE Tier 1
213077579 | Central HP <5.4 tons | DAY & NIGHT | HRCU-A-CB (Split System: Heat Pump with Remote Outdoor Unit-Air-Source) | DLCURAH36ABK |  |  | EN(A,D)4X48L24** | *96VTN0802120B* | 35600 | 16.5 | 8.1 | 38500 | 34800 | 90.39% | 1.98 | 0 | 10 |  |  |  |  | R-410A | 2.9667 | Residential & Commercial | USHP | Ducted CEE Tier 1
213077604 | Central HP <5.4 tons | DAY & NIGHT | HRCU-A-CB (Split System: Heat Pump with Remote Outdoor Unit-Air-Source) | DLCURAH36ABK |  |  | EA*4X37L21A* | *96VTN1002120B* | 36200 | 16.5 | 8.5 | 38000 | 34800 | 91.58% | 2.04 | 0 | 10 |  |  |  |  | R-410A | 3.0167 | Residential & Commercial | USHP | Ducted CEE Tier 1
215374905 | Central HP <5.4 tons | TCL | HRCU-A-CB (Split System: Heat Pump with Remote Outdoor Unit-Air-Source) | THH36HAI2NAF2U23 |  |  | 4TXCB004DS3 | A952V060BU4SB | 30000 | 15.2 | 8.1 | 25000 | 18000 | 72% | 1.75 | 0 | 9.5 |  |  |  |  | R-410A | 2.5 | Residential & Commercial | USHP
215374906 | Central HP <5.4 tons | TCL | HRCU-A-CB (Split System: Heat Pump with Remote Outdoor Unit-Air-Source) | THH36HAI2NAF2U23 |  |  | 4TXCB006DS3 | A952V060BU4SB | 30000 | 15.2 | 8.1 | 27000 | 19000 | 70.37% | 1.75 | 0 | 9.8 |  |  |  |  | R-410A | 2.5 | Residential & Commercial | USHP
216706224 | Central HP <5.4 tons | TCL | HRCU-A-CB (Split System: Heat Pump with Remote Outdoor Unit-Air-Source) | THH36TEI2NAI0D24 |  |  | THH24IEI2NAI0H24 | 0 | 24000 | 19 | 9 | 24000 | 20000 | 83.33% | 1.9 | 0 | 11.7 |  |  |  |  | R-454B | 2 | Residential & Commercial | USHP | Ducted CEE Tier 1
215931584 | Central HP <5.4 tons | CARRIER | HRCU-A-CB (Split System: Heat Pump with Remote Outdoor Unit-Air-Source) | 27VNA360A*030* |  |  | CAA**6024AM*+UI | 59CU5B100C21**22 | 56000 | 18.5 | 8.5 | 60500 | 45500 | 75.21% | 2.08 | 0 | 11.5 |  |  |  |  | R-454B | 4.6667 | Residential & Commercial | USHP | Ducted CEE Tier 1
215931784 | Central HP <5.4 tons | CARRIER | HRCU-A-CB (Split System: Heat Pump with Remote Outdoor Unit-Air-Source) | 27VNA360A*030* |  |  | CAA**6124AM*+UI | 59TN6C120C24**22 | 57000 | 18.5 | 8.5 | 60500 | 46500 | 76.86% | 2.02 | 0 | 11.5 |  |  |  |  | R-454B | 4.75 | Residential & Commercial | USHP | Ducted CEE Tier 1
215540546 | Central HP <5.4 tons | TCL | HRCU-A-CB (Split System: Heat Pump with Remote Outdoor Unit-Air-Source) | TCU-36D7HEWA/DV2O |  |  | TCE-2430D6HWA/DVOE(01) | FG7TC-060D-V24B* | 22800 | 18 | 8.8 | 24000 | 19200 | 80% | 2 | 0 | 12 |  |  |  |  | R-410A | 1.9 | Residential & Commercial | USHP | Ducted CEE Tier 1
215932034 | Central HP <5.4 tons | CARRIER | HRCU-A-CB (Split System: Heat Pump with Remote Outdoor Unit-Air-Source) | 27VNA336A*030* |  |  | CAA**3617AM*+UI | 58CU*A040C17**12 | 32200 | 19.5 | 9.5 | 35200 | 27200 | 77.27% | 1.98 | 0 | 11 |  |  |  |  | R-454B | 2.6833 | Residential & Commercial | USHP | Ducted CEE Tier 1
215932184 | Central HP <5.4 tons | CARRIER | HRCU-A-CB (Split System: Heat Pump with Remote Outdoor Unit-Air-Source) | 27VNA336A*030* |  |  | CAA**4221AM*+UI | 58CU*A040C17**12 | 32600 | 20 | 9.5 | 35000 | 26800 | 76.57% | 2 | 0 | 11 |  |  |  |  | R-454B | 2.7167 | Residential & Commercial | USHP | Ducted CEE Tier 1
213069261 | Central HP <5.4 tons | ACIQ | HRCU-A-CB (Split System: Heat Pump with Remote Outdoor Unit-Air-Source) | DLCURAH36ABK |  |  | EA*4X37L17A* | *80VTL0451412A* | 36000 | 15.2 | 8.1 | 38500 | 35000 | 90.91% | 2.02 | 0 | 9.5 |  |  |  |  | R-410A | 3 | Residential & Commercial | USHP
213069292 | Central HP <5.4 tons | ACIQ | HRCU-A-CB (Split System: Heat Pump with Remote Outdoor Unit-Air-Source) | DLCURAH36ABK |  |  | EA*4X37L21A* | *92ESN0801716A* | 36200 | 16 | 8.5 | 38500 | 34800 | 90.39% | 2.08 | 0 | 10 |  |  |  |  | R-410A | 3.0167 | Residential & Commercial | USHP | Ducted CEE Tier 1
213069294 | Central HP <5.4 tons | ACIQ | HRCU-A-CB (Split System: Heat Pump with Remote Outdoor Unit-Air-Source) | DLCURAH36ABK |  |  | EA*4X37L21A* | *92ESN1002122A* | 37400 | 15.5 | 8.5 | 39000 | 35000 | 89.74% | 2.16 | 0 | 10 |  |  |  |  | R-410A | 3.1167 | Residential & Commercial | USHP | Ducted CEE Tier 1
213069296 | Central HP <5.4 tons | ACIQ | HRCU-A-CB (Split System: Heat Pump with Remote Outdoor Unit-Air-Source) | DLCURAH36ABK |  |  | EA*4X37L21A* | *95ESN0802120A* | 37200 | 15.5 | 8.5 | 38500 | 35000 | 90.91% | 2.12 | 0 | 10 |  |  |  |  | R-410A | 3.1 | Residential & Commercial | USHP | Ducted CEE Tier 1
213069327 | Central HP <5.4 tons | ACIQ | HRCU-A-CB (Split System: Heat Pump with Remote Outdoor Unit-Air-Source) | DLCURAH36ABK |  |  | EA*4X42L21A* | *80ESU0802120A | 36800 | 15.5 | 8.5 | 40000 | 35200 | 88% | 1.96 | 0 | 10 |  |  |  |  | R-410A | 3.0667 | Residential & Commercial | USHP | Ducted CEE Tier 1
213069328 | Central HP <5.4 tons | ACIQ | HRCU-A-CB (Split System: Heat Pump with Remote Outdoor Unit-Air-Source) | DLCURAH36ABK |  |  | EA*4X42L21A* | *80ESU1002120A* | 35400 | 16 | 8.1 | 38500 | 35000 | 90.91% | 1.88 | 0 | 10 |  |  |  |  | R-410A | 2.95 | Residential & Commercial | USHP | Ducted CEE Tier 1
213069343 | Central HP <5.4 tons | ACIQ | HRCU-A-CB (Split System: Heat Pump with Remote Outdoor Unit-Air-Source) | DLCURAH36ABK |  |  | EA*4X42L21A* | *96VSN1002120A* | 35600 | 16 | 8.1 | 38500 | 35000 | 90.91% | 1.88 | 0 | 10 |  |  |  |  | R-410A | 2.9667 | Residential & Commercial | USHP | Ducted CEE Tier 1
213069359 | Central HP <5.4 tons | ACIQ | HRCU-A-CB (Split System: Heat Pump with Remote Outdoor Unit-Air-Source) | DLCURAH36ABK |  |  | EA*4X42L24A* | *80ES(N,L)0902420A* | 35400 | 16 | 8.1 | 38500 | 35000 | 90.91% | 1.88 | 0 | 10 |  |  |  |  | R-410A | 2.95 | Residential & Commercial | USHP | Ducted CEE Tier 1
215932574 | Central HP <5.4 tons | CARRIER | HRCU-A-CB (Split System: Heat Pump with Remote Outdoor Unit-Air-Source) | 27VNA336A*030* |  |  | CAA**6024AM*+UI | 59CU5B080C21**20 | 34000 | 20 | 9 | 34200 | 26000 | 76.02% | 1.94 | 0 | 11.7 |  |  |  |  | R-454B | 2.8333 | Residential & Commercial | USHP | Ducted CEE Tier 1
215934764 | Central HP <5.4 tons | CARRIER | HRCU-A-CB (Split System: Heat Pump with Remote Outdoor Unit-Air-Source) | 27VNA336A*030* |  |  | CVAMA4321XMA*+UI | 59TN6C060C17**14 | 34600 | 20.5 | 8.5 | 38000 | 27600 | 72.63% | 2.06 | 0 | 11.5 |  |  |  |  | R-454B | 2.8833 | Residential & Commercial | USHP | Ducted CEE Tier 1
213779353 | Central HP <5.4 tons | KENMORE | HRCU-A-CB (Split System: Heat Pump with Remote Outdoor Unit-Air-Source) | (C,H,T)VH837GKA** |  |  | EA*4X43L21A*+WALLCON | *96CTN0801714B* | 32800 | 17 | 8.5 | 32800 | 25200 | 76.83% | 1.96 | 0 | 11 |  |  |  |  | R-410A | 2.7333 | Residential & Commercial | USHP | Ducted CEE Tier 1
213779003 | Central HP <5.4 tons | KENMORE | HRCU-A-CB (Split System: Heat Pump with Remote Outdoor Unit-Air-Source) | (C,H,T)VH837GKA** |  |  | EA*4X37L21A*+WALLCON | *97CMN0601714B* | 32600 | 16.5 | 8.1 | 33200 | 25400 | 76.51% | 1.94 | 0 | 11 |  |  |  |  | R-410A | 2.7167 | Residential & Commercial | USHP | Ducted CEE Tier 1
214595014 | Central HP <5.4 tons | COLEMAN | HRCU-A-CB (Split System: Heat Pump with Remote Outdoor Unit-Air-Source) | HH836E2S11 |  |  | CTM36C5CDS1 | Z8ES120C20SMPS1 | 34400 | 18 | 8.5 | 32000 | 26200 | 81.88% | 2 | 0 | 11 |  |  |  |  | R-454B | 2.8667 | Residential & Commercial | USHP | Ducted CEE Tier 1
216784671 | Central HP <5.4 tons | COLEMAN | HRCU-A-CB (Split System: Heat Pump with Remote Outdoor Unit-Air-Source) | HH836E2S11 |  |  | CTU36B5XDS1+TXV | Z8ES100B12LMPS1 | 33400 | 18 | 8.5 | 30800 | 25000 | 81.17% | 2 | 0 | 11.7 |  |  |  |  | R-454B | 2.7833 | Residential & Commercial | USHP | Ducted CEE Tier 1
214584758 | Central HP <5.4 tons | FRASER-JOHNSTON | HRCU-A-CB (Split System: Heat Pump with Remote Outdoor Unit-Air-Source) | HH860E2S11 |  |  | CTF60C5CGS1 | Z8ES120C16SMPS1 | 44000 | 18 | 9 | 43500 | 33000 | 75.86% | 2 | 0 | 12 |  |  |  |  | R-454B | 3.6667 | Residential & Commercial | USHP | Ducted CEE Tier 1
216782509 | Central HP <5.4 tons | COLEMAN | HRCU-A-CB (Split System: Heat Pump with Remote Outdoor Unit-Air-Source) | HH860E2S11 |  |  | CTF60C5CGS1 | Z8ES080C16LMPS1 | 44500 | 18 | 9 | 44500 | 33400 | 75.06% | 2 | 0 | 12 |  |  |  |  | R-454B | 3.7083 | Residential & Commercial | USHP | Ducted CEE Tier 1
215853411 | Central HP <5.4 tons | FRASER-JOHNSTON | HRCU-A-CB (Split System: Heat Pump with Remote Outdoor Unit-Air-Source) | HH836E2S11 |  |  | CTM36C5CDS1+JMET16CS2N1 | 0 | 34200 | 19 | 9 | 31400 | 25600 | 81.53% | 2 | 0 | 11.7 |  |  |  |  | R-454B | 2.85 | Residential & Commercial | USHP | Ducted CEE Tier 1
215932384 | Central HP <5.4 tons | CARRIER | HRCU-A-CB (Split System: Heat Pump with Remote Outdoor Unit-Air-Source) | 27VNA336A*030* |  |  | CAA**4821AM*+UI | 58CU*A040C17**12 | 33400 | 20.5 | 9.5 | 34600 | 26400 | 76.3% | 2.04 | 0 | 11.5 |  |  |  |  | R-454B | 2.7833 | Residential & Commercial | USHP | Ducted CEE Tier 1
215933724 | Central HP <5.4 tons | CARRIER | HRCU-A-CB (Split System: Heat Pump with Remote Outdoor Unit-Air-Source) | 27VNA336A*030* |  |  | CSAH*6012AM*+UI | 58CU*A060C17**16 | 34000 | 19.5 | 9 | 34400 | 26000 | 75.58% | 1.94 | 0 | 11.7 |  |  |  |  | R-454B | 2.8333 | Residential & Commercial | USHP | Ducted CEE Tier 1
215931934 | Central HP <5.4 tons | CARRIER | HRCU-A-CB (Split System: Heat Pump with Remote Outdoor Unit-Air-Source) | 27VNA336A*030* |  |  | CAA**2417AM*+UI | 59MN7C060C17**14 | 31400 | 18.5 | 9.5 | 35000 | 27000 | 77.14% | 1.98 | 0 | 10 |  |  |  |  | R-454B | 2.6167 | Residential & Commercial | USHP | Ducted CEE Tier 1
215932084 | Central HP <5.4 tons | CARRIER | HRCU-A-CB (Split System: Heat Pump with Remote Outdoor Unit-Air-Source) | 27VNA336A*030* |  |  | CAA**3617AM*+UI | 59MN7C060C17**14 | 32000 | 19 | 9.5 | 34600 | 26600 | 76.88% | 2 | 0 | 10.5 |  |  |  |  | R-454B | 2.6667 | Residential & Commercial | USHP | Ducted CEE Tier 1
215932134 | Central HP <5.4 tons | CARRIER | HRCU-A-CB (Split System: Heat Pump with Remote Outdoor Unit-Air-Source) | 27VNA336A*030* |  |  | CAA**3717AM*+UI | 59MN7C060C17**14 | 33200 | 19 | 9.5 | 34600 | 26400 | 76.3% | 2.04 | 0 | 10.5 |  |  |  |  | R-454B | 2.7667 | Residential & Commercial | USHP | Ducted CEE Tier 1
215932254 | Central HP <5.4 tons | CARRIER | HRCU-A-CB (Split System: Heat Pump with Remote Outdoor Unit-Air-Source) | 27VNA336A*030* |  |  | CAA**4221AM*+UI | 58TN*B110C21**20 | 32800 | 20 | 9.5 | 34600 | 26600 | 76.88% | 2.02 | 0 | 11.5 |  |  |  |  | R-454B | 2.7333 | Residential & Commercial | USHP | Ducted CEE Tier 1
215932404 | Central HP <5.4 tons | CARRIER | HRCU-A-CB (Split System: Heat Pump with Remote Outdoor Unit-Air-Source) | 27VNA336A*030* |  |  | CAA**4821AM*+UI | 58TN*B045C17**12 | 33000 | 19.5 | 9 | 35400 | 27200 | 76.84% | 1.9 | 0 | 10.5 |  |  |  |  | R-454B | 2.75 | Residential & Commercial | USHP | Ducted CEE Tier 1
216784168 | Central HP <5.4 tons | COLEMAN | HRCU-A-CB (Split System: Heat Pump with Remote Outdoor Unit-Air-Source) | HH836E2S11 |  |  | CTU48C5XFS1+TXV | Z8ES120C16LMPS1 | 34000 | 19 | 9 | 31600 | 25200 | 79.75% | 2 | 0 | 11.7 |  |  |  |  | R-454B | 2.8333 | Residential & Commercial | USHP | Ducted CEE Tier 1
213772812 | Central HP <5.4 tons | KEEPRITE | HRCU-A-CB (Split System: Heat Pump with Remote Outdoor Unit-Air-Source) | CVH825GKA3* |  |  | EA*4X25L17A*+WALLCON | *96CTN0801714B* | 24200 | 16.5 | 8.1 | 21400 | 16600 | 77.57% | 2 | 0 | 11 |  |  |  |  | R-410A | 2.0167 | Residential & Commercial | USHP | Ducted CEE Tier 1
213069653 | Central HP <5.4 tons | ACIQ | HRCU-A-CB (Split System: Heat Pump with Remote Outdoor Unit-Air-Source) | DLCURAH24ABK |  |  | EA*4X24L17A* | *80ESU0401712A* | 23600 | 17 | 8.5 | 26600 | 24600 | 92.48% | 2.04 | 0 | 10 |  |  |  |  | R-410A | 1.9667 | Residential & Commercial | USHP | Ducted CEE Tier 1
213069654 | Central HP <5.4 tons | ACIQ | HRCU-A-CB (Split System: Heat Pump with Remote Outdoor Unit-Air-Source) | DLCURAH24ABK |  |  | EA*4X24L17A* | *80VTL0451412A* | 24000 | 16.5 | 8.5 | 26800 | 24000 | 89.55% | 1.98 | 0 | 10 |  |  |  |  | R-410A | 2 | Residential & Commercial | USHP | Ducted CEE Tier 1
215940221 | Central HP <5.4 tons | KEEPRITE | HRCU-A-CB (Split System: Heat Pump with Remote Outdoor Unit-Air-Source) | C5H3V36*K*AAA* |  |  | ESH5X60M12A*+WALLCON | *97CTN0801716A* | 34000 | 19 | 9 | 34800 | 26400 | 75.86% | 1.92 | 0 | 11 |  |  |  |  | R-454B | 2.8333 | Residential & Commercial | USHP | Ducted CEE Tier 1
215940421 | Central HP <5.4 tons | KEEPRITE | HRCU-A-CB (Split System: Heat Pump with Remote Outdoor Unit-Air-Source) | C5H3V36*K*AAA* |  |  | EVM5X60M21A*+WALLCON | *80CSU0601716B* | 35600 | 22 | 8.5 | 38000 | 28600 | 75.26% | 2.02 | 0 | 12.5 |  |  |  |  | R-454B | 2.9667 | Residential & Commercial | USHP | Ducted CEE Tier 1
211228124 | Central HP <5.4 tons | DAY & NIGHT | HRCU-A-CB (Split System: Heat Pump with Remote Outdoor Unit-Air-Source) | DLCURAH36ABK |  |  | EA*4X42L24A* | *96VTN1002120A* | 35800 | 15.5 | 8.1 | 39500 | 35200 | 89.11% | 1.9 | 0 | 10 |  |  |  |  | R-410A | 2.9833 | Residential & Commercial | USHP | Ducted CEE Tier 1
212985522 | Central HP <5.4 tons | KEEPRITE | HRCU-A-CB (Split System: Heat Pump with Remote Outdoor Unit-Air-Source) | DLCURAH36ABK |  |  | EA*4X48L24A* | *92MSN1002122A* | 36000 | 16.5 | 8.5 | 37800 | 34600 | 91.53% | 2.04 | 0 | 10 |  |  |  |  | R-410A | 3 | Residential & Commercial | USHP | Ducted CEE Tier 1
213069304 | Central HP <5.4 tons | ACIQ | HRCU-A-CB (Split System: Heat Pump with Remote Outdoor Unit-Air-Source) | DLCURAH36ABK |  |  | EA*4X37L21A* | *95ESU1002120A* | 36600 | 16 | 8.5 | 38500 | 34800 | 90.39% | 2.1 | 0 | 10 |  |  |  |  | R-410A | 3.05 | Residential & Commercial | USHP | Ducted CEE Tier 1
214241613 | Central HP <5.4 tons | KENMORE | HRCU-A-CB (Split System: Heat Pump with Remote Outdoor Unit-Air-Source) | (C,H,T)VH825GKA3* |  |  | EN(A,D)4X24L17**+WALLCON | *97CMN0801714B* | 23200 | 16 | 8.1 | 22000 | 16900 | 76.82% | 1.92 | 0 | 10.5 |  |  |  |  | R-410A | 1.9333 | Residential & Commercial | USHP | Ducted CEE Tier 1
214239661 | Central HP <5.4 tons | KENMORE | HRCU-A-CB (Split System: Heat Pump with Remote Outdoor Unit-Air-Source) | (C,H,T)VH837GKA** |  |  | END4X42L17**+WALLCON | *80CTL0701716B* | 32000 | 16.5 | 8.1 | 33000 | 24800 | 75.15% | 1.9 | 0 | 11 |  |  |  |  | R-410A | 2.6667 | Residential & Commercial | USHP | Ducted CEE Tier 1
214584638 | Central HP <5.4 tons | FRASER-JOHNSTON | HRCU-A-CB (Split System: Heat Pump with Remote Outdoor Unit-Air-Source) | HH860E2S11 |  |  | CTM60D5CHS1 | Z8ES130D20SMPS1 | 54000 | 19 | 9 | 54500 | 38500 | 70.64% | 2 | 0 | 12 |  |  |  |  | R-454B | 4.5 | Residential & Commercial | USHP | Ducted CEE Tier 1
214239191 | Central HP <5.4 tons | KENMORE | HRCU-A-CB (Split System: Heat Pump with Remote Outdoor Unit-Air-Source) | (C,H,T)VH837GKA2* |  |  | EN(A,D,W)4X48L21**+WALLCON | *80CTL0901716B* | 32400 | 17 | 8.1 | 32800 | 24800 | 75.61% | 1.94 | 0 | 11.7 |  |  |  |  | R-410A | 2.7 | Residential & Commercial | USHP | Ducted CEE Tier 1
213770853 | Central HP <5.4 tons | KENMORE | HRCU-A-CB (Split System: Heat Pump with Remote Outdoor Unit-Air-Source) | (C,H,T)VH825GKA2* |  |  | EA*4X36L17A*+WALLCON | *95CSU0601716B* | 23400 | 16.5 | 8.1 | 21600 | 16700 | 77.31% | 1.94 | 0 | 10.5 |  |  |  |  | R-410A | 1.95 | Residential & Commercial | USHP | Ducted CEE Tier 1
213770903 | Central HP <5.4 tons | KENMORE | HRCU-A-CB (Split System: Heat Pump with Remote Outdoor Unit-Air-Source) | (C,H,T)VH825GKA2* |  |  | EA*4X36L17A*+WALLCON | *96CTN0801714B* | 23600 | 16.5 | 8.1 | 21600 | 16700 | 77.31% | 1.94 | 0 | 10.5 |  |  |  |  | R-410A | 1.9667 | Residential & Commercial | USHP | Ducted CEE Tier 1
213771023 | Central HP <5.4 tons | KENMORE | HRCU-A-CB (Split System: Heat Pump with Remote Outdoor Unit-Air-Source) | (C,H,T)VH825GKA2* |  |  | EA*4X36L21A*+WALLCON | *96CTN1002122B* | 23600 | 16.5 | 8.1 | 21400 | 16600 | 77.57% | 1.94 | 0 | 11 |  |  |  |  | R-410A | 1.9667 | Residential & Commercial | USHP | Ducted CEE Tier 1
213771053 | Central HP <5.4 tons | KENMORE | HRCU-A-CB (Split System: Heat Pump with Remote Outdoor Unit-Air-Source) | (C,H,T)VH825GKA2* |  |  | EA*4X37L17A*+WALLCON | *80CTL0701716B* | 24200 | 16.5 | 8.1 | 21400 | 16700 | 78.04% | 2 | 0 | 11 |  |  |  |  | R-410A | 2.0167 | Residential & Commercial | USHP | Ducted CEE Tier 1
213770603 | Central HP <5.4 tons | KENMORE | HRCU-A-CB (Split System: Heat Pump with Remote Outdoor Unit-Air-Source) | (C,H,T)VH825GKA2* |  |  | EA*4X25L17A*+WALLCON | *80CTL0701412B* | 24400 | 16.5 | 8.5 | 21200 | 16600 | 78.3% | 2.02 | 0 | 11 |  |  |  |  | R-410A | 2.0333 | Residential & Commercial | USHP | Ducted CEE Tier 1
214866728 | Central HP <5.4 tons | TCL | HRCU-A-CB (Split System: Heat Pump with Remote Outdoor Unit-Air-Source) | TCU-60D7HEWA/DV2O |  |  | TCE-3036D6HWA/DVOE(02) | FG7TE-060D-V24B* | 33000 | 17.5 | 8.8 | 35000 | 27000 | 77.14% | 2.1 | 0 | 11.7 |  |  |  |  | R-410A | 2.75 | Residential & Commercial | USHP | Ducted CEE Tier 1
213352679 | Central HP <5.4 tons | TCL | HRCU-A-CB (Split System: Heat Pump with Remote Outdoor Unit-Air-Source) | TCU-36D7HEWA/DV2O |  |  | TCE-24D7HWA/DV2I | 0 | 24000 | 19 | 8.8 | 24000 | 19600 | 81.67% | 2.1 | 0 | 13 |  |  |  |  | R-410A | 2 | Residential & Commercial | USHP | Ducted CEE Tier 1
213352680 | Central HP <5.4 tons | TCL | HRCU-A-CB (Split System: Heat Pump with Remote Outdoor Unit-Air-Source) | TCU-36D7HEWA/DV2O |  |  | TCE-36D7HWA/DV2I | 0 | 34200 | 17 | 8.8 | 36000 | 25200 | 70% | 1.9 | 0 | 11.2 |  |  |  |  | R-410A | 2.85 | Residential & Commercial | USHP | Ducted CEE Tier 1
212979053 | Central HP <5.4 tons | DAY & NIGHT | HRCU-A-CB (Split System: Heat Pump with Remote Outdoor Unit-Air-Source) | DLCURAH30ABK |  |  | EA*4X43L21A* | *80MS(N,L)0701716A* | 30600 | 15.2 | 8.5 | 33600 | 26400 | 78.57% | 1.86 | 0 | 9 |  |  |  |  | R-410A | 2.55 | Residential & Commercial | USHP
213078376 | Central HP <5.4 tons | BRYANT HEATING AND COOLING SYSTEMS | HRCU-A-CB (Split System: Heat Pump with Remote Outdoor Unit-Air-Source) | 38MURAQ36AB3* |  |  | CNPV*4821AL* | 8(0,1)*SB42090M17*** | 36000 | 16.5 | 8.1 | 38500 | 35000 | 90.91% | 2 | 0 | 10.5 |  |  |  |  | R-410A | 3 | Residential & Commercial | USHP | Ducted CEE Tier 1
213078476 | Central HP <5.4 tons | BRYANT HEATING AND COOLING SYSTEMS | HRCU-A-CB (Split System: Heat Pump with Remote Outdoor Unit-Air-Source) | 38MURAQ36AB3* |  |  | CNPV*4824AL* | 8(0,1)*SB48090M21*** | 35800 | 16.5 | 8.1 | 38500 | 34800 | 90.39% | 2 | 0 | 10 |  |  |  |  | R-410A | 2.9833 | Residential & Commercial | USHP | Ducted CEE Tier 1
216784301 | Central HP <5.4 tons | COLEMAN | HRCU-A-CB (Split System: Heat Pump with Remote Outdoor Unit-Air-Source) | HH836E2S11 |  |  | CTF48C5CFS1 | Z8ES120C20LMPS1 | 34200 | 19 | 9 | 32000 | 25400 | 79.38% | 2 | 0 | 11 |  |  |  |  | R-454B | 2.85 | Residential & Commercial | USHP | Ducted CEE Tier 1
216784685 | Central HP <5.4 tons | COLEMAN | HRCU-A-CB (Split System: Heat Pump with Remote Outdoor Unit-Air-Source) | HH836E2S11 |  |  | CTM36C5CDS1 | Z8ES100C16LMPS1 | 34200 | 18 | 8.5 | 31600 | 26000 | 82.28% | 2 | 0 | 11.7 |  |  |  |  | R-454B | 2.85 | Residential & Commercial | USHP | Ducted CEE Tier 1
213069360 | Central HP <5.4 tons | ACIQ | HRCU-A-CB (Split System: Heat Pump with Remote Outdoor Unit-Air-Source) | DLCURAH36ABK |  |  | EA*4X42L24A* | *80ES(N,L)1102120A* | 35400 | 16 | 8.1 | 38500 | 35000 | 90.91% | 1.88 | 0 | 10 |  |  |  |  | R-410A | 2.95 | Residential & Commercial | USHP | Ducted CEE Tier 1
213069361 | Central HP <5.4 tons | ACIQ | HRCU-A-CB (Split System: Heat Pump with Remote Outdoor Unit-Air-Source) | DLCURAH36ABK |  |  | EA*4X42L24A* | *80ES(N,L)1102420A* | 35400 | 16.5 | 8.1 | 38500 | 35000 | 90.91% | 1.88 | 0 | 10 |  |  |  |  | R-410A | 2.95 | Residential & Commercial | USHP | Ducted CEE Tier 1
213069395 | Central HP <5.4 tons | ACIQ | HRCU-A-CB (Split System: Heat Pump with Remote Outdoor Unit-Air-Source) | DLCURAH36ABK |  |  | EA*4X43L21A* | *80ES(N,L)0701712A* | 36400 | 15.5 | 8.5 | 38500 | 34800 | 90.39% | 2.08 | 0 | 10 |  |  |  |  | R-410A | 3.0333 | Residential & Commercial | USHP | Ducted CEE Tier 1
216782802 | Central HP <5.4 tons | COLEMAN | HRCU-A-CB (Split System: Heat Pump with Remote Outdoor Unit-Air-Source) | HH836E2S11 |  |  | CTM48C5CFS1 | Z8ES120C20LMPS1 | 34200 | 19 | 9 | 32000 | 25400 | 79.38% | 2 | 0 | 11 |  |  |  |  | R-454B | 2.85 | Residential & Commercial | USHP | Ducted CEE Tier 1
215374908 | Central HP <5.4 tons | TCL | HRCU-A-CB (Split System: Heat Pump with Remote Outdoor Unit-Air-Source) | THH36HAI2NAF2U23 |  |  | 4TXCB006DS3 | A952V080BU4SB | 30000 | 15.2 | 8.1 | 27000 | 19000 | 70.37% | 1.75 | 0 | 9.8 |  |  |  |  | R-410A | 2.5 | Residential & Commercial | USHP
215932854 | Central HP <5.4 tons | CARRIER | HRCU-A-CB (Split System: Heat Pump with Remote Outdoor Unit-Air-Source) | 27VNA336A*030* |  |  | CAA**6124AM*+UI | 58TN*B070C21**20 | 34400 | 20.5 | 9.5 | 34400 | 26000 | 75.58% | 2.06 | 0 | 12 |  |  |  |  | R-454B | 2.8667 | Residential & Commercial | USHP | Ducted CEE Tier 1
215933374 | Central HP <5.4 tons | CARRIER | HRCU-A-CB (Split System: Heat Pump with Remote Outdoor Unit-Air-Source) | 27VNA336A*030* |  |  | CSAH*4212AM*+UI | 59CU5B080C21**20 | 33600 | 19 | 9 | 34800 | 26600 | 76.44% | 1.92 | 0 | 11 |  |  |  |  | R-454B | 2.8 | Residential & Commercial | USHP | Ducted CEE Tier 1
215933424 | Central HP <5.4 tons | CARRIER | HRCU-A-CB (Split System: Heat Pump with Remote Outdoor Unit-Air-Source) | 27VNA336A*030* |  |  | CSAH*4212AM*+UI | 59MN7C080C21**20 | 33600 | 19 | 9 | 34800 | 26600 | 76.44% | 1.94 | 0 | 11.5 |  |  |  |  | R-454B | 2.8 | Residential & Commercial | USHP | Ducted CEE Tier 1
215933454 | Central HP <5.4 tons | CARRIER | HRCU-A-CB (Split System: Heat Pump with Remote Outdoor Unit-Air-Source) | 27VNA336A*030* |  |  | CSAH*4212AM*+UI | 59TN6C040C14**10 | 32000 | 17 | 9 | 33800 | 26000 | 76.92% | 1.96 | 0 | 10.5 |  |  |  |  | R-454B | 2.6667 | Residential & Commercial | USHP | Ducted CEE Tier 1
215933624 | Central HP <5.4 tons | CARRIER | HRCU-A-CB (Split System: Heat Pump with Remote Outdoor Unit-Air-Source) | 27VNA336A*030* |  |  | CSAH*4812AM*+UI | 59CU5B100C21**22 | 33800 | 19.5 | 9 | 34600 | 26400 | 76.3% | 1.94 | 0 | 11.7 |  |  |  |  | R-454B | 2.8167 | Residential & Commercial | USHP | Ducted CEE Tier 1
215933924 | Central HP <5.4 tons | CARRIER | HRCU-A-CB (Split System: Heat Pump with Remote Outdoor Unit-Air-Source) | 27VNA336A*030* |  |  | CSAH*6012AM*+UI | 59TN6C080C17**14 | 34000 | 19.5 | 9 | 34600 | 26400 | 76.3% | 1.94 | 0 | 11.5 |  |  |  |  | R-454B | 2.8333 | Residential & Commercial | USHP | Ducted CEE Tier 1
213078137 | Central HP <5.4 tons | KEEPRITE | HRCU-A-CB (Split System: Heat Pump with Remote Outdoor Unit-Air-Source) | DLCURAH36ABK |  |  | END4X42L17** | *80MS(N,L)0701716A* | 35800 | 15.5 | 8.1 | 38500 | 35200 | 91.43% | 1.96 | 0 | 10 |  |  |  |  | R-410A | 2.9833 | Residential & Commercial | USHP | Ducted CEE Tier 1
215933994 | Central HP <5.4 tons | CARRIER | HRCU-A-CB (Split System: Heat Pump with Remote Outdoor Unit-Air-Source) | 27VNA348A*030* |  |  | CAA**4821AM*+UI | 58TN*B070C21**20 | 43500 | 20.5 | 9.5 | 48000 | 36600 | 76.25% | 2 | 0 | 10.5 |  |  |  |  | R-454B | 3.625 | Residential & Commercial | USHP | Ducted CEE Tier 1
215934094 | Central HP <5.4 tons | CARRIER | HRCU-A-CB (Split System: Heat Pump with Remote Outdoor Unit-Air-Source) | 27VNA348A*030* |  |  | CAA**6024AM*+UI | 58TN*B070C21**20 | 44500 | 21 | 9.5 | 48500 | 36600 | 75.46% | 2 | 0 | 11 |  |  |  |  | R-454B | 3.7083 | Residential & Commercial | USHP | Ducted CEE Tier 1
215934264 | Central HP <5.4 tons | CARRIER | HRCU-A-CB (Split System: Heat Pump with Remote Outdoor Unit-Air-Source) | 27VNA348A*030* |  |  | CAA**6121AM*+UI | 59MN7C100C21**22 | 45500 | 21 | 9.5 | 48500 | 36800 | 75.88% | 2 | 0 | 11 |  |  |  |  | R-454B | 3.7917 | Residential & Commercial | USHP | Ducted CEE Tier 1
216046821 | Central HP <5.4 tons | TCL | HRCU-A-CB (Split System: Heat Pump with Remote Outdoor Unit-Air-Source) | THH24HES2NAGOH24 |  |  | 5TEM6B02AV21+TDR | 0 | 23000 | 16 | 8.1 | 23000 | 18000 | 78.26% | 1.75 | 0 | 11.7 |  |  |  |  | R-454B | 1.9167 | Residential & Commercial | USHP | Ducted CEE Tier 1
213771723 | Central HP <5.4 tons | KENMORE | HRCU-A-CB (Split System: Heat Pump with Remote Outdoor Unit-Air-Source) | (C,H,T)VH825GKA2* |  |  | EA*4X48L24A*+WALLCON | *97CMN1202422B* | 24000 | 16.5 | 8.1 | 21000 | 16500 | 78.57% | 2.02 | 0 | 11 |  |  |  |  | R-410A | 2 | Residential & Commercial | USHP | Ducted CEE Tier 1
213771003 | Central HP <5.4 tons | KENMORE | HRCU-A-CB (Split System: Heat Pump with Remote Outdoor Unit-Air-Source) | (C,H,T)VH825GKA2* |  |  | EA*4X36L21A*+WALLCON | *96CTN0601714B* | 23400 | 16.5 | 8.1 | 21600 | 16700 | 77.31% | 1.94 | 0 | 10.5 |  |  |  |  | R-410A | 1.95 | Residential & Commercial | USHP | Ducted CEE Tier 1
213771123 | Central HP <5.4 tons | KENMORE | HRCU-A-CB (Split System: Heat Pump with Remote Outdoor Unit-Air-Source) | (C,H,T)VH825GKA2* |  |  | EA*4X37L17A*+WALLCON | *96CTN0801714B* | 24200 | 16.5 | 8.1 | 21400 | 16700 | 78.04% | 2 | 0 | 11 |  |  |  |  | R-410A | 2.0167 | Residential & Commercial | USHP | Ducted CEE Tier 1
213770653 | Central HP <5.4 tons | KENMORE | HRCU-A-CB (Split System: Heat Pump with Remote Outdoor Unit-Air-Source) | (C,H,T)VH825GKA2* |  |  | EA*4X25L17A*+WALLCON | *97CMN0801714B* | 24200 | 16.5 | 8.1 | 21400 | 16700 | 78.04% | 2.02 | 0 | 11 |  |  |  |  | R-410A | 2.0167 | Residential & Commercial | USHP | Ducted CEE Tier 1
213069319 | Central HP <5.4 tons | ACIQ | HRCU-A-CB (Split System: Heat Pump with Remote Outdoor Unit-Air-Source) | DLCURAH36ABK |  |  | EA*4X42L21A* | *80ES(N,L)0902116A* | 35800 | 16 | 8.1 | 38500 | 35000 | 90.91% | 1.9 | 0 | 10 |  |  |  |  | R-410A | 2.9833 | Residential & Commercial | USHP | Ducted CEE Tier 1
213069335 | Central HP <5.4 tons | ACIQ | HRCU-A-CB (Split System: Heat Pump with Remote Outdoor Unit-Air-Source) | DLCURAH36ABK |  |  | EA*4X42L21A* | *92ESN1002120A* | 35200 | 16.5 | 8.1 | 38500 | 35000 | 90.91% | 1.88 | 0 | 10 |  |  |  |  | R-410A | 2.9333 | Residential & Commercial | USHP | Ducted CEE Tier 1
213069352 | Central HP <5.4 tons | ACIQ | HRCU-A-CB (Split System: Heat Pump with Remote Outdoor Unit-Air-Source) | DLCURAH36ABK |  |  | EA*4X42L21A* | *96VTN1002122A* | 35400 | 16.5 | 8.1 | 38500 | 35000 | 90.91% | 1.88 | 0 | 10 |  |  |  |  | R-410A | 2.95 | Residential & Commercial | USHP | Ducted CEE Tier 1
213069354 | Central HP <5.4 tons | ACIQ | HRCU-A-CB (Split System: Heat Pump with Remote Outdoor Unit-Air-Source) | DLCURAH36ABK |  |  | EA*4X42L21A* | OMV098J12* | 35000 | 15.2 | 8.1 | 38500 | 35200 | 91.43% | 1.86 | 0 | 9.5 |  |  |  |  | R-410A | 2.9167 | Residential & Commercial | USHP
213069370 | Central HP <5.4 tons | ACIQ | HRCU-A-CB (Split System: Heat Pump with Remote Outdoor Unit-Air-Source) | DLCURAH36ABK |  |  | EA*4X42L24A* | *80VTL0902120A* | 35000 | 16 | 8.1 | 38500 | 35000 | 90.91% | 1.86 | 0 | 9.5 |  |  |  |  | R-410A | 2.9167 | Residential & Commercial | USHP
213069402 | Central HP <5.4 tons | ACIQ | HRCU-A-CB (Split System: Heat Pump with Remote Outdoor Unit-Air-Source) | DLCURAH36ABK |  |  | EA*4X43L21A* | *80VSL0701716A* | 36600 | 15.5 | 8.5 | 38500 | 34800 | 90.39% | 2.1 | 0 | 10 |  |  |  |  | R-410A | 3.05 | Residential & Commercial | USHP | Ducted CEE Tier 1
213069403 | Central HP <5.4 tons | ACIQ | HRCU-A-CB (Split System: Heat Pump with Remote Outdoor Unit-Air-Source) | DLCURAH36ABK |  |  | EA*4X43L21A* | *80VSL0702120A* | 36200 | 16 | 8.5 | 38500 | 34800 | 90.39% | 2.06 | 0 | 10 |  |  |  |  | R-410A | 3.0167 | Residential & Commercial | USHP | Ducted CEE Tier 1
215933974 | Central HP <5.4 tons | CARRIER | HRCU-A-CB (Split System: Heat Pump with Remote Outdoor Unit-Air-Source) | 27VNA348A*030* |  |  | CAA**4821AM*+UI | 58CU*A100C21**20 | 43500 | 20.5 | 9.5 | 48000 | 36600 | 76.25% | 2 | 0 | 10.5 |  |  |  |  | R-454B | 3.625 | Residential & Commercial | USHP | Ducted CEE Tier 1
215934644 | Central HP <5.4 tons | CARRIER | HRCU-A-CB (Split System: Heat Pump with Remote Outdoor Unit-Air-Source) | 27VNA336A*030* |  |  | CVAMA3017XMA*+UI | 59MN7C060C17**14 | 34000 | 20 | 8.1 | 38000 | 27200 | 71.58% | 2 | 0 | 11 |  |  |  |  | R-454B | 2.8333 | Residential & Commercial | USHP | Ducted CEE Tier 1
215934844 | Central HP <5.4 tons | CARRIER | HRCU-A-CB (Split System: Heat Pump with Remote Outdoor Unit-Air-Source) | 27VNA336A*030* |  |  | CVAMA4421XMA*+UI | 58TN*B090C21**20 | 35600 | 22 | 8.5 | 38000 | 28400 | 74.74% | 2.02 | 0 | 12.5 |  |  |  |  | R-454B | 2.9667 | Residential & Commercial | USHP | Ducted CEE Tier 1
215942480 | Central HP <5.4 tons | CARRIER | HRCU-A-CB (Split System: Heat Pump with Remote Outdoor Unit-Air-Source) | 27VNA336A*030* |  |  | CVAVA6121XMA*+UI | 58TN*B070C21**20 | 35800 | 22 | 8.5 | 37400 | 28400 | 75.94% | 2.02 | 0 | 12.5 |  |  |  |  | R-454B | 2.9833 | Residential & Commercial | USHP | Ducted CEE Tier 1
215942630 | Central HP <5.4 tons | CARRIER | HRCU-A-CB (Split System: Heat Pump with Remote Outdoor Unit-Air-Source) | 27VNA336A*030* |  |  | CVAVA6121XMA*+UI | 59TN7A080C21**20 | 35800 | 22 | 8.5 | 37400 | 28400 | 75.94% | 2.04 | 0 | 12.5 |  |  |  |  | R-454B | 2.9833 | Residential & Commercial | USHP | Ducted CEE Tier 1
215934544 | Central HP <5.4 tons | CARRIER | HRCU-A-CB (Split System: Heat Pump with Remote Outdoor Unit-Air-Source) | 27VNA348A*030* |  |  | CSAH*6012AM*+UI | 58CU*A100C21**20 | 45000 | 20.5 | 9 | 48500 | 36600 | 75.46% | 1.82 | 0 | 11 |  |  |  |  | R-454B | 3.75 | Residential & Commercial | USHP | Ducted CEE Tier 1
215934594 | Central HP <5.4 tons | CARRIER | HRCU-A-CB (Split System: Heat Pump with Remote Outdoor Unit-Air-Source) | 27VNA348A*030* |  |  | CSAH*6012AM*+UI | 59MN7C080C17**14 | 44000 | 19.5 | 9 | 49000 | 36400 | 74.29% | 1.84 | 0 | 11 |  |  |  |  | R-454B | 3.6667 | Residential & Commercial | USHP | Ducted CEE Tier 1
213773172 | Central HP <5.4 tons | KEEPRITE | HRCU-A-CB (Split System: Heat Pump with Remote Outdoor Unit-Air-Source) | CVH825GKA3* |  |  | EA*4X37L17A*+WALLCON | *80CTL0701412B* | 24200 | 16.5 | 8.1 | 21400 | 16700 | 78.04% | 2 | 0 | 10.5 |  |  |  |  | R-410A | 2.0167 | Residential & Commercial | USHP | Ducted CEE Tier 1
213770513 | Central HP <5.4 tons | KENMORE | HRCU-A-CB (Split System: Heat Pump with Remote Outdoor Unit-Air-Source) | (C,H,T)VH825GKA2* |  |  | EA*4X24L17A*+WALLCON | *80CTL0701716B* | 23200 | 16.5 | 8.1 | 22000 | 16800 | 76.36% | 1.9 | 0 | 10.5 |  |  |  |  | R-410A | 1.9333 | Residential & Commercial | USHP | Ducted CEE Tier 1
213770593 | Central HP <5.4 tons | KENMORE | HRCU-A-CB (Split System: Heat Pump with Remote Outdoor Unit-Air-Source) | (C,H,T)VH825GKA2* |  |  | EA*4X25L17A*+WALLCON | *80CTL0451712B* | 24200 | 16.5 | 8.1 | 21400 | 16800 | 78.5% | 2 | 0 | 11 |  |  |  |  | R-410A | 2.0167 | Residential & Commercial | USHP | Ducted CEE Tier 1
214570385 | Central HP <5.4 tons | KEEPRITE | HRCU-A-CB (Split System: Heat Pump with Remote Outdoor Unit-Air-Source) | CVH825GKA3* |  |  | EA*4X36L21A*+WALLCON | *95CSU0802120B* | 23600 | 16.5 | 8.1 | 21400 | 16700 | 78.04% | 1.94 | 0 | 10.5 |  |  |  |  | R-410A | 1.9667 | Residential & Commercial | USHP | Ducted CEE Tier 1
214570405 | Central HP <5.4 tons | KEEPRITE | HRCU-A-CB (Split System: Heat Pump with Remote Outdoor Unit-Air-Source) | CVH825GKA3* |  |  | EA*4X36L21A*+WALLCON | *97CMN0602120B* | 23600 | 16 | 8.1 | 21400 | 16700 | 78.04% | 1.92 | 0 | 10.5 |  |  |  |  | R-410A | 1.9667 | Residential & Commercial | USHP | Ducted CEE Tier 1
214571205 | Central HP <5.4 tons | KEEPRITE | HRCU-A-CB (Split System: Heat Pump with Remote Outdoor Unit-Air-Source) | CVH825GKA3* |  |  | EN(A,D,W)4X42L21**+WALLCON | *96CTN0802120B* | 23800 | 16.5 | 8.1 | 21400 | 16600 | 77.57% | 1.96 | 0 | 11 |  |  |  |  | R-410A | 1.9833 | Residential & Commercial | USHP | Ducted CEE Tier 1
216411151 | Central HP <5.4 tons | COLEMAN | HRCU-A-CB (Split System: Heat Pump with Remote Outdoor Unit-Air-Source) | HMH72B341 |  |  | XAHB36DBCN1 | Z9ET040A10SMPS1 | 32600 | 17.5 | 8.5 | 32800 | 23000 | 70.12% | 1.96 | 0 | 9.5 |  |  |  |  | R-410A | 2.7167 | Residential & Commercial | USHP
213069409 | Central HP <5.4 tons | ACIQ | HRCU-A-CB (Split System: Heat Pump with Remote Outdoor Unit-Air-Source) | DLCURAH36ABK |  |  | EA*4X43L21A* | *80VTL0701716A* | 36200 | 16 | 8.5 | 38500 | 34800 | 90.39% | 2.08 | 0 | 10 |  |  |  |  | R-410A | 3.0167 | Residential & Commercial | USHP | Ducted CEE Tier 1
214584683 | Central HP <5.4 tons | FRASER-JOHNSTON | HRCU-A-CB (Split System: Heat Pump with Remote Outdoor Unit-Air-Source) | HH860E2S11 |  |  | CTM60C5CGS1 | Z8ES120C16SMPS1 | 44000 | 18 | 9 | 44000 | 33000 | 75% | 2 | 0 | 12 |  |  |  |  | R-454B | 3.6667 | Residential & Commercial | USHP | Ducted CEE Tier 1
215853486 | Central HP <5.4 tons | FRASER-JOHNSTON | HRCU-A-CB (Split System: Heat Pump with Remote Outdoor Unit-Air-Source) | HH860E2S11 |  |  | CTM60D5CJS1 | Z8ES130D20SMPS1 | 53500 | 19 | 9 | 55000 | 39500 | 71.82% | 2 | 0 | 11 |  |  |  |  | R-454B | 4.4583 | Residential & Commercial | USHP | Ducted CEE Tier 1
213077786 | Central HP <5.4 tons | DAY & NIGHT | HRCU-A-CB (Split System: Heat Pump with Remote Outdoor Unit-Air-Source) | DLCURAH36ABK |  |  | EN(A,D)4X48L24** | *96VTN1002122B* | 36000 | 17 | 8.1 | 38500 | 34800 | 90.39% | 2 | 0 | 10.5 |  |  |  |  | R-410A | 3 | Residential & Commercial | USHP | Ducted CEE Tier 1
213069509 | Central HP <5.4 tons | ACIQ | HRCU-A-CB (Split System: Heat Pump with Remote Outdoor Unit-Air-Source) | DLCURAH36ABK |  |  | EA*4X48L24A* | *95ESU1002120A* | 36200 | 16 | 8.5 | 38500 | 34600 | 89.87% | 2.08 | 0 | 10 |  |  |  |  | R-410A | 3.0167 | Residential & Commercial | USHP | Ducted CEE Tier 1
213069559 | Central HP <5.4 tons | ACIQ | HRCU-A-CB (Split System: Heat Pump with Remote Outdoor Unit-Air-Source) | DLCURAH36ABK |  |  | EN(A,D,W)4X48L21** | *95ESN1002122A* | 37600 | 15.5 | 8.5 | 39500 | 35000 | 88.61% | 2.08 | 0 | 10.5 |  |  |  |  | R-410A | 3.1333 | Residential & Commercial | USHP | Ducted CEE Tier 1
213069582 | Central HP <5.4 tons | ACIQ | HRCU-A-CB (Split System: Heat Pump with Remote Outdoor Unit-Air-Source) | DLCURAH36ABK |  |  | EN(A,D)4X48L24** | *80ES(N,L)1352420A* | 36200 | 16 | 8.1 | 38500 | 34800 | 90.39% | 2.02 | 0 | 10 |  |  |  |  | R-410A | 3.0167 | Residential & Commercial | USHP | Ducted CEE Tier 1
213073403 | Central HP <5.4 tons | ACIQ | HRCU-A-CB (Split System: Heat Pump with Remote Outdoor Unit-Air-Source) | DLCURAH30ABK |  |  | EA*4X42L24A* | *80ES(N,L)1552420A* | 29800 | 15.2 | 8.1 | 33800 | 27200 | 80.47% | 1.78 | 0 | 9 |  |  |  |  | R-410A | 2.4833 | Residential & Commercial | USHP
213069418 | Central HP <5.4 tons | ACIQ | HRCU-A-CB (Split System: Heat Pump with Remote Outdoor Unit-Air-Source) | DLCURAH36ABK |  |  | EA*4X43L21A* | *95ESN1002120A* | 37000 | 15.5 | 8.5 | 38500 | 34800 | 90.39% | 2.1 | 0 | 10 |  |  |  |  | R-410A | 3.0833 | Residential & Commercial | USHP | Ducted CEE Tier 1
213069438 | Central HP <5.4 tons | ACIQ | HRCU-A-CB (Split System: Heat Pump with Remote Outdoor Unit-Air-Source) | DLCURAH36ABK |  |  | EA*4X48L21A* | *80ES(N,L)0702116A* | 35600 | 16.5 | 8.5 | 37800 | 34600 | 91.53% | 2.04 | 0 | 10 |  |  |  |  | R-410A | 2.9667 | Residential & Commercial | USHP | Ducted CEE Tier 1
213069451 | Central HP <5.4 tons | ACIQ | HRCU-A-CB (Split System: Heat Pump with Remote Outdoor Unit-Air-Source) | DLCURAH36ABK |  |  | EA*4X48L21A* | *80VTL0701716A* | 35800 | 16 | 8.5 | 38500 | 34600 | 89.87% | 2.04 | 0 | 10 |  |  |  |  | R-410A | 2.9833 | Residential & Commercial | USHP | Ducted CEE Tier 1
213069454 | Central HP <5.4 tons | ACIQ | HRCU-A-CB (Split System: Heat Pump with Remote Outdoor Unit-Air-Source) | DLCURAH36ABK |  |  | EA*4X48L21A* | *92ESN0601714A* | 36000 | 16 | 8.5 | 38500 | 34600 | 89.87% | 2.06 | 0 | 10 |  |  |  |  | R-410A | 3 | Residential & Commercial | USHP | Ducted CEE Tier 1
213069503 | Central HP <5.4 tons | ACIQ | HRCU-A-CB (Split System: Heat Pump with Remote Outdoor Unit-Air-Source) | DLCURAH36ABK |  |  | EA*4X48L24A* | *95ESN1202422A* | 37200 | 15.5 | 8.5 | 38500 | 35000 | 90.91% | 2.12 | 0 | 10 |  |  |  |  | R-410A | 3.1 | Residential & Commercial | USHP | Ducted CEE Tier 1
213069671 | Central HP <5.4 tons | ACIQ | HRCU-A-CB (Split System: Heat Pump with Remote Outdoor Unit-Air-Source) | DLCURAH24ABK |  |  | EA*4X24L17A* | *92ESN0801716A* | 24000 | 17 | 8.5 | 26800 | 23800 | 88.81% | 1.96 | 0 | 10 |  |  |  |  | R-410A | 2 | Residential & Commercial | USHP | Ducted CEE Tier 1
213069685 | Central HP <5.4 tons | ACIQ | HRCU-A-CB (Split System: Heat Pump with Remote Outdoor Unit-Air-Source) | DLCURAH24ABK |  |  | EA*4X25L17A* | *96VSN0601412A* | 24000 | 16.5 | 8.1 | 25200 | 21600 | 85.71% | 1.82 | 0 | 10 |  |  |  |  | R-410A | 2 | Residential & Commercial | USHP | Ducted CEE Tier 1
213069687 | Central HP <5.4 tons | ACIQ | HRCU-A-CB (Split System: Heat Pump with Remote Outdoor Unit-Air-Source) | DLCURAH24ABK |  |  | EA*4X25L17A* | *95ESU0401712A* | 24200 | 17 | 8.5 | 25200 | 21600 | 85.71% | 1.8 | 0 | 10 |  |  |  |  | R-410A | 2.0167 | Residential & Commercial | USHP | Ducted CEE Tier 1
214239091 | Central HP <5.4 tons | KENMORE | HRCU-A-CB (Split System: Heat Pump with Remote Outdoor Unit-Air-Source) | (C,H,T)VH837GKA2* |  |  | EN(A,D,W)4X42L21**+WALLCON | *80CTL1102120B* | 31800 | 17 | 8.1 | 33000 | 24400 | 73.94% | 1.88 | 0 | 11 |  |  |  |  | R-410A | 2.65 | Residential & Commercial | USHP | Ducted CEE Tier 1
215853483 | Central HP <5.4 tons | FRASER-JOHNSTON | HRCU-A-CB (Split System: Heat Pump with Remote Outdoor Unit-Air-Source) | HH860E2S11 |  |  | CTM60D5CJS1 | TMLE130D20MP11 | 53500 | 18 | 9 | 55500 | 39500 | 71.17% | 2 | 0 | 11 |  |  |  |  | R-454B | 4.4583 | Residential & Commercial | USHP | Ducted CEE Tier 1
214331610 | Central HP <5.4 tons | TCL | HRCU-A-C (Split System: Heat Pump with Remote Outdoor Unit with No Indoor Fan --Air Source) | TCU-36D7HEWA/DV2O |  |  | TCE-2430D6HWA/DVOE(02)+DK | 0 | 22800 | 15.2 | 8.5 | 23000 | 18600 | 80.87% | 2 | 0 | 11 |  |  |  |  | R-410A | 1.9 | Residential & Commercial | USHP | Ducted CEE Tier 1
214648647 | Central HP <5.4 tons | TCL | HRCU-A-CB (Split System: Heat Pump with Remote Outdoor Unit-Air-Source) | THH60HAI2NAF2U23 |  |  | A4AH5V60A1C3 + DF | 0 | 54000 | 15.2 | 8.1 | 54000 | 38000 | 70.37% | 1.85 | 0 | 8.2 |  |  |  |  | R-410A | 4.5 | Residential & Commercial | USHP
213069705 | Central HP <5.4 tons | ACIQ | HRCU-A-CB (Split System: Heat Pump with Remote Outdoor Unit-Air-Source) | DLCURAH24ABK |  |  | EA*4X25L17A* | *80ES(N,L)0451712A* | 24800 | 17 | 8.5 | 25600 | 21200 | 82.81% | 1.78 | 0 | 10.5 |  |  |  |  | R-410A | 2.0667 | Residential & Commercial | USHP | Ducted CEE Tier 1
213069553 | Central HP <5.4 tons | ACIQ | HRCU-A-CB (Split System: Heat Pump with Remote Outdoor Unit-Air-Source) | DLCURAH36ABK |  |  | EN(A,D,W)4X48L21** | *92ESN1002120A* | 35800 | 16.5 | 8.1 | 38500 | 34800 | 90.39% | 2 | 0 | 10 |  |  |  |  | R-410A | 2.9833 | Residential & Commercial | USHP | Ducted CEE Tier 1
213069569 | Central HP <5.4 tons | ACIQ | HRCU-A-CB (Split System: Heat Pump with Remote Outdoor Unit-Air-Source) | DLCURAH36ABK |  |  | EN(A,D,W)4X48L21** | *96VTN0802120A* | 35600 | 16 | 8.1 | 38500 | 34800 | 90.39% | 2 | 0 | 10 |  |  |  |  | R-410A | 2.9667 | Residential & Commercial | USHP | Ducted CEE Tier 1
213069586 | Central HP <5.4 tons | ACIQ | HRCU-A-CB (Split System: Heat Pump with Remote Outdoor Unit-Air-Source) | DLCURAH36ABK |  |  | EN(A,D)4X48L24** | *80VSL0902420A* | 35800 | 16.5 | 8.1 | 38500 | 34800 | 90.39% | 2 | 0 | 10 |  |  |  |  | R-410A | 2.9833 | Residential & Commercial | USHP | Ducted CEE Tier 1
213069588 | Central HP <5.4 tons | ACIQ | HRCU-A-CB (Split System: Heat Pump with Remote Outdoor Unit-Air-Source) | DLCURAH36ABK |  |  | EN(A,D)4X48L24** | *80ESU0802120A | 37400 | 15.5 | 8.5 | 39500 | 35000 | 88.61% | 2.1 | 0 | 10.5 |  |  |  |  | R-410A | 3.1167 | Residential & Commercial | USHP | Ducted CEE Tier 1
213069752 | Central HP <5.4 tons | ACIQ | HRCU-A-CB (Split System: Heat Pump with Remote Outdoor Unit-Air-Source) | DLCURAH24ABK |  |  | EA*4X30L17A* | *96VSN0601412A* | 23400 | 16.5 | 8.5 | 26000 | 24000 | 92.31% | 1.98 | 0 | 10 |  |  |  |  | R-410A | 1.95 | Residential & Commercial | USHP | Ducted CEE Tier 1
213069770 | Central HP <5.4 tons | ACIQ | HRCU-A-CB (Split System: Heat Pump with Remote Outdoor Unit-Air-Source) | DLCURAH24ABK |  |  | EA*4X30L17A* | *80VSL0451716A* | 24200 | 16.5 | 8.5 | 26400 | 23000 | 87.12% | 1.9 | 0 | 10 |  |  |  |  | R-410A | 2.0167 | Residential & Commercial | USHP | Ducted CEE Tier 1
213069602 | Central HP <5.4 tons | ACIQ | HRCU-A-CB (Split System: Heat Pump with Remote Outdoor Unit-Air-Source) | DLCURAH36ABK |  |  | EN(A,D)4X48L24** | *96VSN1002120A* | 36200 | 16 | 8.1 | 38500 | 34800 | 90.39% | 2.02 | 0 | 10 |  |  |  |  | R-410A | 3.0167 | Residential & Commercial | USHP | Ducted CEE Tier 1
213069603 | Central HP <5.4 tons | ACIQ | HRCU-A-CB (Split System: Heat Pump with Remote Outdoor Unit-Air-Source) | DLCURAH36ABK |  |  | EN(A,D)4X48L24** | *96VSN1202422A* | 36000 | 16 | 8.1 | 38500 | 34800 | 90.39% | 2.02 | 0 | 10 |  |  |  |  | R-410A | 3 | Residential & Commercial | USHP | Ducted CEE Tier 1
213069922 | Central HP <5.4 tons | ACIQ | HRCU-A-CB (Split System: Heat Pump with Remote Outdoor Unit-Air-Source) | DLCURAH24ABK |  |  | EA*4X30L17A* | OMV098J12* | 23600 | 16.5 | 8.5 | 26000 | 23800 | 91.54% | 1.98 | 0 | 10 |  |  |  |  | R-410A | 1.9667 | Residential & Commercial | USHP | Ducted CEE Tier 1
213069956 | Central HP <5.4 tons | ACIQ | HRCU-A-CB (Split System: Heat Pump with Remote Outdoor Unit-Air-Source) | DLCURAH24ABK |  |  | EA*4X36L17A* | *96VSN0401712A* | 23400 | 16 | 8.5 | 25800 | 23600 | 91.47% | 1.96 | 0 | 10 |  |  |  |  | R-410A | 1.95 | Residential & Commercial | USHP | Ducted CEE Tier 1
214728366 | Central HP <5.4 tons | COLEMAN | HRCU-A-CB (Split System: Heat Pump with Remote Outdoor Unit-Air-Source) | HH836E2S11 |  |  | CTU36B5XDS1+TXV | TM9Y060B12MP11 | 33200 | 18 | 8.5 | 31200 | 25600 | 82.05% | 2 | 0 | 11 |  |  |  |  | R-454B | 2.7667 | Residential & Commercial | USHP | Ducted CEE Tier 1
216980386 | Central HP <5.4 tons | COLEMAN | HRCU-A-CB (Split System: Heat Pump with Remote Outdoor Unit-Air-Source) | HH836E2S11 |  |  | CTM36B5CDS1 | Z8ET080B12LMPS1 | 33800 | 18 | 8.5 | 31800 | 24000 | 75.47% | 2 | 0 | 11 |  |  |  |  | R-454B | 2.8167 | Residential & Commercial | USHP | Ducted CEE Tier 1
213070019 | Central HP <5.4 tons | ACIQ | HRCU-A-CB (Split System: Heat Pump with Remote Outdoor Unit-Air-Source) | DLCURAH24ABK |  |  | EA*4X36L17A* | *96VTN0801716A* | 24200 | 16.5 | 8.5 | 26200 | 22600 | 86.26% | 1.86 | 0 | 10 |  |  |  |  | R-410A | 2.0167 | Residential & Commercial | USHP | Ducted CEE Tier 1
213070071 | Central HP <5.4 tons | ACIQ | HRCU-A-CB (Split System: Heat Pump with Remote Outdoor Unit-Air-Source) | DLCURAH24ABK |  |  | EA*4X36L17A* | *80ES(N,L)0451412A* | 24600 | 16 | 8.5 | 26600 | 22200 | 83.46% | 1.82 | 0 | 10 |  |  |  |  | R-410A | 2.05 | Residential & Commercial | USHP | Ducted CEE Tier 1
213070089 | Central HP <5.4 tons | ACIQ | HRCU-A-CB (Split System: Heat Pump with Remote Outdoor Unit-Air-Source) | DLCURAH24ABK |  |  | EA*4X36L17A* | *80ES(N,L)0901714A* | 24600 | 17 | 8.5 | 26400 | 22200 | 84.09% | 1.84 | 0 | 10 |  |  |  |  | R-410A | 2.05 | Residential & Commercial | USHP | Ducted CEE Tier 1
213070238 | Central HP <5.4 tons | ACIQ | HRCU-A-CB (Split System: Heat Pump with Remote Outdoor Unit-Air-Source) | DLCURAH24ABK |  |  | EA*4X36L21A* | *80ESU0401712A* | 24200 | 17.5 | 8.5 | 26000 | 22800 | 87.69% | 1.9 | 0 | 10 |  |  |  |  | R-410A | 2.0167 | Residential & Commercial | USHP | Ducted CEE Tier 1
213070423 | Central HP <5.4 tons | ACIQ | HRCU-A-CB (Split System: Heat Pump with Remote Outdoor Unit-Air-Source) | DLCURAH24ABK |  |  | EA*4X36L21A* | *80ESU0601716A | 25000 | 17 | 8.5 | 26600 | 21800 | 81.95% | 1.82 | 0 | 10.5 |  |  |  |  | R-410A | 2.0833 | Residential & Commercial | USHP | Ducted CEE Tier 1
213070538 | Central HP <5.4 tons | ACIQ | HRCU-A-CB (Split System: Heat Pump with Remote Outdoor Unit-Air-Source) | DLCURAH24ABK |  |  | EA*4X37L17A* | *80VTL0701716A* | 24600 | 17 | 8.5 | 25600 | 21600 | 84.38% | 1.8 | 0 | 10.5 |  |  |  |  | R-410A | 2.05 | Residential & Commercial | USHP | Ducted CEE Tier 1
216782227 | Central HP <5.4 tons | COLEMAN | HRCU-A-CB (Split System: Heat Pump with Remote Outdoor Unit-Air-Source) | HH860E2S11 |  |  | CTU60C5XGS1+TXV | Z8ES120C20LMPS1 | 45000 | 18 | 9 | 45500 | 33400 | 73.41% | 2 | 0 | 11.7 |  |  |  |  | R-454B | 3.75 | Residential & Commercial | USHP | Ducted CEE Tier 1
216782480 | Central HP <5.4 tons | COLEMAN | HRCU-A-CB (Split System: Heat Pump with Remote Outdoor Unit-Air-Source) | HH860E2S11 |  |  | CTM60D5CJS1 | Z8ES130D20LMPS1 | 53500 | 19 | 9 | 55000 | 39500 | 71.82% | 2 | 0 | 11 |  |  |  |  | R-454B | 4.4583 | Residential & Commercial | USHP | Ducted CEE Tier 1
213070640 | Central HP <5.4 tons | ACIQ | HRCU-A-CB (Split System: Heat Pump with Remote Outdoor Unit-Air-Source) | DLCURAH24ABK |  |  | EA*4X37L17A* | *92ESN0401712A* | 24200 | 16 | 8.1 | 25400 | 22000 | 86.61% | 1.82 | 0 | 10 |  |  |  |  | R-410A | 2.0167 | Residential & Commercial | USHP | Ducted CEE Tier 1
213070773 | Central HP <5.4 tons | ACIQ | HRCU-A-CB (Split System: Heat Pump with Remote Outdoor Unit-Air-Source) | DLCURAH24ABK |  |  | EA*4X37L21A* | *80VTL0701716A* | 24800 | 17 | 8.5 | 25400 | 20800 | 81.89% | 1.76 | 0 | 10.5 |  |  |  |  | R-410A | 2.0667 | Residential & Commercial | USHP | Ducted CEE Tier 1
213072127 | Central HP <5.4 tons | ACIQ | HRCU-A-CB (Split System: Heat Pump with Remote Outdoor Unit-Air-Source) | DLCURAH18ABK |  |  | EA*4X19L17A* | *95ESN0261410A* | 18600 | 16 | 8.5 | 18600 | 17500 | 94.09% | 2.12 | 0 | 11 |  |  |  |  | R-410A | 1.55 | Residential & Commercial | USHP | Ducted CEE Tier 1
213063407 | Central HP <5.4 tons | ACIQ | HRCU-A-CB (Split System: Heat Pump with Remote Outdoor Unit-Air-Source) | HVH837GKA2* |  |  | EA*4X48L24A*+WALLCON | *95CSU0802120A* | 32400 | 17.5 | 8.5 | 32400 | 24800 | 76.54% | 2 | 12 | 11.5 |  |  |  |  | R-410A | 2.7 | Residential & Commercial | USHP | Ducted CEE Tier 1
213063416 | Central HP <5.4 tons | ACIQ | HRCU-A-CB (Split System: Heat Pump with Remote Outdoor Unit-Air-Source) | HVH837GKA2* |  |  | EHD4X48AAL+WALLCON | *95CSU0802120A* | 32600 | 17 | 8.1 | 33000 | 24800 | 75.15% | 1.98 | 11.5 | 11 |  |  |  |  | R-410A | 2.7167 | Residential & Commercial | USHP | Ducted CEE Tier 1
213077940 | Central HP <5.4 tons | DAY & NIGHT | HRCU-A-CB (Split System: Heat Pump with Remote Outdoor Unit-Air-Source) | DLCURAH36ABK |  |  | EA*4X37L17A* | *80MS(N,L)0701712A* | 36200 | 15.5 | 8.5 | 38500 | 35000 | 90.91% | 2.02 | 0 | 10 |  |  |  |  | R-410A | 3.0167 | Residential & Commercial | USHP | Ducted CEE Tier 1
213078006 | Central HP <5.4 tons | DAY & NIGHT | HRCU-A-CB (Split System: Heat Pump with Remote Outdoor Unit-Air-Source) | DLCURAH36ABK |  |  | END4X42L17** | *80MS(N,L)0701712A* | 35600 | 16 | 8.1 | 38500 | 35000 | 90.91% | 1.94 | 0 | 10 |  |  |  |  | R-410A | 2.9667 | Residential & Commercial | USHP | Ducted CEE Tier 1
214569338 | Central HP <5.4 tons | CARRIER | HRCU-A-CB (Split System: Heat Pump with Remote Outdoor Unit-Air-Source) | 25VNA424A*031* |  |  | CAP**4221AL*+UI | 59MN7C060C21**20 | 23400 | 20 | 10.5 | 26600 | 19900 | 74.81% | 2.44 | 0 | 12.5 |  |  |  |  | R-410A | 1.95 | Residential & Commercial | USHP | Ducted CEE Tier 1
214569356 | Central HP <5.4 tons | CARRIER | HRCU-A-CB (Split System: Heat Pump with Remote Outdoor Unit-Air-Source) | 25VNA424A*031* |  |  | CSPH*3012AL*+UI | 58TN*B070C21**20 | 23400 | 19 | 10.5 | 26800 | 19900 | 74.25% | 2.46 | 0 | 12.5 |  |  |  |  | R-410A | 1.95 | Residential & Commercial | USHP | Ducted CEE Tier 1
214569370 | Central HP <5.4 tons | CARRIER | HRCU-A-CB (Split System: Heat Pump with Remote Outdoor Unit-Air-Source) | 25VNA424A*031* |  |  | CSPH*3612AL*+UI | 59MN7C060C21**20 | 23600 | 19 | 10.5 | 26600 | 19900 | 74.81% | 2.48 | 0 | 12.5 |  |  |  |  | R-410A | 1.9667 | Residential & Commercial | USHP | Ducted CEE Tier 1
214569554 | Central HP <5.4 tons | CARRIER | HRCU-A-CB (Split System: Heat Pump with Remote Outdoor Unit-Air-Source) | 25VNA436A*031* |  |  | CAP**4321AL*+UI | 59MN7C060C21**20 | 34200 | 19 | 9.5 | 36600 | 25800 | 70.49% | 2.04 | 0 | 11.5 |  |  |  |  | R-410A | 2.85 | Residential & Commercial | USHP | Ducted CEE Tier 1
214569590 | Central HP <5.4 tons | CARRIER | HRCU-A-CB (Split System: Heat Pump with Remote Outdoor Unit-Air-Source) | 25VNA436A*031* |  |  | CAP**6024AL*+UI | 59MN7C060C21**20 | 34200 | 19 | 9 | 36000 | 25200 | 70% | 2 | 0 | 12 |  |  |  |  | R-410A | 2.85 | Residential & Commercial | USHP | Ducted CEE Tier 1
214569638 | Central HP <5.4 tons | CARRIER | HRCU-A-CB (Split System: Heat Pump with Remote Outdoor Unit-Air-Source) | 25VNA436A*031* |  |  | CSPH*4212AL*+UI | 59MN7C060C21**20 | 33800 | 18 | 9 | 36800 | 26200 | 71.2% | 2.02 | 0 | 11.5 |  |  |  |  | R-410A | 2.8167 | Residential & Commercial | USHP | Ducted CEE Tier 1
214569406 | Central HP <5.4 tons | CARRIER | HRCU-A-CB (Split System: Heat Pump with Remote Outdoor Unit-Air-Source) | 25VNA448A*031* |  |  | CAP**4821AL*+UI | 59TN6C080C21**20 | 44000 | 21 | 9.5 | 46500 | 36400 | 78.28% | 2.28 | 0 | 11.5 |  |  |  |  | R-410A | 3.6667 | Residential & Commercial | USHP | Ducted CEE Tier 1
214569470 | Central HP <5.4 tons | CARRIER | HRCU-A-CB (Split System: Heat Pump with Remote Outdoor Unit-Air-Source) | 25VNA448A*031* |  |  | CSPH*6012AL*+UI | 59CU5B080C21**20 | 45000 | 20 | 9.5 | 46500 | 36400 | 78.28% | 2.34 | 0 | 11.5 |  |  |  |  | R-410A | 3.75 | Residential & Commercial | USHP | Ducted CEE Tier 1
214573618 | Central HP <5.4 tons | CARRIER | HRCU-A-CB (Split System: Heat Pump with Remote Outdoor Unit-Air-Source) | 25VNA837A*031* |  |  | CAP**3621AL*+UI | 59CU5B080C21**20 | 31400 | 17 | 8.1 | 33000 | 24200 | 73.33% | 1.86 | 0 | 11 |  |  |  |  | R-410A | 2.6167 | Residential & Commercial | USHP | Ducted CEE Tier 1
213067691 | Central HP <5.4 tons | ACIQ | HRCU-A-CB (Split System: Heat Pump with Remote Outdoor Unit-Air-Source) | HVH837GKA** |  |  | EA*4X60L24A*+WALLCON | *95CSU1002122A* | 32800 | 18 | 8.5 | 31800 | 24800 | 77.99% | 2 | 0 | 11.5 |  |  |  |  | R-410A | 2.7333 | Residential & Commercial | USHP | Ducted CEE Tier 1
213063395 | Central HP <5.4 tons | ACIQ | HRCU-A-CB (Split System: Heat Pump with Remote Outdoor Unit-Air-Source) | HVH837GKA2* |  |  | EHD4X48AAL+WALLCON | *80CSU0401712A* | 32600 | 16.5 | 8.1 | 33000 | 24800 | 75.15% | 1.96 | 11.5 | 11 |  |  |  |  | R-410A | 2.7167 | Residential & Commercial | USHP | Ducted CEE Tier 1
213062466 | Central HP <5.4 tons | ACIQ | HRCU-A-CB (Split System: Heat Pump with Remote Outdoor Unit-Air-Source) | HVH837GKA** |  |  | EA*4X42L21A*+WALLCON | *97CMN0801714A* | 31600 | 17 | 8.1 | 33400 | 24800 | 74.25% | 1.86 | 11.5 | 11 |  |  |  |  | R-410A | 2.6333 | Residential & Commercial | USHP | Ducted CEE Tier 1
213062502 | Central HP <5.4 tons | ACIQ | HRCU-A-CB (Split System: Heat Pump with Remote Outdoor Unit-Air-Source) | HVH837GKA** |  |  | EHD4X42AAL+WALLCON | *80CTL0701716A* | 32400 | 16.5 | 8.1 | 33200 | 25000 | 75.3% | 1.94 | 11.5 | 11 |  |  |  |  | R-410A | 2.7 | Residential & Commercial | USHP | Ducted CEE Tier 1
213072144 | Central HP <5.4 tons | ACIQ | HRCU-A-CB (Split System: Heat Pump with Remote Outdoor Unit-Air-Source) | DLCURAH18ABK |  |  | EA*4X24L14A* | *80VTL0451412A* | 17600 | 16 | 8.5 | 18400 | 19100 | 103.8% | 2.3 | 0 | 10.5 |  |  |  |  | R-410A | 1.4667 | Residential & Commercial | USHP | Ducted CEE Tier 1
216782027 | Central HP <5.4 tons | COLEMAN | HRCU-A-CB (Split System: Heat Pump with Remote Outdoor Unit-Air-Source) | HH836E2S11 |  |  | CTM48C5CFS1 | Z8ES100C20LMPS1 | 34400 | 19 | 9 | 32000 | 25400 | 79.38% | 2 | 0 | 11 |  |  |  |  | R-454B | 2.8667 | Residential & Commercial | USHP | Ducted CEE Tier 1
216785919 | Central HP <5.4 tons | COLEMAN | HRCU-A-CB (Split System: Heat Pump with Remote Outdoor Unit-Air-Source) | HH836E2S11 |  |  | CTM48C5CFS1 | Z8ES120C16LMPS1 | 34000 | 19 | 9 | 31400 | 25200 | 80.25% | 2 | 0 | 11.7 |  |  |  |  | R-454B | 2.8333 | Residential & Commercial | USHP | Ducted CEE Tier 1
213071040 | Central HP <5.4 tons | ACIQ | HRCU-A-CB (Split System: Heat Pump with Remote Outdoor Unit-Air-Source) | DLCURAH24ABK |  |  | EN(A,D)4X24L17** | *80VSL0701716A* | 23400 | 16 | 8.5 | 26600 | 24000 | 90.23% | 1.98 | 0 | 10 |  |  |  |  | R-410A | 1.95 | Residential & Commercial | USHP | Ducted CEE Tier 1
213071092 | Central HP <5.4 tons | ACIQ | HRCU-A-CB (Split System: Heat Pump with Remote Outdoor Unit-Air-Source) | DLCURAH24ABK |  |  | EN(A,D)4X24L17** | *95ESN0601412A* | 24000 | 15.2 | 8.5 | 27200 | 23000 | 84.56% | 1.88 | 0 | 10 |  |  |  |  | R-410A | 2 | Residential & Commercial | USHP | Ducted CEE Tier 1
213072161 | Central HP <5.4 tons | ACIQ | HRCU-A-CB (Split System: Heat Pump with Remote Outdoor Unit-Air-Source) | DLCURAH18ABK |  |  | EA*4X24L17A* | *80VSL0451716A* | 17600 | 16 | 8.5 | 18500 | 19100 | 103.2% | 2.3 | 0 | 10.5 |  |  |  |  | R-410A | 1.4667 | Residential & Commercial | USHP | Ducted CEE Tier 1
213072176 | Central HP <5.4 tons | ACIQ | HRCU-A-CB (Split System: Heat Pump with Remote Outdoor Unit-Air-Source) | DLCURAH18ABK |  |  | EA*4X24L17A* | *80ES(N,L)0451712A* | 18500 | 15.5 | 9 | 19400 | 18600 | 95.88% | 2.24 | 0 | 10.5 |  |  |  |  | R-410A | 1.5417 | Residential & Commercial | USHP | Ducted CEE Tier 1
213072209 | Central HP <5.4 tons | ACIQ | HRCU-A-CB (Split System: Heat Pump with Remote Outdoor Unit-Air-Source) | DLCURAH18ABK |  |  | EA*4X25L17A* | *80ES(N,L)0451712A* | 19100 | 16 | 8.5 | 19000 | 17300 | 91.05% | 2.12 | 0 | 11 |  |  |  |  | R-410A | 1.5917 | Residential & Commercial | USHP | Ducted CEE Tier 1
213072292 | Central HP <5.4 tons | ACIQ | HRCU-A-CB (Split System: Heat Pump with Remote Outdoor Unit-Air-Source) | DLCURAH18ABK |  |  | EN(A,D)4X24L17** | *96VSN0601714A* | 17600 | 15.5 | 8.5 | 18500 | 18800 | 101.6% | 2.26 | 0 | 10.5 |  |  |  |  | R-410A | 1.4667 | Residential & Commercial | USHP | Ducted CEE Tier 1
213072310 | Central HP <5.4 tons | ACIQ | HRCU-A-CB (Split System: Heat Pump with Remote Outdoor Unit-Air-Source) | DLCURAH18ABK |  |  | EN(A,D)4X24L17** | *96VTN0601412A* | 17900 | 15.5 | 8.5 | 18800 | 18700 | 99.47% | 2.26 | 0 | 11 |  |  |  |  | R-410A | 1.4917 | Residential & Commercial | USHP | Ducted CEE Tier 1
213072311 | Central HP <5.4 tons | ACIQ | HRCU-A-CB (Split System: Heat Pump with Remote Outdoor Unit-Air-Source) | DLCURAH18ABK |  |  | EN(A,D)4X24L17** | *95ESN0261410A* | 18000 | 15.5 | 8.5 | 19000 | 18700 | 98.42% | 2.24 | 0 | 10.5 |  |  |  |  | R-410A | 1.5 | Residential & Commercial | USHP | Ducted CEE Tier 1
213072343 | Central HP <5.4 tons | ACIQ | HRCU-A-CB (Split System: Heat Pump with Remote Outdoor Unit-Air-Source) | DLCURAH18ABK |  |  | EN(A,D)4X30L17** | *96VSN0601412A* | 18000 | 16 | 8.5 | 18600 | 18400 | 98.92% | 2.22 | 0 | 11 |  |  |  |  | R-410A | 1.5 | Residential & Commercial | USHP | Ducted CEE Tier 1
213072378 | Central HP <5.4 tons | ACIQ | HRCU-A-CB (Split System: Heat Pump with Remote Outdoor Unit-Air-Source) | DLCURAH18ABK |  |  | FXM4X24**AL | 0 | 18100 | 16 | 8.5 | 18600 | 18500 | 99.46% | 2.22 | 0 | 10.5 |  |  |  |  | R-410A | 1.5083 | Residential & Commercial | USHP | Ducted CEE Tier 1
213071357 | Central HP <5.4 tons | ACIQ | HRCU-A-CB (Split System: Heat Pump with Remote Outdoor Unit-Air-Source) | DLCURAH24ABK |  |  | EN(A,D)4X30L17** | *96VTN0801716A* | 24200 | 16.5 | 8.1 | 26200 | 23000 | 87.79% | 1.9 | 0 | 10.5 |  |  |  |  | R-410A | 2.0167 | Residential & Commercial | USHP | Ducted CEE Tier 1
213071523 | Central HP <5.4 tons | ACIQ | HRCU-A-CB (Split System: Heat Pump with Remote Outdoor Unit-Air-Source) | DLCURAH24ABK |  |  | EN(A,D,W)4X36L17** | *96VSN0601412A* | 23600 | 16.5 | 8.1 | 25800 | 23800 | 92.25% | 1.98 | 0 | 10 |  |  |  |  | R-410A | 1.9667 | Residential & Commercial | USHP | Ducted CEE Tier 1
212986995 | Central HP <5.4 tons | KEEPRITE | HRCU-A-CB (Split System: Heat Pump with Remote Outdoor Unit-Air-Source) | DLCURAH18ABK |  |  | EA*4X24L14A* | *96MSN0601412A* | 17300 | 16 | 8.5 | 18200 | 19400 | 106.6% | 2.34 | 0 | 10.5 |  |  |  |  | R-410A | 1.4417 | Residential & Commercial | USHP | Ducted CEE Tier 1
212986675 | Central HP <5.4 tons | KEEPRITE | HRCU-A-CB (Split System: Heat Pump with Remote Outdoor Unit-Air-Source) | DLCURAH18ABK |  |  | EA*4X24L17A* | *96MSN0401712A* | 17200 | 15.5 | 8.5 | 18300 | 19400 | 106% | 2.32 | 0 | 10 |  |  |  |  | R-410A | 1.4333 | Residential & Commercial | USHP | Ducted CEE Tier 1
213071541 | Central HP <5.4 tons | ACIQ | HRCU-A-CB (Split System: Heat Pump with Remote Outdoor Unit-Air-Source) | DLCURAH24ABK |  |  | EN(A,D,W)4X36L17** | *80ES(N,L)0701716A* | 24800 | 16 | 8.1 | 26800 | 22200 | 82.84% | 1.82 | 0 | 10.5 |  |  |  |  | R-410A | 2.0667 | Residential & Commercial | USHP | Ducted CEE Tier 1
213071711 | Central HP <5.4 tons | ACIQ | HRCU-A-CB (Split System: Heat Pump with Remote Outdoor Unit-Air-Source) | DLCURAH24ABK |  |  | EN(A,D,W)4X36L17** | OLV098A12* | 23400 | 16.5 | 8.1 | 25800 | 24200 | 93.8% | 2 | 0 | 10 |  |  |  |  | R-410A | 1.95 | Residential & Commercial | USHP | Ducted CEE Tier 1
214573648 | Central HP <5.4 tons | CARRIER | HRCU-A-CB (Split System: Heat Pump with Remote Outdoor Unit-Air-Source) | 25VNA837A*031* |  |  | CAP**3621AL*+UI | 59MN7C080C21**20 | 31600 | 17 | 8.1 | 33000 | 24200 | 73.33% | 1.86 | 0 | 11 |  |  |  |  | R-410A | 2.6333 | Residential & Commercial | USHP | Ducted CEE Tier 1
214573768 | Central HP <5.4 tons | CARRIER | HRCU-A-CB (Split System: Heat Pump with Remote Outdoor Unit-Air-Source) | 25VNA837A*031* |  |  | CAP**4221AL*+UI | 59MN7C080C21**20 | 31800 | 17 | 8.5 | 32800 | 24400 | 74.39% | 1.9 | 0 | 11 |  |  |  |  | R-410A | 2.65 | Residential & Commercial | USHP | Ducted CEE Tier 1
214573868 | Central HP <5.4 tons | CARRIER | HRCU-A-CB (Split System: Heat Pump with Remote Outdoor Unit-Air-Source) | 25VNA837A*031* |  |  | CAP**4321AL*+UI | 59CU5B100C21**22 | 33000 | 17.5 | 8.5 | 32600 | 25000 | 76.69% | 2 | 0 | 11.5 |  |  |  |  | R-410A | 2.75 | Residential & Commercial | USHP | Ducted CEE Tier 1
214574018 | Central HP <5.4 tons | CARRIER | HRCU-A-CB (Split System: Heat Pump with Remote Outdoor Unit-Air-Source) | 25VNA837A*031* |  |  | CAP**4824AL*+UI | 59TN6C080C21**20 | 32400 | 17.5 | 8.5 | 32200 | 24800 | 77.02% | 2 | 0 | 11.5 |  |  |  |  | R-410A | 2.7 | Residential & Commercial | USHP | Ducted CEE Tier 1
214574068 | Central HP <5.4 tons | CARRIER | HRCU-A-CB (Split System: Heat Pump with Remote Outdoor Unit-Air-Source) | 25VNA837A*031* |  |  | CAP**6024AL*+UI | 59MN7C080C21**20 | 32800 | 17.5 | 8.5 | 31600 | 24800 | 78.48% | 2 | 0 | 11.5 |  |  |  |  | R-410A | 2.7333 | Residential & Commercial | USHP | Ducted CEE Tier 1
214574118 | Central HP <5.4 tons | CARRIER | HRCU-A-CB (Split System: Heat Pump with Remote Outdoor Unit-Air-Source) | 25VNA837A*031* |  |  | CAP**6121AL*+UI | 59MN7C060C21**20 | 33000 | 17.5 | 8.5 | 32200 | 25000 | 77.64% | 1.98 | 0 | 11 |  |  |  |  | R-410A | 2.75 | Residential & Commercial | USHP | Ducted CEE Tier 1
214574168 | Central HP <5.4 tons | CARRIER | HRCU-A-CB (Split System: Heat Pump with Remote Outdoor Unit-Air-Source) | 25VNA837A*031* |  |  | CAP**6124AL*+UI | 59CU5B100C21**22 | 33200 | 18.5 | 8.5 | 31800 | 24800 | 77.99% | 2 | 0 | 11.5 |  |  |  |  | R-410A | 2.7667 | Residential & Commercial | USHP | Ducted CEE Tier 1
214574468 | Central HP <5.4 tons | CARRIER | HRCU-A-CB (Split System: Heat Pump with Remote Outdoor Unit-Air-Source) | 25VNA837A*031* |  |  | CNPV*3621AL*+UI | 59CU5B100C21**22 | 31400 | 17 | 8.1 | 33000 | 24000 | 72.73% | 1.84 | 0 | 11 |  |  |  |  | R-410A | 2.6167 | Residential & Commercial | USHP | Ducted CEE Tier 1
212987519 | Central HP <5.4 tons | CARRIER | HRCU-A-CB (Split System: Heat Pump with Remote Outdoor Unit-Air-Source) | 38MURAQ18AB3* |  |  | CAP**2517AL* | 59SC6A080M17**16 | 18200 | 16.5 | 8.5 | 18100 | 17600 | 97.24% | 2.14 | 0 | 11 |  |  |  |  | R-410A | 1.5167 | Residential & Commercial | USHP | Ducted CEE Tier 1
212977778 | Central HP <5.4 tons | CARRIER | HRCU-A-CB (Split System: Heat Pump with Remote Outdoor Unit-Air-Source) | 38MURAQ18AB3* |  |  | CNPV*1814AL* | 58S(B,C)*B045M14**12 | 17200 | 16 | 8.5 | 18400 | 19800 | 107.6% | 2.4 | 0 | 10.5 |  |  |  |  | R-410A | 1.4333 | Residential & Commercial | USHP | Ducted CEE Tier 1
213078099 | Central HP <5.4 tons | DAY & NIGHT | HRCU-A-CB (Split System: Heat Pump with Remote Outdoor Unit-Air-Source) | DLCURAH36ABK |  |  | EA*4X43L21A* | *80MS(N,L)0701716A* | 36600 | 16 | 8.5 | 38500 | 35000 | 90.91% | 2.06 | 0 | 10 |  |  |  |  | R-410A | 3.05 | Residential & Commercial | USHP | Ducted CEE Tier 1
215937022 | Central HP <5.4 tons | KENMORE | HRCU-A-CB (Split System: Heat Pump with Remote Outdoor Unit-Air-Source) | (C,H,T)5H3V48*K*AAA* |  |  | EVM5X48M21A*+WALLCON | *80CTL0902120B* | 44500 | 20 | 8.1 | 52000 | 38000 | 73.08% | 1.9 | 0 | 11 |  |  |  |  | R-454B | 3.7083 | Residential & Commercial | USHP | Ducted CEE Tier 1
216785466 | Central HP <5.4 tons | COLEMAN | HRCU-A-CB (Split System: Heat Pump with Remote Outdoor Unit-Air-Source) | HH860E2S11 |  |  | CTF60C5CHS1 | Z8ES080C20LMPS1 | 54000 | 19 | 9 | 54000 | 39000 | 72.22% | 2 | 0 | 11.7 |  |  |  |  | R-454B | 4.5 | Residential & Commercial | USHP | Ducted CEE Tier 1
216737382 | Central HP <5.4 tons | KEEPRITE | HRCU-A-CB (Split System: Heat Pump with Remote Outdoor Unit-Air-Source) | D5CUHAH24AAK |  |  | ESH5X30M12A* | *95CSU0601716B* | 22400 | 15.5 | 8.1 | 21000 | 18800 | 89.52% | 1.85 | 0 | 10.5 |  |  |  |  | R-454B | 1.8667 | Residential & Commercial | USHP | Ducted CEE Tier 1
216737409 | Central HP <5.4 tons | KEEPRITE | HRCU-A-CB (Split System: Heat Pump with Remote Outdoor Unit-Air-Source) | D5CUHAH24AAK |  |  | ESH5X30M12A* | *97CMN0601714B* | 22200 | 15.2 | 8.1 | 21000 | 18800 | 89.52% | 1.9 | 0 | 10.5 |  |  |  |  | R-454B | 1.85 | Residential & Commercial | USHP | Ducted CEE Tier 1
216737427 | Central HP <5.4 tons | KEEPRITE | HRCU-A-CB (Split System: Heat Pump with Remote Outdoor Unit-Air-Source) | D5CUHAH24AAK |  |  | ESH5X30M12A* | *97CMN0801714B* | 22200 | 15.2 | 8.1 | 20800 | 18700 | 89.9% | 1.9 | 0 | 10.5 |  |  |  |  | R-454B | 1.85 | Residential & Commercial | USHP | Ducted CEE Tier 1
216738134 | Central HP <5.4 tons | KEEPRITE | HRCU-A-CB (Split System: Heat Pump with Remote Outdoor Unit-Air-Source) | D5CUHAH24AAK |  |  | ESH5X36M12A* | *80MS(N,L)1552420A* | 22800 | 15.5 | 8.1 | 20800 | 18500 | 88.94% | 1.85 | 0 | 10.5 |  |  |  |  | R-454B | 1.9 | Residential & Commercial | USHP | Ducted CEE Tier 1
214242312 | Central HP <5.4 tons | KEEPRITE | HRCU-A-CB (Split System: Heat Pump with Remote Outdoor Unit-Air-Source) | CVH825GKA3* |  |  | EN(A,D,W)4X48L21**+WALLCON | *96CTN0801714B* | 24000 | 17 | 8.1 | 21400 | 16600 | 77.57% | 2 | 0 | 11 |  |  |  |  | R-410A | 2 | Residential & Commercial | USHP | Ducted CEE Tier 1
214242362 | Central HP <5.4 tons | KEEPRITE | HRCU-A-CB (Split System: Heat Pump with Remote Outdoor Unit-Air-Source) | CVH825GKA3* |  |  | EN(A,D)4X48L24**+WALLCON | *97CMN1002122B* | 24200 | 17 | 8.1 | 21200 | 16500 | 77.83% | 2 | 0 | 11.5 |  |  |  |  | R-410A | 2.0167 | Residential & Commercial | USHP | Ducted CEE Tier 1
213071843 | Central HP <5.4 tons | ACIQ | HRCU-A-CB (Split System: Heat Pump with Remote Outdoor Unit-Air-Source) | DLCURAH24ABK |  |  | EN(A,D)4X36L21** | *96VTN0802120A* | 23600 | 17 | 8.1 | 25800 | 23800 | 92.25% | 1.98 | 0 | 10.5 |  |  |  |  | R-410A | 1.9667 | Residential & Commercial | USHP | Ducted CEE Tier 1
213071861 | Central HP <5.4 tons | ACIQ | HRCU-A-CB (Split System: Heat Pump with Remote Outdoor Unit-Air-Source) | DLCURAH24ABK |  |  | EN(A,D)4X36L21** | *80ES(N,L)0451712A* | 24000 | 16.5 | 8.1 | 26200 | 23000 | 87.79% | 1.9 | 0 | 10.5 |  |  |  |  | R-410A | 2 | Residential & Commercial | USHP | Ducted CEE Tier 1
213071878 | Central HP <5.4 tons | ACIQ | HRCU-A-CB (Split System: Heat Pump with Remote Outdoor Unit-Air-Source) | DLCURAH24ABK |  |  | EN(A,D)4X36L21** | *80ES(N,L)0901714A* | 24600 | 16.5 | 8.5 | 26400 | 22400 | 84.85% | 1.86 | 0 | 10.5 |  |  |  |  | R-410A | 2.05 | Residential & Commercial | USHP | Ducted CEE Tier 1
213072026 | Central HP <5.4 tons | ACIQ | HRCU-A-CB (Split System: Heat Pump with Remote Outdoor Unit-Air-Source) | DLCURAH24ABK |  |  | FMA4X36**AL* | 0 | 25800 | 18 | 9 | 27600 | 21000 | 76.09% | 1.8 | 0 | 10.5 |  |  |  |  | R-410A | 2.15 | Residential & Commercial | USHP | Ducted CEE Tier 1
213072043 | Central HP <5.4 tons | ACIQ | HRCU-A-CB (Split System: Heat Pump with Remote Outdoor Unit-Air-Source) | DLCURAH24ABK |  |  | FM(C,U)4Z24**AL* | 0 | 23800 | 17.5 | 9 | 27200 | 25800 | 94.85% | 2.18 | 0 | 10 |  |  |  |  | R-410A | 1.9833 | Residential & Commercial | USHP | Ducted CEE Tier 1
213770933 | Central HP <5.4 tons | KENMORE | HRCU-A-CB (Split System: Heat Pump with Remote Outdoor Unit-Air-Source) | (C,H,T)VH825GKA2* |  |  | EA*4X36L21A*+WALLCON | *80CTL0901716B* | 23600 | 16.5 | 8.1 | 21400 | 16600 | 77.57% | 1.94 | 0 | 10.5 |  |  |  |  | R-410A | 1.9667 | Residential & Commercial | USHP | Ducted CEE Tier 1
213770801 | Central HP <5.4 tons | DAY & NIGHT | HRCU-A-CB (Split System: Heat Pump with Remote Outdoor Unit-Air-Source) | CVH825GKA2* |  |  | EA*4X30L17A*+WALLCON | *96CTN0801714B* | 23400 | 16.5 | 8.1 | 21600 | 16700 | 77.31% | 1.92 | 0 | 10.5 |  |  |  |  | R-410A | 1.95 | Residential & Commercial | USHP | Ducted CEE Tier 1
213770851 | Central HP <5.4 tons | DAY & NIGHT | HRCU-A-CB (Split System: Heat Pump with Remote Outdoor Unit-Air-Source) | CVH825GKA2* |  |  | EA*4X36L17A*+WALLCON | *95CSU0601716B* | 23400 | 16.5 | 8.1 | 21600 | 16700 | 77.31% | 1.94 | 0 | 10.5 |  |  |  |  | R-410A | 1.95 | Residential & Commercial | USHP | Ducted CEE Tier 1
202329930 | Central HP <5.4 tons | TCL | HRCU-A-CB (Split System: Heat Pump with Remote Outdoor Unit-Air-Source) | TCE-60HA/DV2O |  |  | TCE-48D7HWA/DV2I | 0 | 45000 | 16.5 | 8.5 | 47000 | 34400 | 73.19% | 2 | 12 | 11.2 |  |  |  |  | R-410A | 3.75 | Residential & Commercial | USHP | Ducted CEE Tier 1
214396332 | Central HP <5.4 tons | COLEMAN | HRCU-A-CB (Split System: Heat Pump with Remote Outdoor Unit-Air-Source) | HH860E2S11 |  |  | CTM60C5CHS1 | TM8Y100C20MP11 | 54000 | 19 | 9 | 55000 | 39500 | 71.82% | 2 | 0 | 11 |  |  |  |  | R-454B | 4.5 | Residential & Commercial | USHP | Ducted CEE Tier 1
214570445 | Central HP <5.4 tons | KEEPRITE | HRCU-A-CB (Split System: Heat Pump with Remote Outdoor Unit-Air-Source) | CVH825GKA3* |  |  | EA*4X37L21A*+WALLCON | *95CSU0802120B* | 24400 | 16.5 | 8.5 | 21200 | 16600 | 78.3% | 2.02 | 0 | 11 |  |  |  |  | R-410A | 2.0333 | Residential & Commercial | USHP | Ducted CEE Tier 1
214570545 | Central HP <5.4 tons | KEEPRITE | HRCU-A-CB (Split System: Heat Pump with Remote Outdoor Unit-Air-Source) | CVH825GKA3* |  |  | EA*4X42L21A*+WALLCON | *96CTN0802120B* | 23800 | 16.5 | 8.1 | 21400 | 16600 | 77.57% | 1.96 | 0 | 11 |  |  |  |  | R-410A | 1.9833 | Residential & Commercial | USHP | Ducted CEE Tier 1
216783886 | Central HP <5.4 tons | COLEMAN | HRCU-A-CB (Split System: Heat Pump with Remote Outdoor Unit-Air-Source) | HH860E2S11 |  |  | CTF60D5CGS1 | Z8ES130D20LMPS1 | 45000 | 18 | 9 | 45000 | 33200 | 73.78% | 2 | 0 | 12 |  |  |  |  | R-454B | 3.75 | Residential & Commercial | USHP | Ducted CEE Tier 1
215935772 | Central HP <5.4 tons | KENMORE | HRCU-A-CB (Split System: Heat Pump with Remote Outdoor Unit-Air-Source) | (C,H,T)5H3V36*K*AAA* |  |  | EVD5X36M21A*+WALLCON | *96CTN0801714B* | 34200 | 20.5 | 8.5 | 39000 | 28400 | 72.82% | 2.02 | 0 | 11.5 |  |  |  |  | R-454B | 2.85 | Residential & Commercial | USHP | Ducted CEE Tier 1
215935802 | Central HP <5.4 tons | KENMORE | HRCU-A-CB (Split System: Heat Pump with Remote Outdoor Unit-Air-Source) | (C,H,T)5H3V36*K*AAA* |  |  | EVD5X37M21A*+WALLCON | *96CTN0601714B* | 34600 | 20.5 | 8.5 | 38000 | 27600 | 72.63% | 2.06 | 0 | 11.5 |  |  |  |  | R-454B | 2.8833 | Residential & Commercial | USHP | Ducted CEE Tier 1
215935872 | Central HP <5.4 tons | KENMORE | HRCU-A-CB (Split System: Heat Pump with Remote Outdoor Unit-Air-Source) | (C,H,T)5H3V36*K*AAA* |  |  | EVD5X38M17A*+WALLCON | *95CSU0601716B* | 35200 | 21 | 8.5 | 38500 | 29200 | 75.84% | 2.02 | 0 | 11.7 |  |  |  |  | R-454B | 2.9333 | Residential & Commercial | USHP | Ducted CEE Tier 1
215935922 | Central HP <5.4 tons | KENMORE | HRCU-A-CB (Split System: Heat Pump with Remote Outdoor Unit-Air-Source) | (C,H,T)5H3V36*K*AAA* |  |  | EVD5X42M17A*+WALLCON | *97CMN0601714B* | 34200 | 20 | 8.5 | 38000 | 27400 | 72.11% | 2.08 | 0 | 11 |  |  |  |  | R-454B | 2.85 | Residential & Commercial | USHP | Ducted CEE Tier 1
215936022 | Central HP <5.4 tons | KENMORE | HRCU-A-CB (Split System: Heat Pump with Remote Outdoor Unit-Air-Source) | (C,H,T)5H3V36*K*AAA* |  |  | EVD5X42M21A*+WALLCON | *80CTL0902120B* | 34400 | 21 | 8.5 | 38500 | 28000 | 72.73% | 2.04 | 0 | 12 |  |  |  |  | R-454B | 2.8667 | Residential & Commercial | USHP | Ducted CEE Tier 1
215936222 | Central HP <5.4 tons | KENMORE | HRCU-A-CB (Split System: Heat Pump with Remote Outdoor Unit-Air-Source) | (C,H,T)5H3V36*K*AAA* |  |  | EVD5X42M24A*+WALLCON | *97CMN0602120B* | 35200 | 21 | 8.5 | 38500 | 28800 | 74.81% | 2.02 | 0 | 12 |  |  |  |  | R-454B | 2.9333 | Residential & Commercial | USHP | Ducted CEE Tier 1
214242682 | Central HP <5.4 tons | KEEPRITE | HRCU-A-CB (Split System: Heat Pump with Remote Outdoor Unit-Air-Source) | CVH825GKA2* |  |  | EN(A,D,W)4X36L17**+WALLCON | *95CSU0601716B* | 23400 | 16.5 | 8.1 | 21600 | 16700 | 77.31% | 1.92 | 0 | 10.5 |  |  |  |  | R-410A | 1.95 | Residential & Commercial | USHP | Ducted CEE Tier 1
214242732 | Central HP <5.4 tons | KEEPRITE | HRCU-A-CB (Split System: Heat Pump with Remote Outdoor Unit-Air-Source) | CVH825GKA2* |  |  | EN(A,D,W)4X36L17**+WALLCON | *96CTN0801714B* | 23400 | 16.5 | 8.1 | 21600 | 16700 | 77.31% | 1.92 | 0 | 11 |  |  |  |  | R-410A | 1.95 | Residential & Commercial | USHP | Ducted CEE Tier 1
212510664 | Central HP <5.4 tons | TCL | HRCU-A-CB (Split System: Heat Pump with Remote Outdoor Unit-Air-Source) | THH18HAI2NAF2U23 |  |  | 4TXCB003DS3 | A952V040BU3SAD | 20000 | 15.2 | 8.5 | 20000 | 18000 | 90% | 1.85 | 0 | 9 |  |  |  |  | R-410A | 1.6667 | Residential & Commercial | USHP
213063378 | Central HP <5.4 tons | ACIQ | HRCU-A-CB (Split System: Heat Pump with Remote Outdoor Unit-Air-Source) | HVH837GKA2* |  |  | EA*4X43L21A*+WALLCON | *80CSU1002120A* | 32800 | 17 | 8.5 | 33000 | 25200 | 76.36% | 1.98 | 12 | 11 |  |  |  |  | R-410A | 2.7333 | Residential & Commercial | USHP | Ducted CEE Tier 1
214584713 | Central HP <5.4 tons | FRASER-JOHNSTON | HRCU-A-CB (Split System: Heat Pump with Remote Outdoor Unit-Air-Source) | HH836E2S11 |  |  | CTM36C5CDS1 | Z8ES100C16SMPS1 | 34200 | 18 | 8.5 | 31600 | 26000 | 82.28% | 2 | 0 | 11.7 |  |  |  |  | R-454B | 2.85 | Residential & Commercial | USHP | Ducted CEE Tier 1
216733882 | Central HP <5.4 tons | KEEPRITE | HRCU-A-CB (Split System: Heat Pump with Remote Outdoor Unit-Air-Source) | D5CUHAH24AAK |  |  | EA*5X30M17A* | *80MS(N,L)0901714A* | 22200 | 16 | 8.1 | 20800 | 18800 | 90.38% | 1.85 | 0 | 10.5 |  |  |  |  | R-454B | 1.85 | Residential & Commercial | USHP | Ducted CEE Tier 1
216733929 | Central HP <5.4 tons | KEEPRITE | HRCU-A-CB (Split System: Heat Pump with Remote Outdoor Unit-Air-Source) | D5CUHAH24AAK |  |  | EA*5X30M17A* | *80MSU0401712A* | 22200 | 16.5 | 8.5 | 20800 | 18800 | 90.38% | 1.96 | 0 | 10.5 |  |  |  |  | R-454B | 1.85 | Residential & Commercial | USHP | Ducted CEE Tier 1
216784735 | Central HP <5.4 tons | COLEMAN | HRCU-A-CB (Split System: Heat Pump with Remote Outdoor Unit-Air-Source) | HH860E2S11 |  |  | CTM60C5CHS1 | Z8ES120C20LMPS1 | 53500 | 19 | 9 | 53500 | 38000 | 71.03% | 2 | 0 | 11.7 |  |  |  |  | R-454B | 4.4583 | Residential & Commercial | USHP | Ducted CEE Tier 1
216737523 | Central HP <5.4 tons | KEEPRITE | HRCU-A-CB (Split System: Heat Pump with Remote Outdoor Unit-Air-Source) | D5CUHAH24AAK |  |  | ESH5X30M12A* | *92MSN1202420A* | 22600 | 15.2 | 8.1 | 21200 | 18900 | 89.15% | 1.85 | 0 | 10.5 |  |  |  |  | R-454B | 1.8833 | Residential & Commercial | USHP | Ducted CEE Tier 1
216737587 | Central HP <5.4 tons | KEEPRITE | HRCU-A-CB (Split System: Heat Pump with Remote Outdoor Unit-Air-Source) | D5CUHAH24AAK |  |  | ESH5X30M12A* | *96MSN1002120A* | 22600 | 15.2 | 8.1 | 21000 | 18900 | 90% | 1.85 | 0 | 10.5 |  |  |  |  | R-454B | 1.8833 | Residential & Commercial | USHP | Ducted CEE Tier 1
214397204 | Central HP <5.4 tons | COLEMAN | HRCU-A-CB (Split System: Heat Pump with Remote Outdoor Unit-Air-Source) | HH860E2S11 |  |  | CTF60D5CJS1+JMET18DS2N1 | 0 | 53000 | 19 | 9 | 54000 | 39000 | 72.22% | 2 | 0 | 11 |  |  |  |  | R-454B | 4.4167 | Residential & Commercial | USHP | Ducted CEE Tier 1
201864499 | Central HP <5.4 tons | TCL | HRCU-A-CB (Split System: Heat Pump with Remote Outdoor Unit-Air-Source) | TCE-60HA/DV2O |  |  | TCE-60D7HWA/DV2I | 0 | 54000 | 15.5 | 8.5 | 54000 | 38500 | 71.3% | 1.9 | 10 | 10 |  |  |  |  | R-410A | 4.5 | Residential & Commercial | USHP | Ducted CEE Tier 1
213483768 | Central HP <5.4 tons | MITS AIR | HRCU-A-CB (Split System: Heat Pump with Remote Outdoor Unit-Air-Source) | MOX630-36HFN1-M3X |  |  | MVC-36HWFN1-M | 0 | 35000 | 16.3 | 9.5 | 39000 | 38000 | 97.44% | 1.8 | 0 | 11.7 |  |  |  |  | R-410A | 2.9167 | Residential & Commercial | USHP | Ducted CEE Tier 1
212917382 | Central HP <5.4 tons | TCL | HRCU-A-CB (Split System: Heat Pump with Remote Outdoor Unit-Air-Source) | TCE-60HA/DV2ON |  |  | TCE-3036D6HWA/DVOE(02) | MGH96M080B3A | 33000 | 17 | 8.5 | 34000 | 25000 | 73.53% | 1.9 | 0 | 11.7 |  |  |  |  | R-410A | 2.75 | Residential & Commercial | USHP | Ducted CEE Tier 1
212578838 | Central HP <5.4 tons | TCL | HRCU-A-CB (Split System: Heat Pump with Remote Outdoor Unit-Air-Source) | THH60HAI2NAF2U23 |  |  | 4TXCC009DS3 | A801X080CM5SCA | 48000 | 15.2 | 8.1 | 45000 | 33400 | 74.22% | 1.75 | 0 | 9.5 |  |  |  |  | R-410A | 4 | Residential & Commercial | USHP
214731823 | Central HP <5.4 tons | TCL | HRCU-A-CB (Split System: Heat Pump with Remote Outdoor Unit-Air-Source) | TCU-36D7HEWA/DV2O |  |  | TCE-3036D6HWA/DVOE(02) | FG7SA-072C-T24B* | 32000 | 16 | 8.4 | 34600 | 24400 | 70.52% | 1.95 | 0 | 10.4 |  |  |  |  | R-410A | 2.6667 | Residential & Commercial | USHP | Ducted CEE Tier 1
212510677 | Central HP <5.4 tons | TCL | HRCU-A-CB (Split System: Heat Pump with Remote Outdoor Unit-Air-Source) | THH36HAI2NAF2U23 |  |  | 4TXCB004DS3 | A952V080BU4SAD | 30000 | 15.2 | 8.1 | 25000 | 18000 | 72% | 1.75 | 0 | 9.5 |  |  |  |  | R-410A | 2.5 | Residential & Commercial | USHP
214570505 | Central HP <5.4 tons | KEEPRITE | HRCU-A-CB (Split System: Heat Pump with Remote Outdoor Unit-Air-Source) | CVH825GKA3* |  |  | EA*4X42L21A*+WALLCON | *95CSU0802120B* | 23800 | 16.5 | 8.1 | 21400 | 16700 | 78.04% | 1.96 | 0 | 10.5 |  |  |  |  | R-410A | 1.9833 | Residential & Commercial | USHP | Ducted CEE Tier 1
214571105 | Central HP <5.4 tons | KEEPRITE | HRCU-A-CB (Split System: Heat Pump with Remote Outdoor Unit-Air-Source) | CVH825GKA3* |  |  | EN(A,D)4X36L21**+WALLCON | *95CSU0802120B* | 23400 | 16.5 | 8.1 | 21600 | 16700 | 77.31% | 1.92 | 0 | 11 |  |  |  |  | R-410A | 1.95 | Residential & Commercial | USHP | Ducted CEE Tier 1
216801844 | Central HP <5.4 tons | COLEMAN | HRCU-A-CB (Split System: Heat Pump with Remote Outdoor Unit-Air-Source) | HH860E2S11 |  |  | CTM60C5CGS1 | Z8ET100C20LMPS1 | 45500 | 17 | 9.5 | 46500 | 33400 | 71.83% | 2 | 0 | 11 |  |  |  |  | R-454B | 3.7917 | Residential & Commercial | USHP | Ducted CEE Tier 1
216786543 | Central HP <5.4 tons | COLEMAN | HRCU-A-CB (Split System: Heat Pump with Remote Outdoor Unit-Air-Source) | HH860E2S11 |  |  | CTM60D5CHS1 | Z8ES130D20LMPS1 | 54000 | 19 | 9 | 54500 | 38500 | 70.64% | 2 | 0 | 12 |  |  |  |  | R-454B | 4.5 | Residential & Commercial | USHP | Ducted CEE Tier 1
216786384 | Central HP <5.4 tons | COLEMAN | HRCU-A-CB (Split System: Heat Pump with Remote Outdoor Unit-Air-Source) | HH836E2S11 |  |  | CTF36B5CDS1 | Z8ES080B12LMPS1 | 33200 | 18 | 8.5 | 30400 | 24800 | 81.58% | 2 | 0 | 11.7 |  |  |  |  | R-454B | 2.7667 | Residential & Commercial | USHP | Ducted CEE Tier 1
214075312 | Central HP <5.4 tons | RHEEM | HRCU-A-CB (Split System: Heat Pump with Remote Outdoor Unit-Air-Source) | RD17AZ60AJ3N |  |  | RCFZ6024STANM | R921V0855A21M4S | 55000 | 17 | 8.1 | 54000 | 49500 | 91.67% | 1.75 | 0 | 10 |  |  |  |  | R-410A | 4.5833 | Residential & Commercial | USHP | Ducted CEE Tier 1
212977706 | Central HP <5.4 tons | CARRIER | HRCU-A-CB (Split System: Heat Pump with Remote Outdoor Unit-Air-Source) | 38MURAQ18AB3* |  |  | CAP**1917AL* | 58S(B,C)*B045M14**12 | 18000 | 16.5 | 8.5 | 17900 | 17800 | 99.44% | 2.16 | 0 | 11 |  |  |  |  | R-410A | 1.5 | Residential & Commercial | USHP | Ducted CEE Tier 1
212975691 | Central HP <5.4 tons | KEEPRITE | HRCU-A-CB (Split System: Heat Pump with Remote Outdoor Unit-Air-Source) | DLCURAH24ABK |  |  | EA*4X36L17A* | *96VTN0601412B* | 23600 | 17 | 8.5 | 26200 | 24000 | 91.6% | 2 | 0 | 10 |  |  |  |  | R-410A | 1.9667 | Residential & Commercial | USHP | Ducted CEE Tier 1
214573998 | Central HP <5.4 tons | CARRIER | HRCU-A-CB (Split System: Heat Pump with Remote Outdoor Unit-Air-Source) | 25VNA837A*031* |  |  | CAP**4824AL*+UI | 59MN7C060C21**20 | 32200 | 17 | 8.5 | 32600 | 25200 | 77.3% | 1.96 | 0 | 11 |  |  |  |  | R-410A | 2.6833 | Residential & Commercial | USHP | Ducted CEE Tier 1
214861617 | Central HP <5.4 tons | TCL | HRCU-A-CB (Split System: Heat Pump with Remote Outdoor Unit-Air-Source) | TCU-36D7HEWA/DV2O |  |  | TCE-3036D6HWA/DVOE(02) | FG7TE-060D-V24B* | 32000 | 17 | 8.8 | 34600 | 24400 | 70.52% | 1.95 | 0 | 10.4 |  |  |  |  | R-410A | 2.6667 | Residential & Commercial | USHP | Ducted CEE Tier 1
216737939 | Central HP <5.4 tons | KEEPRITE | HRCU-A-CB (Split System: Heat Pump with Remote Outdoor Unit-Air-Source) | D5CUHAH24AAK |  |  | ESH5X30M12A* | *97VTN1002122A* | 22600 | 15.2 | 8.1 | 21000 | 18900 | 90% | 1.85 | 0 | 10.5 |  |  |  |  | R-454B | 1.8833 | Residential & Commercial | USHP | Ducted CEE Tier 1
216738024 | Central HP <5.4 tons | KEEPRITE | HRCU-A-CB (Split System: Heat Pump with Remote Outdoor Unit-Air-Source) | D5CUHAH24AAK |  |  | ESH5X36M12A* | *80MS(N,L)0701412A* | 22600 | 16 | 8.1 | 20800 | 18400 | 88.46% | 1.85 | 0 | 10.5 |  |  |  |  | R-454B | 1.8833 | Residential & Commercial | USHP | Ducted CEE Tier 1
216738142 | Central HP <5.4 tons | KEEPRITE | HRCU-A-CB (Split System: Heat Pump with Remote Outdoor Unit-Air-Source) | D5CUHAH24AAK |  |  | ESH5X36M12A* | *80VSL0451412B* | 22600 | 16 | 8.1 | 20800 | 18400 | 88.46% | 1.85 | 0 | 11 |  |  |  |  | R-454B | 1.8833 | Residential & Commercial | USHP | Ducted CEE Tier 1
216738359 | Central HP <5.4 tons | KEEPRITE | HRCU-A-CB (Split System: Heat Pump with Remote Outdoor Unit-Air-Source) | D5CUHAH24AAK |  |  | ESH5X36M12A* | *80VTL1102122B* | 22800 | 15.2 | 8.1 | 21000 | 18600 | 88.57% | 1.85 | 0 | 10.5 |  |  |  |  | R-454B | 1.9 | Residential & Commercial | USHP | Ducted CEE Tier 1
216738606 | Central HP <5.4 tons | KEEPRITE | HRCU-A-CB (Split System: Heat Pump with Remote Outdoor Unit-Air-Source) | D5CUHAH24AAK |  |  | ESH5X36M12A* | *96MSN1202422A* | 23000 | 15.2 | 8.1 | 21000 | 18700 | 89.05% | 1.9 | 0 | 10.5 |  |  |  |  | R-454B | 1.9167 | Residential & Commercial | USHP | Ducted CEE Tier 1
216738857 | Central HP <5.4 tons | KEEPRITE | HRCU-A-CB (Split System: Heat Pump with Remote Outdoor Unit-Air-Source) | D5CUHAH24AAK |  |  | ESH5X36M12A* | *96VTN0802120B* | 22800 | 16 | 8.1 | 21000 | 18600 | 88.57% | 1.85 | 0 | 11 |  |  |  |  | R-454B | 1.9 | Residential & Commercial | USHP | Ducted CEE Tier 1
215935942 | Central HP <5.4 tons | KENMORE | HRCU-A-CB (Split System: Heat Pump with Remote Outdoor Unit-Air-Source) | (C,H,T)5H3V36*K*AAA* |  |  | EVD5X42M17A*+WALLCON | *96CTN0601714B* | 34200 | 20.5 | 8.5 | 38000 | 27400 | 72.11% | 2 | 0 | 11 |  |  |  |  | R-454B | 2.85 | Residential & Commercial | USHP | Ducted CEE Tier 1
215935422 | Central HP <5.4 tons | KENMORE | HRCU-A-CB (Split System: Heat Pump with Remote Outdoor Unit-Air-Source) | (C,H,T)5H3V36*K*AAA* |  |  | EVM5X60M24A*+WALLCON | *97CMN1002122B* | 35600 | 22 | 8.5 | 38000 | 28400 | 74.74% | 2.04 | 0 | 12.5 |  |  |  |  | R-454B | 2.9667 | Residential & Commercial | USHP | Ducted CEE Tier 1
215935492 | Central HP <5.4 tons | KENMORE | HRCU-A-CB (Split System: Heat Pump with Remote Outdoor Unit-Air-Source) | (C,H,T)5H3V36*K*AAA* |  |  | EVM5X61M24A*+WALLCON | *95CSU1002122B* | 36000 | 22.5 | 8.5 | 37600 | 28200 | 75% | 2.06 | 0 | 12.5 |  |  |  |  | R-454B | 3 | Residential & Commercial | USHP | Ducted CEE Tier 1
215400245 | Central HP <5.4 tons | TCL | HRCU-A-CB (Split System: Heat Pump with Remote Outdoor Unit-Air-Source) | THH24HAI2NAF2U23 |  |  | 4TXCB003DS3 | A952V040BU3SB | 24000 | 15.2 | 8.5 | 24000 | 21000 | 87.5% | 1.85 | 0 | 9 |  |  |  |  | R-410A | 2 | Residential & Commercial | USHP
214573468 | Central HP <5.4 tons | CARRIER | HRCU-A-CB (Split System: Heat Pump with Remote Outdoor Unit-Air-Source) | 25VNA837A*030* |  |  | CNPV*4821AL*+UI | 59MN7C080C21**20 | 32400 | 17.5 | 8.5 | 32800 | 24800 | 75.61% | 1.96 | 0 | 11.5 |  |  |  |  | R-410A | 2.7 | Residential & Commercial | USHP | Ducted CEE Tier 1
214569506 | Central HP <5.4 tons | CARRIER | HRCU-A-CB (Split System: Heat Pump with Remote Outdoor Unit-Air-Source) | 25VNA448A*031* |  |  | CNPV*6024AL*+UI | 59CU5B080C21**20 | 44500 | 21 | 9 | 46500 | 36400 | 78.28% | 2.26 | 0 | 12 |  |  |  |  | R-410A | 3.7083 | Residential & Commercial | USHP | Ducted CEE Tier 1
214397775 | Central HP <5.4 tons | COLEMAN | HRCU-A-CB (Split System: Heat Pump with Remote Outdoor Unit-Air-Source) | HH836E2S11 |  |  | CTM48C5CFS1 | TMLE100C20MP11 | 34400 | 17 | 8.5 | 32600 | 25800 | 79.14% | 2 | 0 | 11 |  |  |  |  | R-454B | 2.8667 | Residential & Commercial | USHP | Ducted CEE Tier 1
214719677 | Central HP <5.4 tons | COLEMAN | HRCU-A-CB (Split System: Heat Pump with Remote Outdoor Unit-Air-Source) | HH836E2S11 |  |  | CTU36B5XDS1+TXV | TM8Y080B12MP11 | 33400 | 18 | 8.5 | 31200 | 25600 | 82.05% | 2 | 0 | 11 |  |  |  |  | R-454B | 2.7833 | Residential & Commercial | USHP | Ducted CEE Tier 1
216374696 | Central HP <5.4 tons | COLEMAN | HRCU-A-CB (Split System: Heat Pump with Remote Outdoor Unit-Air-Source) | HH860E2S11 |  |  | CTF60D5CHS1 | Z9ET120D20SMPS1 | 54000 | 19 | 9 | 55000 | 40000 | 72.73% | 2 | 0 | 11 |  |  |  |  | R-454B | 4.5 | Residential & Commercial | USHP | Ducted CEE Tier 1
216783085 | Central HP <5.4 tons | COLEMAN | HRCU-A-CB (Split System: Heat Pump with Remote Outdoor Unit-Air-Source) | HH824E2S11 |  |  | CTM30B5ACS1 | Z8ES080B12LMPS1 | 23000 | 18 | 9.5 | 23000 | 19100 | 83.04% | 2 | 0 | 12 |  |  |  |  | R-454B | 1.9167 | Residential & Commercial | USHP | Ducted CEE Tier 1
214239020 | Central HP <5.4 tons | KEEPRITE | HRCU-A-CB (Split System: Heat Pump with Remote Outdoor Unit-Air-Source) | CVH837GKA2* |  |  | END4X42L17**+WALLCON | *97CMN0801714B* | 32000 | 16.5 | 8.1 | 33200 | 24800 | 74.7% | 1.88 | 0 | 11 |  |  |  |  | R-410A | 2.6667 | Residential & Commercial | USHP | Ducted CEE Tier 1
214239220 | Central HP <5.4 tons | KEEPRITE | HRCU-A-CB (Split System: Heat Pump with Remote Outdoor Unit-Air-Source) | CVH837GKA2* |  |  | EN(A,D,W)4X48L21**+WALLCON | *95CSU0601716B* | 32200 | 17 | 8.1 | 33000 | 24800 | 75.15% | 1.92 | 0 | 11.5 |  |  |  |  | R-410A | 2.6833 | Residential & Commercial | USHP | Ducted CEE Tier 1
214239320 | Central HP <5.4 tons | KEEPRITE | HRCU-A-CB (Split System: Heat Pump with Remote Outdoor Unit-Air-Source) | CVH837GKA2* |  |  | EN(A,D)4X48L24**+WALLCON | *97CMN1002122B* | 32400 | 17 | 8.1 | 32600 | 24600 | 75.46% | 1.96 | 0 | 11.7 |  |  |  |  | R-410A | 2.7 | Residential & Commercial | USHP | Ducted CEE Tier 1
215935522 | Central HP <5.4 tons | KENMORE | HRCU-A-CB (Split System: Heat Pump with Remote Outdoor Unit-Air-Source) | (C,H,T)5H3V36*K*AAA* |  |  | EVD5X25M17A*+WALLCON | *96CTN0601714B* | 34000 | 20 | 8.1 | 38000 | 27200 | 71.58% | 2 | 0 | 11 |  |  |  |  | R-454B | 2.8333 | Residential & Commercial | USHP | Ducted CEE Tier 1
215935622 | Central HP <5.4 tons | KENMORE | HRCU-A-CB (Split System: Heat Pump with Remote Outdoor Unit-Air-Source) | (C,H,T)5H3V36*K*AAA* |  |  | EVD5X36M21A*+WALLCON | *80CTL0451712B* | 34000 | 20 | 8.5 | 39500 | 29000 | 73.42% | 2.02 | 0 | 11 |  |  |  |  | R-454B | 2.8333 | Residential & Commercial | USHP | Ducted CEE Tier 1
213075270 | Central HP <5.4 tons | ACIQ | HRCU-A-CB (Split System: Heat Pump with Remote Outdoor Unit-Air-Source) | DLCURAH36ABK |  |  | EA*4X36L21A* | *80VTL1102122A* | 36000 | 15.5 | 8.1 | 39500 | 35200 | 89.11% | 1.84 | 0 | 10 |  |  |  |  | R-410A | 3 | Residential & Commercial | USHP | Ducted CEE Tier 1
213075284 | Central HP <5.4 tons | ACIQ | HRCU-A-CB (Split System: Heat Pump with Remote Outdoor Unit-Air-Source) | DLCURAH36ABK |  |  | EA*4X37L21A* | *92ESN1002120A* | 37200 | 16 | 8.5 | 39000 | 34800 | 89.23% | 2.12 | 0 | 10 |  |  |  |  | R-410A | 3.1 | Residential & Commercial | USHP | Ducted CEE Tier 1
213075287 | Central HP <5.4 tons | ACIQ | HRCU-A-CB (Split System: Heat Pump with Remote Outdoor Unit-Air-Source) | DLCURAH36ABK |  |  | EA*4X43L21A* | *92ESN0801716A* | 36400 | 16 | 8.5 | 38500 | 34800 | 90.39% | 2.08 | 0 | 10 |  |  |  |  | R-410A | 3.0333 | Residential & Commercial | USHP | Ducted CEE Tier 1
213075401 | Central HP <5.4 tons | ACIQ | HRCU-A-CB (Split System: Heat Pump with Remote Outdoor Unit-Air-Source) | DLCURAH36ABK |  |  | EN(A,D,W)4X48L21** | *80ES(N,L)0701716A* | 35800 | 16 | 8.1 | 39000 | 34800 | 89.23% | 2 | 0 | 10 |  |  |  |  | R-410A | 2.9833 | Residential & Commercial | USHP | Ducted CEE Tier 1
215853425 | Central HP <5.4 tons | FRASER-JOHNSTON | HRCU-A-CB (Split System: Heat Pump with Remote Outdoor Unit-Air-Source) | HH836E2S11 |  |  | CTM36C5CDS1 | Z9ES100C16SMPS1 | 34400 | 17 | 8.5 | 32600 | 26800 | 82.21% | 2 | 0 | 11 |  |  |  |  | R-454B | 2.8667 | Residential & Commercial | USHP | Ducted CEE Tier 1
216738897 | Central HP <5.4 tons | KEEPRITE | HRCU-A-CB (Split System: Heat Pump with Remote Outdoor Unit-Air-Source) | D5CUHAH24AAK |  |  | ESH5X36M12A* | *97VTN0601716A* | 22600 | 16 | 8.1 | 20800 | 18500 | 88.94% | 1.85 | 0 | 11 |  |  |  |  | R-454B | 1.8833 | Residential & Commercial | USHP | Ducted CEE Tier 1
215853481 | Central HP <5.4 tons | FRASER-JOHNSTON | HRCU-A-CB (Split System: Heat Pump with Remote Outdoor Unit-Air-Source) | HH860E2S11 |  |  | CTM60D5CJS1 | TP9C120D20MP13 | 53500 | 19 | 9 | 55500 | 40000 | 72.07% | 2 | 0 | 11 |  |  |  |  | R-454B | 4.4583 | Residential & Commercial | USHP | Ducted CEE Tier 1
213772782 | Central HP <5.4 tons | KEEPRITE | HRCU-A-CB (Split System: Heat Pump with Remote Outdoor Unit-Air-Source) | CVH825GKA3* |  |  | EA*4X25L17A*+WALLCON | *97CMN0801714B* | 24200 | 16.5 | 8.1 | 21400 | 16700 | 78.04% | 2 | 0 | 10.5 |  |  |  |  | R-410A | 2.0167 | Residential & Commercial | USHP | Ducted CEE Tier 1
212986975 | Central HP <5.4 tons | KEEPRITE | HRCU-A-CB (Split System: Heat Pump with Remote Outdoor Unit-Air-Source) | DLCURAH24ABK |  |  | EN(A,D,W)4X36L17** | *96MSN0601412A* | 23600 | 16.5 | 8.1 | 26400 | 24200 | 91.67% | 2.02 | 0 | 10 |  |  |  |  | R-410A | 1.9667 | Residential & Commercial | USHP | Ducted CEE Tier 1
212986207 | Central HP <5.4 tons | KEEPRITE | HRCU-A-CB (Split System: Heat Pump with Remote Outdoor Unit-Air-Source) | DLCURAH24ABK |  |  | EA*4X37L17A* | *96MSN0401410A* | 24000 | 16 | 8.1 | 25200 | 22200 | 88.1% | 1.84 | 0 | 10 |  |  |  |  | R-410A | 2 | Residential & Commercial | USHP | Ducted CEE Tier 1
212987443 | Central HP <5.4 tons | KEEPRITE | HRCU-A-CB (Split System: Heat Pump with Remote Outdoor Unit-Air-Source) | DLCURAH24ABK |  |  | EA*4X37L21A* | *96MSN0801716A* | 24400 | 18 | 9 | 29200 | 25200 | 86.3% | 2.1 | 0 | 10.5 |  |  |  |  | R-410A | 2.0333 | Residential & Commercial | USHP | Ducted CEE Tier 1
212987827 | Central HP <5.4 tons | KEEPRITE | HRCU-A-CB (Split System: Heat Pump with Remote Outdoor Unit-Air-Source) | DLCURAH24ABK |  |  | EN(A,D)4X36L21** | *96MSN0802120A* | 23600 | 17 | 8.5 | 26400 | 24200 | 91.67% | 2.02 | 0 | 10.5 |  |  |  |  | R-410A | 1.9667 | Residential & Commercial | USHP | Ducted CEE Tier 1
212988681 | Central HP <5.4 tons | KEEPRITE | HRCU-A-CB (Split System: Heat Pump with Remote Outdoor Unit-Air-Source) | DLCURAH24ABK |  |  | EA*4X36L17A* | *95MSU0401712A* | 23600 | 16.5 | 8.5 | 26200 | 23800 | 90.84% | 1.96 | 0 | 10 |  |  |  |  | R-410A | 1.9667 | Residential & Commercial | USHP | Ducted CEE Tier 1
213069200 | Central HP <5.4 tons | ACIQ | HRCU-A-CB (Split System: Heat Pump with Remote Outdoor Unit-Air-Source) | DLCURAH30ABK |  |  | EA*4X37L21A* | *80ESU0401712A* | 31000 | 15.2 | 8.1 | 33400 | 26000 | 77.84% | 1.86 | 0 | 9 |  |  |  |  | R-410A | 2.5833 | Residential & Commercial | USHP
212989065 | Central HP <5.4 tons | KEEPRITE | HRCU-A-CB (Split System: Heat Pump with Remote Outdoor Unit-Air-Source) | DLCURAH30ABK |  |  | EA*4X43L21A* | *95MSU0601716A* | 30600 | 15.2 | 8.5 | 33600 | 26400 | 78.57% | 1.86 | 0 | 9 |  |  |  |  | R-410A | 2.55 | Residential & Commercial | USHP
213069618 | Central HP <5.4 tons | ACIQ | HRCU-A-CB (Split System: Heat Pump with Remote Outdoor Unit-Air-Source) | DLCURAH36ABK |  |  | FM(C,U)4Z36**AL* | 0 | 36000 | 16.5 | 8.1 | 40000 | 35400 | 88.5% | 1.82 | 0 | 10 |  |  |  |  | R-410A | 3 | Residential & Commercial | USHP | Ducted CEE Tier 1
213063379 | Central HP <5.4 tons | ACIQ | HRCU-A-CB (Split System: Heat Pump with Remote Outdoor Unit-Air-Source) | HVH837GKA2* |  |  | EA*4X48L21A*+WALLCON | *80CSU0401712A* | 32400 | 17.5 | 8.1 | 32600 | 25000 | 76.69% | 1.96 | 12 | 11 |  |  |  |  | R-410A | 2.7 | Residential & Commercial | USHP | Ducted CEE Tier 1
213063312 | Central HP <5.4 tons | ACIQ | HRCU-A-CB (Split System: Heat Pump with Remote Outdoor Unit-Air-Source) | HVH837GKA2* |  |  | EA*4X42L21A*+WALLCON | *97CMN1002122A* | 31800 | 17 | 8.1 | 33000 | 24400 | 73.94% | 1.9 | 11.5 | 11.5 |  |  |  |  | R-410A | 2.65 | Residential & Commercial | USHP | Ducted CEE Tier 1
211869251 | Central HP <5.4 tons | TCL | HRCU-A-CB (Split System: Heat Pump with Remote Outdoor Unit-Air-Source) | TCE-60HA/DV2O |  |  | TCU-60D7HWA/DV2I | 0 | 54000 | 16 | 8.5 | 54000 | 38500 | 71.3% | 1.9 | 0 | 10 |  |  |  |  | R-410A | 4.5 | Residential & Commercial | USHP | Ducted CEE Tier 1
214572665 | Central HP <5.4 tons | KEEPRITE | HRCU-A-CB (Split System: Heat Pump with Remote Outdoor Unit-Air-Source) | CVH837GKA** |  |  | EA*4X42L24A*+WALLCON | *95CSU0802120B* | 31800 | 17 | 8.5 | 33000 | 24400 | 73.94% | 1.9 | 0 | 11 |  |  |  |  | R-410A | 2.65 | Residential & Commercial | USHP | Ducted CEE Tier 1
214572865 | Central HP <5.4 tons | KEEPRITE | HRCU-A-CB (Split System: Heat Pump with Remote Outdoor Unit-Air-Source) | CVH837GKA** |  |  | EA*4X48L24A*+WALLCON | *97CMN0602120B* | 32200 | 17 | 8.5 | 32600 | 25200 | 77.3% | 1.96 | 0 | 11 |  |  |  |  | R-410A | 2.6833 | Residential & Commercial | USHP | Ducted CEE Tier 1
213063365 | Central HP <5.4 tons | ACIQ | HRCU-A-CB (Split System: Heat Pump with Remote Outdoor Unit-Air-Source) | HVH837GKA2* |  |  | EHD4X48AAL+WALLCON | *97CMN1202422A* | 32600 | 16.5 | 8.1 | 33000 | 25000 | 75.76% | 1.96 | 11.5 | 11 |  |  |  |  | R-410A | 2.7167 | Residential & Commercial | USHP | Ducted CEE Tier 1
213075246 | Central HP <5.4 tons | ACIQ | HRCU-A-CB (Split System: Heat Pump with Remote Outdoor Unit-Air-Source) | DLCURAH36ABK |  |  | EA*4X36L17A* | *80ES(N,L)0901714A* | 35600 | 15.5 | 8.1 | 39500 | 35200 | 89.11% | 1.84 | 0 | 9.5 |  |  |  |  | R-410A | 2.9667 | Residential & Commercial | USHP
215540547 | Central HP <5.4 tons | TCL | HRCU-A-CB (Split System: Heat Pump with Remote Outdoor Unit-Air-Source) | TCU-36D7HEWA/DV2O |  |  | TCE-3036D6HWA/DVOE(02) | FG7TC-060D-V24B* | 32000 | 17 | 8.8 | 34600 | 24400 | 70.52% | 1.95 | 0 | 10.4 |  |  |  |  | R-410A | 2.6667 | Residential & Commercial | USHP | Ducted CEE Tier 1
214569516 | Central HP <5.4 tons | CARRIER | HRCU-A-CB (Split System: Heat Pump with Remote Outdoor Unit-Air-Source) | 25VNA436A*031* |  |  | CAP**3721AL*+UI | 58TN*B070C21**20 | 34400 | 19 | 9.5 | 36400 | 25800 | 70.88% | 2.04 | 0 | 12 |  |  |  |  | R-410A | 2.8667 | Residential & Commercial | USHP | Ducted CEE Tier 1
211257309 | Central HP <5.4 tons | MITS AIR | HRCU-A-CB (Split System: Heat Pump with Remote Outdoor Unit-Air-Source) | MOE30U-48HFN1-M-[X1] |  |  | MVC-48HWFN1-M | 0 | 47000 | 15.6 | 9.4 | 50000 | 46000 | 92% | 1.9 | 8.5 | 8.2 |  |  |  |  | R-410A | 3.9167 | Residential & Commercial | USHP
213063314 | Central HP <5.4 tons | ACIQ | HRCU-A-CB (Split System: Heat Pump with Remote Outdoor Unit-Air-Source) | HVH837GKA2* |  |  | EA*4X42L21A*+WALLCON | *97CMN0602120A* | 31600 | 17 | 8.1 | 33400 | 24800 | 74.25% | 1.86 | 11 | 11 |  |  |  |  | R-410A | 2.6333 | Residential & Commercial | USHP | Ducted CEE Tier 1
216785666 | Central HP <5.4 tons | COLEMAN | HRCU-A-CB (Split System: Heat Pump with Remote Outdoor Unit-Air-Source) | HH836E2S11 |  |  | CTU48C5XFS1+TXV | Z8ES100C20LMPS1 | 34400 | 19 | 9 | 32000 | 25400 | 79.38% | 2 | 0 | 11 |  |  |  |  | R-454B | 2.8667 | Residential & Commercial | USHP | Ducted CEE Tier 1
213062798 | Central HP <5.4 tons | ACIQ | HRCU-A-CB (Split System: Heat Pump with Remote Outdoor Unit-Air-Source) | HVH837GKA** |  |  | EHD4X48AAL+WALLCON | *80CSU0401712A* | 32600 | 16.5 | 8.1 | 33000 | 24800 | 75.15% | 1.96 | 11.5 | 11 |  |  |  |  | R-410A | 2.7167 | Residential & Commercial | USHP | Ducted CEE Tier 1
213063362 | Central HP <5.4 tons | ACIQ | HRCU-A-CB (Split System: Heat Pump with Remote Outdoor Unit-Air-Source) | HVH837GKA2* |  |  | EHD4X48AAL+WALLCON | *80CTL1352422A* | 32600 | 17 | 8.1 | 33000 | 24800 | 75.15% | 1.98 | 11 | 11 |  |  |  |  | R-410A | 2.7167 | Residential & Commercial | USHP | Ducted CEE Tier 1
213063376 | Central HP <5.4 tons | ACIQ | HRCU-A-CB (Split System: Heat Pump with Remote Outdoor Unit-Air-Source) | HVH837GKA2* |  |  | EA*4X43L21A*+WALLCON | *80CSU0401712A* | 33000 | 17.5 | 8.5 | 33000 | 25000 | 75.76% | 1.98 | 12 | 11 |  |  |  |  | R-410A | 2.75 | Residential & Commercial | USHP | Ducted CEE Tier 1
213062958 | Central HP <5.4 tons | ACIQ | HRCU-A-CB (Split System: Heat Pump with Remote Outdoor Unit-Air-Source) | HVH825GKA3* |  |  | EA*4X36L21A*+WALLCON | *97CMN0602120A* | 23600 | 16 | 8.1 | 21600 | 16700 | 77.31% | 1.92 | 11 | 10.5 |  |  |  |  | R-410A | 1.9667 | Residential & Commercial | USHP | Ducted CEE Tier 1
213062960 | Central HP <5.4 tons | ACIQ | HRCU-A-CB (Split System: Heat Pump with Remote Outdoor Unit-Air-Source) | HVH825GKA3* |  |  | EA*4X37L17A*+WALLCON | *80CTL0701716A* | 24200 | 16.5 | 8.1 | 21400 | 16700 | 78.04% | 2 | 11 | 11 |  |  |  |  | R-410A | 2.0167 | Residential & Commercial | USHP | Ducted CEE Tier 1
213062474 | Central HP <5.4 tons | ACIQ | HRCU-A-CB (Split System: Heat Pump with Remote Outdoor Unit-Air-Source) | HVH837GKA** |  |  | EA*4X42L24A*+WALLCON | *96CTN1002122A* | 31800 | 17.5 | 8.1 | 33000 | 24400 | 73.94% | 1.9 | 12 | 11.5 |  |  |  |  | R-410A | 2.65 | Residential & Commercial | USHP | Ducted CEE Tier 1
213062507 | Central HP <5.4 tons | ACIQ | HRCU-A-CB (Split System: Heat Pump with Remote Outdoor Unit-Air-Source) | HVH837GKA** |  |  | EHD4X42AAL+WALLCON | *97CMN1202422A* | 32400 | 16.5 | 8.1 | 33200 | 25000 | 75.3% | 1.96 | 11.5 | 11 |  |  |  |  | R-410A | 2.7 | Residential & Commercial | USHP | Ducted CEE Tier 1
210474457 | Central HP <5.4 tons | KENMORE | HRCU-A-CB (Split System: Heat Pump with Remote Outdoor Unit-Air-Source) | (C,H,T)VH825GKA3* |  |  | EHD4X48AAL+WALLCON | *95CSU0802120A* | 24200 | 16.5 | 8.1 | 21200 | 16600 | 78.3% | 2.02 | 0 | 11 |  |  |  |  | R-410A | 2.0167 | Residential & Commercial | USHP | Ducted CEE Tier 1
210474490 | Central HP <5.4 tons | KENMORE | HRCU-A-CB (Split System: Heat Pump with Remote Outdoor Unit-Air-Source) | (C,H,T)VH825GKA3* |  |  | EHD4X48AAL+WALLCON | *80CSU0601716A* | 24200 | 16.5 | 8.1 | 21200 | 16600 | 78.3% | 2 | 0 | 10.5 |  |  |  |  | R-410A | 2.0167 | Residential & Commercial | USHP | Ducted CEE Tier 1
210474155 | Central HP <5.4 tons | KENMORE | HRCU-A-CB (Split System: Heat Pump with Remote Outdoor Unit-Air-Source) | (C,H,T)VH825GKA3* |  |  | EN(A,D)4X48L24**+WALLCON | *97CMN0602120A* | 24000 | 16.5 | 8.1 | 21400 | 16700 | 78.04% | 2 | 0 | 11 |  |  |  |  | R-410A | 2 | Residential & Commercial | USHP | Ducted CEE Tier 1
213063323 | Central HP <5.4 tons | ACIQ | HRCU-A-CB (Split System: Heat Pump with Remote Outdoor Unit-Air-Source) | HVH837GKA2* |  |  | EA*4X48L21A*+WALLCON | *96CTN0801714A* | 32200 | 17 | 8.1 | 32800 | 25200 | 76.83% | 1.96 | 11.5 | 11 |  |  |  |  | R-410A | 2.6833 | Residential & Commercial | USHP | Ducted CEE Tier 1
213063325 | Central HP <5.4 tons | ACIQ | HRCU-A-CB (Split System: Heat Pump with Remote Outdoor Unit-Air-Source) | HVH837GKA2* |  |  | EA*4X48L24A*+WALLCON | *97CMN0602120A* | 32200 | 17 | 8.1 | 32800 | 25200 | 76.83% | 1.96 | 11.5 | 11 |  |  |  |  | R-410A | 2.6833 | Residential & Commercial | USHP | Ducted CEE Tier 1
214239671 | Central HP <5.4 tons | KENMORE | HRCU-A-CB (Split System: Heat Pump with Remote Outdoor Unit-Air-Source) | (C,H,T)VH837GKA** |  |  | END4X42L17**+WALLCON | *80CTL0901716B* | 32000 | 17 | 8.1 | 33000 | 24600 | 74.55% | 1.9 | 0 | 11.5 |  |  |  |  | R-410A | 2.6667 | Residential & Commercial | USHP | Ducted CEE Tier 1
216783500 | Central HP <5.4 tons | COLEMAN | HRCU-A-CB (Split System: Heat Pump with Remote Outdoor Unit-Air-Source) | HH824E2S11 |  |  | CTU36B5XDS1+TXV | Z8ES100B12LMPS1 | 23000 | 19 | 9.5 | 23000 | 18800 | 81.74% | 2 | 0 | 12 |  |  |  |  | R-454B | 1.9167 | Residential & Commercial | USHP | Ducted CEE Tier 1
216783838 | Central HP <5.4 tons | COLEMAN | HRCU-A-CB (Split System: Heat Pump with Remote Outdoor Unit-Air-Source) | HH824E2S11 |  |  | CTU30B5XCS1+TXV | Z8ES080B12LMPS1 | 23000 | 18 | 9.5 | 23000 | 19100 | 83.04% | 2 | 0 | 12 |  |  |  |  | R-454B | 1.9167 | Residential & Commercial | USHP | Ducted CEE Tier 1
214397943 | Central HP <5.4 tons | COLEMAN | HRCU-A-CB (Split System: Heat Pump with Remote Outdoor Unit-Air-Source) | HH824E2S11 |  |  | CTF30A5ADS1 | TMLE040A12MP11 | 23000 | 18 | 9.5 | 23000 | 18500 | 80.43% | 2 | 0 | 12 |  |  |  |  | R-454B | 1.9167 | Residential & Commercial | USHP | Ducted CEE Tier 1
216621522 | Central HP <5.4 tons | MITS AIR | HRCU-A-C (Split System: Heat Pump with Remote Outdoor Unit with No Indoor Fan --Air Source) | MAMOD30-30HFN10-M3X |  |  | MAMVBM-36C24T4N10 | 0 | 29000 | 16 | 9.5 | 32000 | 32000 | 100% | 1.85 | 0 | 10 |  |  |  |  | R-454B | 2.4167 | Residential & Commercial | USHP | Ducted CEE Tier 1
216410936 | Central HP <5.4 tons | COLEMAN | HRCU-A-CB (Split System: Heat Pump with Remote Outdoor Unit-Air-Source) | HMH72B361 |  |  | XAFC36DBCN1 | Z9ET100C16SMPS1 | 35000 | 17.5 | 8.5 | 34600 | 24800 | 71.68% | 2.06 | 0 | 8.5 |  |  |  |  | R-410A | 2.9167 | Residential & Commercial | USHP
213774443 | Central HP <5.4 tons | KENMORE | HRCU-A-CB (Split System: Heat Pump with Remote Outdoor Unit-Air-Source) | (C,H,T)VH825GKA3* |  |  | EHD4X42AAL+WALLCON | *80CTL1102120B* | 24200 | 16 | 8.1 | 21400 | 16600 | 77.57% | 2 | 0 | 10.5 |  |  |  |  | R-410A | 2.0167 | Residential & Commercial | USHP | Ducted CEE Tier 1
213880445 | Central HP <5.4 tons | TCL | HRCU-A-CB (Split System: Heat Pump with Remote Outdoor Unit-Air-Source) | THH18HAI2NAF2U23 |  |  | A4AH5V24A1B3 + DF | 0 | 18000 | 15.2 | 8.5 | 18000 | 16000 | 88.89% | 1.9 | 0 | 9.8 |  |  |  |  | R-410A | 1.5 | Residential & Commercial | USHP
214572695 | Central HP <5.4 tons | KEEPRITE | HRCU-A-CB (Split System: Heat Pump with Remote Outdoor Unit-Air-Source) | CVH837GKA** |  |  | EA*4X42L24A*+WALLCON | *97CMN0802120B* | 31800 | 17 | 8.5 | 32800 | 24400 | 74.39% | 1.9 | 0 | 11 |  |  |  |  | R-410A | 2.65 | Residential & Commercial | USHP | Ducted CEE Tier 1
215853418 | Central HP <5.4 tons | FRASER-JOHNSTON | HRCU-A-CB (Split System: Heat Pump with Remote Outdoor Unit-Air-Source) | HH836E2S11 |  |  | CTU36B5XDS1+TXV | Z9ES060B12SMPS1 | 33200 | 17 | 8.5 | 31000 | 25400 | 81.94% | 2 | 0 | 11 |  |  |  |  | R-454B | 2.7667 | Residential & Commercial | USHP | Ducted CEE Tier 1
213063399 | Central HP <5.4 tons | ACIQ | HRCU-A-CB (Split System: Heat Pump with Remote Outdoor Unit-Air-Source) | HVH837GKA2* |  |  | EA*4X37L21A*+WALLCON | *95CSU1002122A* | 33000 | 17.5 | 8.5 | 32800 | 25000 | 76.22% | 2 | 12 | 11.5 |  |  |  |  | R-410A | 2.75 | Residential & Commercial | USHP | Ducted CEE Tier 1
213062454 | Central HP <5.4 tons | ACIQ | HRCU-A-CB (Split System: Heat Pump with Remote Outdoor Unit-Air-Source) | HVH837GKA** |  |  | EA*4X36L17A*+WALLCON | *80CTL0901716A* | 31600 | 17.5 | 8.1 | 33200 | 24200 | 72.89% | 1.86 | 11 | 11 |  |  |  |  | R-410A | 2.6333 | Residential & Commercial | USHP | Ducted CEE Tier 1
213062472 | Central HP <5.4 tons | ACIQ | HRCU-A-CB (Split System: Heat Pump with Remote Outdoor Unit-Air-Source) | HVH837GKA** |  |  | EA*4X42L24A*+WALLCON | *97CMN1002122A* | 31800 | 17.5 | 8.1 | 33000 | 24400 | 73.94% | 1.9 | 12 | 11.5 |  |  |  |  | R-410A | 2.65 | Residential & Commercial | USHP | Ducted CEE Tier 1
213062506 | Central HP <5.4 tons | ACIQ | HRCU-A-CB (Split System: Heat Pump with Remote Outdoor Unit-Air-Source) | HVH837GKA** |  |  | EHD4X42AAL+WALLCON | *97CMN1002122A* | 32600 | 16.5 | 8.1 | 33000 | 24800 | 75.15% | 1.96 | 12 | 11 |  |  |  |  | R-410A | 2.7167 | Residential & Commercial | USHP | Ducted CEE Tier 1
213062513 | Central HP <5.4 tons | ACIQ | HRCU-A-CB (Split System: Heat Pump with Remote Outdoor Unit-Air-Source) | HVH837GKA** |  |  | EHD4X48AAL+WALLCON | *80CTL0902120A* | 32600 | 17 | 8.1 | 33000 | 25000 | 75.76% | 1.98 | 12 | 11 |  |  |  |  | R-410A | 2.7167 | Residential & Commercial | USHP | Ducted CEE Tier 1
213062781 | Central HP <5.4 tons | ACIQ | HRCU-A-CB (Split System: Heat Pump with Remote Outdoor Unit-Air-Source) | HVH837GKA** |  |  | EA*4X37L21A*+WALLCON | *80CSU1002120A* | 32800 | 17 | 8.5 | 33000 | 25200 | 76.36% | 1.96 | 12 | 11 |  |  |  |  | R-410A | 2.7333 | Residential & Commercial | USHP | Ducted CEE Tier 1
213062788 | Central HP <5.4 tons | ACIQ | HRCU-A-CB (Split System: Heat Pump with Remote Outdoor Unit-Air-Source) | HVH837GKA** |  |  | EA*4X48L21A*+WALLCON | *80CSU0601716A* | 32200 | 17 | 8.1 | 32600 | 25000 | 76.69% | 1.96 | 12 | 11 |  |  |  |  | R-410A | 2.6833 | Residential & Commercial | USHP | Ducted CEE Tier 1
213062931 | Central HP <5.4 tons | ACIQ | HRCU-A-CB (Split System: Heat Pump with Remote Outdoor Unit-Air-Source) | HVH825GKA3* |  |  | EA*4X25L17A*+WALLCON | *80CTL0901716A* | 24400 | 17.5 | 8.5 | 21200 | 16600 | 78.3% | 2.04 | 12 | 11.5 |  |  |  |  | R-410A | 2.0333 | Residential & Commercial | USHP | Ducted CEE Tier 1
213063058 | Central HP <5.4 tons | ACIQ | HRCU-A-CB (Split System: Heat Pump with Remote Outdoor Unit-Air-Source) | HVH825GKA3* |  |  | EA*4X30L17A*+WALLCON | *80CSU0401712A* | 23400 | 16.5 | 8.1 | 21600 | 16700 | 77.31% | 1.9 | 11 | 10.5 |  |  |  |  | R-410A | 1.95 | Residential & Commercial | USHP | Ducted CEE Tier 1
216644577 | Central HP <5.4 tons | CARRIER | HRCU-A-CB (Split System: Heat Pump with Remote Outdoor Unit-Air-Source) | 37MUHAQ18AA3 |  |  | CAA**3017AM* | OVLAAB036098 | 18200 | 15.2 | 9.5 | 20400 | 18400 | 90.2% | 1.94 | 0 | 11 |  |  |  |  | R-454B | 1.5167 | Residential & Commercial | USHP | Ducted CEE Tier 1
216643304 | Central HP <5.4 tons | CARRIER | HRCU-A-CB (Split System: Heat Pump with Remote Outdoor Unit-Air-Source) | 37MUHAQ18AA3 |  |  | CAA**1917AM* | 58S(B,C)*B070M17**12 | 18200 | 15.2 | 11 | 19800 | 17700 | 89.39% | 1.98 | 0 | 11.5 |  |  |  |  | R-454B | 1.5167 | Residential & Commercial | USHP | Ducted CEE Tier 1
216643522 | Central HP <5.4 tons | CARRIER | HRCU-A-CB (Split System: Heat Pump with Remote Outdoor Unit-Air-Source) | 37MUHAQ18AA3 |  |  | CAA**3017AM* | 58SU*B040M17**12 | 17800 | 15.2 | 9.5 | 20000 | 18100 | 90.5% | 1.92 | 0 | 11 |  |  |  |  | R-454B | 1.4833 | Residential & Commercial | USHP | Ducted CEE Tier 1
214571108 | Central HP <5.4 tons | CARRIER | HRCU-A-CB (Split System: Heat Pump with Remote Outdoor Unit-Air-Source) | 25VNA825A*032* |  |  | CNPV*3621AL*+UI | 59CU5B100C21**22 | 23400 | 16.5 | 8.1 | 21600 | 16700 | 77.31% | 1.92 | 0 | 11 |  |  |  |  | R-410A | 1.95 | Residential & Commercial | USHP | Ducted CEE Tier 1
214571208 | Central HP <5.4 tons | CARRIER | HRCU-A-CB (Split System: Heat Pump with Remote Outdoor Unit-Air-Source) | 25VNA825A*032* |  |  | CNPV*4821AL*+UI | 58TN*B070C21**20 | 24200 | 17 | 8.1 | 21200 | 16600 | 78.3% | 2.02 | 0 | 11 |  |  |  |  | R-410A | 2.0167 | Residential & Commercial | USHP | Ducted CEE Tier 1
215934464 | Central HP <5.4 tons | CARRIER | HRCU-A-CB (Split System: Heat Pump with Remote Outdoor Unit-Air-Source) | 27VNA348A*030* |  |  | CSAH*4812AM*+UI | 58TN*B110C21**20 | 44500 | 20.5 | 9 | 48500 | 36400 | 75.05% | 1.82 | 0 | 11 |  |  |  |  | R-454B | 3.7083 | Residential & Commercial | USHP | Ducted CEE Tier 1
213077513 | Central HP <5.4 tons | DAY & NIGHT | HRCU-A-CB (Split System: Heat Pump with Remote Outdoor Unit-Air-Source) | DLCURAH36ABK |  |  | EA*4X42L24A* | *96VTN0802120B* | 35000 | 16 | 8.1 | 38500 | 35000 | 90.91% | 1.88 | 0 | 10 |  |  |  |  | R-410A | 2.9167 | Residential & Commercial | USHP | Ducted CEE Tier 1
213077695 | Central HP <5.4 tons | DAY & NIGHT | HRCU-A-CB (Split System: Heat Pump with Remote Outdoor Unit-Air-Source) | DLCURAH36ABK |  |  | EN(A,D)4X48L24** | *96VTN1002120B* | 36000 | 16.5 | 8.1 | 38500 | 35000 | 90.91% | 2 | 0 | 10 |  |  |  |  | R-410A | 3 | Residential & Commercial | USHP | Ducted CEE Tier 1
213077870 | Central HP <5.4 tons | DAY & NIGHT | HRCU-A-CB (Split System: Heat Pump with Remote Outdoor Unit-Air-Source) | DLCURAH36ABK |  |  | EA*4X36L17A* | *80MS(N,L)0701412A* | 34800 | 15.5 | 8.1 | 38500 | 35200 | 91.43% | 1.82 | 0 | 9.5 |  |  |  |  | R-410A | 2.9 | Residential & Commercial | USHP
215853310 | Central HP <5.4 tons | FRASER-JOHNSTON | HRCU-A-CB (Split System: Heat Pump with Remote Outdoor Unit-Air-Source) | HH824E2S11 |  |  | CTM30B5ACS1+JMVT12BC2N1 | 0 | 23000 | 18 | 9.5 | 23000 | 19000 | 82.61% | 2 | 0 | 12 |  |  |  |  | R-454B | 1.9167 | Residential & Commercial | USHP | Ducted CEE Tier 1
216783871 | Central HP <5.4 tons | COLEMAN | HRCU-A-CB (Split System: Heat Pump with Remote Outdoor Unit-Air-Source) | HH824E2S11 |  |  | CTF30B5ACS1 | Z8ES080B12LMPS1 | 23000 | 18 | 9.5 | 23000 | 19100 | 83.04% | 2 | 0 | 12 |  |  |  |  | R-454B | 1.9167 | Residential & Commercial | USHP | Ducted CEE Tier 1
213062470 | Central HP <5.4 tons | ACIQ | HRCU-A-CB (Split System: Heat Pump with Remote Outdoor Unit-Air-Source) | HVH837GKA** |  |  | EA*4X42L24A*+WALLCON | *80CTL1352422A* | 31800 | 17.5 | 8.1 | 33000 | 24400 | 73.94% | 1.9 | 12 | 11.5 |  |  |  |  | R-410A | 2.65 | Residential & Commercial | USHP | Ducted CEE Tier 1
213075281 | Central HP <5.4 tons | ACIQ | HRCU-A-CB (Split System: Heat Pump with Remote Outdoor Unit-Air-Source) | DLCURAH36ABK |  |  | EA*4X37L21A* | *80ES(N,L)0701716A* | 36600 | 15.5 | 8.5 | 39000 | 34800 | 89.23% | 2.1 | 0 | 10 |  |  |  |  | R-410A | 3.05 | Residential & Commercial | USHP | Ducted CEE Tier 1
213075288 | Central HP <5.4 tons | ACIQ | HRCU-A-CB (Split System: Heat Pump with Remote Outdoor Unit-Air-Source) | DLCURAH36ABK |  |  | EA*4X48L21A* | *80ES(N,L)0701716A* | 35600 | 16 | 8.5 | 37800 | 34600 | 91.53% | 2.04 | 0 | 10 |  |  |  |  | R-410A | 2.9667 | Residential & Commercial | USHP | Ducted CEE Tier 1
213075358 | Central HP <5.4 tons | ACIQ | HRCU-A-CB (Split System: Heat Pump with Remote Outdoor Unit-Air-Source) | DLCURAH36ABK |  |  | END4X42L17** | *80ES(N,L)0901714A* | 36200 | 15.5 | 8.1 | 39500 | 35000 | 88.61% | 1.98 | 0 | 10 |  |  |  |  | R-410A | 3.0167 | Residential & Commercial | USHP | Ducted CEE Tier 1
216785248 | Central HP <5.4 tons | COLEMAN | HRCU-A-CB (Split System: Heat Pump with Remote Outdoor Unit-Air-Source) | HH824E2S11 |  |  | CTM36B5ADS1 | Z8ES080B12LMPS1 | 23000 | 18 | 9.5 | 23000 | 18600 | 80.87% | 2 | 0 | 12 |  |  |  |  | R-454B | 1.9167 | Residential & Commercial | USHP | Ducted CEE Tier 1
215935392 | Central HP <5.4 tons | KENMORE | HRCU-A-CB (Split System: Heat Pump with Remote Outdoor Unit-Air-Source) | (C,H,T)5H3V36*K*AAA* |  |  | EVM5X60M24A*+WALLCON | *95CSU1002122B* | 35600 | 22 | 8.5 | 38000 | 28400 | 74.74% | 2.06 | 0 | 12.5 |  |  |  |  | R-454B | 2.9667 | Residential & Commercial | USHP | Ducted CEE Tier 1
213067507 | Central HP <5.4 tons | ACIQ | HRCU-A-CB (Split System: Heat Pump with Remote Outdoor Unit-Air-Source) | HVH825GKA2* |  |  | EA*4X42L24A*+WALLCON | *80CSU1002120A* | 23800 | 16.5 | 8.1 | 21400 | 16700 | 78.04% | 1.96 | 0 | 10.5 |  |  |  |  | R-410A | 1.9833 | Residential & Commercial | USHP | Ducted CEE Tier 1
213067522 | Central HP <5.4 tons | ACIQ | HRCU-A-CB (Split System: Heat Pump with Remote Outdoor Unit-Air-Source) | HVH825GKA2* |  |  | EA*4X43L21A*+WALLCON | *95CSU0802120A* | 24400 | 17 | 8.5 | 21200 | 16600 | 78.3% | 2.04 | 0 | 11 |  |  |  |  | R-410A | 2.0333 | Residential & Commercial | USHP | Ducted CEE Tier 1
213067589 | Central HP <5.4 tons | ACIQ | HRCU-A-CB (Split System: Heat Pump with Remote Outdoor Unit-Air-Source) | HVH825GKA2* |  |  | EHD4X48AAL+WALLCON | *96CTN1002122A* | 24200 | 16 | 8.1 | 21200 | 16700 | 78.77% | 2.04 | 0 | 11 |  |  |  |  | R-410A | 2.0167 | Residential & Commercial | USHP | Ducted CEE Tier 1
213067590 | Central HP <5.4 tons | ACIQ | HRCU-A-CB (Split System: Heat Pump with Remote Outdoor Unit-Air-Source) | HVH825GKA2* |  |  | EHD4X48AAL+WALLCON | *96CTN1202422A* | 24200 | 16.5 | 8.1 | 21200 | 16600 | 78.3% | 2.02 | 0 | 11 |  |  |  |  | R-410A | 2.0167 | Residential & Commercial | USHP | Ducted CEE Tier 1
213067622 | Central HP <5.4 tons | ACIQ | HRCU-A-CB (Split System: Heat Pump with Remote Outdoor Unit-Air-Source) | HVH825GKA2* |  |  | EN(A,D,W)4X48L21**+WALLCON | *80CSU0601716A* | 24200 | 17 | 8.1 | 21400 | 16600 | 77.57% | 2.02 | 0 | 11 |  |  |  |  | R-410A | 2.0167 | Residential & Commercial | USHP | Ducted CEE Tier 1
212988231 | Central HP <5.4 tons | KEEPRITE | HRCU-A-CB (Split System: Heat Pump with Remote Outdoor Unit-Air-Source) | DLCURAH36ABK |  |  | EA*4X48L24A* | *96MSN1002122A* | 35800 | 16.5 | 8.5 | 37800 | 34600 | 91.53% | 2.06 | 0 | 10 |  |  |  |  | R-410A | 2.9833 | Residential & Commercial | USHP | Ducted CEE Tier 1
211227556 | Central HP <5.4 tons | DAY & NIGHT | HRCU-A-CB (Split System: Heat Pump with Remote Outdoor Unit-Air-Source) | DLCURAH36ABK |  |  | EA*4X42L21A* | *92ESN1002122A* | 36600 | 15.2 | 8.5 | 40000 | 35200 | 88% | 1.94 | 0 | 10 |  |  |  |  | R-410A | 3.05 | Residential & Commercial | USHP | Ducted CEE Tier 1
214239290 | Central HP <5.4 tons | KEEPRITE | HRCU-A-CB (Split System: Heat Pump with Remote Outdoor Unit-Air-Source) | CVH837GKA2* |  |  | EN(A,D)4X48L24**+WALLCON | *80CTL0902120B* | 32400 | 17 | 8.1 | 32600 | 24600 | 75.46% | 1.96 | 0 | 11.7 |  |  |  |  | R-410A | 2.7 | Residential & Commercial | USHP | Ducted CEE Tier 1
214572545 | Central HP <5.4 tons | KEEPRITE | HRCU-A-CB (Split System: Heat Pump with Remote Outdoor Unit-Air-Source) | CVH837GKA** |  |  | EA*4X37L21A*+WALLCON | *95CSU0802120B* | 32800 | 17.5 | 8.5 | 32800 | 25200 | 76.83% | 2 | 0 | 11 |  |  |  |  | R-410A | 2.7333 | Residential & Commercial | USHP | Ducted CEE Tier 1
214572595 | Central HP <5.4 tons | KEEPRITE | HRCU-A-CB (Split System: Heat Pump with Remote Outdoor Unit-Air-Source) | CVH837GKA** |  |  | EA*4X42L21A*+WALLCON | *80CTL0702120B* | 31800 | 17 | 8.5 | 33000 | 24400 | 73.94% | 1.9 | 0 | 11 |  |  |  |  | R-410A | 2.65 | Residential & Commercial | USHP | Ducted CEE Tier 1
215935432 | Central HP <5.4 tons | KENMORE | HRCU-A-CB (Split System: Heat Pump with Remote Outdoor Unit-Air-Source) | (C,H,T)5H3V36*K*AAA* |  |  | EVM5X60M24A*+WALLCON | *97CMN1202422B* | 35400 | 22 | 8.5 | 38000 | 28400 | 74.74% | 2.04 | 0 | 12.5 |  |  |  |  | R-454B | 2.95 | Residential & Commercial | USHP | Ducted CEE Tier 1
214396279 | Central HP <5.4 tons | COLEMAN | HRCU-A-CB (Split System: Heat Pump with Remote Outdoor Unit-Air-Source) | HH824E2S11 |  |  | CTM30B5ACS1 | TM8E100B12MP11 | 23000 | 17 | 9.5 | 23000 | 18300 | 79.57% | 2 | 0 | 12 |  |  |  |  | R-454B | 1.9167 | Residential & Commercial | USHP | Ducted CEE Tier 1
213062508 | Central HP <5.4 tons | ACIQ | HRCU-A-CB (Split System: Heat Pump with Remote Outdoor Unit-Air-Source) | HVH837GKA** |  |  | EHD4X42AAL+WALLCON | *96CTN1002122A* | 32600 | 16.5 | 8.1 | 33000 | 24800 | 75.15% | 1.96 | 12 | 11 |  |  |  |  | R-410A | 2.7167 | Residential & Commercial | USHP | Ducted CEE Tier 1
213770486 | Central HP <5.4 tons | BRYANT HEATING AND COOLING SYSTEMS | HRCU-A-CB (Split System: Heat Pump with Remote Outdoor Unit-Air-Source) | 288BNV025*0**B* |  |  | CAP**2417AL*+UI | 88*TB36045C17*** | 23200 | 16 | 8.1 | 22000 | 16900 | 76.82% | 1.88 | 0 | 10.5 |  |  |  |  | R-410A | 1.9333 | Residential & Commercial | USHP | Ducted CEE Tier 1
213770586 | Central HP <5.4 tons | BRYANT HEATING AND COOLING SYSTEMS | HRCU-A-CB (Split System: Heat Pump with Remote Outdoor Unit-Air-Source) | 288BNV025*0**B* |  |  | CAP**2517AL*+UI | 88*TB36045C17*** | 24200 | 16.5 | 8.1 | 21400 | 16800 | 78.5% | 2 | 0 | 11 |  |  |  |  | R-410A | 2.0167 | Residential & Commercial | USHP | Ducted CEE Tier 1
213075393 | Central HP <5.4 tons | ACIQ | HRCU-A-CB (Split System: Heat Pump with Remote Outdoor Unit-Air-Source) | DLCURAH36ABK |  |  | EN(A,D,W)4X42L21** | *92ESN1002120A* | 36200 | 15.5 | 8.1 | 39500 | 35200 | 89.11% | 1.9 | 0 | 10 |  |  |  |  | R-410A | 3.0167 | Residential & Commercial | USHP | Ducted CEE Tier 1
214584658 | Central HP <5.4 tons | FRASER-JOHNSTON | HRCU-A-CB (Split System: Heat Pump with Remote Outdoor Unit-Air-Source) | HH824E2S11 |  |  | CTM30B5ACS1 | Z8ET080B12LMPS1 | 23000 | 18 | 9.5 | 23000 | 18400 | 80% | 2 | 0 | 12 |  |  |  |  | R-454B | 1.9167 | Residential & Commercial | USHP | Ducted CEE Tier 1
215935862 | Central HP <5.4 tons | KENMORE | HRCU-A-CB (Split System: Heat Pump with Remote Outdoor Unit-Air-Source) | (C,H,T)5H3V36*K*AAA* |  |  | EVD5X38M17A*+WALLCON | *80CTL0901716B* | 35400 | 21.5 | 8.5 | 38000 | 28800 | 75.79% | 2.02 | 0 | 12 |  |  |  |  | R-454B | 2.95 | Residential & Commercial | USHP | Ducted CEE Tier 1
215853309 | Central HP <5.4 tons | FRASER-JOHNSTON | HRCU-A-CB (Split System: Heat Pump with Remote Outdoor Unit-Air-Source) | HH824E2S11 |  |  | CTM30B5ACS1+JMET08BS2N1 | 0 | 23000 | 18 | 9.5 | 23000 | 18100 | 78.7% | 2 | 0 | 12 |  |  |  |  | R-454B | 1.9167 | Residential & Commercial | USHP | Ducted CEE Tier 1
211229398 | Central HP <5.4 tons | BRYANT HEATING AND COOLING SYSTEMS | HRCU-A-CB (Split System: Heat Pump with Remote Outdoor Unit-Air-Source) | 38MURAQ36AB3* |  |  | CAP**4824AL* | 82*TA60090V21*** | 35600 | 16.5 | 8.1 | 37800 | 34600 | 91.53% | 2.04 | 0 | 10 |  |  |  |  | R-410A | 2.9667 | Residential & Commercial | USHP | Ducted CEE Tier 1
215936452 | Central HP <5.4 tons | KENMORE | HRCU-A-CB (Split System: Heat Pump with Remote Outdoor Unit-Air-Source) | (C,H,T)5H3V36*K*AAA* |  |  | EVD5X49M24A*+WALLCON | *80CTL0902120B* | 35600 | 22 | 8.5 | 38000 | 28400 | 74.74% | 2.04 | 0 | 12.5 |  |  |  |  | R-454B | 2.9667 | Residential & Commercial | USHP | Ducted CEE Tier 1
215935832 | Central HP <5.4 tons | KENMORE | HRCU-A-CB (Split System: Heat Pump with Remote Outdoor Unit-Air-Source) | (C,H,T)5H3V36*K*AAA* |  |  | EVD5X38M17A*+WALLCON | *80CTL0451712B* | 35000 | 21 | 8.5 | 39000 | 29600 | 75.9% | 2 | 0 | 11.5 |  |  |  |  | R-454B | 2.9167 | Residential & Commercial | USHP | Ducted CEE Tier 1
215935632 | Central HP <5.4 tons | KENMORE | HRCU-A-CB (Split System: Heat Pump with Remote Outdoor Unit-Air-Source) | (C,H,T)5H3V36*K*AAA* |  |  | EVD5X36M21A*+WALLCON | *80CTL0701716B* | 34200 | 20.5 | 8.5 | 39000 | 28400 | 72.82% | 2.02 | 0 | 11.5 |  |  |  |  | R-454B | 2.85 | Residential & Commercial | USHP | Ducted CEE Tier 1
213067566 | Central HP <5.4 tons | ACIQ | HRCU-A-CB (Split System: Heat Pump with Remote Outdoor Unit-Air-Source) | HVH825GKA2* |  |  | EHD4X42AAL+WALLCON | *95CSU1002122A* | 24200 | 16 | 8.1 | 21400 | 16600 | 77.57% | 2 | 0 | 11 |  |  |  |  | R-410A | 2.0167 | Residential & Commercial | USHP | Ducted CEE Tier 1
213077793 | Central HP <5.4 tons | BRYANT HEATING AND COOLING SYSTEMS | HRCU-A-CB (Split System: Heat Pump with Remote Outdoor Unit-Air-Source) | 38MURAQ36AB3* |  |  | CAP**4224AL* | 926TC66120V24*** | 35200 | 16 | 8.1 | 38500 | 35000 | 90.91% | 1.88 | 0 | 9.5 |  |  |  |  | R-410A | 2.9333 | Residential & Commercial | USHP
213078058 | Central HP <5.4 tons | BRYANT HEATING AND COOLING SYSTEMS | HRCU-A-CB (Split System: Heat Pump with Remote Outdoor Unit-Air-Source) | 38MURAQ36AB3* |  |  | CAP**3717AL* | 8(0,1)*SB48070M17*** | 36000 | 15.5 | 8.5 | 38500 | 35000 | 90.91% | 2 | 0 | 10 |  |  |  |  | R-410A | 3 | Residential & Commercial | USHP | Ducted CEE Tier 1
214569568 | Central HP <5.4 tons | CARRIER | HRCU-A-CB (Split System: Heat Pump with Remote Outdoor Unit-Air-Source) | 25VNA436A*031* |  |  | CAP**4821AL*+UI | 59MN7C080C21**20 | 33800 | 19 | 9.5 | 36600 | 25800 | 70.49% | 2.04 | 0 | 12 |  |  |  |  | R-410A | 2.8167 | Residential & Commercial | USHP | Ducted CEE Tier 1
214569602 | Central HP <5.4 tons | CARRIER | HRCU-A-CB (Split System: Heat Pump with Remote Outdoor Unit-Air-Source) | 25VNA436A*031* |  |  | CAP**6121AL*+UI | 59MN7C060C21**20 | 34600 | 19 | 9 | 36000 | 25200 | 70% | 2 | 0 | 12 |  |  |  |  | R-410A | 2.8833 | Residential & Commercial | USHP | Ducted CEE Tier 1
213077728 | Central HP <5.4 tons | KEEPRITE | HRCU-A-CB (Split System: Heat Pump with Remote Outdoor Unit-Air-Source) | DLCURAH36ABK |  |  | EA*4X42L21A* | *96VTN1002122B* | 35400 | 16.5 | 8.1 | 38500 | 35000 | 90.91% | 1.88 | 0 | 10 |  |  |  |  | R-410A | 2.95 | Residential & Commercial | USHP | Ducted CEE Tier 1
211229666 | Central HP <5.4 tons | BRYANT HEATING AND COOLING SYSTEMS | HRCU-A-CB (Split System: Heat Pump with Remote Outdoor Unit-Air-Source) | 38MURAQ36AB3* |  |  | CNPV*4217AL* | 82*TA36070V14*** | 35600 | 15.5 | 8.1 | 38500 | 35000 | 90.91% | 1.96 | 0 | 10 |  |  |  |  | R-410A | 2.9667 | Residential & Commercial | USHP | Ducted CEE Tier 1
207820999 | Central HP <5.4 tons | AMERICAN STANDARD | HRCU-A-CB (Split System: Heat Pump with Remote Outdoor Unit-Air-Source) | 4A6V8060A1 |  |  | TEM8B0C60V51+TDR | 0 | 54000 | 18 | 8.5 | 52000 | 38000 | 73.08% | 1.8 | 12.5 | 12 |  |  |  |  | R-410A | 4.5 | Residential & Commercial | USHP | Ducted CEE Tier 1
211230241 | Central HP <5.4 tons | BRYANT HEATING AND COOLING SYSTEMS | HRCU-A-CB (Split System: Heat Pump with Remote Outdoor Unit-Air-Source) | 38MURAQ36AB3* |  |  | CNPV*4821AL* | 926SA60080V21*** | 36200 | 16 | 8.1 | 38500 | 34800 | 90.39% | 2.02 | 0 | 10 |  |  |  |  | R-410A | 3.0167 | Residential & Commercial | USHP | Ducted CEE Tier 1
211230259 | Central HP <5.4 tons | BRYANT HEATING AND COOLING SYSTEMS | HRCU-A-CB (Split System: Heat Pump with Remote Outdoor Unit-Air-Source) | 38MURAQ36AB3* |  |  | CNPV*4821AL* | 935SA48060E17*** | 35800 | 16 | 8.1 | 38500 | 34800 | 90.39% | 2 | 0 | 10 |  |  |  |  | R-410A | 2.9833 | Residential & Commercial | USHP | Ducted CEE Tier 1
215937874 | Central HP <5.4 tons | CARRIER | HRCU-A-CB (Split System: Heat Pump with Remote Outdoor Unit-Air-Source) | 27VNA348A*030* |  |  | CVAVA4824XMA*+UI | 58TN*B070C21**20 | 44500 | 20 | 8.1 | 52500 | 38500 | 73.33% | 1.9 | 0 | 11 |  |  |  |  | R-454B | 3.7083 | Residential & Commercial | USHP | Ducted CEE Tier 1
214569640 | Central HP <5.4 tons | CARRIER | HRCU-A-CB (Split System: Heat Pump with Remote Outdoor Unit-Air-Source) | 25VNA436A*031* |  |  | CSPH*4212AL*+UI | 59MN7C080C21**20 | 34000 | 18.5 | 9 | 36600 | 26000 | 71.04% | 2.04 | 0 | 11.5 |  |  |  |  | R-410A | 2.8333 | Residential & Commercial | USHP | Ducted CEE Tier 1
214389377 | Central HP <5.4 tons | CARRIER | HRCU-A-CB (Split System: Heat Pump with Remote Outdoor Unit-Air-Source) | 25VNA436A*031* |  |  | CNPV*3617AL*+UI | 59TN6C060C17**14 | 32400 | 18 | 9 | 39000 | 27400 | 70.26% | 1.9 | 0 | 11 |  |  |  |  | R-410A | 2.7 | Residential & Commercial | USHP | Ducted CEE Tier 1
216706227 | Central HP <5.4 tons | TCL | HRCU-A-CB (Split System: Heat Pump with Remote Outdoor Unit-Air-Source) | H24TDH17XAC |  |  | H24AHH17XAE | 0 | 24000 | 18 | 9 | 24000 | 18000 | 75% | 1.8 | 0 | 10 |  |  |  |  | R-454B | 2 | Residential & Commercial | USHP | Ducted CEE Tier 1
212979173 | Central HP <5.4 tons | DAY & NIGHT | HRCU-A-CB (Split System: Heat Pump with Remote Outdoor Unit-Air-Source) | DLCURAH24ABK |  |  | EA*4X36L21A* | *80MS(N,L)0701716A* | 23800 | 17.5 | 8.5 | 26200 | 23600 | 90.08% | 1.98 | 0 | 10 |  |  |  |  | R-410A | 1.9833 | Residential & Commercial | USHP | Ducted CEE Tier 1
212978084 | Central HP <5.4 tons | DAY & NIGHT | HRCU-A-CB (Split System: Heat Pump with Remote Outdoor Unit-Air-Source) | DLCURAH24ABK |  |  | EA*4X24L14A* | *80MS(N,L)0701412A* | 23200 | 17 | 9 | 26800 | 26800 | 100% | 2.28 | 0 | 10 |  |  |  |  | R-410A | 1.9333 | Residential & Commercial | USHP | Ducted CEE Tier 1
213078676 | Central HP <5.4 tons | BRYANT HEATING AND COOLING SYSTEMS | HRCU-A-CB (Split System: Heat Pump with Remote Outdoor Unit-Air-Source) | 38MURAQ36AB3* |  |  | CAP**4824AL* | 8(0,1)*SB60110M21*** | 36200 | 16.5 | 8.5 | 38000 | 34800 | 91.58% | 2.06 | 0 | 10 |  |  |  |  | R-410A | 3.0167 | Residential & Commercial | USHP | Ducted CEE Tier 1
213062592 | Central HP <5.4 tons | ACIQ | HRCU-A-CB (Split System: Heat Pump with Remote Outdoor Unit-Air-Source) | HVH825GKA2* |  |  | EA*4X30L17A*+WALLCON | *80CTL0701716A* | 23400 | 16.5 | 8.1 | 21600 | 16700 | 77.31% | 1.92 | 11 | 11 |  |  |  |  | R-410A | 1.95 | Residential & Commercial | USHP | Ducted CEE Tier 1
213062593 | Central HP <5.4 tons | ACIQ | HRCU-A-CB (Split System: Heat Pump with Remote Outdoor Unit-Air-Source) | HVH825GKA2* |  |  | EA*4X30L17A*+WALLCON | *96CTN0601714A* | 23400 | 16 | 8.1 | 21600 | 16800 | 77.78% | 1.9 | 11 | 10.5 |  |  |  |  | R-410A | 1.95 | Residential & Commercial | USHP | Ducted CEE Tier 1
213062594 | Central HP <5.4 tons | ACIQ | HRCU-A-CB (Split System: Heat Pump with Remote Outdoor Unit-Air-Source) | HVH825GKA2* |  |  | EA*4X30L17A*+WALLCON | *96CTN0801714A* | 23400 | 16.5 | 8.1 | 21600 | 16800 | 77.78% | 1.9 | 11 | 10.5 |  |  |  |  | R-410A | 1.95 | Residential & Commercial | USHP | Ducted CEE Tier 1
213062607 | Central HP <5.4 tons | ACIQ | HRCU-A-CB (Split System: Heat Pump with Remote Outdoor Unit-Air-Source) | HVH825GKA2* |  |  | EA*4X36L21A*+WALLCON | *80CTL0451712A* | 23400 | 16 | 8.1 | 21600 | 16800 | 77.78% | 1.92 | 11 | 10.5 |  |  |  |  | R-410A | 1.95 | Residential & Commercial | USHP | Ducted CEE Tier 1
213062725 | Central HP <5.4 tons | ACIQ | HRCU-A-CB (Split System: Heat Pump with Remote Outdoor Unit-Air-Source) | HVH825GKA2* |  |  | EA*4X30L17A*+WALLCON | *80CSU0601716A* | 23400 | 16.5 | 8.1 | 21600 | 16700 | 77.31% | 1.92 | 11 | 10.5 |  |  |  |  | R-410A | 1.95 | Residential & Commercial | USHP | Ducted CEE Tier 1
213062744 | Central HP <5.4 tons | ACIQ | HRCU-A-CB (Split System: Heat Pump with Remote Outdoor Unit-Air-Source) | HVH825GKA2* |  |  | EHD4X30AAL+WALLCON | *80CSU0401712A* | 23800 | 16 | 8.1 | 21800 | 16800 | 77.06% | 1.98 | 11 | 10.5 |  |  |  |  | R-410A | 1.9833 | Residential & Commercial | USHP | Ducted CEE Tier 1
214569652 | Central HP <5.4 tons | CARRIER | HRCU-A-CB (Split System: Heat Pump with Remote Outdoor Unit-Air-Source) | 25VNA436A*031* |  |  | CSPH*4812AL*+UI | 59MN7C080C21**20 | 34000 | 18.5 | 9 | 36600 | 25800 | 70.49% | 2.04 | 0 | 12 |  |  |  |  | R-410A | 2.8333 | Residential & Commercial | USHP | Ducted CEE Tier 1
214569670 | Central HP <5.4 tons | CARRIER | HRCU-A-CB (Split System: Heat Pump with Remote Outdoor Unit-Air-Source) | 25VNA436A*031* |  |  | CNPV*4221AL*+UI | 59TN6C080C21**20 | 33200 | 19 | 9 | 37800 | 26600 | 70.37% | 2 | 0 | 12 |  |  |  |  | R-410A | 2.7667 | Residential & Commercial | USHP | Ducted CEE Tier 1
213078410 | Central HP <5.4 tons | BRYANT HEATING AND COOLING SYSTEMS | HRCU-A-CB (Split System: Heat Pump with Remote Outdoor Unit-Air-Source) | 38MURAQ36AB3* |  |  | CAP**4221AL* | 8(0,1)*SB48090M21*** | 35200 | 16.5 | 8.1 | 38500 | 35000 | 90.91% | 1.88 | 0 | 10 |  |  |  |  | R-410A | 2.9333 | Residential & Commercial | USHP | Ducted CEE Tier 1
213078509 | Central HP <5.4 tons | BRYANT HEATING AND COOLING SYSTEMS | HRCU-A-CB (Split System: Heat Pump with Remote Outdoor Unit-Air-Source) | 38MURAQ36AB3* |  |  | CAP**4221AL* | 8(0,1)*SB60090M21*** | 35400 | 16.5 | 8.1 | 38500 | 35000 | 90.91% | 1.88 | 0 | 10 |  |  |  |  | R-410A | 2.95 | Residential & Commercial | USHP | Ducted CEE Tier 1
214719925 | Central HP <5.4 tons | COLEMAN | HRCU-A-CB (Split System: Heat Pump with Remote Outdoor Unit-Air-Source) | HH836E2S11 |  |  | CTU48C5XFS1+TXV | Z8ES080C20SMPS1 | 34200 | 19 | 9 | 32000 | 25400 | 79.38% | 2 | 0 | 11 |  |  |  |  | R-454B | 2.85 | Residential & Commercial | USHP | Ducted CEE Tier 1
214720092 | Central HP <5.4 tons | COLEMAN | HRCU-A-CB (Split System: Heat Pump with Remote Outdoor Unit-Air-Source) | HH836E2S11 |  |  | CTU48C5XFS1+TXV | CP9C100C20MP13 | 34200 | 18 | 9 | 32600 | 25800 | 79.14% | 2 | 0 | 11 |  |  |  |  | R-454B | 2.85 | Residential & Commercial | USHP | Ducted CEE Tier 1
215937954 | Central HP <5.4 tons | CARRIER | HRCU-A-CB (Split System: Heat Pump with Remote Outdoor Unit-Air-Source) | 27VNA348A*030* |  |  | CVAVA4824XMA*+UI | 59MN7C100C21**22 | 44500 | 20 | 8.1 | 52000 | 38000 | 73.08% | 1.9 | 0 | 11 |  |  |  |  | R-454B | 3.7083 | Residential & Commercial | USHP | Ducted CEE Tier 1
215938024 | Central HP <5.4 tons | CARRIER | HRCU-A-CB (Split System: Heat Pump with Remote Outdoor Unit-Air-Source) | 27VNA348A*030* |  |  | CVAVA4924XMA*+UI | 58TN*B110C21**20 | 45500 | 21 | 8.1 | 52500 | 38000 | 72.38% | 1.95 | 0 | 11.5 |  |  |  |  | R-454B | 3.7917 | Residential & Commercial | USHP | Ducted CEE Tier 1
215853480 | Central HP <5.4 tons | FRASER-JOHNSTON | HRCU-A-CB (Split System: Heat Pump with Remote Outdoor Unit-Air-Source) | HH860E2S11 |  |  | CTM60D5CJS1 | TM9Y120D20MP11 | 52500 | 19 | 9 | 55000 | 40000 | 72.73% | 2 | 0 | 10 |  |  |  |  | R-454B | 4.375 | Residential & Commercial | USHP | Ducted CEE Tier 1
216785452 | Central HP <5.4 tons | COLEMAN | HRCU-A-CB (Split System: Heat Pump with Remote Outdoor Unit-Air-Source) | HH860E2S11 |  |  | CTF60C5CHS1 | Z8ES100C20LMPS1 | 53500 | 19 | 9 | 53500 | 38000 | 71.03% | 2 | 0 | 12 |  |  |  |  | R-454B | 4.4583 | Residential & Commercial | USHP | Ducted CEE Tier 1
213078628 | Central HP <5.4 tons | BRYANT HEATING AND COOLING SYSTEMS | HRCU-A-CB (Split System: Heat Pump with Remote Outdoor Unit-Air-Source) | 38MURAQ36AB3* |  |  | CAP**4221AL* | 8(0,1)*SB60110M21*** | 35800 | 16.5 | 8.1 | 38500 | 35000 | 90.91% | 1.9 | 0 | 10 |  |  |  |  | R-410A | 2.9833 | Residential & Commercial | USHP | Ducted CEE Tier 1
213079130 | Central HP <5.4 tons | BRYANT HEATING AND COOLING SYSTEMS | HRCU-A-CB (Split System: Heat Pump with Remote Outdoor Unit-Air-Source) | 38MURAQ36AB3* |  |  | CAP**4321AL* | 83*SB48060M17*** | 36600 | 16.5 | 8.5 | 38000 | 34800 | 91.58% | 2.08 | 0 | 10 |  |  |  |  | R-410A | 3.05 | Residential & Commercial | USHP | Ducted CEE Tier 1
211245920 | Central HP <5.4 tons | DAY & NIGHT | HRCU-A-CB (Split System: Heat Pump with Remote Outdoor Unit-Air-Source) | DLCURAH24ABK |  |  | FM(C,U)4X30**AL* | 0 | 25000 | 15.2 | 8.5 | 27800 | 21800 | 78.42% | 1.8 | 0 | 10 |  |  |  |  | R-410A | 2.0833 | Residential & Commercial | USHP | Ducted CEE Tier 1
214584688 | Central HP <5.4 tons | FRASER-JOHNSTON | HRCU-A-CB (Split System: Heat Pump with Remote Outdoor Unit-Air-Source) | HH824E2S11 |  |  | CTF30A5ADS1 | Z8ES060A12SMPS1 | 23000 | 18 | 9.5 | 23000 | 18000 | 78.26% | 2 | 0 | 12 |  |  |  |  | R-454B | 1.9167 | Residential & Commercial | USHP | Ducted CEE Tier 1
214569684 | Central HP <5.4 tons | CARRIER | HRCU-A-CB (Split System: Heat Pump with Remote Outdoor Unit-Air-Source) | 25VNA436A*031* |  |  | CNPV*4824AL*+UI | 58TN*B070C21**20 | 33800 | 19.5 | 9 | 36800 | 26000 | 70.65% | 2.04 | 0 | 12.5 |  |  |  |  | R-410A | 2.8167 | Residential & Commercial | USHP | Ducted CEE Tier 1
213080933 | Central HP <5.4 tons | ACIQ | HRCU-A-CB (Split System: Heat Pump with Remote Outdoor Unit-Air-Source) | HVH837GKA2* |  |  | EA*4X43L21A*+WALLCON | *96CTN1002122A* | 33000 | 17.5 | 8.5 | 33000 | 25200 | 76.36% | 2 | 12 | 11.7 |  |  |  |  | R-410A | 2.75 | Residential & Commercial | USHP | Ducted CEE Tier 1
212987527 | Central HP <5.4 tons | KEEPRITE | HRCU-A-CB (Split System: Heat Pump with Remote Outdoor Unit-Air-Source) | DLCURAH18ABK |  |  | EA*4X25L17A* | *96MSN0801716A* | 18200 | 16.5 | 8.5 | 18100 | 17600 | 97.24% | 2.14 | 0 | 11 |  |  |  |  | R-410A | 1.5167 | Residential & Commercial | USHP | Ducted CEE Tier 1
213080919 | Central HP <5.4 tons | ACIQ | HRCU-A-CB (Split System: Heat Pump with Remote Outdoor Unit-Air-Source) | HVH837GKA** |  |  | EA*4X43L21A*+WALLCON | *96CTN1002122A* | 33000 | 17.5 | 8.5 | 33000 | 25200 | 76.36% | 2 | 12 | 11.7 |  |  |  |  | R-410A | 2.75 | Residential & Commercial | USHP | Ducted CEE Tier 1
213081016 | Central HP <5.4 tons | ACIQ | HRCU-A-CB (Split System: Heat Pump with Remote Outdoor Unit-Air-Source) | HVH837GKA** |  |  | EA*4X61L21A*+WALLCON | *80CTL0901716A* | 33200 | 18 | 8.5 | 32000 | 24800 | 77.5% | 2 | 0 | 12 |  |  |  |  | R-410A | 2.7667 | Residential & Commercial | USHP | Ducted CEE Tier 1
213081019 | Central HP <5.4 tons | ACIQ | HRCU-A-CB (Split System: Heat Pump with Remote Outdoor Unit-Air-Source) | HVH837GKA** |  |  | EA*4X61L21A*+WALLCON | *97CMN1002122A* | 33200 | 17.5 | 8.5 | 32000 | 24800 | 77.5% | 2 | 0 | 12 |  |  |  |  | R-410A | 2.7667 | Residential & Commercial | USHP | Ducted CEE Tier 1
213079178 | Central HP <5.4 tons | BRYANT HEATING AND COOLING SYSTEMS | HRCU-A-CB (Split System: Heat Pump with Remote Outdoor Unit-Air-Source) | 38MURAQ36AB3* |  |  | CNPV*4821AL* | 83*SB48060M17*** | 35800 | 16.5 | 8.1 | 38500 | 34800 | 90.39% | 2 | 0 | 10 |  |  |  |  | R-410A | 2.9833 | Residential & Commercial | USHP | Ducted CEE Tier 1
213079496 | Central HP <5.4 tons | BRYANT HEATING AND COOLING SYSTEMS | HRCU-A-CB (Split System: Heat Pump with Remote Outdoor Unit-Air-Source) | 38MURAQ36AB3* |  |  | CNPV*4821AL* | 912SE42060M17*** | 35800 | 16 | 8.1 | 38500 | 35000 | 90.91% | 2 | 0 | 10 |  |  |  |  | R-410A | 2.9833 | Residential & Commercial | USHP | Ducted CEE Tier 1
213770786 | Central HP <5.4 tons | BRYANT HEATING AND COOLING SYSTEMS | HRCU-A-CB (Split System: Heat Pump with Remote Outdoor Unit-Air-Source) | 288BNV025*0**B* |  |  | CAP**3017AL*+UI | 986TD42060C17*** | 23400 | 16 | 8.1 | 21600 | 16800 | 77.78% | 1.9 | 0 | 10.5 |  |  |  |  | R-410A | 1.95 | Residential & Commercial | USHP | Ducted CEE Tier 1
213078878 | Central HP <5.4 tons | BRYANT HEATING AND COOLING SYSTEMS | HRCU-A-CB (Split System: Heat Pump with Remote Outdoor Unit-Air-Source) | 38MURAQ36AB3* |  |  | CAP**4321AL* | 83*SB60100M21*** | 36400 | 16 | 8.5 | 38000 | 34800 | 91.58% | 2.1 | 0 | 10 |  |  |  |  | R-410A | 3.0333 | Residential & Commercial | USHP | Ducted CEE Tier 1
213078914 | Central HP <5.4 tons | BRYANT HEATING AND COOLING SYSTEMS | HRCU-A-CB (Split System: Heat Pump with Remote Outdoor Unit-Air-Source) | 38MURAQ36AB3* |  |  | CNPV*4217AL* | 83*SB60100M21*** | 36000 | 15.5 | 8.1 | 39000 | 35200 | 90.26% | 1.96 | 0 | 10 |  |  |  |  | R-410A | 3 | Residential & Commercial | USHP | Ducted CEE Tier 1
213079094 | Central HP <5.4 tons | BRYANT HEATING AND COOLING SYSTEMS | HRCU-A-CB (Split System: Heat Pump with Remote Outdoor Unit-Air-Source) | 38MURAQ36AB3* |  |  | CAP**3721AL* | 83*SB48060M17*** | 36400 | 16.5 | 8.5 | 38000 | 34800 | 91.58% | 2.08 | 0 | 10 |  |  |  |  | R-410A | 3.0333 | Residential & Commercial | USHP | Ducted CEE Tier 1
213079680 | Central HP <5.4 tons | BRYANT HEATING AND COOLING SYSTEMS | HRCU-A-CB (Split System: Heat Pump with Remote Outdoor Unit-Air-Source) | 38MURAQ36AB3* |  |  | CAP**4321AL* | 912SE60080M21*** | 36800 | 16.5 | 8.5 | 38500 | 34800 | 90.39% | 2.08 | 0 | 10 |  |  |  |  | R-410A | 3.0667 | Residential & Commercial | USHP | Ducted CEE Tier 1
213079865 | Central HP <5.4 tons | BRYANT HEATING AND COOLING SYSTEMS | HRCU-A-CB (Split System: Heat Pump with Remote Outdoor Unit-Air-Source) | 38MURAQ36AB3* |  |  | CAP**4224AL* | 912SE66100M21*** | 35400 | 16.5 | 8.1 | 38500 | 35000 | 90.91% | 1.9 | 0 | 10 |  |  |  |  | R-410A | 2.95 | Residential & Commercial | USHP | Ducted CEE Tier 1
215853485 | Central HP <5.4 tons | FRASER-JOHNSTON | HRCU-A-CB (Split System: Heat Pump with Remote Outdoor Unit-Air-Source) | HH860E2S11 |  |  | CTM60D5CJS1 | TM9E120D20MP12 | 52500 | 18 | 9 | 55000 | 39500 | 71.82% | 2 | 0 | 10 |  |  |  |  | R-454B | 4.375 | Residential & Commercial | USHP | Ducted CEE Tier 1
215853487 | Central HP <5.4 tons | FRASER-JOHNSTON | HRCU-A-CB (Split System: Heat Pump with Remote Outdoor Unit-Air-Source) | HH860E2S11 |  |  | CTM60D5CJS1 | Z9ES120D20SMPS1 | 53000 | 18 | 9 | 55000 | 40000 | 72.73% | 2 | 0 | 10 |  |  |  |  | R-454B | 4.4167 | Residential & Commercial | USHP | Ducted CEE Tier 1
213078415 | Central HP <5.4 tons | DAY & NIGHT | HRCU-A-CB (Split System: Heat Pump with Remote Outdoor Unit-Air-Source) | DLCURAH36ABK |  |  | EA*4X42L21A* | *80MS(N,L)0902116A* | 35200 | 16.5 | 8.1 | 38500 | 35000 | 90.91% | 1.88 | 0 | 10 |  |  |  |  | R-410A | 2.9333 | Residential & Commercial | USHP | Ducted CEE Tier 1
213078599 | Central HP <5.4 tons | DAY & NIGHT | HRCU-A-CB (Split System: Heat Pump with Remote Outdoor Unit-Air-Source) | DLCURAH36ABK |  |  | EN(A,D)4X48L24** | *80MS(N,L)0902420A* | 36000 | 16.5 | 8.1 | 38500 | 34800 | 90.39% | 2.02 | 0 | 10.5 |  |  |  |  | R-410A | 3 | Residential & Commercial | USHP | Ducted CEE Tier 1
213078633 | Central HP <5.4 tons | DAY & NIGHT | HRCU-A-CB (Split System: Heat Pump with Remote Outdoor Unit-Air-Source) | DLCURAH36ABK |  |  | EA*4X42L21A* | *80MS(N,L)1102120A* | 35800 | 16.5 | 8.1 | 38500 | 35000 | 90.91% | 1.9 | 0 | 10 |  |  |  |  | R-410A | 2.9833 | Residential & Commercial | USHP | Ducted CEE Tier 1
213080016 | Central HP <5.4 tons | BRYANT HEATING AND COOLING SYSTEMS | HRCU-A-CB (Split System: Heat Pump with Remote Outdoor Unit-Air-Source) | 38MURAQ36AB3* |  |  | CAP**3717AL* | 916SA48080M17*** | 35800 | 15.5 | 8.1 | 38500 | 35000 | 90.91% | 2 | 0 | 10 |  |  |  |  | R-410A | 2.9833 | Residential & Commercial | USHP | Ducted CEE Tier 1
213080184 | Central HP <5.4 tons | BRYANT HEATING AND COOLING SYSTEMS | HRCU-A-CB (Split System: Heat Pump with Remote Outdoor Unit-Air-Source) | 38MURAQ36AB3* |  |  | CAP**4321AL* | 916SA60080M21*** | 36400 | 16 | 8.5 | 38000 | 34800 | 91.58% | 2.06 | 0 | 10 |  |  |  |  | R-410A | 3.0333 | Residential & Commercial | USHP | Ducted CEE Tier 1
215935912 | Central HP <5.4 tons | KENMORE | HRCU-A-CB (Split System: Heat Pump with Remote Outdoor Unit-Air-Source) | (C,H,T)5H3V36*K*AAA* |  |  | EVD5X38M17A*+WALLCON | *96CTN0801714B* | 35400 | 21.5 | 8.5 | 38500 | 29000 | 75.32% | 2.02 | 0 | 12 |  |  |  |  | R-454B | 2.95 | Residential & Commercial | USHP | Ducted CEE Tier 1
215935662 | Central HP <5.4 tons | KENMORE | HRCU-A-CB (Split System: Heat Pump with Remote Outdoor Unit-Air-Source) | (C,H,T)5H3V36*K*AAA* |  |  | EVD5X36M21A*+WALLCON | *80CTL0902120B* | 34400 | 21 | 8.5 | 38500 | 28000 | 72.73% | 2.04 | 0 | 12 |  |  |  |  | R-454B | 2.8667 | Residential & Commercial | USHP | Ducted CEE Tier 1
215935612 | Central HP <5.4 tons | KENMORE | HRCU-A-CB (Split System: Heat Pump with Remote Outdoor Unit-Air-Source) | (C,H,T)5H3V36*K*AAA* |  |  | EVD5X36M21A*+WALLCON | *80CSU1002120A* | 34400 | 20.5 | 8.5 | 38500 | 28200 | 73.25% | 2.04 | 0 | 11.7 |  |  |  |  | R-454B | 2.8667 | Residential & Commercial | USHP | Ducted CEE Tier 1
213062579 | Central HP <5.4 tons | ACIQ | HRCU-A-CB (Split System: Heat Pump with Remote Outdoor Unit-Air-Source) | HVH825GKA2* |  |  | EA*4X24L17A*+WALLCON | *97CMN0801714A* | 23200 | 16 | 8.1 | 22000 | 16900 | 76.82% | 1.88 | 11 | 10.5 |  |  |  |  | R-410A | 1.9333 | Residential & Commercial | USHP | Ducted CEE Tier 1
213062581 | Central HP <5.4 tons | ACIQ | HRCU-A-CB (Split System: Heat Pump with Remote Outdoor Unit-Air-Source) | HVH825GKA2* |  |  | EA*4X24L17A*+WALLCON | *80CTL0901716A* | 23400 | 17 | 8.1 | 21800 | 16700 | 76.61% | 1.9 | 11.5 | 11 |  |  |  |  | R-410A | 1.95 | Residential & Commercial | USHP | Ducted CEE Tier 1
213062588 | Central HP <5.4 tons | ACIQ | HRCU-A-CB (Split System: Heat Pump with Remote Outdoor Unit-Air-Source) | HVH825GKA2* |  |  | EA*4X25L17A*+WALLCON | *80CTL0701412A* | 24400 | 17.5 | 8.5 | 21200 | 16600 | 78.3% | 2.02 | 11 | 11.5 |  |  |  |  | R-410A | 2.0333 | Residential & Commercial | USHP | Ducted CEE Tier 1
214720026 | Central HP <5.4 tons | COLEMAN | HRCU-A-CB (Split System: Heat Pump with Remote Outdoor Unit-Air-Source) | HH860E2S11 |  |  | CTU60C5XGS1+TXV | TL9E080C16UH11 | 44500 | 18 | 9 | 45500 | 33800 | 74.29% | 2 | 0 | 11 |  |  |  |  | R-454B | 3.7083 | Residential & Commercial | USHP | Ducted CEE Tier 1
210473389 | Central HP <5.4 tons | KENMORE | HRCU-A-CB (Split System: Heat Pump with Remote Outdoor Unit-Air-Source) | (C,H,T)VH825GKA3* |  |  | EA*4X48L21A*+WALLCON | *97CMN0801714A* | 24000 | 16.5 | 8.1 | 21000 | 16600 | 79.05% | 2 | 0 | 11 |  |  |  |  | R-410A | 2 | Residential & Commercial | USHP | Ducted CEE Tier 1
210473488 | Central HP <5.4 tons | KENMORE | HRCU-A-CB (Split System: Heat Pump with Remote Outdoor Unit-Air-Source) | (C,H,T)VH825GKA3* |  |  | EA*4X48L24A*+WALLCON | *96CTN1202422A* | 24200 | 17 | 8.1 | 21000 | 16500 | 78.57% | 2.02 | 0 | 11 |  |  |  |  | R-410A | 2.0167 | Residential & Commercial | USHP | Ducted CEE Tier 1
210473990 | Central HP <5.4 tons | KENMORE | HRCU-A-CB (Split System: Heat Pump with Remote Outdoor Unit-Air-Source) | (C,H,T)VH825GKA3* |  |  | EN(A,D,W)4X48L21**+WALLCON | *96CTN0801714A* | 24000 | 16.5 | 8.1 | 21400 | 16600 | 77.57% | 2 | 0 | 11 |  |  |  |  | R-410A | 2 | Residential & Commercial | USHP | Ducted CEE Tier 1
210473070 | Central HP <5.4 tons | KENMORE | HRCU-A-CB (Split System: Heat Pump with Remote Outdoor Unit-Air-Source) | (C,H,T)VH825GKA3* |  |  | EA*4X42L24A*+WALLCON | *96CTN1002122A* | 23800 | 16.5 | 8.1 | 21400 | 16600 | 77.57% | 1.96 | 0 | 11 |  |  |  |  | R-410A | 1.9833 | Residential & Commercial | USHP | Ducted CEE Tier 1
211230188 | Central HP <5.4 tons | DAY & NIGHT | HRCU-A-CB (Split System: Heat Pump with Remote Outdoor Unit-Air-Source) | DLCURAH36ABK |  |  | EN(A,D,W)4X48L21** | *95ESN0802120A* | 36800 | 15.5 | 8.1 | 39500 | 35000 | 88.61% | 2.06 | 0 | 10.5 |  |  |  |  | R-410A | 3.0667 | Residential & Commercial | USHP | Ducted CEE Tier 1
213079556 | Central HP <5.4 tons | BRYANT HEATING AND COOLING SYSTEMS | HRCU-A-CB (Split System: Heat Pump with Remote Outdoor Unit-Air-Source) | 38MURAQ36AB3* |  |  | CAP**4221AL* | 912SE48080M17*** | 35400 | 16 | 8.1 | 38500 | 35000 | 90.91% | 1.88 | 0 | 10 |  |  |  |  | R-410A | 2.95 | Residential & Commercial | USHP | Ducted CEE Tier 1
213062509 | Central HP <5.4 tons | ACIQ | HRCU-A-CB (Split System: Heat Pump with Remote Outdoor Unit-Air-Source) | HVH837GKA** |  |  | EHD4X42AAL+WALLCON | *80CTL0701412A* | 32400 | 17 | 8.1 | 33200 | 25000 | 75.3% | 1.94 | 11.5 | 11 |  |  |  |  | R-410A | 2.7 | Residential & Commercial | USHP | Ducted CEE Tier 1
213067289 | Central HP <5.4 tons | ACIQ | HRCU-A-CB (Split System: Heat Pump with Remote Outdoor Unit-Air-Source) | HVH825GKA3* |  |  | EA*4X42L21A*+WALLCON | *97CMN1002122A* | 23800 | 16.5 | 8.1 | 21400 | 16600 | 77.57% | 1.96 | 0 | 11 |  |  |  |  | R-410A | 1.9833 | Residential & Commercial | USHP | Ducted CEE Tier 1
213774673 | Central HP <5.4 tons | KENMORE | HRCU-A-CB (Split System: Heat Pump with Remote Outdoor Unit-Air-Source) | (C,H,T)VH825GKA3* |  |  | EHD4X48AAL+WALLCON | *97CMN1202422B* | 24200 | 16 | 8.1 | 21200 | 16600 | 78.3% | 2 | 0 | 10.5 |  |  |  |  | R-410A | 2.0167 | Residential & Commercial | USHP | Ducted CEE Tier 1
213770886 | Central HP <5.4 tons | BRYANT HEATING AND COOLING SYSTEMS | HRCU-A-CB (Split System: Heat Pump with Remote Outdoor Unit-Air-Source) | 288BNV025*0**B* |  |  | CAP**3617AL*+UI | 986TD42060C17*** | 23400 | 16 | 8.1 | 21600 | 16700 | 77.31% | 1.92 | 0 | 10.5 |  |  |  |  | R-410A | 1.95 | Residential & Commercial | USHP | Ducted CEE Tier 1
213770906 | Central HP <5.4 tons | BRYANT HEATING AND COOLING SYSTEMS | HRCU-A-CB (Split System: Heat Pump with Remote Outdoor Unit-Air-Source) | 288BNV025*0**B* |  |  | CAP**3621AL*+UI | 88*TB36045C17*** | 23400 | 16 | 8.1 | 21600 | 16800 | 77.78% | 1.92 | 0 | 10.5 |  |  |  |  | R-410A | 1.95 | Residential & Commercial | USHP | Ducted CEE Tier 1
213770956 | Central HP <5.4 tons | BRYANT HEATING AND COOLING SYSTEMS | HRCU-A-CB (Split System: Heat Pump with Remote Outdoor Unit-Air-Source) | 288BNV025*0**B* |  |  | CAP**3621AL*+UI | 935CB48060C17*** | 23600 | 16.5 | 8.1 | 21600 | 16700 | 77.31% | 1.94 | 0 | 10.5 |  |  |  |  | R-410A | 1.9667 | Residential & Commercial | USHP | Ducted CEE Tier 1
213771036 | Central HP <5.4 tons | BRYANT HEATING AND COOLING SYSTEMS | HRCU-A-CB (Split System: Heat Pump with Remote Outdoor Unit-Air-Source) | 288BNV025*0**B* |  |  | CAP**3717AL*+UI | 88*TB36070C14*** | 24200 | 16.5 | 8.1 | 21400 | 16700 | 78.04% | 2 | 0 | 11 |  |  |  |  | R-410A | 2.0167 | Residential & Commercial | USHP | Ducted CEE Tier 1
213771056 | Central HP <5.4 tons | BRYANT HEATING AND COOLING SYSTEMS | HRCU-A-CB (Split System: Heat Pump with Remote Outdoor Unit-Air-Source) | 288BNV025*0**B* |  |  | CAP**3717AL*+UI | 88*TB48090C17*** | 24200 | 16.5 | 8.1 | 21400 | 16700 | 78.04% | 2 | 0 | 11 |  |  |  |  | R-410A | 2.0167 | Residential & Commercial | USHP | Ducted CEE Tier 1
213078681 | Central HP <5.4 tons | DAY & NIGHT | HRCU-A-CB (Split System: Heat Pump with Remote Outdoor Unit-Air-Source) | DLCURAH36ABK |  |  | EA*4X48L24A* | *80MS(N,L)1102120A* | 36200 | 16.5 | 8.5 | 38000 | 34800 | 91.58% | 2.06 | 0 | 10 |  |  |  |  | R-410A | 3.0167 | Residential & Commercial | USHP | Ducted CEE Tier 1
213078717 | Central HP <5.4 tons | DAY & NIGHT | HRCU-A-CB (Split System: Heat Pump with Remote Outdoor Unit-Air-Source) | DLCURAH36ABK |  |  | EN(A,D,W)4X48L21** | *80MS(N,L)1102120A* | 36400 | 16.5 | 8.1 | 38500 | 35000 | 90.91% | 2.02 | 0 | 10.5 |  |  |  |  | R-410A | 3.0333 | Residential & Commercial | USHP | Ducted CEE Tier 1
215938401 | Central HP <5.4 tons | KEEPRITE | HRCU-A-CB (Split System: Heat Pump with Remote Outdoor Unit-Air-Source) | C5H3V48*K*AAA* |  |  | EVD5X60M24A*+WALLCON | *96CTN1202422B* | 45500 | 20.5 | 8.1 | 52500 | 38000 | 72.38% | 1.95 | 0 | 11.5 |  |  |  |  | R-454B | 3.7917 | Residential & Commercial | USHP | Ducted CEE Tier 1
213080448 | Central HP <5.4 tons | BRYANT HEATING AND COOLING SYSTEMS | HRCU-A-CB (Split System: Heat Pump with Remote Outdoor Unit-Air-Source) | 38MURAQ36AB3* |  |  | CNPV*4824AL* | 916SA66100M21*** | 36000 | 16.5 | 8.1 | 38500 | 34800 | 90.39% | 2.02 | 0 | 10 |  |  |  |  | R-410A | 3 | Residential & Commercial | USHP | Ducted CEE Tier 1
213080801 | Central HP <5.4 tons | BRYANT HEATING AND COOLING SYSTEMS | HRCU-A-CB (Split System: Heat Pump with Remote Outdoor Unit-Air-Source) | 38MURAQ36AB3* |  |  | CAP**4221AL* | 935SB60080M21*** | 35200 | 16 | 8.1 | 38500 | 35000 | 90.91% | 1.88 | 0 | 9.5 |  |  |  |  | R-410A | 2.9333 | Residential & Commercial | USHP
213067548 | Central HP <5.4 tons | ACIQ | HRCU-A-CB (Split System: Heat Pump with Remote Outdoor Unit-Air-Source) | HVH825GKA2* |  |  | EA*4X48L24A*+WALLCON | *80CTL1352422A* | 24200 | 17 | 8.1 | 21000 | 16500 | 78.57% | 2.02 | 0 | 11 |  |  |  |  | R-410A | 2.0167 | Residential & Commercial | USHP | Ducted CEE Tier 1
213062606 | Central HP <5.4 tons | ACIQ | HRCU-A-CB (Split System: Heat Pump with Remote Outdoor Unit-Air-Source) | HVH825GKA2* |  |  | EA*4X36L17A*+WALLCON | *80CTL0901716A* | 23600 | 17 | 8.1 | 21400 | 16600 | 77.57% | 1.94 | 11.5 | 11 |  |  |  |  | R-410A | 1.9667 | Residential & Commercial | USHP | Ducted CEE Tier 1
213062622 | Central HP <5.4 tons | ACIQ | HRCU-A-CB (Split System: Heat Pump with Remote Outdoor Unit-Air-Source) | HVH825GKA2* |  |  | EA*4X37L17A*+WALLCON | *97CMN0801714A* | 24200 | 16 | 8.1 | 21400 | 16800 | 78.5% | 1.98 | 11 | 11 |  |  |  |  | R-410A | 2.0167 | Residential & Commercial | USHP | Ducted CEE Tier 1
213062747 | Central HP <5.4 tons | ACIQ | HRCU-A-CB (Split System: Heat Pump with Remote Outdoor Unit-Air-Source) | HVH825GKA2* |  |  | EHD4X36AAL+WALLCON | *80CSU0401712A* | 24000 | 16 | 8.1 | 21400 | 16600 | 77.57% | 1.98 | 11 | 10.5 |  |  |  |  | R-410A | 2 | Residential & Commercial | USHP | Ducted CEE Tier 1
213062754 | Central HP <5.4 tons | ACIQ | HRCU-A-CB (Split System: Heat Pump with Remote Outdoor Unit-Air-Source) | HVH825GKA2* |  |  | EA*4X36L21A*+WALLCON | *95CSU0601716A* | 23600 | 16.5 | 8.1 | 21600 | 16700 | 77.31% | 1.92 | 11 | 10.5 |  |  |  |  | R-410A | 1.9667 | Residential & Commercial | USHP | Ducted CEE Tier 1
213062756 | Central HP <5.4 tons | ACIQ | HRCU-A-CB (Split System: Heat Pump with Remote Outdoor Unit-Air-Source) | HVH825GKA2* |  |  | EA*4X36L21A*+WALLCON | *95CSU1002122A* | 23600 | 16.5 | 8.1 | 21400 | 16600 | 77.57% | 1.94 | 11.5 | 10.5 |  |  |  |  | R-410A | 1.9667 | Residential & Commercial | USHP | Ducted CEE Tier 1
215940521 | Central HP <5.4 tons | KEEPRITE | HRCU-A-CB (Split System: Heat Pump with Remote Outdoor Unit-Air-Source) | C5H3V36*K*AAA* |  |  | EVD5X36M21A*+WALLCON | *80CSU0401712B* | 34600 | 21 | 8.5 | 38500 | 28000 | 72.73% | 2.06 | 0 | 12 |  |  |  |  | R-454B | 2.8833 | Residential & Commercial | USHP | Ducted CEE Tier 1
213080934 | Central HP <5.4 tons | ACIQ | HRCU-A-CB (Split System: Heat Pump with Remote Outdoor Unit-Air-Source) | HVH837GKA2* |  |  | EA*4X43L21A*+WALLCON | *80CTL0901716A* | 33000 | 18 | 8.5 | 32800 | 25000 | 76.22% | 2 | 12 | 11.7 |  |  |  |  | R-410A | 2.75 | Residential & Commercial | USHP | Ducted CEE Tier 1
211226518 | Central HP <5.4 tons | BRYANT HEATING AND COOLING SYSTEMS | HRCU-A-CB (Split System: Heat Pump with Remote Outdoor Unit-Air-Source) | 38MURAQ36AB3* |  |  | CAP**3717AL* | 8(0,1)*SA48070E17*** | 36200 | 15.5 | 8.5 | 39500 | 35000 | 88.61% | 2.02 | 0 | 10 |  |  |  |  | R-410A | 3.0167 | Residential & Commercial | USHP | Ducted CEE Tier 1
213067337 | Central HP <5.4 tons | ACIQ | HRCU-A-CB (Split System: Heat Pump with Remote Outdoor Unit-Air-Source) | HVH825GKA3* |  |  | EA*4X48L24A*+WALLCON | *96CTN1202422A* | 24200 | 17 | 8.1 | 21000 | 16500 | 78.57% | 2.02 | 0 | 11 |  |  |  |  | R-410A | 2.0167 | Residential & Commercial | USHP | Ducted CEE Tier 1
213067339 | Central HP <5.4 tons | ACIQ | HRCU-A-CB (Split System: Heat Pump with Remote Outdoor Unit-Air-Source) | HVH825GKA3* |  |  | EA*4X48L24A*+WALLCON | *97CMN1202422A* | 24000 | 16.5 | 8.1 | 21000 | 16600 | 79.05% | 2.02 | 0 | 11 |  |  |  |  | R-410A | 2 | Residential & Commercial | USHP | Ducted CEE Tier 1
213067370 | Central HP <5.4 tons | ACIQ | HRCU-A-CB (Split System: Heat Pump with Remote Outdoor Unit-Air-Source) | HVH825GKA3* |  |  | EN(A,D,W)4X48L21**+WALLCON | *95CSU0802120A* | 24200 | 17 | 8.1 | 21200 | 16600 | 78.3% | 2.02 | 0 | 11.5 |  |  |  |  | R-410A | 2.0167 | Residential & Commercial | USHP | Ducted CEE Tier 1
213067388 | Central HP <5.4 tons | ACIQ | HRCU-A-CB (Split System: Heat Pump with Remote Outdoor Unit-Air-Source) | HVH825GKA3* |  |  | EN(A,D)4X48L24**+WALLCON | *96CTN1202422A* | 24200 | 17 | 8.1 | 21200 | 16600 | 78.3% | 2.02 | 0 | 11.5 |  |  |  |  | R-410A | 2.0167 | Residential & Commercial | USHP | Ducted CEE Tier 1
213067423 | Central HP <5.4 tons | ACIQ | HRCU-A-CB (Split System: Heat Pump with Remote Outdoor Unit-Air-Source) | HVH825GKA3* |  |  | EHD4X48AAL+WALLCON | *96CTN0801714A* | 24200 | 16 | 8.1 | 21400 | 16700 | 78.04% | 2 | 0 | 10.5 |  |  |  |  | R-410A | 2.0167 | Residential & Commercial | USHP | Ducted CEE Tier 1
213067424 | Central HP <5.4 tons | ACIQ | HRCU-A-CB (Split System: Heat Pump with Remote Outdoor Unit-Air-Source) | HVH825GKA3* |  |  | EHD4X48AAL+WALLCON | *96CTN1202422A* | 24200 | 16.5 | 8.1 | 21200 | 16600 | 78.3% | 2.02 | 0 | 11 |  |  |  |  | R-410A | 2.0167 | Residential & Commercial | USHP | Ducted CEE Tier 1
213067506 | Central HP <5.4 tons | ACIQ | HRCU-A-CB (Split System: Heat Pump with Remote Outdoor Unit-Air-Source) | HVH825GKA2* |  |  | EA*4X42L21A*+WALLCON | *97CMN1002122A* | 23800 | 16.5 | 8.1 | 21400 | 16600 | 77.57% | 1.96 | 0 | 11 |  |  |  |  | R-410A | 1.9833 | Residential & Commercial | USHP | Ducted CEE Tier 1
213075402 | Central HP <5.4 tons | ACIQ | HRCU-A-CB (Split System: Heat Pump with Remote Outdoor Unit-Air-Source) | DLCURAH36ABK |  |  | EN(A,D,W)4X48L21** | *92ESN0801716A* | 36200 | 16.5 | 8.1 | 39000 | 34800 | 89.23% | 2.02 | 0 | 10.5 |  |  |  |  | R-410A | 3.0167 | Residential & Commercial | USHP | Ducted CEE Tier 1
214584588 | Central HP <5.4 tons | FRASER-JOHNSTON | HRCU-A-CB (Split System: Heat Pump with Remote Outdoor Unit-Air-Source) | HH836E2S11 |  |  | CTF36B5CDS1 | Z8ET080B12LMPS1 | 33200 | 19 | 9 | 30400 | 24800 | 81.58% | 2 | 0 | 11.7 |  |  |  |  | R-454B | 2.7667 | Residential & Commercial | USHP | Ducted CEE Tier 1
214584673 | Central HP <5.4 tons | FRASER-JOHNSTON | HRCU-A-CB (Split System: Heat Pump with Remote Outdoor Unit-Air-Source) | HH836E2S11 |  |  | CTF36C5CDS1 | Z8ES120C16SMPS1 | 34400 | 18 | 8.5 | 31600 | 25800 | 81.65% | 2 | 0 | 11.7 |  |  |  |  | R-454B | 2.8667 | Residential & Commercial | USHP | Ducted CEE Tier 1
215588101 | Central HP <5.4 tons | CARRIER | HRCU-A-CB (Split System: Heat Pump with Remote Outdoor Unit-Air-Source) | 27VNA154A*030* |  |  | CAA**6024AM*+UI | 59MN7C060C21**20 | 48000 | 18 | 10.5 | 53500 | 53500 | 100% | 1.92 | 0 | 10 |  |  |  |  | R-454B | 4 | Residential & Commercial | USHP | Ducted CEE Tier 1
215588149 | Central HP <5.4 tons | CARRIER | HRCU-A-CB (Split System: Heat Pump with Remote Outdoor Unit-Air-Source) | 27VNA154A*030* |  |  | CSAH*4812AM*+UI | 59TN6C080C17**14 | 47000 | 17.5 | 8.5 | 50500 | 50000 | 99.01% | 1.96 | 0 | 11.5 |  |  |  |  | R-454B | 3.9167 | Residential & Commercial | USHP | Ducted CEE Tier 1
213075247 | Central HP <5.4 tons | ACIQ | HRCU-A-CB (Split System: Heat Pump with Remote Outdoor Unit-Air-Source) | DLCURAH36ABK |  |  | EA*4X36L17A* | *92ESN0601412A* | 35400 | 15.2 | 8.1 | 39500 | 35400 | 89.62% | 1.82 | 0 | 9.5 |  |  |  |  | R-410A | 2.95 | Residential & Commercial | USHP
208141141 | Central HP <5.4 tons | TCL | HRCU-A-CB (Split System: Heat Pump with Remote Outdoor Unit-Air-Source) | TCU-60D7HEWA/DV2O |  |  | TCE-4860D6HWA/DVOE(03) | MGH96M100C5A | 52000 | 16.5 | 8.5 | 54000 | 37800 | 70% | 1.9 | 10.2 | 10 |  |  |  |  | R-410A | 4.3333 | Residential & Commercial | USHP | Ducted CEE Tier 1
213770646 | Central HP <5.4 tons | BRYANT HEATING AND COOLING SYSTEMS | HRCU-A-CB (Split System: Heat Pump with Remote Outdoor Unit-Air-Source) | 288BNV025*0**B* |  |  | CAP**2517AL*+UI | 987MC42080C17*** | 24200 | 16.5 | 8.1 | 21400 | 16700 | 78.04% | 2.02 | 0 | 11 |  |  |  |  | R-410A | 2.0167 | Residential & Commercial | USHP | Ducted CEE Tier 1
213067631 | Central HP <5.4 tons | ACIQ | HRCU-A-CB (Split System: Heat Pump with Remote Outdoor Unit-Air-Source) | HVH825GKA2* |  |  | EN(A,D,W)4X48L21**+WALLCON | *96CTN1002122A* | 24200 | 17 | 8.1 | 21400 | 16600 | 77.57% | 2.02 | 0 | 11.5 |  |  |  |  | R-410A | 2.0167 | Residential & Commercial | USHP | Ducted CEE Tier 1
213067633 | Central HP <5.4 tons | ACIQ | HRCU-A-CB (Split System: Heat Pump with Remote Outdoor Unit-Air-Source) | HVH825GKA2* |  |  | EN(A,D,W)4X48L21**+WALLCON | *97CMN0602120A* | 24000 | 16.5 | 8.1 | 21400 | 16700 | 78.04% | 2 | 0 | 11 |  |  |  |  | R-410A | 2 | Residential & Commercial | USHP | Ducted CEE Tier 1
214331612 | Central HP <5.4 tons | TCL | HRCU-A-C (Split System: Heat Pump with Remote Outdoor Unit with No Indoor Fan --Air Source) | TCU-36D7HEWA/DV2O |  |  | TCE-3036D6HWA/DVOE(02)+DK | 0 | 31000 | 15.2 | 8.5 | 33600 | 23600 | 70.24% | 1.9 | 0 | 10 |  |  |  |  | R-410A | 2.5833 | Residential & Commercial | USHP | Ducted CEE Tier 1
215374907 | Central HP <5.4 tons | TCL | HRCU-A-CB (Split System: Heat Pump with Remote Outdoor Unit-Air-Source) | THH36HAI2NAF2U23 |  |  | 4TXCB004DS3 | A952V080BU4SB | 30000 | 15.2 | 8.1 | 25000 | 18000 | 72% | 1.75 | 0 | 9.5 |  |  |  |  | R-410A | 2.5 | Residential & Commercial | USHP
213069239 | Central HP <5.4 tons | ACIQ | HRCU-A-CB (Split System: Heat Pump with Remote Outdoor Unit-Air-Source) | DLCURAH36ABK |  |  | EA*4X36L21A* | *92ESN0601714A* | 35200 | 16 | 8.1 | 38500 | 35200 | 91.43% | 1.82 | 0 | 9.5 |  |  |  |  | R-410A | 2.9333 | Residential & Commercial | USHP
213069280 | Central HP <5.4 tons | ACIQ | HRCU-A-CB (Split System: Heat Pump with Remote Outdoor Unit-Air-Source) | DLCURAH36ABK |  |  | EA*4X37L21A* | *80ES(N,L)1102120A* | 37000 | 15.5 | 8.5 | 38500 | 34800 | 90.39% | 2.12 | 0 | 10 |  |  |  |  | R-410A | 3.0833 | Residential & Commercial | USHP | Ducted CEE Tier 1
213069314 | Central HP <5.4 tons | ACIQ | HRCU-A-CB (Split System: Heat Pump with Remote Outdoor Unit-Air-Source) | DLCURAH36ABK |  |  | EA*4X42L21A* | *80ES(N,L)0451712A* | 35200 | 15.5 | 8.1 | 38500 | 35000 | 90.91% | 1.86 | 0 | 9.5 |  |  |  |  | R-410A | 2.9333 | Residential & Commercial | USHP
216675738 | Central HP <5.4 tons | CARRIER | HRCU-A-CB (Split System: Heat Pump with Remote Outdoor Unit-Air-Source) | 37MURAQ24AA3 |  |  | CAA**2517AM* | 58S(B,C)*B045M17**14 | 24200 | 15.2 | 8.5 | 23200 | 19100 | 82.33% | 1.96 | 0 | 10 |  |  |  |  | R-454B | 2.0167 | Residential & Commercial | USHP | Ducted CEE Tier 1
216675431 | Central HP <5.4 tons | CARRIER | HRCU-A-CB (Split System: Heat Pump with Remote Outdoor Unit-Air-Source) | 37MURAQ24AA3 |  |  | CSAH*3012AM* | 58CU*A040C17**12 | 24600 | 16 | 9 | 24600 | 19600 | 79.67% | 2.02 | 0 | 10 |  |  |  |  | R-454B | 2.05 | Residential & Commercial | USHP | Ducted CEE Tier 1
215588269 | Central HP <5.4 tons | CARRIER | HRCU-A-CB (Split System: Heat Pump with Remote Outdoor Unit-Air-Source) | 27VNA154A*030* |  |  | CVAMA6124XMA*+UI | 58TN*B090C21**20 | 53000 | 20 | 8.5 | 53000 | 46000 | 86.79% | 1.95 | 0 | 12.5 |  |  |  |  | R-454B | 4.4167 | Residential & Commercial | USHP | Ducted CEE Tier 1
214570785 | Central HP <5.4 tons | KEEPRITE | HRCU-A-CB (Split System: Heat Pump with Remote Outdoor Unit-Air-Source) | CVH825GKA3* |  |  | EA*4X48L24A*+WALLCON | *96CTN0802120B* | 24200 | 17 | 8.5 | 20800 | 16500 | 79.33% | 2.02 | 0 | 11 |  |  |  |  | R-410A | 2.0167 | Residential & Commercial | USHP | Ducted CEE Tier 1
214570615 | Central HP <5.4 tons | KEEPRITE | HRCU-A-CB (Split System: Heat Pump with Remote Outdoor Unit-Air-Source) | CVH825GKA3* |  |  | EA*4X43L21A*+WALLCON | *80CTL0702120B* | 24400 | 16.5 | 8.5 | 21200 | 16600 | 78.3% | 2.02 | 0 | 11 |  |  |  |  | R-410A | 2.0333 | Residential & Commercial | USHP | Ducted CEE Tier 1
214570635 | Central HP <5.4 tons | KEEPRITE | HRCU-A-CB (Split System: Heat Pump with Remote Outdoor Unit-Air-Source) | CVH825GKA3* |  |  | EA*4X43L21A*+WALLCON | *95CSU1002122B* | 24400 | 17 | 8.5 | 21200 | 16600 | 78.3% | 2.04 | 0 | 11 |  |  |  |  | R-410A | 2.0333 | Residential & Commercial | USHP | Ducted CEE Tier 1
214573055 | Central HP <5.4 tons | KEEPRITE | HRCU-A-CB (Split System: Heat Pump with Remote Outdoor Unit-Air-Source) | CVH837GKA** |  |  | EA*4X61L24A*+WALLCON | *97CMN0802120B* | 33200 | 17.5 | 8.5 | 31800 | 24800 | 77.99% | 2 | 0 | 11.5 |  |  |  |  | R-410A | 2.7667 | Residential & Commercial | USHP | Ducted CEE Tier 1
213067523 | Central HP <5.4 tons | ACIQ | HRCU-A-CB (Split System: Heat Pump with Remote Outdoor Unit-Air-Source) | HVH825GKA2* |  |  | EA*4X43L21A*+WALLCON | *95CSU1002122A* | 24400 | 17 | 8.5 | 21200 | 16600 | 78.3% | 2.04 | 0 | 11 |  |  |  |  | R-410A | 2.0333 | Residential & Commercial | USHP | Ducted CEE Tier 1
213771233 | Central HP <5.4 tons | KENMORE | HRCU-A-CB (Split System: Heat Pump with Remote Outdoor Unit-Air-Source) | (C,H,T)VH825GKA2* |  |  | EA*4X37L21A*+WALLCON | *96CTN0801714B* | 24400 | 16.5 | 8.1 | 21200 | 16600 | 78.3% | 2.02 | 0 | 11 |  |  |  |  | R-410A | 2.0333 | Residential & Commercial | USHP | Ducted CEE Tier 1
213771253 | Central HP <5.4 tons | KENMORE | HRCU-A-CB (Split System: Heat Pump with Remote Outdoor Unit-Air-Source) | (C,H,T)VH825GKA2* |  |  | EA*4X42L21A*+WALLCON | *80CTL0451712B* | 23600 | 16.5 | 8.1 | 21600 | 16700 | 77.31% | 1.94 | 0 | 10.5 |  |  |  |  | R-410A | 1.9667 | Residential & Commercial | USHP | Ducted CEE Tier 1
213770633 | Central HP <5.4 tons | KENMORE | HRCU-A-CB (Split System: Heat Pump with Remote Outdoor Unit-Air-Source) | (C,H,T)VH825GKA2* |  |  | EA*4X25L17A*+WALLCON | *95CSU0601716B* | 24200 | 16.5 | 8.1 | 21400 | 16700 | 78.04% | 2.02 | 0 | 10.5 |  |  |  |  | R-410A | 2.0167 | Residential & Commercial | USHP | Ducted CEE Tier 1
214584573 | Central HP <5.4 tons | FRASER-JOHNSTON | HRCU-A-CB (Split System: Heat Pump with Remote Outdoor Unit-Air-Source) | HH824E2S11 |  |  | CTM30B5ACS1 | Z8ES100B12SMPS1 | 23000 | 18 | 9.5 | 23000 | 19400 | 84.35% | 2 | 0 | 12 |  |  |  |  | R-454B | 1.9167 | Residential & Commercial | USHP | Ducted CEE Tier 1
212986291 | Central HP <5.4 tons | KEEPRITE | HRCU-A-CB (Split System: Heat Pump with Remote Outdoor Unit-Air-Source) | DLCURAH18ABK |  |  | EA*4X24L14A* | *96MSN0401410A* | 17400 | 16 | 8.5 | 18500 | 19500 | 105.4% | 2.34 | 0 | 10.5 |  |  |  |  | R-410A | 1.45 | Residential & Commercial | USHP | Ducted CEE Tier 1
213067698 | Central HP <5.4 tons | ACIQ | HRCU-A-CB (Split System: Heat Pump with Remote Outdoor Unit-Air-Source) | HVH837GKA** |  |  | EA*4X61L24A*+WALLCON | *80CSU1002120A* | 33200 | 17.5 | 8.1 | 32000 | 24800 | 77.5% | 1.98 | 0 | 11.5 |  |  |  |  | R-410A | 2.7667 | Residential & Commercial | USHP | Ducted CEE Tier 1
212978120 | Central HP <5.4 tons | DAY & NIGHT | HRCU-A-CB (Split System: Heat Pump with Remote Outdoor Unit-Air-Source) | DLCURAH24ABK |  |  | EA*4X30L14A* | *80MS(N,L)0701412A* | 23400 | 17 | 8.5 | 26200 | 24800 | 94.66% | 2.08 | 0 | 10 |  |  |  |  | R-410A | 1.95 | Residential & Commercial | USHP | Ducted CEE Tier 1
213063064 | Central HP <5.4 tons | ACIQ | HRCU-A-CB (Split System: Heat Pump with Remote Outdoor Unit-Air-Source) | HVH825GKA3* |  |  | EA*4X36L21A*+WALLCON | *80CSU1002120A* | 23600 | 16.5 | 8.1 | 21400 | 16700 | 78.04% | 1.92 | 11.5 | 10.5 |  |  |  |  | R-410A | 1.9667 | Residential & Commercial | USHP | Ducted CEE Tier 1
214720211 | Central HP <5.4 tons | COLEMAN | HRCU-A-CB (Split System: Heat Pump with Remote Outdoor Unit-Air-Source) | HH836E2S11 |  |  | CTU48C5XFS1+TXV | TM9Y100C16MP11 | 33200 | 19 | 9 | 31400 | 25400 | 80.89% | 2 | 0 | 11 |  |  |  |  | R-454B | 2.7667 | Residential & Commercial | USHP | Ducted CEE Tier 1
214719991 | Central HP <5.4 tons | COLEMAN | HRCU-A-CB (Split System: Heat Pump with Remote Outdoor Unit-Air-Source) | HH836E2S11 |  |  | CTU48C5XFS1+TXV | TM8E100C20MP11 | 34400 | 17 | 8.5 | 32600 | 25800 | 79.14% | 2 | 0 | 11 |  |  |  |  | R-454B | 2.8667 | Residential & Commercial | USHP | Ducted CEE Tier 1
213081033 | Central HP <5.4 tons | ACIQ | HRCU-A-CB (Split System: Heat Pump with Remote Outdoor Unit-Air-Source) | HVH837GKA** |  |  | EN(A,D,W)4X60L24**+WALLCON | *80CTL1352422A* | 32800 | 18 | 8.1 | 32200 | 24600 | 76.4% | 1.98 | 0 | 12 |  |  |  |  | R-410A | 2.7333 | Residential & Commercial | USHP | Ducted CEE Tier 1
211244684 | Central HP <5.4 tons | BRYANT HEATING AND COOLING SYSTEMS | HRCU-A-CB (Split System: Heat Pump with Remote Outdoor Unit-Air-Source) | 38MURAQ24AB3* |  |  | CNPV*3017AL* | 8(0,1)*SA36045E17*** | 24000 | 16.5 | 8.1 | 26200 | 23000 | 87.79% | 1.9 | 0 | 10.5 |  |  |  |  | R-410A | 2 | Residential & Commercial | USHP | Ducted CEE Tier 1
211244720 | Central HP <5.4 tons | BRYANT HEATING AND COOLING SYSTEMS | HRCU-A-CB (Split System: Heat Pump with Remote Outdoor Unit-Air-Source) | 38MURAQ24AB3* |  |  | CNPV*3017AL* | 912SD36060E14*** | 23400 | 17 | 8.1 | 25800 | 24000 | 93.02% | 2 | 0 | 10 |  |  |  |  | R-410A | 1.95 | Residential & Commercial | USHP | Ducted CEE Tier 1
211244786 | Central HP <5.4 tons | BRYANT HEATING AND COOLING SYSTEMS | HRCU-A-CB (Split System: Heat Pump with Remote Outdoor Unit-Air-Source) | 38MURAQ24AB3* |  |  | CNPV*3017AL* | 912SD36040E17*** | 23600 | 15.5 | 8.1 | 26200 | 23400 | 89.31% | 1.92 | 0 | 10 |  |  |  |  | R-410A | 1.9667 | Residential & Commercial | USHP | Ducted CEE Tier 1
215588401 | Central HP <5.4 tons | CARRIER | HRCU-A-CB (Split System: Heat Pump with Remote Outdoor Unit-Air-Source) | 27VNA154A*030* |  |  | CVAVA6124XMA*+UI | 59CU5B080C21**20 | 52500 | 19 | 8.1 | 53500 | 45500 | 85.05% | 1.9 | 0 | 12 |  |  |  |  | R-454B | 4.375 | Residential & Commercial | USHP | Ducted CEE Tier 1
215588153 | Central HP <5.4 tons | CARRIER | HRCU-A-CB (Split System: Heat Pump with Remote Outdoor Unit-Air-Source) | 27VNA154A*030* |  |  | CSAH*6012AM*+UI | 58CU*A100C21**20 | 49500 | 18.5 | 10.5 | 52500 | 53500 | 101.9% | 1.88 | 0 | 11 |  |  |  |  | R-454B | 4.125 | Residential & Commercial | USHP | Ducted CEE Tier 1
215588485 | Central HP <5.4 tons | CARRIER | HRCU-A-CB (Split System: Heat Pump with Remote Outdoor Unit-Air-Source) | 27VNA154A*030* |  |  | CVAMA6024XMA*+UI | 58CU*B080C21**20 | 52500 | 19.5 | 8.1 | 52000 | 45500 | 87.5% | 1.9 | 0 | 12 |  |  |  |  | R-454B | 4.375 | Residential & Commercial | USHP | Ducted CEE Tier 1
213069379 | Central HP <5.4 tons | ACIQ | HRCU-A-CB (Split System: Heat Pump with Remote Outdoor Unit-Air-Source) | DLCURAH36ABK |  |  | EA*4X42L24A* | *95ESN1202422A* | 36600 | 15.2 | 8.1 | 40000 | 35200 | 88% | 1.94 | 0 | 10 |  |  |  |  | R-410A | 3.05 | Residential & Commercial | USHP | Ducted CEE Tier 1
213069396 | Central HP <5.4 tons | ACIQ | HRCU-A-CB (Split System: Heat Pump with Remote Outdoor Unit-Air-Source) | DLCURAH36ABK |  |  | EA*4X43L21A* | *80ES(N,L)0702116A* | 37200 | 15.5 | 8.5 | 38500 | 35000 | 90.91% | 2.12 | 0 | 10 |  |  |  |  | R-410A | 3.1 | Residential & Commercial | USHP | Ducted CEE Tier 1
213069444 | Central HP <5.4 tons | ACIQ | HRCU-A-CB (Split System: Heat Pump with Remote Outdoor Unit-Air-Source) | DLCURAH36ABK |  |  | EA*4X48L21A* | *80VSL0701716A* | 35600 | 16 | 8.1 | 37800 | 34600 | 91.53% | 2.04 | 0 | 10 |  |  |  |  | R-410A | 2.9667 | Residential & Commercial | USHP | Ducted CEE Tier 1
211226826 | Central HP <5.4 tons | BRYANT HEATING AND COOLING SYSTEMS | HRCU-A-CB (Split System: Heat Pump with Remote Outdoor Unit-Air-Source) | 38MURAQ36AB3* |  |  | CAP**3721AL* | 8(0,1)*SA48090E21*** | 36600 | 16 | 8.5 | 38500 | 34800 | 90.39% | 2.1 | 0 | 10 |  |  |  |  | R-410A | 3.05 | Residential & Commercial | USHP | Ducted CEE Tier 1
213069227 | Central HP <5.4 tons | ACIQ | HRCU-A-CB (Split System: Heat Pump with Remote Outdoor Unit-Air-Source) | DLCURAH30ABK |  |  | FMA4X30**AL* | 0 | 31200 | 15.5 | 8.5 | 35400 | 26800 | 75.71% | 1.86 | 0 | 9 |  |  |  |  | R-410A | 2.6 | Residential & Commercial | USHP
211226871 | Central HP <5.4 tons | BRYANT HEATING AND COOLING SYSTEMS | HRCU-A-CB (Split System: Heat Pump with Remote Outdoor Unit-Air-Source) | 38MURAQ36AB3* |  |  | CAP**3721AL* | 82*SA48070V17*** | 36600 | 15.5 | 8.5 | 38500 | 34800 | 90.39% | 2.08 | 0 | 10 |  |  |  |  | R-410A | 3.05 | Residential & Commercial | USHP | Ducted CEE Tier 1
215683641 | Central HP <5.4 tons | CARRIER | HRCU-A-CB (Split System: Heat Pump with Remote Outdoor Unit-Air-Source) | 27VNA024A*030* |  |  | CAA**3017AM*+UI | 59TN6C080C17**14 | 23000 | 17 | 9 | 23800 | 16700 | 70.17% | 1.98 | 0 | 10 |  |  |  |  | R-454B | 1.9167 | Residential & Commercial | USHP | Ducted CEE Tier 1
215683659 | Central HP <5.4 tons | CARRIER | HRCU-A-CB (Split System: Heat Pump with Remote Outdoor Unit-Air-Source) | 27VNA024A*030* |  |  | CAA**3617AM*+UI | 59TN6C040C14**10 | 22600 | 16 | 8.5 | 24200 | 17000 | 70.25% | 1.84 | 0 | 9.5 |  |  |  |  | R-454B | 1.8833 | Residential & Commercial | USHP
215683677 | Central HP <5.4 tons | CARRIER | HRCU-A-CB (Split System: Heat Pump with Remote Outdoor Unit-Air-Source) | 27VNA024A*030* |  |  | CAA**3717AM*+UI | 59MN7C060C17**14 | 23600 | 17 | 9 | 23600 | 16600 | 70.34% | 1.98 | 0 | 10 |  |  |  |  | R-454B | 1.9667 | Residential & Commercial | USHP | Ducted CEE Tier 1
215683691 | Central HP <5.4 tons | CARRIER | HRCU-A-CB (Split System: Heat Pump with Remote Outdoor Unit-Air-Source) | 27VNA024A*030* |  |  | CAA**3721AM*+UI | 58TN*B045C17**12 | 23800 | 17 | 9 | 23400 | 16500 | 70.51% | 2 | 0 | 10.5 |  |  |  |  | R-454B | 1.9833 | Residential & Commercial | USHP | Ducted CEE Tier 1
213770846 | Central HP <5.4 tons | BRYANT HEATING AND COOLING SYSTEMS | HRCU-A-CB (Split System: Heat Pump with Remote Outdoor Unit-Air-Source) | 288BNV025*0**B* |  |  | CAP**3617AL*+UI | 935CB48060C17*** | 23400 | 16.5 | 8.1 | 21600 | 16700 | 77.31% | 1.94 | 0 | 10.5 |  |  |  |  | R-410A | 1.95 | Residential & Commercial | USHP | Ducted CEE Tier 1
214243988 | Central HP <5.4 tons | BRYANT HEATING AND COOLING SYSTEMS | HRCU-A-CB (Split System: Heat Pump with Remote Outdoor Unit-Air-Source) | 284ANV024*0**B* |  |  | CNPV*3017AL*+UI | 88*TB36045C17*** | 23000 | 19 | 9.5 | 26800 | 20200 | 75.37% | 2.34 | 0 | 12.5 |  |  |  |  | R-410A | 1.9167 | Residential & Commercial | USHP | Ducted CEE Tier 1
214243990 | Central HP <5.4 tons | BRYANT HEATING AND COOLING SYSTEMS | HRCU-A-CB (Split System: Heat Pump with Remote Outdoor Unit-Air-Source) | 284ANV024*0**B* |  |  | CNPV*3017AL*+UI | 88*TB36070C14*** | 23200 | 20 | 9.5 | 26600 | 20000 | 75.19% | 2.36 | 0 | 13 |  |  |  |  | R-410A | 1.9333 | Residential & Commercial | USHP | Ducted CEE Tier 1
212979875 | Central HP <5.4 tons | DAY & NIGHT | HRCU-A-CB (Split System: Heat Pump with Remote Outdoor Unit-Air-Source) | DLCURAH24ABK |  |  | EA*4X37L17A* | *80MS(N,L)0901714A* | 24000 | 17 | 8.1 | 25200 | 22400 | 88.89% | 1.86 | 0 | 10 |  |  |  |  | R-410A | 2 | Residential & Commercial | USHP | Ducted CEE Tier 1
213069638 | Central HP <5.4 tons | ACIQ | HRCU-A-CB (Split System: Heat Pump with Remote Outdoor Unit-Air-Source) | DLCURAH24ABK |  |  | EA*4X24L14A* | *80ES(N,L)0451412A* | 24200 | 16 | 8.5 | 27200 | 23400 | 86.03% | 1.9 | 0 | 10 |  |  |  |  | R-410A | 2.0167 | Residential & Commercial | USHP | Ducted CEE Tier 1
213069686 | Central HP <5.4 tons | ACIQ | HRCU-A-CB (Split System: Heat Pump with Remote Outdoor Unit-Air-Source) | DLCURAH24ABK |  |  | EA*4X25L17A* | *96VSN0801716A* | 24800 | 17 | 8.5 | 25600 | 21200 | 82.81% | 1.78 | 0 | 10.5 |  |  |  |  | R-410A | 2.0667 | Residential & Commercial | USHP | Ducted CEE Tier 1
213069703 | Central HP <5.4 tons | ACIQ | HRCU-A-CB (Split System: Heat Pump with Remote Outdoor Unit-Air-Source) | DLCURAH24ABK |  |  | EA*4X25L17A* | *96VTN0601714A* | 24600 | 16.5 | 8.5 | 25400 | 21400 | 84.25% | 1.78 | 0 | 10 |  |  |  |  | R-410A | 2.05 | Residential & Commercial | USHP | Ducted CEE Tier 1
213069722 | Central HP <5.4 tons | ACIQ | HRCU-A-CB (Split System: Heat Pump with Remote Outdoor Unit-Air-Source) | DLCURAH24ABK |  |  | EA*4X30L14A* | *96VSN0601412A* | 23400 | 16.5 | 8.5 | 25800 | 24200 | 93.8% | 2 | 0 | 10 |  |  |  |  | R-410A | 1.95 | Residential & Commercial | USHP | Ducted CEE Tier 1
213069870 | Central HP <5.4 tons | ACIQ | HRCU-A-CB (Split System: Heat Pump with Remote Outdoor Unit-Air-Source) | DLCURAH24ABK |  |  | EA*4X30L17A* | *92ESN0601412A* | 23400 | 17 | 8.5 | 25800 | 24200 | 93.8% | 2.02 | 0 | 10 |  |  |  |  | R-410A | 1.95 | Residential & Commercial | USHP | Ducted CEE Tier 1
213069888 | Central HP <5.4 tons | ACIQ | HRCU-A-CB (Split System: Heat Pump with Remote Outdoor Unit-Air-Source) | DLCURAH24ABK |  |  | EA*4X30L17A* | *95ESN0601714A* | 24600 | 16 | 8.5 | 26800 | 22600 | 84.33% | 1.84 | 0 | 10 |  |  |  |  | R-410A | 2.05 | Residential & Commercial | USHP | Ducted CEE Tier 1
213070054 | Central HP <5.4 tons | ACIQ | HRCU-A-CB (Split System: Heat Pump with Remote Outdoor Unit-Air-Source) | DLCURAH24ABK |  |  | EA*4X36L17A* | *96VTN0601412A* | 23600 | 16.5 | 8.5 | 25800 | 23400 | 90.7% | 1.94 | 0 | 10 |  |  |  |  | R-410A | 1.9667 | Residential & Commercial | USHP | Ducted CEE Tier 1
213771156 | Central HP <5.4 tons | BRYANT HEATING AND COOLING SYSTEMS | HRCU-A-CB (Split System: Heat Pump with Remote Outdoor Unit-Air-Source) | 288BNV025*0**B* |  |  | CAP**3721AL*+UI | 88*TB60090C21*** | 24400 | 16.5 | 8.5 | 21200 | 16600 | 78.3% | 2.04 | 0 | 11 |  |  |  |  | R-410A | 2.0333 | Residential & Commercial | USHP | Ducted CEE Tier 1
213771206 | Central HP <5.4 tons | BRYANT HEATING AND COOLING SYSTEMS | HRCU-A-CB (Split System: Heat Pump with Remote Outdoor Unit-Air-Source) | 288BNV025*0**B* |  |  | CAP**3721AL*+UI | 987MC66100C21*** | 24400 | 16.5 | 8.5 | 21200 | 16600 | 78.3% | 2.04 | 0 | 11 |  |  |  |  | R-410A | 2.0333 | Residential & Commercial | USHP | Ducted CEE Tier 1
214396609 | Central HP <5.4 tons | COLEMAN | HRCU-A-CB (Split System: Heat Pump with Remote Outdoor Unit-Air-Source) | HH860E2S11 |  |  | CTM60D5CGS1+JMC20D2SN1 | 0 | 45000 | 18 | 9.5 | 46500 | 33800 | 72.69% | 2 | 0 | 12 |  |  |  |  | R-454B | 3.75 | Residential & Commercial | USHP | Ducted CEE Tier 1
213779162 | Central HP <5.4 tons | KEEPRITE | HRCU-A-CB (Split System: Heat Pump with Remote Outdoor Unit-Air-Source) | CVH837GKA** |  |  | EA*4X42L21A*+WALLCON | *96CTN0801714B* | 31600 | 17 | 8.1 | 33000 | 24600 | 74.55% | 1.86 | 0 | 10.5 |  |  |  |  | R-410A | 2.6333 | Residential & Commercial | USHP | Ducted CEE Tier 1
213071756 | Central HP <5.4 tons | ACIQ | HRCU-A-CB (Split System: Heat Pump with Remote Outdoor Unit-Air-Source) | DLCURAH24ABK |  |  | EN(A,D)4X36L21** | *80ES(N,L)0701716A* | 24800 | 16 | 8.1 | 26800 | 22200 | 82.84% | 1.82 | 0 | 10.5 |  |  |  |  | R-410A | 2.0667 | Residential & Commercial | USHP | Ducted CEE Tier 1
215588487 | Central HP <5.4 tons | CARRIER | HRCU-A-CB (Split System: Heat Pump with Remote Outdoor Unit-Air-Source) | 27VNA154A*030* |  |  | CVAMA6024XMA*+UI | 58CU*B100C21**20 | 52000 | 19 | 8.1 | 52500 | 46500 | 88.57% | 1.9 | 0 | 11.7 |  |  |  |  | R-454B | 4.3333 | Residential & Commercial | USHP | Ducted CEE Tier 1
215588517 | Central HP <5.4 tons | CARRIER | HRCU-A-CB (Split System: Heat Pump with Remote Outdoor Unit-Air-Source) | 27VNA154A*030* |  |  | CVAVA4924XMA*+UI | 58CU*B100C21**20 | 52000 | 19 | 8.1 | 52500 | 46500 | 88.57% | 1.85 | 0 | 12 |  |  |  |  | R-454B | 4.3333 | Residential & Commercial | USHP | Ducted CEE Tier 1
215683879 | Central HP <5.4 tons | CARRIER | HRCU-A-CB (Split System: Heat Pump with Remote Outdoor Unit-Air-Source) | 27VNA036A*030* |  |  | CAA**3717AM*+UI | 59CU5B060C17**16 | 33800 | 17 | 9 | 35800 | 25600 | 71.51% | 1.86 | 0 | 9.5 |  |  |  |  | R-454B | 2.8167 | Residential & Commercial | USHP
213771346 | Central HP <5.4 tons | BRYANT HEATING AND COOLING SYSTEMS | HRCU-A-CB (Split System: Heat Pump with Remote Outdoor Unit-Air-Source) | 288BNV025*0**B* |  |  | CAP**4221AL*+UI | 986TD42080C17*** | 23600 | 16.5 | 8.1 | 21400 | 16700 | 78.04% | 1.96 | 0 | 10.5 |  |  |  |  | R-410A | 1.9667 | Residential & Commercial | USHP | Ducted CEE Tier 1
213771666 | Central HP <5.4 tons | BRYANT HEATING AND COOLING SYSTEMS | HRCU-A-CB (Split System: Heat Pump with Remote Outdoor Unit-Air-Source) | 288BNV025*0**B* |  |  | CAP**4821AL*+UI | 986TD66100C21*** | 24000 | 16.5 | 8.1 | 21000 | 16500 | 78.57% | 2.02 | 0 | 11 |  |  |  |  | R-410A | 2 | Residential & Commercial | USHP | Ducted CEE Tier 1
214229200 | Central HP <5.4 tons | BRYANT HEATING AND COOLING SYSTEMS | HRCU-A-CB (Split System: Heat Pump with Remote Outdoor Unit-Air-Source) | 38MURAQ24AB3* |  |  | CNPV*3617AL* | 83*SB48060M17*** | 23600 | 17 | 8.5 | 25600 | 24000 | 93.75% | 2 | 0 | 10.5 |  |  |  |  | R-410A | 1.9667 | Residential & Commercial | USHP | Ducted CEE Tier 1
213070289 | Central HP <5.4 tons | ACIQ | HRCU-A-CB (Split System: Heat Pump with Remote Outdoor Unit-Air-Source) | DLCURAH24ABK |  |  | EA*4X36L21A* | *96VTN0802120A* | 23800 | 17 | 8.5 | 25800 | 23200 | 89.92% | 1.94 | 0 | 10 |  |  |  |  | R-410A | 1.9833 | Residential & Commercial | USHP | Ducted CEE Tier 1
213070321 | Central HP <5.4 tons | ACIQ | HRCU-A-CB (Split System: Heat Pump with Remote Outdoor Unit-Air-Source) | DLCURAH24ABK |  |  | EA*4X36L21A* | *80ES(N,L)0701712A* | 23400 | 17 | 8.5 | 25600 | 23600 | 92.19% | 1.98 | 0 | 10 |  |  |  |  | R-410A | 1.95 | Residential & Commercial | USHP | Ducted CEE Tier 1
213070338 | Central HP <5.4 tons | ACIQ | HRCU-A-CB (Split System: Heat Pump with Remote Outdoor Unit-Air-Source) | DLCURAH24ABK |  |  | EA*4X36L21A* | *80ES(N,L)0901714A* | 24800 | 17 | 8.5 | 26400 | 22000 | 83.33% | 1.84 | 0 | 10 |  |  |  |  | R-410A | 2.0667 | Residential & Commercial | USHP | Ducted CEE Tier 1
213070372 | Central HP <5.4 tons | ACIQ | HRCU-A-CB (Split System: Heat Pump with Remote Outdoor Unit-Air-Source) | DLCURAH24ABK |  |  | EA*4X36L21A* | *92ESN0801716A* | 24400 | 17 | 8.5 | 26200 | 22400 | 85.5% | 1.86 | 0 | 10 |  |  |  |  | R-410A | 2.0333 | Residential & Commercial | USHP | Ducted CEE Tier 1
213070504 | Central HP <5.4 tons | ACIQ | HRCU-A-CB (Split System: Heat Pump with Remote Outdoor Unit-Air-Source) | DLCURAH24ABK |  |  | EA*4X37L17A* | *80VSL0701716A* | 24200 | 16.5 | 8.5 | 25400 | 21800 | 85.83% | 1.82 | 0 | 10 |  |  |  |  | R-410A | 2.0167 | Residential & Commercial | USHP | Ducted CEE Tier 1
213070588 | Central HP <5.4 tons | ACIQ | HRCU-A-CB (Split System: Heat Pump with Remote Outdoor Unit-Air-Source) | DLCURAH24ABK |  |  | EA*4X37L17A* | *80ES(N,L)0451712A* | 24600 | 16.5 | 8.5 | 25600 | 21600 | 84.38% | 1.8 | 0 | 10 |  |  |  |  | R-410A | 2.05 | Residential & Commercial | USHP | Ducted CEE Tier 1
213072115 | Central HP <5.4 tons | ACIQ | HRCU-A-CB (Split System: Heat Pump with Remote Outdoor Unit-Air-Source) | DLCURAH18ABK |  |  | EA*4X19L17A* | *80VSL0451716A* | 18100 | 16 | 8.5 | 18100 | 17700 | 97.79% | 2.14 | 0 | 10.5 |  |  |  |  | R-410A | 1.5083 | Residential & Commercial | USHP | Ducted CEE Tier 1
213072131 | Central HP <5.4 tons | ACIQ | HRCU-A-CB (Split System: Heat Pump with Remote Outdoor Unit-Air-Source) | DLCURAH18ABK |  |  | EA*4X19L17A* | *80ES(N,L)0701712A* | 18600 | 16.5 | 8.5 | 18400 | 17500 | 95.11% | 2.14 | 0 | 11 |  |  |  |  | R-410A | 1.55 | Residential & Commercial | USHP | Ducted CEE Tier 1
213072163 | Central HP <5.4 tons | ACIQ | HRCU-A-CB (Split System: Heat Pump with Remote Outdoor Unit-Air-Source) | DLCURAH18ABK |  |  | EA*4X24L17A* | *80ESU0401712A* | 18400 | 16.5 | 9 | 19200 | 18700 | 97.4% | 2.26 | 0 | 11 |  |  |  |  | R-410A | 1.5333 | Residential & Commercial | USHP | Ducted CEE Tier 1
213072181 | Central HP <5.4 tons | ACIQ | HRCU-A-CB (Split System: Heat Pump with Remote Outdoor Unit-Air-Source) | DLCURAH18ABK |  |  | EA*4X24L17A* | *92ESN0401712A* | 17800 | 15.5 | 8.5 | 18800 | 19000 | 101.1% | 2.28 | 0 | 10.5 |  |  |  |  | R-410A | 1.4833 | Residential & Commercial | USHP | Ducted CEE Tier 1
213072197 | Central HP <5.4 tons | ACIQ | HRCU-A-CB (Split System: Heat Pump with Remote Outdoor Unit-Air-Source) | DLCURAH18ABK |  |  | EA*4X25L17A* | *80VTL0451412A* | 18200 | 16.5 | 8.5 | 18000 | 17500 | 97.22% | 2.12 | 0 | 11 |  |  |  |  | R-410A | 1.5167 | Residential & Commercial | USHP | Ducted CEE Tier 1
213075267 | Central HP <5.4 tons | ACIQ | HRCU-A-CB (Split System: Heat Pump with Remote Outdoor Unit-Air-Source) | DLCURAH36ABK |  |  | EA*4X36L21A* | *95ESN0802120A* | 35800 | 15.5 | 8.1 | 39500 | 35400 | 89.62% | 1.84 | 0 | 9.5 |  |  |  |  | R-410A | 2.9833 | Residential & Commercial | USHP
213062600 | Central HP <5.4 tons | ACIQ | HRCU-A-CB (Split System: Heat Pump with Remote Outdoor Unit-Air-Source) | HVH825GKA2* |  |  | EA*4X36L17A*+WALLCON | *80CTL0701716A* | 23600 | 16.5 | 8.1 | 21400 | 16700 | 78.04% | 1.94 | 11.5 | 11 |  |  |  |  | R-410A | 1.9667 | Residential & Commercial | USHP | Ducted CEE Tier 1
213062602 | Central HP <5.4 tons | ACIQ | HRCU-A-CB (Split System: Heat Pump with Remote Outdoor Unit-Air-Source) | HVH825GKA2* |  |  | EA*4X36L17A*+WALLCON | *96CTN0801714A* | 23600 | 16.5 | 8.1 | 21600 | 16700 | 77.31% | 1.92 | 11.5 | 10.5 |  |  |  |  | R-410A | 1.9667 | Residential & Commercial | USHP | Ducted CEE Tier 1
213361588 | Central HP <5.4 tons | BRYANT HEATING AND COOLING SYSTEMS | HRCU-A-CB (Split System: Heat Pump with Remote Outdoor Unit-Air-Source) | 284ANV036*0**B* |  |  | FE4BNBD60L*+UI | 0 | 34800 | 21 | 9 | 35400 | 24800 | 70.06% | 2.06 | 0 | 13 |  |  |  |  | R-410A | 2.9 | Residential & Commercial | USHP | Ducted CEE Tier 1
211229956 | Central HP <5.4 tons | BRYANT HEATING AND COOLING SYSTEMS | HRCU-A-CB (Split System: Heat Pump with Remote Outdoor Unit-Air-Source) | 38MURAQ36AB3* |  |  | CNPV*4821AL* | 8(0,1)*SA60090E21*** | 36600 | 16 | 8.1 | 39500 | 34800 | 88.1% | 2.04 | 0 | 10.5 |  |  |  |  | R-410A | 3.05 | Residential & Commercial | USHP | Ducted CEE Tier 1
211230049 | Central HP <5.4 tons | BRYANT HEATING AND COOLING SYSTEMS | HRCU-A-CB (Split System: Heat Pump with Remote Outdoor Unit-Air-Source) | 38MURAQ36AB3* |  |  | CNPV*4821AL* | 83*SA60100E21*** | 36200 | 16 | 8.1 | 38500 | 34800 | 90.39% | 2.02 | 0 | 10 |  |  |  |  | R-410A | 3.0167 | Residential & Commercial | USHP | Ducted CEE Tier 1
211230183 | Central HP <5.4 tons | BRYANT HEATING AND COOLING SYSTEMS | HRCU-A-CB (Split System: Heat Pump with Remote Outdoor Unit-Air-Source) | 38MURAQ36AB3* |  |  | CNPV*4821AL* | 915SB60080E21*** | 36800 | 15.5 | 8.1 | 39500 | 35000 | 88.61% | 2.06 | 0 | 10.5 |  |  |  |  | R-410A | 3.0667 | Residential & Commercial | USHP | Ducted CEE Tier 1
211230292 | Central HP <5.4 tons | BRYANT HEATING AND COOLING SYSTEMS | HRCU-A-CB (Split System: Heat Pump with Remote Outdoor Unit-Air-Source) | 38MURAQ36AB3* |  |  | CNPV*4821AL* | 935SA66100E21*** | 37400 | 15.5 | 8.5 | 39500 | 35000 | 88.61% | 2.08 | 0 | 10.5 |  |  |  |  | R-410A | 3.1167 | Residential & Commercial | USHP | Ducted CEE Tier 1
215935635 | Central HP <5.4 tons | BRYANT HEATING AND COOLING SYSTEMS | HRCU-A-CB (Split System: Heat Pump with Remote Outdoor Unit-Air-Source) | 293VAN036**AA* |  |  | CVAVA3621XMA*+UI | 88*TB60070C21*** | 34400 | 21 | 8.5 | 38500 | 28200 | 73.25% | 2.04 | 0 | 11.7 |  |  |  |  | R-454B | 2.8667 | Residential & Commercial | USHP | Ducted CEE Tier 1
213070606 | Central HP <5.4 tons | ACIQ | HRCU-A-CB (Split System: Heat Pump with Remote Outdoor Unit-Air-Source) | DLCURAH24ABK |  |  | EA*4X37L17A* | *92ESN0601412A* | 25200 | 16.5 | 8.5 | 26200 | 21000 | 80.15% | 1.76 | 0 | 10 |  |  |  |  | R-410A | 2.1 | Residential & Commercial | USHP | Ducted CEE Tier 1
213070658 | Central HP <5.4 tons | ACIQ | HRCU-A-CB (Split System: Heat Pump with Remote Outdoor Unit-Air-Source) | DLCURAH24ABK |  |  | EA*4X37L17A* | OLV098A12* | 23800 | 16.5 | 8.1 | 25200 | 22200 | 88.1% | 1.84 | 0 | 10 |  |  |  |  | R-410A | 1.9833 | Residential & Commercial | USHP | Ducted CEE Tier 1
213070972 | Central HP <5.4 tons | ACIQ | HRCU-A-CB (Split System: Heat Pump with Remote Outdoor Unit-Air-Source) | DLCURAH24ABK |  |  | EN(A,D)4X24L14** | *92ESN0601412A* | 24200 | 15.5 | 8.5 | 27200 | 22600 | 83.09% | 1.86 | 0 | 10 |  |  |  |  | R-410A | 2.0167 | Residential & Commercial | USHP | Ducted CEE Tier 1
213071024 | Central HP <5.4 tons | ACIQ | HRCU-A-CB (Split System: Heat Pump with Remote Outdoor Unit-Air-Source) | DLCURAH24ABK |  |  | EN(A,D)4X24L17** | *95ESU0401712A* | 23200 | 16.5 | 8.5 | 26400 | 24400 | 92.42% | 2.04 | 0 | 10 |  |  |  |  | R-410A | 1.9333 | Residential & Commercial | USHP | Ducted CEE Tier 1
213071058 | Central HP <5.4 tons | ACIQ | HRCU-A-CB (Split System: Heat Pump with Remote Outdoor Unit-Air-Source) | DLCURAH24ABK |  |  | EN(A,D)4X24L17** | *80VTL0451412A* | 23800 | 16 | 8.5 | 26800 | 23200 | 86.57% | 1.92 | 0 | 10 |  |  |  |  | R-410A | 1.9833 | Residential & Commercial | USHP | Ducted CEE Tier 1
213071240 | Central HP <5.4 tons | ACIQ | HRCU-A-CB (Split System: Heat Pump with Remote Outdoor Unit-Air-Source) | DLCURAH24ABK |  |  | EN(A,D)4X30L14** | *95ESN0601412A* | 24200 | 15.5 | 8.1 | 26600 | 22800 | 85.71% | 1.86 | 0 | 10 |  |  |  |  | R-410A | 2.0167 | Residential & Commercial | USHP | Ducted CEE Tier 1
213071391 | Central HP <5.4 tons | ACIQ | HRCU-A-CB (Split System: Heat Pump with Remote Outdoor Unit-Air-Source) | DLCURAH24ABK |  |  | EN(A,D)4X30L17** | *96VTN0601412A* | 23600 | 16.5 | 8.1 | 25800 | 23800 | 92.25% | 1.98 | 0 | 10 |  |  |  |  | R-410A | 1.9667 | Residential & Commercial | USHP | Ducted CEE Tier 1
213071676 | Central HP <5.4 tons | ACIQ | HRCU-A-CB (Split System: Heat Pump with Remote Outdoor Unit-Air-Source) | DLCURAH24ABK |  |  | EN(A,D,W)4X36L17** | *95ESN0801716A* | 24600 | 15.5 | 8.1 | 26800 | 22200 | 82.84% | 1.82 | 0 | 10 |  |  |  |  | R-410A | 2.05 | Residential & Commercial | USHP | Ducted CEE Tier 1
213069316 | Central HP <5.4 tons | ACIQ | HRCU-A-CB (Split System: Heat Pump with Remote Outdoor Unit-Air-Source) | DLCURAH36ABK |  |  | EA*4X42L21A* | *80ES(N,L)0701716A* | 35200 | 16 | 8.1 | 38500 | 35000 | 90.91% | 1.88 | 0 | 9.5 |  |  |  |  | R-410A | 2.9333 | Residential & Commercial | USHP
213069325 | Central HP <5.4 tons | ACIQ | HRCU-A-CB (Split System: Heat Pump with Remote Outdoor Unit-Air-Source) | DLCURAH36ABK |  |  | EA*4X42L21A* | *80VSL0902120A* | 35000 | 16 | 8.1 | 38500 | 35000 | 90.91% | 1.86 | 0 | 9.5 |  |  |  |  | R-410A | 2.9167 | Residential & Commercial | USHP
213077586 | Central HP <5.4 tons | BRYANT HEATING AND COOLING SYSTEMS | HRCU-A-CB (Split System: Heat Pump with Remote Outdoor Unit-Air-Source) | 38MURAQ36AB3* |  |  | CAP**3621AL* | 926TC60100V21*** | 35200 | 16 | 8.1 | 38500 | 35200 | 91.43% | 1.82 | 0 | 10 |  |  |  |  | R-410A | 2.9333 | Residential & Commercial | USHP | Ducted CEE Tier 1
214584563 | Central HP <5.4 tons | FRASER-JOHNSTON | HRCU-A-CB (Split System: Heat Pump with Remote Outdoor Unit-Air-Source) | HH860E2S11 |  |  | CTM60C5CGS1 | Z8ES100C16SMPS1 | 44000 | 18 | 9 | 44000 | 33200 | 75.45% | 2 | 0 | 12 |  |  |  |  | R-454B | 3.6667 | Residential & Commercial | USHP | Ducted CEE Tier 1
214584578 | Central HP <5.4 tons | FRASER-JOHNSTON | HRCU-A-CB (Split System: Heat Pump with Remote Outdoor Unit-Air-Source) | HH860E2S11 |  |  | CTM60C5CHS1 | Z8ES120C20SMPS1 | 53500 | 19 | 9 | 53500 | 38000 | 71.03% | 2 | 0 | 11.7 |  |  |  |  | R-454B | 4.4583 | Residential & Commercial | USHP | Ducted CEE Tier 1
216786513 | Central HP <5.4 tons | COLEMAN | HRCU-A-CB (Split System: Heat Pump with Remote Outdoor Unit-Air-Source) | HH860E2S11 |  |  | CTF60D5CHS1 | Z8ES130D20LMPS1 | 54000 | 19 | 9 | 53500 | 38500 | 71.96% | 2 | 0 | 12 |  |  |  |  | R-454B | 4.5 | Residential & Commercial | USHP | Ducted CEE Tier 1
212578832 | Central HP <5.4 tons | TCL | HRCU-A-CB (Split System: Heat Pump with Remote Outdoor Unit-Air-Source) | THH30HAI2NAF2U23 |  |  | 4TXCB004DS3 | A801X060BM4SCA | 30000 | 15.2 | 8.1 | 25000 | 18000 | 72% | 1.75 | 0 | 9.5 |  |  |  |  | R-410A | 2.5 | Residential & Commercial | USHP
211245120 | Central HP <5.4 tons | BRYANT HEATING AND COOLING SYSTEMS | HRCU-A-CB (Split System: Heat Pump with Remote Outdoor Unit-Air-Source) | 38MURAQ24AB3* |  |  | CNPV*3617AL* | 8(0,1)*SA36045E17*** | 24000 | 16.5 | 8.1 | 26200 | 23000 | 87.79% | 1.9 | 0 | 10.5 |  |  |  |  | R-410A | 2 | Residential & Commercial | USHP | Ducted CEE Tier 1
211245689 | Central HP <5.4 tons | BRYANT HEATING AND COOLING SYSTEMS | HRCU-A-CB (Split System: Heat Pump with Remote Outdoor Unit-Air-Source) | 38MURAQ24AB3* |  |  | CNPV*3621AL* | 912SD60100E21*** | 24800 | 16.5 | 8.5 | 26800 | 22200 | 82.84% | 1.84 | 0 | 10.5 |  |  |  |  | R-410A | 2.0667 | Residential & Commercial | USHP | Ducted CEE Tier 1
214396277 | Central HP <5.4 tons | COLEMAN | HRCU-A-CB (Split System: Heat Pump with Remote Outdoor Unit-Air-Source) | HH824E2S11 |  |  | CTM30B5ACS1 | CP9C080B12MP13 | 23000 | 17 | 9.5 | 23000 | 17800 | 77.39% | 2 | 0 | 12 |  |  |  |  | R-454B | 1.9167 | Residential & Commercial | USHP | Ducted CEE Tier 1
215936072 | Central HP <5.4 tons | KENMORE | HRCU-A-CB (Split System: Heat Pump with Remote Outdoor Unit-Air-Source) | (C,H,T)5H3V36*K*AAA* |  |  | EVD5X42M21A*+WALLCON | *97CMN0601714B* | 34000 | 20 | 8.1 | 38000 | 27000 | 71.05% | 2 | 0 | 11 |  |  |  |  | R-454B | 2.8333 | Residential & Commercial | USHP | Ducted CEE Tier 1
215935552 | Central HP <5.4 tons | KENMORE | HRCU-A-CB (Split System: Heat Pump with Remote Outdoor Unit-Air-Source) | (C,H,T)5H3V36*K*AAA* |  |  | EVD5X31M17A*+WALLCON | *97CMN0601714B* | 34800 | 20.5 | 8.5 | 38000 | 27800 | 73.16% | 2.08 | 0 | 11.5 |  |  |  |  | R-454B | 2.9 | Residential & Commercial | USHP | Ducted CEE Tier 1
211245178 | Central HP <5.4 tons | BRYANT HEATING AND COOLING SYSTEMS | HRCU-A-CB (Split System: Heat Pump with Remote Outdoor Unit-Air-Source) | 38MURAQ24AB3* |  |  | CNPV*3617AL* | 912SD48080E17*** | 24200 | 17 | 8.1 | 26200 | 22800 | 87.02% | 1.88 | 0 | 10.5 |  |  |  |  | R-410A | 2.0167 | Residential & Commercial | USHP | Ducted CEE Tier 1
211245377 | Central HP <5.4 tons | BRYANT HEATING AND COOLING SYSTEMS | HRCU-A-CB (Split System: Heat Pump with Remote Outdoor Unit-Air-Source) | 38MURAQ24AB3* |  |  | CNPV*3621AL* | 926TB66100V21*** | 23600 | 17 | 8.1 | 25800 | 23800 | 92.25% | 1.98 | 0 | 10.5 |  |  |  |  | R-410A | 1.9667 | Residential & Commercial | USHP | Ducted CEE Tier 1
213067699 | Central HP <5.4 tons | ACIQ | HRCU-A-CB (Split System: Heat Pump with Remote Outdoor Unit-Air-Source) | HVH837GKA** |  |  | EA*4X61L24A*+WALLCON | *95CSU0802120A* | 33200 | 18 | 8.5 | 32000 | 24800 | 77.5% | 2 | 0 | 11.5 |  |  |  |  | R-410A | 2.7667 | Residential & Commercial | USHP | Ducted CEE Tier 1
213072094 | Central HP <5.4 tons | ACIQ | HRCU-A-CB (Split System: Heat Pump with Remote Outdoor Unit-Air-Source) | DLCURAH18ABK |  |  | EA*4X19L17A* | *96VSN0401712A* | 18200 | 15.5 | 8.5 | 18300 | 17600 | 96.17% | 2.12 | 0 | 10.5 |  |  |  |  | R-410A | 1.5167 | Residential & Commercial | USHP | Ducted CEE Tier 1
213072128 | Central HP <5.4 tons | ACIQ | HRCU-A-CB (Split System: Heat Pump with Remote Outdoor Unit-Air-Source) | DLCURAH18ABK |  |  | EA*4X19L17A* | *96VTN0601714A* | 18200 | 16 | 8.5 | 18200 | 17700 | 97.25% | 2.14 | 0 | 10.5 |  |  |  |  | R-410A | 1.5167 | Residential & Commercial | USHP | Ducted CEE Tier 1
213072160 | Central HP <5.4 tons | ACIQ | HRCU-A-CB (Split System: Heat Pump with Remote Outdoor Unit-Air-Source) | DLCURAH18ABK |  |  | EA*4X24L17A* | *95ESU0401712A* | 17600 | 16 | 8.5 | 18500 | 19100 | 103.2% | 2.3 | 0 | 10.5 |  |  |  |  | R-410A | 1.4667 | Residential & Commercial | USHP | Ducted CEE Tier 1
213072162 | Central HP <5.4 tons | ACIQ | HRCU-A-CB (Split System: Heat Pump with Remote Outdoor Unit-Air-Source) | DLCURAH18ABK |  |  | EA*4X24L17A* | *80VSL0701716A* | 17400 | 16 | 8.5 | 18300 | 19200 | 104.9% | 2.32 | 0 | 10.5 |  |  |  |  | R-410A | 1.45 | Residential & Commercial | USHP | Ducted CEE Tier 1
213072178 | Central HP <5.4 tons | ACIQ | HRCU-A-CB (Split System: Heat Pump with Remote Outdoor Unit-Air-Source) | DLCURAH18ABK |  |  | EA*4X24L17A* | *92ESN0601412A* | 18100 | 16 | 9 | 19000 | 18800 | 98.95% | 2.28 | 0 | 10.5 |  |  |  |  | R-410A | 1.5083 | Residential & Commercial | USHP | Ducted CEE Tier 1
214396428 | Central HP <5.4 tons | COLEMAN | HRCU-A-CB (Split System: Heat Pump with Remote Outdoor Unit-Air-Source) | HH836E2S11 |  |  | CTM36C5CDS1 | TM9E100C20MP12 | 34400 | 17 | 8.5 | 32400 | 26600 | 82.1% | 2 | 0 | 11 |  |  |  |  | R-454B | 2.8667 | Residential & Commercial | USHP | Ducted CEE Tier 1
214228991 | Central HP <5.4 tons | BRYANT HEATING AND COOLING SYSTEMS | HRCU-A-CB (Split System: Heat Pump with Remote Outdoor Unit-Air-Source) | 38MURAQ18AB3* |  |  | CAP**2517AL* | 83*SB48060M17*** | 18200 | 16.5 | 8.5 | 18000 | 17500 | 97.22% | 2.12 | 0 | 11 |  |  |  |  | R-410A | 1.5167 | Residential & Commercial | USHP | Ducted CEE Tier 1
214229002 | Central HP <5.4 tons | BRYANT HEATING AND COOLING SYSTEMS | HRCU-A-CB (Split System: Heat Pump with Remote Outdoor Unit-Air-Source) | 38MURAQ18AB3* |  |  | CAP**3017AL* | 83*SB48060M17*** | 17800 | 16.5 | 8.5 | 18400 | 18500 | 100.5% | 2.24 | 0 | 10.5 |  |  |  |  | R-410A | 1.4833 | Residential & Commercial | USHP | Ducted CEE Tier 1
210474380 | Central HP <5.4 tons | KENMORE | HRCU-A-CB (Split System: Heat Pump with Remote Outdoor Unit-Air-Source) | (C,H,T)VH825GKA3* |  |  | EHD4X42AAL+WALLCON | *97CMN1002122A* | 24200 | 16 | 8.1 | 21400 | 16600 | 77.57% | 2 | 0 | 10.5 |  |  |  |  | R-410A | 2.0167 | Residential & Commercial | USHP | Ducted CEE Tier 1
210474512 | Central HP <5.4 tons | KENMORE | HRCU-A-CB (Split System: Heat Pump with Remote Outdoor Unit-Air-Source) | (C,H,T)VH825GKA3* |  |  | EHD4X48AAL+WALLCON | *80CTL0451712A* | 24200 | 16 | 8.1 | 21400 | 16700 | 78.04% | 2 | 0 | 10.5 |  |  |  |  | R-410A | 2.0167 | Residential & Commercial | USHP | Ducted CEE Tier 1
213062479 | Central HP <5.4 tons | ACIQ | HRCU-A-CB (Split System: Heat Pump with Remote Outdoor Unit-Air-Source) | HVH837GKA** |  |  | EA*4X48L24A*+WALLCON | *97CMN0602120A* | 32200 | 17 | 8.1 | 32800 | 25200 | 76.83% | 1.96 | 11.5 | 11 |  |  |  |  | R-410A | 2.6833 | Residential & Commercial | USHP | Ducted CEE Tier 1
213062495 | Central HP <5.4 tons | ACIQ | HRCU-A-CB (Split System: Heat Pump with Remote Outdoor Unit-Air-Source) | HVH837GKA** |  |  | EHD4X36AAL+WALLCON | *80CTL1352422A* | 32200 | 16.5 | 8.1 | 33200 | 24600 | 74.1% | 1.94 | 11 | 11 |  |  |  |  | R-410A | 2.6833 | Residential & Commercial | USHP | Ducted CEE Tier 1
215374901 | Central HP <5.4 tons | TCL | HRCU-A-CB (Split System: Heat Pump with Remote Outdoor Unit-Air-Source) | THH30HAI2NAF2U23 |  |  | 4TXCB004DS3 | A801X060BM4SD | 30000 | 15.2 | 8.1 | 25000 | 18000 | 72% | 1.75 | 0 | 9.5 |  |  |  |  | R-410A | 2.5 | Residential & Commercial | USHP
211230516 | Central HP <5.4 tons | BRYANT HEATING AND COOLING SYSTEMS | HRCU-A-CB (Split System: Heat Pump with Remote Outdoor Unit-Air-Source) | 38MURAQ36AB3* |  |  | CNPV*4824AL* | 82*SA60090V24*** | 35800 | 16.5 | 8.1 | 38500 | 34800 | 90.39% | 2 | 0 | 10 |  |  |  |  | R-410A | 2.9833 | Residential & Commercial | USHP | Ducted CEE Tier 1
211230618 | Central HP <5.4 tons | BRYANT HEATING AND COOLING SYSTEMS | HRCU-A-CB (Split System: Heat Pump with Remote Outdoor Unit-Air-Source) | 38MURAQ36AB3* |  |  | CNPV*4824AL* | 912SD66100E21*** | 37600 | 15.5 | 8.5 | 39500 | 35000 | 88.61% | 2.08 | 0 | 10.5 |  |  |  |  | R-410A | 3.1333 | Residential & Commercial | USHP | Ducted CEE Tier 1
211230769 | Central HP <5.4 tons | BRYANT HEATING AND COOLING SYSTEMS | HRCU-A-CB (Split System: Heat Pump with Remote Outdoor Unit-Air-Source) | 38MURAQ36AB3* |  |  | CNPV*4824AL* | 926TB66100V21*** | 36000 | 16.5 | 8.1 | 38500 | 34800 | 90.39% | 2.02 | 0 | 10.5 |  |  |  |  | R-410A | 3 | Residential & Commercial | USHP | Ducted CEE Tier 1
211230576 | Central HP <5.4 tons | BRYANT HEATING AND COOLING SYSTEMS | HRCU-A-CB (Split System: Heat Pump with Remote Outdoor Unit-Air-Source) | 38MURAQ36AB3* |  |  | CNPV*4824AL* | 82*TA66135V24*** | 36200 | 16 | 8.1 | 38500 | 34800 | 90.39% | 2.02 | 0 | 10 |  |  |  |  | R-410A | 3.0167 | Residential & Commercial | USHP | Ducted CEE Tier 1
215935752 | Central HP <5.4 tons | KENMORE | HRCU-A-CB (Split System: Heat Pump with Remote Outdoor Unit-Air-Source) | (C,H,T)5H3V36*K*AAA* |  |  | EVD5X36M21A*+WALLCON | *97CMN1002122B* | 34400 | 21 | 8.5 | 38500 | 28000 | 72.73% | 2.06 | 0 | 12 |  |  |  |  | R-454B | 2.8667 | Residential & Commercial | USHP | Ducted CEE Tier 1
213072215 | Central HP <5.4 tons | ACIQ | HRCU-A-CB (Split System: Heat Pump with Remote Outdoor Unit-Air-Source) | DLCURAH18ABK |  |  | EA*4X25L17A* | *80ES(N,L)0701412A* | 18200 | 16.5 | 8.5 | 17900 | 17500 | 97.77% | 2.12 | 0 | 11 |  |  |  |  | R-410A | 1.5167 | Residential & Commercial | USHP | Ducted CEE Tier 1
213072238 | Central HP <5.4 tons | ACIQ | HRCU-A-CB (Split System: Heat Pump with Remote Outdoor Unit-Air-Source) | DLCURAH18ABK |  |  | EA*4X30L17A* | *96VSN0801716A* | 17600 | 16 | 8.5 | 18100 | 18600 | 102.8% | 2.24 | 0 | 10.5 |  |  |  |  | R-410A | 1.4667 | Residential & Commercial | USHP | Ducted CEE Tier 1
215853407 | Central HP <5.4 tons | FRASER-JOHNSTON | HRCU-A-CB (Split System: Heat Pump with Remote Outdoor Unit-Air-Source) | HH836E2S11 |  |  | CTM36C5CDS1+JME12C2SN1 | 0 | 33400 | 19 | 9 | 30400 | 24800 | 81.58% | 2 | 0 | 12 |  |  |  |  | R-454B | 2.7833 | Residential & Commercial | USHP | Ducted CEE Tier 1
211230539 | Central HP <5.4 tons | DAY & NIGHT | HRCU-A-CB (Split System: Heat Pump with Remote Outdoor Unit-Air-Source) | DLCURAH36ABK |  |  | EN(A,D)4X48L24** | *80ESU0802120A | 37400 | 15.5 | 8.5 | 39500 | 35000 | 88.61% | 2.1 | 0 | 10.5 |  |  |  |  | R-410A | 3.1167 | Residential & Commercial | USHP | Ducted CEE Tier 1
211230674 | Central HP <5.4 tons | DAY & NIGHT | HRCU-A-CB (Split System: Heat Pump with Remote Outdoor Unit-Air-Source) | DLCURAH36ABK |  |  | EN(A,D)4X48L24** | *95ESN1202422A* | 37400 | 15.5 | 8.1 | 39500 | 35000 | 88.61% | 2.08 | 0 | 10.5 |  |  |  |  | R-410A | 3.1167 | Residential & Commercial | USHP | Ducted CEE Tier 1
213072194 | Central HP <5.4 tons | ACIQ | HRCU-A-CB (Split System: Heat Pump with Remote Outdoor Unit-Air-Source) | DLCURAH18ABK |  |  | EA*4X25L17A* | *80VSL0451716A* | 18100 | 16 | 8.5 | 18000 | 17500 | 97.22% | 2.12 | 0 | 10.5 |  |  |  |  | R-410A | 1.5083 | Residential & Commercial | USHP | Ducted CEE Tier 1
213072210 | Central HP <5.4 tons | ACIQ | HRCU-A-CB (Split System: Heat Pump with Remote Outdoor Unit-Air-Source) | DLCURAH18ABK |  |  | EA*4X25L17A* | *80ES(N,L)0701712A* | 18600 | 16.5 | 8.5 | 18400 | 17400 | 94.57% | 2.12 | 0 | 11 |  |  |  |  | R-410A | 1.55 | Residential & Commercial | USHP | Ducted CEE Tier 1
213072226 | Central HP <5.4 tons | ACIQ | HRCU-A-CB (Split System: Heat Pump with Remote Outdoor Unit-Air-Source) | DLCURAH18ABK |  |  | EA*4X30L14A* | *96VTN0401410A* | 17500 | 16 | 8.5 | 18100 | 18600 | 102.8% | 2.24 | 0 | 10.5 |  |  |  |  | R-410A | 1.4583 | Residential & Commercial | USHP | Ducted CEE Tier 1
213072228 | Central HP <5.4 tons | ACIQ | HRCU-A-CB (Split System: Heat Pump with Remote Outdoor Unit-Air-Source) | DLCURAH18ABK |  |  | EA*4X30L14A* | *95ESN0261410A* | 18100 | 15.5 | 8.5 | 18800 | 18500 | 98.4% | 2.22 | 0 | 10.5 |  |  |  |  | R-410A | 1.5083 | Residential & Commercial | USHP | Ducted CEE Tier 1
213072244 | Central HP <5.4 tons | ACIQ | HRCU-A-CB (Split System: Heat Pump with Remote Outdoor Unit-Air-Source) | DLCURAH18ABK |  |  | EA*4X30L17A* | *96VTN0401712A* | 17900 | 15.5 | 8.5 | 18500 | 18500 | 100% | 2.22 | 0 | 10.5 |  |  |  |  | R-410A | 1.4917 | Residential & Commercial | USHP | Ducted CEE Tier 1
213072278 | Central HP <5.4 tons | ACIQ | HRCU-A-CB (Split System: Heat Pump with Remote Outdoor Unit-Air-Source) | DLCURAH18ABK |  |  | EN(A,D)4X24L14** | *80VSL0451412A* | 17700 | 16 | 8.5 | 18600 | 18800 | 101.1% | 2.26 | 0 | 10.5 |  |  |  |  | R-410A | 1.475 | Residential & Commercial | USHP | Ducted CEE Tier 1
213072295 | Central HP <5.4 tons | ACIQ | HRCU-A-CB (Split System: Heat Pump with Remote Outdoor Unit-Air-Source) | DLCURAH18ABK |  |  | EN(A,D)4X24L17** | *96VSN0601412A* | 17900 | 15.5 | 8.5 | 18800 | 18700 | 99.47% | 2.26 | 0 | 11 |  |  |  |  | R-410A | 1.4917 | Residential & Commercial | USHP | Ducted CEE Tier 1
213072360 | Central HP <5.4 tons | ACIQ | HRCU-A-CB (Split System: Heat Pump with Remote Outdoor Unit-Air-Source) | DLCURAH18ABK |  |  | EN(A,D)4X30L17** | *80ES(N,L)0451412A* | 18200 | 16.5 | 8.5 | 18700 | 18300 | 97.86% | 2.22 | 0 | 11 |  |  |  |  | R-410A | 1.5167 | Residential & Commercial | USHP | Ducted CEE Tier 1
214396735 | Central HP <5.4 tons | COLEMAN | HRCU-A-CB (Split System: Heat Pump with Remote Outdoor Unit-Air-Source) | HH860E2S11 |  |  | CTF60D5CHS1+JMVT20DC2N1 | 0 | 54500 | 19 | 9 | 53500 | 38500 | 71.96% | 2 | 0 | 12 |  |  |  |  | R-454B | 4.5417 | Residential & Commercial | USHP | Ducted CEE Tier 1
212982421 | Central HP <5.4 tons | BRYANT HEATING AND COOLING SYSTEMS | HRCU-A-CB (Split System: Heat Pump with Remote Outdoor Unit-Air-Source) | 38MURAQ18AB3* |  |  | CNPV*2417AL* | 83*SB36040M17*** | 17500 | 16 | 8.5 | 18400 | 18900 | 102.7% | 2.28 | 0 | 10.5 |  |  |  |  | R-410A | 1.4583 | Residential & Commercial | USHP | Ducted CEE Tier 1
212985964 | Central HP <5.4 tons | BRYANT HEATING AND COOLING SYSTEMS | HRCU-A-CB (Split System: Heat Pump with Remote Outdoor Unit-Air-Source) | 38MURAQ18AB3* |  |  | CNPV*3014AL* | 916SA30026M14*** | 17500 | 16 | 8.1 | 18100 | 18600 | 102.8% | 2.24 | 0 | 11 |  |  |  |  | R-410A | 1.4583 | Residential & Commercial | USHP | Ducted CEE Tier 1
212986668 | Central HP <5.4 tons | BRYANT HEATING AND COOLING SYSTEMS | HRCU-A-CB (Split System: Heat Pump with Remote Outdoor Unit-Air-Source) | 38MURAQ18AB3* |  |  | CAP**2417AL* | 916SA36040M17*** | 17200 | 15.5 | 8.5 | 18300 | 19400 | 106% | 2.32 | 0 | 10 |  |  |  |  | R-410A | 1.4333 | Residential & Commercial | USHP | Ducted CEE Tier 1
212987018 | Central HP <5.4 tons | BRYANT HEATING AND COOLING SYSTEMS | HRCU-A-CB (Split System: Heat Pump with Remote Outdoor Unit-Air-Source) | 38MURAQ18AB3* |  |  | CAP**3014AL* | 916SA36060M14*** | 17400 | 16 | 8.5 | 18000 | 18700 | 103.9% | 2.26 | 0 | 10.5 |  |  |  |  | R-410A | 1.45 | Residential & Commercial | USHP | Ducted CEE Tier 1
215935602 | Central HP <5.4 tons | KENMORE | HRCU-A-CB (Split System: Heat Pump with Remote Outdoor Unit-Air-Source) | (C,H,T)5H3V36*K*AAA* |  |  | EVD5X36M21A*+WALLCON | *80CSU0601716A* | 34400 | 21 | 8.5 | 38500 | 28200 | 73.25% | 2.04 | 0 | 11.7 |  |  |  |  | R-454B | 2.8667 | Residential & Commercial | USHP | Ducted CEE Tier 1
215936142 | Central HP <5.4 tons | KENMORE | HRCU-A-CB (Split System: Heat Pump with Remote Outdoor Unit-Air-Source) | (C,H,T)5H3V36*K*AAA* |  |  | EVD5X42M21A*+WALLCON | *96CTN1002122B* | 34400 | 21 | 8.5 | 38500 | 28000 | 72.73% | 2.06 | 0 | 12 |  |  |  |  | R-454B | 2.8667 | Residential & Commercial | USHP | Ducted CEE Tier 1
215935442 | Central HP <5.4 tons | KENMORE | HRCU-A-CB (Split System: Heat Pump with Remote Outdoor Unit-Air-Source) | (C,H,T)5H3V36*K*AAA* |  |  | EVM5X60M24A*+WALLCON | *96CTN1002122B* | 35600 | 22 | 8.5 | 38000 | 28400 | 74.74% | 2.04 | 0 | 12.5 |  |  |  |  | R-454B | 2.9667 | Residential & Commercial | USHP | Ducted CEE Tier 1
215935792 | Central HP <5.4 tons | KENMORE | HRCU-A-CB (Split System: Heat Pump with Remote Outdoor Unit-Air-Source) | (C,H,T)5H3V36*K*AAA* |  |  | EVD5X37M21A*+WALLCON | *97CMN0601714B* | 34400 | 20.5 | 8.5 | 38000 | 27600 | 72.63% | 2.08 | 0 | 11 |  |  |  |  | R-454B | 2.8667 | Residential & Commercial | USHP | Ducted CEE Tier 1
215935842 | Central HP <5.4 tons | KENMORE | HRCU-A-CB (Split System: Heat Pump with Remote Outdoor Unit-Air-Source) | (C,H,T)5H3V36*K*AAA* |  |  | EVD5X38M17A*+WALLCON | *80CTL0701412B* | 35200 | 21.5 | 8.5 | 38500 | 29000 | 75.32% | 2.02 | 0 | 11.7 |  |  |  |  | R-454B | 2.9333 | Residential & Commercial | USHP | Ducted CEE Tier 1
215935592 | Central HP <5.4 tons | KENMORE | HRCU-A-CB (Split System: Heat Pump with Remote Outdoor Unit-Air-Source) | (C,H,T)5H3V36*K*AAA* |  |  | EVD5X36M21A*+WALLCON | *80CSU0401712A* | 34400 | 21 | 8.5 | 38500 | 28400 | 73.77% | 2.04 | 0 | 11.7 |  |  |  |  | R-454B | 2.8667 | Residential & Commercial | USHP | Ducted CEE Tier 1
214396810 | Central HP <5.4 tons | COLEMAN | HRCU-A-CB (Split System: Heat Pump with Remote Outdoor Unit-Air-Source) | HH836E2S11 |  |  | CTF36C5CDS1+JMVT17CC2N1 | 0 | 34800 | 19 | 9 | 32200 | 25800 | 80.12% | 2 | 0 | 11.7 |  |  |  |  | R-454B | 2.9 | Residential & Commercial | USHP | Ducted CEE Tier 1
214396901 | Central HP <5.4 tons | COLEMAN | HRCU-A-CB (Split System: Heat Pump with Remote Outdoor Unit-Air-Source) | HH836E2S11 |  |  | CTM36C5CDS1 | TM9E080C20MP12 | 34400 | 17 | 8.5 | 32600 | 26600 | 81.6% | 2 | 0 | 11 |  |  |  |  | R-454B | 2.8667 | Residential & Commercial | USHP | Ducted CEE Tier 1
211226862 | Central HP <5.4 tons | BRYANT HEATING AND COOLING SYSTEMS | HRCU-A-CB (Split System: Heat Pump with Remote Outdoor Unit-Air-Source) | 38MURAQ36AB3* |  |  | CAP**3721AL* | 82*SA48045V17*** | 36200 | 15.5 | 8.5 | 38500 | 34800 | 90.39% | 2.06 | 0 | 10 |  |  |  |  | R-410A | 3.0167 | Residential & Commercial | USHP | Ducted CEE Tier 1
211227013 | Central HP <5.4 tons | BRYANT HEATING AND COOLING SYSTEMS | HRCU-A-CB (Split System: Heat Pump with Remote Outdoor Unit-Air-Source) | 38MURAQ36AB3* |  |  | CAP**3721AL* | 912SD60080E21*** | 37400 | 16 | 8.5 | 38500 | 34800 | 90.39% | 2.14 | 0 | 10 |  |  |  |  | R-410A | 3.1167 | Residential & Commercial | USHP | Ducted CEE Tier 1
211227295 | Central HP <5.4 tons | BRYANT HEATING AND COOLING SYSTEMS | HRCU-A-CB (Split System: Heat Pump with Remote Outdoor Unit-Air-Source) | 38MURAQ36AB3* |  |  | CAP**4221AL* | 8(0,1)*SA36070E17*** | 35600 | 15.2 | 8.1 | 39500 | 35200 | 89.11% | 1.88 | 0 | 9.5 |  |  |  |  | R-410A | 2.9667 | Residential & Commercial | USHP
211227530 | Central HP <5.4 tons | BRYANT HEATING AND COOLING SYSTEMS | HRCU-A-CB (Split System: Heat Pump with Remote Outdoor Unit-Air-Source) | 38MURAQ36AB3* |  |  | CAP**4221AL* | 912SD60080E21*** | 35200 | 16.5 | 8.1 | 38500 | 35000 | 90.91% | 1.88 | 0 | 10 |  |  |  |  | R-410A | 2.9333 | Residential & Commercial | USHP | Ducted CEE Tier 1
211227330 | Central HP <5.4 tons | BRYANT HEATING AND COOLING SYSTEMS | HRCU-A-CB (Split System: Heat Pump with Remote Outdoor Unit-Air-Source) | 38MURAQ36AB3* |  |  | CAP**4221AL* | 8(0,1)*SA42090E17*** | 36000 | 15.5 | 8.1 | 39500 | 35200 | 89.11% | 1.9 | 0 | 10 |  |  |  |  | R-410A | 3 | Residential & Commercial | USHP | Ducted CEE Tier 1
211227396 | Central HP <5.4 tons | BRYANT HEATING AND COOLING SYSTEMS | HRCU-A-CB (Split System: Heat Pump with Remote Outdoor Unit-Air-Source) | 38MURAQ36AB3* |  |  | CAP**4221AL* | 82*SA60070V21*** | 35400 | 16 | 8.1 | 38500 | 35000 | 90.91% | 1.88 | 0 | 9.5 |  |  |  |  | R-410A | 2.95 | Residential & Commercial | USHP
212988981 | Central HP <5.4 tons | KEEPRITE | HRCU-A-CB (Split System: Heat Pump with Remote Outdoor Unit-Air-Source) | DLCURAH36ABK |  |  | EA*4X48L21A* | *95MSU0601716A* | 35400 | 16 | 8.1 | 37800 | 34600 | 91.53% | 2 | 0 | 10 |  |  |  |  | R-410A | 2.95 | Residential & Commercial | USHP | Ducted CEE Tier 1
213069236 | Central HP <5.4 tons | ACIQ | HRCU-A-CB (Split System: Heat Pump with Remote Outdoor Unit-Air-Source) | DLCURAH36ABK |  |  | EA*4X36L21A* | *80ES(N,L)1102120A* | 35200 | 16 | 8.1 | 38500 | 35200 | 91.43% | 1.82 | 0 | 9.5 |  |  |  |  | R-410A | 2.9333 | Residential & Commercial | USHP
213069254 | Central HP <5.4 tons | ACIQ | HRCU-A-CB (Split System: Heat Pump with Remote Outdoor Unit-Air-Source) | DLCURAH36ABK |  |  | EA*4X37L17A* | *80ES(N,L)0701412A* | 35800 | 15.5 | 8.1 | 38500 | 35000 | 90.91% | 2 | 0 | 10 |  |  |  |  | R-410A | 2.9833 | Residential & Commercial | USHP | Ducted CEE Tier 1
213071761 | Central HP <5.4 tons | ACIQ | HRCU-A-CB (Split System: Heat Pump with Remote Outdoor Unit-Air-Source) | DLCURAH24ABK |  |  | EN(A,D)4X36L21** | *96VTN1002122A* | 23600 | 17 | 8.1 | 25800 | 23800 | 92.25% | 1.98 | 0 | 10.5 |  |  |  |  | R-410A | 1.9667 | Residential & Commercial | USHP | Ducted CEE Tier 1
212982246 | Central HP <5.4 tons | DAY & NIGHT | HRCU-A-CB (Split System: Heat Pump with Remote Outdoor Unit-Air-Source) | DLCURAH24ABK |  |  | EA*4X24L17A* | *80MSU0401712A* | 23400 | 16.5 | 8.5 | 26400 | 25400 | 96.21% | 2.14 | 0 | 10 |  |  |  |  | R-410A | 1.95 | Residential & Commercial | USHP | Ducted CEE Tier 1
212616999 | Central HP <5.4 tons | TCL | HRCU-A-CB (Split System: Heat Pump with Remote Outdoor Unit-Air-Source) | THH48HAI2NAF2U23 |  |  | THH36IAI2NAF2H23 | 0 | 36000 | 15.2 | 8.5 | 36000 | 30000 | 83.33% | 1.8 | 0 | 10 |  |  |  |  | R-410A | 3 | Residential & Commercial | USHP | Ducted CEE Tier 1
216786079 | Central HP <5.4 tons | COLEMAN | HRCU-A-CB (Split System: Heat Pump with Remote Outdoor Unit-Air-Source) | HH836E2S11 |  |  | CTM36B5CDS1 | Z8ES100B12LMPS1 | 33200 | 18 | 8.5 | 30600 | 25000 | 81.7% | 2 | 0 | 11 |  |  |  |  | R-454B | 2.7667 | Residential & Commercial | USHP | Ducted CEE Tier 1
213067539 | Central HP <5.4 tons | ACIQ | HRCU-A-CB (Split System: Heat Pump with Remote Outdoor Unit-Air-Source) | HVH825GKA2* |  |  | EA*4X48L21A*+WALLCON | *95CSU1002122A* | 24200 | 17 | 8.1 | 21000 | 16500 | 78.57% | 2.02 | 0 | 11 |  |  |  |  | R-410A | 2.0167 | Residential & Commercial | USHP | Ducted CEE Tier 1
214584618 | Central HP <5.4 tons | FRASER-JOHNSTON | HRCU-A-CB (Split System: Heat Pump with Remote Outdoor Unit-Air-Source) | HH824E2S11 |  |  | CTF36B5ADS1 | Z8ES080B12SMPS1 | 23000 | 19 | 9.5 | 23000 | 18600 | 80.87% | 2 | 0 | 12 |  |  |  |  | R-454B | 1.9167 | Residential & Commercial | USHP | Ducted CEE Tier 1
211712536 | Central HP <5.4 tons | BRYANT HEATING AND COOLING SYSTEMS | HRCU-A-CB (Split System: Heat Pump with Remote Outdoor Unit-Air-Source) | 38MURAQ30AB3* |  |  | CAP**4221AL* | 912SD60080E21*** | 30600 | 15.2 | 8.1 | 34200 | 27000 | 78.95% | 1.82 | 0 | 9 |  |  |  |  | R-410A | 2.55 | Residential & Commercial | USHP
212978067 | Central HP <5.4 tons | BRYANT HEATING AND COOLING SYSTEMS | HRCU-A-CB (Split System: Heat Pump with Remote Outdoor Unit-Air-Source) | 38MURAQ30AB3* |  |  | CNPV*4217AL* | 8(0,1)*SB36070M14*** | 29800 | 15.2 | 8.1 | 34000 | 27200 | 80% | 1.82 | 0 | 9 |  |  |  |  | R-410A | 2.4833 | Residential & Commercial | USHP
213067512 | Central HP <5.4 tons | ACIQ | HRCU-A-CB (Split System: Heat Pump with Remote Outdoor Unit-Air-Source) | HVH825GKA2* |  |  | EA*4X42L24A*+WALLCON | *96CTN1202422A* | 23800 | 17 | 8.1 | 21400 | 16600 | 77.57% | 1.96 | 0 | 11 |  |  |  |  | R-410A | 1.9833 | Residential & Commercial | USHP | Ducted CEE Tier 1
213067513 | Central HP <5.4 tons | ACIQ | HRCU-A-CB (Split System: Heat Pump with Remote Outdoor Unit-Air-Source) | HVH825GKA2* |  |  | EA*4X42L24A*+WALLCON | *97CMN0602120A* | 23600 | 16.5 | 8.1 | 21400 | 16700 | 78.04% | 1.96 | 0 | 11 |  |  |  |  | R-410A | 1.9667 | Residential & Commercial | USHP | Ducted CEE Tier 1
213067515 | Central HP <5.4 tons | ACIQ | HRCU-A-CB (Split System: Heat Pump with Remote Outdoor Unit-Air-Source) | HVH825GKA2* |  |  | EA*4X42L24A*+WALLCON | *97CMN1202422A* | 23800 | 16.5 | 8.1 | 21400 | 16700 | 78.04% | 1.96 | 0 | 11 |  |  |  |  | R-410A | 1.9833 | Residential & Commercial | USHP | Ducted CEE Tier 1
215936032 | Central HP <5.4 tons | KENMORE | HRCU-A-CB (Split System: Heat Pump with Remote Outdoor Unit-Air-Source) | (C,H,T)5H3V36*K*AAA* |  |  | EVD5X42M21A*+WALLCON | *80CTL1102120B* | 34400 | 21 | 8.5 | 38500 | 28000 | 72.73% | 2.04 | 0 | 12 |  |  |  |  | R-454B | 2.8667 | Residential & Commercial | USHP | Ducted CEE Tier 1
215936055 | Central HP <5.4 tons | BRYANT HEATING AND COOLING SYSTEMS | HRCU-A-CB (Split System: Heat Pump with Remote Outdoor Unit-Air-Source) | 293VAN036**AA* |  |  | CVAVA4221XMA*+UI | 935CB66100C21*** | 34600 | 21 | 8.5 | 38500 | 28000 | 72.73% | 2.04 | 0 | 12 |  |  |  |  | R-454B | 2.8833 | Residential & Commercial | USHP | Ducted CEE Tier 1
214584698 | Central HP <5.4 tons | FRASER-JOHNSTON | HRCU-A-CB (Split System: Heat Pump with Remote Outdoor Unit-Air-Source) | HH824E2S11 |  |  | CTF30B5ACS1 | Z8ET080B12LMPS1 | 23000 | 18 | 9.5 | 23000 | 18400 | 80% | 2 | 0 | 12 |  |  |  |  | R-454B | 1.9167 | Residential & Commercial | USHP | Ducted CEE Tier 1
215683945 | Central HP <5.4 tons | CARRIER | HRCU-A-CB (Split System: Heat Pump with Remote Outdoor Unit-Air-Source) | 27VNA036A*030* |  |  | CAA**4221AM*+UI | 58TN*B090C21**20 | 33200 | 18 | 9 | 35800 | 25600 | 71.51% | 1.86 | 0 | 10 |  |  |  |  | R-454B | 2.7667 | Residential & Commercial | USHP | Ducted CEE Tier 1
215683981 | Central HP <5.4 tons | CARRIER | HRCU-A-CB (Split System: Heat Pump with Remote Outdoor Unit-Air-Source) | 27VNA036A*030* |  |  | CAA**4321AM*+UI | 58TN*B070C21**20 | 34400 | 18 | 9 | 35400 | 25200 | 71.19% | 1.88 | 0 | 10 |  |  |  |  | R-454B | 2.8667 | Residential & Commercial | USHP | Ducted CEE Tier 1
215683995 | Central HP <5.4 tons | CARRIER | HRCU-A-CB (Split System: Heat Pump with Remote Outdoor Unit-Air-Source) | 27VNA036A*030* |  |  | CAA**4321AM*+UI | 59MN7C060C17**14 | 34200 | 17.5 | 9 | 35600 | 25400 | 71.35% | 1.88 | 0 | 9.5 |  |  |  |  | R-454B | 2.85 | Residential & Commercial | USHP
215684029 | Central HP <5.4 tons | CARRIER | HRCU-A-CB (Split System: Heat Pump with Remote Outdoor Unit-Air-Source) | 27VNA036A*030* |  |  | CSAH*3612AM*+UI | 59CU5B060C17**16 | 33600 | 16 | 8.5 | 35800 | 25600 | 71.51% | 1.76 | 0 | 9 |  |  |  |  | R-454B | 2.8 | Residential & Commercial | USHP
215684063 | Central HP <5.4 tons | CARRIER | HRCU-A-CB (Split System: Heat Pump with Remote Outdoor Unit-Air-Source) | 27VNA036A*030* |  |  | CSAH*4212AM*+UI | 58TN*B070C14**12 | 33800 | 16.5 | 8.5 | 35800 | 25400 | 70.95% | 1.78 | 0 | 9 |  |  |  |  | R-454B | 2.8167 | Residential & Commercial | USHP
215684065 | Central HP <5.4 tons | CARRIER | HRCU-A-CB (Split System: Heat Pump with Remote Outdoor Unit-Air-Source) | 27VNA036A*030* |  |  | CSAH*4212AM*+UI | 58TN*B070C17**16 | 33800 | 16.5 | 8.5 | 35600 | 25400 | 71.35% | 1.78 | 0 | 9.5 |  |  |  |  | R-454B | 2.8167 | Residential & Commercial | USHP
215684099 | Central HP <5.4 tons | CARRIER | HRCU-A-CB (Split System: Heat Pump with Remote Outdoor Unit-Air-Source) | 27VNA036A*030* |  |  | CSAH*4212AM*+UI | 59TN6C100C21**22 | 34000 | 16.5 | 8.5 | 35600 | 25200 | 70.79% | 1.78 | 0 | 9.5 |  |  |  |  | R-454B | 2.8333 | Residential & Commercial | USHP
213067516 | Central HP <5.4 tons | ACIQ | HRCU-A-CB (Split System: Heat Pump with Remote Outdoor Unit-Air-Source) | HVH825GKA2* |  |  | EA*4X43L21A*+WALLCON | *80CSU0401712A* | 24400 | 17 | 8.5 | 21200 | 16600 | 78.3% | 2.04 | 0 | 11 |  |  |  |  | R-410A | 2.0333 | Residential & Commercial | USHP | Ducted CEE Tier 1
213067530 | Central HP <5.4 tons | ACIQ | HRCU-A-CB (Split System: Heat Pump with Remote Outdoor Unit-Air-Source) | HVH825GKA2* |  |  | EA*4X43L21A*+WALLCON | *97CMN1002122A* | 24400 | 16.5 | 8.5 | 21200 | 16600 | 78.3% | 2.04 | 0 | 11 |  |  |  |  | R-410A | 2.0333 | Residential & Commercial | USHP | Ducted CEE Tier 1
213067547 | Central HP <5.4 tons | ACIQ | HRCU-A-CB (Split System: Heat Pump with Remote Outdoor Unit-Air-Source) | HVH825GKA2* |  |  | EA*4X48L24A*+WALLCON | *80CSU1002120A* | 24000 | 16.5 | 8.1 | 21000 | 16600 | 79.05% | 2.02 | 0 | 11 |  |  |  |  | R-410A | 2 | Residential & Commercial | USHP | Ducted CEE Tier 1
212975441 | Central HP <5.4 tons | CARRIER | HRCU-A-CB (Split System: Heat Pump with Remote Outdoor Unit-Air-Source) | 38MURAQ18AB3* |  |  | CNPV*1814AL* | 59TP6C060V14**12 | 17300 | 16 | 8.5 | 18500 | 19800 | 107% | 2.38 | 0 | 10.5 |  |  |  |  | R-410A | 1.4417 | Residential & Commercial | USHP | Ducted CEE Tier 1
214731820 | Central HP <5.4 tons | TCL | HRCU-A-CB (Split System: Heat Pump with Remote Outdoor Unit-Air-Source) | TCU-36D7HEWA/DV2O |  |  | TCE-2430D6HWA/DVOE(02) | FG7SA-072C-T24B* | 22800 | 17 | 8.4 | 24000 | 19200 | 80% | 2.1 | 0 | 12.5 |  |  |  |  | R-410A | 1.9 | Residential & Commercial | USHP | Ducted CEE Tier 1
213073344 | Central HP <5.4 tons | ACIQ | HRCU-A-CB (Split System: Heat Pump with Remote Outdoor Unit-Air-Source) | DLCURAH30ABK |  |  | EA*4X42L21A* | *96VTN1002122A* | 29600 | 15.2 | 8.1 | 33600 | 27400 | 81.55% | 1.78 | 0 | 9 |  |  |  |  | R-410A | 2.4667 | Residential & Commercial | USHP
213073369 | Central HP <5.4 tons | ACIQ | HRCU-A-CB (Split System: Heat Pump with Remote Outdoor Unit-Air-Source) | DLCURAH30ABK |  |  | EA*4X42L21A* | *92ESN0802120A* | 30600 | 15.2 | 8.1 | 34200 | 27000 | 78.95% | 1.82 | 0 | 9 |  |  |  |  | R-410A | 2.55 | Residential & Commercial | USHP
214570725 | Central HP <5.4 tons | KEEPRITE | HRCU-A-CB (Split System: Heat Pump with Remote Outdoor Unit-Air-Source) | CVH825GKA3* |  |  | EA*4X48L21A*+WALLCON | *96CTN0802120B* | 24200 | 17 | 8.5 | 20800 | 16500 | 79.33% | 2.02 | 0 | 11 |  |  |  |  | R-410A | 2.0167 | Residential & Commercial | USHP | Ducted CEE Tier 1
212988770 | Central HP <5.4 tons | BRYANT HEATING AND COOLING SYSTEMS | HRCU-A-CB (Split System: Heat Pump with Remote Outdoor Unit-Air-Source) | 38MURAQ18AB3* |  |  | CAP**1917AL* | 935SB36040M17*** | 17700 | 16.5 | 8.1 | 17700 | 17900 | 101.1% | 2.16 | 0 | 10.5 |  |  |  |  | R-410A | 1.475 | Residential & Commercial | USHP | Ducted CEE Tier 1
211259932 | Central HP <5.4 tons | BRYANT HEATING AND COOLING SYSTEMS | HRCU-A-CB (Split System: Heat Pump with Remote Outdoor Unit-Air-Source) | 38MURAQ18AB3* |  |  | CAP**1917AL* | 912SD36060E14*** | 18700 | 16.5 | 8.5 | 18600 | 17500 | 94.09% | 2.14 | 0 | 11 |  |  |  |  | R-410A | 1.5583 | Residential & Commercial | USHP | Ducted CEE Tier 1
211260241 | Central HP <5.4 tons | BRYANT HEATING AND COOLING SYSTEMS | HRCU-A-CB (Split System: Heat Pump with Remote Outdoor Unit-Air-Source) | 38MURAQ18AB3* |  |  | CAP**2417AL* | 82*SA36045V14*** | 17700 | 16 | 8.5 | 18600 | 19100 | 102.7% | 2.28 | 0 | 10.5 |  |  |  |  | R-410A | 1.475 | Residential & Commercial | USHP | Ducted CEE Tier 1
214572965 | Central HP <5.4 tons | KEEPRITE | HRCU-A-CB (Split System: Heat Pump with Remote Outdoor Unit-Air-Source) | CVH837GKA** |  |  | EA*4X61L21A*+WALLCON | *95CSU0802120B* | 33200 | 17.5 | 8.5 | 32000 | 25000 | 78.12% | 2 | 0 | 11.5 |  |  |  |  | R-410A | 2.7667 | Residential & Commercial | USHP | Ducted CEE Tier 1
213069630 | Central HP <5.4 tons | ACIQ | HRCU-A-CB (Split System: Heat Pump with Remote Outdoor Unit-Air-Source) | DLCURAH24ABK |  |  | EA*4X24L14A* | *96VSN0401410A* | 23400 | 15.5 | 8.5 | 26800 | 24800 | 92.54% | 2.04 | 0 | 9.5 |  |  |  |  | R-410A | 1.95 | Residential & Commercial | USHP
213069660 | Central HP <5.4 tons | ACIQ | HRCU-A-CB (Split System: Heat Pump with Remote Outdoor Unit-Air-Source) | DLCURAH24ABK |  |  | EA*4X24L17A* | *95ESN0601412A* | 24000 | 15.5 | 8.5 | 27200 | 23600 | 86.76% | 1.92 | 0 | 10 |  |  |  |  | R-410A | 2 | Residential & Commercial | USHP | Ducted CEE Tier 1
213069680 | Central HP <5.4 tons | ACIQ | HRCU-A-CB (Split System: Heat Pump with Remote Outdoor Unit-Air-Source) | DLCURAH24ABK |  |  | EA*4X24L17A* | OMV112K14A | 23800 | 15.5 | 8.5 | 27000 | 24000 | 88.89% | 1.96 | 0 | 10 |  |  |  |  | R-410A | 1.9833 | Residential & Commercial | USHP | Ducted CEE Tier 1
215669182 | Central HP <5.4 tons | CARRIER | HRCU-A-CB (Split System: Heat Pump with Remote Outdoor Unit-Air-Source) | 27VNA036A*030* |  |  | CAA**4821AM*+UI | 59CU5B060C17**16 | 33600 | 17.5 | 9 | 35200 | 25200 | 71.59% | 1.88 | 0 | 9.5 |  |  |  |  | R-454B | 2.8 | Residential & Commercial | USHP
215669382 | Central HP <5.4 tons | CARRIER | HRCU-A-CB (Split System: Heat Pump with Remote Outdoor Unit-Air-Source) | 27VNA036A*030* |  |  | CAA**6024AM*+UI | 59MN7C100C21**22 | 34400 | 18 | 9 | 34200 | 24800 | 72.51% | 1.9 | 0 | 10.5 |  |  |  |  | R-454B | 2.8667 | Residential & Commercial | USHP | Ducted CEE Tier 1
214731819 | Central HP <5.4 tons | TCL | HRCU-A-CB (Split System: Heat Pump with Remote Outdoor Unit-Air-Source) | TCU-36D7HEWA/DV2O |  |  | TCE-2430D6HWA/DVOE(01) | FG7SA-054C-T23A* | 22800 | 17 | 8.4 | 24000 | 19200 | 80% | 2 | 0 | 12.5 |  |  |  |  | R-410A | 1.9 | Residential & Commercial | USHP | Ducted CEE Tier 1
213774723 | Central HP <5.4 tons | KENMORE | HRCU-A-CB (Split System: Heat Pump with Remote Outdoor Unit-Air-Source) | (C,H,T)VH825GKA3* |  |  | EHD4X48AAL+WALLCON | *96CTN1202422B* | 24200 | 16.5 | 8.1 | 21200 | 16600 | 78.3% | 2.02 | 0 | 11 |  |  |  |  | R-410A | 2.0167 | Residential & Commercial | USHP | Ducted CEE Tier 1
214242921 | Central HP <5.4 tons | DAY & NIGHT | HRCU-A-CB (Split System: Heat Pump with Remote Outdoor Unit-Air-Source) | CVH825GKA2* |  |  | END4X42L17**+WALLCON | *97CMN0801714B* | 23800 | 16.5 | 8.1 | 21400 | 16700 | 78.04% | 1.98 | 0 | 11 |  |  |  |  | R-410A | 1.9833 | Residential & Commercial | USHP | Ducted CEE Tier 1
213771722 | Central HP <5.4 tons | KEEPRITE | HRCU-A-CB (Split System: Heat Pump with Remote Outdoor Unit-Air-Source) | CVH825GKA2* |  |  | EA*4X48L24A*+WALLCON | *97CMN1202422B* | 24000 | 16.5 | 8.1 | 21000 | 16500 | 78.57% | 2.02 | 0 | 11 |  |  |  |  | R-410A | 2 | Residential & Commercial | USHP | Ducted CEE Tier 1
213069746 | Central HP <5.4 tons | ACIQ | HRCU-A-CB (Split System: Heat Pump with Remote Outdoor Unit-Air-Source) | DLCURAH24ABK |  |  | EA*4X30L17A* | *96VSN0401712A* | 23200 | 16 | 8.5 | 25800 | 24200 | 93.8% | 2 | 0 | 9.5 |  |  |  |  | R-410A | 1.9333 | Residential & Commercial | USHP
213070281 | Central HP <5.4 tons | ACIQ | HRCU-A-CB (Split System: Heat Pump with Remote Outdoor Unit-Air-Source) | DLCURAH24ABK |  |  | EA*4X36L21A* | *96VTN0601714A* | 24000 | 16.5 | 8.5 | 26000 | 22800 | 87.69% | 1.88 | 0 | 10 |  |  |  |  | R-410A | 2 | Residential & Commercial | USHP | Ducted CEE Tier 1
213070297 | Central HP <5.4 tons | ACIQ | HRCU-A-CB (Split System: Heat Pump with Remote Outdoor Unit-Air-Source) | DLCURAH24ABK |  |  | EA*4X36L21A* | *96VTN1002120A* | 24000 | 17 | 8.5 | 26000 | 22800 | 87.69% | 1.9 | 0 | 10 |  |  |  |  | R-410A | 2 | Residential & Commercial | USHP | Ducted CEE Tier 1
213070330 | Central HP <5.4 tons | ACIQ | HRCU-A-CB (Split System: Heat Pump with Remote Outdoor Unit-Air-Source) | DLCURAH24ABK |  |  | EA*4X36L21A* | *80ES(N,L)0702116A* | 24400 | 17 | 8.5 | 26200 | 22400 | 85.5% | 1.86 | 0 | 10 |  |  |  |  | R-410A | 2.0333 | Residential & Commercial | USHP | Ducted CEE Tier 1
213070395 | Central HP <5.4 tons | ACIQ | HRCU-A-CB (Split System: Heat Pump with Remote Outdoor Unit-Air-Source) | DLCURAH24ABK |  |  | EA*4X36L21A* | *95ESN0601714A* | 24800 | 16 | 8.5 | 26600 | 22000 | 82.71% | 1.82 | 0 | 10 |  |  |  |  | R-410A | 2.0667 | Residential & Commercial | USHP | Ducted CEE Tier 1
213070446 | Central HP <5.4 tons | ACIQ | HRCU-A-CB (Split System: Heat Pump with Remote Outdoor Unit-Air-Source) | DLCURAH24ABK |  |  | EA*4X36L21A* | OLV112A16A | 24400 | 16 | 8.5 | 26400 | 22200 | 84.09% | 1.84 | 0 | 10 |  |  |  |  | R-410A | 2.0333 | Residential & Commercial | USHP | Ducted CEE Tier 1
213070481 | Central HP <5.4 tons | ACIQ | HRCU-A-CB (Split System: Heat Pump with Remote Outdoor Unit-Air-Source) | DLCURAH24ABK |  |  | EA*4X37L17A* | *96VSN0801716A* | 24600 | 16.5 | 8.5 | 25600 | 21400 | 83.59% | 1.8 | 0 | 10 |  |  |  |  | R-410A | 2.05 | Residential & Commercial | USHP | Ducted CEE Tier 1
213073437 | Central HP <5.4 tons | ACIQ | HRCU-A-CB (Split System: Heat Pump with Remote Outdoor Unit-Air-Source) | DLCURAH30ABK |  |  | EA*4X43L21A* | *92ESN0601714A* | 30400 | 15.2 | 8.1 | 33000 | 26200 | 79.39% | 1.84 | 0 | 9 |  |  |  |  | R-410A | 2.5333 | Residential & Commercial | USHP
215935482 | Central HP <5.4 tons | KENMORE | HRCU-A-CB (Split System: Heat Pump with Remote Outdoor Unit-Air-Source) | (C,H,T)5H3V36*K*AAA* |  |  | EVM5X61M24A*+WALLCON | *80CTL1352422B* | 36000 | 22.5 | 8.5 | 37600 | 28200 | 75% | 2.04 | 0 | 12.5 |  |  |  |  | R-454B | 3 | Residential & Commercial | USHP | Ducted CEE Tier 1
210474611 | Central HP <5.4 tons | KENMORE | HRCU-A-CB (Split System: Heat Pump with Remote Outdoor Unit-Air-Source) | (C,H,T)VH825GKA3* |  |  | EHD4X48AAL+WALLCON | *97CMN1202422A* | 24200 | 16 | 8.1 | 21200 | 16600 | 78.3% | 2.02 | 0 | 10.5 |  |  |  |  | R-410A | 2.0167 | Residential & Commercial | USHP | Ducted CEE Tier 1
210474479 | Central HP <5.4 tons | KENMORE | HRCU-A-CB (Split System: Heat Pump with Remote Outdoor Unit-Air-Source) | (C,H,T)VH825GKA3* |  |  | EHD4X48AAL+WALLCON | *80CSU0401712A* | 24200 | 16.5 | 8.1 | 21200 | 16600 | 78.3% | 2.02 | 0 | 11 |  |  |  |  | R-410A | 2.0167 | Residential & Commercial | USHP | Ducted CEE Tier 1
210474045 | Central HP <5.4 tons | KENMORE | HRCU-A-CB (Split System: Heat Pump with Remote Outdoor Unit-Air-Source) | (C,H,T)VH825GKA3* |  |  | EN(A,D,W)4X48L21**+WALLCON | *80CTL0901716A* | 24200 | 17.5 | 8.1 | 21200 | 16500 | 77.83% | 2.02 | 0 | 11.7 |  |  |  |  | R-410A | 2.0167 | Residential & Commercial | USHP | Ducted CEE Tier 1
210474111 | Central HP <5.4 tons | KENMORE | HRCU-A-CB (Split System: Heat Pump with Remote Outdoor Unit-Air-Source) | (C,H,T)VH825GKA3* |  |  | EN(A,D)4X48L24**+WALLCON | *96CTN1202422A* | 24200 | 17 | 8.1 | 21200 | 16600 | 78.3% | 2.02 | 0 | 11.5 |  |  |  |  | R-410A | 2.0167 | Residential & Commercial | USHP | Ducted CEE Tier 1
210473400 | Central HP <5.4 tons | KENMORE | HRCU-A-CB (Split System: Heat Pump with Remote Outdoor Unit-Air-Source) | (C,H,T)VH825GKA3* |  |  | EA*4X48L21A*+WALLCON | *97CMN1002122A* | 24000 | 16.5 | 8.1 | 21000 | 16500 | 78.57% | 2.02 | 0 | 11 |  |  |  |  | R-410A | 2 | Residential & Commercial | USHP | Ducted CEE Tier 1
210473477 | Central HP <5.4 tons | KENMORE | HRCU-A-CB (Split System: Heat Pump with Remote Outdoor Unit-Air-Source) | (C,H,T)VH825GKA3* |  |  | EA*4X48L24A*+WALLCON | *80CTL1352422A* | 24200 | 17 | 8.1 | 21000 | 16500 | 78.57% | 2.02 | 0 | 11 |  |  |  |  | R-410A | 2.0167 | Residential & Commercial | USHP | Ducted CEE Tier 1
215669482 | Central HP <5.4 tons | CARRIER | HRCU-A-CB (Split System: Heat Pump with Remote Outdoor Unit-Air-Source) | 27VNA036A*030* |  |  | CAA**6121AM*+UI | 58TN*B090C17**16 | 34800 | 18.5 | 9 | 34400 | 24800 | 72.09% | 1.92 | 0 | 10 |  |  |  |  | R-454B | 2.9 | Residential & Commercial | USHP | Ducted CEE Tier 1
215669632 | Central HP <5.4 tons | CARRIER | HRCU-A-CB (Split System: Heat Pump with Remote Outdoor Unit-Air-Source) | 27VNA036A*030* |  |  | CAA**6124AM*+UI | 58TN*B090C21**20 | 35000 | 18.5 | 9 | 34400 | 24600 | 71.51% | 1.92 | 0 | 10.5 |  |  |  |  | R-454B | 2.9167 | Residential & Commercial | USHP | Ducted CEE Tier 1
215935725 | Central HP <5.4 tons | BRYANT HEATING AND COOLING SYSTEMS | HRCU-A-CB (Split System: Heat Pump with Remote Outdoor Unit-Air-Source) | 293VAN036**AA* |  |  | CVAVA3621XMA*+UI | 987MC42080C17*** | 34200 | 20.5 | 8.5 | 39000 | 28600 | 73.33% | 2.02 | 0 | 11.5 |  |  |  |  | R-454B | 2.85 | Residential & Commercial | USHP | Ducted CEE Tier 1
215936075 | Central HP <5.4 tons | BRYANT HEATING AND COOLING SYSTEMS | HRCU-A-CB (Split System: Heat Pump with Remote Outdoor Unit-Air-Source) | 293VAN036**AA* |  |  | CVAVA4221XMA*+UI | 987MC60060C21*** | 34200 | 20.5 | 8.5 | 39000 | 28600 | 73.33% | 2.04 | 0 | 11.5 |  |  |  |  | R-454B | 2.85 | Residential & Commercial | USHP | Ducted CEE Tier 1
215683943 | Central HP <5.4 tons | CARRIER | HRCU-A-CB (Split System: Heat Pump with Remote Outdoor Unit-Air-Source) | 27VNA036A*030* |  |  | CAA**4221AM*+UI | 58TN*B090C17**16 | 33200 | 18 | 9 | 35800 | 25600 | 71.51% | 1.86 | 0 | 10 |  |  |  |  | R-454B | 2.7667 | Residential & Commercial | USHP | Ducted CEE Tier 1
215684045 | Central HP <5.4 tons | CARRIER | HRCU-A-CB (Split System: Heat Pump with Remote Outdoor Unit-Air-Source) | 27VNA036A*030* |  |  | CSAH*3612AM*+UI | 59MN7C120C24**22 | 33800 | 16.5 | 8.5 | 35800 | 25400 | 70.95% | 1.76 | 0 | 9.5 |  |  |  |  | R-454B | 2.8167 | Residential & Commercial | USHP
211260650 | Central HP <5.4 tons | BRYANT HEATING AND COOLING SYSTEMS | HRCU-A-CB (Split System: Heat Pump with Remote Outdoor Unit-Air-Source) | 38MURAQ18AB3* |  |  | CAP**2417AL* | OVMAAB036098 | 18200 | 16 | 9 | 19200 | 18800 | 97.92% | 2.26 | 0 | 10.5 |  |  |  |  | R-410A | 1.5167 | Residential & Commercial | USHP | Ducted CEE Tier 1
211230700 | Central HP <5.4 tons | BRYANT HEATING AND COOLING SYSTEMS | HRCU-A-CB (Split System: Heat Pump with Remote Outdoor Unit-Air-Source) | 38MURAQ36AB3* |  |  | CNPV*4824AL* | 926SA60100V21*** | 36200 | 16 | 8.1 | 38500 | 34800 | 90.39% | 2.02 | 0 | 10 |  |  |  |  | R-410A | 3.0167 | Residential & Commercial | USHP | Ducted CEE Tier 1
211388602 | Central HP <5.4 tons | FRASER-JOHNSTON | HRCU-A-CB (Split System: Heat Pump with Remote Outdoor Unit-Air-Source) | HMH72B341 |  |  | XAHC30CXXN1+TXV | TM9E100C16MP12 | 32200 | 17.5 | 8.1 | 32400 | 22800 | 70.37% | 2 | 0 | 9.5 |  |  |  |  | R-410A | 2.6833 | Residential & Commercial | USHP
211388616 | Central HP <5.4 tons | FRASER-JOHNSTON | HRCU-A-CB (Split System: Heat Pump with Remote Outdoor Unit-Air-Source) | HMH72B341 |  |  | XAFC36DXXN1+TXV | TM9E100C16MP12 | 34000 | 18 | 8.1 | 33600 | 23800 | 70.83% | 2.08 | 0 | 10 |  |  |  |  | R-410A | 2.8333 | Residential & Commercial | USHP | Ducted CEE Tier 1
211388750 | Central HP <5.4 tons | FRASER-JOHNSTON | HRCU-A-CB (Split System: Heat Pump with Remote Outdoor Unit-Air-Source) | HMH72B341 |  |  | XAHC36DXXN1+TXV | TM9E080B12MP12 | 33400 | 17 | 8.1 | 33200 | 23400 | 70.48% | 2.02 | 0 | 9.5 |  |  |  |  | R-410A | 2.7833 | Residential & Commercial | USHP
211389277 | Central HP <5.4 tons | FRASER-JOHNSTON | HRCU-A-CB (Split System: Heat Pump with Remote Outdoor Unit-Air-Source) | HMH72B341 |  |  | XAHC36DXXN1+TXV | TM8Y120C20MP11 | 34000 | 17 | 8.1 | 33800 | 24200 | 71.6% | 2.08 | 0 | 9.5 |  |  |  |  | R-410A | 2.8333 | Residential & Commercial | USHP
211712869 | Central HP <5.4 tons | BRYANT HEATING AND COOLING SYSTEMS | HRCU-A-CB (Split System: Heat Pump with Remote Outdoor Unit-Air-Source) | 38MURAQ30AB3* |  |  | CAP**4224AL* | 8(0,1)*SA60110E24*** | 30000 | 15.2 | 8.1 | 33800 | 27200 | 80.47% | 1.8 | 0 | 9 |  |  |  |  | R-410A | 2.5 | Residential & Commercial | USHP
213069391 | Central HP <5.4 tons | ACIQ | HRCU-A-CB (Split System: Heat Pump with Remote Outdoor Unit-Air-Source) | DLCURAH36ABK |  |  | EA*4X42L24A* | OLV112A16A | 35400 | 15.2 | 8.1 | 39500 | 35200 | 89.11% | 1.88 | 0 | 9.5 |  |  |  |  | R-410A | 2.95 | Residential & Commercial | USHP
213069400 | Central HP <5.4 tons | ACIQ | HRCU-A-CB (Split System: Heat Pump with Remote Outdoor Unit-Air-Source) | DLCURAH36ABK |  |  | EA*4X43L21A* | *80ES(N,L)1102120A* | 37000 | 16 | 8.5 | 38500 | 34800 | 90.39% | 2.12 | 0 | 10 |  |  |  |  | R-410A | 3.0833 | Residential & Commercial | USHP | Ducted CEE Tier 1
213069430 | Central HP <5.4 tons | ACIQ | HRCU-A-CB (Split System: Heat Pump with Remote Outdoor Unit-Air-Source) | DLCURAH36ABK |  |  | EA*4X43L21A* | *96VTN1002120A* | 36800 | 15.5 | 8.5 | 38500 | 34800 | 90.39% | 2.1 | 0 | 10 |  |  |  |  | R-410A | 3.0667 | Residential & Commercial | USHP | Ducted CEE Tier 1
213069441 | Central HP <5.4 tons | ACIQ | HRCU-A-CB (Split System: Heat Pump with Remote Outdoor Unit-Air-Source) | DLCURAH36ABK |  |  | EA*4X48L21A* | *80ES(N,L)0902120A* | 36400 | 16 | 8.5 | 38500 | 34800 | 90.39% | 2.08 | 0 | 10 |  |  |  |  | R-410A | 3.0333 | Residential & Commercial | USHP | Ducted CEE Tier 1
213069484 | Central HP <5.4 tons | ACIQ | HRCU-A-CB (Split System: Heat Pump with Remote Outdoor Unit-Air-Source) | DLCURAH36ABK |  |  | EA*4X48L24A* | *80ES(N,L)1102120A* | 36000 | 16.5 | 8.5 | 38500 | 34600 | 89.87% | 2.06 | 0 | 10 |  |  |  |  | R-410A | 3 | Residential & Commercial | USHP | Ducted CEE Tier 1
213069548 | Central HP <5.4 tons | ACIQ | HRCU-A-CB (Split System: Heat Pump with Remote Outdoor Unit-Air-Source) | DLCURAH36ABK |  |  | EN(A,D,W)4X48L21** | *80VTL0701716A* | 36000 | 16 | 8.1 | 38500 | 34800 | 90.39% | 2.02 | 0 | 10 |  |  |  |  | R-410A | 3 | Residential & Commercial | USHP | Ducted CEE Tier 1
213069573 | Central HP <5.4 tons | ACIQ | HRCU-A-CB (Split System: Heat Pump with Remote Outdoor Unit-Air-Source) | DLCURAH36ABK |  |  | EN(A,D,W)4X48L21** | OLV112A16A | 36000 | 15.5 | 8.1 | 38500 | 35000 | 90.91% | 2.02 | 0 | 10 |  |  |  |  | R-410A | 3 | Residential & Commercial | USHP | Ducted CEE Tier 1
215588081 | Central HP <5.4 tons | CARRIER | HRCU-A-CB (Split System: Heat Pump with Remote Outdoor Unit-Air-Source) | 27VNA154A*030* |  |  | CAA**4821AM*+UI | 59MN7C080C17**14 | 47000 | 17.5 | 10.5 | 51500 | 51000 | 99.03% | 2.04 | 0 | 11 |  |  |  |  | R-454B | 3.9167 | Residential & Commercial | USHP | Ducted CEE Tier 1
215588115 | Central HP <5.4 tons | CARRIER | HRCU-A-CB (Split System: Heat Pump with Remote Outdoor Unit-Air-Source) | 27VNA154A*030* |  |  | CAA**6121AM*+UI | 58TN*B070C17**16 | 49000 | 18.5 | 10 | 52000 | 52000 | 100% | 2 | 0 | 11.5 |  |  |  |  | R-454B | 4.0833 | Residential & Commercial | USHP | Ducted CEE Tier 1
215588129 | Central HP <5.4 tons | CARRIER | HRCU-A-CB (Split System: Heat Pump with Remote Outdoor Unit-Air-Source) | 27VNA154A*030* |  |  | CAA**6124AM*+UI | 59MN7C060C21**20 | 49000 | 18.5 | 11 | 53500 | 53500 | 100% | 1.9 | 0 | 10.5 |  |  |  |  | R-454B | 4.0833 | Residential & Commercial | USHP | Ducted CEE Tier 1
215588249 | Central HP <5.4 tons | CARRIER | HRCU-A-CB (Split System: Heat Pump with Remote Outdoor Unit-Air-Source) | 27VNA154A*030* |  |  | CVAMA6024XMA*+UI | 58TN*B135C24**22 | 52000 | 19.5 | 8.5 | 52500 | 46000 | 87.62% | 1.95 | 0 | 12 |  |  |  |  | R-454B | 4.3333 | Residential & Commercial | USHP | Ducted CEE Tier 1
215588313 | Central HP <5.4 tons | CARRIER | HRCU-A-CB (Split System: Heat Pump with Remote Outdoor Unit-Air-Source) | 27VNA154A*030* |  |  | CVAVA4924XMA*+UI | 58TN*B070C21**20 | 51500 | 19 | 8.1 | 53000 | 47000 | 88.68% | 1.82 | 0 | 11.5 |  |  |  |  | R-454B | 4.2917 | Residential & Commercial | USHP | Ducted CEE Tier 1
214572745 | Central HP <5.4 tons | KEEPRITE | HRCU-A-CB (Split System: Heat Pump with Remote Outdoor Unit-Air-Source) | CVH837GKA** |  |  | EA*4X43L21A*+WALLCON | *97CMN0602120B* | 32800 | 17 | 8.5 | 33000 | 25400 | 76.97% | 1.98 | 0 | 11 |  |  |  |  | R-410A | 2.7333 | Residential & Commercial | USHP | Ducted CEE Tier 1
213069632 | Central HP <5.4 tons | ACIQ | HRCU-A-CB (Split System: Heat Pump with Remote Outdoor Unit-Air-Source) | DLCURAH24ABK |  |  | EA*4X24L14A* | *80VTL0451412A* | 23800 | 16.5 | 8.5 | 26800 | 24000 | 89.55% | 1.98 | 0 | 10 |  |  |  |  | R-410A | 1.9833 | Residential & Commercial | USHP | Ducted CEE Tier 1
213069639 | Central HP <5.4 tons | ACIQ | HRCU-A-CB (Split System: Heat Pump with Remote Outdoor Unit-Air-Source) | DLCURAH24ABK |  |  | EA*4X24L14A* | *92ESN0601412A* | 24200 | 16 | 8.5 | 27200 | 23400 | 86.03% | 1.9 | 0 | 10 |  |  |  |  | R-410A | 2.0167 | Residential & Commercial | USHP | Ducted CEE Tier 1
213069689 | Central HP <5.4 tons | ACIQ | HRCU-A-CB (Split System: Heat Pump with Remote Outdoor Unit-Air-Source) | DLCURAH24ABK |  |  | EA*4X25L17A* | *80VSL0451716A* | 24800 | 16.5 | 8.5 | 25600 | 21200 | 82.81% | 1.78 | 0 | 10 |  |  |  |  | R-410A | 2.0667 | Residential & Commercial | USHP | Ducted CEE Tier 1
213069700 | Central HP <5.4 tons | ACIQ | HRCU-A-CB (Split System: Heat Pump with Remote Outdoor Unit-Air-Source) | DLCURAH24ABK |  |  | EA*4X25L17A* | *96VTN0401410A* | 24400 | 16 | 8.5 | 25600 | 21600 | 84.38% | 1.78 | 0 | 10 |  |  |  |  | R-410A | 2.0333 | Residential & Commercial | USHP | Ducted CEE Tier 1
213069716 | Central HP <5.4 tons | ACIQ | HRCU-A-CB (Split System: Heat Pump with Remote Outdoor Unit-Air-Source) | DLCURAH24ABK |  |  | EA*4X25L17A* | *80ESU0601716A | 25600 | 17 | 8.5 | 26000 | 20600 | 79.23% | 1.76 | 0 | 10.5 |  |  |  |  | R-410A | 2.1333 | Residential & Commercial | USHP | Ducted CEE Tier 1
213069725 | Central HP <5.4 tons | ACIQ | HRCU-A-CB (Split System: Heat Pump with Remote Outdoor Unit-Air-Source) | DLCURAH24ABK |  |  | EA*4X30L14A* | *95ESN0601412A* | 24200 | 15.5 | 8.5 | 26600 | 22800 | 85.71% | 1.86 | 0 | 10 |  |  |  |  | R-410A | 2.0167 | Residential & Commercial | USHP | Ducted CEE Tier 1
213069732 | Central HP <5.4 tons | ACIQ | HRCU-A-CB (Split System: Heat Pump with Remote Outdoor Unit-Air-Source) | DLCURAH24ABK |  |  | EA*4X30L14A* | *80ES(N,L)0701412A* | 24200 | 16.5 | 8.5 | 26400 | 23000 | 87.12% | 1.9 | 0 | 10 |  |  |  |  | R-410A | 2.0167 | Residential & Commercial | USHP | Ducted CEE Tier 1
215588315 | Central HP <5.4 tons | CARRIER | HRCU-A-CB (Split System: Heat Pump with Remote Outdoor Unit-Air-Source) | 27VNA154A*030* |  |  | CVAVA4924XMA*+UI | 58TN*B090C21**20 | 52000 | 19.5 | 8.5 | 52500 | 46000 | 87.62% | 1.95 | 0 | 12 |  |  |  |  | R-454B | 4.3333 | Residential & Commercial | USHP | Ducted CEE Tier 1
215588429 | Central HP <5.4 tons | CARRIER | HRCU-A-CB (Split System: Heat Pump with Remote Outdoor Unit-Air-Source) | 27VNA154A*030* |  |  | CAA**6024AM*+UI | 59TN7A080C21**20 | 49000 | 19 | 10.5 | 52500 | 53500 | 101.9% | 1.94 | 0 | 11 |  |  |  |  | R-454B | 4.0833 | Residential & Commercial | USHP | Ducted CEE Tier 1
215588447 | Central HP <5.4 tons | CARRIER | HRCU-A-CB (Split System: Heat Pump with Remote Outdoor Unit-Air-Source) | 27VNA154A*030* |  |  | CSAH*6012AM*+UI | 59TN6C080C21**20 | 49500 | 18.5 | 10.5 | 52500 | 53500 | 101.9% | 1.9 | 0 | 11 |  |  |  |  | R-454B | 4.125 | Residential & Commercial | USHP | Ducted CEE Tier 1
215588497 | Central HP <5.4 tons | CARRIER | HRCU-A-CB (Split System: Heat Pump with Remote Outdoor Unit-Air-Source) | 27VNA154A*030* |  |  | CVAMA6124XMA*+UI | 58CU*B080C21**20 | 53500 | 20 | 8.1 | 53000 | 45500 | 85.85% | 1.85 | 0 | 12.5 |  |  |  |  | R-454B | 4.4583 | Residential & Commercial | USHP | Ducted CEE Tier 1
215588531 | Central HP <5.4 tons | CARRIER | HRCU-A-CB (Split System: Heat Pump with Remote Outdoor Unit-Air-Source) | 27VNA154A*030* |  |  | CVAVA6024XMA*+UI | 59TN6C080C21**20 | 51500 | 19 | 8.1 | 53000 | 46500 | 87.74% | 1.85 | 0 | 11.5 |  |  |  |  | R-454B | 4.2917 | Residential & Commercial | USHP | Ducted CEE Tier 1
215588564 | Central HP <5.4 tons | CARRIER | HRCU-A-CB (Split System: Heat Pump with Remote Outdoor Unit-Air-Source) | 27VNA154A*030* |  |  | CAA**6121AM*+UI | 59CU5B080C21**20 | 50000 | 19 | 10.5 | 53000 | 53000 | 100% | 1.92 | 0 | 11 |  |  |  |  | R-454B | 4.1667 | Residential & Commercial | USHP | Ducted CEE Tier 1
213077638 | Central HP <5.4 tons | BRYANT HEATING AND COOLING SYSTEMS | HRCU-A-CB (Split System: Heat Pump with Remote Outdoor Unit-Air-Source) | 38MURAQ36AB3* |  |  | CAP**4321AL* | 926TC60100V21*** | 36200 | 16.5 | 8.5 | 38000 | 34800 | 91.58% | 2.04 | 0 | 10 |  |  |  |  | R-410A | 3.0167 | Residential & Commercial | USHP | Ducted CEE Tier 1
213069757 | Central HP <5.4 tons | ACIQ | HRCU-A-CB (Split System: Heat Pump with Remote Outdoor Unit-Air-Source) | DLCURAH24ABK |  |  | EA*4X30L17A* | *96VSN0801716A* | 24200 | 16.5 | 8.5 | 26400 | 23000 | 87.12% | 1.9 | 0 | 10 |  |  |  |  | R-410A | 2.0167 | Residential & Commercial | USHP | Ducted CEE Tier 1
213069768 | Central HP <5.4 tons | ACIQ | HRCU-A-CB (Split System: Heat Pump with Remote Outdoor Unit-Air-Source) | DLCURAH24ABK |  |  | EA*4X30L17A* | *80ES(N,L)0701716A* | 24800 | 16 | 8.5 | 26800 | 22200 | 82.84% | 1.82 | 0 | 10 |  |  |  |  | R-410A | 2.0667 | Residential & Commercial | USHP | Ducted CEE Tier 1
213069968 | Central HP <5.4 tons | ACIQ | HRCU-A-CB (Split System: Heat Pump with Remote Outdoor Unit-Air-Source) | DLCURAH24ABK |  |  | EA*4X36L17A* | *96VSN0801716A* | 24200 | 16.5 | 8.5 | 26200 | 22600 | 86.26% | 1.86 | 0 | 10 |  |  |  |  | R-410A | 2.0167 | Residential & Commercial | USHP | Ducted CEE Tier 1
213070059 | Central HP <5.4 tons | ACIQ | HRCU-A-CB (Split System: Heat Pump with Remote Outdoor Unit-Air-Source) | DLCURAH24ABK |  |  | EA*4X36L17A* | *95ESN0261410A* | 23400 | 16.5 | 8.5 | 25600 | 23600 | 92.19% | 1.96 | 0 | 10 |  |  |  |  | R-410A | 1.95 | Residential & Commercial | USHP | Ducted CEE Tier 1
213067526 | Central HP <5.4 tons | ACIQ | HRCU-A-CB (Split System: Heat Pump with Remote Outdoor Unit-Air-Source) | HVH825GKA2* |  |  | EA*4X43L21A*+WALLCON | *96CTN1002122A* | 24400 | 16.5 | 8.5 | 21200 | 16600 | 78.3% | 2.04 | 0 | 11 |  |  |  |  | R-410A | 2.0333 | Residential & Commercial | USHP | Ducted CEE Tier 1
214584748 | Central HP <5.4 tons | FRASER-JOHNSTON | HRCU-A-CB (Split System: Heat Pump with Remote Outdoor Unit-Air-Source) | HH836E2S11 |  |  | CTM48C5CFS1 | Z8ES120C16SMPS1 | 34000 | 19 | 9 | 31400 | 25200 | 80.25% | 2 | 0 | 11.7 |  |  |  |  | R-454B | 2.8333 | Residential & Commercial | USHP | Ducted CEE Tier 1
216820475 | Central HP <5.4 tons | RHEEM | HRCU-A-CB (Split System: Heat Pump with Remote Outdoor Unit-Air-Source) | RD18AY60AJVC |  |  | RCFY6021STAAM | R921V0705A21M4 | 48500 | 16 | 8.1 | 48500 | 39500 | 81.44% | 2 | 0 | 10 |  |  |  |  | R-454B | 4.0417 | Residential & Commercial | USHP | Ducted CEE Tier 1
213770616 | Central HP <5.4 tons | BRYANT HEATING AND COOLING SYSTEMS | HRCU-A-CB (Split System: Heat Pump with Remote Outdoor Unit-Air-Source) | 288BNV025*0**B* |  |  | CAP**2517AL*+UI | 88*TB48090C17*** | 24400 | 16.5 | 8.5 | 21200 | 16700 | 78.77% | 2.02 | 0 | 11 |  |  |  |  | R-410A | 2.0333 | Residential & Commercial | USHP | Ducted CEE Tier 1
213770716 | Central HP <5.4 tons | BRYANT HEATING AND COOLING SYSTEMS | HRCU-A-CB (Split System: Heat Pump with Remote Outdoor Unit-Air-Source) | 288BNV025*0**B* |  |  | CAP**3017AL*+UI | 88*TB36070C14*** | 23600 | 16.5 | 8.1 | 21600 | 16700 | 77.31% | 1.92 | 0 | 10.5 |  |  |  |  | R-410A | 1.9667 | Residential & Commercial | USHP | Ducted CEE Tier 1
215669402 | Central HP <5.4 tons | CARRIER | HRCU-A-CB (Split System: Heat Pump with Remote Outdoor Unit-Air-Source) | 27VNA036A*030* |  |  | CAA**6024AM*+UI | 59TN6C100C21**22 | 34400 | 18 | 9 | 34200 | 24800 | 72.51% | 1.9 | 0 | 10.5 |  |  |  |  | R-454B | 2.8667 | Residential & Commercial | USHP | Ducted CEE Tier 1
214389397 | Central HP <5.4 tons | CARRIER | HRCU-A-CB (Split System: Heat Pump with Remote Outdoor Unit-Air-Source) | 25VNA436A*031* |  |  | CNPV*3621AL*+UI | 59MN7C100C21**22 | 32400 | 18.5 | 9 | 38500 | 27000 | 70.13% | 1.92 | 0 | 11.7 |  |  |  |  | R-410A | 2.7 | Residential & Commercial | USHP | Ducted CEE Tier 1
214389411 | Central HP <5.4 tons | CARRIER | HRCU-A-CB (Split System: Heat Pump with Remote Outdoor Unit-Air-Source) | 25VNA436A*031* |  |  | CNPV*4221AL*+UI | 59CU5B060C17**16 | 33000 | 18.5 | 9 | 38000 | 26800 | 70.53% | 1.96 | 0 | 11.7 |  |  |  |  | R-410A | 2.75 | Residential & Commercial | USHP | Ducted CEE Tier 1
213067542 | Central HP <5.4 tons | ACIQ | HRCU-A-CB (Split System: Heat Pump with Remote Outdoor Unit-Air-Source) | HVH825GKA2* |  |  | EA*4X48L21A*+WALLCON | *96CTN1002122A* | 24000 | 16.5 | 8.1 | 21000 | 16500 | 78.57% | 2.02 | 0 | 11 |  |  |  |  | R-410A | 2 | Residential & Commercial | USHP | Ducted CEE Tier 1
213067544 | Central HP <5.4 tons | ACIQ | HRCU-A-CB (Split System: Heat Pump with Remote Outdoor Unit-Air-Source) | HVH825GKA2* |  |  | EA*4X48L21A*+WALLCON | *97CMN0602120A* | 24000 | 16.5 | 8.1 | 21000 | 16600 | 79.05% | 2 | 0 | 11 |  |  |  |  | R-410A | 2 | Residential & Commercial | USHP | Ducted CEE Tier 1
214229008 | Central HP <5.4 tons | DAY & NIGHT | HRCU-A-CB (Split System: Heat Pump with Remote Outdoor Unit-Air-Source) | DLCURAH18ABK |  |  | EA*4X30L17A* | *80MSU0601716A* | 17800 | 16.5 | 8.5 | 18400 | 18500 | 100.5% | 2.24 | 0 | 10.5 |  |  |  |  | R-410A | 1.4833 | Residential & Commercial | USHP | Ducted CEE Tier 1
214229019 | Central HP <5.4 tons | DAY & NIGHT | HRCU-A-CB (Split System: Heat Pump with Remote Outdoor Unit-Air-Source) | DLCURAH18ABK |  |  | EN(A,D)4X24L17** | *80MSU0601716A* | 17600 | 16 | 8.5 | 18500 | 18900 | 102.2% | 2.28 | 0 | 11 |  |  |  |  | R-410A | 1.4667 | Residential & Commercial | USHP | Ducted CEE Tier 1
213067369 | Central HP <5.4 tons | ACIQ | HRCU-A-CB (Split System: Heat Pump with Remote Outdoor Unit-Air-Source) | HVH825GKA3* |  |  | EN(A,D,W)4X48L21**+WALLCON | *95CSU0601716A* | 24000 | 16.5 | 8.1 | 21400 | 16700 | 78.04% | 2 | 0 | 11 |  |  |  |  | R-410A | 2 | Residential & Commercial | USHP | Ducted CEE Tier 1
213067383 | Central HP <5.4 tons | ACIQ | HRCU-A-CB (Split System: Heat Pump with Remote Outdoor Unit-Air-Source) | HVH825GKA3* |  |  | EN(A,D,W)4X48L21**+WALLCON | *97CMN0602120A* | 24000 | 16.5 | 8.1 | 21400 | 16700 | 78.04% | 2 | 0 | 11 |  |  |  |  | R-410A | 2 | Residential & Commercial | USHP | Ducted CEE Tier 1
213067569 | Central HP <5.4 tons | ACIQ | HRCU-A-CB (Split System: Heat Pump with Remote Outdoor Unit-Air-Source) | HVH825GKA2* |  |  | EHD4X42AAL+WALLCON | *96CTN1002122A* | 24200 | 16 | 8.1 | 21400 | 16600 | 77.57% | 2 | 0 | 10.5 |  |  |  |  | R-410A | 2.0167 | Residential & Commercial | USHP | Ducted CEE Tier 1
213067494 | Central HP <5.4 tons | ACIQ | HRCU-A-CB (Split System: Heat Pump with Remote Outdoor Unit-Air-Source) | HVH825GKA2* |  |  | EA*4X42L21A*+WALLCON | *80CTL0451712A* | 23600 | 16.5 | 8.1 | 21600 | 16800 | 77.78% | 1.94 | 0 | 10.5 |  |  |  |  | R-410A | 1.9667 | Residential & Commercial | USHP | Ducted CEE Tier 1
213067503 | Central HP <5.4 tons | ACIQ | HRCU-A-CB (Split System: Heat Pump with Remote Outdoor Unit-Air-Source) | HVH825GKA2* |  |  | EA*4X42L21A*+WALLCON | *97CMN0601714A* | 23600 | 16 | 8.1 | 21600 | 16800 | 77.78% | 1.94 | 0 | 10.5 |  |  |  |  | R-410A | 1.9667 | Residential & Commercial | USHP | Ducted CEE Tier 1
213067517 | Central HP <5.4 tons | ACIQ | HRCU-A-CB (Split System: Heat Pump with Remote Outdoor Unit-Air-Source) | HVH825GKA2* |  |  | EA*4X43L21A*+WALLCON | *80CSU0601716A* | 24400 | 17 | 8.5 | 21200 | 16600 | 78.3% | 2.02 | 0 | 11 |  |  |  |  | R-410A | 2.0333 | Residential & Commercial | USHP | Ducted CEE Tier 1
210473191 | Central HP <5.4 tons | KENMORE | HRCU-A-CB (Split System: Heat Pump with Remote Outdoor Unit-Air-Source) | (C,H,T)VH825GKA3* |  |  | EA*4X43L21A*+WALLCON | *96CTN0801714A* | 24400 | 16.5 | 8.1 | 21200 | 16700 | 78.77% | 2.02 | 0 | 11 |  |  |  |  | R-410A | 2.0333 | Residential & Commercial | USHP | Ducted CEE Tier 1
210473125 | Central HP <5.4 tons | KENMORE | HRCU-A-CB (Split System: Heat Pump with Remote Outdoor Unit-Air-Source) | (C,H,T)VH825GKA3* |  |  | EA*4X43L21A*+WALLCON | *80CSU0401712A* | 24400 | 17 | 8.5 | 21200 | 16600 | 78.3% | 2.02 | 0 | 11 |  |  |  |  | R-410A | 2.0333 | Residential & Commercial | USHP | Ducted CEE Tier 1
213078181 | Central HP <5.4 tons | DAY & NIGHT | HRCU-A-CB (Split System: Heat Pump with Remote Outdoor Unit-Air-Source) | DLCURAH36ABK |  |  | EA*4X37L21A* | *80MS(N,L)0702116A* | 36400 | 16 | 8.5 | 38000 | 34800 | 91.58% | 2.06 | 0 | 10 |  |  |  |  | R-410A | 3.0333 | Residential & Commercial | USHP | Ducted CEE Tier 1
213078297 | Central HP <5.4 tons | DAY & NIGHT | HRCU-A-CB (Split System: Heat Pump with Remote Outdoor Unit-Air-Source) | DLCURAH36ABK |  |  | EA*4X37L21A* | *80MS(N,L)0901714A* | 36200 | 16.5 | 8.5 | 38000 | 34800 | 91.58% | 2.04 | 0 | 10 |  |  |  |  | R-410A | 3.0167 | Residential & Commercial | USHP | Ducted CEE Tier 1
213078492 | Central HP <5.4 tons | DAY & NIGHT | HRCU-A-CB (Split System: Heat Pump with Remote Outdoor Unit-Air-Source) | DLCURAH36ABK |  |  | EA*4X36L21A* | *80MS(N,L)0902120A* | 35200 | 16.5 | 8.1 | 38500 | 35200 | 91.43% | 1.84 | 0 | 9.5 |  |  |  |  | R-410A | 2.9333 | Residential & Commercial | USHP
213078590 | Central HP <5.4 tons | DAY & NIGHT | HRCU-A-CB (Split System: Heat Pump with Remote Outdoor Unit-Air-Source) | DLCURAH36ABK |  |  | EA*4X42L24A* | *80MS(N,L)0902420A* | 35400 | 16.5 | 8.1 | 38500 | 35000 | 90.91% | 1.9 | 0 | 10 |  |  |  |  | R-410A | 2.95 | Residential & Commercial | USHP | Ducted CEE Tier 1
216782626 | Central HP <5.4 tons | COLEMAN | HRCU-A-CB (Split System: Heat Pump with Remote Outdoor Unit-Air-Source) | HH860E2S11 |  |  | CTF60C5CGS1 | Z8ES120C16LMPS1 | 44000 | 18 | 9 | 43500 | 33000 | 75.86% | 2 | 0 | 12 |  |  |  |  | R-454B | 3.6667 | Residential & Commercial | USHP | Ducted CEE Tier 1
213067574 | Central HP <5.4 tons | ACIQ | HRCU-A-CB (Split System: Heat Pump with Remote Outdoor Unit-Air-Source) | HVH825GKA2* |  |  | EHD4X42AAL+WALLCON | *97CMN1002122A* | 24200 | 16 | 8.1 | 21400 | 16600 | 77.57% | 2 | 0 | 10.5 |  |  |  |  | R-410A | 2.0167 | Residential & Commercial | USHP | Ducted CEE Tier 1
214574618 | Central HP <5.4 tons | CARRIER | HRCU-A-CB (Split System: Heat Pump with Remote Outdoor Unit-Air-Source) | 25VNA837A*031* |  |  | CNPV*4821AL*+UI | 59TN6C080C21**20 | 32400 | 17.5 | 8.5 | 32600 | 24800 | 76.07% | 1.98 | 0 | 11.5 |  |  |  |  | R-410A | 2.7 | Residential & Commercial | USHP | Ducted CEE Tier 1
213781695 | Central HP <5.4 tons | CARRIER | HRCU-A-CB (Split System: Heat Pump with Remote Outdoor Unit-Air-Source) | 25VNA837A*031* |  |  | CAP**6124AL*+UI | 59MN7C120C24**22 | 33200 | 17.5 | 8.5 | 32000 | 24800 | 77.5% | 1.98 | 0 | 11.7 |  |  |  |  | R-410A | 2.7667 | Residential & Commercial | USHP | Ducted CEE Tier 1
214571258 | Central HP <5.4 tons | CARRIER | HRCU-A-CB (Split System: Heat Pump with Remote Outdoor Unit-Air-Source) | 25VNA825A*032* |  |  | CNPV*4821AL*+UI | 59TN6C080C21**20 | 24200 | 17 | 8.1 | 21200 | 16600 | 78.3% | 2.02 | 0 | 11.5 |  |  |  |  | R-410A | 2.0167 | Residential & Commercial | USHP | Ducted CEE Tier 1
215684009 | Central HP <5.4 tons | CARRIER | HRCU-A-CB (Split System: Heat Pump with Remote Outdoor Unit-Air-Source) | 27VNA036A*030* |  |  | CSAH*3612AM*+UI | 58CU*A060C17**16 | 33600 | 16.5 | 8.5 | 35800 | 25600 | 71.51% | 1.76 | 0 | 9.5 |  |  |  |  | R-454B | 2.8 | Residential & Commercial | USHP
213070470 | Central HP <5.4 tons | ACIQ | HRCU-A-CB (Split System: Heat Pump with Remote Outdoor Unit-Air-Source) | DLCURAH24ABK |  |  | EA*4X37L17A* | *96VSN0401712A* | 24600 | 15.5 | 8.5 | 25800 | 21600 | 83.72% | 1.78 | 0 | 10 |  |  |  |  | R-410A | 2.05 | Residential & Commercial | USHP | Ducted CEE Tier 1
213070645 | Central HP <5.4 tons | ACIQ | HRCU-A-CB (Split System: Heat Pump with Remote Outdoor Unit-Air-Source) | DLCURAH24ABK |  |  | EA*4X37L17A* | *80ES(N,L)0701412A* | 24800 | 17 | 8.5 | 25800 | 21400 | 82.95% | 1.8 | 0 | 10.5 |  |  |  |  | R-410A | 2.0667 | Residential & Commercial | USHP | Ducted CEE Tier 1
213067408 | Central HP <5.4 tons | ACIQ | HRCU-A-CB (Split System: Heat Pump with Remote Outdoor Unit-Air-Source) | HVH825GKA3* |  |  | EHD4X42AAL+WALLCON | *97CMN1202422A* | 24200 | 16 | 8.1 | 21400 | 16700 | 78.04% | 2 | 0 | 10.5 |  |  |  |  | R-410A | 2.0167 | Residential & Commercial | USHP | Ducted CEE Tier 1
213072122 | Central HP <5.4 tons | ACIQ | HRCU-A-CB (Split System: Heat Pump with Remote Outdoor Unit-Air-Source) | DLCURAH18ABK |  |  | EA*4X19L17A* | *95ESN0401410A* | 18300 | 16 | 8.5 | 18300 | 17600 | 96.17% | 2.12 | 0 | 10.5 |  |  |  |  | R-410A | 1.525 | Residential & Commercial | USHP | Ducted CEE Tier 1
213070945 | Central HP <5.4 tons | ACIQ | HRCU-A-CB (Split System: Heat Pump with Remote Outdoor Unit-Air-Source) | DLCURAH24ABK |  |  | EN(A,D)4X24L14** | *95ESN0601412A* | 24000 | 15.2 | 8.5 | 27200 | 23000 | 84.56% | 1.88 | 0 | 10 |  |  |  |  | R-410A | 2 | Residential & Commercial | USHP | Ducted CEE Tier 1
213071120 | Central HP <5.4 tons | ACIQ | HRCU-A-CB (Split System: Heat Pump with Remote Outdoor Unit-Air-Source) | DLCURAH24ABK |  |  | EN(A,D)4X24L17** | *80ES(N,L)0451412A* | 24200 | 15.5 | 8.5 | 27200 | 22600 | 83.09% | 1.86 | 0 | 10 |  |  |  |  | R-410A | 2.0167 | Residential & Commercial | USHP | Ducted CEE Tier 1
213071245 | Central HP <5.4 tons | ACIQ | HRCU-A-CB (Split System: Heat Pump with Remote Outdoor Unit-Air-Source) | DLCURAH24ABK |  |  | EN(A,D)4X30L14** | *96VTN0401410A* | 23600 | 15.5 | 8.1 | 26200 | 23600 | 90.08% | 1.92 | 0 | 10 |  |  |  |  | R-410A | 1.9667 | Residential & Commercial | USHP | Ducted CEE Tier 1
213071438 | Central HP <5.4 tons | ACIQ | HRCU-A-CB (Split System: Heat Pump with Remote Outdoor Unit-Air-Source) | DLCURAH24ABK |  |  | EN(A,D)4X30L17** | *92ESN0601714A* | 24400 | 16.5 | 8.1 | 26400 | 22800 | 86.36% | 1.88 | 0 | 10.5 |  |  |  |  | R-410A | 2.0333 | Residential & Commercial | USHP | Ducted CEE Tier 1
214809255 | Central HP <5.4 tons | COLEMAN | HRCU-A-CB (Split System: Heat Pump with Remote Outdoor Unit-Air-Source) | HH860E2S11 |  |  | CTU60C5XGS1+TXV | TL9E100C20UH11 | 44000 | 17 | 9 | 44500 | 33400 | 75.06% | 2 | 0 | 11.7 |  |  |  |  | R-454B | 3.6667 | Residential & Commercial | USHP | Ducted CEE Tier 1
214606548 | Central HP <5.4 tons | COLEMAN | HRCU-A-C (Split System: Heat Pump with Remote Outdoor Unit with No Indoor Fan --Air Source) | HH860E2S11 |  |  | CTF60D5CHS1 | 0 | 54000 | 15.2 | 8.1 | 55000 | 40000 | 72.73% | 2 | 0 | 11 |  |  |  |  | R-454B | 4.5 | Residential & Commercial | USHP | Ducted CEE Tier 1
211388029 | Central HP <5.4 tons | FRASER-JOHNSTON | HRCU-A-CB (Split System: Heat Pump with Remote Outdoor Unit-Air-Source) | HMH72B341 |  |  | XAHC36DXXN1+TXV | TM9V060B12MP12 | 33200 | 17 | 8.1 | 33400 | 23800 | 71.26% | 2 | 0 | 9.5 |  |  |  |  | R-410A | 2.7667 | Residential & Commercial | USHP
211387913 | Central HP <5.4 tons | FRASER-JOHNSTON | HRCU-A-CB (Split System: Heat Pump with Remote Outdoor Unit-Air-Source) | HMH72B341 |  |  | XAFB36DBCN1 | TM9V080B12MP12 | 33600 | 17.5 | 8.5 | 33400 | 23400 | 70.06% | 2.04 | 0 | 10 |  |  |  |  | R-410A | 2.8 | Residential & Commercial | USHP | Ducted CEE Tier 1
211388929 | Central HP <5.4 tons | FRASER-JOHNSTON | HRCU-A-CB (Split System: Heat Pump with Remote Outdoor Unit-Air-Source) | HMH72B341 |  |  | XAUB30CXXN1+TXV | TM9E080B12MP12 | 32800 | 17.5 | 8.1 | 33600 | 23600 | 70.24% | 2.02 | 0 | 9.5 |  |  |  |  | R-410A | 2.7333 | Residential & Commercial | USHP
211389416 | Central HP <5.4 tons | FRASER-JOHNSTON | HRCU-A-CB (Split System: Heat Pump with Remote Outdoor Unit-Air-Source) | HMH72B341 |  |  | XAFC30CXXN1+TXV | TM8Y120C20MP11 | 33600 | 18 | 8.5 | 33600 | 23600 | 70.24% | 2.06 | 0 | 9.5 |  |  |  |  | R-410A | 2.8 | Residential & Commercial | USHP
211389429 | Central HP <5.4 tons | FRASER-JOHNSTON | HRCU-A-CB (Split System: Heat Pump with Remote Outdoor Unit-Air-Source) | HMH72B341 |  |  | XAFC30CXXN1+TXV | TM8Y100C20MP11 | 33600 | 18 | 8.5 | 33600 | 23600 | 70.24% | 2.06 | 0 | 9.5 |  |  |  |  | R-410A | 2.8 | Residential & Commercial | USHP
211389529 | Central HP <5.4 tons | FRASER-JOHNSTON | HRCU-A-CB (Split System: Heat Pump with Remote Outdoor Unit-Air-Source) | HMH72B341 |  |  | XAFC36DXXN1+TXV | TM8Y100C16MP11 | 34000 | 18.5 | 8.5 | 34000 | 24000 | 70.59% | 2.1 | 0 | 10 |  |  |  |  | R-410A | 2.8333 | Residential & Commercial | USHP | Ducted CEE Tier 1
211389622 | Central HP <5.4 tons | FRASER-JOHNSTON | HRCU-A-CB (Split System: Heat Pump with Remote Outdoor Unit-Air-Source) | HMH72B341 |  |  | XAHC36DBCN1 | TM8Y080B12MP11 | 33200 | 17.5 | 8.1 | 32800 | 23200 | 70.73% | 2.02 | 0 | 9.5 |  |  |  |  | R-410A | 2.7667 | Residential & Commercial | USHP
211390054 | Central HP <5.4 tons | FRASER-JOHNSTON | HRCU-A-CB (Split System: Heat Pump with Remote Outdoor Unit-Air-Source) | HMH72B341 |  |  | XAHC36DBCN1 | TPLC100C16MP13 | 34000 | 17 | 8.1 | 34000 | 24600 | 72.35% | 2.08 | 0 | 9.5 |  |  |  |  | R-410A | 2.8333 | Residential & Commercial | USHP
211390422 | Central HP <5.4 tons | FRASER-JOHNSTON | HRCU-A-CB (Split System: Heat Pump with Remote Outdoor Unit-Air-Source) | HMH72B341 |  |  | XAHC36DXXN1+TXV | TPLC080B12MP13 | 32800 | 16.5 | 8.1 | 32800 | 23200 | 70.73% | 1.98 | 0 | 9.5 |  |  |  |  | R-410A | 2.7333 | Residential & Commercial | USHP
211390765 | Central HP <5.4 tons | FRASER-JOHNSTON | HRCU-A-CB (Split System: Heat Pump with Remote Outdoor Unit-Air-Source) | HMH72B341 |  |  | XAFB36DBCN1 | TPLC080B12MP13 | 33600 | 17 | 8.1 | 33600 | 23600 | 70.24% | 2.02 | 0 | 9.5 |  |  |  |  | R-410A | 2.8 | Residential & Commercial | USHP
211391208 | Central HP <5.4 tons | FRASER-JOHNSTON | HRCU-A-CB (Split System: Heat Pump with Remote Outdoor Unit-Air-Source) | HMH72B341 |  |  | XAUB30CXXN1+TXV | TPLC060A12MP13 | 32800 | 17.5 | 8.1 | 33400 | 23400 | 70.06% | 2.02 | 0 | 9.5 |  |  |  |  | R-410A | 2.7333 | Residential & Commercial | USHP
211392078 | Central HP <5.4 tons | FRASER-JOHNSTON | HRCU-A-CB (Split System: Heat Pump with Remote Outdoor Unit-Air-Source) | HMH72B341 |  |  | XAFC36DBCN1 | TM8E080C16MP11 | 34000 | 17 | 8.5 | 33600 | 23600 | 70.24% | 2.08 | 0 | 10 |  |  |  |  | R-410A | 2.8333 | Residential & Commercial | USHP | Ducted CEE Tier 1
213071495 | Central HP <5.4 tons | ACIQ | HRCU-A-CB (Split System: Heat Pump with Remote Outdoor Unit-Air-Source) | DLCURAH24ABK |  |  | EN(A,D)4X30L17** | OMV112K14A | 24000 | 16 | 8.1 | 26400 | 23000 | 87.12% | 1.88 | 0 | 10 |  |  |  |  | R-410A | 2 | Residential & Commercial | USHP | Ducted CEE Tier 1
213071506 | Central HP <5.4 tons | ACIQ | HRCU-A-CB (Split System: Heat Pump with Remote Outdoor Unit-Air-Source) | DLCURAH24ABK |  |  | EN(A,D,W)4X36L17** | *96VSN0601714A* | 23400 | 16.5 | 8.1 | 25800 | 24000 | 93.02% | 2 | 0 | 10 |  |  |  |  | R-410A | 1.95 | Residential & Commercial | USHP | Ducted CEE Tier 1
213072147 | Central HP <5.4 tons | ACIQ | HRCU-A-CB (Split System: Heat Pump with Remote Outdoor Unit-Air-Source) | DLCURAH18ABK |  |  | EA*4X24L14A* | *96VTN0401410A* | 17300 | 16 | 8.5 | 18300 | 19200 | 104.9% | 2.3 | 0 | 10.5 |  |  |  |  | R-410A | 1.4417 | Residential & Commercial | USHP | Ducted CEE Tier 1
213072158 | Central HP <5.4 tons | ACIQ | HRCU-A-CB (Split System: Heat Pump with Remote Outdoor Unit-Air-Source) | DLCURAH18ABK |  |  | EA*4X24L17A* | *96VSN0601412A* | 17900 | 16 | 8.5 | 18800 | 19000 | 101.1% | 2.28 | 0 | 10.5 |  |  |  |  | R-410A | 1.4917 | Residential & Commercial | USHP | Ducted CEE Tier 1
213072172 | Central HP <5.4 tons | ACIQ | HRCU-A-CB (Split System: Heat Pump with Remote Outdoor Unit-Air-Source) | DLCURAH18ABK |  |  | EA*4X24L17A* | *96VTN0601412A* | 17900 | 16 | 8.5 | 18800 | 19000 | 101.1% | 2.28 | 0 | 10.5 |  |  |  |  | R-410A | 1.4917 | Residential & Commercial | USHP | Ducted CEE Tier 1
213072190 | Central HP <5.4 tons | ACIQ | HRCU-A-CB (Split System: Heat Pump with Remote Outdoor Unit-Air-Source) | DLCURAH18ABK |  |  | EA*4X25L17A* | *96VSN0401712A* | 18200 | 15.5 | 8.5 | 18200 | 17500 | 96.15% | 2.12 | 0 | 10.5 |  |  |  |  | R-410A | 1.5167 | Residential & Commercial | USHP | Ducted CEE Tier 1
213071670 | Central HP <5.4 tons | ACIQ | HRCU-A-CB (Split System: Heat Pump with Remote Outdoor Unit-Air-Source) | DLCURAH24ABK |  |  | EN(A,D,W)4X36L17** | *95ESN0601714A* | 24600 | 16 | 8.1 | 26600 | 22400 | 84.21% | 1.84 | 0 | 10 |  |  |  |  | R-410A | 2.05 | Residential & Commercial | USHP | Ducted CEE Tier 1
213071779 | Central HP <5.4 tons | ACIQ | HRCU-A-CB (Split System: Heat Pump with Remote Outdoor Unit-Air-Source) | DLCURAH24ABK |  |  | EN(A,D)4X36L21** | *80VSL0702120A* | 24600 | 16 | 8.1 | 26600 | 22400 | 84.21% | 1.84 | 0 | 10.5 |  |  |  |  | R-410A | 2.05 | Residential & Commercial | USHP | Ducted CEE Tier 1
213067279 | Central HP <5.4 tons | ACIQ | HRCU-A-CB (Split System: Heat Pump with Remote Outdoor Unit-Air-Source) | HVH825GKA3* |  |  | EA*4X42L21A*+WALLCON | *95CSU1002122A* | 23800 | 16.5 | 8.1 | 21400 | 16600 | 77.57% | 1.96 | 0 | 11 |  |  |  |  | R-410A | 1.9833 | Residential & Commercial | USHP | Ducted CEE Tier 1
213067296 | Central HP <5.4 tons | ACIQ | HRCU-A-CB (Split System: Heat Pump with Remote Outdoor Unit-Air-Source) | HVH825GKA3* |  |  | EA*4X42L24A*+WALLCON | *80CTL1352422A* | 23800 | 16.5 | 8.1 | 21400 | 16600 | 77.57% | 1.96 | 0 | 11 |  |  |  |  | R-410A | 1.9833 | Residential & Commercial | USHP | Ducted CEE Tier 1
213067298 | Central HP <5.4 tons | ACIQ | HRCU-A-CB (Split System: Heat Pump with Remote Outdoor Unit-Air-Source) | HVH825GKA3* |  |  | EA*4X42L24A*+WALLCON | *97CMN1002122A* | 23800 | 16.5 | 8.1 | 21400 | 16600 | 77.57% | 1.96 | 0 | 11 |  |  |  |  | R-410A | 1.9833 | Residential & Commercial | USHP | Ducted CEE Tier 1
213067331 | Central HP <5.4 tons | ACIQ | HRCU-A-CB (Split System: Heat Pump with Remote Outdoor Unit-Air-Source) | HVH825GKA3* |  |  | EA*4X48L21A*+WALLCON | *80CTL0901716A* | 24200 | 17.5 | 8.1 | 20800 | 16500 | 79.33% | 2.04 | 0 | 11.5 |  |  |  |  | R-410A | 2.0167 | Residential & Commercial | USHP | Ducted CEE Tier 1
213072240 | Central HP <5.4 tons | ACIQ | HRCU-A-CB (Split System: Heat Pump with Remote Outdoor Unit-Air-Source) | DLCURAH18ABK |  |  | EA*4X30L17A* | *80VSL0451716A* | 17800 | 16 | 8.5 | 18300 | 18600 | 101.6% | 2.22 | 0 | 10.5 |  |  |  |  | R-410A | 1.4833 | Residential & Commercial | USHP | Ducted CEE Tier 1
213072265 | Central HP <5.4 tons | ACIQ | HRCU-A-CB (Split System: Heat Pump with Remote Outdoor Unit-Air-Source) | DLCURAH18ABK |  |  | EN(A,D)4X18L14** | *80VSL0451412A* | 17400 | 15.5 | 8.5 | 18600 | 19400 | 104.3% | 2.32 | 0 | 10.5 |  |  |  |  | R-410A | 1.45 | Residential & Commercial | USHP | Ducted CEE Tier 1
213071872 | Central HP <5.4 tons | ACIQ | HRCU-A-CB (Split System: Heat Pump with Remote Outdoor Unit-Air-Source) | DLCURAH24ABK |  |  | EN(A,D)4X36L21** | *80ES(N,L)0702116A* | 24200 | 17 | 8.1 | 26200 | 22800 | 87.02% | 1.9 | 0 | 10.5 |  |  |  |  | R-410A | 2.0167 | Residential & Commercial | USHP | Ducted CEE Tier 1
213071913 | Central HP <5.4 tons | ACIQ | HRCU-A-CB (Split System: Heat Pump with Remote Outdoor Unit-Air-Source) | DLCURAH24ABK |  |  | EN(A,D)4X36L21** | *92ESN1002120A* | 24800 | 16.5 | 8.5 | 26800 | 22200 | 82.84% | 1.84 | 0 | 10.5 |  |  |  |  | R-410A | 2.0667 | Residential & Commercial | USHP | Ducted CEE Tier 1
213076384 | Central HP <5.4 tons | BRYANT HEATING AND COOLING SYSTEMS | HRCU-A-CB (Split System: Heat Pump with Remote Outdoor Unit-Air-Source) | 38MURAQ18AB3* |  |  | CAP**2417AL* | 926TC48060V17*** | 17400 | 16 | 8.5 | 18400 | 19500 | 106% | 2.34 | 0 | 10.5 |  |  |  |  | R-410A | 1.45 | Residential & Commercial | USHP | Ducted CEE Tier 1
215669672 | Central HP <5.4 tons | CARRIER | HRCU-A-CB (Split System: Heat Pump with Remote Outdoor Unit-Air-Source) | 27VNA036A*030* |  |  | CAA**6124AM*+UI | 59CU5B100C21**22 | 35000 | 18.5 | 9 | 34400 | 24600 | 71.51% | 1.92 | 0 | 10 |  |  |  |  | R-454B | 2.9167 | Residential & Commercial | USHP | Ducted CEE Tier 1
213785005 | Central HP <5.4 tons | CARRIER | HRCU-A-CB (Split System: Heat Pump with Remote Outdoor Unit-Air-Source) | 25VNA424A*031* |  |  | CAP**2414AL*+UI | 58TN*B070C14**12 | 23000 | 19.5 | 10 | 27000 | 20200 | 74.81% | 2.28 | 0 | 12.5 |  |  |  |  | R-410A | 1.9167 | Residential & Commercial | USHP | Ducted CEE Tier 1
213785021 | Central HP <5.4 tons | CARRIER | HRCU-A-CB (Split System: Heat Pump with Remote Outdoor Unit-Air-Source) | 25VNA424A*031* |  |  | CAP**2417AL*+UI | 59TN6C040C14**10 | 22600 | 17.5 | 9.5 | 27400 | 20600 | 75.18% | 2.2 | 0 | 11.5 |  |  |  |  | R-410A | 1.8833 | Residential & Commercial | USHP | Ducted CEE Tier 1
213785105 | Central HP <5.4 tons | CARRIER | HRCU-A-CB (Split System: Heat Pump with Remote Outdoor Unit-Air-Source) | 25VNA424A*031* |  |  | CAP**3621AL*+UI | 59TN6C100C21**22 | 23400 | 20 | 10 | 26600 | 19800 | 74.44% | 2.42 | 0 | 13 |  |  |  |  | R-410A | 1.95 | Residential & Commercial | USHP | Ducted CEE Tier 1
213785107 | Central HP <5.4 tons | CARRIER | HRCU-A-CB (Split System: Heat Pump with Remote Outdoor Unit-Air-Source) | 25VNA424A*031* |  |  | CAP**3721AL*+UI | 58TN*B045C17**12 | 24000 | 19.5 | 10.5 | 26600 | 19900 | 74.81% | 2.5 | 0 | 12.5 |  |  |  |  | R-410A | 2 | Residential & Commercial | USHP | Ducted CEE Tier 1
213781915 | Central HP <5.4 tons | CARRIER | HRCU-A-CB (Split System: Heat Pump with Remote Outdoor Unit-Air-Source) | 25VNA837A*031* |  |  | CSPH*4212AL*+UI | 58TN*B090C17**16 | 32200 | 16.5 | 8.1 | 33000 | 24800 | 75.15% | 1.94 | 0 | 11 |  |  |  |  | R-410A | 2.6833 | Residential & Commercial | USHP | Ducted CEE Tier 1
213782265 | Central HP <5.4 tons | CARRIER | HRCU-A-CB (Split System: Heat Pump with Remote Outdoor Unit-Air-Source) | 25VNA837A*031* |  |  | CSPH*6012AL*+UI | 58TN*B135C24**22 | 33000 | 16.5 | 8.1 | 32200 | 24800 | 77.02% | 2 | 0 | 11.5 |  |  |  |  | R-410A | 2.75 | Residential & Commercial | USHP | Ducted CEE Tier 1
213785121 | Central HP <5.4 tons | CARRIER | HRCU-A-CB (Split System: Heat Pump with Remote Outdoor Unit-Air-Source) | 25VNA424A*031* |  |  | CAP**3721AL*+UI | 59MN7C100C21**22 | 24200 | 20 | 10.5 | 26400 | 19700 | 74.62% | 2.54 | 0 | 13 |  |  |  |  | R-410A | 2.0167 | Residential & Commercial | USHP | Ducted CEE Tier 1
210474655 | Central HP <5.4 tons | KENMORE | HRCU-A-CB (Split System: Heat Pump with Remote Outdoor Unit-Air-Source) | (C,H,T)VH825GKA3* |  |  | EHD4X48AAL+WALLCON | *97CMN0602120A* | 24200 | 16 | 8.1 | 21400 | 16700 | 78.04% | 2 | 0 | 10.5 |  |  |  |  | R-410A | 2.0167 | Residential & Commercial | USHP | Ducted CEE Tier 1
210474012 | Central HP <5.4 tons | KENMORE | HRCU-A-CB (Split System: Heat Pump with Remote Outdoor Unit-Air-Source) | (C,H,T)VH825GKA3* |  |  | EN(A,D,W)4X48L21**+WALLCON | *97CMN0801714A* | 24000 | 16.5 | 8.1 | 21400 | 16700 | 78.04% | 2 | 0 | 11 |  |  |  |  | R-410A | 2 | Residential & Commercial | USHP | Ducted CEE Tier 1
211393432 | Central HP <5.4 tons | FRASER-JOHNSTON | HRCU-A-CB (Split System: Heat Pump with Remote Outdoor Unit-Air-Source) | HMH72B341 |  |  | XAHC30CXXN1+TXV | TL8E080C16UH11 | 32400 | 17 | 8.1 | 32800 | 23000 | 70.12% | 2 | 0 | 9.5 |  |  |  |  | R-410A | 2.7 | Residential & Commercial | USHP
211393580 | Central HP <5.4 tons | FRASER-JOHNSTON | HRCU-A-CB (Split System: Heat Pump with Remote Outdoor Unit-Air-Source) | HMH72B341 |  |  | XAFB30CXXN1+TXV | TL8E060A12UH11 | 32800 | 18 | 8.1 | 33400 | 23400 | 70.06% | 2.02 | 0 | 9.5 |  |  |  |  | R-410A | 2.7333 | Residential & Commercial | USHP
211393723 | Central HP <5.4 tons | FRASER-JOHNSTON | HRCU-A-CB (Split System: Heat Pump with Remote Outdoor Unit-Air-Source) | HMH72B341 |  |  | XAFA30DXXN1+TXV | TM8E060A12MP11 | 33800 | 17.5 | 8.1 | 33800 | 23800 | 70.41% | 2.04 | 0 | 9.5 |  |  |  |  | R-410A | 2.8167 | Residential & Commercial | USHP
211393073 | Central HP <5.4 tons | FRASER-JOHNSTON | HRCU-A-CB (Split System: Heat Pump with Remote Outdoor Unit-Air-Source) | HMH72B341 |  |  | XAHC36DBCN1 | TL9E080C16UH11 | 34000 | 17 | 8.1 | 33800 | 24000 | 71.01% | 2.06 | 0 | 9.5 |  |  |  |  | R-410A | 2.8333 | Residential & Commercial | USHP
211392153 | Central HP <5.4 tons | FRASER-JOHNSTON | HRCU-A-CB (Split System: Heat Pump with Remote Outdoor Unit-Air-Source) | HMH72B341 |  |  | XAHC36DXXN1+TXV | TMLE080B12MP11 | 33400 | 17.5 | 8.1 | 33200 | 23400 | 70.48% | 2.02 | 0 | 9.5 |  |  |  |  | R-410A | 2.7833 | Residential & Commercial | USHP
211392510 | Central HP <5.4 tons | FRASER-JOHNSTON | HRCU-A-CB (Split System: Heat Pump with Remote Outdoor Unit-Air-Source) | HMH72B341 |  |  | XAUB30CXXN1+TXV | TMLE080B12MP11 | 32800 | 17.5 | 8.1 | 34000 | 23800 | 70% | 2.02 | 0 | 9.5 |  |  |  |  | R-410A | 2.7333 | Residential & Commercial | USHP
211391074 | Central HP <5.4 tons | FRASER-JOHNSTON | HRCU-A-CB (Split System: Heat Pump with Remote Outdoor Unit-Air-Source) | HMH72B341 |  |  | XAFB36DBCN1 | TMLV060A12MP12 | 34000 | 17.5 | 8.1 | 34000 | 24200 | 71.18% | 2.06 | 0 | 9.5 |  |  |  |  | R-410A | 2.8333 | Residential & Commercial | USHP
211390538 | Central HP <5.4 tons | FRASER-JOHNSTON | HRCU-A-CB (Split System: Heat Pump with Remote Outdoor Unit-Air-Source) | HMH72B341 |  |  | XAHB36DBCN1 | TM8V080B12MP12 | 32800 | 16.5 | 8.1 | 33000 | 23400 | 70.91% | 1.98 | 0 | 9.5 |  |  |  |  | R-410A | 2.7333 | Residential & Commercial | USHP
211393112 | Central HP <5.4 tons | FRASER-JOHNSTON | HRCU-A-CB (Split System: Heat Pump with Remote Outdoor Unit-Air-Source) | HMH72B341 |  |  | XAFC36DBCN1 | TL9E080C16UH11 | 34000 | 17.5 | 8.1 | 34000 | 24400 | 71.76% | 2.1 | 0 | 9.5 |  |  |  |  | R-410A | 2.8333 | Residential & Commercial | USHP
211394398 | Central HP <5.4 tons | FRASER-JOHNSTON | HRCU-A-CB (Split System: Heat Pump with Remote Outdoor Unit-Air-Source) | HMH72B341 |  |  | XAHD48FXXN1+TXV | TM9V100C20MP12 | 33600 | 16.5 | 8.5 | 32400 | 23800 | 73.46% | 2.06 | 0 | 9 |  |  |  |  | R-410A | 2.8 | Residential & Commercial | USHP
211394641 | Central HP <5.4 tons | FRASER-JOHNSTON | HRCU-A-CB (Split System: Heat Pump with Remote Outdoor Unit-Air-Source) | HMH72B341 |  |  | XAUC48FXXN1+TXV | TM9V100C20MP12 | 34000 | 16.5 | 8.5 | 33000 | 24200 | 73.33% | 2.1 | 0 | 9 |  |  |  |  | R-410A | 2.8333 | Residential & Commercial | USHP
211394082 | Central HP <5.4 tons | FRASER-JOHNSTON | HRCU-A-CB (Split System: Heat Pump with Remote Outdoor Unit-Air-Source) | HMH72B341 |  |  | XAFC48FXXN1+TXV | TM9Y080C16MP11 | 33800 | 17.5 | 8.5 | 32800 | 24200 | 73.78% | 2.06 | 0 | 9 |  |  |  |  | R-410A | 2.8167 | Residential & Commercial | USHP
213067604 | Central HP <5.4 tons | ACIQ | HRCU-A-CB (Split System: Heat Pump with Remote Outdoor Unit-Air-Source) | HVH825GKA2* |  |  | EN(A,D)4X48L24**+WALLCON | *97CMN1202422A* | 24200 | 16.5 | 8.1 | 21400 | 16600 | 77.57% | 2 | 0 | 11 |  |  |  |  | R-410A | 2.0167 | Residential & Commercial | USHP | Ducted CEE Tier 1
213067641 | Central HP <5.4 tons | ACIQ | HRCU-A-CB (Split System: Heat Pump with Remote Outdoor Unit-Air-Source) | HVH825GKA2* |  |  | END4X42L17**+WALLCON | *80CTL0901716A* | 24000 | 17 | 8.1 | 21400 | 16600 | 77.57% | 2 | 0 | 11.5 |  |  |  |  | R-410A | 2 | Residential & Commercial | USHP | Ducted CEE Tier 1
213067708 | Central HP <5.4 tons | ACIQ | HRCU-A-CB (Split System: Heat Pump with Remote Outdoor Unit-Air-Source) | HVH837GKA** |  |  | EHD4X60AAL+WALLCON | *80CTL0701412A* | 32800 | 17 | 8.1 | 32400 | 25000 | 77.16% | 2 | 0 | 11 |  |  |  |  | R-410A | 2.7333 | Residential & Commercial | USHP | Ducted CEE Tier 1
211393621 | Central HP <5.4 tons | FRASER-JOHNSTON | HRCU-A-CB (Split System: Heat Pump with Remote Outdoor Unit-Air-Source) | HMH72B341 |  |  | JHVTB36DBCC2N1 | 0 | 34000 | 18.5 | 8.5 | 33800 | 23800 | 70.41% | 2.1 | 0 | 10 |  |  |  |  | R-410A | 2.8333 | Residential & Commercial | USHP | Ducted CEE Tier 1
211392878 | Central HP <5.4 tons | FRASER-JOHNSTON | HRCU-A-CB (Split System: Heat Pump with Remote Outdoor Unit-Air-Source) | HMH72B341 |  |  | XAUB36DXXN1+TXV | TM8E040A12MP11 | 34000 | 18 | 8.1 | 33600 | 23800 | 70.83% | 2.06 | 0 | 10 |  |  |  |  | R-410A | 2.8333 | Residential & Commercial | USHP | Ducted CEE Tier 1
211393198 | Central HP <5.4 tons | FRASER-JOHNSTON | HRCU-A-CB (Split System: Heat Pump with Remote Outdoor Unit-Air-Source) | HMH72B341 |  |  | XAFC36DXXN1+TXV | TL9E060B12UH11 | 33800 | 18 | 8.1 | 34000 | 24200 | 71.18% | 2.04 | 0 | 9.5 |  |  |  |  | R-410A | 2.8167 | Residential & Commercial | USHP
211393296 | Central HP <5.4 tons | FRASER-JOHNSTON | HRCU-A-CB (Split System: Heat Pump with Remote Outdoor Unit-Air-Source) | HMH72B341 |  |  | XAUB30CXXN1+TXV | TL9E060B12UH11 | 32600 | 17.5 | 8.1 | 33600 | 23600 | 70.24% | 2 | 0 | 9.5 |  |  |  |  | R-410A | 2.7167 | Residential & Commercial | USHP
211393387 | Central HP <5.4 tons | FRASER-JOHNSTON | HRCU-A-CB (Split System: Heat Pump with Remote Outdoor Unit-Air-Source) | HMH72B341 |  |  | XAFC30CXXN1+TXV | TL8E100C20UH11 | 33400 | 17.5 | 8.5 | 33000 | 23200 | 70.3% | 2.06 | 0 | 10 |  |  |  |  | R-410A | 2.7833 | Residential & Commercial | USHP | Ducted CEE Tier 1
211394498 | Central HP <5.4 tons | FRASER-JOHNSTON | HRCU-A-CB (Split System: Heat Pump with Remote Outdoor Unit-Air-Source) | HMH72B341 |  |  | XAHC48FBCN1 | TM9V100C20MP12 | 33200 | 17 | 8.5 | 32000 | 23400 | 73.12% | 2.04 | 0 | 9 |  |  |  |  | R-410A | 2.7667 | Residential & Commercial | USHP
211394900 | Central HP <5.4 tons | FRASER-JOHNSTON | HRCU-A-CB (Split System: Heat Pump with Remote Outdoor Unit-Air-Source) | HMH72B341 |  |  | XAFC48FXXN1+TXV | TM9V100C16MP12 | 33800 | 16.5 | 8.5 | 32400 | 23800 | 73.46% | 2.08 | 0 | 9.5 |  |  |  |  | R-410A | 2.8167 | Residential & Commercial | USHP
211395295 | Central HP <5.4 tons | FRASER-JOHNSTON | HRCU-A-CB (Split System: Heat Pump with Remote Outdoor Unit-Air-Source) | HMH72B341 |  |  | XAFC48FXXN1+TXV | TM9V080C16MP12 | 33400 | 16.5 | 8.5 | 32400 | 23600 | 72.84% | 2.06 | 0 | 9.5 |  |  |  |  | R-410A | 2.7833 | Residential & Commercial | USHP
213067318 | Central HP <5.4 tons | ACIQ | HRCU-A-CB (Split System: Heat Pump with Remote Outdoor Unit-Air-Source) | HVH825GKA3* |  |  | EA*4X48L21A*+WALLCON | *95CSU0802120A* | 24200 | 17 | 8.1 | 21000 | 16500 | 78.57% | 2.02 | 0 | 11 |  |  |  |  | R-410A | 2.0167 | Residential & Commercial | USHP | Ducted CEE Tier 1
216819116 | Central HP <5.4 tons | RHEEM | HRCU-A-CB (Split System: Heat Pump with Remote Outdoor Unit-Air-Source) | RD18AY24AJVC |  |  | RCFY2417MTANM | R921V0603A17M4 | 21000 | 17 | 8.1 | 21000 | 17100 | 81.43% | 1.9 | 0 | 10 |  |  |  |  | R-454B | 1.75 | Residential & Commercial | USHP | Ducted CEE Tier 1
213770621 | Central HP <5.4 tons | DAY & NIGHT | HRCU-A-CB (Split System: Heat Pump with Remote Outdoor Unit-Air-Source) | CVH825GKA2* |  |  | EA*4X25L17A*+WALLCON | *80CTL0901716B* | 24400 | 16.5 | 8.5 | 21200 | 16700 | 78.77% | 2.02 | 0 | 11 |  |  |  |  | R-410A | 2.0333 | Residential & Commercial | USHP | Ducted CEE Tier 1
213067325 | Central HP <5.4 tons | ACIQ | HRCU-A-CB (Split System: Heat Pump with Remote Outdoor Unit-Air-Source) | HVH825GKA3* |  |  | EA*4X48L21A*+WALLCON | *96CTN0601714A* | 24000 | 16.5 | 8.1 | 21000 | 16600 | 79.05% | 2 | 0 | 11 |  |  |  |  | R-410A | 2 | Residential & Commercial | USHP | Ducted CEE Tier 1
211394209 | Central HP <5.4 tons | FRASER-JOHNSTON | HRCU-A-CB (Split System: Heat Pump with Remote Outdoor Unit-Air-Source) | HMH72B341 |  |  | XAHC48FBCN1 | TM9Y060B12MP11 | 32400 | 16.5 | 8.1 | 32200 | 23600 | 73.29% | 1.98 | 0 | 9 |  |  |  |  | R-410A | 2.7 | Residential & Commercial | USHP
211392803 | Central HP <5.4 tons | FRASER-JOHNSTON | HRCU-A-CB (Split System: Heat Pump with Remote Outdoor Unit-Air-Source) | HMH72B341 |  |  | XAHB30CXXN1+TXV | TM8E040A12MP11 | 32000 | 17.5 | 8.1 | 31800 | 23000 | 72.33% | 1.98 | 0 | 9.5 |  |  |  |  | R-410A | 2.6667 | Residential & Commercial | USHP
211393003 | Central HP <5.4 tons | FRASER-JOHNSTON | HRCU-A-CB (Split System: Heat Pump with Remote Outdoor Unit-Air-Source) | HMH72B341 |  |  | XAHC30CXXN1+TXV | TL9E100C20UH11 | 32600 | 16.5 | 8.1 | 32800 | 23000 | 70.12% | 2.02 | 0 | 9.5 |  |  |  |  | R-410A | 2.7167 | Residential & Commercial | USHP
211394868 | Central HP <5.4 tons | FRASER-JOHNSTON | HRCU-A-CB (Split System: Heat Pump with Remote Outdoor Unit-Air-Source) | HMH72B341 |  |  | XAFD48FBCN1 | TM9V100C16MP12 | 33800 | 16.5 | 8.5 | 32400 | 23600 | 72.84% | 2.08 | 0 | 9.5 |  |  |  |  | R-410A | 2.8167 | Residential & Commercial | USHP
211395034 | Central HP <5.4 tons | FRASER-JOHNSTON | HRCU-A-CB (Split System: Heat Pump with Remote Outdoor Unit-Air-Source) | HMH72B341 |  |  | XAHD48FBCN1 | TM9V080C16MP12 | 32600 | 16 | 8.1 | 31800 | 23200 | 72.96% | 2.02 | 0 | 9 |  |  |  |  | R-410A | 2.7167 | Residential & Commercial | USHP
211395788 | Central HP <5.4 tons | FRASER-JOHNSTON | HRCU-A-CB (Split System: Heat Pump with Remote Outdoor Unit-Air-Source) | HMH72B341 |  |  | XAHC48FBCN1 | TP9C060B12MP13 | 32400 | 16 | 8.1 | 32000 | 23400 | 73.12% | 2 | 0 | 9 |  |  |  |  | R-410A | 2.7 | Residential & Commercial | USHP
211395368 | Central HP <5.4 tons | FRASER-JOHNSTON | HRCU-A-CB (Split System: Heat Pump with Remote Outdoor Unit-Air-Source) | HMH72B341 |  |  | XAUC48FXXN1+TXV | TM9V080C16MP12 | 33400 | 16.5 | 8.5 | 32400 | 23600 | 72.84% | 2.06 | 0 | 9.5 |  |  |  |  | R-410A | 2.7833 | Residential & Commercial | USHP
211396086 | Central HP <5.4 tons | FRASER-JOHNSTON | HRCU-A-CB (Split System: Heat Pump with Remote Outdoor Unit-Air-Source) | HMH72B341 |  |  | XAHC48FXXN1+TXV | TM9E080C16MP12 | 33600 | 17 | 8.1 | 32800 | 24200 | 73.78% | 2.04 | 0 | 9 |  |  |  |  | R-410A | 2.8 | Residential & Commercial | USHP
211389500 | Central HP <5.4 tons | FRASER-JOHNSTON | HRCU-A-CB (Split System: Heat Pump with Remote Outdoor Unit-Air-Source) | HMH72B341 |  |  | XAHC30CXXN1+TXV | TM8Y100C16MP11 | 32600 | 18 | 8.1 | 33000 | 23200 | 70.3% | 2 | 0 | 9 |  |  |  |  | R-410A | 2.7167 | Residential & Commercial | USHP
211390954 | Central HP <5.4 tons | FRASER-JOHNSTON | HRCU-A-CB (Split System: Heat Pump with Remote Outdoor Unit-Air-Source) | HMH72B341 |  |  | XAHB30CXXN1+TXV | TM8V060A12MP12 | 32000 | 17 | 8.1 | 32800 | 23000 | 70.12% | 1.98 | 0 | 9.5 |  |  |  |  | R-410A | 2.6667 | Residential & Commercial | USHP
211391252 | Central HP <5.4 tons | FRASER-JOHNSTON | HRCU-A-CB (Split System: Heat Pump with Remote Outdoor Unit-Air-Source) | HMH72B341 |  |  | XAHC36DBCN1 | TM8E120C16MP11 | 33600 | 17.5 | 8.1 | 33000 | 23200 | 70.3% | 2.04 | 0 | 10 |  |  |  |  | R-410A | 2.8 | Residential & Commercial | USHP | Ducted CEE Tier 1
211391740 | Central HP <5.4 tons | FRASER-JOHNSTON | HRCU-A-CB (Split System: Heat Pump with Remote Outdoor Unit-Air-Source) | HMH72B341 |  |  | XAFC36DXXN1+TXV | TM8E100B12MP11 | 34000 | 18 | 8.1 | 33800 | 23800 | 70.41% | 2.06 | 0 | 10 |  |  |  |  | R-410A | 2.8333 | Residential & Commercial | USHP | Ducted CEE Tier 1
211390735 | Central HP <5.4 tons | FRASER-JOHNSTON | HRCU-A-CB (Split System: Heat Pump with Remote Outdoor Unit-Air-Source) | HMH72B341 |  |  | XAFB36DBCN1 | TM8V080B12MP12 | 33600 | 17 | 8.1 | 33600 | 23600 | 70.24% | 2.02 | 0 | 9.5 |  |  |  |  | R-410A | 2.8 | Residential & Commercial | USHP
214719692 | Central HP <5.4 tons | COLEMAN | HRCU-A-CB (Split System: Heat Pump with Remote Outdoor Unit-Air-Source) | HH836E2S11 |  |  | CTU36B5XDS1+TXV | TM9Y080B12MP11 | 33400 | 18 | 8.5 | 31400 | 25600 | 81.53% | 2 | 0 | 11 |  |  |  |  | R-454B | 2.7833 | Residential & Commercial | USHP | Ducted CEE Tier 1
211388511 | Central HP <5.4 tons | FRASER-JOHNSTON | HRCU-A-CB (Split System: Heat Pump with Remote Outdoor Unit-Air-Source) | HMH72B341 |  |  | XAFB36DBCN1 | TM9V040A10MP12 | 33200 | 17 | 8.1 | 33200 | 23400 | 70.48% | 2 | 0 | 9.5 |  |  |  |  | R-410A | 2.7667 | Residential & Commercial | USHP
211388847 | Central HP <5.4 tons | FRASER-JOHNSTON | HRCU-A-CB (Split System: Heat Pump with Remote Outdoor Unit-Air-Source) | HMH72B341 |  |  | XAFC36DBCN1 | TM9E080B12MP12 | 34000 | 17.5 | 8.1 | 34000 | 24400 | 71.76% | 2.06 | 0 | 9.5 |  |  |  |  | R-410A | 2.8333 | Residential & Commercial | USHP
211395738 | Central HP <5.4 tons | FRASER-JOHNSTON | HRCU-A-CB (Split System: Heat Pump with Remote Outdoor Unit-Air-Source) | HMH72B341 |  |  | XAHC48FXXN1+TXV | TP9C060B12MP13 | 32400 | 16 | 8.1 | 32000 | 23400 | 73.12% | 2 | 0 | 9 |  |  |  |  | R-410A | 2.7 | Residential & Commercial | USHP
211396781 | Central HP <5.4 tons | FRASER-JOHNSTON | HRCU-A-CB (Split System: Heat Pump with Remote Outdoor Unit-Air-Source) | HMH72B341 |  |  | XAHC48FXXN1+TXV | TM8Y100C16MP11 | 33600 | 17 | 8.1 | 32600 | 24000 | 73.62% | 2.04 | 0 | 9 |  |  |  |  | R-410A | 2.8 | Residential & Commercial | USHP
211397047 | Central HP <5.4 tons | FRASER-JOHNSTON | HRCU-A-CB (Split System: Heat Pump with Remote Outdoor Unit-Air-Source) | HMH72B341 |  |  | XAHC48FXXN1+TXV | TM8V120C20MP12 | 33800 | 16.5 | 8.5 | 32400 | 23800 | 73.46% | 2.06 | 0 | 9 |  |  |  |  | R-410A | 2.8167 | Residential & Commercial | USHP
211397424 | Central HP <5.4 tons | FRASER-JOHNSTON | HRCU-A-CB (Split System: Heat Pump with Remote Outdoor Unit-Air-Source) | HMH72B341 |  |  | XAHC48FXXN1+TXV | TPLC100C16MP13 | 33600 | 16.5 | 8.5 | 32400 | 23800 | 73.46% | 2.06 | 0 | 9 |  |  |  |  | R-410A | 2.8 | Residential & Commercial | USHP
211397483 | Central HP <5.4 tons | FRASER-JOHNSTON | HRCU-A-CB (Split System: Heat Pump with Remote Outdoor Unit-Air-Source) | HMH72B341 |  |  | XAHC48FBCN1 | TPLC080C16MP13 | 33600 | 16.5 | 8.5 | 32400 | 23800 | 73.46% | 2.06 | 0 | 9 |  |  |  |  | R-410A | 2.8 | Residential & Commercial | USHP
211397585 | Central HP <5.4 tons | FRASER-JOHNSTON | HRCU-A-CB (Split System: Heat Pump with Remote Outdoor Unit-Air-Source) | HMH72B341 |  |  | XAFD48FXXN1+TXV | TPLC100C16MP13 | 34000 | 16.5 | 8.5 | 33000 | 24400 | 73.94% | 2.1 | 0 | 9 |  |  |  |  | R-410A | 2.8333 | Residential & Commercial | USHP
211397876 | Central HP <5.4 tons | FRASER-JOHNSTON | HRCU-A-CB (Split System: Heat Pump with Remote Outdoor Unit-Air-Source) | HMH72B341 |  |  | XAUC48FXXN1+TXV | TPLC080C16MP13 | 34000 | 16.5 | 8.5 | 33200 | 24400 | 73.49% | 2.1 | 0 | 9 |  |  |  |  | R-410A | 2.8333 | Residential & Commercial | USHP
211398285 | Central HP <5.4 tons | FRASER-JOHNSTON | HRCU-A-CB (Split System: Heat Pump with Remote Outdoor Unit-Air-Source) | HMH72B341 |  |  | XAFC48FXXN1+TXV | TMLE120C16MP11 | 33600 | 17 | 8.5 | 32400 | 23600 | 72.84% | 2.08 | 0 | 9.5 |  |  |  |  | R-410A | 2.8 | Residential & Commercial | USHP
212984446 | Central HP <5.4 tons | BRYANT HEATING AND COOLING SYSTEMS | HRCU-A-CB (Split System: Heat Pump with Remote Outdoor Unit-Air-Source) | 38MURAQ30AB3* |  |  | CAP**3621AL* | 912SE48080M17*** | 29600 | 15.2 | 8.1 | 34000 | 28000 | 82.35% | 1.78 | 0 | 9 |  |  |  |  | R-410A | 2.4667 | Residential & Commercial | USHP
215935450 | Central HP <5.4 tons | DAY & NIGHT | HRCU-A-CB (Split System: Heat Pump with Remote Outdoor Unit-Air-Source) | C5H3V36*K*AAA* |  |  | EVM5X60M24A*+WALLCON | *96CTN1202422B* | 35600 | 22 | 8.5 | 38000 | 28400 | 74.74% | 2.04 | 0 | 12.5 |  |  |  |  | R-454B | 2.9667 | Residential & Commercial | USHP | Ducted CEE Tier 1
215935750 | Central HP <5.4 tons | DAY & NIGHT | HRCU-A-CB (Split System: Heat Pump with Remote Outdoor Unit-Air-Source) | C5H3V36*K*AAA* |  |  | EVD5X36M21A*+WALLCON | *97CMN1002122B* | 34400 | 21 | 8.5 | 38500 | 28000 | 72.73% | 2.06 | 0 | 12 |  |  |  |  | R-454B | 2.8667 | Residential & Commercial | USHP | Ducted CEE Tier 1
214229273 | Central HP <5.4 tons | KEEPRITE | HRCU-A-CB (Split System: Heat Pump with Remote Outdoor Unit-Air-Source) | DLCURAH30ABK |  |  | END4X42L17** | *80MSU0601716A* | 29800 | 15.2 | 8.1 | 34000 | 27000 | 79.41% | 1.82 | 0 | 9 |  |  |  |  | R-410A | 2.4833 | Residential & Commercial | USHP
211392325 | Central HP <5.4 tons | FRASER-JOHNSTON | HRCU-A-CB (Split System: Heat Pump with Remote Outdoor Unit-Air-Source) | HMH72B341 |  |  | XAFC36DBCN1 | TM8E080B12MP11 | 34000 | 18 | 8.1 | 34000 | 24400 | 71.76% | 2.06 | 0 | 9.5 |  |  |  |  | R-410A | 2.8333 | Residential & Commercial | USHP
211392340 | Central HP <5.4 tons | FRASER-JOHNSTON | HRCU-A-CB (Split System: Heat Pump with Remote Outdoor Unit-Air-Source) | HMH72B341 |  |  | XAFC36DBCN1 | TMLE080B12MP11 | 34000 | 18 | 8.1 | 34000 | 24400 | 71.76% | 2.06 | 0 | 9.5 |  |  |  |  | R-410A | 2.8333 | Residential & Commercial | USHP
211392355 | Central HP <5.4 tons | FRASER-JOHNSTON | HRCU-A-CB (Split System: Heat Pump with Remote Outdoor Unit-Air-Source) | HMH72B341 |  |  | XAFC30CXXN1+TXV | TM8E080B12MP11 | 32800 | 17.5 | 8.1 | 34000 | 23800 | 70% | 2.02 | 0 | 9.5 |  |  |  |  | R-410A | 2.7333 | Residential & Commercial | USHP
211392959 | Central HP <5.4 tons | FRASER-JOHNSTON | HRCU-A-CB (Split System: Heat Pump with Remote Outdoor Unit-Air-Source) | HMH72B341 |  |  | XAUB30CXXN1+TXV | TMLE040A12MP11 | 32800 | 18 | 8.1 | 33400 | 23400 | 70.06% | 2.04 | 0 | 10 |  |  |  |  | R-410A | 2.7333 | Residential & Commercial | USHP | Ducted CEE Tier 1
211393325 | Central HP <5.4 tons | FRASER-JOHNSTON | HRCU-A-CB (Split System: Heat Pump with Remote Outdoor Unit-Air-Source) | HMH72B341 |  |  | XAHC36DBCN1 | TL8E100C20UH11 | 34000 | 17 | 8.1 | 34000 | 24400 | 71.76% | 2.1 | 0 | 9.5 |  |  |  |  | R-410A | 2.8333 | Residential & Commercial | USHP
211393962 | Central HP <5.4 tons | FRASER-JOHNSTON | HRCU-A-CB (Split System: Heat Pump with Remote Outdoor Unit-Air-Source) | HMH72B341 |  |  | XAFC48FBCN1 | TM9Y100C16MP11 | 33800 | 17.5 | 8.5 | 32800 | 24200 | 73.78% | 2.06 | 0 | 9 |  |  |  |  | R-410A | 2.8167 | Residential & Commercial | USHP
211394881 | Central HP <5.4 tons | FRASER-JOHNSTON | HRCU-A-CB (Split System: Heat Pump with Remote Outdoor Unit-Air-Source) | HMH72B341 |  |  | XAFD48FBCN1 | TP9C100C16MP13 | 33800 | 16.5 | 8.5 | 32400 | 23600 | 72.84% | 2.08 | 0 | 9.5 |  |  |  |  | R-410A | 2.8167 | Residential & Commercial | USHP
211395046 | Central HP <5.4 tons | FRASER-JOHNSTON | HRCU-A-CB (Split System: Heat Pump with Remote Outdoor Unit-Air-Source) | HMH72B341 |  |  | XAHD48FBCN1 | TP9C080C16MP13 | 32600 | 16 | 8.1 | 31800 | 23200 | 72.96% | 2.02 | 0 | 9 |  |  |  |  | R-410A | 2.7167 | Residential & Commercial | USHP
211260499 | Central HP <5.4 tons | DAY & NIGHT | HRCU-A-CB (Split System: Heat Pump with Remote Outdoor Unit-Air-Source) | DLCURAH18ABK |  |  | EA*4X24L17A* | *96VTN0601412A* | 17900 | 16 | 8.5 | 18800 | 19000 | 101.1% | 2.28 | 0 | 10.5 |  |  |  |  | R-410A | 1.4917 | Residential & Commercial | USHP | Ducted CEE Tier 1
211260851 | Central HP <5.4 tons | DAY & NIGHT | HRCU-A-CB (Split System: Heat Pump with Remote Outdoor Unit-Air-Source) | DLCURAH18ABK |  |  | EA*4X25L17A* | *96VTN0401712A* | 18200 | 15.5 | 8.5 | 18200 | 17500 | 96.15% | 2.12 | 0 | 10.5 |  |  |  |  | R-410A | 1.5167 | Residential & Commercial | USHP | Ducted CEE Tier 1
211261051 | Central HP <5.4 tons | DAY & NIGHT | HRCU-A-CB (Split System: Heat Pump with Remote Outdoor Unit-Air-Source) | DLCURAH18ABK |  |  | EA*4X25L17A* | *92ESN0401410A* | 18400 | 15.5 | 8.5 | 18400 | 17500 | 95.11% | 2.12 | 0 | 10.5 |  |  |  |  | R-410A | 1.5333 | Residential & Commercial | USHP | Ducted CEE Tier 1
211261160 | Central HP <5.4 tons | DAY & NIGHT | HRCU-A-CB (Split System: Heat Pump with Remote Outdoor Unit-Air-Source) | DLCURAH18ABK |  |  | EA*4X25L17A* | *80ESU0601716A | 19100 | 16.5 | 8.5 | 18900 | 17300 | 91.53% | 2.12 | 0 | 11 |  |  |  |  | R-410A | 1.5917 | Residential & Commercial | USHP | Ducted CEE Tier 1
211261194 | Central HP <5.4 tons | DAY & NIGHT | HRCU-A-CB (Split System: Heat Pump with Remote Outdoor Unit-Air-Source) | DLCURAH18ABK |  |  | EA*4X25L17A* | OMV098J12* | 18800 | 16 | 8.5 | 18700 | 17300 | 92.51% | 2.12 | 0 | 11 |  |  |  |  | R-410A | 1.5667 | Residential & Commercial | USHP | Ducted CEE Tier 1
211261394 | Central HP <5.4 tons | DAY & NIGHT | HRCU-A-CB (Split System: Heat Pump with Remote Outdoor Unit-Air-Source) | DLCURAH18ABK |  |  | EA*4X30L14A* | *96VTN0601412A* | 18000 | 16 | 8.5 | 18500 | 18500 | 100% | 2.22 | 0 | 10.5 |  |  |  |  | R-410A | 1.5 | Residential & Commercial | USHP | Ducted CEE Tier 1
211261435 | Central HP <5.4 tons | DAY & NIGHT | HRCU-A-CB (Split System: Heat Pump with Remote Outdoor Unit-Air-Source) | DLCURAH18ABK |  |  | EA*4X30L14A* | *80ES(N,L)0451412A* | 18200 | 16.5 | 8.5 | 18600 | 18400 | 98.92% | 2.22 | 0 | 10.5 |  |  |  |  | R-410A | 1.5167 | Residential & Commercial | USHP | Ducted CEE Tier 1
212978151 | Central HP <5.4 tons | BRYANT HEATING AND COOLING SYSTEMS | HRCU-A-CB (Split System: Heat Pump with Remote Outdoor Unit-Air-Source) | 38MURAQ24AB3* |  |  | CAP**3717AL* | 8(0,1)*SB36070M14*** | 24000 | 17.5 | 8.5 | 25200 | 22200 | 88.1% | 1.86 | 0 | 10 |  |  |  |  | R-410A | 2 | Residential & Commercial | USHP | Ducted CEE Tier 1
213785137 | Central HP <5.4 tons | CARRIER | HRCU-A-CB (Split System: Heat Pump with Remote Outdoor Unit-Air-Source) | 25VNA424A*031* |  |  | CAP**4221AL*+UI | 58TN*B110C21**20 | 23400 | 20 | 10 | 26600 | 19700 | 74.06% | 2.46 | 0 | 13 |  |  |  |  | R-410A | 1.95 | Residential & Commercial | USHP | Ducted CEE Tier 1
213770816 | Central HP <5.4 tons | BRYANT HEATING AND COOLING SYSTEMS | HRCU-A-CB (Split System: Heat Pump with Remote Outdoor Unit-Air-Source) | 288BNV025*0**B* |  |  | CAP**3617AL*+UI | 88*TB36070C14*** | 23600 | 16.5 | 8.1 | 21400 | 16700 | 78.04% | 1.94 | 0 | 10.5 |  |  |  |  | R-410A | 1.9667 | Residential & Commercial | USHP | Ducted CEE Tier 1
211259767 | Central HP <5.4 tons | DAY & NIGHT | HRCU-A-CB (Split System: Heat Pump with Remote Outdoor Unit-Air-Source) | DLCURAH18ABK |  |  | EA*4X19L17A* | *96VTN0401712A* | 18200 | 15.5 | 8.5 | 18300 | 17600 | 96.17% | 2.12 | 0 | 10.5 |  |  |  |  | R-410A | 1.5167 | Residential & Commercial | USHP | Ducted CEE Tier 1
211260537 | Central HP <5.4 tons | DAY & NIGHT | HRCU-A-CB (Split System: Heat Pump with Remote Outdoor Unit-Air-Source) | DLCURAH18ABK |  |  | EA*4X24L17A* | *80ES(N,L)0451412A* | 18000 | 16 | 8.5 | 18900 | 18900 | 100% | 2.28 | 0 | 10.5 |  |  |  |  | R-410A | 1.5 | Residential & Commercial | USHP | Ducted CEE Tier 1
213771551 | Central HP <5.4 tons | DAY & NIGHT | HRCU-A-CB (Split System: Heat Pump with Remote Outdoor Unit-Air-Source) | CVH825GKA2* |  |  | EA*4X43L21A*+WALLCON | *96CTN1002122B* | 24400 | 16.5 | 8.5 | 21200 | 16600 | 78.3% | 2.04 | 0 | 11 |  |  |  |  | R-410A | 2.0333 | Residential & Commercial | USHP | Ducted CEE Tier 1
211260655 | Central HP <5.4 tons | DAY & NIGHT | HRCU-A-CB (Split System: Heat Pump with Remote Outdoor Unit-Air-Source) | DLCURAH18ABK |  |  | EA*4X24L17A* | OMV098J12* | 18200 | 16 | 9 | 19200 | 18800 | 97.92% | 2.26 | 0 | 10.5 |  |  |  |  | R-410A | 1.5167 | Residential & Commercial | USHP | Ducted CEE Tier 1
211261374 | Central HP <5.4 tons | DAY & NIGHT | HRCU-A-CB (Split System: Heat Pump with Remote Outdoor Unit-Air-Source) | DLCURAH18ABK |  |  | EA*4X30L14A* | *96VTN0401410A* | 17500 | 16 | 8.5 | 18100 | 18600 | 102.8% | 2.24 | 0 | 10.5 |  |  |  |  | R-410A | 1.4583 | Residential & Commercial | USHP | Ducted CEE Tier 1
213072274 | Central HP <5.4 tons | ACIQ | HRCU-A-CB (Split System: Heat Pump with Remote Outdoor Unit-Air-Source) | DLCURAH18ABK |  |  | EN(A,D)4X18L14** | *80ES(N,L)0451412A* | 17800 | 15.5 | 8.5 | 18900 | 19200 | 101.6% | 2.3 | 0 | 10.5 |  |  |  |  | R-410A | 1.4833 | Residential & Commercial | USHP | Ducted CEE Tier 1
213072297 | Central HP <5.4 tons | ACIQ | HRCU-A-CB (Split System: Heat Pump with Remote Outdoor Unit-Air-Source) | DLCURAH18ABK |  |  | EN(A,D)4X24L17** | *95ESU0401712A* | 17600 | 16 | 8.5 | 18500 | 18800 | 101.6% | 2.26 | 0 | 11 |  |  |  |  | R-410A | 1.4667 | Residential & Commercial | USHP | Ducted CEE Tier 1
213072306 | Central HP <5.4 tons | ACIQ | HRCU-A-CB (Split System: Heat Pump with Remote Outdoor Unit-Air-Source) | DLCURAH18ABK |  |  | EN(A,D)4X24L17** | *95ESN0401410A* | 17800 | 15.5 | 8.5 | 18700 | 18800 | 100.5% | 2.26 | 0 | 10.5 |  |  |  |  | R-410A | 1.4833 | Residential & Commercial | USHP | Ducted CEE Tier 1
213072322 | Central HP <5.4 tons | ACIQ | HRCU-A-CB (Split System: Heat Pump with Remote Outdoor Unit-Air-Source) | DLCURAH18ABK |  |  | EN(A,D)4X24L17** | *80ESU0601716A | 18500 | 16 | 8.5 | 19400 | 18500 | 95.36% | 2.24 | 0 | 11 |  |  |  |  | R-410A | 1.5417 | Residential & Commercial | USHP | Ducted CEE Tier 1
213072324 | Central HP <5.4 tons | ACIQ | HRCU-A-CB (Split System: Heat Pump with Remote Outdoor Unit-Air-Source) | DLCURAH18ABK |  |  | EN(A,D)4X24L17** | OLV098A12* | 18100 | 15.5 | 8.5 | 19100 | 18700 | 97.91% | 2.24 | 0 | 10.5 |  |  |  |  | R-410A | 1.5083 | Residential & Commercial | USHP | Ducted CEE Tier 1
207698164 | Central HP <5.4 tons | TCL | HRCU-A-CB (Split System: Heat Pump with Remote Outdoor Unit-Air-Source) | TCE-60HA/DV2ON |  |  | TCE-48D7HWA/DV2I | 0 | 45000 | 16 | 8.5 | 46000 | 32400 | 70.43% | 2 | 11.2 | 10.4 |  |  |  |  | R-410A | 3.75 | Residential & Commercial | USHP | Ducted CEE Tier 1
213770571 | Central HP <5.4 tons | DAY & NIGHT | HRCU-A-CB (Split System: Heat Pump with Remote Outdoor Unit-Air-Source) | CVH825GKA2* |  |  | EA*4X24L17A*+WALLCON | *96CTN0601714B* | 23200 | 16 | 8.1 | 22000 | 16900 | 76.82% | 1.88 | 0 | 10.5 |  |  |  |  | R-410A | 1.9333 | Residential & Commercial | USHP | Ducted CEE Tier 1
213770871 | Central HP <5.4 tons | DAY & NIGHT | HRCU-A-CB (Split System: Heat Pump with Remote Outdoor Unit-Air-Source) | CVH825GKA2* |  |  | EA*4X36L17A*+WALLCON | *97CMN0801714B* | 23400 | 16.5 | 8.1 | 21600 | 16700 | 77.31% | 1.94 | 0 | 10.5 |  |  |  |  | R-410A | 1.95 | Residential & Commercial | USHP | Ducted CEE Tier 1
213771121 | Central HP <5.4 tons | DAY & NIGHT | HRCU-A-CB (Split System: Heat Pump with Remote Outdoor Unit-Air-Source) | CVH825GKA2* |  |  | EA*4X37L17A*+WALLCON | *96CTN0801714B* | 24200 | 16.5 | 8.1 | 21400 | 16700 | 78.04% | 2 | 0 | 11 |  |  |  |  | R-410A | 2.0167 | Residential & Commercial | USHP | Ducted CEE Tier 1
213771471 | Central HP <5.4 tons | DAY & NIGHT | HRCU-A-CB (Split System: Heat Pump with Remote Outdoor Unit-Air-Source) | CVH825GKA2* |  |  | EA*4X43L21A*+WALLCON | *80CTL0902120B* | 24400 | 17 | 8.5 | 21200 | 16600 | 78.3% | 2.04 | 0 | 11 |  |  |  |  | R-410A | 2.0333 | Residential & Commercial | USHP | Ducted CEE Tier 1
213771571 | Central HP <5.4 tons | DAY & NIGHT | HRCU-A-CB (Split System: Heat Pump with Remote Outdoor Unit-Air-Source) | CVH825GKA2* |  |  | EA*4X48L21A*+WALLCON | *80CTL0701716B* | 24000 | 17 | 8.1 | 21000 | 16500 | 78.57% | 2 | 0 | 11 |  |  |  |  | R-410A | 2 | Residential & Commercial | USHP | Ducted CEE Tier 1
213072358 | Central HP <5.4 tons | ACIQ | HRCU-A-CB (Split System: Heat Pump with Remote Outdoor Unit-Air-Source) | DLCURAH18ABK |  |  | EN(A,D)4X30L17** | *95ESN0261410A* | 18200 | 15.5 | 8.5 | 18800 | 18400 | 97.87% | 2.2 | 0 | 11 |  |  |  |  | R-410A | 1.5167 | Residential & Commercial | USHP | Ducted CEE Tier 1
213072374 | Central HP <5.4 tons | ACIQ | HRCU-A-CB (Split System: Heat Pump with Remote Outdoor Unit-Air-Source) | DLCURAH18ABK |  |  | FEM4P24**AL | 0 | 17300 | 16 | 8.5 | 18200 | 19400 | 106.6% | 2.34 | 0 | 10.5 |  |  |  |  | R-410A | 1.4417 | Residential & Commercial | USHP | Ducted CEE Tier 1
213072136 | Central HP <5.4 tons | ACIQ | HRCU-A-CB (Split System: Heat Pump with Remote Outdoor Unit-Air-Source) | DLCURAH18ABK |  |  | EA*4X19L17A* | *80ES(N,L)0701412A* | 18100 | 16.5 | 8.5 | 18000 | 17700 | 98.33% | 2.14 | 0 | 11 |  |  |  |  | R-410A | 1.5083 | Residential & Commercial | USHP | Ducted CEE Tier 1
213072184 | Central HP <5.4 tons | ACIQ | HRCU-A-CB (Split System: Heat Pump with Remote Outdoor Unit-Air-Source) | DLCURAH18ABK |  |  | EA*4X24L17A* | OMV098J12* | 18200 | 16 | 9 | 19200 | 18800 | 97.92% | 2.26 | 0 | 10.5 |  |  |  |  | R-410A | 1.5167 | Residential & Commercial | USHP | Ducted CEE Tier 1
213072187 | Central HP <5.4 tons | ACIQ | HRCU-A-CB (Split System: Heat Pump with Remote Outdoor Unit-Air-Source) | DLCURAH18ABK |  |  | EA*4X25L17A* | *80VSL0451412A* | 18300 | 16.5 | 8.5 | 18100 | 17500 | 96.69% | 2.12 | 0 | 11 |  |  |  |  | R-410A | 1.525 | Residential & Commercial | USHP | Ducted CEE Tier 1
213785141 | Central HP <5.4 tons | CARRIER | HRCU-A-CB (Split System: Heat Pump with Remote Outdoor Unit-Air-Source) | 25VNA424A*031* |  |  | CAP**4221AL*+UI | 59MN7C080C17**14 | 23400 | 20 | 10 | 26600 | 19900 | 74.81% | 2.44 | 0 | 12.5 |  |  |  |  | R-410A | 1.95 | Residential & Commercial | USHP | Ducted CEE Tier 1
213785155 | Central HP <5.4 tons | CARRIER | HRCU-A-CB (Split System: Heat Pump with Remote Outdoor Unit-Air-Source) | 25VNA424A*031* |  |  | CAP**4224AL*+UI | 58TN*B135C24**22 | 23400 | 20 | 10 | 26600 | 19700 | 74.06% | 2.46 | 0 | 13 |  |  |  |  | R-410A | 1.95 | Residential & Commercial | USHP | Ducted CEE Tier 1
213785157 | Central HP <5.4 tons | CARRIER | HRCU-A-CB (Split System: Heat Pump with Remote Outdoor Unit-Air-Source) | 25VNA424A*031* |  |  | CAP**4224AL*+UI | 59MN7C100C21**22 | 23200 | 20 | 10 | 26600 | 19700 | 74.06% | 2.46 | 0 | 13 |  |  |  |  | R-410A | 1.9333 | Residential & Commercial | USHP | Ducted CEE Tier 1
213785221 | Central HP <5.4 tons | CARRIER | HRCU-A-CB (Split System: Heat Pump with Remote Outdoor Unit-Air-Source) | 25VNA424A*031* |  |  | CSPH*3612AL*+UI | 58TN*B090C17**16 | 23400 | 19 | 9.5 | 26400 | 19800 | 75% | 2.48 | 0 | 12.5 |  |  |  |  | R-410A | 1.95 | Residential & Commercial | USHP | Ducted CEE Tier 1
213785241 | Central HP <5.4 tons | CARRIER | HRCU-A-CB (Split System: Heat Pump with Remote Outdoor Unit-Air-Source) | 25VNA424A*031* |  |  | CSPH*3612AL*+UI | 59TN6C100C21**22 | 23800 | 19 | 10 | 26600 | 19700 | 74.06% | 2.5 | 0 | 13 |  |  |  |  | R-410A | 1.9833 | Residential & Commercial | USHP | Ducted CEE Tier 1
213785255 | Central HP <5.4 tons | CARRIER | HRCU-A-CB (Split System: Heat Pump with Remote Outdoor Unit-Air-Source) | 25VNA424A*031* |  |  | CSPH*4212AL*+UI | 58TN*B110C21**20 | 23600 | 19 | 10 | 26400 | 19700 | 74.62% | 2.52 | 0 | 13 |  |  |  |  | R-410A | 1.9667 | Residential & Commercial | USHP | Ducted CEE Tier 1
213785388 | Central HP <5.4 tons | CARRIER | HRCU-A-CB (Split System: Heat Pump with Remote Outdoor Unit-Air-Source) | 25VNA436A*031* |  |  | CAP**3717AL*+UI | 59MN7C080C17**14 | 33200 | 18.5 | 9 | 37000 | 26200 | 70.81% | 2 | 0 | 11.5 |  |  |  |  | R-410A | 2.7667 | Residential & Commercial | USHP | Ducted CEE Tier 1
213785390 | Central HP <5.4 tons | CARRIER | HRCU-A-CB (Split System: Heat Pump with Remote Outdoor Unit-Air-Source) | 25VNA436A*031* |  |  | CAP**3717AL*+UI | 59TN6C060C17**14 | 33200 | 18.5 | 9 | 37000 | 26200 | 70.81% | 2 | 0 | 11 |  |  |  |  | R-410A | 2.7667 | Residential & Commercial | USHP | Ducted CEE Tier 1
213785422 | Central HP <5.4 tons | CARRIER | HRCU-A-CB (Split System: Heat Pump with Remote Outdoor Unit-Air-Source) | 25VNA436A*031* |  |  | CAP**4221AL*+UI | 58TN*B090C17**16 | 32600 | 19 | 8.5 | 37800 | 26600 | 70.37% | 1.98 | 0 | 11.7 |  |  |  |  | R-410A | 2.7167 | Residential & Commercial | USHP | Ducted CEE Tier 1
213785440 | Central HP <5.4 tons | CARRIER | HRCU-A-CB (Split System: Heat Pump with Remote Outdoor Unit-Air-Source) | 25VNA436A*031* |  |  | CAP**4221AL*+UI | 59TN6C100C21**22 | 32600 | 19 | 9 | 37800 | 26600 | 70.37% | 1.98 | 0 | 11.7 |  |  |  |  | R-410A | 2.7167 | Residential & Commercial | USHP | Ducted CEE Tier 1
215670356 | Central HP <5.4 tons | CARRIER | HRCU-A-CB (Split System: Heat Pump with Remote Outdoor Unit-Air-Source) | 27VNA036A*030* |  |  | CSAH*4812AM*+UI | 59TN6C100C21**22 | 34200 | 17 | 8.5 | 35400 | 25200 | 71.19% | 1.9 | 0 | 9.5 |  |  |  |  | R-454B | 2.85 | Residential & Commercial | USHP
215670506 | Central HP <5.4 tons | CARRIER | HRCU-A-CB (Split System: Heat Pump with Remote Outdoor Unit-Air-Source) | 27VNA036A*030* |  |  | CSAH*6012AM*+UI | 59MN7C060C21**20 | 34400 | 16 | 8.5 | 34800 | 25000 | 71.84% | 1.78 | 0 | 9.5 |  |  |  |  | R-454B | 2.8667 | Residential & Commercial | USHP
211261980 | Central HP <5.4 tons | DAY & NIGHT | HRCU-A-CB (Split System: Heat Pump with Remote Outdoor Unit-Air-Source) | DLCURAH18ABK |  |  | EA*4X30L17A* | *96VTN0601714A* | 17800 | 16 | 8.5 | 18400 | 18500 | 100.5% | 2.22 | 0 | 10.5 |  |  |  |  | R-410A | 1.4833 | Residential & Commercial | USHP | Ducted CEE Tier 1
211262055 | Central HP <5.4 tons | DAY & NIGHT | HRCU-A-CB (Split System: Heat Pump with Remote Outdoor Unit-Air-Source) | DLCURAH18ABK |  |  | EA*4X30L17A* | *80ES(N,L)0701712A* | 18200 | 16.5 | 8.5 | 18700 | 18400 | 98.4% | 2.22 | 0 | 10.5 |  |  |  |  | R-410A | 1.5167 | Residential & Commercial | USHP | Ducted CEE Tier 1
211398335 | Central HP <5.4 tons | FRASER-JOHNSTON | HRCU-A-CB (Split System: Heat Pump with Remote Outdoor Unit-Air-Source) | HMH72B341 |  |  | XAUC48FXXN1+TXV | TMLE120C16MP11 | 33600 | 17 | 8.5 | 32400 | 23600 | 72.84% | 2.08 | 0 | 9.5 |  |  |  |  | R-410A | 2.8 | Residential & Commercial | USHP
211398476 | Central HP <5.4 tons | FRASER-JOHNSTON | HRCU-A-CB (Split System: Heat Pump with Remote Outdoor Unit-Air-Source) | HMH72B341 |  |  | XAFD48FXXN1+TXV | TMLE100C16MP11 | 33600 | 17 | 8.5 | 32400 | 23600 | 72.84% | 2.08 | 0 | 9.5 |  |  |  |  | R-410A | 2.8 | Residential & Commercial | USHP
211398760 | Central HP <5.4 tons | FRASER-JOHNSTON | HRCU-A-CB (Split System: Heat Pump with Remote Outdoor Unit-Air-Source) | HMH72B341 |  |  | XAHD48FXXN1+TXV | TMLE080C16MP11 | 32800 | 16.5 | 8.5 | 31600 | 23000 | 72.78% | 2.02 | 0 | 9.5 |  |  |  |  | R-410A | 2.7333 | Residential & Commercial | USHP
211398787 | Central HP <5.4 tons | FRASER-JOHNSTON | HRCU-A-CB (Split System: Heat Pump with Remote Outdoor Unit-Air-Source) | HMH72B341 |  |  | XAHD48FBCN1 | TMLE080C16MP11 | 32800 | 16.5 | 8.5 | 31600 | 23000 | 72.78% | 2.02 | 0 | 9.5 |  |  |  |  | R-410A | 2.7333 | Residential & Commercial | USHP
211397460 | Central HP <5.4 tons | FRASER-JOHNSTON | HRCU-A-CB (Split System: Heat Pump with Remote Outdoor Unit-Air-Source) | HMH72B341 |  |  | XAHC48FBCN1 | TM8V080C16MP12 | 33600 | 16.5 | 8.5 | 32400 | 23800 | 73.46% | 2.06 | 0 | 9 |  |  |  |  | R-410A | 2.8 | Residential & Commercial | USHP
211397699 | Central HP <5.4 tons | FRASER-JOHNSTON | HRCU-A-CB (Split System: Heat Pump with Remote Outdoor Unit-Air-Source) | HMH72B341 |  |  | XAFC48FXXN1+TXV | TM8V100C16MP12 | 34000 | 16.5 | 8.5 | 33200 | 24400 | 73.49% | 2.1 | 0 | 9 |  |  |  |  | R-410A | 2.8333 | Residential & Commercial | USHP
213067327 | Central HP <5.4 tons | ACIQ | HRCU-A-CB (Split System: Heat Pump with Remote Outdoor Unit-Air-Source) | HVH825GKA3* |  |  | EA*4X48L21A*+WALLCON | *97CMN0601714A* | 24000 | 16.5 | 8.1 | 21000 | 16700 | 79.52% | 2 | 0 | 11 |  |  |  |  | R-410A | 2 | Residential & Commercial | USHP | Ducted CEE Tier 1
216785651 | Central HP <5.4 tons | COLEMAN | HRCU-A-CB (Split System: Heat Pump with Remote Outdoor Unit-Air-Source) | HH836E2S11 |  |  | CTF48C5CFS1 | Z8ES100C20LMPS1 | 34400 | 19 | 9 | 32000 | 25400 | 79.38% | 2 | 0 | 11 |  |  |  |  | R-454B | 2.8667 | Residential & Commercial | USHP | Ducted CEE Tier 1
214395392 | Central HP <5.4 tons | COLEMAN | HRCU-A-CB (Split System: Heat Pump with Remote Outdoor Unit-Air-Source) | HH836E2S11 |  |  | JHC36C5CD2SS1 | 0 | 34000 | 19 | 9 | 32400 | 25200 | 77.78% | 2.1 | 0 | 11.7 |  |  |  |  | R-454B | 2.8333 | Residential & Commercial | USHP | Ducted CEE Tier 1
213770821 | Central HP <5.4 tons | DAY & NIGHT | HRCU-A-CB (Split System: Heat Pump with Remote Outdoor Unit-Air-Source) | CVH825GKA2* |  |  | EA*4X36L17A*+WALLCON | *80CTL0701412B* | 23600 | 16.5 | 8.1 | 21400 | 16700 | 78.04% | 1.94 | 0 | 10.5 |  |  |  |  | R-410A | 1.9667 | Residential & Commercial | USHP | Ducted CEE Tier 1
213770921 | Central HP <5.4 tons | DAY & NIGHT | HRCU-A-CB (Split System: Heat Pump with Remote Outdoor Unit-Air-Source) | CVH825GKA2* |  |  | EA*4X36L21A*+WALLCON | *80CTL0701716B* | 23600 | 16.5 | 8.1 | 21400 | 16700 | 78.04% | 1.94 | 0 | 10.5 |  |  |  |  | R-410A | 1.9667 | Residential & Commercial | USHP | Ducted CEE Tier 1
213770971 | Central HP <5.4 tons | DAY & NIGHT | HRCU-A-CB (Split System: Heat Pump with Remote Outdoor Unit-Air-Source) | CVH825GKA2* |  |  | EA*4X36L21A*+WALLCON | *97CMN0601714B* | 23400 | 16 | 8.1 | 21600 | 16700 | 77.31% | 1.92 | 0 | 10.5 |  |  |  |  | R-410A | 1.95 | Residential & Commercial | USHP | Ducted CEE Tier 1
213771221 | Central HP <5.4 tons | DAY & NIGHT | HRCU-A-CB (Split System: Heat Pump with Remote Outdoor Unit-Air-Source) | CVH825GKA2* |  |  | EA*4X37L21A*+WALLCON | *96CTN0601714B* | 24400 | 16.5 | 8.1 | 21200 | 16700 | 78.77% | 2.02 | 0 | 11 |  |  |  |  | R-410A | 2.0333 | Residential & Commercial | USHP | Ducted CEE Tier 1
211228976 | Central HP <5.4 tons | DAY & NIGHT | HRCU-A-CB (Split System: Heat Pump with Remote Outdoor Unit-Air-Source) | DLCURAH36ABK |  |  | EA*4X48L21A* | *92ESN0801716A* | 36000 | 16 | 8.5 | 38500 | 34600 | 89.87% | 2.06 | 0 | 10 |  |  |  |  | R-410A | 3 | Residential & Commercial | USHP | Ducted CEE Tier 1
213073433 | Central HP <5.4 tons | ACIQ | HRCU-A-CB (Split System: Heat Pump with Remote Outdoor Unit-Air-Source) | DLCURAH30ABK |  |  | EA*4X43L21A* | *80ES(N,L)0901714A* | 30600 | 15.2 | 8.1 | 33200 | 26000 | 78.31% | 1.84 | 0 | 9 |  |  |  |  | R-410A | 2.55 | Residential & Commercial | USHP
211713270 | Central HP <5.4 tons | BRYANT HEATING AND COOLING SYSTEMS | HRCU-A-CB (Split System: Heat Pump with Remote Outdoor Unit-Air-Source) | 38MURAQ30AB3* |  |  | CAP**4321AL* | 8(0,1)*SA42090E17*** | 30600 | 15.2 | 8.1 | 33200 | 26000 | 78.31% | 1.84 | 0 | 9 |  |  |  |  | R-410A | 2.55 | Residential & Commercial | USHP
213771512 | Central HP <5.4 tons | KEEPRITE | HRCU-A-CB (Split System: Heat Pump with Remote Outdoor Unit-Air-Source) | CVH825GKA2* |  |  | EA*4X43L21A*+WALLCON | *97CMN0801714B* | 24400 | 16.5 | 8.1 | 21200 | 16700 | 78.77% | 2.02 | 0 | 11 |  |  |  |  | R-410A | 2.0333 | Residential & Commercial | USHP | Ducted CEE Tier 1
213771662 | Central HP <5.4 tons | KEEPRITE | HRCU-A-CB (Split System: Heat Pump with Remote Outdoor Unit-Air-Source) | CVH825GKA2* |  |  | EA*4X48L21A*+WALLCON | *96CTN0801714B* | 24000 | 16.5 | 8.1 | 21000 | 16500 | 78.57% | 2.02 | 0 | 11 |  |  |  |  | R-410A | 2 | Residential & Commercial | USHP | Ducted CEE Tier 1
211396624 | Central HP <5.4 tons | FRASER-JOHNSTON | HRCU-A-CB (Split System: Heat Pump with Remote Outdoor Unit-Air-Source) | HMH72B341 |  |  | XAFD48FBCN1 | TM8Y100C20MP11 | 34000 | 16.5 | 8.5 | 34000 | 24200 | 71.18% | 2.1 | 0 | 9.5 |  |  |  |  | R-410A | 2.8333 | Residential & Commercial | USHP
211397540 | Central HP <5.4 tons | FRASER-JOHNSTON | HRCU-A-CB (Split System: Heat Pump with Remote Outdoor Unit-Air-Source) | HMH72B341 |  |  | XAFD48FXXN1+TXV | TM8V080C16MP12 | 34000 | 16.5 | 8.5 | 33000 | 24400 | 73.94% | 2.1 | 0 | 9 |  |  |  |  | R-410A | 2.8333 | Residential & Commercial | USHP
211398194 | Central HP <5.4 tons | FRASER-JOHNSTON | HRCU-A-CB (Split System: Heat Pump with Remote Outdoor Unit-Air-Source) | HMH72B341 |  |  | XAHC48FBCN1 | TMLE120C16MP11 | 33000 | 17 | 8.5 | 31600 | 23200 | 73.42% | 2.04 | 0 | 9.5 |  |  |  |  | R-410A | 2.75 | Residential & Commercial | USHP
211398362 | Central HP <5.4 tons | FRASER-JOHNSTON | HRCU-A-CB (Split System: Heat Pump with Remote Outdoor Unit-Air-Source) | HMH72B341 |  |  | XAHD48FXXN1+TXV | TMLE100C16MP11 | 32800 | 16.5 | 8.5 | 31600 | 23200 | 73.42% | 2.02 | 0 | 9.5 |  |  |  |  | R-410A | 2.7333 | Residential & Commercial | USHP
211398421 | Central HP <5.4 tons | FRASER-JOHNSTON | HRCU-A-CB (Split System: Heat Pump with Remote Outdoor Unit-Air-Source) | HMH72B341 |  |  | XAHC48FXXN1+TXV | TMLE100C16MP11 | 33000 | 17 | 8.5 | 31800 | 23200 | 72.96% | 2.04 | 0 | 9.5 |  |  |  |  | R-410A | 2.75 | Residential & Commercial | USHP
211398544 | Central HP <5.4 tons | FRASER-JOHNSTON | HRCU-A-CB (Split System: Heat Pump with Remote Outdoor Unit-Air-Source) | HMH72B341 |  |  | XAFC48FBCN1 | TM8E100C16MP11 | 33600 | 17 | 8.5 | 32400 | 23600 | 72.84% | 2.06 | 0 | 9.5 |  |  |  |  | R-410A | 2.8 | Residential & Commercial | USHP
211398619 | Central HP <5.4 tons | FRASER-JOHNSTON | HRCU-A-CB (Split System: Heat Pump with Remote Outdoor Unit-Air-Source) | HMH72B341 |  |  | XAHC48FXXN1+TXV | TMLE100B12MP11 | 32600 | 17 | 8.1 | 31800 | 23200 | 72.96% | 2.02 | 0 | 9 |  |  |  |  | R-410A | 2.7167 | Residential & Commercial | USHP
215674546 | Central HP <5.4 tons | KEEPRITE | HRCU-A-CB (Split System: Heat Pump with Remote Outdoor Unit-Air-Source) | C5H0V48*K*AAA* |  |  | EA*5X61M24A*+WALLCON | *95CSU1002122B* | 46000 | 18 | 9 | 47500 | 33600 | 70.74% | 2.08 | 0 | 10 |  |  |  |  | R-454B | 3.8333 | Residential & Commercial | USHP | Ducted CEE Tier 1
214229239 | Central HP <5.4 tons | DAY & NIGHT | HRCU-A-CB (Split System: Heat Pump with Remote Outdoor Unit-Air-Source) | DLCURAH30ABK |  |  | EA*4X37L17A* | *80MSU0601716A* | 30400 | 15.2 | 8.5 | 33400 | 26800 | 80.24% | 1.82 | 0 | 9 |  |  |  |  | R-410A | 2.5333 | Residential & Commercial | USHP
213062921 | Central HP <5.4 tons | ACIQ | HRCU-A-CB (Split System: Heat Pump with Remote Outdoor Unit-Air-Source) | HVH825GKA3* |  |  | EA*4X24L17A*+WALLCON | *97CMN0801714A* | 23200 | 16 | 8.1 | 22000 | 16900 | 76.82% | 1.88 | 11 | 10.5 |  |  |  |  | R-410A | 1.9333 | Residential & Commercial | USHP | Ducted CEE Tier 1
213063057 | Central HP <5.4 tons | ACIQ | HRCU-A-CB (Split System: Heat Pump with Remote Outdoor Unit-Air-Source) | HVH825GKA3* |  |  | EA*4X25L17A*+WALLCON | *80CSU0601716A* | 24400 | 16.5 | 8.1 | 21200 | 16600 | 78.3% | 2 | 11.5 | 11 |  |  |  |  | R-410A | 2.0333 | Residential & Commercial | USHP | Ducted CEE Tier 1
213063339 | Central HP <5.4 tons | ACIQ | HRCU-A-CB (Split System: Heat Pump with Remote Outdoor Unit-Air-Source) | HVH837GKA2* |  |  | EN(A,D)4X48L24**+WALLCON | *97CMN1202422A* | 32400 | 17.5 | 8.1 | 33000 | 24800 | 75.15% | 1.96 | 12 | 11.5 |  |  |  |  | R-410A | 2.7 | Residential & Commercial | USHP | Ducted CEE Tier 1
214396386 | Central HP <5.4 tons | COLEMAN | HRCU-A-CB (Split System: Heat Pump with Remote Outdoor Unit-Air-Source) | HH836E2S11 |  |  | CTM36C5CDS1 | TM9Y100C16MP11 | 33200 | 18 | 9 | 31000 | 25200 | 81.29% | 2 | 0 | 11 |  |  |  |  | R-454B | 2.7667 | Residential & Commercial | USHP | Ducted CEE Tier 1
216786370 | Central HP <5.4 tons | COLEMAN | HRCU-A-CB (Split System: Heat Pump with Remote Outdoor Unit-Air-Source) | HH836E2S11 |  |  | CTF36C5CDS1 | Z8ES100C16LMPS1 | 34400 | 18 | 8.5 | 31800 | 26000 | 81.76% | 2 | 0 | 11.7 |  |  |  |  | R-454B | 2.8667 | Residential & Commercial | USHP | Ducted CEE Tier 1
214570705 | Central HP <5.4 tons | KEEPRITE | HRCU-A-CB (Split System: Heat Pump with Remote Outdoor Unit-Air-Source) | CVH825GKA3* |  |  | EA*4X48L21A*+WALLCON | *97CMN0602120B* | 24000 | 16.5 | 8.5 | 21000 | 16600 | 79.05% | 2 | 0 | 10.5 |  |  |  |  | R-410A | 2 | Residential & Commercial | USHP | Ducted CEE Tier 1
211261525 | Central HP <5.4 tons | DAY & NIGHT | HRCU-A-CB (Split System: Heat Pump with Remote Outdoor Unit-Air-Source) | DLCURAH18ABK |  |  | EA*4X30L17A* | *80VSL0451412A* | 17900 | 16 | 8.5 | 18400 | 18500 | 100.5% | 2.22 | 0 | 10.5 |  |  |  |  | R-410A | 1.4917 | Residential & Commercial | USHP | Ducted CEE Tier 1
211262143 | Central HP <5.4 tons | DAY & NIGHT | HRCU-A-CB (Split System: Heat Pump with Remote Outdoor Unit-Air-Source) | DLCURAH18ABK |  |  | EA*4X30L17A* | *92ESN0401712A* | 17900 | 15.5 | 8.5 | 18600 | 18500 | 99.46% | 2.22 | 0 | 10.5 |  |  |  |  | R-410A | 1.4917 | Residential & Commercial | USHP | Ducted CEE Tier 1
213072236 | Central HP <5.4 tons | ACIQ | HRCU-A-CB (Split System: Heat Pump with Remote Outdoor Unit-Air-Source) | DLCURAH18ABK |  |  | EA*4X30L17A* | *96VSN0401712A* | 17900 | 15.5 | 8.5 | 18500 | 18500 | 100% | 2.22 | 0 | 10.5 |  |  |  |  | R-410A | 1.4917 | Residential & Commercial | USHP | Ducted CEE Tier 1
213072237 | Central HP <5.4 tons | ACIQ | HRCU-A-CB (Split System: Heat Pump with Remote Outdoor Unit-Air-Source) | DLCURAH18ABK |  |  | EA*4X30L17A* | *96VSN0601412A* | 18000 | 16 | 8.5 | 18600 | 18500 | 99.46% | 2.22 | 0 | 10.5 |  |  |  |  | R-410A | 1.5 | Residential & Commercial | USHP | Ducted CEE Tier 1
213072270 | Central HP <5.4 tons | ACIQ | HRCU-A-CB (Split System: Heat Pump with Remote Outdoor Unit-Air-Source) | DLCURAH18ABK |  |  | EN(A,D)4X18L14** | *95ESN0601412A* | 17600 | 15.5 | 8.5 | 18700 | 19300 | 103.2% | 2.32 | 0 | 10.5 |  |  |  |  | R-410A | 1.4667 | Residential & Commercial | USHP | Ducted CEE Tier 1
214570425 | Central HP <5.4 tons | KEEPRITE | HRCU-A-CB (Split System: Heat Pump with Remote Outdoor Unit-Air-Source) | CVH825GKA3* |  |  | EA*4X36L21A*+WALLCON | *96CTN0802120B* | 23600 | 16.5 | 8.1 | 21400 | 16600 | 77.57% | 1.94 | 0 | 11 |  |  |  |  | R-410A | 1.9667 | Residential & Commercial | USHP | Ducted CEE Tier 1
214243972 | Central HP <5.4 tons | BRYANT HEATING AND COOLING SYSTEMS | HRCU-A-CB (Split System: Heat Pump with Remote Outdoor Unit-Air-Source) | 284ANV048*0**B* |  |  | CNPV*4824AL*+UI | 986TD66120C24*** | 44000 | 21 | 8.5 | 46500 | 36400 | 78.28% | 2.16 | 0 | 12 |  |  |  |  | R-410A | 3.6667 | Residential & Commercial | USHP | Ducted CEE Tier 1
213063373 | Central HP <5.4 tons | ACIQ | HRCU-A-CB (Split System: Heat Pump with Remote Outdoor Unit-Air-Source) | HVH837GKA2* |  |  | EA*4X37L21A*+WALLCON | *80CSU1002120A* | 32800 | 17 | 8.5 | 33000 | 25200 | 76.36% | 1.96 | 12 | 11 |  |  |  |  | R-410A | 2.7333 | Residential & Commercial | USHP | Ducted CEE Tier 1
213075257 | Central HP <5.4 tons | ACIQ | HRCU-A-CB (Split System: Heat Pump with Remote Outdoor Unit-Air-Source) | DLCURAH36ABK |  |  | EA*4X36L21A* | *96VSN1002120A* | 35200 | 16 | 8.1 | 39000 | 35200 | 90.26% | 1.82 | 0 | 9.5 |  |  |  |  | R-410A | 2.9333 | Residential & Commercial | USHP
213075282 | Central HP <5.4 tons | ACIQ | HRCU-A-CB (Split System: Heat Pump with Remote Outdoor Unit-Air-Source) | DLCURAH36ABK |  |  | EA*4X37L21A* | *95ESU0601716A* | 36800 | 15.5 | 8.5 | 39000 | 34800 | 89.23% | 2.1 | 0 | 10 |  |  |  |  | R-410A | 3.0667 | Residential & Commercial | USHP | Ducted CEE Tier 1
213063089 | Central HP <5.4 tons | ACIQ | HRCU-A-CB (Split System: Heat Pump with Remote Outdoor Unit-Air-Source) | HVH825GKA3* |  |  | EA*4X25L17A*+WALLCON | *95CSU0601716A* | 24200 | 16.5 | 8.1 | 21400 | 16700 | 78.04% | 2 | 11 | 10.5 |  |  |  |  | R-410A | 2.0167 | Residential & Commercial | USHP | Ducted CEE Tier 1
213771562 | Central HP <5.4 tons | KEEPRITE | HRCU-A-CB (Split System: Heat Pump with Remote Outdoor Unit-Air-Source) | CVH825GKA2* |  |  | EA*4X48L21A*+WALLCON | *80CTL0451712B* | 24000 | 16.5 | 8.1 | 21000 | 16600 | 79.05% | 2 | 0 | 10.5 |  |  |  |  | R-410A | 2 | Residential & Commercial | USHP | Ducted CEE Tier 1
213771612 | Central HP <5.4 tons | KEEPRITE | HRCU-A-CB (Split System: Heat Pump with Remote Outdoor Unit-Air-Source) | CVH825GKA2* |  |  | EA*4X48L21A*+WALLCON | *95CSU0601716B* | 24000 | 16.5 | 8.1 | 21000 | 16500 | 78.57% | 2 | 0 | 10.5 |  |  |  |  | R-410A | 2 | Residential & Commercial | USHP | Ducted CEE Tier 1
214570515 | Central HP <5.4 tons | KEEPRITE | HRCU-A-CB (Split System: Heat Pump with Remote Outdoor Unit-Air-Source) | CVH825GKA3* |  |  | EA*4X42L21A*+WALLCON | *95CSU1002122B* | 23800 | 16.5 | 8.1 | 21400 | 16600 | 77.57% | 1.96 | 0 | 11 |  |  |  |  | R-410A | 1.9833 | Residential & Commercial | USHP | Ducted CEE Tier 1
216738576 | Central HP <5.4 tons | KEEPRITE | HRCU-A-CB (Split System: Heat Pump with Remote Outdoor Unit-Air-Source) | D5CUHAH24AAK |  |  | ESH5X36M12A* | *96MSN0802120A* | 22800 | 15.5 | 8.1 | 20800 | 18500 | 88.94% | 1.85 | 0 | 10.5 |  |  |  |  | R-454B | 1.9 | Residential & Commercial | USHP | Ducted CEE Tier 1
216734595 | Central HP <5.4 tons | KEEPRITE | HRCU-A-CB (Split System: Heat Pump with Remote Outdoor Unit-Air-Source) | D5CUHAH24AAK |  |  | EA*5X36M17A* | *92MSN0601412A* | 22600 | 15.5 | 8.5 | 21000 | 18800 | 89.52% | 1.98 | 0 | 11 |  |  |  |  | R-454B | 1.8833 | Residential & Commercial | USHP | Ducted CEE Tier 1
213069269 | Central HP <5.4 tons | ACIQ | HRCU-A-CB (Split System: Heat Pump with Remote Outdoor Unit-Air-Source) | DLCURAH36ABK |  |  | EA*4X37L17A* | *96VSN0801716A* | 36200 | 15.2 | 8.5 | 39500 | 35000 | 88.61% | 2.02 | 0 | 10 |  |  |  |  | R-410A | 3.0167 | Residential & Commercial | USHP | Ducted CEE Tier 1
213069284 | Central HP <5.4 tons | ACIQ | HRCU-A-CB (Split System: Heat Pump with Remote Outdoor Unit-Air-Source) | DLCURAH36ABK |  |  | EA*4X37L21A* | *80VSL0902120A* | 36200 | 16 | 8.5 | 38500 | 34800 | 90.39% | 2.06 | 0 | 10 |  |  |  |  | R-410A | 3.0167 | Residential & Commercial | USHP | Ducted CEE Tier 1
213069334 | Central HP <5.4 tons | ACIQ | HRCU-A-CB (Split System: Heat Pump with Remote Outdoor Unit-Air-Source) | DLCURAH36ABK |  |  | EA*4X42L21A* | *92ESN0802120A* | 35200 | 16.5 | 8.1 | 38500 | 35000 | 90.91% | 1.88 | 0 | 10 |  |  |  |  | R-410A | 2.9333 | Residential & Commercial | USHP | Ducted CEE Tier 1
213069386 | Central HP <5.4 tons | ACIQ | HRCU-A-CB (Split System: Heat Pump with Remote Outdoor Unit-Air-Source) | DLCURAH36ABK |  |  | EA*4X42L24A* | *95ESU1002122A* | 36600 | 15.2 | 8.1 | 40000 | 35200 | 88% | 1.94 | 0 | 10 |  |  |  |  | R-410A | 3.05 | Residential & Commercial | USHP | Ducted CEE Tier 1
213069419 | Central HP <5.4 tons | ACIQ | HRCU-A-CB (Split System: Heat Pump with Remote Outdoor Unit-Air-Source) | DLCURAH36ABK |  |  | EA*4X43L21A* | *95ESN1002122A* | 37400 | 15.5 | 8.5 | 39000 | 35000 | 89.74% | 2.16 | 0 | 10 |  |  |  |  | R-410A | 3.1167 | Residential & Commercial | USHP | Ducted CEE Tier 1
213069470 | Central HP <5.4 tons | ACIQ | HRCU-A-CB (Split System: Heat Pump with Remote Outdoor Unit-Air-Source) | DLCURAH36ABK |  |  | EA*4X48L21A* | *95ESU1002120A* | 36200 | 16 | 8.5 | 38500 | 34600 | 89.87% | 2.06 | 0 | 10 |  |  |  |  | R-410A | 3.0167 | Residential & Commercial | USHP | Ducted CEE Tier 1
213069471 | Central HP <5.4 tons | ACIQ | HRCU-A-CB (Split System: Heat Pump with Remote Outdoor Unit-Air-Source) | DLCURAH36ABK |  |  | EA*4X48L21A* | *95ESU1002122A* | 37200 | 15.5 | 8.5 | 38500 | 35000 | 90.91% | 2.12 | 0 | 10 |  |  |  |  | R-410A | 3.1 | Residential & Commercial | USHP | Ducted CEE Tier 1
213069554 | Central HP <5.4 tons | ACIQ | HRCU-A-CB (Split System: Heat Pump with Remote Outdoor Unit-Air-Source) | DLCURAH36ABK |  |  | EN(A,D,W)4X48L21** | *92ESN1002122A* | 37600 | 15.5 | 8.5 | 39500 | 35000 | 88.61% | 2.08 | 0 | 10.5 |  |  |  |  | R-410A | 3.1333 | Residential & Commercial | USHP | Ducted CEE Tier 1
213069555 | Central HP <5.4 tons | ACIQ | HRCU-A-CB (Split System: Heat Pump with Remote Outdoor Unit-Air-Source) | DLCURAH36ABK |  |  | EN(A,D,W)4X48L21** | *95ESN0601714A* | 35600 | 15.5 | 8.1 | 38500 | 35000 | 90.91% | 2 | 0 | 10 |  |  |  |  | R-410A | 2.9667 | Residential & Commercial | USHP | Ducted CEE Tier 1
213079099 | Central HP <5.4 tons | DAY & NIGHT | HRCU-A-CB (Split System: Heat Pump with Remote Outdoor Unit-Air-Source) | DLCURAH36ABK |  |  | EA*4X37L21A* | *80MSU0601716A* | 36400 | 16.5 | 8.5 | 38000 | 34800 | 91.58% | 2.08 | 0 | 10 |  |  |  |  | R-410A | 3.0333 | Residential & Commercial | USHP | Ducted CEE Tier 1
214584593 | Central HP <5.4 tons | FRASER-JOHNSTON | HRCU-A-CB (Split System: Heat Pump with Remote Outdoor Unit-Air-Source) | HH836E2S11 |  |  | CTF36B5CDS1 | Z8ES080B12SMPS1 | 33200 | 18 | 8.5 | 30400 | 24800 | 81.58% | 2 | 0 | 11.7 |  |  |  |  | R-454B | 2.7667 | Residential & Commercial | USHP | Ducted CEE Tier 1
213079417 | Central HP <5.4 tons | DAY & NIGHT | HRCU-A-CB (Split System: Heat Pump with Remote Outdoor Unit-Air-Source) | DLCURAH36ABK |  |  | EA*4X37L21A* | *92MSN0601714A* | 36600 | 16 | 8.5 | 38500 | 35000 | 90.91% | 2.06 | 0 | 10 |  |  |  |  | R-410A | 3.05 | Residential & Commercial | USHP | Ducted CEE Tier 1
213063391 | Central HP <5.4 tons | ACIQ | HRCU-A-CB (Split System: Heat Pump with Remote Outdoor Unit-Air-Source) | HVH837GKA2* |  |  | EN(A,D,W)4X48L21**+WALLCON | *80CSU1002120A* | 32400 | 17 | 8.1 | 33000 | 24800 | 75.15% | 1.94 | 12.2 | 11.5 |  |  |  |  | R-410A | 2.7 | Residential & Commercial | USHP | Ducted CEE Tier 1
213063414 | Central HP <5.4 tons | ACIQ | HRCU-A-CB (Split System: Heat Pump with Remote Outdoor Unit-Air-Source) | HVH837GKA2* |  |  | EHD4X42AAL+WALLCON | *95CSU0802120A* | 32600 | 17 | 8.1 | 33000 | 24800 | 75.15% | 1.96 | 11.5 | 11 |  |  |  |  | R-410A | 2.7167 | Residential & Commercial | USHP | Ducted CEE Tier 1
213063091 | Central HP <5.4 tons | ACIQ | HRCU-A-CB (Split System: Heat Pump with Remote Outdoor Unit-Air-Source) | HVH825GKA3* |  |  | EA*4X36L17A*+WALLCON | *95CSU0601716A* | 23400 | 16.5 | 8.1 | 21600 | 16800 | 77.78% | 1.92 | 11 | 10.5 |  |  |  |  | R-410A | 1.95 | Residential & Commercial | USHP | Ducted CEE Tier 1
213069477 | Central HP <5.4 tons | ACIQ | HRCU-A-CB (Split System: Heat Pump with Remote Outdoor Unit-Air-Source) | DLCURAH36ABK |  |  | EA*4X48L21A* | OLV112A16A | 35800 | 15.5 | 8.5 | 38500 | 34800 | 90.39% | 2.04 | 0 | 9.5 |  |  |  |  | R-410A | 2.9833 | Residential & Commercial | USHP
213069479 | Central HP <5.4 tons | ACIQ | HRCU-A-CB (Split System: Heat Pump with Remote Outdoor Unit-Air-Source) | DLCURAH36ABK |  |  | EA*4X48L21A* | OMV112K14A | 35600 | 15.5 | 8.1 | 38500 | 34800 | 90.39% | 2.04 | 0 | 9.5 |  |  |  |  | R-410A | 2.9667 | Residential & Commercial | USHP
213069496 | Central HP <5.4 tons | ACIQ | HRCU-A-CB (Split System: Heat Pump with Remote Outdoor Unit-Air-Source) | DLCURAH36ABK |  |  | EA*4X48L24A* | *92ESN0802120A* | 35800 | 16.5 | 8.5 | 37800 | 34600 | 91.53% | 2.04 | 0 | 10 |  |  |  |  | R-410A | 2.9833 | Residential & Commercial | USHP | Ducted CEE Tier 1
213069579 | Central HP <5.4 tons | ACIQ | HRCU-A-CB (Split System: Heat Pump with Remote Outdoor Unit-Air-Source) | DLCURAH36ABK |  |  | EN(A,D)4X48L24** | *80ES(N,L)0902420A* | 36200 | 16.5 | 8.1 | 38500 | 34800 | 90.39% | 2.02 | 0 | 10.5 |  |  |  |  | R-410A | 3.0167 | Residential & Commercial | USHP | Ducted CEE Tier 1
213069593 | Central HP <5.4 tons | ACIQ | HRCU-A-CB (Split System: Heat Pump with Remote Outdoor Unit-Air-Source) | DLCURAH36ABK |  |  | EN(A,D)4X48L24** | *92ESN1002120A* | 35800 | 16.5 | 8.1 | 38500 | 34800 | 90.39% | 2 | 0 | 10 |  |  |  |  | R-410A | 2.9833 | Residential & Commercial | USHP | Ducted CEE Tier 1
213069594 | Central HP <5.4 tons | ACIQ | HRCU-A-CB (Split System: Heat Pump with Remote Outdoor Unit-Air-Source) | DLCURAH36ABK |  |  | EN(A,D)4X48L24** | *92ESN1002122A* | 37600 | 15.5 | 8.5 | 39500 | 35000 | 88.61% | 2.08 | 0 | 10.5 |  |  |  |  | R-410A | 3.1333 | Residential & Commercial | USHP | Ducted CEE Tier 1
213771641 | Central HP <5.4 tons | DAY & NIGHT | HRCU-A-CB (Split System: Heat Pump with Remote Outdoor Unit-Air-Source) | CVH825GKA2* |  |  | EA*4X48L21A*+WALLCON | *97CMN1002122B* | 24000 | 16.5 | 8.1 | 21000 | 16500 | 78.57% | 2.02 | 0 | 11 |  |  |  |  | R-410A | 2 | Residential & Commercial | USHP | Ducted CEE Tier 1
211261384 | Central HP <5.4 tons | BRYANT HEATING AND COOLING SYSTEMS | HRCU-A-CB (Split System: Heat Pump with Remote Outdoor Unit-Air-Source) | 38MURAQ18AB3* |  |  | CAP**3014AL* | 926TB36060V14*** | 18000 | 16 | 8.5 | 18500 | 18500 | 100% | 2.22 | 0 | 10.5 |  |  |  |  | R-410A | 1.5 | Residential & Commercial | USHP | Ducted CEE Tier 1
211261570 | Central HP <5.4 tons | BRYANT HEATING AND COOLING SYSTEMS | HRCU-A-CB (Split System: Heat Pump with Remote Outdoor Unit-Air-Source) | 38MURAQ18AB3* |  |  | CAP**3017AL* | 926SA30040V14*** | 17500 | 16 | 8.5 | 18100 | 18600 | 102.8% | 2.24 | 0 | 10.5 |  |  |  |  | R-410A | 1.4583 | Residential & Commercial | USHP | Ducted CEE Tier 1
213062497 | Central HP <5.4 tons | ACIQ | HRCU-A-CB (Split System: Heat Pump with Remote Outdoor Unit-Air-Source) | HVH837GKA** |  |  | EHD4X36AAL+WALLCON | *97CMN1002122A* | 32200 | 16.5 | 8.1 | 33200 | 24800 | 74.7% | 1.94 | 11.5 | 11 |  |  |  |  | R-410A | 2.6833 | Residential & Commercial | USHP | Ducted CEE Tier 1
213770282 | Central HP <5.4 tons | BRYANT HEATING AND COOLING SYSTEMS | HRCU-A-CB (Split System: Heat Pump with Remote Outdoor Unit-Air-Source) | 284ANV048*0**B* |  |  | CAP**4824AL*+UI | 986TD66120C24*** | 44000 | 21 | 9 | 46500 | 36200 | 77.85% | 2.28 | 0 | 11.7 |  |  |  |  | R-410A | 3.6667 | Residential & Commercial | USHP | Ducted CEE Tier 1
213770316 | Central HP <5.4 tons | BRYANT HEATING AND COOLING SYSTEMS | HRCU-A-CB (Split System: Heat Pump with Remote Outdoor Unit-Air-Source) | 284ANV048*0**B* |  |  | CAP**6124AL*+UI | 987MC66100C21*** | 45500 | 21 | 9.5 | 46000 | 36200 | 78.7% | 2.36 | 0 | 12 |  |  |  |  | R-410A | 3.7917 | Residential & Commercial | USHP | Ducted CEE Tier 1
213069612 | Central HP <5.4 tons | ACIQ | HRCU-A-CB (Split System: Heat Pump with Remote Outdoor Unit-Air-Source) | DLCURAH36ABK |  |  | EN(A,D)4X48L24** | OLV154F20A | 37400 | 15.2 | 8.5 | 39500 | 35200 | 89.11% | 2.1 | 0 | 10.5 |  |  |  |  | R-410A | 3.1167 | Residential & Commercial | USHP | Ducted CEE Tier 1
213072286 | Central HP <5.4 tons | ACIQ | HRCU-A-CB (Split System: Heat Pump with Remote Outdoor Unit-Air-Source) | DLCURAH18ABK |  |  | EN(A,D)4X24L14** | *95ESN0261410A* | 18000 | 15.5 | 8.5 | 19000 | 18700 | 98.42% | 2.24 | 0 | 10.5 |  |  |  |  | R-410A | 1.5 | Residential & Commercial | USHP | Ducted CEE Tier 1
213072318 | Central HP <5.4 tons | ACIQ | HRCU-A-CB (Split System: Heat Pump with Remote Outdoor Unit-Air-Source) | DLCURAH18ABK |  |  | EN(A,D)4X24L17** | *92ESN0801716A* | 18500 | 16 | 8.5 | 19500 | 18400 | 94.36% | 2.24 | 0 | 11 |  |  |  |  | R-410A | 1.5417 | Residential & Commercial | USHP | Ducted CEE Tier 1
213072335 | Central HP <5.4 tons | ACIQ | HRCU-A-CB (Split System: Heat Pump with Remote Outdoor Unit-Air-Source) | DLCURAH18ABK |  |  | EN(A,D)4X30L14** | *80ES(N,L)0451412A* | 18200 | 16 | 8.5 | 18600 | 18400 | 98.92% | 2.22 | 0 | 11 |  |  |  |  | R-410A | 1.5167 | Residential & Commercial | USHP | Ducted CEE Tier 1
213072368 | Central HP <5.4 tons | ACIQ | HRCU-A-CB (Split System: Heat Pump with Remote Outdoor Unit-Air-Source) | DLCURAH18ABK |  |  | EN(A,D)4X30L17** | *80ESU0601716A | 18700 | 16.5 | 8.5 | 19200 | 18200 | 94.79% | 2.2 | 0 | 11 |  |  |  |  | R-410A | 1.5583 | Residential & Commercial | USHP | Ducted CEE Tier 1
211230156 | Central HP <5.4 tons | DAY & NIGHT | HRCU-A-CB (Split System: Heat Pump with Remote Outdoor Unit-Air-Source) | DLCURAH36ABK |  |  | EN(A,D,W)4X48L21** | *92ESN1002122A* | 37600 | 15.5 | 8.5 | 39500 | 35000 | 88.61% | 2.08 | 0 | 10.5 |  |  |  |  | R-410A | 3.1333 | Residential & Commercial | USHP | Ducted CEE Tier 1
211394194 | Central HP <5.4 tons | FRASER-JOHNSTON | HRCU-A-CB (Split System: Heat Pump with Remote Outdoor Unit-Air-Source) | HMH72B341 |  |  | XAHC48FXXN1+TXV | TM9Y060B12MP11 | 32400 | 16.5 | 8.1 | 32200 | 23600 | 73.29% | 1.98 | 0 | 9 |  |  |  |  | R-410A | 2.7 | Residential & Commercial | USHP
211394345 | Central HP <5.4 tons | FRASER-JOHNSTON | HRCU-A-CB (Split System: Heat Pump with Remote Outdoor Unit-Air-Source) | HMH72B341 |  |  | XAFD48FXXN1+TXV | TP9C120D20MP13 | 34000 | 17 | 8.5 | 32400 | 23800 | 73.46% | 2.1 | 0 | 9.5 |  |  |  |  | R-410A | 2.8333 | Residential & Commercial | USHP
210532885 | Central HP <5.4 tons | BRYANT HEATING AND COOLING SYSTEMS | HRCU-A-CB (Split System: Heat Pump with Remote Outdoor Unit-Air-Source) | 284ANV048*0**B* |  |  | CAP**6124AL*+UI | 986TC66100C21*** | 45500 | 21.5 | 9.5 | 46000 | 36200 | 78.7% | 2.36 | 0 | 12 |  |  |  |  | R-410A | 3.7917 | Residential & Commercial | USHP | Ducted CEE Tier 1
213079267 | Central HP <5.4 tons | DAY & NIGHT | HRCU-A-CB (Split System: Heat Pump with Remote Outdoor Unit-Air-Source) | DLCURAH36ABK |  |  | EA*4X48L21A* | *80MSU0802120A* | 36200 | 16.5 | 8.5 | 38000 | 34600 | 91.05% | 2.06 | 0 | 10 |  |  |  |  | R-410A | 3.0167 | Residential & Commercial | USHP | Ducted CEE Tier 1
213079501 | Central HP <5.4 tons | DAY & NIGHT | HRCU-A-CB (Split System: Heat Pump with Remote Outdoor Unit-Air-Source) | DLCURAH36ABK |  |  | EN(A,D,W)4X48L21** | *92MSN0601714A* | 35800 | 16 | 8.1 | 38500 | 35000 | 90.91% | 2 | 0 | 10 |  |  |  |  | R-410A | 2.9833 | Residential & Commercial | USHP | Ducted CEE Tier 1
213078967 | Central HP <5.4 tons | DAY & NIGHT | HRCU-A-CB (Split System: Heat Pump with Remote Outdoor Unit-Air-Source) | DLCURAH36ABK |  |  | EA*4X36L21A* | *80MSU0401712A* | 35000 | 16 | 8.1 | 38500 | 35200 | 91.43% | 1.8 | 0 | 9.5 |  |  |  |  | R-410A | 2.9167 | Residential & Commercial | USHP
211229008 | Central HP <5.4 tons | DAY & NIGHT | HRCU-A-CB (Split System: Heat Pump with Remote Outdoor Unit-Air-Source) | DLCURAH36ABK |  |  | EA*4X48L21A* | *92ESN1002122A* | 37400 | 15.2 | 8.5 | 38500 | 35000 | 90.91% | 2.12 | 0 | 10 |  |  |  |  | R-410A | 3.1167 | Residential & Commercial | USHP | Ducted CEE Tier 1
213072290 | Central HP <5.4 tons | ACIQ | HRCU-A-CB (Split System: Heat Pump with Remote Outdoor Unit-Air-Source) | DLCURAH18ABK |  |  | EN(A,D)4X24L14** | *80ES(N,L)0701412A* | 17500 | 16 | 8.5 | 18400 | 18800 | 102.2% | 2.26 | 0 | 11 |  |  |  |  | R-410A | 1.4583 | Residential & Commercial | USHP | Ducted CEE Tier 1
211259974 | Central HP <5.4 tons | KEEPRITE | HRCU-A-CB (Split System: Heat Pump with Remote Outdoor Unit-Air-Source) | DLCURAH18ABK |  |  | EA*4X19L17A* | *92ESN0401410A* | 18400 | 15.5 | 8.5 | 18500 | 17600 | 95.14% | 2.12 | 0 | 10.5 |  |  |  |  | R-410A | 1.5333 | Residential & Commercial | USHP | Ducted CEE Tier 1
211260092 | Central HP <5.4 tons | KEEPRITE | HRCU-A-CB (Split System: Heat Pump with Remote Outdoor Unit-Air-Source) | DLCURAH18ABK |  |  | EA*4X24L14A* | *96VSN0401410A* | 17300 | 16 | 8.5 | 18300 | 19200 | 104.9% | 2.3 | 0 | 10.5 |  |  |  |  | R-410A | 1.4417 | Residential & Commercial | USHP | Ducted CEE Tier 1
211229576 | Central HP <5.4 tons | DAY & NIGHT | HRCU-A-CB (Split System: Heat Pump with Remote Outdoor Unit-Air-Source) | DLCURAH36ABK |  |  | EA*4X48L24A* | *95ESU1002120A* | 36200 | 16 | 8.5 | 38500 | 34600 | 89.87% | 2.08 | 0 | 10 |  |  |  |  | R-410A | 3.0167 | Residential & Commercial | USHP | Ducted CEE Tier 1
211229913 | Central HP <5.4 tons | DAY & NIGHT | HRCU-A-CB (Split System: Heat Pump with Remote Outdoor Unit-Air-Source) | DLCURAH36ABK |  |  | EN(A,D,W)4X48L21** | *80ES(N,L)0701712A* | 36200 | 15.5 | 8.1 | 38500 | 35000 | 90.91% | 2.02 | 0 | 10 |  |  |  |  | R-410A | 3.0167 | Residential & Commercial | USHP | Ducted CEE Tier 1
211229961 | Central HP <5.4 tons | DAY & NIGHT | HRCU-A-CB (Split System: Heat Pump with Remote Outdoor Unit-Air-Source) | DLCURAH36ABK |  |  | EN(A,D,W)4X48L21** | *80ES(N,L)0902120A* | 36600 | 16 | 8.1 | 39500 | 34800 | 88.1% | 2.04 | 0 | 10.5 |  |  |  |  | R-410A | 3.05 | Residential & Commercial | USHP | Ducted CEE Tier 1
211230481 | Central HP <5.4 tons | DAY & NIGHT | HRCU-A-CB (Split System: Heat Pump with Remote Outdoor Unit-Air-Source) | DLCURAH36ABK |  |  | EN(A,D)4X48L24** | *80ES(N,L)1352420A* | 36200 | 16 | 8.1 | 38500 | 34800 | 90.39% | 2.02 | 0 | 10 |  |  |  |  | R-410A | 3.0167 | Residential & Commercial | USHP | Ducted CEE Tier 1
211229311 | Central HP <5.4 tons | DAY & NIGHT | HRCU-A-CB (Split System: Heat Pump with Remote Outdoor Unit-Air-Source) | DLCURAH36ABK |  |  | EA*4X48L24A* | *80ES(N,L)1102420A* | 35800 | 16.5 | 8.5 | 37800 | 34600 | 91.53% | 2.06 | 0 | 10 |  |  |  |  | R-410A | 2.9833 | Residential & Commercial | USHP | Ducted CEE Tier 1
215683577 | Central HP <5.4 tons | CARRIER | HRCU-A-CB (Split System: Heat Pump with Remote Outdoor Unit-Air-Source) | 27VNA024A*030* |  |  | CAA**2417AM*+UI | 58CU*A040C17**12 | 22800 | 16.5 | 9 | 24000 | 16800 | 70% | 1.96 | 0 | 10 |  |  |  |  | R-454B | 1.9 | Residential & Commercial | USHP | Ducted CEE Tier 1
215678193 | Central HP <5.4 tons | CARRIER | HRCU-A-CB (Split System: Heat Pump with Remote Outdoor Unit-Air-Source) | 27VNA024A*030* |  |  | CAA**2417AM*+UI | 58CU*B060C17**16 | 22800 | 16.5 | 8.5 | 24000 | 16800 | 70% | 1.96 | 0 | 10 |  |  |  |  | R-454B | 1.9 | Residential & Commercial | USHP | Ducted CEE Tier 1
215678293 | Central HP <5.4 tons | CARRIER | HRCU-A-CB (Split System: Heat Pump with Remote Outdoor Unit-Air-Source) | 27VNA024A*030* |  |  | CAA**3017AM*+UI | 59TN7A080C17**16 | 23000 | 16.5 | 9 | 23800 | 16700 | 70.17% | 1.86 | 0 | 10 |  |  |  |  | R-454B | 1.9167 | Residential & Commercial | USHP | Ducted CEE Tier 1
213069260 | Central HP <5.4 tons | ACIQ | HRCU-A-CB (Split System: Heat Pump with Remote Outdoor Unit-Air-Source) | DLCURAH36ABK |  |  | EA*4X37L17A* | *80VSL0701716A* | 36200 | 15.2 | 8.1 | 38500 | 35000 | 90.91% | 2.02 | 0 | 10 |  |  |  |  | R-410A | 3.0167 | Residential & Commercial | USHP | Ducted CEE Tier 1
213069309 | Central HP <5.4 tons | ACIQ | HRCU-A-CB (Split System: Heat Pump with Remote Outdoor Unit-Air-Source) | DLCURAH36ABK |  |  | EA*4X37L21A* | *96VTN1002122A* | 36800 | 16.5 | 8.5 | 38500 | 34800 | 90.39% | 2.1 | 0 | 10 |  |  |  |  | R-410A | 3.0667 | Residential & Commercial | USHP | Ducted CEE Tier 1
213069311 | Central HP <5.4 tons | ACIQ | HRCU-A-CB (Split System: Heat Pump with Remote Outdoor Unit-Air-Source) | DLCURAH36ABK |  |  | EA*4X37L21A* | OLV112A16A | 36600 | 15.2 | 8.5 | 38500 | 35000 | 90.91% | 2.08 | 0 | 10 |  |  |  |  | R-410A | 3.05 | Residential & Commercial | USHP | Ducted CEE Tier 1
213069312 | Central HP <5.4 tons | ACIQ | HRCU-A-CB (Split System: Heat Pump with Remote Outdoor Unit-Air-Source) | DLCURAH36ABK |  |  | EA*4X37L21A* | OMV098J12* | 36200 | 15.2 | 8.5 | 38500 | 35000 | 90.91% | 2.06 | 0 | 10 |  |  |  |  | R-410A | 3.0167 | Residential & Commercial | USHP | Ducted CEE Tier 1
213069329 | Central HP <5.4 tons | ACIQ | HRCU-A-CB (Split System: Heat Pump with Remote Outdoor Unit-Air-Source) | DLCURAH36ABK |  |  | EA*4X42L21A* | *80VTL0701716A* | 35400 | 16 | 8.1 | 38500 | 35000 | 90.91% | 1.88 | 0 | 10 |  |  |  |  | R-410A | 2.95 | Residential & Commercial | USHP | Ducted CEE Tier 1
213069228 | Central HP <5.4 tons | ACIQ | HRCU-A-CB (Split System: Heat Pump with Remote Outdoor Unit-Air-Source) | DLCURAH30ABK |  |  | FMA4X36**AL* | 0 | 31200 | 15.5 | 8.5 | 35400 | 26800 | 75.71% | 1.86 | 0 | 9 |  |  |  |  | R-410A | 2.6 | Residential & Commercial | USHP
214396750 | Central HP <5.4 tons | COLEMAN | HRCU-A-CB (Split System: Heat Pump with Remote Outdoor Unit-Air-Source) | HH860E2S11 |  |  | CTF60D5CHS1 | TMLE130D20MP11 | 54000 | 19 | 8.5 | 55000 | 38500 | 70% | 2 | 0 | 11.7 |  |  |  |  | R-454B | 4.5 | Residential & Commercial | USHP | Ducted CEE Tier 1
213079015 | Central HP <5.4 tons | DAY & NIGHT | HRCU-A-CB (Split System: Heat Pump with Remote Outdoor Unit-Air-Source) | DLCURAH36ABK |  |  | EA*4X43L21A* | *80MSU0401712A* | 36600 | 16 | 8.5 | 38500 | 34800 | 90.39% | 2.08 | 0 | 10 |  |  |  |  | R-410A | 3.05 | Residential & Commercial | USHP | Ducted CEE Tier 1
213079051 | Central HP <5.4 tons | DAY & NIGHT | HRCU-A-CB (Split System: Heat Pump with Remote Outdoor Unit-Air-Source) | DLCURAH36ABK |  |  | END4X42L17** | *80MSU0401712A* | 35400 | 15.5 | 8.5 | 39000 | 34800 | 89.23% | 1.94 | 0 | 10 |  |  |  |  | R-410A | 2.95 | Residential & Commercial | USHP | Ducted CEE Tier 1
213080530 | Central HP <5.4 tons | DAY & NIGHT | HRCU-A-CB (Split System: Heat Pump with Remote Outdoor Unit-Air-Source) | DLCURAH36ABK |  |  | EA*4X37L17A* | *95MSU0401712A* | 35600 | 15.2 | 8.1 | 38500 | 35200 | 91.43% | 1.98 | 0 | 9.5 |  |  |  |  | R-410A | 2.9667 | Residential & Commercial | USHP
213076711 | Central HP <5.4 tons | DAY & NIGHT | HRCU-A-CB (Split System: Heat Pump with Remote Outdoor Unit-Air-Source) | DLCURAH36ABK |  |  | EN(A,D,W)4X48L21** | *80VTL0902120B* | 36000 | 16.5 | 8.1 | 38500 | 35000 | 90.91% | 2 | 0 | 10 |  |  |  |  | R-410A | 3 | Residential & Commercial | USHP | Ducted CEE Tier 1
213771322 | Central HP <5.4 tons | KEEPRITE | HRCU-A-CB (Split System: Heat Pump with Remote Outdoor Unit-Air-Source) | CVH825GKA2* |  |  | EA*4X42L21A*+WALLCON | *97CMN0801714B* | 23600 | 16.5 | 8.1 | 21400 | 16700 | 78.04% | 1.96 | 0 | 10.5 |  |  |  |  | R-410A | 1.9667 | Residential & Commercial | USHP | Ducted CEE Tier 1
213770672 | Central HP <5.4 tons | KEEPRITE | HRCU-A-CB (Split System: Heat Pump with Remote Outdoor Unit-Air-Source) | CVH825GKA2* |  |  | EA*4X25L17A*+WALLCON | *96CTN0601714B* | 24200 | 16.5 | 8.1 | 21400 | 16700 | 78.04% | 2 | 0 | 11 |  |  |  |  | R-410A | 2.0167 | Residential & Commercial | USHP | Ducted CEE Tier 1
216737709 | Central HP <5.4 tons | KEEPRITE | HRCU-A-CB (Split System: Heat Pump with Remote Outdoor Unit-Air-Source) | D5CUHAH24AAK |  |  | ESH5X30M12A* | *95MSU0601716A* | 22400 | 16 | 8.1 | 21000 | 18800 | 89.52% | 1.85 | 0 | 10.5 |  |  |  |  | R-454B | 1.8667 | Residential & Commercial | USHP | Ducted CEE Tier 1
216734369 | Central HP <5.4 tons | HEIL | HRCU-A-CB (Split System: Heat Pump with Remote Outdoor Unit-Air-Source) | D5CUHAH24AAK |  |  | EA*5X36M17A* | *80MS(N,L)0451714A* | 22200 | 15.5 | 8.1 | 20800 | 18700 | 89.9% | 1.85 | 0 | 10.5 |  |  |  |  | R-454B | 1.85 | Residential & Commercial | USHP | Ducted CEE Tier 1
216734410 | Central HP <5.4 tons | HEIL | HRCU-A-CB (Split System: Heat Pump with Remote Outdoor Unit-Air-Source) | D5CUHAH24AAK |  |  | EA*5X36M17A* | *80MS(N,L)0901714A* | 22400 | 16 | 8.1 | 20800 | 18700 | 89.9% | 1.9 | 0 | 11 |  |  |  |  | R-454B | 1.8667 | Residential & Commercial | USHP | Ducted CEE Tier 1
216734610 | Central HP <5.4 tons | HEIL | HRCU-A-CB (Split System: Heat Pump with Remote Outdoor Unit-Air-Source) | D5CUHAH24AAK |  |  | EA*5X36M17A* | *92MSN0801716A* | 22400 | 16.5 | 8.1 | 20800 | 18600 | 89.42% | 1.9 | 0 | 11 |  |  |  |  | R-454B | 1.8667 | Residential & Commercial | USHP | Ducted CEE Tier 1
211260005 | Central HP <5.4 tons | KEEPRITE | HRCU-A-CB (Split System: Heat Pump with Remote Outdoor Unit-Air-Source) | DLCURAH18ABK |  |  | EA*4X19L17A* | *80ES(N,L)0701412A* | 18100 | 16.5 | 8.5 | 18000 | 17700 | 98.33% | 2.14 | 0 | 11 |  |  |  |  | R-410A | 1.5083 | Residential & Commercial | USHP | Ducted CEE Tier 1
214396310 | Central HP <5.4 tons | COLEMAN | HRCU-A-CB (Split System: Heat Pump with Remote Outdoor Unit-Air-Source) | HH860E2S11 |  |  | CTF60C5CHS1 | CP9C100C20MP13 | 53000 | 19 | 8.5 | 53500 | 38500 | 71.96% | 2 | 0 | 11 |  |  |  |  | R-454B | 4.4167 | Residential & Commercial | USHP | Ducted CEE Tier 1
214396369 | Central HP <5.4 tons | COLEMAN | HRCU-A-CB (Split System: Heat Pump with Remote Outdoor Unit-Air-Source) | HH860E2S11 |  |  | CTF60D5CJS1 | CP9C120D20MP13 | 53000 | 19 | 9 | 55000 | 39500 | 71.82% | 2 | 0 | 11 |  |  |  |  | R-454B | 4.4167 | Residential & Commercial | USHP | Ducted CEE Tier 1
213771412 | Central HP <5.4 tons | KEEPRITE | HRCU-A-CB (Split System: Heat Pump with Remote Outdoor Unit-Air-Source) | CVH825GKA2* |  |  | EA*4X42L24A*+WALLCON | *97CMN1202422B* | 23800 | 16.5 | 8.1 | 21400 | 16600 | 77.57% | 1.96 | 0 | 11 |  |  |  |  | R-410A | 1.9833 | Residential & Commercial | USHP | Ducted CEE Tier 1
213771462 | Central HP <5.4 tons | KEEPRITE | HRCU-A-CB (Split System: Heat Pump with Remote Outdoor Unit-Air-Source) | CVH825GKA2* |  |  | EA*4X43L21A*+WALLCON | *80CTL0901716B* | 24600 | 17 | 8.5 | 21000 | 16600 | 79.05% | 2.02 | 0 | 11 |  |  |  |  | R-410A | 2.05 | Residential & Commercial | USHP | Ducted CEE Tier 1
211259647 | Central HP <5.4 tons | KEEPRITE | HRCU-A-CB (Split System: Heat Pump with Remote Outdoor Unit-Air-Source) | DLCURAH18ABK |  |  | EA*4X19L17A* | *96VSN0601412A* | 18400 | 16 | 8.5 | 18400 | 17600 | 95.65% | 2.12 | 0 | 11 |  |  |  |  | R-410A | 1.5333 | Residential & Commercial | USHP | Ducted CEE Tier 1
213080907 | Central HP <5.4 tons | ACIQ | HRCU-A-CB (Split System: Heat Pump with Remote Outdoor Unit-Air-Source) | HVH837GKA** |  |  | EN(A,D)4X48L24**+WALLCON | *96CTN1202422A* | 32400 | 17.5 | 8.1 | 32800 | 24800 | 75.61% | 1.96 | 12 | 11.7 |  |  |  |  | R-410A | 2.7 | Residential & Commercial | USHP | Ducted CEE Tier 1
213080914 | Central HP <5.4 tons | ACIQ | HRCU-A-CB (Split System: Heat Pump with Remote Outdoor Unit-Air-Source) | HVH837GKA** |  |  | EA*4X37L21A*+WALLCON | *96CTN1002122A* | 33000 | 17.5 | 8.5 | 33000 | 25200 | 76.36% | 2 | 12 | 11.7 |  |  |  |  | R-410A | 2.75 | Residential & Commercial | USHP | Ducted CEE Tier 1
212982666 | Central HP <5.4 tons | DAY & NIGHT | HRCU-A-CB (Split System: Heat Pump with Remote Outdoor Unit-Air-Source) | DLCURAH30ABK |  |  | EA*4X43L21A* | *80MSU0601716A* | 30800 | 15.2 | 8.5 | 33000 | 26200 | 79.39% | 1.86 | 0 | 9 |  |  |  |  | R-410A | 2.5667 | Residential & Commercial | USHP
213073362 | Central HP <5.4 tons | ACIQ | HRCU-A-CB (Split System: Heat Pump with Remote Outdoor Unit-Air-Source) | DLCURAH30ABK |  |  | EA*4X42L21A* | *80ES(N,L)0702116A* | 29600 | 15.2 | 8.1 | 33600 | 27400 | 81.55% | 1.78 | 0 | 9 |  |  |  |  | R-410A | 2.4667 | Residential & Commercial | USHP
214397209 | Central HP <5.4 tons | COLEMAN | HRCU-A-CB (Split System: Heat Pump with Remote Outdoor Unit-Air-Source) | HH860E2S11 |  |  | CTM60D5CJS1+JME18D2SN1 | 0 | 53500 | 19 | 9 | 54000 | 39000 | 72.22% | 2 | 0 | 11 |  |  |  |  | R-454B | 4.4583 | Residential & Commercial | USHP | Ducted CEE Tier 1
214397402 | Central HP <5.4 tons | COLEMAN | HRCU-A-CB (Split System: Heat Pump with Remote Outdoor Unit-Air-Source) | HH860E2S11 |  |  | JHE48C5CG2SS1 | 0 | 44500 | 19 | 8.5 | 44500 | 33400 | 75.06% | 2 | 0 | 12 |  |  |  |  | R-454B | 3.7083 | Residential & Commercial | USHP | Ducted CEE Tier 1
213771536 | Central HP <5.4 tons | BRYANT HEATING AND COOLING SYSTEMS | HRCU-A-CB (Split System: Heat Pump with Remote Outdoor Unit-Air-Source) | 288BNV025*0**B* |  |  | CAP**4321AL*+UI | 986TD42080C17*** | 24400 | 16.5 | 8.1 | 21200 | 16600 | 78.3% | 2.02 | 0 | 11 |  |  |  |  | R-410A | 2.0333 | Residential & Commercial | USHP | Ducted CEE Tier 1
215374881 | Central HP <5.4 tons | Durastar | HRCU-A-CB (Split System: Heat Pump with Remote Outdoor Unit-Air-Source) | DRA1U24S2A |  |  | DRAM24F2A | 0 | 24000 | 19.7 | 9 | 25000 | 18000 | 72% | 2.2 | 0 | 11.7 |  |  |  |  | R-454B | 2 | Residential & Commercial | USHP | Ducted CEE Tier 1
216734703 | Central HP <5.4 tons | HEIL | HRCU-A-CB (Split System: Heat Pump with Remote Outdoor Unit-Air-Source) | D5CUHAH24AAK |  |  | EA*5X36M17A* | *96VSN0601412B* | 22200 | 16 | 8.1 | 20800 | 18700 | 89.9% | 1.85 | 0 | 10.5 |  |  |  |  | R-454B | 1.85 | Residential & Commercial | USHP | Ducted CEE Tier 1
216734742 | Central HP <5.4 tons | HEIL | HRCU-A-CB (Split System: Heat Pump with Remote Outdoor Unit-Air-Source) | D5CUHAH24AAK |  |  | EA*5X36M17A* | *95MSU0601716A* | 22400 | 16.5 | 8.5 | 20800 | 18700 | 89.9% | 1.96 | 0 | 10.5 |  |  |  |  | R-454B | 1.8667 | Residential & Commercial | USHP | Ducted CEE Tier 1
216735480 | Central HP <5.4 tons | HEIL | HRCU-A-CB (Split System: Heat Pump with Remote Outdoor Unit-Air-Source) | D5CUHAH24AAK |  |  | EA*5X37M21A* | *80MS(N,L)0702116A* | 23200 | 16 | 8.5 | 20600 | 18400 | 89.32% | 1.98 | 0 | 11 |  |  |  |  | R-454B | 1.9333 | Residential & Commercial | USHP | Ducted CEE Tier 1
216735905 | Central HP <5.4 tons | HEIL | HRCU-A-CB (Split System: Heat Pump with Remote Outdoor Unit-Air-Source) | D5CUHAH24AAK |  |  | EA*5X37M21A* | *95MSU0401712A* | 23000 | 16.5 | 8.5 | 20600 | 18400 | 89.32% | 1.9 | 0 | 11 |  |  |  |  | R-454B | 1.9167 | Residential & Commercial | USHP | Ducted CEE Tier 1
216736123 | Central HP <5.4 tons | HEIL | HRCU-A-CB (Split System: Heat Pump with Remote Outdoor Unit-Air-Source) | D5CUHAH24AAK |  |  | ESH5X24M12A* | *80CSU0401712A* | 23000 | 16 | 8.5 | 21400 | 19300 | 90.19% | 1.96 | 0 | 10.5 |  |  |  |  | R-454B | 1.9167 | Residential & Commercial | USHP | Ducted CEE Tier 1
216736296 | Central HP <5.4 tons | HEIL | HRCU-A-CB (Split System: Heat Pump with Remote Outdoor Unit-Air-Source) | D5CUHAH24AAK |  |  | ESH5X24M12A* | *80VSL0901716B* | 22200 | 15.2 | 8.1 | 21000 | 19000 | 90.48% | 1.9 | 0 | 10.5 |  |  |  |  | R-454B | 1.85 | Residential & Commercial | USHP | Ducted CEE Tier 1
216736355 | Central HP <5.4 tons | HEIL | HRCU-A-CB (Split System: Heat Pump with Remote Outdoor Unit-Air-Source) | D5CUHAH24AAK |  |  | ESH5X24M12A* | *80MSU0802120A* | 22600 | 15.5 | 8.1 | 21200 | 19100 | 90.09% | 1.85 | 0 | 10.5 |  |  |  |  | R-454B | 1.8833 | Residential & Commercial | USHP | Ducted CEE Tier 1
216737041 | Central HP <5.4 tons | HEIL | HRCU-A-CB (Split System: Heat Pump with Remote Outdoor Unit-Air-Source) | D5CUHAH24AAK |  |  | ESH5X30M12A* | *80MS(N,L)0701712A* | 22600 | 15.5 | 8.1 | 21000 | 18800 | 89.52% | 1.85 | 0 | 10.5 |  |  |  |  | R-454B | 1.8833 | Residential & Commercial | USHP | Ducted CEE Tier 1
214396765 | Central HP <5.4 tons | COLEMAN | HRCU-A-CB (Split System: Heat Pump with Remote Outdoor Unit-Air-Source) | HH860E2S11 |  |  | CTF60D5CJS1+JME18D2SN1 | 0 | 53500 | 19 | 9 | 54000 | 39000 | 72.22% | 2 | 0 | 11 |  |  |  |  | R-454B | 4.4583 | Residential & Commercial | USHP | Ducted CEE Tier 1
214397167 | Central HP <5.4 tons | COLEMAN | HRCU-A-CB (Split System: Heat Pump with Remote Outdoor Unit-Air-Source) | HH860E2S11 |  |  | CTF60D5CHS1+JMC20D2SN1 | 0 | 53000 | 19 | 8.5 | 53000 | 38000 | 71.7% | 2 | 0 | 12 |  |  |  |  | R-454B | 4.4167 | Residential & Commercial | USHP | Ducted CEE Tier 1
211260249 | Central HP <5.4 tons | KEEPRITE | HRCU-A-CB (Split System: Heat Pump with Remote Outdoor Unit-Air-Source) | DLCURAH18ABK |  |  | EA*4X24L17A* | *80VSL0451412A* | 17700 | 16 | 8.5 | 18600 | 19100 | 102.7% | 2.28 | 0 | 10.5 |  |  |  |  | R-410A | 1.475 | Residential & Commercial | USHP | Ducted CEE Tier 1
211259958 | Central HP <5.4 tons | KEEPRITE | HRCU-A-CB (Split System: Heat Pump with Remote Outdoor Unit-Air-Source) | DLCURAH18ABK |  |  | EA*4X19L17A* | *92ESN0601714A* | 18200 | 16.5 | 8.5 | 18100 | 17600 | 97.24% | 2.14 | 0 | 11 |  |  |  |  | R-410A | 1.5167 | Residential & Commercial | USHP | Ducted CEE Tier 1
211257341 | Central HP <5.4 tons | KEEPRITE | HRCU-A-CB (Split System: Heat Pump with Remote Outdoor Unit-Air-Source) | DLCURAH18ABK |  |  | FJMA4*24L*B* | 0 | 18500 | 15.5 | 9 | 19300 | 18300 | 94.82% | 2.2 | 0 | 10.5 |  |  |  |  | R-410A | 1.5417 | Residential & Commercial | USHP | Ducted CEE Tier 1
216785482 | Central HP <5.4 tons | COLEMAN | HRCU-A-CB (Split System: Heat Pump with Remote Outdoor Unit-Air-Source) | HH860E2S11 |  |  | CTM60C5CGS1 | Z8ES100C20LMPS1 | 44500 | 18 | 9 | 44500 | 33400 | 75.06% | 2 | 0 | 12 |  |  |  |  | R-454B | 3.7083 | Residential & Commercial | USHP | Ducted CEE Tier 1
214396654 | Central HP <5.4 tons | COLEMAN | HRCU-A-CB (Split System: Heat Pump with Remote Outdoor Unit-Air-Source) | HH860E2S11 |  |  | CTM60C5CGS1 | CPLC080C16MP13 | 44000 | 18 | 9 | 44500 | 33600 | 75.51% | 2 | 0 | 11.7 |  |  |  |  | R-454B | 3.6667 | Residential & Commercial | USHP | Ducted CEE Tier 1
213062587 | Central HP <5.4 tons | ACIQ | HRCU-A-CB (Split System: Heat Pump with Remote Outdoor Unit-Air-Source) | HVH825GKA2* |  |  | EA*4X25L17A*+WALLCON | *97CMN0801714A* | 24200 | 16.5 | 8.1 | 21400 | 16700 | 78.04% | 2 | 11 | 11 |  |  |  |  | R-410A | 2.0167 | Residential & Commercial | USHP | Ducted CEE Tier 1
213062596 | Central HP <5.4 tons | ACIQ | HRCU-A-CB (Split System: Heat Pump with Remote Outdoor Unit-Air-Source) | HVH825GKA2* |  |  | EA*4X30L17A*+WALLCON | *97CMN0801714A* | 23400 | 16 | 8.1 | 21600 | 16800 | 77.78% | 1.9 | 11 | 10.5 |  |  |  |  | R-410A | 1.95 | Residential & Commercial | USHP | Ducted CEE Tier 1
213062623 | Central HP <5.4 tons | ACIQ | HRCU-A-CB (Split System: Heat Pump with Remote Outdoor Unit-Air-Source) | HVH825GKA2* |  |  | EA*4X37L17A*+WALLCON | *80CTL0701412A* | 24200 | 17 | 8.1 | 21400 | 16600 | 77.57% | 2 | 11 | 11 |  |  |  |  | R-410A | 2.0167 | Residential & Commercial | USHP | Ducted CEE Tier 1
213062721 | Central HP <5.4 tons | ACIQ | HRCU-A-CB (Split System: Heat Pump with Remote Outdoor Unit-Air-Source) | HVH825GKA2* |  |  | EA*4X24L17A*+WALLCON | *80CSU0601716A* | 23200 | 16.5 | 8.1 | 22000 | 16800 | 76.36% | 1.9 | 11 | 10.5 |  |  |  |  | R-410A | 1.9333 | Residential & Commercial | USHP | Ducted CEE Tier 1
210470405 | Central HP <5.4 tons | KENMORE | HRCU-A-CB (Split System: Heat Pump with Remote Outdoor Unit-Air-Source) | (C,H,T)VH837GKA2* |  |  | EA*4X61L21A*+WALLCON | *80CSU0401712A* | 33200 | 17.5 | 8.1 | 32000 | 24800 | 77.5% | 1.98 | 0 | 11.5 |  |  |  |  | R-410A | 2.7667 | Residential & Commercial | USHP | Ducted CEE Tier 1
215374903 | Central HP <5.4 tons | TCL | HRCU-A-CB (Split System: Heat Pump with Remote Outdoor Unit-Air-Source) | THH42HAI2NAF2U23 |  |  | 4TXCC009DS3 | A801X080CM5SD | 48000 | 15.2 | 8.1 | 45000 | 33400 | 74.22% | 1.75 | 0 | 9.5 |  |  |  |  | R-410A | 4 | Residential & Commercial | USHP
213080955 | Central HP <5.4 tons | ACIQ | HRCU-A-CB (Split System: Heat Pump with Remote Outdoor Unit-Air-Source) | HVH837GKA2* |  |  | EN(A,D,W)4X48L21**+WALLCON | *95CSU0802120A* | 32400 | 17.5 | 8.1 | 32800 | 24800 | 75.61% | 1.96 | 12 | 11.7 |  |  |  |  | R-410A | 2.7 | Residential & Commercial | USHP | Ducted CEE Tier 1
213080980 | Central HP <5.4 tons | ACIQ | HRCU-A-CB (Split System: Heat Pump with Remote Outdoor Unit-Air-Source) | HVH837GKA2* |  |  | EA*4X61L21A*+WALLCON | *80CTL0701716A* | 33200 | 17.5 | 8.5 | 32200 | 25000 | 77.64% | 1.98 | 0 | 11.7 |  |  |  |  | R-410A | 2.7667 | Residential & Commercial | USHP | Ducted CEE Tier 1
215677793 | Central HP <5.4 tons | CARRIER | HRCU-A-CB (Split System: Heat Pump with Remote Outdoor Unit-Air-Source) | 27VNA060A*030* |  |  | CAA**6024AM*+UI | 58TN*B135C24**22 | 55500 | 18.5 | 9 | 59000 | 41500 | 70.34% | 2.02 | 0 | 9 |  |  |  |  | R-454B | 4.625 | Residential & Commercial | USHP
214397035 | Central HP <5.4 tons | COLEMAN | HRCU-A-CB (Split System: Heat Pump with Remote Outdoor Unit-Air-Source) | HH860E2S11 |  |  | CTM60C5CGS1 | TM8Y100C16MP11 | 44000 | 18 | 9 | 44000 | 33400 | 75.91% | 2 | 0 | 11.7 |  |  |  |  | R-454B | 3.6667 | Residential & Commercial | USHP | Ducted CEE Tier 1
214397464 | Central HP <5.4 tons | COLEMAN | HRCU-A-CB (Split System: Heat Pump with Remote Outdoor Unit-Air-Source) | HH860E2S11 |  |  | CTF60C5CGS1 | TM8E120C20MP11 | 44500 | 17 | 9 | 45000 | 33600 | 74.67% | 2 | 0 | 11.7 |  |  |  |  | R-454B | 3.7083 | Residential & Commercial | USHP | Ducted CEE Tier 1
216820453 | Central HP <5.4 tons | RHEEM | HRCU-A-CB (Split System: Heat Pump with Remote Outdoor Unit-Air-Source) | RD18AY60AJVC |  |  | RCFY6024STANM | R951V0705A21UHU | 51000 | 17 | 10 | 51000 | 38000 | 74.51% | 2 | 0 | 10 |  |  |  |  | R-454B | 4.25 | Residential & Commercial | USHP | Ducted CEE Tier 1
213350738 | Central HP <5.4 tons | Durastar | HRCU-A-CB (Split System: Heat Pump with Remote Outdoor Unit-Air-Source) | DRA1H18S1A |  |  | DRAM18F1A | 0 | 18000 | 17.6 | 9.6 | 19000 | 17000 | 89.47% | 2 | 12.5 | 11.7 |  |  |  |  | R-410A | 1.5 | Residential & Commercial | USHP | Ducted CEE Tier 1
216737166 | Central HP <5.4 tons | HEIL | HRCU-A-CB (Split System: Heat Pump with Remote Outdoor Unit-Air-Source) | D5CUHAH24AAK |  |  | ESH5X30M12A* | *80VSL0701716B* | 22200 | 16 | 8.1 | 20800 | 18700 | 89.9% | 1.85 | 0 | 10.5 |  |  |  |  | R-454B | 1.85 | Residential & Commercial | USHP | Ducted CEE Tier 1
216737175 | Central HP <5.4 tons | HEIL | HRCU-A-CB (Split System: Heat Pump with Remote Outdoor Unit-Air-Source) | D5CUHAH24AAK |  |  | ESH5X30M12A* | *80VSL0901716B* | 22600 | 16 | 8.1 | 21000 | 18900 | 90% | 1.85 | 0 | 10.5 |  |  |  |  | R-454B | 1.8833 | Residential & Commercial | USHP | Ducted CEE Tier 1
211229362 | Central HP <5.4 tons | DAY & NIGHT | HRCU-A-CB (Split System: Heat Pump with Remote Outdoor Unit-Air-Source) | DLCURAH36ABK |  |  | EA*4X48L24A* | *80VSL0902420A* | 35800 | 16.5 | 8.5 | 37800 | 34600 | 91.53% | 2.04 | 0 | 10 |  |  |  |  | R-410A | 2.9833 | Residential & Commercial | USHP | Ducted CEE Tier 1
216820667 | Central HP <5.4 tons | RHEEM | HRCU-A-CB (Split System: Heat Pump with Remote Outdoor Unit-Air-Source) | RD18AY60AJVC |  |  | RH2VY6021STACA | 0 | 49500 | 17 | 8.1 | 49500 | 39000 | 78.79% | 2.1 | 0 | 10 |  |  |  |  | R-454B | 4.125 | Residential & Commercial | USHP | Ducted CEE Tier 1
216623493 | Central HP <5.4 tons | DIRECT AIR | HRCU-A-C (Split System: Heat Pump with Remote Outdoor Unit with No Indoor Fan --Air Source) | DIRM4-36MAGICPRO20-OU |  |  | DIRM4-4821MAGICP20-CCOIL | 0 | 36000 | 15.8 | 9.4 | 38000 | 36000 | 94.74% | 1.9 | 0 | 10.7 |  |  |  |  | R-454B | 3 | Residential & Commercial | USHP | Ducted CEE Tier 1
215678143 | Central HP <5.4 tons | CARRIER | HRCU-A-CB (Split System: Heat Pump with Remote Outdoor Unit-Air-Source) | 27VNA060A*030* |  |  | CSAH*6012AM*+UI | 59MN7C100C21**22 | 55500 | 17 | 8.5 | 60000 | 42000 | 70% | 1.9 | 0 | 8.5 |  |  |  |  | R-454B | 4.625 | Residential & Commercial | USHP
215677323 | Central HP <5.4 tons | CARRIER | HRCU-A-CB (Split System: Heat Pump with Remote Outdoor Unit-Air-Source) | 27VNA060A*030* |  |  | CVAVA6021XMA*+UI | 58CU*A100C21**20 | 56500 | 18 | 9 | 64000 | 45000 | 70.31% | 2.08 | 0 | 9 |  |  |  |  | R-454B | 4.7083 | Residential & Commercial | USHP
215678043 | Central HP <5.4 tons | CARRIER | HRCU-A-CB (Split System: Heat Pump with Remote Outdoor Unit-Air-Source) | 27VNA060A*030* |  |  | CSAH*6012AM*+UI | 58CU*A100C21**20 | 55500 | 17 | 8.5 | 60000 | 42000 | 70% | 1.9 | 0 | 8.5 |  |  |  |  | R-454B | 4.625 | Residential & Commercial | USHP
215588349 | Central HP <5.4 tons | CARRIER | HRCU-A-CB (Split System: Heat Pump with Remote Outdoor Unit-Air-Source) | 27VNA154A*030* |  |  | CVAVA6024XMA*+UI | 58CU*A080C21**20 | 52000 | 19.5 | 8.1 | 52500 | 46000 | 87.62% | 1.9 | 0 | 12 |  |  |  |  | R-454B | 4.3333 | Residential & Commercial | USHP | Ducted CEE Tier 1
215942547 | Central HP <5.4 tons | KEEPRITE | HRCU-A-CB (Split System: Heat Pump with Remote Outdoor Unit-Air-Source) | C5H3V36*K*AAA* |  |  | EVD5X61M21A*+WALLCON | *96CTN1002122B* | 36000 | 22 | 8.5 | 37400 | 28200 | 75.4% | 2.04 | 0 | 12.5 |  |  |  |  | R-454B | 3 | Residential & Commercial | USHP | Ducted CEE Tier 1
213062755 | Central HP <5.4 tons | ACIQ | HRCU-A-CB (Split System: Heat Pump with Remote Outdoor Unit-Air-Source) | HVH825GKA2* |  |  | EA*4X36L21A*+WALLCON | *95CSU0802120A* | 23600 | 16.5 | 8.1 | 21400 | 16600 | 77.57% | 1.94 | 11 | 11 |  |  |  |  | R-410A | 1.9667 | Residential & Commercial | USHP | Ducted CEE Tier 1
213070649 | Central HP <5.4 tons | ACIQ | HRCU-A-CB (Split System: Heat Pump with Remote Outdoor Unit-Air-Source) | DLCURAH24ABK |  |  | EA*4X37L17A* | *80ESU0601716A | 25400 | 16.5 | 8.5 | 26200 | 21000 | 80.15% | 1.76 | 0 | 10.5 |  |  |  |  | R-410A | 2.1167 | Residential & Commercial | USHP | Ducted CEE Tier 1
213070881 | Central HP <5.4 tons | ACIQ | HRCU-A-CB (Split System: Heat Pump with Remote Outdoor Unit-Air-Source) | DLCURAH24ABK |  |  | EA*4X37L21A* | *80ESU0802120A | 25000 | 17.5 | 8.5 | 25600 | 20800 | 81.25% | 1.76 | 0 | 10.5 |  |  |  |  | R-410A | 2.0833 | Residential & Commercial | USHP | Ducted CEE Tier 1
213070916 | Central HP <5.4 tons | ACIQ | HRCU-A-CB (Split System: Heat Pump with Remote Outdoor Unit-Air-Source) | DLCURAH24ABK |  |  | EN(A,D)4X24L14** | *80VSL0451412A* | 23800 | 16 | 8.5 | 26800 | 23200 | 86.57% | 1.9 | 0 | 10 |  |  |  |  | R-410A | 1.9833 | Residential & Commercial | USHP | Ducted CEE Tier 1
213071148 | Central HP <5.4 tons | ACIQ | HRCU-A-CB (Split System: Heat Pump with Remote Outdoor Unit-Air-Source) | DLCURAH24ABK |  |  | EN(A,D)4X24L17** | *92ESN0601714A* | 23800 | 16.5 | 8.5 | 26800 | 23200 | 86.57% | 1.92 | 0 | 10 |  |  |  |  | R-410A | 1.9833 | Residential & Commercial | USHP | Ducted CEE Tier 1
213071182 | Central HP <5.4 tons | ACIQ | HRCU-A-CB (Split System: Heat Pump with Remote Outdoor Unit-Air-Source) | DLCURAH24ABK |  |  | EN(A,D)4X24L17** | *80ES(N,L)0701412A* | 23800 | 16 | 8.5 | 26800 | 23200 | 86.57% | 1.92 | 0 | 10 |  |  |  |  | R-410A | 1.9833 | Residential & Commercial | USHP | Ducted CEE Tier 1
213071351 | Central HP <5.4 tons | ACIQ | HRCU-A-CB (Split System: Heat Pump with Remote Outdoor Unit-Air-Source) | DLCURAH24ABK |  |  | EN(A,D)4X30L17** | *96VTN0401712A* | 23400 | 16 | 8.1 | 25800 | 24000 | 93.02% | 1.98 | 0 | 10 |  |  |  |  | R-410A | 1.95 | Residential & Commercial | USHP | Ducted CEE Tier 1
213071466 | Central HP <5.4 tons | ACIQ | HRCU-A-CB (Split System: Heat Pump with Remote Outdoor Unit-Air-Source) | DLCURAH24ABK |  |  | EN(A,D)4X30L17** | *92ESN0401712A* | 23600 | 15.5 | 8.1 | 26200 | 23400 | 89.31% | 1.92 | 0 | 10 |  |  |  |  | R-410A | 1.9667 | Residential & Commercial | USHP | Ducted CEE Tier 1
213071568 | Central HP <5.4 tons | ACIQ | HRCU-A-CB (Split System: Heat Pump with Remote Outdoor Unit-Air-Source) | DLCURAH24ABK |  |  | EN(A,D,W)4X36L17** | *80VTL0451412A* | 24200 | 16.5 | 8.1 | 26200 | 22800 | 87.02% | 1.88 | 0 | 10.5 |  |  |  |  | R-410A | 2.0167 | Residential & Commercial | USHP | Ducted CEE Tier 1
213072015 | Central HP <5.4 tons | ACIQ | HRCU-A-CB (Split System: Heat Pump with Remote Outdoor Unit-Air-Source) | DLCURAH24ABK |  |  | FMA4X24**AL* | 0 | 23600 | 17 | 9 | 27200 | 25600 | 94.12% | 2.14 | 0 | 10 |  |  |  |  | R-410A | 1.9667 | Residential & Commercial | USHP | Ducted CEE Tier 1
214229162 | Central HP <5.4 tons | DAY & NIGHT | HRCU-A-CB (Split System: Heat Pump with Remote Outdoor Unit-Air-Source) | DLCURAH24ABK |  |  | EA*4X36L17A* | *80MSU0601716A* | 23800 | 17.5 | 8.5 | 25600 | 23600 | 92.19% | 1.96 | 0 | 10 |  |  |  |  | R-410A | 1.9833 | Residential & Commercial | USHP | Ducted CEE Tier 1
214229151 | Central HP <5.4 tons | DAY & NIGHT | HRCU-A-CB (Split System: Heat Pump with Remote Outdoor Unit-Air-Source) | DLCURAH24ABK |  |  | EA*4X30L17A* | *80MSU0601716A* | 23600 | 17 | 8.5 | 25800 | 24200 | 93.8% | 2.02 | 0 | 10 |  |  |  |  | R-410A | 1.9667 | Residential & Commercial | USHP | Ducted CEE Tier 1
214573445 | Central HP <5.4 tons | KEEPRITE | HRCU-A-CB (Split System: Heat Pump with Remote Outdoor Unit-Air-Source) | CVH837GKA** |  |  | EN(A,D,W)4X48L21**+WALLCON | *95CSU0802120B* | 32400 | 17.5 | 8.1 | 32800 | 24800 | 75.61% | 1.96 | 0 | 11.5 |  |  |  |  | R-410A | 2.7 | Residential & Commercial | USHP | Ducted CEE Tier 1
214396745 | Central HP <5.4 tons | COLEMAN | HRCU-A-CB (Split System: Heat Pump with Remote Outdoor Unit-Air-Source) | HH860E2S11 |  |  | CTF60D5CHS1 | TM8E130D20MP11 | 54000 | 19 | 8.5 | 55000 | 38500 | 70% | 2 | 0 | 11.7 |  |  |  |  | R-454B | 4.5 | Residential & Commercial | USHP | Ducted CEE Tier 1
214573045 | Central HP <5.4 tons | KEEPRITE | HRCU-A-CB (Split System: Heat Pump with Remote Outdoor Unit-Air-Source) | CVH837GKA** |  |  | EA*4X61L24A*+WALLCON | *97CMN0602120B* | 33000 | 18 | 8.5 | 32000 | 25000 | 78.12% | 1.98 | 0 | 11.5 |  |  |  |  | R-410A | 2.75 | Residential & Commercial | USHP | Ducted CEE Tier 1
213071602 | Central HP <5.4 tons | ACIQ | HRCU-A-CB (Split System: Heat Pump with Remote Outdoor Unit-Air-Source) | DLCURAH24ABK |  |  | EN(A,D,W)4X36L17** | *95ESN0601412A* | 24400 | 15.5 | 8.1 | 26600 | 22600 | 84.96% | 1.86 | 0 | 10 |  |  |  |  | R-410A | 2.0333 | Residential & Commercial | USHP | Ducted CEE Tier 1
213071717 | Central HP <5.4 tons | ACIQ | HRCU-A-CB (Split System: Heat Pump with Remote Outdoor Unit-Air-Source) | DLCURAH24ABK |  |  | EN(A,D,W)4X36L17** | OMV112K14A | 24000 | 16 | 8.1 | 26400 | 23000 | 87.12% | 1.88 | 0 | 10 |  |  |  |  | R-410A | 2 | Residential & Commercial | USHP | Ducted CEE Tier 1
213071902 | Central HP <5.4 tons | ACIQ | HRCU-A-CB (Split System: Heat Pump with Remote Outdoor Unit-Air-Source) | DLCURAH24ABK |  |  | EN(A,D)4X36L21** | *92ESN0801716A* | 24200 | 17 | 8.1 | 26200 | 22800 | 87.02% | 1.88 | 0 | 10.5 |  |  |  |  | R-410A | 2.0167 | Residential & Commercial | USHP | Ducted CEE Tier 1
213071986 | Central HP <5.4 tons | ACIQ | HRCU-A-CB (Split System: Heat Pump with Remote Outdoor Unit-Air-Source) | DLCURAH24ABK |  |  | FXM4X24**AL | 0 | 24000 | 17 | 8.5 | 26200 | 23400 | 89.31% | 1.94 | 0 | 10 |  |  |  |  | R-410A | 2 | Residential & Commercial | USHP | Ducted CEE Tier 1
214573265 | Central HP <5.4 tons | KEEPRITE | HRCU-A-CB (Split System: Heat Pump with Remote Outdoor Unit-Air-Source) | CVH837GKA** |  |  | EHD4X60AAL+WALLCON | *95CSU0802120B* | 33000 | 17 | 8.5 | 32200 | 25000 | 77.64% | 2 | 0 | 11 |  |  |  |  | R-410A | 2.75 | Residential & Commercial | USHP | Ducted CEE Tier 1
214573465 | Central HP <5.4 tons | KEEPRITE | HRCU-A-CB (Split System: Heat Pump with Remote Outdoor Unit-Air-Source) | CVH837GKA** |  |  | EN(A,D,W)4X48L21**+WALLCON | *97CMN0602120B* | 32200 | 17 | 8.1 | 33000 | 25000 | 75.76% | 1.94 | 0 | 11.5 |  |  |  |  | R-410A | 2.6833 | Residential & Commercial | USHP | Ducted CEE Tier 1
215936000 | Central HP <5.4 tons | DAY & NIGHT | HRCU-A-CB (Split System: Heat Pump with Remote Outdoor Unit-Air-Source) | C5H3V36*K*AAA* |  |  | EVD5X42M21A*+WALLCON | *80CTL0702120B* | 34400 | 21 | 8.5 | 38500 | 28200 | 73.25% | 2.04 | 0 | 11.7 |  |  |  |  | R-454B | 2.8667 | Residential & Commercial | USHP | Ducted CEE Tier 1
215936100 | Central HP <5.4 tons | DAY & NIGHT | HRCU-A-CB (Split System: Heat Pump with Remote Outdoor Unit-Air-Source) | C5H3V36*K*AAA* |  |  | EVD5X42M21A*+WALLCON | *97CMN0802120B* | 34400 | 20.5 | 8.5 | 38500 | 28200 | 73.25% | 2.04 | 0 | 11.7 |  |  |  |  | R-454B | 2.8667 | Residential & Commercial | USHP | Ducted CEE Tier 1
215936350 | Central HP <5.4 tons | DAY & NIGHT | HRCU-A-CB (Split System: Heat Pump with Remote Outdoor Unit-Air-Source) | C5H3V36*K*AAA* |  |  | EVD5X48M24A*+WALLCON | *95CSU0802120B* | 35000 | 21 | 8.5 | 38500 | 28400 | 73.77% | 2.04 | 0 | 12 |  |  |  |  | R-454B | 2.9167 | Residential & Commercial | USHP | Ducted CEE Tier 1
215936500 | Central HP <5.4 tons | DAY & NIGHT | HRCU-A-CB (Split System: Heat Pump with Remote Outdoor Unit-Air-Source) | C5H3V36*K*AAA* |  |  | EVD5X49M24A*+WALLCON | *97CMN0602120B* | 35200 | 21 | 8.5 | 38500 | 28800 | 74.81% | 2.02 | 0 | 12 |  |  |  |  | R-454B | 2.9333 | Residential & Commercial | USHP | Ducted CEE Tier 1
213774423 | Central HP <5.4 tons | KENMORE | HRCU-A-CB (Split System: Heat Pump with Remote Outdoor Unit-Air-Source) | (C,H,T)VH825GKA3* |  |  | EHD4X42AAL+WALLCON | *80CTL0901716B* | 24200 | 16 | 8.1 | 21200 | 16600 | 78.3% | 2 | 0 | 10.5 |  |  |  |  | R-410A | 2.0167 | Residential & Commercial | USHP | Ducted CEE Tier 1
215676792 | Central HP <5.4 tons | TEMPSTAR | HRCU-A-CB (Split System: Heat Pump with Remote Outdoor Unit-Air-Source) | T5H0V48*K*AAA* |  |  | EVD5X61M21A*+WALLCON | *95CSU1002122B* | 48500 | 19 | 9 | 50000 | 36600 | 73.2% | 2.12 | 0 | 10.5 |  |  |  |  | R-454B | 4.0417 | Residential & Commercial | USHP | Ducted CEE Tier 1
215374889 | Central HP <5.4 tons | Durastar | HRCU-A-CB (Split System: Heat Pump with Remote Outdoor Unit-Air-Source) | DRU1H48S2A |  |  | DRUM4260S2A | 0 | 48000 | 16.5 | 9.5 | 50000 | 46000 | 92% | 1.9 | 0 | 10.5 |  |  |  |  | R-454B | 4 | Residential & Commercial | USHP | Ducted CEE Tier 1
215374887 | Central HP <5.4 tons | Durastar | HRCU-A-CB (Split System: Heat Pump with Remote Outdoor Unit-Air-Source) | DRU1H36S2A |  |  | DRUM3036S2A | 0 | 36000 | 17.4 | 10.3 | 37000 | 39000 | 105.4% | 1.9 | 0 | 11.7 |  |  |  |  | R-454B | 3 | Residential & Commercial | USHP | Ducted CEE Tier 1
213079685 | Central HP <5.4 tons | DAY & NIGHT | HRCU-A-CB (Split System: Heat Pump with Remote Outdoor Unit-Air-Source) | DLCURAH36ABK |  |  | EA*4X43L21A* | *92MSN0802120A* | 36800 | 16.5 | 8.5 | 38500 | 34800 | 90.39% | 2.08 | 0 | 10 |  |  |  |  | R-410A | 3.0667 | Residential & Commercial | USHP | Ducted CEE Tier 1
213079946 | Central HP <5.4 tons | DAY & NIGHT | HRCU-A-CB (Split System: Heat Pump with Remote Outdoor Unit-Air-Source) | DLCURAH36ABK |  |  | EN(A,D)4X48L24** | *92MSN1202420A* | 36400 | 16 | 8.1 | 38500 | 35000 | 90.91% | 2.02 | 0 | 10.5 |  |  |  |  | R-410A | 3.0333 | Residential & Commercial | USHP | Ducted CEE Tier 1
211206933 | Central HP <5.4 tons | FRASER-JOHNSTON | HRCU-A-CB (Split System: Heat Pump with Remote Outdoor Unit-Air-Source) | HL20B4821 |  |  | XAMC48HE3N1+CC | TP9C100C16MP13 | 43500 | 19 | 9 | 44000 | 36200 | 82.27% | 2.14 | 0 | 12 |  |  |  |  | R-410A | 3.625 | Residential & Commercial | USHP | Ducted CEE Tier 1
214573415 | Central HP <5.4 tons | KEEPRITE | HRCU-A-CB (Split System: Heat Pump with Remote Outdoor Unit-Air-Source) | CVH837GKA** |  |  | EN(A,D,W)4X42L21**+WALLCON | *97CMN0802120B* | 31800 | 17 | 8.1 | 33000 | 24400 | 73.94% | 1.88 | 0 | 11 |  |  |  |  | R-410A | 2.65 | Residential & Commercial | USHP | Ducted CEE Tier 1
214573065 | Central HP <5.4 tons | KEEPRITE | HRCU-A-CB (Split System: Heat Pump with Remote Outdoor Unit-Air-Source) | CVH837GKA** |  |  | EA*4X61L24A*+WALLCON | *96CTN0802120B* | 33200 | 18.5 | 8.5 | 31800 | 24800 | 77.99% | 2.02 | 0 | 11.5 |  |  |  |  | R-410A | 2.7667 | Residential & Commercial | USHP | Ducted CEE Tier 1
214242403 | Central HP <5.4 tons | KENMORE | HRCU-A-CB (Split System: Heat Pump with Remote Outdoor Unit-Air-Source) | (C,H,T)VH825GKA2* |  |  | EN(A,D)4X24L14**+WALLCON | *80CTL0701412B* | 23200 | 16 | 8.1 | 22000 | 16800 | 76.36% | 1.94 | 0 | 10.5 |  |  |  |  | R-410A | 1.9333 | Residential & Commercial | USHP | Ducted CEE Tier 1
211260078 | Central HP <5.4 tons | KEEPRITE | HRCU-A-CB (Split System: Heat Pump with Remote Outdoor Unit-Air-Source) | DLCURAH18ABK |  |  | EA*4X24L14A* | *80VSL0451412A* | 17700 | 16 | 8.5 | 18600 | 19100 | 102.7% | 2.3 | 0 | 10.5 |  |  |  |  | R-410A | 1.475 | Residential & Commercial | USHP | Ducted CEE Tier 1
212983733 | Central HP <5.4 tons | DAY & NIGHT | HRCU-A-CB (Split System: Heat Pump with Remote Outdoor Unit-Air-Source) | DLCURAH18ABK |  |  | EN(A,D)4X30L17** | *92MSN0601412A* | 17400 | 16.5 | 8.1 | 18000 | 18700 | 103.9% | 2.24 | 0 | 11 |  |  |  |  | R-410A | 1.45 | Residential & Commercial | USHP | Ducted CEE Tier 1
211227812 | Central HP <5.4 tons | BRYANT HEATING AND COOLING SYSTEMS | HRCU-A-CB (Split System: Heat Pump with Remote Outdoor Unit-Air-Source) | 38MURAQ36AB3* |  |  | CAP**4224AL* | 8(0,1)*SA60110E21*** | 35400 | 16 | 8.1 | 38500 | 35000 | 90.91% | 1.88 | 0 | 10 |  |  |  |  | R-410A | 2.95 | Residential & Commercial | USHP | Ducted CEE Tier 1
211227998 | Central HP <5.4 tons | BRYANT HEATING AND COOLING SYSTEMS | HRCU-A-CB (Split System: Heat Pump with Remote Outdoor Unit-Air-Source) | 38MURAQ36AB3* |  |  | CAP**4224AL* | 915SB60080E21*** | 36200 | 15.5 | 8.1 | 39500 | 35200 | 89.11% | 1.92 | 0 | 10 |  |  |  |  | R-410A | 3.0167 | Residential & Commercial | USHP | Ducted CEE Tier 1
211228434 | Central HP <5.4 tons | BRYANT HEATING AND COOLING SYSTEMS | HRCU-A-CB (Split System: Heat Pump with Remote Outdoor Unit-Air-Source) | 38MURAQ36AB3* |  |  | CAP**4321AL* | 912SD42060E17*** | 36400 | 16 | 8.5 | 38500 | 34800 | 90.39% | 2.08 | 0 | 10 |  |  |  |  | R-410A | 3.0333 | Residential & Commercial | USHP | Ducted CEE Tier 1
211228467 | Central HP <5.4 tons | BRYANT HEATING AND COOLING SYSTEMS | HRCU-A-CB (Split System: Heat Pump with Remote Outdoor Unit-Air-Source) | 38MURAQ36AB3* |  |  | CAP**4321AL* | 912SD66100E21*** | 37400 | 15.2 | 8.5 | 39000 | 35000 | 89.74% | 2.16 | 0 | 10 |  |  |  |  | R-410A | 3.1167 | Residential & Commercial | USHP | Ducted CEE Tier 1
211229443 | Central HP <5.4 tons | DAY & NIGHT | HRCU-A-CB (Split System: Heat Pump with Remote Outdoor Unit-Air-Source) | DLCURAH36ABK |  |  | EA*4X48L24A* | *92ESN0802120A* | 35800 | 16.5 | 8.5 | 37800 | 34600 | 91.53% | 2.04 | 0 | 10 |  |  |  |  | R-410A | 2.9833 | Residential & Commercial | USHP | Ducted CEE Tier 1
211260146 | Central HP <5.4 tons | KEEPRITE | HRCU-A-CB (Split System: Heat Pump with Remote Outdoor Unit-Air-Source) | DLCURAH18ABK |  |  | EA*4X24L14A* | *95ESN0601412A* | 17800 | 16 | 8.5 | 18700 | 19000 | 101.6% | 2.28 | 0 | 10.5 |  |  |  |  | R-410A | 1.4833 | Residential & Commercial | USHP | Ducted CEE Tier 1
211259610 | Central HP <5.4 tons | KEEPRITE | HRCU-A-CB (Split System: Heat Pump with Remote Outdoor Unit-Air-Source) | DLCURAH18ABK |  |  | EA*4X19L17A* | *96VSN0601714A* | 18200 | 16 | 8.5 | 18200 | 17600 | 96.7% | 2.14 | 0 | 10.5 |  |  |  |  | R-410A | 1.5167 | Residential & Commercial | USHP | Ducted CEE Tier 1
216623487 | Central HP <5.4 tons | DIRECT AIR | HRCU-A-C (Split System: Heat Pump with Remote Outdoor Unit with No Indoor Fan --Air Source) | DIRM4-24MAGICPRO20-OU |  |  | DIRM4-2414MAGICP20-CCOIL | 0 | 24000 | 16 | 9.5 | 25000 | 21000 | 84% | 1.8 | 0 | 10 |  |  |  |  | R-454B | 2 | Residential & Commercial | USHP | Ducted CEE Tier 1
216571364 | Central HP <5.4 tons | DIRECT AIR | HRCU-A-CB (Split System: Heat Pump with Remote Outdoor Unit-Air-Source) | DIRM4-36MAGICPRO20-OU |  |  | DIRM4-36MAGICPRO20-AH | 0 | 36000 | 17.4 | 10.3 | 37000 | 39000 | 105.4% | 1.9 | 0 | 11.7 |  |  |  |  | R-454B | 3 | Residential & Commercial | USHP | Ducted CEE Tier 1
215939680 | Central HP <5.4 tons | DAY & NIGHT | HRCU-A-CB (Split System: Heat Pump with Remote Outdoor Unit-Air-Source) | C5H3V36*K*AAA* |  |  | EA*5X42M21A*+WALLCON | *97CTN0601716A* | 32400 | 19 | 9 | 35600 | 27400 | 76.97% | 1.88 | 0 | 10.5 |  |  |  |  | R-454B | 2.7 | Residential & Commercial | USHP | Ducted CEE Tier 1
215939730 | Central HP <5.4 tons | DAY & NIGHT | HRCU-A-CB (Split System: Heat Pump with Remote Outdoor Unit-Air-Source) | C5H3V36*K*AAA* |  |  | EA*5X48M21A*+WALLCON | *80CSU0401712B* | 33400 | 20.5 | 9.5 | 34400 | 26200 | 76.16% | 2.04 | 0 | 11.7 |  |  |  |  | R-454B | 2.7833 | Residential & Commercial | USHP | Ducted CEE Tier 1
215939780 | Central HP <5.4 tons | DAY & NIGHT | HRCU-A-CB (Split System: Heat Pump with Remote Outdoor Unit-Air-Source) | C5H3V36*K*AAA* |  |  | EA*5X48M21A*+WALLCON | *97CTN1002122A* | 33400 | 20 | 9.5 | 34400 | 26200 | 76.16% | 2.04 | 0 | 11.7 |  |  |  |  | R-454B | 2.7833 | Residential & Commercial | USHP | Ducted CEE Tier 1
215939830 | Central HP <5.4 tons | DAY & NIGHT | HRCU-A-CB (Split System: Heat Pump with Remote Outdoor Unit-Air-Source) | C5H3V36*K*AAA* |  |  | EA*5X61M21A*+WALLCON | *96CTN0802120B* | 34400 | 20 | 9 | 34400 | 26200 | 76.16% | 1.95 | 0 | 11.7 |  |  |  |  | R-454B | 2.8667 | Residential & Commercial | USHP | Ducted CEE Tier 1
215939930 | Central HP <5.4 tons | DAY & NIGHT | HRCU-A-CB (Split System: Heat Pump with Remote Outdoor Unit-Air-Source) | C5H3V36*K*AAA* |  |  | EA*5X61M24A*+WALLCON | *97CTN1202422A* | 34400 | 20.5 | 9.5 | 34200 | 26000 | 76.02% | 2.08 | 0 | 12 |  |  |  |  | R-454B | 2.8667 | Residential & Commercial | USHP | Ducted CEE Tier 1
215939950 | Central HP <5.4 tons | DAY & NIGHT | HRCU-A-CB (Split System: Heat Pump with Remote Outdoor Unit-Air-Source) | C5H3V36*K*AAA* |  |  | ESH5X36M12A*+WALLCON | *80CSU0401712B* | 33400 | 19 | 9 | 34800 | 26600 | 76.44% | 1.92 | 0 | 11.5 |  |  |  |  | R-454B | 2.7833 | Residential & Commercial | USHP | Ducted CEE Tier 1
215940000 | Central HP <5.4 tons | DAY & NIGHT | HRCU-A-CB (Split System: Heat Pump with Remote Outdoor Unit-Air-Source) | C5H3V36*K*AAA* |  |  | ESH5X36M12A*+WALLCON | *97CTN1002122A* | 33400 | 19 | 9 | 34800 | 26600 | 76.44% | 1.92 | 0 | 11 |  |  |  |  | R-454B | 2.7833 | Residential & Commercial | USHP | Ducted CEE Tier 1
215940300 | Central HP <5.4 tons | DAY & NIGHT | HRCU-A-CB (Split System: Heat Pump with Remote Outdoor Unit-Air-Source) | C5H3V36*K*AAA* |  |  | EVM5X44M21A*+WALLCON | *97CTN0801716A* | 35400 | 21 | 8.5 | 38500 | 29000 | 75.32% | 2.02 | 0 | 12 |  |  |  |  | R-454B | 2.95 | Residential & Commercial | USHP | Ducted CEE Tier 1
215940850 | Central HP <5.4 tons | DAY & NIGHT | HRCU-A-CB (Split System: Heat Pump with Remote Outdoor Unit-Air-Source) | C5H3V36*K*AAA* |  |  | EVD5X60M21A*+WALLCON | *97CTN0801716A* | 35400 | 21 | 8.5 | 38500 | 29000 | 75.32% | 2 | 0 | 12 |  |  |  |  | R-454B | 2.95 | Residential & Commercial | USHP | Ducted CEE Tier 1
216820528 | Central HP <5.4 tons | RHEEM | HRCU-A-CB (Split System: Heat Pump with Remote Outdoor Unit-Air-Source) | RD18AY60AJVC |  |  | RCFY6021STAAM | R802V1005A21DZ | 49000 | 17 | 8.1 | 49000 | 39000 | 79.59% | 2 | 0 | 10 |  |  |  |  | R-454B | 4.0833 | Residential & Commercial | USHP | Ducted CEE Tier 1
213063406 | Central HP <5.4 tons | ACIQ | HRCU-A-CB (Split System: Heat Pump with Remote Outdoor Unit-Air-Source) | HVH837GKA2* |  |  | EA*4X48L21A*+WALLCON | *95CSU1002122A* | 32400 | 17.5 | 8.5 | 32600 | 24800 | 76.07% | 2 | 12 | 11.5 |  |  |  |  | R-410A | 2.7 | Residential & Commercial | USHP | Ducted CEE Tier 1
213067159 | Central HP <5.4 tons | ACIQ | HRCU-A-CB (Split System: Heat Pump with Remote Outdoor Unit-Air-Source) | HVH837GKA2* |  |  | EA*4X60L24A*+WALLCON | *95CSU0802120A* | 32800 | 17.5 | 8.5 | 31800 | 24800 | 77.99% | 2 | 0 | 11.5 |  |  |  |  | R-410A | 2.7333 | Residential & Commercial | USHP | Ducted CEE Tier 1
213067168 | Central HP <5.4 tons | ACIQ | HRCU-A-CB (Split System: Heat Pump with Remote Outdoor Unit-Air-Source) | HVH837GKA2* |  |  | EA*4X61L24A*+WALLCON | *95CSU0802120A* | 33200 | 18 | 8.5 | 32000 | 24800 | 77.5% | 2 | 0 | 11.5 |  |  |  |  | R-410A | 2.7667 | Residential & Commercial | USHP | Ducted CEE Tier 1
213067186 | Central HP <5.4 tons | ACIQ | HRCU-A-CB (Split System: Heat Pump with Remote Outdoor Unit-Air-Source) | HVH837GKA2* |  |  | EHD4X60AAL+WALLCON | *95CSU1002122A* | 33000 | 17 | 8.1 | 32200 | 24800 | 77.02% | 2.02 | 0 | 11.5 |  |  |  |  | R-410A | 2.75 | Residential & Commercial | USHP | Ducted CEE Tier 1
212978621 | Central HP <5.4 tons | BRYANT HEATING AND COOLING SYSTEMS | HRCU-A-CB (Split System: Heat Pump with Remote Outdoor Unit-Air-Source) | 38MURAQ24AB3* |  |  | CAP**2417AL* | 8(0,1)*SB36070M17*** | 23600 | 17 | 9 | 27000 | 25800 | 95.56% | 2.16 | 0 | 10 |  |  |  |  | R-410A | 1.9667 | Residential & Commercial | USHP | Ducted CEE Tier 1
214239840 | Central HP <5.4 tons | KEEPRITE | HRCU-A-CB (Split System: Heat Pump with Remote Outdoor Unit-Air-Source) | CVH837GKA** |  |  | EN(A,D,W)4X42L21**+WALLCON | *96CTN1002122B* | 31800 | 16.5 | 8.1 | 33000 | 24400 | 73.94% | 1.88 | 0 | 11 |  |  |  |  | R-410A | 2.65 | Residential & Commercial | USHP | Ducted CEE Tier 1
214573987 | Central HP <5.4 tons | TEMPSTAR | HRCU-A-CB (Split System: Heat Pump with Remote Outdoor Unit-Air-Source) | TVH837GKA2* |  |  | EA*4X48L24A*+WALLCON | *95CSU0802120B* | 32200 | 17.5 | 8.5 | 32400 | 25000 | 77.16% | 1.98 | 0 | 11 |  |  |  |  | R-410A | 2.6833 | Residential & Commercial | USHP | Ducted CEE Tier 1
214574087 | Central HP <5.4 tons | TEMPSTAR | HRCU-A-CB (Split System: Heat Pump with Remote Outdoor Unit-Air-Source) | TVH837GKA2* |  |  | EA*4X60L24A*+WALLCON | *96CTN0802120B* | 32800 | 18 | 8.5 | 31600 | 24600 | 77.85% | 2 | 0 | 11.5 |  |  |  |  | R-410A | 2.7333 | Residential & Commercial | USHP | Ducted CEE Tier 1
210474556 | Central HP <5.4 tons | KENMORE | HRCU-A-CB (Split System: Heat Pump with Remote Outdoor Unit-Air-Source) | (C,H,T)VH825GKA3* |  |  | EHD4X48AAL+WALLCON | *96CTN0801714A* | 24200 | 16 | 8.1 | 21400 | 16700 | 78.04% | 2 | 0 | 10.5 |  |  |  |  | R-410A | 2.0167 | Residential & Commercial | USHP | Ducted CEE Tier 1
210474622 | Central HP <5.4 tons | KENMORE | HRCU-A-CB (Split System: Heat Pump with Remote Outdoor Unit-Air-Source) | (C,H,T)VH825GKA3* |  |  | EHD4X48AAL+WALLCON | *96CTN1002122A* | 24200 | 16 | 8.1 | 21200 | 16700 | 78.77% | 2.04 | 0 | 11 |  |  |  |  | R-410A | 2.0167 | Residential & Commercial | USHP | Ducted CEE Tier 1
215936520 | Central HP <5.4 tons | DAY & NIGHT | HRCU-A-CB (Split System: Heat Pump with Remote Outdoor Unit-Air-Source) | C5H3V36*K*AAA* |  |  | EVD5X49M24A*+WALLCON | *97CMN1002122B* | 35400 | 22 | 8.5 | 38000 | 28400 | 74.74% | 2.04 | 0 | 12.5 |  |  |  |  | R-454B | 2.95 | Residential & Commercial | USHP | Ducted CEE Tier 1
215936650 | Central HP <5.4 tons | DAY & NIGHT | HRCU-A-CB (Split System: Heat Pump with Remote Outdoor Unit-Air-Source) | C5H3V36*K*AAA* |  |  | EVD5X60M21A*+WALLCON | *95CSU0601716B* | 35400 | 21.5 | 8.5 | 38500 | 29000 | 75.32% | 2.02 | 0 | 12 |  |  |  |  | R-454B | 2.95 | Residential & Commercial | USHP | Ducted CEE Tier 1
214242894 | Central HP <5.4 tons | TEMPSTAR | HRCU-A-CB (Split System: Heat Pump with Remote Outdoor Unit-Air-Source) | TVH825GKA2* |  |  | END4X42L17**+WALLCON | *80CTL0901716B* | 24000 | 17 | 8.1 | 21400 | 16600 | 77.57% | 1.98 | 0 | 11.5 |  |  |  |  | R-410A | 2 | Residential & Commercial | USHP | Ducted CEE Tier 1
214243094 | Central HP <5.4 tons | TEMPSTAR | HRCU-A-CB (Split System: Heat Pump with Remote Outdoor Unit-Air-Source) | TVH825GKA2* |  |  | EN(A,D,W)4X48L21**+WALLCON | *80CTL0701716B* | 24000 | 17 | 8.1 | 21400 | 16600 | 77.57% | 2 | 0 | 11 |  |  |  |  | R-410A | 2 | Residential & Commercial | USHP | Ducted CEE Tier 1
215679463 | Central HP <5.4 tons | CARRIER | HRCU-A-CB (Split System: Heat Pump with Remote Outdoor Unit-Air-Source) | 27VNA036A*030* |  |  | CAA**4321AM*+UI | 59TN7A080C21**20 | 34400 | 18 | 9 | 35400 | 25200 | 71.19% | 1.88 | 0 | 10 |  |  |  |  | R-454B | 2.8667 | Residential & Commercial | USHP | Ducted CEE Tier 1
215679683 | Central HP <5.4 tons | CARRIER | HRCU-A-CB (Split System: Heat Pump with Remote Outdoor Unit-Air-Source) | 27VNA036A*030* |  |  | CAA**6124AM*+UI | 59TN7A100C21**22 | 35000 | 18.5 | 9 | 34400 | 24800 | 72.09% | 1.92 | 0 | 10.5 |  |  |  |  | R-454B | 2.9167 | Residential & Commercial | USHP | Ducted CEE Tier 1
215679713 | Central HP <5.4 tons | CARRIER | HRCU-A-CB (Split System: Heat Pump with Remote Outdoor Unit-Air-Source) | 27VNA036A*030* |  |  | CSAH*3612AM*+UI | 58CU*B040C17**12 | 33800 | 16 | 8.5 | 35600 | 25400 | 71.35% | 1.78 | 0 | 9.5 |  |  |  |  | R-454B | 2.8167 | Residential & Commercial | USHP
215939736 | Central HP <5.4 tons | HEIL | HRCU-A-CB (Split System: Heat Pump with Remote Outdoor Unit-Air-Source) | H5H3V36*K*AAA* |  |  | EA*5X48M21A*+WALLCON | *80CSU0601716B* | 33400 | 20.5 | 9.5 | 34400 | 26200 | 76.16% | 2.04 | 0 | 11.7 |  |  |  |  | R-454B | 2.7833 | Residential & Commercial | USHP | Ducted CEE Tier 1
215939786 | Central HP <5.4 tons | HEIL | HRCU-A-CB (Split System: Heat Pump with Remote Outdoor Unit-Air-Source) | H5H3V36*K*AAA* |  |  | EA*5X60M24A*+WALLCON | *96CTN0802120B* | 34000 | 20 | 9.5 | 34200 | 26000 | 76.02% | 2.06 | 0 | 11.7 |  |  |  |  | R-454B | 2.8333 | Residential & Commercial | USHP | Ducted CEE Tier 1
215939886 | Central HP <5.4 tons | HEIL | HRCU-A-CB (Split System: Heat Pump with Remote Outdoor Unit-Air-Source) | H5H3V36*K*AAA* |  |  | EA*5X61M21A*+WALLCON | *97CTN1002122A* | 34400 | 20.5 | 9.5 | 34200 | 26000 | 76.02% | 2.06 | 0 | 12 |  |  |  |  | R-454B | 2.8667 | Residential & Commercial | USHP | Ducted CEE Tier 1
215679833 | Central HP <5.4 tons | CARRIER | HRCU-A-CB (Split System: Heat Pump with Remote Outdoor Unit-Air-Source) | 27VNA036A*030* |  |  | CSAH*4212AM*+UI | 59TN7A080C21**20 | 34000 | 16 | 8.5 | 35600 | 25200 | 70.79% | 1.76 | 0 | 9.5 |  |  |  |  | R-454B | 2.8333 | Residential & Commercial | USHP
215679883 | Central HP <5.4 tons | CARRIER | HRCU-A-CB (Split System: Heat Pump with Remote Outdoor Unit-Air-Source) | 27VNA036A*030* |  |  | CSAH*4812AM*+UI | 58CU*B060C17**16 | 34200 | 17 | 8.5 | 35400 | 25200 | 71.19% | 1.9 | 0 | 9.5 |  |  |  |  | R-454B | 2.85 | Residential & Commercial | USHP
216010755 | Central HP <5.4 tons | ARMSTRONG AIR | HRCU-A-CB (Split System: Heat Pump with Remote Outdoor Unit-Air-Source) | A7SCP18V24P-**A |  |  | 7AH1AV24PX-** | 0 | 24000 | 18 | 10 | 24000 | 23000 | 95.83% | 1.8 | 0 | 11.7 |  |  |  |  | R-454B | 2 | Residential & Commercial | USHP | Ducted CEE Tier 1
216769651 | Central HP <5.4 tons | ARMSTRONG AIR | HRCU-A-CB (Split System: Heat Pump with Remote Outdoor Unit-Air-Source) | A7SCP18V24P-**A |  |  | 7EH30BX-**+TDR | A97US2V040B12X* | 24000 | 17.65 | 9 | 24000 | 20800 | 86.67% | 1.8 | 0 | 12 |  |  |  |  | R-454B | 2 | Residential & Commercial | USHP | Ducted CEE Tier 1
214396225 | Central HP <5.4 tons | COLEMAN | HRCU-A-CB (Split System: Heat Pump with Remote Outdoor Unit-Air-Source) | HH824E2S11 |  |  | CTF36B5ADS1 | TPLC080B12MP13 | 23000 | 18 | 9 | 23000 | 18500 | 80.43% | 2 | 0 | 12 |  |  |  |  | R-454B | 1.9167 | Residential & Commercial | USHP | Ducted CEE Tier 1
216769637 | Central HP <5.4 tons | ARMSTRONG AIR | HRCU-A-CB (Split System: Heat Pump with Remote Outdoor Unit-Air-Source) | A7SCP18V24P-**A |  |  | 7E[C,U]36BX-**+TDR | A97US2V060B12X* | 24000 | 17.35 | 9 | 24000 | 20600 | 85.83% | 1.85 | 0 | 12 |  |  |  |  | R-454B | 2 | Residential & Commercial | USHP | Ducted CEE Tier 1
216769639 | Central HP <5.4 tons | ARMSTRONG AIR | HRCU-A-CB (Split System: Heat Pump with Remote Outdoor Unit-Air-Source) | A7SCP18V24P-**A |  |  | 7E[C,U]36BX-**+TDR | A97US2V045B12S* | 24000 | 17.3 | 9 | 24000 | 20800 | 86.67% | 1.85 | 0 | 12 |  |  |  |  | R-454B | 2 | Residential & Commercial | USHP | Ducted CEE Tier 1
216769748 | Central HP <5.4 tons | ARMSTRONG AIR | HRCU-A-CB (Split System: Heat Pump with Remote Outdoor Unit-Air-Source) | A7SCP18V60P-**A |  |  | 7E[C,U]49CX-**+TDR | A97US2V110C20S* | 45500 | 17.2 | 9 | 47500 | 39500 | 83.16% | 1.85 | 0 | 10 |  |  |  |  | R-454B | 3.7917 | Residential & Commercial | USHP | Ducted CEE Tier 1
211259923 | Central HP <5.4 tons | DAY & NIGHT | HRCU-A-CB (Split System: Heat Pump with Remote Outdoor Unit-Air-Source) | DLCURAH18ABK |  |  | EA*4X19L17A* | *80ES(N,L)0701712A* | 18600 | 16.5 | 8.5 | 18400 | 17500 | 95.11% | 2.14 | 0 | 11 |  |  |  |  | R-410A | 1.55 | Residential & Commercial | USHP | Ducted CEE Tier 1
212978687 | Central HP <5.4 tons | BRYANT HEATING AND COOLING SYSTEMS | HRCU-A-CB (Split System: Heat Pump with Remote Outdoor Unit-Air-Source) | 38MURAQ24AB3* |  |  | CAP**3721AL* | 8(0,1)*SB36070M17*** | 24400 | 17.5 | 8.5 | 25200 | 21200 | 84.13% | 1.8 | 0 | 10.5 |  |  |  |  | R-410A | 2.0333 | Residential & Commercial | USHP | Ducted CEE Tier 1
214572585 | Central HP <5.4 tons | KEEPRITE | HRCU-A-CB (Split System: Heat Pump with Remote Outdoor Unit-Air-Source) | CVH837GKA** |  |  | EA*4X37L21A*+WALLCON | *96CTN0802120B* | 33000 | 17.5 | 8.5 | 32600 | 25000 | 76.69% | 2 | 0 | 11.5 |  |  |  |  | R-410A | 2.75 | Residential & Commercial | USHP | Ducted CEE Tier 1
213076352 | Central HP <5.4 tons | BRYANT HEATING AND COOLING SYSTEMS | HRCU-A-CB (Split System: Heat Pump with Remote Outdoor Unit-Air-Source) | 38MURAQ24AB3* |  |  | CAP**3721AL* | 935SB66100M21*** | 25000 | 17.5 | 8.5 | 25400 | 21000 | 82.68% | 1.78 | 0 | 10.5 |  |  |  |  | R-410A | 2.0833 | Residential & Commercial | USHP | Ducted CEE Tier 1
214396359 | Central HP <5.4 tons | COLEMAN | HRCU-A-CB (Split System: Heat Pump with Remote Outdoor Unit-Air-Source) | HH860E2S11 |  |  | CTF60D5CJS1 | TM9V120D20MP12 | 53000 | 19 | 9 | 55000 | 39500 | 71.82% | 2 | 0 | 11 |  |  |  |  | R-454B | 4.4167 | Residential & Commercial | USHP | Ducted CEE Tier 1
213067292 | Central HP <5.4 tons | ACIQ | HRCU-A-CB (Split System: Heat Pump with Remote Outdoor Unit-Air-Source) | HVH825GKA3* |  |  | EA*4X42L21A*+WALLCON | *97CMN0602120A* | 23600 | 16 | 8.1 | 21400 | 16700 | 78.04% | 1.94 | 0 | 11 |  |  |  |  | R-410A | 1.9667 | Residential & Commercial | USHP | Ducted CEE Tier 1
216790058 | Central HP <5.4 tons | DIRECT AIR | HRCU-A-C (Split System: Heat Pump with Remote Outdoor Unit with No Indoor Fan --Air Source) | DIRM4-30MAGICPRO20-OU |  |  | DIRM4-3621MAGICP20-CCOIL* | 0 | 29000 | 16 | 9.5 | 32000 | 32000 | 100% | 1.85 | 0 | 10 |  |  |  |  | R-454B | 2.4167 | Residential & Commercial | USHP | Ducted CEE Tier 1
214573635 | Central HP <5.4 tons | KEEPRITE | HRCU-A-CB (Split System: Heat Pump with Remote Outdoor Unit-Air-Source) | CVH837GKA2* |  |  | EA*4X36L21A*+WALLCON | *95CSU1002122B* | 31600 | 17 | 8.1 | 32800 | 24200 | 73.78% | 1.86 | 0 | 11 |  |  |  |  | R-410A | 2.6333 | Residential & Commercial | USHP | Ducted CEE Tier 1
211394762 | Central HP <5.4 tons | FRASER-JOHNSTON | HRCU-A-CB (Split System: Heat Pump with Remote Outdoor Unit-Air-Source) | HMH72B341 |  |  | XAHC48FXXN1+TXV | TM9V100C16MP12 | 33000 | 16.5 | 8.5 | 31800 | 23200 | 72.96% | 2.04 | 0 | 9 |  |  |  |  | R-410A | 2.75 | Residential & Commercial | USHP
211396185 | Central HP <5.4 tons | FRASER-JOHNSTON | HRCU-A-CB (Split System: Heat Pump with Remote Outdoor Unit-Air-Source) | HMH72B341 |  |  | XAUC48FXXN1+TXV | TM9E080C16MP12 | 34000 | 17 | 8.1 | 33400 | 24600 | 73.65% | 2.08 | 0 | 9 |  |  |  |  | R-410A | 2.8333 | Residential & Commercial | USHP
211230199 | Central HP <5.4 tons | DAY & NIGHT | HRCU-A-CB (Split System: Heat Pump with Remote Outdoor Unit-Air-Source) | DLCURAH36ABK |  |  | EN(A,D,W)4X48L21** | *95ESN1002120A* | 36800 | 16 | 8.1 | 39500 | 35000 | 88.61% | 2.06 | 0 | 10.5 |  |  |  |  | R-410A | 3.0667 | Residential & Commercial | USHP | Ducted CEE Tier 1
214573645 | Central HP <5.4 tons | KEEPRITE | HRCU-A-CB (Split System: Heat Pump with Remote Outdoor Unit-Air-Source) | CVH837GKA2* |  |  | EA*4X36L21A*+WALLCON | *97CMN0602120B* | 31400 | 17 | 8.1 | 33200 | 24400 | 73.49% | 1.84 | 0 | 10.5 |  |  |  |  | R-410A | 2.6167 | Residential & Commercial | USHP | Ducted CEE Tier 1
213067692 | Central HP <5.4 tons | ACIQ | HRCU-A-CB (Split System: Heat Pump with Remote Outdoor Unit-Air-Source) | HVH837GKA** |  |  | EA*4X60L24A*+WALLCON | *97CMN0602120A* | 32600 | 17 | 8.1 | 32200 | 25000 | 77.64% | 1.96 | 0 | 11.5 |  |  |  |  | R-410A | 2.7167 | Residential & Commercial | USHP | Ducted CEE Tier 1
211229322 | Central HP <5.4 tons | COMFORTMAKER | HRCU-A-CB (Split System: Heat Pump with Remote Outdoor Unit-Air-Source) | DLCURAH36ABK |  |  | EA*4X48L24A* | *80ES(N,L)1352420A* | 36200 | 16 | 8.5 | 38500 | 34600 | 89.87% | 2.06 | 0 | 10 |  |  |  |  | R-410A | 3.0167 | Residential & Commercial | USHP | Ducted CEE Tier 1
211228368 | Central HP <5.4 tons | COMFORTMAKER | HRCU-A-CB (Split System: Heat Pump with Remote Outdoor Unit-Air-Source) | DLCURAH36ABK |  |  | EA*4X43L21A* | *80ESU1002120A* | 36400 | 16 | 8.5 | 38500 | 34800 | 90.39% | 2.08 | 0 | 10 |  |  |  |  | R-410A | 3.0333 | Residential & Commercial | USHP | Ducted CEE Tier 1
213073383 | Central HP <5.4 tons | ACIQ | HRCU-A-CB (Split System: Heat Pump with Remote Outdoor Unit-Air-Source) | DLCURAH30ABK |  |  | EA*4X42L24A* | *80VSL1102422A* | 30000 | 15.2 | 8.1 | 33800 | 27200 | 80.47% | 1.8 | 0 | 9 |  |  |  |  | R-410A | 2.5 | Residential & Commercial | USHP
214396629 | Central HP <5.4 tons | COLEMAN | HRCU-A-CB (Split System: Heat Pump with Remote Outdoor Unit-Air-Source) | HH860E2S11 |  |  | CTM60C5CGS1 | TM8V100C16MP12 | 44000 | 18 | 9 | 44500 | 33600 | 75.51% | 2 | 0 | 11.7 |  |  |  |  | R-454B | 3.6667 | Residential & Commercial | USHP | Ducted CEE Tier 1
213771572 | Central HP <5.4 tons | KEEPRITE | HRCU-A-CB (Split System: Heat Pump with Remote Outdoor Unit-Air-Source) | CVH825GKA2* |  |  | EA*4X48L21A*+WALLCON | *80CTL0701716B* | 24000 | 17 | 8.1 | 21000 | 16500 | 78.57% | 2 | 0 | 11 |  |  |  |  | R-410A | 2 | Residential & Commercial | USHP | Ducted CEE Tier 1
211259827 | Central HP <5.4 tons | KEEPRITE | HRCU-A-CB (Split System: Heat Pump with Remote Outdoor Unit-Air-Source) | DLCURAH18ABK |  |  | EA*4X19L17A* | *95ESN0601412A* | 18400 | 16.5 | 8.5 | 18300 | 17600 | 96.17% | 2.14 | 0 | 11 |  |  |  |  | R-410A | 1.5333 | Residential & Commercial | USHP | Ducted CEE Tier 1
211227604 | Central HP <5.4 tons | COMFORTMAKER | HRCU-A-CB (Split System: Heat Pump with Remote Outdoor Unit-Air-Source) | DLCURAH36ABK |  |  | EA*4X42L21A* | *96VSN0801716A* | 35200 | 15.5 | 8.1 | 38500 | 35000 | 90.91% | 1.86 | 0 | 9.5 |  |  |  |  | R-410A | 2.9333 | Residential & Commercial | USHP
213771925 | Central HP <5.4 tons | CARRIER | HRCU-A-CB (Split System: Heat Pump with Remote Outdoor Unit-Air-Source) | 25VNA825A*031* |  |  | CSPH*3012AL*+UI | 58TN*B070C14**12 | 23800 | 16 | 8.1 | 21800 | 16800 | 77.06% | 1.98 | 0 | 10.5 |  |  |  |  | R-410A | 1.9833 | Residential & Commercial | USHP | Ducted CEE Tier 1
213076276 | Central HP <5.4 tons | HEIL | HRCU-A-CB (Split System: Heat Pump with Remote Outdoor Unit-Air-Source) | DLCURAH36ABK |  |  | EA*4X42L24A* | *95MSU1002122A* | 35600 | 16.5 | 8.1 | 38500 | 35000 | 90.91% | 1.9 | 0 | 10 |  |  |  |  | R-410A | 2.9667 | Residential & Commercial | USHP | Ducted CEE Tier 1
213770791 | Central HP <5.4 tons | DAY & NIGHT | HRCU-A-CB (Split System: Heat Pump with Remote Outdoor Unit-Air-Source) | CVH825GKA2* |  |  | EA*4X30L17A*+WALLCON | *96CTN0601714B* | 23400 | 16 | 8.1 | 21600 | 16800 | 77.78% | 1.9 | 0 | 10.5 |  |  |  |  | R-410A | 1.95 | Residential & Commercial | USHP | Ducted CEE Tier 1
213771041 | Central HP <5.4 tons | DAY & NIGHT | HRCU-A-CB (Split System: Heat Pump with Remote Outdoor Unit-Air-Source) | CVH825GKA2* |  |  | EA*4X37L17A*+WALLCON | *80CTL0701412B* | 24200 | 16.5 | 8.1 | 21400 | 16700 | 78.04% | 2 | 0 | 11 |  |  |  |  | R-410A | 2.0167 | Residential & Commercial | USHP | Ducted CEE Tier 1
212988671 | Central HP <5.4 tons | TEMPSTAR | HRCU-A-CB (Split System: Heat Pump with Remote Outdoor Unit-Air-Source) | DLCURAH24ABK |  |  | EA*4X30L17A* | *95MSU0401712A* | 23600 | 16.5 | 8.5 | 26400 | 24400 | 92.42% | 2.02 | 0 | 10 |  |  |  |  | R-410A | 1.9667 | Residential & Commercial | USHP | Ducted CEE Tier 1
212989259 | Central HP <5.4 tons | TEMPSTAR | HRCU-A-CB (Split System: Heat Pump with Remote Outdoor Unit-Air-Source) | DLCURAH24ABK |  |  | EN(A,D)4X36L21** | *95MSU0601716A* | 23600 | 17 | 8.5 | 26400 | 24400 | 92.42% | 2.02 | 0 | 10.5 |  |  |  |  | R-410A | 1.9667 | Residential & Commercial | USHP | Ducted CEE Tier 1
210470656 | Central HP <5.4 tons | DAY & NIGHT | HRCU-A-CB (Split System: Heat Pump with Remote Outdoor Unit-Air-Source) | CVH837GKA2* |  |  | EA*4X61L24A*+WALLCON | *97CMN0602120A* | 33000 | 17.5 | 8.5 | 32400 | 25200 | 77.78% | 1.98 | 0 | 11.7 |  |  |  |  | R-410A | 2.75 | Residential & Commercial | USHP | Ducted CEE Tier 1
210471025 | Central HP <5.4 tons | DAY & NIGHT | HRCU-A-CB (Split System: Heat Pump with Remote Outdoor Unit-Air-Source) | CVH837GKA2* |  |  | EHD4X36AAL+WALLCON | *95CSU0802120A* | 32200 | 16.5 | 8.1 | 33200 | 24600 | 74.1% | 1.94 | 0 | 11 |  |  |  |  | R-410A | 2.6833 | Residential & Commercial | USHP | Ducted CEE Tier 1
211260707 | Central HP <5.4 tons | DAY & NIGHT | HRCU-A-CB (Split System: Heat Pump with Remote Outdoor Unit-Air-Source) | DLCURAH18ABK |  |  | EA*4X25L17A* | *96VSN0601714A* | 18200 | 16 | 8.5 | 18100 | 17600 | 97.24% | 2.12 | 0 | 11 |  |  |  |  | R-410A | 1.5167 | Residential & Commercial | USHP | Ducted CEE Tier 1
211261268 | Central HP <5.4 tons | DAY & NIGHT | HRCU-A-CB (Split System: Heat Pump with Remote Outdoor Unit-Air-Source) | DLCURAH18ABK |  |  | EA*4X30L14A* | *96VSN0401410A* | 17500 | 16 | 8.5 | 18100 | 18600 | 102.8% | 2.24 | 0 | 10.5 |  |  |  |  | R-410A | 1.4583 | Residential & Commercial | USHP | Ducted CEE Tier 1
211261652 | Central HP <5.4 tons | DAY & NIGHT | HRCU-A-CB (Split System: Heat Pump with Remote Outdoor Unit-Air-Source) | DLCURAH18ABK |  |  | EA*4X30L17A* | *95ESU0401712A* | 17800 | 16 | 8.5 | 18300 | 18500 | 101.1% | 2.22 | 0 | 10.5 |  |  |  |  | R-410A | 1.4833 | Residential & Commercial | USHP | Ducted CEE Tier 1
216571161 | Central HP <5.4 tons | AMERICAN STANDARD | HRCU-A-CB (Split System: Heat Pump with Remote Outdoor Unit-Air-Source) | 5A6V0X60A1 |  |  | 5PX*DD10AS3 | S8V2C080M5PCB | 52000 | 18.4 | 9 | 53500 | 38000 | 71.03% | 2 | 0 | 10 |  |  |  |  | R-454B | 4.3333 | Residential & Commercial | USHP | Ducted CEE Tier 1
213425841 | Central HP <5.4 tons | DIRECT AIR | HRCU-A-C (Split System: Heat Pump with Remote Outdoor Unit with No Indoor Fan --Air Source) | DIRM-36MAGICPRO20-OU1F |  |  | DIRM-36MAGICPRO20-175-COIL | 0 | 35000 | 15.2 | 8.5 | 36000 | 30000 | 83.33% | 1.8 | 0 | 10 |  |  |  |  | R-410A | 2.9167 | Residential & Commercial | USHP | Ducted CEE Tier 1
213770922 | Central HP <5.4 tons | KEEPRITE | HRCU-A-CB (Split System: Heat Pump with Remote Outdoor Unit-Air-Source) | CVH825GKA2* |  |  | EA*4X36L21A*+WALLCON | *80CTL0701716B* | 23600 | 16.5 | 8.1 | 21400 | 16700 | 78.04% | 1.94 | 0 | 10.5 |  |  |  |  | R-410A | 1.9667 | Residential & Commercial | USHP | Ducted CEE Tier 1
213067299 | Central HP <5.4 tons | ACIQ | HRCU-A-CB (Split System: Heat Pump with Remote Outdoor Unit-Air-Source) | HVH825GKA3* |  |  | EA*4X42L24A*+WALLCON | *97CMN1202422A* | 23800 | 16.5 | 8.1 | 21400 | 16700 | 78.04% | 1.96 | 0 | 11 |  |  |  |  | R-410A | 1.9833 | Residential & Commercial | USHP | Ducted CEE Tier 1
213067335 | Central HP <5.4 tons | ACIQ | HRCU-A-CB (Split System: Heat Pump with Remote Outdoor Unit-Air-Source) | HVH825GKA3* |  |  | EA*4X48L24A*+WALLCON | *80CSU1002120A* | 24000 | 16.5 | 8.1 | 21000 | 16600 | 79.05% | 2 | 0 | 11 |  |  |  |  | R-410A | 2 | Residential & Commercial | USHP | Ducted CEE Tier 1
216769750 | Central HP <5.4 tons | ARMSTRONG AIR | HRCU-A-CB (Split System: Heat Pump with Remote Outdoor Unit-Air-Source) | A7SCP18V60P-**A |  |  | 7E[C,U]49CX-**+TDR | A97US2V090C20S* | 45500 | 17.1 | 9 | 48000 | 39500 | 82.29% | 1.85 | 0 | 10 |  |  |  |  | R-454B | 3.7917 | Residential & Commercial | USHP | Ducted CEE Tier 1
212986584 | Central HP <5.4 tons | BRYANT HEATING AND COOLING SYSTEMS | HRCU-A-CB (Split System: Heat Pump with Remote Outdoor Unit-Air-Source) | 38MURAQ24AB3* |  |  | CAP**3717AL* | 916SA36040M17*** | 24000 | 15.5 | 8.5 | 25600 | 22200 | 86.72% | 1.82 | 0 | 10 |  |  |  |  | R-410A | 2 | Residential & Commercial | USHP | Ducted CEE Tier 1
216790057 | Central HP <5.4 tons | DIRECT AIR | HRCU-A-C (Split System: Heat Pump with Remote Outdoor Unit with No Indoor Fan --Air Source) | DIRM4-30MAGICPRO20-OU |  |  | DIRM4-3617MAGICP20-CCOIL* | 0 | 29000 | 16 | 9.5 | 32000 | 32000 | 100% | 1.85 | 0 | 10 |  |  |  |  | R-454B | 2.4167 | Residential & Commercial | USHP | Ducted CEE Tier 1
213770631 | Central HP <5.4 tons | DAY & NIGHT | HRCU-A-CB (Split System: Heat Pump with Remote Outdoor Unit-Air-Source) | CVH825GKA2* |  |  | EA*4X25L17A*+WALLCON | *95CSU0601716B* | 24200 | 16.5 | 8.1 | 21400 | 16700 | 78.04% | 2.02 | 0 | 10.5 |  |  |  |  | R-410A | 2.0167 | Residential & Commercial | USHP | Ducted CEE Tier 1
213770651 | Central HP <5.4 tons | DAY & NIGHT | HRCU-A-CB (Split System: Heat Pump with Remote Outdoor Unit-Air-Source) | CVH825GKA2* |  |  | EA*4X25L17A*+WALLCON | *97CMN0801714B* | 24200 | 16.5 | 8.1 | 21400 | 16700 | 78.04% | 2.02 | 0 | 11 |  |  |  |  | R-410A | 2.0167 | Residential & Commercial | USHP | Ducted CEE Tier 1
207706566 | Central HP <5.4 tons | DIRECT AIR | HRCU-A-CB (Split System: Heat Pump with Remote Outdoor Unit-Air-Source) | DIRM-36MAGICPRO20-OU |  |  | DIRM-36MAGICPRO20-AH | 0 | 36000 | 16 | 9.5 | 40000 | 34400 | 86% | 1.97 | 10.5 | 10 |  |  |  |  | R-410A | 3 | Residential & Commercial | USHP | Ducted CEE Tier 1
211229651 | Central HP <5.4 tons | COMFORTMAKER | HRCU-A-CB (Split System: Heat Pump with Remote Outdoor Unit-Air-Source) | DLCURAH36ABK |  |  | EA*4X48L24A* | OMV154L20A | 36800 | 16 | 8.5 | 38500 | 34800 | 90.39% | 2.1 | 0 | 10 |  |  |  |  | R-410A | 3.0667 | Residential & Commercial | USHP | Ducted CEE Tier 1
213067351 | Central HP <5.4 tons | ACIQ | HRCU-A-CB (Split System: Heat Pump with Remote Outdoor Unit-Air-Source) | HVH825GKA3* |  |  | END4X42L17**+WALLCON | *80CTL0701412A* | 24000 | 17 | 8.1 | 21400 | 16600 | 77.57% | 2 | 0 | 11 |  |  |  |  | R-410A | 2 | Residential & Commercial | USHP | Ducted CEE Tier 1
213770912 | Central HP <5.4 tons | KEEPRITE | HRCU-A-CB (Split System: Heat Pump with Remote Outdoor Unit-Air-Source) | CVH825GKA2* |  |  | EA*4X36L21A*+WALLCON | *80CTL0451712B* | 23400 | 16 | 8.1 | 21600 | 16800 | 77.78% | 1.92 | 0 | 10.5 |  |  |  |  | R-410A | 1.95 | Residential & Commercial | USHP | Ducted CEE Tier 1
213770962 | Central HP <5.4 tons | KEEPRITE | HRCU-A-CB (Split System: Heat Pump with Remote Outdoor Unit-Air-Source) | CVH825GKA2* |  |  | EA*4X36L21A*+WALLCON | *95CSU0601716B* | 23600 | 16.5 | 8.1 | 21600 | 16700 | 77.31% | 1.94 | 0 | 10.5 |  |  |  |  | R-410A | 1.9667 | Residential & Commercial | USHP | Ducted CEE Tier 1
211226522 | Central HP <5.4 tons | COMFORTMAKER | HRCU-A-CB (Split System: Heat Pump with Remote Outdoor Unit-Air-Source) | DLCURAH36ABK |  |  | EA*4X37L17A* | *80ES(N,L)0701716A* | 36200 | 15.5 | 8.5 | 39500 | 35000 | 88.61% | 2.02 | 0 | 10 |  |  |  |  | R-410A | 3.0167 | Residential & Commercial | USHP | Ducted CEE Tier 1
211226583 | Central HP <5.4 tons | COMFORTMAKER | HRCU-A-CB (Split System: Heat Pump with Remote Outdoor Unit-Air-Source) | DLCURAH36ABK |  |  | EA*4X37L17A* | *80VTL0451412A* | 36000 | 15.2 | 8.1 | 38500 | 35000 | 90.91% | 2.02 | 0 | 9.5 |  |  |  |  | R-410A | 3 | Residential & Commercial | USHP
213160449 | Central HP <5.4 tons | DIRECT AIR | HRCU-A-C (Split System: Heat Pump with Remote Outdoor Unit with No Indoor Fan --Air Source) | DIRM-36MAGICPRO20-OU |  |  | DIRM-36MAGICPRO20-175-COIL | 0 | 35000 | 15.5 | 8.6 | 38000 | 31600 | 83.16% | 1.85 | 0 | 10 |  |  |  |  | R-410A | 2.9167 | Residential & Commercial | USHP | Ducted CEE Tier 1
213079665 | Central HP <5.4 tons | DAY & NIGHT | HRCU-A-CB (Split System: Heat Pump with Remote Outdoor Unit-Air-Source) | DLCURAH36ABK |  |  | EA*4X42L21A* | *92MSN0802120A* | 35200 | 16.5 | 8.1 | 38500 | 35000 | 90.91% | 1.88 | 0 | 10 |  |  |  |  | R-410A | 2.9333 | Residential & Commercial | USHP | Ducted CEE Tier 1
213079783 | Central HP <5.4 tons | DAY & NIGHT | HRCU-A-CB (Split System: Heat Pump with Remote Outdoor Unit-Air-Source) | DLCURAH36ABK |  |  | EA*4X43L21A* | *92MSN1002120A* | 36600 | 16.5 | 8.5 | 38000 | 34800 | 91.58% | 2.08 | 0 | 10 |  |  |  |  | R-410A | 3.05 | Residential & Commercial | USHP | Ducted CEE Tier 1
213080650 | Central HP <5.4 tons | DAY & NIGHT | HRCU-A-CB (Split System: Heat Pump with Remote Outdoor Unit-Air-Source) | DLCURAH36ABK |  |  | EA*4X36L17A* | *95MSU0601716A* | 35200 | 15.5 | 8.1 | 39000 | 35200 | 90.26% | 1.84 | 0 | 9.5 |  |  |  |  | R-410A | 2.9333 | Residential & Commercial | USHP
213080818 | Central HP <5.4 tons | DAY & NIGHT | HRCU-A-CB (Split System: Heat Pump with Remote Outdoor Unit-Air-Source) | DLCURAH36ABK |  |  | EA*4X42L24A* | *95MSU0802120A* | 35200 | 16 | 8.1 | 38500 | 35000 | 90.91% | 1.88 | 0 | 9.5 |  |  |  |  | R-410A | 2.9333 | Residential & Commercial | USHP
213067378 | Central HP <5.4 tons | ACIQ | HRCU-A-CB (Split System: Heat Pump with Remote Outdoor Unit-Air-Source) | HVH825GKA3* |  |  | EN(A,D,W)4X48L21**+WALLCON | *96CTN0801714A* | 24000 | 16.5 | 8.1 | 21400 | 16600 | 77.57% | 2 | 0 | 11 |  |  |  |  | R-410A | 2 | Residential & Commercial | USHP | Ducted CEE Tier 1
214574174 | Central HP <5.4 tons | DAY & NIGHT | HRCU-A-CB (Split System: Heat Pump with Remote Outdoor Unit-Air-Source) | CVH837GKA2* |  |  | EA*4X61L24A*+WALLCON | *95CSU1002122B* | 33200 | 18.5 | 8.5 | 31800 | 24800 | 77.99% | 2 | 0 | 11.5 |  |  |  |  | R-410A | 2.7667 | Residential & Commercial | USHP | Ducted CEE Tier 1
214574474 | Central HP <5.4 tons | DAY & NIGHT | HRCU-A-CB (Split System: Heat Pump with Remote Outdoor Unit-Air-Source) | CVH837GKA2* |  |  | EN(A,D)4X36L21**+WALLCON | *95CSU1002122B* | 31400 | 17 | 8.1 | 33000 | 24000 | 72.73% | 1.84 | 0 | 11 |  |  |  |  | R-410A | 2.6167 | Residential & Commercial | USHP | Ducted CEE Tier 1
210474606 | Central HP <5.4 tons | AIRQUEST | HRCU-A-CB (Split System: Heat Pump with Remote Outdoor Unit-Air-Source) | HVH825GKA3* |  |  | EHD4X48AAL+WALLCON | *97CMN1202422A* | 24200 | 16 | 8.1 | 21200 | 16600 | 78.3% | 2.02 | 0 | 10.5 |  |  |  |  | R-410A | 2.0167 | Residential & Commercial | USHP | Ducted CEE Tier 1
211245791 | Central HP <5.4 tons | BRYANT HEATING AND COOLING SYSTEMS | HRCU-A-CB (Split System: Heat Pump with Remote Outdoor Unit-Air-Source) | 38MURAQ24AB3* |  |  | FZ4ANP036L | 0 | 23600 | 17 | 8.5 | 26000 | 24000 | 92.31% | 2 | 0 | 10 |  |  |  |  | R-410A | 1.9667 | Residential & Commercial | USHP | Ducted CEE Tier 1
213067200 | Central HP <5.4 tons | ACIQ | HRCU-A-CB (Split System: Heat Pump with Remote Outdoor Unit-Air-Source) | HVH837GKA2* |  |  | EHD4X60AAL+WALLCON | *80CTL0901716A* | 33000 | 17.5 | 8.1 | 32200 | 24800 | 77.02% | 2.02 | 0 | 11.5 |  |  |  |  | R-410A | 2.75 | Residential & Commercial | USHP | Ducted CEE Tier 1
207706567 | Central HP <5.4 tons | DIRECT AIR | HRCU-A-CB (Split System: Heat Pump with Remote Outdoor Unit-Air-Source) | DIRM-48MAGICPRO20-OU |  |  | DIRM-48MAGICPRO20-AH | 0 | 47000 | 15.6 | 9.4 | 50000 | 46000 | 92% | 1.9 | 8.5 | 8.2 |  |  |  |  | R-410A | 3.9167 | Residential & Commercial | USHP
211228578 | Central HP <5.4 tons | COMFORTMAKER | HRCU-A-CB (Split System: Heat Pump with Remote Outdoor Unit-Air-Source) | DLCURAH36ABK |  |  | EA*4X43L21A* | *95ESU0601716A* | 36800 | 15.5 | 8.5 | 38500 | 34800 | 90.39% | 2.1 | 0 | 10 |  |  |  |  | R-410A | 3.0667 | Residential & Commercial | USHP | Ducted CEE Tier 1
211228964 | Central HP <5.4 tons | COMFORTMAKER | HRCU-A-CB (Split System: Heat Pump with Remote Outdoor Unit-Air-Source) | DLCURAH36ABK |  |  | EA*4X48L21A* | *92ESN0601714A* | 36000 | 16 | 8.5 | 38500 | 34600 | 89.87% | 2.06 | 0 | 10 |  |  |  |  | R-410A | 3 | Residential & Commercial | USHP | Ducted CEE Tier 1
211229137 | Central HP <5.4 tons | COMFORTMAKER | HRCU-A-CB (Split System: Heat Pump with Remote Outdoor Unit-Air-Source) | DLCURAH36ABK |  |  | EA*4X48L21A* | *95ESU1002120A* | 36200 | 16 | 8.5 | 38500 | 34600 | 89.87% | 2.06 | 0 | 10 |  |  |  |  | R-410A | 3.0167 | Residential & Commercial | USHP | Ducted CEE Tier 1
211229936 | Central HP <5.4 tons | COMFORTMAKER | HRCU-A-CB (Split System: Heat Pump with Remote Outdoor Unit-Air-Source) | DLCURAH36ABK |  |  | EN(A,D,W)4X48L21** | *80ES(N,L)0901714A* | 36600 | 16 | 8.1 | 39500 | 35000 | 88.61% | 2.04 | 0 | 10.5 |  |  |  |  | R-410A | 3.05 | Residential & Commercial | USHP | Ducted CEE Tier 1
211230053 | Central HP <5.4 tons | COMFORTMAKER | HRCU-A-CB (Split System: Heat Pump with Remote Outdoor Unit-Air-Source) | DLCURAH36ABK |  |  | EN(A,D,W)4X48L21** | *80ESU1002120A* | 36200 | 16 | 8.1 | 38500 | 34800 | 90.39% | 2.02 | 0 | 10 |  |  |  |  | R-410A | 3.0167 | Residential & Commercial | USHP | Ducted CEE Tier 1
216769802 | Central HP <5.4 tons | ARMSTRONG AIR | HRCU-A-CB (Split System: Heat Pump with Remote Outdoor Unit-Air-Source) | A7SCP18V60P-**A |  |  | 7E[C,U]60DX-**+TDR | A97US2V135D20S* | 54000 | 16.65 | 8.5 | 54500 | 40500 | 74.31% | 1.85 | 0 | 10 |  |  |  |  | R-454B | 4.5 | Residential & Commercial | USHP | Ducted CEE Tier 1
212980173 | Central HP <5.4 tons | DAY & NIGHT | HRCU-A-CB (Split System: Heat Pump with Remote Outdoor Unit-Air-Source) | DLCURAH36ABK |  |  | EA*4X48L24A* | *80MS(N,L)0902116A* | 35600 | 16.5 | 8.5 | 37800 | 34600 | 91.53% | 2.02 | 0 | 10 |  |  |  |  | R-410A | 2.9667 | Residential & Commercial | USHP | Ducted CEE Tier 1
212980693 | Central HP <5.4 tons | DAY & NIGHT | HRCU-A-CB (Split System: Heat Pump with Remote Outdoor Unit-Air-Source) | DLCURAH36ABK |  |  | EA*4X48L24A* | *80MS(N,L)0902420A* | 36000 | 16.5 | 8.5 | 37800 | 34600 | 91.53% | 2.04 | 0 | 10 |  |  |  |  | R-410A | 3 | Residential & Commercial | USHP | Ducted CEE Tier 1
211395834 | Central HP <5.4 tons | FRASER-JOHNSTON | HRCU-A-CB (Split System: Heat Pump with Remote Outdoor Unit-Air-Source) | HMH72B341 |  |  | XAFC48FXXN1+TXV | TP9C060B12MP13 | 33000 | 16.5 | 8.1 | 32400 | 24000 | 74.07% | 2.04 | 0 | 9 |  |  |  |  | R-410A | 2.75 | Residential & Commercial | USHP
211396634 | Central HP <5.4 tons | FRASER-JOHNSTON | HRCU-A-CB (Split System: Heat Pump with Remote Outdoor Unit-Air-Source) | HMH72B341 |  |  | XAFC48FXXN1+TXV | TM8Y120C20MP11 | 34000 | 16.5 | 8.5 | 33000 | 24200 | 73.33% | 2.1 | 0 | 9.5 |  |  |  |  | R-410A | 2.8333 | Residential & Commercial | USHP
215935740 | Central HP <5.4 tons | DAY & NIGHT | HRCU-A-CB (Split System: Heat Pump with Remote Outdoor Unit-Air-Source) | C5H3V36*K*AAA* |  |  | EVD5X36M21A*+WALLCON | *97CMN0802120B* | 34400 | 20.5 | 8.5 | 38500 | 28200 | 73.25% | 2.04 | 0 | 11.7 |  |  |  |  | R-454B | 2.8667 | Residential & Commercial | USHP | Ducted CEE Tier 1
211228023 | Central HP <5.4 tons | COMFORTMAKER | HRCU-A-CB (Split System: Heat Pump with Remote Outdoor Unit-Air-Source) | DLCURAH36ABK |  |  | EA*4X42L24A* | *95ESN1002122A* | 36800 | 15.5 | 8.5 | 40000 | 35200 | 88% | 1.94 | 0 | 10 |  |  |  |  | R-410A | 3.0667 | Residential & Commercial | USHP | Ducted CEE Tier 1
211228142 | Central HP <5.4 tons | COMFORTMAKER | HRCU-A-CB (Split System: Heat Pump with Remote Outdoor Unit-Air-Source) | DLCURAH36ABK |  |  | EA*4X42L24A* | *96VTN1202422A* | 35600 | 16 | 8.1 | 38500 | 35000 | 90.91% | 1.88 | 0 | 10 |  |  |  |  | R-410A | 2.9667 | Residential & Commercial | USHP | Ducted CEE Tier 1
212388351 | Central HP <5.4 tons | DIRECT AIR | HRCU-A-C (Split System: Heat Pump with Remote Outdoor Unit with No Indoor Fan --Air Source) | DIRM-36MAGICPRO20-OU |  |  | DIRM-36MAGICPRO20-COIL | 0 | 35000 | 15.2 | 10 | 39000 | 32000 | 82.05% | 2 | 10.2 | 10 |  |  |  |  | R-410A | 2.9167 | Residential & Commercial | USHP | Ducted CEE Tier 1
214244022 | Central HP <5.4 tons | BRYANT HEATING AND COOLING SYSTEMS | HRCU-A-CB (Split System: Heat Pump with Remote Outdoor Unit-Air-Source) | 284ANV024*0**B* |  |  | CNPV*3617AL*+UI | 986TD42080C17*** | 23200 | 19.5 | 9.5 | 26800 | 20000 | 74.63% | 2.36 | 0 | 13 |  |  |  |  | R-410A | 1.9333 | Residential & Commercial | USHP | Ducted CEE Tier 1
211228872 | Central HP <5.4 tons | COMFORTMAKER | HRCU-A-CB (Split System: Heat Pump with Remote Outdoor Unit-Air-Source) | DLCURAH36ABK |  |  | EA*4X48L21A* | *80ESU0601716A | 36600 | 16 | 8.5 | 38500 | 34800 | 90.39% | 2.08 | 0 | 10 |  |  |  |  | R-410A | 3.05 | Residential & Commercial | USHP | Ducted CEE Tier 1
211229147 | Central HP <5.4 tons | COMFORTMAKER | HRCU-A-CB (Split System: Heat Pump with Remote Outdoor Unit-Air-Source) | DLCURAH36ABK |  |  | EA*4X48L21A* | *95ESU1002122A* | 37200 | 15.5 | 8.5 | 38500 | 35000 | 90.91% | 2.12 | 0 | 10 |  |  |  |  | R-410A | 3.1 | Residential & Commercial | USHP | Ducted CEE Tier 1
211229222 | Central HP <5.4 tons | COMFORTMAKER | HRCU-A-CB (Split System: Heat Pump with Remote Outdoor Unit-Air-Source) | DLCURAH36ABK |  |  | EA*4X48L21A* | OMV112K14A | 35600 | 15.5 | 8.1 | 38500 | 34800 | 90.39% | 2.04 | 0 | 9.5 |  |  |  |  | R-410A | 2.9667 | Residential & Commercial | USHP
211230887 | Central HP <5.4 tons | COMFORTMAKER | HRCU-A-CB (Split System: Heat Pump with Remote Outdoor Unit-Air-Source) | DLCURAH36ABK |  |  | FMA4X36**AL* | 0 | 35800 | 17 | 8.1 | 40000 | 35200 | 88% | 1.86 | 0 | 10 |  |  |  |  | R-410A | 2.9833 | Residential & Commercial | USHP | Ducted CEE Tier 1
211261745 | Central HP <5.4 tons | DAY & NIGHT | HRCU-A-CB (Split System: Heat Pump with Remote Outdoor Unit-Air-Source) | DLCURAH18ABK |  |  | EA*4X30L17A* | *80ESU0401712A* | 18600 | 16.5 | 9 | 19000 | 18200 | 95.79% | 2.22 | 0 | 11 |  |  |  |  | R-410A | 1.55 | Residential & Commercial | USHP | Ducted CEE Tier 1
210342132 | Central HP <5.4 tons | DIRECT AIR | HRCU-A-CB (Split System: Heat Pump with Remote Outdoor Unit-Air-Source) | DIRM-60MAGICPRO20-OU |  |  | DIRM-60MAGICPRO20-AH | 0 | 55000 | 15.3 | 9.4 | 59000 | 48500 | 82.2% | 1.91 | 9 | 8.8 |  |  |  |  | R-410A | 4.5833 | Residential & Commercial | USHP
216571179 | Central HP <5.4 tons | AMERICAN STANDARD | HRCU-A-CB (Split System: Heat Pump with Remote Outdoor Unit-Air-Source) | 5A6V8X24A1 |  |  | 5PX*B003AS3 | L8V1B080U4VSB+LRP | 21400 | 18.1 | 8.5 | 24400 | 18900 | 77.46% | 2.1 | 0 | 11.2 |  |  |  |  | R-454B | 1.7833 | Residential & Commercial | USHP | Ducted CEE Tier 1
216571193 | Central HP <5.4 tons | AMERICAN STANDARD | HRCU-A-CB (Split System: Heat Pump with Remote Outdoor Unit-Air-Source) | 5A6V8X24A1 |  |  | 5PX*B006AS3 | L8V1A040U3VSB+LRP | 22000 | 18.1 | 8.5 | 23000 | 18700 | 81.3% | 2.2 | 0 | 11.5 |  |  |  |  | R-454B | 1.8333 | Residential & Commercial | USHP | Ducted CEE Tier 1
216571213 | Central HP <5.4 tons | AMERICAN STANDARD | HRCU-A-CB (Split System: Heat Pump with Remote Outdoor Unit-Air-Source) | 5A6V8X24A1 |  |  | 5PX*BD06AS3 | S8V2B080M4PCB | 22000 | 18.1 | 8.5 | 23800 | 18600 | 78.15% | 2.2 | 0 | 11.5 |  |  |  |  | R-454B | 1.8333 | Residential & Commercial | USHP | Ducted CEE Tier 1
211228668 | Central HP <5.4 tons | COMFORTMAKER | HRCU-A-CB (Split System: Heat Pump with Remote Outdoor Unit-Air-Source) | DLCURAH36ABK |  |  | EA*4X43L21A* | OLV098A12* | 36200 | 15.2 | 8.5 | 38500 | 35000 | 90.91% | 2.06 | 0 | 9.5 |  |  |  |  | R-410A | 3.0167 | Residential & Commercial | USHP
211713127 | Central HP <5.4 tons | AIRQUEST | HRCU-A-CB (Split System: Heat Pump with Remote Outdoor Unit-Air-Source) | DLCURAH30ABK |  |  | EA*4X43L21A* | *80ESU0401712A* | 31200 | 15.2 | 8.1 | 33400 | 26000 | 77.84% | 1.86 | 0 | 9 |  |  |  |  | R-410A | 2.6 | Residential & Commercial | USHP
211713396 | Central HP <5.4 tons | AIRQUEST | HRCU-A-CB (Split System: Heat Pump with Remote Outdoor Unit-Air-Source) | DLCURAH30ABK |  |  | EA*4X43L21A* | *80ESU0601716A | 31200 | 15.2 | 8.5 | 33400 | 26000 | 77.84% | 1.86 | 0 | 9 |  |  |  |  | R-410A | 2.6 | Residential & Commercial | USHP
216571157 | Central HP <5.4 tons | AMERICAN STANDARD | HRCU-A-CB (Split System: Heat Pump with Remote Outdoor Unit-Air-Source) | 5A6V0X60A1 |  |  | 5PX*D010AS3 | *UHMD120CCV5+LRP | 53000 | 18.6 | 9 | 53000 | 38000 | 71.7% | 2 | 0 | 10 |  |  |  |  | R-454B | 4.4167 | Residential & Commercial | USHP | Ducted CEE Tier 1
216571089 | Central HP <5.4 tons | AMERICAN STANDARD | HRCU-A-CB (Split System: Heat Pump with Remote Outdoor Unit-Air-Source) | 5A6V0X48A1 |  |  | 5PX*C009AS3 | *UHMC100CCV4+LRP | 45000 | 20 | 9.7 | 46500 | 33600 | 72.26% | 2.1 | 0 | 12 |  |  |  |  | R-454B | 3.75 | Residential & Commercial | USHP | Ducted CEE Tier 1
211396804 | Central HP <5.4 tons | FRASER-JOHNSTON | HRCU-A-CB (Split System: Heat Pump with Remote Outdoor Unit-Air-Source) | HMH72B341 |  |  | XAHC48FBCN1 | TM8Y100C16MP11 | 33600 | 17 | 8.1 | 32600 | 24000 | 73.62% | 2.04 | 0 | 9 |  |  |  |  | R-410A | 2.8 | Residential & Commercial | USHP
211396834 | Central HP <5.4 tons | FRASER-JOHNSTON | HRCU-A-CB (Split System: Heat Pump with Remote Outdoor Unit-Air-Source) | HMH72B341 |  |  | XAFD48FXXN1+TXV | TM8Y100C16MP11 | 34000 | 17.5 | 8.5 | 33200 | 24400 | 73.49% | 2.08 | 0 | 9 |  |  |  |  | R-410A | 2.8333 | Residential & Commercial | USHP
211396987 | Central HP <5.4 tons | FRASER-JOHNSTON | HRCU-A-CB (Split System: Heat Pump with Remote Outdoor Unit-Air-Source) | HMH72B341 |  |  | XAHC48FBCN1 | TM8Y080B12MP11 | 32600 | 17 | 8.1 | 31600 | 23000 | 72.78% | 2.02 | 0 | 9 |  |  |  |  | R-410A | 2.7167 | Residential & Commercial | USHP
211396167 | Central HP <5.4 tons | FRASER-JOHNSTON | HRCU-A-CB (Split System: Heat Pump with Remote Outdoor Unit-Air-Source) | HMH72B341 |  |  | XAFC48FBCN1 | TM9E080C16MP12 | 34000 | 17 | 8.1 | 33400 | 24600 | 73.65% | 2.08 | 0 | 9 |  |  |  |  | R-410A | 2.8333 | Residential & Commercial | USHP
211398056 | Central HP <5.4 tons | FRASER-JOHNSTON | HRCU-A-CB (Split System: Heat Pump with Remote Outdoor Unit-Air-Source) | HMH72B341 |  |  | XAUC48FXXN1+TXV | TM8V080B12MP12 | 33000 | 16 | 8.1 | 32600 | 24000 | 73.62% | 2.02 | 0 | 9 |  |  |  |  | R-410A | 2.75 | Residential & Commercial | USHP
216571345 | Central HP <5.4 tons | AMERICAN STANDARD | HRCU-A-CB (Split System: Heat Pump with Remote Outdoor Unit-Air-Source) | 5A6V8X24A1 |  |  | 5PX*B003AS3 | S8V2B060M4PDB | 21400 | 18.1 | 8.5 | 24400 | 18900 | 77.46% | 2.2 | 0 | 11.5 |  |  |  |  | R-454B | 1.7833 | Residential & Commercial | USHP | Ducted CEE Tier 1
213826557 | Central HP <5.4 tons | TRANE | HRCU-A-CB (Split System: Heat Pump with Remote Outdoor Unit-Air-Source) | 4TWV7X36A1 |  |  | 4TXCB006DS3 | S9V2B080U4VSB+LRP | 35000 | 17.1 | 8.5 | 29000 | 20400 | 70.34% | 1.8 | 0 | 12 |  |  |  |  | R-410A | 2.9167 | Residential & Commercial | USHP | Ducted CEE Tier 1
211396650 | Central HP <5.4 tons | FRASER-JOHNSTON | HRCU-A-CB (Split System: Heat Pump with Remote Outdoor Unit-Air-Source) | HMH72B341 |  |  | XAFC48FXXN1+TXV | TM8Y100C20MP11 | 34000 | 16.5 | 8.5 | 33000 | 24200 | 73.33% | 2.1 | 0 | 9.5 |  |  |  |  | R-410A | 2.8333 | Residential & Commercial | USHP
211397002 | Central HP <5.4 tons | FRASER-JOHNSTON | HRCU-A-CB (Split System: Heat Pump with Remote Outdoor Unit-Air-Source) | HMH72B341 |  |  | XAFC48FXXN1+TXV | TM8Y080B12MP11 | 33200 | 17 | 8.5 | 32200 | 23600 | 73.29% | 2.04 | 0 | 9.5 |  |  |  |  | R-410A | 2.7667 | Residential & Commercial | USHP
211397203 | Central HP <5.4 tons | FRASER-JOHNSTON | HRCU-A-CB (Split System: Heat Pump with Remote Outdoor Unit-Air-Source) | HMH72B341 |  |  | XAHD48FXXN1+TXV | TM8V100C16MP12 | 33600 | 16 | 8.5 | 32400 | 23800 | 73.46% | 2.06 | 0 | 9 |  |  |  |  | R-410A | 2.8 | Residential & Commercial | USHP
211397302 | Central HP <5.4 tons | FRASER-JOHNSTON | HRCU-A-CB (Split System: Heat Pump with Remote Outdoor Unit-Air-Source) | HMH72B341 |  |  | XAHD48FBCN1 | TM8V080C16MP12 | 33600 | 16 | 8.5 | 32400 | 23800 | 73.46% | 2.06 | 0 | 9 |  |  |  |  | R-410A | 2.8 | Residential & Commercial | USHP
211397470 | Central HP <5.4 tons | FRASER-JOHNSTON | HRCU-A-CB (Split System: Heat Pump with Remote Outdoor Unit-Air-Source) | HMH72B341 |  |  | XAHC48FBCN1 | TMLV100C16MP12 | 33600 | 16.5 | 8.5 | 32400 | 23800 | 73.46% | 2.06 | 0 | 9 |  |  |  |  | R-410A | 2.8 | Residential & Commercial | USHP
210532933 | Central HP <5.4 tons | BRYANT HEATING AND COOLING SYSTEMS | HRCU-A-CB (Split System: Heat Pump with Remote Outdoor Unit-Air-Source) | 284ANV024*0**B* |  |  | CAP**2417AL*+UI | 935CA48060C17*** | 22800 | 19.5 | 10 | 27200 | 20200 | 74.26% | 2.28 | 0 | 12.5 |  |  |  |  | R-410A | 1.9 | Residential & Commercial | USHP | Ducted CEE Tier 1
210532935 | Central HP <5.4 tons | BRYANT HEATING AND COOLING SYSTEMS | HRCU-A-CB (Split System: Heat Pump with Remote Outdoor Unit-Air-Source) | 284ANV024*0**B* |  |  | CAP**2417AL*+UI | 83*CA36040C17*** | 23000 | 20 | 10 | 27000 | 20000 | 74.07% | 2.3 | 0 | 12.5 |  |  |  |  | R-410A | 1.9167 | Residential & Commercial | USHP | Ducted CEE Tier 1
216571109 | Central HP <5.4 tons | AMERICAN STANDARD | HRCU-A-CB (Split System: Heat Pump with Remote Outdoor Unit-Air-Source) | 5A6V0X48A1 |  |  | 5PX*D010AS3 | *UHMC100CCV4+LRP | 45000 | 20.2 | 10 | 46500 | 34000 | 73.12% | 2.1 | 0 | 12 |  |  |  |  | R-454B | 3.75 | Residential & Commercial | USHP | Ducted CEE Tier 1
216571123 | Central HP <5.4 tons | AMERICAN STANDARD | HRCU-A-CB (Split System: Heat Pump with Remote Outdoor Unit-Air-Source) | 5A6V0X48A1 |  |  | 5TXCC007AS3 | *UHMC100CCV4+LRP | 44500 | 20 | 9.7 | 47500 | 34000 | 71.58% | 2.1 | 0 | 11.7 |  |  |  |  | R-454B | 3.7083 | Residential & Commercial | USHP | Ducted CEE Tier 1
211260889 | Central HP <5.4 tons | DAY & NIGHT | HRCU-A-CB (Split System: Heat Pump with Remote Outdoor Unit-Air-Source) | DLCURAH18ABK |  |  | EA*4X25L17A* | *95ESN0401410A* | 18300 | 16 | 8.5 | 18200 | 17500 | 96.15% | 2.12 | 0 | 10.5 |  |  |  |  | R-410A | 1.525 | Residential & Commercial | USHP | Ducted CEE Tier 1
216571207 | Central HP <5.4 tons | AMERICAN STANDARD | HRCU-A-CB (Split System: Heat Pump with Remote Outdoor Unit-Air-Source) | 5A6V8X24A1 |  |  | 5PX*B006AS3 | S8V2B060M4PCB | 22000 | 18.1 | 8.5 | 23000 | 18700 | 81.3% | 2.2 | 0 | 11.5 |  |  |  |  | R-454B | 1.8333 | Residential & Commercial | USHP | Ducted CEE Tier 1
214572615 | Central HP <5.4 tons | KEEPRITE | HRCU-A-CB (Split System: Heat Pump with Remote Outdoor Unit-Air-Source) | CVH837GKA** |  |  | EA*4X42L21A*+WALLCON | *95CSU1002122B* | 31800 | 17.5 | 8.5 | 32800 | 24400 | 74.39% | 1.9 | 0 | 11 |  |  |  |  | R-410A | 2.65 | Residential & Commercial | USHP | Ducted CEE Tier 1
216571075 | Central HP <5.4 tons | AMERICAN STANDARD | HRCU-A-CB (Split System: Heat Pump with Remote Outdoor Unit-Air-Source) | 5A6V0X36A1 |  |  | 5TXCC009AS3 | *UHMC100CCV4+LRP | 35600 | 20.6 | 9.7 | 32400 | 24400 | 75.31% | 2.2 | 0 | 13 |  |  |  |  | R-454B | 2.9667 | Residential & Commercial | USHP | Ducted CEE Tier 1
216571139 | Central HP <5.4 tons | AMERICAN STANDARD | HRCU-A-CB (Split System: Heat Pump with Remote Outdoor Unit-Air-Source) | 5A6V0X48A1 |  |  | 5TXCD010AS3 | S8V2C080M5PDB | 45000 | 20 | 9.7 | 47000 | 33600 | 71.49% | 2.1 | 0 | 12 |  |  |  |  | R-454B | 3.75 | Residential & Commercial | USHP | Ducted CEE Tier 1
211010185 | Central HP <5.4 tons | JOHNSON CONTROLS | HRCU-A-CB (Split System: Heat Pump with Remote Outdoor Unit-Air-Source) | HL20B4821 |  |  | JHVVC48HE3C2N1+CC | 0 | 44500 | 19.5 | 8.5 | 44000 | 35200 | 80% | 2 | 0 | 12.4 |  |  |  |  | R-410A | 3.7083 | Residential & Commercial | USHP | Ducted CEE Tier 1
214232469 | Central HP <5.4 tons | DIRECT AIR | HRCU-A-CB (Split System: Heat Pump with Remote Outdoor Unit-Air-Source) | DIRM-24CS19-OU |  |  | DIRM-24MAGICPRO20-AH | 0 | 24000 | 17 | 9.2 | 26000 | 19400 | 74.62% | 2.1 | 11.3 | 10.5 |  |  |  |  | R-410A | 2 | Residential & Commercial | USHP | Ducted CEE Tier 1
213770512 | Central HP <5.4 tons | KEEPRITE | HRCU-A-CB (Split System: Heat Pump with Remote Outdoor Unit-Air-Source) | CVH825GKA2* |  |  | EA*4X24L17A*+WALLCON | *80CTL0701716B* | 23200 | 16.5 | 8.1 | 22000 | 16800 | 76.36% | 1.9 | 0 | 10.5 |  |  |  |  | R-410A | 1.9333 | Residential & Commercial | USHP | Ducted CEE Tier 1
216623494 | Central HP <5.4 tons | DIRECT AIR | HRCU-A-C (Split System: Heat Pump with Remote Outdoor Unit with No Indoor Fan --Air Source) | DIRM4-60MAGICPRO20-OU |  |  | DIRM4-6024MAGICP20-CCOIL | 0 | 47000 | 15.2 | 8.1 | 58000 | 43000 | 74.14% | 1.83 | 0 | 10 |  |  |  |  | R-454B | 3.9167 | Residential & Commercial | USHP | Ducted CEE Tier 1
216734816 | Central HP <5.4 tons | KEEPRITE | HRCU-A-CB (Split System: Heat Pump with Remote Outdoor Unit-Air-Source) | D5CUHAH24AAK |  |  | EA*5X36M17A* | *96VTN0601716B* | 22400 | 16 | 8.5 | 20800 | 18700 | 89.9% | 1.96 | 0 | 10.5 |  |  |  |  | R-454B | 1.8667 | Residential & Commercial | USHP | Ducted CEE Tier 1
214572539 | Central HP <5.4 tons | BRYANT HEATING AND COOLING SYSTEMS | HRCU-A-CB (Split System: Heat Pump with Remote Outdoor Unit-Air-Source) | 288BNV037*0**A* |  |  | CAP**3721AL*+UI | 935CB60080C21*** | 32800 | 17.5 | 8.5 | 32800 | 25200 | 76.83% | 2 | 0 | 11 |  |  |  |  | R-410A | 2.7333 | Residential & Commercial | USHP | Ducted CEE Tier 1
214572939 | Central HP <5.4 tons | BRYANT HEATING AND COOLING SYSTEMS | HRCU-A-CB (Split System: Heat Pump with Remote Outdoor Unit-Air-Source) | 288BNV037*0**A* |  |  | CAP**6024AL*+UI | 986TD60080C21*** | 32800 | 18 | 8.5 | 31600 | 24600 | 77.85% | 2 | 0 | 11.5 |  |  |  |  | R-410A | 2.7333 | Residential & Commercial | USHP | Ducted CEE Tier 1
211227991 | Central HP <5.4 tons | COMFORTMAKER | HRCU-A-CB (Split System: Heat Pump with Remote Outdoor Unit-Air-Source) | DLCURAH36ABK |  |  | EA*4X42L24A* | *92ESN1202420A* | 35800 | 16 | 8.1 | 38500 | 35000 | 90.91% | 1.9 | 0 | 10 |  |  |  |  | R-410A | 2.9833 | Residential & Commercial | USHP | Ducted CEE Tier 1
211228275 | Central HP <5.4 tons | COMFORTMAKER | HRCU-A-CB (Split System: Heat Pump with Remote Outdoor Unit-Air-Source) | DLCURAH36ABK |  |  | EA*4X43L21A* | *80ES(N,L)0902120A* | 36800 | 16 | 8.5 | 38500 | 34800 | 90.39% | 2.1 | 0 | 10 |  |  |  |  | R-410A | 3.0667 | Residential & Commercial | USHP | Ducted CEE Tier 1
211229177 | Central HP <5.4 tons | COMFORTMAKER | HRCU-A-CB (Split System: Heat Pump with Remote Outdoor Unit-Air-Source) | DLCURAH36ABK |  |  | EA*4X48L21A* | *96VTN1002120A* | 36200 | 15.5 | 8.5 | 38500 | 34800 | 90.39% | 2.08 | 0 | 10 |  |  |  |  | R-410A | 3.0167 | Residential & Commercial | USHP | Ducted CEE Tier 1
212383317 | Central HP <5.4 tons | AIRQUEST | HRCU-A-CB (Split System: Heat Pump with Remote Outdoor Unit-Air-Source) | DLCURAH36ABK |  |  | EA*4X36L21A* | *80ES(N,L)0902120A* | 35600 | 16 | 8.1 | 39500 | 35200 | 89.11% | 1.84 | 0 | 10 |  |  |  |  | R-410A | 2.9667 | Residential & Commercial | USHP | Ducted CEE Tier 1
212383437 | Central HP <5.4 tons | AIRQUEST | HRCU-A-CB (Split System: Heat Pump with Remote Outdoor Unit-Air-Source) | DLCURAH36ABK |  |  | EA*4X37L21A* | *92ESN1002120A* | 37200 | 16 | 8.5 | 39000 | 34800 | 89.23% | 2.12 | 0 | 10 |  |  |  |  | R-410A | 3.1 | Residential & Commercial | USHP | Ducted CEE Tier 1
216571141 | Central HP <5.4 tons | AMERICAN STANDARD | HRCU-A-CB (Split System: Heat Pump with Remote Outdoor Unit-Air-Source) | 5A6V0X48A1 |  |  | 5TXCD010AS3 | S8V2C080M5PCB | 45000 | 20 | 9.7 | 47000 | 33600 | 71.49% | 2.1 | 0 | 12 |  |  |  |  | R-454B | 3.75 | Residential & Commercial | USHP | Ducted CEE Tier 1
216820617 | Central HP <5.4 tons | RHEEM | HRCU-A-CB (Split System: Heat Pump with Remote Outdoor Unit-Air-Source) | RD18AY60AJVC |  |  | RCFY6021STAAM | R951V0855A21M4 | 48500 | 16 | 8.1 | 48500 | 39500 | 81.44% | 2 | 0 | 10 |  |  |  |  | R-454B | 4.0417 | Residential & Commercial | USHP | Ducted CEE Tier 1
216571365 | Central HP <5.4 tons | DIRECT AIR | HRCU-A-CB (Split System: Heat Pump with Remote Outdoor Unit-Air-Source) | DIRM4-48MAGICPRO20-OU |  |  | DIRM4-48MAGICPRO20-AH | 0 | 48000 | 16.5 | 9.5 | 50000 | 46000 | 92% | 1.9 | 0 | 10.5 |  |  |  |  | R-454B | 4 | Residential & Commercial | USHP | Ducted CEE Tier 1
213077772 | Central HP <5.4 tons | BRYANT HEATING AND COOLING SYSTEMS | HRCU-A-CB (Split System: Heat Pump with Remote Outdoor Unit-Air-Source) | 38MURAQ36AB3* |  |  | CNPV*4821AL* | 926TC66100V21*** | 36000 | 17 | 8.1 | 38500 | 34800 | 90.39% | 2 | 0 | 10.5 |  |  |  |  | R-410A | 3 | Residential & Commercial | USHP | Ducted CEE Tier 1
213078531 | Central HP <5.4 tons | BRYANT HEATING AND COOLING SYSTEMS | HRCU-A-CB (Split System: Heat Pump with Remote Outdoor Unit-Air-Source) | 38MURAQ36AB3* |  |  | CAP**4321AL* | 8(0,1)*SB60090M21*** | 37000 | 16 | 8.5 | 38500 | 35000 | 90.91% | 2.08 | 0 | 10 |  |  |  |  | R-410A | 3.0833 | Residential & Commercial | USHP | Ducted CEE Tier 1
213771192 | Central HP <5.4 tons | KEEPRITE | HRCU-A-CB (Split System: Heat Pump with Remote Outdoor Unit-Air-Source) | CVH825GKA2* |  |  | EA*4X37L21A*+WALLCON | *97CMN0601714B* | 24200 | 16 | 8.1 | 21200 | 16700 | 78.77% | 2.02 | 0 | 10.5 |  |  |  |  | R-410A | 2.0167 | Residential & Commercial | USHP | Ducted CEE Tier 1
215936125 | Central HP <5.4 tons | BRYANT HEATING AND COOLING SYSTEMS | HRCU-A-CB (Split System: Heat Pump with Remote Outdoor Unit-Air-Source) | 293VAN036**AA* |  |  | CVAVA4221XMA*+UI | 986TD42080C17*** | 34200 | 20.5 | 8.5 | 39000 | 28400 | 72.82% | 2.02 | 0 | 11.5 |  |  |  |  | R-454B | 2.85 | Residential & Commercial | USHP | Ducted CEE Tier 1
215939630 | Central HP <5.4 tons | DAY & NIGHT | HRCU-A-CB (Split System: Heat Pump with Remote Outdoor Unit-Air-Source) | C5H3V36*K*AAA* |  |  | EA*5X36M17A*+WALLCON | *97CTN0601716A* | 32000 | 18.5 | 9 | 35800 | 27600 | 77.09% | 1.88 | 0 | 10.5 |  |  |  |  | R-454B | 2.6667 | Residential & Commercial | USHP | Ducted CEE Tier 1
215939850 | Central HP <5.4 tons | DAY & NIGHT | HRCU-A-CB (Split System: Heat Pump with Remote Outdoor Unit-Air-Source) | C5H3V36*K*AAA* |  |  | EA*5X61M21A*+WALLCON | *80CSU0601716B* | 34400 | 20.5 | 9.5 | 34400 | 26000 | 75.58% | 2.06 | 0 | 12 |  |  |  |  | R-454B | 2.8667 | Residential & Commercial | USHP | Ducted CEE Tier 1
215939900 | Central HP <5.4 tons | DAY & NIGHT | HRCU-A-CB (Split System: Heat Pump with Remote Outdoor Unit-Air-Source) | C5H3V36*K*AAA* |  |  | EA*5X61M24A*+WALLCON | *96CTN0802120B* | 34400 | 20.5 | 9.5 | 34400 | 26000 | 75.58% | 2.06 | 0 | 12 |  |  |  |  | R-454B | 2.8667 | Residential & Commercial | USHP | Ducted CEE Tier 1
215940150 | Central HP <5.4 tons | DAY & NIGHT | HRCU-A-CB (Split System: Heat Pump with Remote Outdoor Unit-Air-Source) | C5H3V36*K*AAA* |  |  | ESH5X48M12A*+WALLCON | *97CTN0802120A* | 33800 | 19.5 | 9 | 34800 | 26600 | 76.44% | 1.94 | 0 | 11.5 |  |  |  |  | R-454B | 2.8167 | Residential & Commercial | USHP | Ducted CEE Tier 1
215940500 | Central HP <5.4 tons | DAY & NIGHT | HRCU-A-CB (Split System: Heat Pump with Remote Outdoor Unit-Air-Source) | C5H3V36*K*AAA* |  |  | EVM5X60M24A*+WALLCON | *97CTN1202422A* | 35600 | 22 | 8.5 | 38000 | 28400 | 74.74% | 2.04 | 0 | 12.5 |  |  |  |  | R-454B | 2.9667 | Residential & Commercial | USHP | Ducted CEE Tier 1
215940550 | Central HP <5.4 tons | DAY & NIGHT | HRCU-A-CB (Split System: Heat Pump with Remote Outdoor Unit-Air-Source) | C5H3V36*K*AAA* |  |  | EVD5X36M21A*+WALLCON | *97CTN0801716A* | 34200 | 20.5 | 8.5 | 39000 | 28600 | 73.33% | 2.04 | 0 | 11.5 |  |  |  |  | R-454B | 2.85 | Residential & Commercial | USHP | Ducted CEE Tier 1
214572989 | Central HP <5.4 tons | BRYANT HEATING AND COOLING SYSTEMS | HRCU-A-CB (Split System: Heat Pump with Remote Outdoor Unit-Air-Source) | 288BNV037*0**A* |  |  | CAP**6121AL*+UI | 987MC60080C21*** | 33200 | 17.5 | 8.5 | 32000 | 24800 | 77.5% | 2 | 0 | 11.5 |  |  |  |  | R-410A | 2.7667 | Residential & Commercial | USHP | Ducted CEE Tier 1
211227153 | Central HP <5.4 tons | BRYANT HEATING AND COOLING SYSTEMS | HRCU-A-CB (Split System: Heat Pump with Remote Outdoor Unit-Air-Source) | 38MURAQ36AB3* |  |  | CAP**3721AL* | 935SA66100E21*** | 37600 | 15.5 | 8.5 | 39500 | 35000 | 88.61% | 2.14 | 0 | 10 |  |  |  |  | R-410A | 3.1333 | Residential & Commercial | USHP | Ducted CEE Tier 1
211227572 | Central HP <5.4 tons | BRYANT HEATING AND COOLING SYSTEMS | HRCU-A-CB (Split System: Heat Pump with Remote Outdoor Unit-Air-Source) | 38MURAQ36AB3* |  |  | CAP**4221AL* | 915SB60080E21*** | 36000 | 15.5 | 8.1 | 39500 | 35200 | 89.11% | 1.92 | 0 | 10 |  |  |  |  | R-410A | 3 | Residential & Commercial | USHP | Ducted CEE Tier 1
211227956 | Central HP <5.4 tons | BRYANT HEATING AND COOLING SYSTEMS | HRCU-A-CB (Split System: Heat Pump with Remote Outdoor Unit-Air-Source) | 38MURAQ36AB3* |  |  | CAP**4224AL* | 912SD60080E21*** | 35200 | 16.5 | 8.1 | 38500 | 35000 | 90.91% | 1.88 | 0 | 10 |  |  |  |  | R-410A | 2.9333 | Residential & Commercial | USHP | Ducted CEE Tier 1
211228089 | Central HP <5.4 tons | BRYANT HEATING AND COOLING SYSTEMS | HRCU-A-CB (Split System: Heat Pump with Remote Outdoor Unit-Air-Source) | 38MURAQ36AB3* |  |  | CAP**4224AL* | 935SA60100E21*** | 35800 | 16 | 8.1 | 38500 | 35000 | 90.91% | 1.9 | 0 | 10 |  |  |  |  | R-410A | 2.9833 | Residential & Commercial | USHP | Ducted CEE Tier 1
213067169 | Central HP <5.4 tons | ACIQ | HRCU-A-CB (Split System: Heat Pump with Remote Outdoor Unit-Air-Source) | HVH837GKA2* |  |  | EA*4X61L24A*+WALLCON | *95CSU1002122A* | 33200 | 18 | 8.5 | 32000 | 24800 | 77.5% | 2.02 | 0 | 11.5 |  |  |  |  | R-410A | 2.7667 | Residential & Commercial | USHP | Ducted CEE Tier 1
214389267 | Central HP <5.4 tons | BRYANT HEATING AND COOLING SYSTEMS | HRCU-A-CB (Split System: Heat Pump with Remote Outdoor Unit-Air-Source) | 284ANV036*0**B* |  |  | CNPV*4217AL*+UI | 986TD42060C17*** | 33200 | 18.5 | 9 | 37600 | 26600 | 70.74% | 1.98 | 0 | 11.7 |  |  |  |  | R-410A | 2.7667 | Residential & Commercial | USHP | Ducted CEE Tier 1
213067410 | Central HP <5.4 tons | ACIQ | HRCU-A-CB (Split System: Heat Pump with Remote Outdoor Unit-Air-Source) | HVH825GKA3* |  |  | EHD4X42AAL+WALLCON | *80CTL0701412A* | 24200 | 16.5 | 8.1 | 21200 | 16600 | 78.3% | 2.02 | 0 | 11 |  |  |  |  | R-410A | 2.0167 | Residential & Commercial | USHP | Ducted CEE Tier 1
212384455 | Central HP <5.4 tons | AIRQUEST | HRCU-A-CB (Split System: Heat Pump with Remote Outdoor Unit-Air-Source) | DLCURAH36ABK |  |  | EN(A,D,W)4X42L21** | *95ESN1002122A* | 36600 | 15.2 | 8.1 | 40000 | 35200 | 88% | 1.92 | 0 | 10 |  |  |  |  | R-410A | 3.05 | Residential & Commercial | USHP | Ducted CEE Tier 1
211261126 | Central HP <5.4 tons | KEEPRITE | HRCU-A-CB (Split System: Heat Pump with Remote Outdoor Unit-Air-Source) | DLCURAH18ABK |  |  | EA*4X25L17A* | *80ES(N,L)0701412A* | 18200 | 16.5 | 8.5 | 17900 | 17500 | 97.77% | 2.12 | 0 | 11 |  |  |  |  | R-410A | 1.5167 | Residential & Commercial | USHP | Ducted CEE Tier 1
213077486 | Central HP <5.4 tons | BRYANT HEATING AND COOLING SYSTEMS | HRCU-A-CB (Split System: Heat Pump with Remote Outdoor Unit-Air-Source) | 38MURAQ36AB3* |  |  | CAP**3721AL* | 926TC60080V21*** | 36600 | 16 | 8.5 | 38000 | 34800 | 91.58% | 2.06 | 0 | 10 |  |  |  |  | R-410A | 3.05 | Residential & Commercial | USHP | Ducted CEE Tier 1
214229420 | Central HP <5.4 tons | BRYANT HEATING AND COOLING SYSTEMS | HRCU-A-CB (Split System: Heat Pump with Remote Outdoor Unit-Air-Source) | 38MURAQ36AB3* |  |  | CAP**4224AL* | 83*SB60100M21*** | 35200 | 16 | 8.5 | 38500 | 35000 | 90.91% | 1.88 | 0 | 9.5 |  |  |  |  | R-410A | 2.9333 | Residential & Commercial | USHP
216769643 | Central HP <5.4 tons | ARMSTRONG AIR | HRCU-A-CB (Split System: Heat Pump with Remote Outdoor Unit-Air-Source) | A7SCP18V24P-**A |  |  | 7EH24BX-**+TDR | A97US2V040B12X* | 24000 | 17.65 | 9 | 24000 | 20800 | 86.67% | 1.8 | 0 | 12 |  |  |  |  | R-454B | 2 | Residential & Commercial | USHP | Ducted CEE Tier 1
216769645 | Central HP <5.4 tons | ARMSTRONG AIR | HRCU-A-CB (Split System: Heat Pump with Remote Outdoor Unit-Air-Source) | A7SCP18V24P-**A |  |  | 7EH24BX-**+TDR | A97US2V060B12X* | 24000 | 17.3 | 9 | 24000 | 20800 | 86.67% | 1.8 | 0 | 12 |  |  |  |  | R-454B | 2 | Residential & Commercial | USHP | Ducted CEE Tier 1
216769794 | Central HP <5.4 tons | ARMSTRONG AIR | HRCU-A-CB (Split System: Heat Pump with Remote Outdoor Unit-Air-Source) | A7SCP18V60P-**A |  |  | 7E[C,U]60CX-**+TDR | A97US2V090C20S* | 54500 | 16.55 | 8.5 | 55000 | 40500 | 73.64% | 1.9 | 0 | 10 |  |  |  |  | R-454B | 4.5417 | Residential & Commercial | USHP | Ducted CEE Tier 1
210474078 | Central HP <5.4 tons | KENMORE | HRCU-A-CB (Split System: Heat Pump with Remote Outdoor Unit-Air-Source) | (C,H,T)VH825GKA3* |  |  | EN(A,D)4X48L24**+WALLCON | *95CSU1002122A* | 24200 | 17 | 8.1 | 21200 | 16600 | 78.3% | 2.02 | 0 | 11.5 |  |  |  |  | R-410A | 2.0167 | Residential & Commercial | USHP | Ducted CEE Tier 1
214396252 | Central HP <5.4 tons | COLEMAN | HRCU-A-CB (Split System: Heat Pump with Remote Outdoor Unit-Air-Source) | HH824E2S11 |  |  | CTM30B5ACS1 | TM9Y080B12MP11 | 23000 | 17 | 9.5 | 23000 | 18500 | 80.43% | 2 | 0 | 11.7 |  |  |  |  | R-454B | 1.9167 | Residential & Commercial | USHP | Ducted CEE Tier 1
213067694 | Central HP <5.4 tons | ACIQ | HRCU-A-CB (Split System: Heat Pump with Remote Outdoor Unit-Air-Source) | HVH837GKA** |  |  | EA*4X61L21A*+WALLCON | *80CSU0601716A* | 33200 | 17.5 | 8.1 | 32200 | 25000 | 77.64% | 1.98 | 0 | 11.5 |  |  |  |  | R-410A | 2.7667 | Residential & Commercial | USHP | Ducted CEE Tier 1
215415501 | Central HP <5.4 tons | Durastar | HRCU-A-CB (Split System: Heat Pump with Remote Outdoor Unit-Air-Source) | DRU1H30S2A |  |  | DRUM3036S2A | 0 | 30000 | 16.8 | 10 | 34000 | 32600 | 95.88% | 1.96 | 0 | 11.7 |  |  |  |  | R-454B | 2.5 | Residential & Commercial | USHP | Ducted CEE Tier 1
215941000 | Central HP <5.4 tons | DAY & NIGHT | HRCU-A-CB (Split System: Heat Pump with Remote Outdoor Unit-Air-Source) | C5H3V48*K*AAA* |  |  | EA*5X60M24A*+WALLCON | *96CTN0802120B* | 44500 | 21 | 9.5 | 48500 | 36600 | 75.46% | 2 | 0 | 11 |  |  |  |  | R-454B | 3.7083 | Residential & Commercial | USHP | Ducted CEE Tier 1
215941020 | Central HP <5.4 tons | DAY & NIGHT | HRCU-A-CB (Split System: Heat Pump with Remote Outdoor Unit-Air-Source) | C5H3V48*K*AAA* |  |  | EA*5X60M24A*+WALLCON | *97CTN1002122A* | 44500 | 21 | 9.5 | 48000 | 36400 | 75.83% | 2 | 0 | 11 |  |  |  |  | R-454B | 3.7083 | Residential & Commercial | USHP | Ducted CEE Tier 1
215941070 | Central HP <5.4 tons | DAY & NIGHT | HRCU-A-CB (Split System: Heat Pump with Remote Outdoor Unit-Air-Source) | C5H3V48*K*AAA* |  |  | EA*5X61M21A*+WALLCON | *97CTN0801716A* | 44500 | 20 | 9 | 49000 | 37600 | 76.73% | 2 | 0 | 11 |  |  |  |  | R-454B | 3.7083 | Residential & Commercial | USHP | Ducted CEE Tier 1
216571297 | Central HP <5.4 tons | AMERICAN STANDARD | HRCU-A-CB (Split System: Heat Pump with Remote Outdoor Unit-Air-Source) | 5A6V8X36A1 |  |  | 5TXCB004AS3 | L8V1A060U3VSB+LRP | 31400 | 18 | 8.5 | 32800 | 25600 | 78.05% | 2 | 0 | 9.8 |  |  |  |  | R-454B | 2.6167 | Residential & Commercial | USHP
216769707 | Central HP <5.4 tons | ARMSTRONG AIR | HRCU-A-CB (Split System: Heat Pump with Remote Outdoor Unit-Air-Source) | A7SCP18V36P-**A |  |  | 7EH36CX-**+TDR | A97US2V090C12S* | 34600 | 18 | 9 | 35800 | 28400 | 79.33% | 1.9 | 0 | 11 |  |  |  |  | R-454B | 2.8833 | Residential & Commercial | USHP | Ducted CEE Tier 1
213077563 | Central HP <5.4 tons | BRYANT HEATING AND COOLING SYSTEMS | HRCU-A-CB (Split System: Heat Pump with Remote Outdoor Unit-Air-Source) | 38MURAQ36AB3* |  |  | CNPV*4821AL* | 926TC60080V21*** | 35600 | 16.5 | 8.1 | 38500 | 34800 | 90.39% | 1.98 | 0 | 10 |  |  |  |  | R-410A | 2.9667 | Residential & Commercial | USHP | Ducted CEE Tier 1
213077722 | Central HP <5.4 tons | BRYANT HEATING AND COOLING SYSTEMS | HRCU-A-CB (Split System: Heat Pump with Remote Outdoor Unit-Air-Source) | 38MURAQ36AB3* |  |  | CAP**4221AL* | 926TC66100V21*** | 35400 | 16.5 | 8.1 | 38500 | 35000 | 90.91% | 1.88 | 0 | 10 |  |  |  |  | R-410A | 2.95 | Residential & Commercial | USHP | Ducted CEE Tier 1
216769681 | Central HP <5.4 tons | ARMSTRONG AIR | HRCU-A-CB (Split System: Heat Pump with Remote Outdoor Unit-Air-Source) | A7SCP18V36P-**A |  |  | 7E[C,U]30BX-**+TDR | A97US2V070B12S* | 34000 | 17.3 | 8.5 | 35600 | 28400 | 79.78% | 1.85 | 0 | 11 |  |  |  |  | R-454B | 2.8333 | Residential & Commercial | USHP | Ducted CEE Tier 1
216571313 | Central HP <5.4 tons | AMERICAN STANDARD | HRCU-A-CB (Split System: Heat Pump with Remote Outdoor Unit-Air-Source) | 5A6V8X36A1 |  |  | 5TXCC009AS3 | S8V2C080M5PDB | 33000 | 18.1 | 8.5 | 33000 | 25200 | 76.36% | 2.1 | 0 | 10.5 |  |  |  |  | R-454B | 2.75 | Residential & Commercial | USHP | Ducted CEE Tier 1
216769680 | Central HP <5.4 tons | AIREASE | HRCU-A-CB (Split System: Heat Pump with Remote Outdoor Unit-Air-Source) | A7SCP18V36P-**A |  |  | 7E[C,U]30BX-**+TDR | A97US2V045B12S* | 33800 | 17 | 8.5 | 35600 | 28600 | 80.34% | 1.8 | 0 | 11 |  |  |  |  | R-454B | 2.8167 | Residential & Commercial | USHP | Ducted CEE Tier 1
216031610 | Central HP <5.4 tons | AIREASE | HRCU-A-C (Split System: Heat Pump with Remote Outdoor Unit with No Indoor Fan --Air Source) | A7SCP18V36P-**A |  |  | 7E[C,U]36BX-**+TDR | 0 | 34000 | 15.2 | 8.5 | 34000 | 28800 | 84.71% | 1.75 | 0 | 10.6 |  |  |  |  | R-454B | 2.8333 | Residential & Commercial | USHP | Ducted CEE Tier 1
211229183 | Central HP <5.4 tons | BRYANT HEATING AND COOLING SYSTEMS | HRCU-A-CB (Split System: Heat Pump with Remote Outdoor Unit-Air-Source) | 38MURAQ36AB3* |  |  | CAP**4821AL* | 926TB66100V21*** | 35800 | 16.5 | 8.5 | 37800 | 34600 | 91.53% | 2.04 | 0 | 10 |  |  |  |  | R-410A | 2.9833 | Residential & Commercial | USHP | Ducted CEE Tier 1
211229367 | Central HP <5.4 tons | BRYANT HEATING AND COOLING SYSTEMS | HRCU-A-CB (Split System: Heat Pump with Remote Outdoor Unit-Air-Source) | 38MURAQ36AB3* |  |  | CAP**4824AL* | 82*SA66110V24*** | 35800 | 16.5 | 8.5 | 37800 | 34600 | 91.53% | 2.04 | 0 | 10 |  |  |  |  | R-410A | 2.9833 | Residential & Commercial | USHP | Ducted CEE Tier 1
210532951 | Central HP <5.4 tons | BRYANT HEATING AND COOLING SYSTEMS | HRCU-A-CB (Split System: Heat Pump with Remote Outdoor Unit-Air-Source) | 284ANV024*0**B* |  |  | CAP**2517AL*+UI | 935CA48060C17*** | 24000 | 20 | 10.5 | 26600 | 19900 | 74.81% | 2.5 | 0 | 13 |  |  |  |  | R-410A | 2 | Residential & Commercial | USHP | Ducted CEE Tier 1
210532985 | Central HP <5.4 tons | BRYANT HEATING AND COOLING SYSTEMS | HRCU-A-CB (Split System: Heat Pump with Remote Outdoor Unit-Air-Source) | 284ANV024*0**B* |  |  | CAP**3017AL*+UI | 987MB42080C17*** | 23200 | 20 | 10 | 26800 | 20000 | 74.63% | 2.36 | 0 | 13 |  |  |  |  | R-410A | 1.9333 | Residential & Commercial | USHP | Ducted CEE Tier 1
210533017 | Central HP <5.4 tons | BRYANT HEATING AND COOLING SYSTEMS | HRCU-A-CB (Split System: Heat Pump with Remote Outdoor Unit-Air-Source) | 284ANV024*0**B* |  |  | CAP**4221AL*+UI | 935CA66100C21*** | 23400 | 20.5 | 10.5 | 26600 | 19700 | 74.06% | 2.48 | 0 | 13.5 |  |  |  |  | R-410A | 1.95 | Residential & Commercial | USHP | Ducted CEE Tier 1
210533019 | Central HP <5.4 tons | BRYANT HEATING AND COOLING SYSTEMS | HRCU-A-CB (Split System: Heat Pump with Remote Outdoor Unit-Air-Source) | 284ANV024*0**B* |  |  | CAP**4221AL*+UI | 83*CA36040C17*** | 23400 | 20.5 | 10 | 26600 | 19800 | 74.44% | 2.46 | 0 | 13 |  |  |  |  | R-410A | 1.95 | Residential & Commercial | USHP | Ducted CEE Tier 1
210533087 | Central HP <5.4 tons | BRYANT HEATING AND COOLING SYSTEMS | HRCU-A-CB (Split System: Heat Pump with Remote Outdoor Unit-Air-Source) | 284ANV024*0**B* |  |  | CSPH*3012AL*+UI | 935CA66100C21*** | 23400 | 19.5 | 9 | 27000 | 19900 | 73.7% | 2.46 | 0 | 12.5 |  |  |  |  | R-410A | 1.95 | Residential & Commercial | USHP | Ducted CEE Tier 1
214731826 | Central HP <5.4 tons | TCL | HRCU-A-CB (Split System: Heat Pump with Remote Outdoor Unit-Air-Source) | TCU-60D7HEWA/DV2O |  |  | TCE-3036D6HWA/DVOE(02) | FG7SA-090C-T24B* | 33000 | 16.5 | 8.4 | 35000 | 27000 | 77.14% | 2.1 | 0 | 11.7 |  |  |  |  | R-410A | 2.75 | Residential & Commercial | USHP | Ducted CEE Tier 1
215374888 | Central HP <5.4 tons | Durastar | HRCU-A-CB (Split System: Heat Pump with Remote Outdoor Unit-Air-Source) | DRU1H42S2A |  |  | DRUM4260S2A | 0 | 42000 | 16.7 | 9.5 | 50000 | 46000 | 92% | 1.9 | 0 | 11.7 |  |  |  |  | R-454B | 3.5 | Residential & Commercial | USHP | Ducted CEE Tier 1
213079142 | Central HP <5.4 tons | BRYANT HEATING AND COOLING SYSTEMS | HRCU-A-CB (Split System: Heat Pump with Remote Outdoor Unit-Air-Source) | 38MURAQ36AB3* |  |  | CAP**4821AL* | 83*SB48060M17*** | 35600 | 16.5 | 8.5 | 37800 | 34600 | 91.53% | 2.06 | 0 | 10 |  |  |  |  | R-410A | 2.9667 | Residential & Commercial | USHP | Ducted CEE Tier 1
213079190 | Central HP <5.4 tons | BRYANT HEATING AND COOLING SYSTEMS | HRCU-A-CB (Split System: Heat Pump with Remote Outdoor Unit-Air-Source) | 38MURAQ36AB3* |  |  | CNPV*4824AL* | 83*SB48060M17*** | 35800 | 17 | 8.1 | 38000 | 34800 | 91.58% | 2 | 0 | 10.5 |  |  |  |  | R-410A | 2.9833 | Residential & Commercial | USHP | Ducted CEE Tier 1
213079010 | Central HP <5.4 tons | BRYANT HEATING AND COOLING SYSTEMS | HRCU-A-CB (Split System: Heat Pump with Remote Outdoor Unit-Air-Source) | 38MURAQ36AB3* |  |  | CAP**4321AL* | 83*SB36040M17*** | 36600 | 16 | 8.5 | 38500 | 34800 | 90.39% | 2.08 | 0 | 10 |  |  |  |  | R-410A | 3.05 | Residential & Commercial | USHP | Ducted CEE Tier 1
213079424 | Central HP <5.4 tons | BRYANT HEATING AND COOLING SYSTEMS | HRCU-A-CB (Split System: Heat Pump with Remote Outdoor Unit-Air-Source) | 38MURAQ36AB3* |  |  | CAP**4221AL* | 912SE42060M17*** | 35200 | 16 | 8.1 | 38500 | 35200 | 91.43% | 1.88 | 0 | 9.5 |  |  |  |  | R-410A | 2.9333 | Residential & Commercial | USHP
214396418 | Central HP <5.4 tons | COLEMAN | HRCU-A-CB (Split System: Heat Pump with Remote Outdoor Unit-Air-Source) | HH836E2S11 |  |  | CTM36C5CDS1 | TMLE080C16MP11 | 33800 | 18 | 8.5 | 31400 | 25600 | 81.53% | 2 | 0 | 11 |  |  |  |  | R-454B | 2.8167 | Residential & Commercial | USHP | Ducted CEE Tier 1
213067592 | Central HP <5.4 tons | ACIQ | HRCU-A-CB (Split System: Heat Pump with Remote Outdoor Unit-Air-Source) | HVH825GKA2* |  |  | EHD4X48AAL+WALLCON | *97CMN0602120A* | 24200 | 16 | 8.1 | 21400 | 16700 | 78.04% | 2 | 0 | 10.5 |  |  |  |  | R-410A | 2.0167 | Residential & Commercial | USHP | Ducted CEE Tier 1
215941120 | Central HP <5.4 tons | DAY & NIGHT | HRCU-A-CB (Split System: Heat Pump with Remote Outdoor Unit-Air-Source) | C5H3V48*K*AAA* |  |  | EA*5X61M24A*+WALLCON | *97CTN1002122A* | 45500 | 21.5 | 9.5 | 48500 | 36800 | 75.88% | 2 | 0 | 11 |  |  |  |  | R-454B | 3.7917 | Residential & Commercial | USHP | Ducted CEE Tier 1
215941220 | Central HP <5.4 tons | DAY & NIGHT | HRCU-A-CB (Split System: Heat Pump with Remote Outdoor Unit-Air-Source) | C5H3V48*K*AAA* |  |  | ESH5X60M12A*+WALLCON | *80CSU0601716B* | 45000 | 20.5 | 9 | 48500 | 36600 | 75.46% | 1.82 | 0 | 11.5 |  |  |  |  | R-454B | 3.75 | Residential & Commercial | USHP | Ducted CEE Tier 1
214396543 | Central HP <5.4 tons | COLEMAN | HRCU-A-CB (Split System: Heat Pump with Remote Outdoor Unit-Air-Source) | HH836E2S11 |  |  | CTM48C5CFS1 | CPLC080C16MP13 | 33000 | 19 | 9 | 31200 | 25200 | 80.77% | 2 | 0 | 11 |  |  |  |  | R-454B | 2.75 | Residential & Commercial | USHP | Ducted CEE Tier 1
214396986 | Central HP <5.4 tons | COLEMAN | HRCU-A-CB (Split System: Heat Pump with Remote Outdoor Unit-Air-Source) | HH836E2S11 |  |  | CTF48C5CFS1 | TPLC100C16MP13 | 33400 | 18 | 9 | 31600 | 25400 | 80.38% | 2 | 0 | 11 |  |  |  |  | R-454B | 2.7833 | Residential & Commercial | USHP | Ducted CEE Tier 1
214396993 | Central HP <5.4 tons | COLEMAN | HRCU-A-CB (Split System: Heat Pump with Remote Outdoor Unit-Air-Source) | HH836E2S11 |  |  | CTF48C5CFS1 | CPLC100C16MP13 | 33400 | 18 | 9 | 31600 | 25400 | 80.38% | 2 | 0 | 11 |  |  |  |  | R-454B | 2.7833 | Residential & Commercial | USHP | Ducted CEE Tier 1
215374891 | Central HP <5.4 tons | Durastar | HRCU-A-CB (Split System: Heat Pump with Remote Outdoor Unit-Air-Source) | DRU1H60S2A |  |  | DRUM4260S2A | 0 | 54000 | 16 | 9 | 56000 | 52000 | 92.86% | 1.8 | 0 | 10 |  |  |  |  | R-454B | 4.5 | Residential & Commercial | USHP | Ducted CEE Tier 1
215374880 | Central HP <5.4 tons | Durastar | HRCU-A-CB (Split System: Heat Pump with Remote Outdoor Unit-Air-Source) | DRA1U18S2A |  |  | DRAM18F2A | 0 | 18000 | 18.5 | 9.8 | 18000 | 13000 | 72.22% | 2.3 | 0 | 12.1 |  |  |  |  | R-454B | 1.5 | Residential & Commercial | USHP | Ducted CEE Tier 1
216769768 | Central HP <5.4 tons | ARMSTRONG AIR | HRCU-A-CB (Split System: Heat Pump with Remote Outdoor Unit-Air-Source) | A7SCP18V60P-**A |  |  | 7ED48CX-**+TDR | A97DS2V110C20S* | 44500 | 16.65 | 9 | 48000 | 40000 | 83.33% | 1.85 | 0 | 10 |  |  |  |  | R-454B | 3.7083 | Residential & Commercial | USHP | Ducted CEE Tier 1
216623486 | Central HP <5.4 tons | DIRECT AIR | HRCU-A-C (Split System: Heat Pump with Remote Outdoor Unit with No Indoor Fan --Air Source) | DIRM4-18MAGICPRO20-OU |  |  | DIRM4-2417MAGICP20-CCOIL | 0 | 18000 | 16.1 | 9.5 | 19000 | 18000 | 94.74% | 2.06 | 0 | 11.7 |  |  |  |  | R-454B | 1.5 | Residential & Commercial | USHP | Ducted CEE Tier 1
213076552 | Central HP <5.4 tons | BRYANT HEATING AND COOLING SYSTEMS | HRCU-A-CB (Split System: Heat Pump with Remote Outdoor Unit-Air-Source) | 38MURAQ36AB3* |  |  | CNPV*4217AL* | 82*TB48070V17*** | 35400 | 16 | 8.1 | 38500 | 35000 | 90.91% | 1.94 | 0 | 10 |  |  |  |  | R-410A | 2.95 | Residential & Commercial | USHP | Ducted CEE Tier 1
213076593 | Central HP <5.4 tons | BRYANT HEATING AND COOLING SYSTEMS | HRCU-A-CB (Split System: Heat Pump with Remote Outdoor Unit-Air-Source) | 38MURAQ36AB3* |  |  | CAP**3717AL* | 82*TB48090V17*** | 36000 | 15.5 | 8.5 | 38500 | 35000 | 90.91% | 2 | 0 | 10 |  |  |  |  | R-410A | 3 | Residential & Commercial | USHP | Ducted CEE Tier 1
213076695 | Central HP <5.4 tons | BRYANT HEATING AND COOLING SYSTEMS | HRCU-A-CB (Split System: Heat Pump with Remote Outdoor Unit-Air-Source) | 38MURAQ36AB3* |  |  | CNPV*4221AL* | 82*TB60090V21*** | 35600 | 15.5 | 8.1 | 39000 | 35200 | 90.26% | 1.9 | 0 | 10 |  |  |  |  | R-410A | 2.9667 | Residential & Commercial | USHP | Ducted CEE Tier 1
213076836 | Central HP <5.4 tons | BRYANT HEATING AND COOLING SYSTEMS | HRCU-A-CB (Split System: Heat Pump with Remote Outdoor Unit-Air-Source) | 38MURAQ36AB3* |  |  | CNPV*4821AL* | 82*TB66110V21*** | 36400 | 16.5 | 8.1 | 38500 | 35000 | 90.91% | 2.02 | 0 | 10.5 |  |  |  |  | R-410A | 3.0333 | Residential & Commercial | USHP | Ducted CEE Tier 1
214279877 | Central HP <5.4 tons | CARRIER | HRCU-A-CB (Split System: Heat Pump with Remote Outdoor Unit-Air-Source) | 38MURAQ24AB3* |  |  | CAP**2517AL* | 59SC6A060M17**16 | 24400 | 16.5 | 9 | 25400 | 21600 | 85.04% | 1.8 | 0 | 10 |  |  |  |  | R-410A | 2.0333 | Residential & Commercial | USHP | Ducted CEE Tier 1
212986317 | Central HP <5.4 tons | TEMPSTAR | HRCU-A-CB (Split System: Heat Pump with Remote Outdoor Unit-Air-Source) | DLCURAH18ABK |  |  | EA*4X30L14A* | *96MSN0401410A* | 17600 | 16 | 8.5 | 18300 | 18900 | 103.3% | 2.26 | 0 | 10.5 |  |  |  |  | R-410A | 1.4667 | Residential & Commercial | USHP | Ducted CEE Tier 1
212986886 | Central HP <5.4 tons | TEMPSTAR | HRCU-A-CB (Split System: Heat Pump with Remote Outdoor Unit-Air-Source) | DLCURAH24ABK |  |  | EA*4X25L17A* | *96MSN0601412A* | 24200 | 17 | 8.5 | 25200 | 24600 | 97.62% | 2.04 | 0 | 10 |  |  |  |  | R-410A | 2.0167 | Residential & Commercial | USHP | Ducted CEE Tier 1
212987385 | Central HP <5.4 tons | TEMPSTAR | HRCU-A-CB (Split System: Heat Pump with Remote Outdoor Unit-Air-Source) | DLCURAH24ABK |  |  | EA*4X25L17A* | *96MSN0801716A* | 24400 | 17 | 8.5 | 25200 | 21600 | 85.71% | 1.8 | 0 | 10 |  |  |  |  | R-410A | 2.0333 | Residential & Commercial | USHP | Ducted CEE Tier 1
216790059 | Central HP <5.4 tons | DIRECT AIR | HRCU-A-C (Split System: Heat Pump with Remote Outdoor Unit with No Indoor Fan --Air Source) | DIRM4-36MAGICPRO20-OU |  |  | DIRM4-3621MAGICP20-CCOIL* | 0 | 36000 | 15.8 | 9.4 | 38000 | 36000 | 94.74% | 1.9 | 0 | 10.7 |  |  |  |  | R-454B | 3 | Residential & Commercial | USHP | Ducted CEE Tier 1
214396845 | Central HP <5.4 tons | COLEMAN | HRCU-A-CB (Split System: Heat Pump with Remote Outdoor Unit-Air-Source) | HH836E2S11 |  |  | CTF36B5CDS1 | TP9C060B12MP13 | 33000 | 17 | 8.5 | 31000 | 25200 | 81.29% | 2 | 0 | 11 |  |  |  |  | R-454B | 2.75 | Residential & Commercial | USHP | Ducted CEE Tier 1
214396886 | Central HP <5.4 tons | COLEMAN | HRCU-A-CB (Split System: Heat Pump with Remote Outdoor Unit-Air-Source) | HH836E2S11 |  |  | CTF36C5CDS1 | TL9E080C16UH11 | 33800 | 18 | 8.5 | 32000 | 26000 | 81.25% | 2 | 0 | 11 |  |  |  |  | R-454B | 2.8167 | Residential & Commercial | USHP | Ducted CEE Tier 1
214397363 | Central HP <5.4 tons | COLEMAN | HRCU-A-CB (Split System: Heat Pump with Remote Outdoor Unit-Air-Source) | HH836E2S11 |  |  | CTM48C5CFS1 | TP9C080C16MP13 | 32800 | 19 | 9 | 31200 | 25200 | 80.77% | 2 | 0 | 11 |  |  |  |  | R-454B | 2.7333 | Residential & Commercial | USHP | Ducted CEE Tier 1
216727316 | Central HP <5.4 tons | CARRIER | HRCU-A-CB (Split System: Heat Pump with Remote Outdoor Unit-Air-Source) | 37MUHAQ24AA3 |  |  | CAA**2414AM* | 58TP*B070V14**12 | 22200 | 16.5 | 8.5 | 21000 | 19200 | 91.43% | 1.96 | 0 | 10.5 |  |  |  |  | R-454B | 1.85 | Residential & Commercial | USHP | Ducted CEE Tier 1
216769751 | Central HP <5.4 tons | AIREASE | HRCU-A-CB (Split System: Heat Pump with Remote Outdoor Unit-Air-Source) | A7SCP18V60P-**A |  |  | 7E[C,U]49CX-**+TDR | A97US2V090C20S* | 45500 | 17.1 | 9 | 48000 | 39500 | 82.29% | 1.85 | 0 | 10 |  |  |  |  | R-454B | 3.7917 | Residential & Commercial | USHP | Ducted CEE Tier 1
216785496 | Central HP <5.4 tons | COLEMAN | HRCU-A-CB (Split System: Heat Pump with Remote Outdoor Unit-Air-Source) | HH836E2S11 |  |  | CTM36C5CDS1 | Z8ES100C20LMPS1 | 34400 | 18 | 8.5 | 32000 | 26200 | 81.88% | 2 | 0 | 11 |  |  |  |  | R-454B | 2.8667 | Residential & Commercial | USHP | Ducted CEE Tier 1
216786399 | Central HP <5.4 tons | COLEMAN | HRCU-A-CB (Split System: Heat Pump with Remote Outdoor Unit-Air-Source) | HH836E2S11 |  |  | CTU36B5XDS1+TXV | Z8ES080B12LMPS1 | 33200 | 18 | 8.5 | 30400 | 24800 | 81.58% | 2 | 0 | 11.7 |  |  |  |  | R-454B | 2.7667 | Residential & Commercial | USHP | Ducted CEE Tier 1
214396468 | Central HP <5.4 tons | COLEMAN | HRCU-A-CB (Split System: Heat Pump with Remote Outdoor Unit-Air-Source) | HH836E2S11 |  |  | CTM36C5CDS1 | TM8E080C20MP11 | 34400 | 17 | 8.5 | 32400 | 26400 | 81.48% | 2 | 0 | 11 |  |  |  |  | R-454B | 2.8667 | Residential & Commercial | USHP | Ducted CEE Tier 1
214396820 | Central HP <5.4 tons | COLEMAN | HRCU-A-CB (Split System: Heat Pump with Remote Outdoor Unit-Air-Source) | HH836E2S11 |  |  | CTM36B5CDS1 | TM8E100B12MP11 | 33200 | 18 | 8.5 | 31200 | 25000 | 80.13% | 2 | 0 | 11 |  |  |  |  | R-454B | 2.7667 | Residential & Commercial | USHP | Ducted CEE Tier 1
211228138 | Central HP <5.4 tons | BRYANT HEATING AND COOLING SYSTEMS | HRCU-A-CB (Split System: Heat Pump with Remote Outdoor Unit-Air-Source) | 38MURAQ36AB3* |  |  | CAP**4224AL* | 926TB66120V24*** | 35600 | 16 | 8.1 | 38500 | 35000 | 90.91% | 1.88 | 0 | 10 |  |  |  |  | R-410A | 2.9667 | Residential & Commercial | USHP | Ducted CEE Tier 1
216769709 | Central HP <5.4 tons | ARMSTRONG AIR | HRCU-A-CB (Split System: Heat Pump with Remote Outdoor Unit-Air-Source) | A7SCP18V36P-**A |  |  | 7EH36CX-**+TDR | A97US2V080C16X* | 34800 | 17.9 | 9 | 35800 | 28400 | 79.33% | 1.9 | 0 | 11 |  |  |  |  | R-454B | 2.9 | Residential & Commercial | USHP | Ducted CEE Tier 1
212384274 | Central HP <5.4 tons | CARRIER | HRCU-A-CB (Split System: Heat Pump with Remote Outdoor Unit-Air-Source) | 38MURAQ36AB3* |  |  | CNPV*4217AL* | 58S(B,C)*A070E17**12 | 35800 | 15.2 | 8.1 | 39500 | 35000 | 88.61% | 1.96 | 0 | 10 |  |  |  |  | R-410A | 2.9833 | Residential & Commercial | USHP | Ducted CEE Tier 1
212384710 | Central HP <5.4 tons | CARRIER | HRCU-A-CB (Split System: Heat Pump with Remote Outdoor Unit-Air-Source) | 38MURAQ36AB3* |  |  | CNPV*4221AL* | 58SU*A080E21**20 | 36800 | 15.2 | 8.1 | 40000 | 35200 | 88% | 1.94 | 0 | 10 |  |  |  |  | R-410A | 3.0667 | Residential & Commercial | USHP | Ducted CEE Tier 1
216571366 | Central HP <5.4 tons | DIRECT AIR | HRCU-A-CB (Split System: Heat Pump with Remote Outdoor Unit-Air-Source) | DIRM4-60MAGICPRO20-OU |  |  | DIRM4-60MAGICPRO20-AH | 0 | 54000 | 16 | 9 | 56000 | 52000 | 92.86% | 1.8 | 0 | 10 |  |  |  |  | R-454B | 4.5 | Residential & Commercial | USHP | Ducted CEE Tier 1
216784316 | Central HP <5.4 tons | COLEMAN | HRCU-A-CB (Split System: Heat Pump with Remote Outdoor Unit-Air-Source) | HH836E2S11 |  |  | CTU48C5XFS1+TXV | Z8ES120C20LMPS1 | 34200 | 19 | 9 | 32000 | 25400 | 79.38% | 2 | 0 | 11 |  |  |  |  | R-454B | 2.85 | Residential & Commercial | USHP | Ducted CEE Tier 1
211397805 | Central HP <5.4 tons | FRASER-JOHNSTON | HRCU-A-CB (Split System: Heat Pump with Remote Outdoor Unit-Air-Source) | HMH72B341 |  |  | XAFC48FBCN1 | TM8V080C16MP12 | 34000 | 16.5 | 8.5 | 33200 | 24400 | 73.49% | 2.1 | 0 | 9 |  |  |  |  | R-410A | 2.8333 | Residential & Commercial | USHP
216571360 | Central HP <5.4 tons | DIRECT AIR | HRCU-A-CB (Split System: Heat Pump with Remote Outdoor Unit-Air-Source) | DIRM4-60CS19-OU |  |  | DIRM4-60MAGICPRO20-AH | 0 | 54000 | 15.2 | 8.4 | 54000 | 38000 | 70.37% | 1.8 | 0 | 8.6 |  |  |  |  | R-454B | 4.5 | Residential & Commercial | USHP
214396815 | Central HP <5.4 tons | COLEMAN | HRCU-A-CB (Split System: Heat Pump with Remote Outdoor Unit-Air-Source) | HH836E2S11 |  |  | CTF36C5CDS1 | TL8E080C16UH11 | 34200 | 18 | 8.5 | 32200 | 26400 | 81.99% | 2 | 0 | 11 |  |  |  |  | R-454B | 2.85 | Residential & Commercial | USHP | Ducted CEE Tier 1
214396966 | Central HP <5.4 tons | COLEMAN | HRCU-A-CB (Split System: Heat Pump with Remote Outdoor Unit-Air-Source) | HH836E2S11 |  |  | CTF48C5CFS1 | TM8V100C16MP12 | 33400 | 18 | 9 | 31600 | 25400 | 80.38% | 2 | 0 | 11 |  |  |  |  | R-454B | 2.7833 | Residential & Commercial | USHP | Ducted CEE Tier 1
214396882 | Central HP <5.4 tons | COLEMAN | HRCU-A-CB (Split System: Heat Pump with Remote Outdoor Unit-Air-Source) | HH836E2S11 |  |  | CTM36C5CDS1 | CPLC080C16MP13 | 34000 | 18 | 8.5 | 32000 | 26200 | 81.88% | 2 | 0 | 11 |  |  |  |  | R-454B | 2.8333 | Residential & Commercial | USHP | Ducted CEE Tier 1
214396981 | Central HP <5.4 tons | COLEMAN | HRCU-A-CB (Split System: Heat Pump with Remote Outdoor Unit-Air-Source) | HH836E2S11 |  |  | CTF48C5CFS1 | TPLC080C16MP13 | 33400 | 18 | 9 | 31600 | 25400 | 80.38% | 2 | 0 | 11 |  |  |  |  | R-454B | 2.7833 | Residential & Commercial | USHP | Ducted CEE Tier 1
216619021 | Central HP <5.4 tons | AIREASE | HRCU-A-CB (Split System: Heat Pump with Remote Outdoor Unit-Air-Source) | A7SCP18V36P-**A |  |  | 7AH1AE36PX-** | 0 | 36000 | 18.5 | 9 | 36000 | 30000 | 83.33% | 1.9 | 0 | 11.7 |  |  |  |  | R-454B | 3 | Residential & Commercial | USHP | Ducted CEE Tier 1
216619023 | Central HP <5.4 tons | AIREASE | HRCU-A-CB (Split System: Heat Pump with Remote Outdoor Unit-Air-Source) | A7SCP18V36P-**A |  |  | 7AH1AE42PX-** | 0 | 35800 | 18 | 9 | 36000 | 30000 | 83.33% | 1.9 | 0 | 11.7 |  |  |  |  | R-454B | 2.9833 | Residential & Commercial | USHP | Ducted CEE Tier 1
211398559 | Central HP <5.4 tons | FRASER-JOHNSTON | HRCU-A-CB (Split System: Heat Pump with Remote Outdoor Unit-Air-Source) | HMH72B341 |  |  | XAUC48FXXN1+TXV | TM8E100C16MP11 | 33600 | 17 | 8.5 | 32400 | 23600 | 72.84% | 2.06 | 0 | 9.5 |  |  |  |  | R-410A | 2.8 | Residential & Commercial | USHP
211398641 | Central HP <5.4 tons | FRASER-JOHNSTON | HRCU-A-CB (Split System: Heat Pump with Remote Outdoor Unit-Air-Source) | HMH72B341 |  |  | XAHC48FBCN1 | TMLE100B12MP11 | 32600 | 17 | 8.1 | 31800 | 23200 | 72.96% | 2.02 | 0 | 9 |  |  |  |  | R-410A | 2.7167 | Residential & Commercial | USHP
211398773 | Central HP <5.4 tons | FRASER-JOHNSTON | HRCU-A-CB (Split System: Heat Pump with Remote Outdoor Unit-Air-Source) | HMH72B341 |  |  | XAHD48FBCN1 | TM8E080C16MP11 | 32800 | 16.5 | 8.5 | 31600 | 23000 | 72.78% | 2.02 | 0 | 9.5 |  |  |  |  | R-410A | 2.7333 | Residential & Commercial | USHP
211229551 | Central HP <5.4 tons | BRYANT HEATING AND COOLING SYSTEMS | HRCU-A-CB (Split System: Heat Pump with Remote Outdoor Unit-Air-Source) | 38MURAQ36AB3* |  |  | CAP**4824AL* | 926SA66120V24*** | 35800 | 16 | 8.5 | 38500 | 34600 | 89.87% | 2.04 | 0 | 10 |  |  |  |  | R-410A | 2.9833 | Residential & Commercial | USHP | Ducted CEE Tier 1
211229620 | Central HP <5.4 tons | BRYANT HEATING AND COOLING SYSTEMS | HRCU-A-CB (Split System: Heat Pump with Remote Outdoor Unit-Air-Source) | 38MURAQ36AB3* |  |  | CAP**4824AL* | 926TB66120V24*** | 36000 | 16 | 8.5 | 38500 | 34600 | 89.87% | 2.06 | 0 | 10 |  |  |  |  | R-410A | 3 | Residential & Commercial | USHP | Ducted CEE Tier 1
216769683 | Central HP <5.4 tons | ARMSTRONG AIR | HRCU-A-CB (Split System: Heat Pump with Remote Outdoor Unit-Air-Source) | A7SCP18V36P-**A |  |  | 7E[C,U]36BX-**+TDR | A97US2V040B12X* | 34600 | 17.7 | 8.5 | 35600 | 28400 | 79.78% | 1.85 | 0 | 11 |  |  |  |  | R-454B | 2.8833 | Residential & Commercial | USHP | Ducted CEE Tier 1
214396448 | Central HP <5.4 tons | COLEMAN | HRCU-A-CB (Split System: Heat Pump with Remote Outdoor Unit-Air-Source) | HH836E2S11 |  |  | CTF36C5CDS1 | TM8E120C16MP11 | 33200 | 18 | 8.5 | 30600 | 25000 | 81.7% | 2 | 0 | 11.7 |  |  |  |  | R-454B | 2.7667 | Residential & Commercial | USHP | Ducted CEE Tier 1
213425838 | Central HP <5.4 tons | DIRECT AIR | HRCU-A-C (Split System: Heat Pump with Remote Outdoor Unit with No Indoor Fan --Air Source) | DIRM-36MAGICPRO20-OU1F |  |  | DIRM-36MAGICPRO20-COIL | 0 | 35000 | 15.2 | 8.5 | 36000 | 30000 | 83.33% | 1.8 | 0 | 10 |  |  |  |  | R-410A | 2.9167 | Residential & Commercial | USHP | Ducted CEE Tier 1
214396498 | Central HP <5.4 tons | COLEMAN | HRCU-A-CB (Split System: Heat Pump with Remote Outdoor Unit-Air-Source) | HH836E2S11 |  |  | CTF48C5CFS1 | TM8E100C20MP11 | 34400 | 17 | 8.5 | 32600 | 25800 | 79.14% | 2 | 0 | 11 |  |  |  |  | R-454B | 2.8667 | Residential & Commercial | USHP | Ducted CEE Tier 1
214396884 | Central HP <5.4 tons | COLEMAN | HRCU-A-CB (Split System: Heat Pump with Remote Outdoor Unit-Air-Source) | HH836E2S11 |  |  | CTM36C5CDS1 | CPLC100C16MP13 | 34000 | 18 | 8.5 | 32000 | 26200 | 81.88% | 2 | 0 | 11 |  |  |  |  | R-454B | 2.8333 | Residential & Commercial | USHP | Ducted CEE Tier 1
216769682 | Central HP <5.4 tons | AIREASE | HRCU-A-CB (Split System: Heat Pump with Remote Outdoor Unit-Air-Source) | A7SCP18V36P-**A |  |  | 7E[C,U]30BX-**+TDR | A97US2V070B12S* | 34000 | 17.3 | 8.5 | 35600 | 28400 | 79.78% | 1.85 | 0 | 11 |  |  |  |  | R-454B | 2.8333 | Residential & Commercial | USHP | Ducted CEE Tier 1
216769696 | Central HP <5.4 tons | AIREASE | HRCU-A-CB (Split System: Heat Pump with Remote Outdoor Unit-Air-Source) | A7SCP18V36P-**A |  |  | 7EH30BX-**+TDR | A97US2V045B12S* | 34400 | 17.3 | 8.5 | 35600 | 28400 | 79.78% | 1.85 | 0 | 11 |  |  |  |  | R-454B | 2.8667 | Residential & Commercial | USHP | Ducted CEE Tier 1
216769712 | Central HP <5.4 tons | AIREASE | HRCU-A-CB (Split System: Heat Pump with Remote Outdoor Unit-Air-Source) | A7SCP18V36P-**A |  |  | 7ED30/36BX-**+TDR | A97DS2V070B16S* | 34000 | 16.5 | 8.5 | 35800 | 28600 | 79.89% | 1.85 | 0 | 10 |  |  |  |  | R-454B | 2.8333 | Residential & Commercial | USHP | Ducted CEE Tier 1
214396453 | Central HP <5.4 tons | COLEMAN | HRCU-A-CB (Split System: Heat Pump with Remote Outdoor Unit-Air-Source) | HH836E2S11 |  |  | CTF36C5CDS1 | TMLE120C16MP11 | 33200 | 18 | 8.5 | 30600 | 25000 | 81.7% | 2 | 0 | 11.7 |  |  |  |  | R-454B | 2.7667 | Residential & Commercial | USHP | Ducted CEE Tier 1
214396835 | Central HP <5.4 tons | COLEMAN | HRCU-A-CB (Split System: Heat Pump with Remote Outdoor Unit-Air-Source) | HH836E2S11 |  |  | CTF36B5CDS1 | TMLE080B12MP11 | 33600 | 18 | 8.5 | 31800 | 26000 | 81.76% | 2 | 0 | 11 |  |  |  |  | R-454B | 2.8 | Residential & Commercial | USHP | Ducted CEE Tier 1
216619041 | Central HP <5.4 tons | AIREASE | HRCU-A-C (Split System: Heat Pump with Remote Outdoor Unit with No Indoor Fan --Air Source) | A7SCP18V24P-**A |  |  | 7EH30AX-**+TDR | 0 | 24000 | 16 | 9 | 24000 | 22600 | 94.17% | 1.8 | 0 | 11.7 |  |  |  |  | R-454B | 2 | Residential & Commercial | USHP | Ducted CEE Tier 1
216619066 | Central HP <5.4 tons | AIREASE | HRCU-A-C (Split System: Heat Pump with Remote Outdoor Unit with No Indoor Fan --Air Source) | A7SCP18V60P-**A |  |  | 7ED50/60CX-**+TDR | 0 | 51000 | 15.2 | 8.5 | 54000 | 41500 | 76.85% | 1.95 | 0 | 10 |  |  |  |  | R-454B | 4.25 | Residential & Commercial | USHP | Ducted CEE Tier 1
216619016 | Central HP <5.4 tons | AIREASE | HRCU-A-CB (Split System: Heat Pump with Remote Outdoor Unit-Air-Source) | A7SCP18V24P-**A |  |  | 7AH1AE30PX-** | 0 | 24000 | 17.5 | 9.4 | 24000 | 23200 | 96.67% | 1.75 | 0 | 12 |  |  |  |  | R-454B | 2 | Residential & Commercial | USHP | Ducted CEE Tier 1
216619018 | Central HP <5.4 tons | AIREASE | HRCU-A-CB (Split System: Heat Pump with Remote Outdoor Unit-Air-Source) | A7SCP18V24P-**A |  |  | 7AH2AV24PXC-** | 0 | 24000 | 17 | 9.4 | 24000 | 23200 | 96.67% | 1.8 | 0 | 11.7 |  |  |  |  | R-454B | 2 | Residential & Commercial | USHP | Ducted CEE Tier 1
214232451 | Central HP <5.4 tons | AURORA | HRCU-A-CB (Split System: Heat Pump with Remote Outdoor Unit-Air-Source) | AU-LXU60-2A-OI |  |  | AU-LCU60-2A-I | 0 | 55000 | 15.3 | 9.4 | 59000 | 48500 | 82.2% | 1.91 | 9 | 8.8 |  |  |  |  | R-410A | 4.5833 | Residential & Commercial | USHP
210473004 | Central HP <5.4 tons | KENMORE | HRCU-A-CB (Split System: Heat Pump with Remote Outdoor Unit-Air-Source) | (C,H,T)VH825GKA3* |  |  | EA*4X42L24A*+WALLCON | *95CSU1002122A* | 23800 | 17 | 8.1 | 21400 | 16600 | 77.57% | 1.96 | 0 | 11 |  |  |  |  | R-410A | 1.9833 | Residential & Commercial | USHP | Ducted CEE Tier 1
211397672 | Central HP <5.4 tons | FRASER-JOHNSTON | HRCU-A-CB (Split System: Heat Pump with Remote Outdoor Unit-Air-Source) | HMH72B341 |  |  | XAFD48FBCN1 | TPLC100C16MP13 | 34000 | 16.5 | 8.5 | 33000 | 24400 | 73.94% | 2.1 | 0 | 9 |  |  |  |  | R-410A | 2.8333 | Residential & Commercial | USHP
211397738 | Central HP <5.4 tons | FRASER-JOHNSTON | HRCU-A-CB (Split System: Heat Pump with Remote Outdoor Unit-Air-Source) | HMH72B341 |  |  | XAFC48FXXN1+TXV | TPLC080C16MP13 | 34000 | 16.5 | 8.5 | 33200 | 24400 | 73.49% | 2.1 | 0 | 9 |  |  |  |  | R-410A | 2.8333 | Residential & Commercial | USHP
216619013 | Central HP <5.4 tons | AIREASE | HRCU-A-CB (Split System: Heat Pump with Remote Outdoor Unit-Air-Source) | A7SCP18V24P-**A |  |  | 7AH1AV18PX-** | 0 | 24000 | 17.5 | 9.4 | 24000 | 23400 | 97.5% | 1.75 | 0 | 11.7 |  |  |  |  | R-454B | 2 | Residential & Commercial | USHP | Ducted CEE Tier 1
216619029 | Central HP <5.4 tons | AIREASE | HRCU-A-CB (Split System: Heat Pump with Remote Outdoor Unit-Air-Source) | A7SCP18V60P-**A |  |  | 7AH1AE48PX-** | 0 | 46000 | 17.5 | 9 | 48000 | 43000 | 89.58% | 1.8 | 0 | 11 |  |  |  |  | R-454B | 3.8333 | Residential & Commercial | USHP | Ducted CEE Tier 1
216619031 | Central HP <5.4 tons | AIREASE | HRCU-A-CB (Split System: Heat Pump with Remote Outdoor Unit-Air-Source) | A7SCP18V60P-**A |  |  | 7AH2AV48PXC-** | 0 | 46500 | 17.5 | 9 | 48000 | 43000 | 89.58% | 1.8 | 0 | 10.5 |  |  |  |  | R-454B | 3.875 | Residential & Commercial | USHP | Ducted CEE Tier 1
216727332 | Central HP <5.4 tons | CARRIER | HRCU-A-CB (Split System: Heat Pump with Remote Outdoor Unit-Air-Source) | 37MUHAQ24AA3 |  |  | CAA**2417AM* | 58S(B,C)*B070M17**16 | 22000 | 16 | 8.5 | 21000 | 19100 | 90.95% | 1.96 | 0 | 10.5 |  |  |  |  | R-454B | 1.8333 | Residential & Commercial | USHP | Ducted CEE Tier 1
216727389 | Central HP <5.4 tons | CARRIER | HRCU-A-CB (Split System: Heat Pump with Remote Outdoor Unit-Air-Source) | 37MUHAQ24AA3 |  |  | CAA**2517AM* | 58SP*B045V14**12 | 22800 | 16.5 | 8.5 | 20600 | 18400 | 89.32% | 1.98 | 0 | 11 |  |  |  |  | R-454B | 1.9 | Residential & Commercial | USHP | Ducted CEE Tier 1
216727414 | Central HP <5.4 tons | CARRIER | HRCU-A-CB (Split System: Heat Pump with Remote Outdoor Unit-Air-Source) | 37MUHAQ24AA3 |  |  | CAA**2517AM* | 59SC6A060M17**16 | 23200 | 15.5 | 8.5 | 20800 | 18500 | 88.94% | 1.98 | 0 | 11 |  |  |  |  | R-454B | 1.9333 | Residential & Commercial | USHP | Ducted CEE Tier 1
216727439 | Central HP <5.4 tons | CARRIER | HRCU-A-CB (Split System: Heat Pump with Remote Outdoor Unit-Air-Source) | 37MUHAQ24AA3 |  |  | CAA**3014AM* | 58SP*B045V14**12 | 22000 | 16 | 8.1 | 20800 | 18700 | 89.9% | 1.85 | 0 | 10.5 |  |  |  |  | R-454B | 1.8333 | Residential & Commercial | USHP | Ducted CEE Tier 1
216727464 | Central HP <5.4 tons | CARRIER | HRCU-A-CB (Split System: Heat Pump with Remote Outdoor Unit-Air-Source) | 37MUHAQ24AA3 |  |  | CAA**3017AM* | 58SP*B070V17**16 | 22200 | 16 | 8.1 | 20800 | 18800 | 90.38% | 1.85 | 0 | 10.5 |  |  |  |  | R-454B | 1.85 | Residential & Commercial | USHP | Ducted CEE Tier 1
216727491 | Central HP <5.4 tons | CARRIER | HRCU-A-CB (Split System: Heat Pump with Remote Outdoor Unit-Air-Source) | 37MUHAQ24AA3 |  |  | CAA**3017AM* | 59SP6B060V14**12 | 22200 | 16 | 8.1 | 20800 | 18800 | 90.38% | 1.85 | 0 | 10.5 |  |  |  |  | R-454B | 1.85 | Residential & Commercial | USHP | Ducted CEE Tier 1
216727500 | Central HP <5.4 tons | CARRIER | HRCU-A-CB (Split System: Heat Pump with Remote Outdoor Unit-Air-Source) | 37MUHAQ24AA3 |  |  | CAA**3017AM* | GG96VTAB30040A** | 22000 | 15.5 | 8.1 | 21000 | 18900 | 90% | 1.85 | 0 | 10.5 |  |  |  |  | R-454B | 1.8333 | Residential & Commercial | USHP | Ducted CEE Tier 1
216727516 | Central HP <5.4 tons | CARRIER | HRCU-A-CB (Split System: Heat Pump with Remote Outdoor Unit-Air-Source) | 37MUHAQ24AA3 |  |  | CAA**3617AM* | 58S(B,C)*B070M14**12 | 22400 | 16.5 | 8.5 | 20800 | 18700 | 89.9% | 1.96 | 0 | 11 |  |  |  |  | R-454B | 1.8667 | Residential & Commercial | USHP | Ducted CEE Tier 1
214389283 | Central HP <5.4 tons | BRYANT HEATING AND COOLING SYSTEMS | HRCU-A-CB (Split System: Heat Pump with Remote Outdoor Unit-Air-Source) | 284ANV036*0**B* |  |  | CNPV*4821AL*+UI | 88*TB48090C17*** | 33800 | 19.5 | 9 | 36800 | 26000 | 70.65% | 2.02 | 0 | 12 |  |  |  |  | R-410A | 2.8167 | Residential & Commercial | USHP | Ducted CEE Tier 1
214389315 | Central HP <5.4 tons | BRYANT HEATING AND COOLING SYSTEMS | HRCU-A-CB (Split System: Heat Pump with Remote Outdoor Unit-Air-Source) | 284ANV036*0**B* |  |  | CNPV*4824AL*+UI | 986TD66120C24*** | 33800 | 19.5 | 9 | 36600 | 26000 | 71.04% | 2.04 | 0 | 12.5 |  |  |  |  | R-410A | 2.8167 | Residential & Commercial | USHP | Ducted CEE Tier 1
214397115 | Central HP <5.4 tons | COLEMAN | HRCU-A-CB (Split System: Heat Pump with Remote Outdoor Unit-Air-Source) | HH824E2S11 |  |  | CTF30A5ADS1 | TM9E026A08MP12 | 23000 | 17 | 9 | 23000 | 18300 | 79.57% | 2 | 0 | 12 |  |  |  |  | R-454B | 1.9167 | Residential & Commercial | USHP | Ducted CEE Tier 1
214397150 | Central HP <5.4 tons | COLEMAN | HRCU-A-CB (Split System: Heat Pump with Remote Outdoor Unit-Air-Source) | HH824E2S11 |  |  | CTF30B5ACS1 | TM8V080B12MP12 | 23000 | 17 | 9.5 | 23000 | 17900 | 77.83% | 2 | 0 | 12 |  |  |  |  | R-454B | 1.9167 | Residential & Commercial | USHP | Ducted CEE Tier 1
216013462 | Central HP <5.4 tons | AIREASE | HRCU-A-CB (Split System: Heat Pump with Remote Outdoor Unit-Air-Source) | A7SCP18V60P-**A |  |  | 7AH1AV48PX-** | 0 | 47500 | 18 | 9.5 | 48000 | 42000 | 87.5% | 1.75 | 0 | 11.7 |  |  |  |  | R-454B | 3.9583 | Residential & Commercial | USHP | Ducted CEE Tier 1
216727550 | Central HP <5.4 tons | CARRIER | HRCU-A-CB (Split System: Heat Pump with Remote Outdoor Unit-Air-Source) | 37MUHAQ24AA3 |  |  | CAA**3617AM* | 59SP6B060V14**12 | 22200 | 16 | 8.1 | 20800 | 18700 | 89.9% | 1.85 | 0 | 10.5 |  |  |  |  | R-454B | 1.85 | Residential & Commercial | USHP | Ducted CEE Tier 1
216727566 | Central HP <5.4 tons | CARRIER | HRCU-A-CB (Split System: Heat Pump with Remote Outdoor Unit-Air-Source) | 37MUHAQ24AA3 |  |  | CAA**3617AM* | 59TP7A060V17**16 | 22400 | 16 | 8.5 | 20800 | 18700 | 89.9% | 1.96 | 0 | 10.5 |  |  |  |  | R-454B | 1.8667 | Residential & Commercial | USHP | Ducted CEE Tier 1
216727591 | Central HP <5.4 tons | CARRIER | HRCU-A-CB (Split System: Heat Pump with Remote Outdoor Unit-Air-Source) | 37MUHAQ24AA3 |  |  | CAA**3717AM* | 58TP*B070V17**16 | 22800 | 16 | 8.5 | 20800 | 18400 | 88.46% | 1.96 | 0 | 11 |  |  |  |  | R-454B | 1.9 | Residential & Commercial | USHP | Ducted CEE Tier 1
216727607 | Central HP <5.4 tons | CARRIER | HRCU-A-CB (Split System: Heat Pump with Remote Outdoor Unit-Air-Source) | 37MUHAQ24AA3 |  |  | CAA**3717AM* | 59SP6B040V17**12 | 22800 | 16 | 8.5 | 20800 | 18600 | 89.42% | 1.96 | 0 | 10.5 |  |  |  |  | R-454B | 1.9 | Residential & Commercial | USHP | Ducted CEE Tier 1
216727634 | Central HP <5.4 tons | CARRIER | HRCU-A-CB (Split System: Heat Pump with Remote Outdoor Unit-Air-Source) | 37MUHAQ24AA3 |  |  | CAA**3721AM* | 58S(B,C)*B070M17**12 | 23200 | 16.5 | 8.5 | 20600 | 18400 | 89.32% | 1.96 | 0 | 11 |  |  |  |  | R-454B | 1.9333 | Residential & Commercial | USHP | Ducted CEE Tier 1
216727639 | Central HP <5.4 tons | CARRIER | HRCU-A-CB (Split System: Heat Pump with Remote Outdoor Unit-Air-Source) | 37MUHAQ24AA3 |  |  | CAA**3721AM* | 58S(B,C)*B110M21**20 | 23600 | 16 | 8.5 | 20800 | 18500 | 88.94% | 1.96 | 0 | 11 |  |  |  |  | R-454B | 1.9667 | Residential & Commercial | USHP | Ducted CEE Tier 1
216727741 | Central HP <5.4 tons | CARRIER | HRCU-A-CB (Split System: Heat Pump with Remote Outdoor Unit-Air-Source) | 37MUHAQ24AA3 |  |  | CSAH*2412AM* | 58TP*B090V17**16 | 22200 | 15.2 | 8.1 | 21000 | 19000 | 90.48% | 1.9 | 0 | 10.5 |  |  |  |  | R-454B | 1.85 | Residential & Commercial | USHP | Ducted CEE Tier 1
216727775 | Central HP <5.4 tons | CARRIER | HRCU-A-CB (Split System: Heat Pump with Remote Outdoor Unit-Air-Source) | 37MUHAQ24AA3 |  |  | CSAH*2412AM* | 59SU5B080M21**20 | 22400 | 15.2 | 8.1 | 21200 | 19100 | 90.09% | 1.85 | 0 | 10.5 |  |  |  |  | R-454B | 1.8667 | Residential & Commercial | USHP | Ducted CEE Tier 1
216769630 | Central HP <5.4 tons | AIREASE | HRCU-A-CB (Split System: Heat Pump with Remote Outdoor Unit-Air-Source) | A7SCP18V24P-**A |  |  | 7E[C,U]30BX-**+TDR | A97US2V060B12X* | 23800 | 17 | 9 | 24000 | 20800 | 86.67% | 1.8 | 0 | 11.7 |  |  |  |  | R-454B | 1.9833 | Residential & Commercial | USHP | Ducted CEE Tier 1
216769755 | Central HP <5.4 tons | AIREASE | HRCU-A-CB (Split System: Heat Pump with Remote Outdoor Unit-Air-Source) | A7SCP18V60P-**A |  |  | 7EH42CX-**+TDR | A97US2V080C20X* | 44000 | 16.35 | 8.5 | 47500 | 39500 | 83.16% | 1.8 | 0 | 10 |  |  |  |  | R-454B | 3.6667 | Residential & Commercial | USHP | Ducted CEE Tier 1
214397105 | Central HP <5.4 tons | COLEMAN | HRCU-A-CB (Split System: Heat Pump with Remote Outdoor Unit-Air-Source) | HH824E2S11 |  |  | CTF36B5ADS1 | TM8Y080B12MP11 | 23000 | 18 | 9.5 | 23000 | 18300 | 79.57% | 2 | 0 | 12 |  |  |  |  | R-454B | 1.9167 | Residential & Commercial | USHP | Ducted CEE Tier 1
213771087 | Central HP <5.4 tons | HEIL | HRCU-A-CB (Split System: Heat Pump with Remote Outdoor Unit-Air-Source) | HVH825GKA2* |  |  | EA*4X37L17A*+WALLCON | *97CMN0801714B* | 24200 | 16 | 8.1 | 21400 | 16700 | 78.04% | 2 | 0 | 11 |  |  |  |  | R-410A | 2.0167 | Residential & Commercial | USHP | Ducted CEE Tier 1
216769807 | Central HP <5.4 tons | AIREASE | HRCU-A-CB (Split System: Heat Pump with Remote Outdoor Unit-Air-Source) | A7SCP18V60P-**A |  |  | 7ED60DX-**+TDR | A97DS2V110C20S* | 52500 | 16 | 8.5 | 55000 | 41000 | 74.55% | 1.9 | 0 | 9.8 |  |  |  |  | R-454B | 4.375 | Residential & Commercial | USHP
216619061 | Central HP <5.4 tons | AIREASE | HRCU-A-C (Split System: Heat Pump with Remote Outdoor Unit with No Indoor Fan --Air Source) | A7SCP18V60P-**A |  |  | 7ED42BX-**+TDR | 0 | 47500 | 15.2 | 8.5 | 47500 | 39500 | 83.16% | 1.85 | 0 | 10 |  |  |  |  | R-454B | 3.9583 | Residential & Commercial | USHP | Ducted CEE Tier 1
213770687 | Central HP <5.4 tons | HEIL | HRCU-A-CB (Split System: Heat Pump with Remote Outdoor Unit-Air-Source) | HVH825GKA2* |  |  | EA*4X30L14A*+WALLCON | *80CTL0701412B* | 23400 | 16.5 | 8.1 | 21600 | 16700 | 77.31% | 1.92 | 0 | 11 |  |  |  |  | R-410A | 1.95 | Residential & Commercial | USHP | Ducted CEE Tier 1
213770887 | Central HP <5.4 tons | HEIL | HRCU-A-CB (Split System: Heat Pump with Remote Outdoor Unit-Air-Source) | HVH825GKA2* |  |  | EA*4X36L17A*+WALLCON | *96CTN0601714B* | 23400 | 16 | 8.1 | 21600 | 16700 | 77.31% | 1.92 | 0 | 10.5 |  |  |  |  | R-410A | 1.95 | Residential & Commercial | USHP | Ducted CEE Tier 1
211226806 | Central HP <5.4 tons | COMFORTMAKER | HRCU-A-CB (Split System: Heat Pump with Remote Outdoor Unit-Air-Source) | DLCURAH36ABK |  |  | EA*4X37L21A* | *80ES(N,L)0702116A* | 37200 | 15.5 | 8.5 | 38500 | 35000 | 90.91% | 2.12 | 0 | 10 |  |  |  |  | R-410A | 3.1 | Residential & Commercial | USHP | Ducted CEE Tier 1
211230123 | Central HP <5.4 tons | COMFORTMAKER | HRCU-A-CB (Split System: Heat Pump with Remote Outdoor Unit-Air-Source) | DLCURAH36ABK |  |  | EN(A,D,W)4X48L21** | *92ESN0601714A* | 36200 | 16 | 8.1 | 38500 | 34800 | 90.39% | 2.02 | 0 | 10 |  |  |  |  | R-410A | 3.0167 | Residential & Commercial | USHP | Ducted CEE Tier 1
211228559 | Central HP <5.4 tons | COMFORTMAKER | HRCU-A-CB (Split System: Heat Pump with Remote Outdoor Unit-Air-Source) | DLCURAH36ABK |  |  | EA*4X43L21A* | *96VSN0802120A* | 36400 | 16 | 8.5 | 38500 | 34800 | 90.39% | 2.08 | 0 | 10 |  |  |  |  | R-410A | 3.0333 | Residential & Commercial | USHP | Ducted CEE Tier 1
211228640 | Central HP <5.4 tons | COMFORTMAKER | HRCU-A-CB (Split System: Heat Pump with Remote Outdoor Unit-Air-Source) | DLCURAH36ABK |  |  | EA*4X43L21A* | *96VTN0802120A* | 37000 | 15.5 | 8.5 | 38500 | 35000 | 90.91% | 2.1 | 0 | 10 |  |  |  |  | R-410A | 3.0833 | Residential & Commercial | USHP | Ducted CEE Tier 1
211228777 | Central HP <5.4 tons | COMFORTMAKER | HRCU-A-CB (Split System: Heat Pump with Remote Outdoor Unit-Air-Source) | DLCURAH36ABK |  |  | EA*4X48L21A* | *80ES(N,L)0901714A* | 36400 | 16 | 8.5 | 38500 | 34800 | 90.39% | 2.08 | 0 | 10 |  |  |  |  | R-410A | 3.0333 | Residential & Commercial | USHP | Ducted CEE Tier 1
212388353 | Central HP <5.4 tons | DIRECT AIR | HRCU-A-C (Split System: Heat Pump with Remote Outdoor Unit with No Indoor Fan --Air Source) | DIRM-30MAGICPRO20-OU |  |  | DIRM-36MAGICPRO20-COIL | 0 | 30000 | 15.5 | 9.7 | 33000 | 27000 | 81.82% | 1.85 | 10.7 | 10.5 |  |  |  |  | R-410A | 2.5 | Residential & Commercial | USHP | Ducted CEE Tier 1
212917386 | Central HP <5.4 tons | TCL | HRCU-A-CB (Split System: Heat Pump with Remote Outdoor Unit-Air-Source) | TCE-60HA/DV2ON |  |  | TCE-3036D6HWA/DVOE(02) | MGH96M060B3A | 33000 | 17 | 8.5 | 34000 | 25000 | 73.53% | 1.9 | 0 | 11.7 |  |  |  |  | R-410A | 2.75 | Residential & Commercial | USHP | Ducted CEE Tier 1
214396805 | Central HP <5.4 tons | COLEMAN | HRCU-A-CB (Split System: Heat Pump with Remote Outdoor Unit-Air-Source) | HH836E2S11 |  |  | CTF36B5CDS1 | TM9E060B12MP12 | 33200 | 17 | 8.5 | 31600 | 25400 | 80.38% | 2 | 0 | 11 |  |  |  |  | R-454B | 2.7667 | Residential & Commercial | USHP | Ducted CEE Tier 1
214396840 | Central HP <5.4 tons | COLEMAN | HRCU-A-CB (Split System: Heat Pump with Remote Outdoor Unit-Air-Source) | HH836E2S11 |  |  | CTF36B5CDS1 | TM9V060B12MP12 | 33000 | 17 | 8.5 | 31000 | 25200 | 81.29% | 2 | 0 | 11 |  |  |  |  | R-454B | 2.75 | Residential & Commercial | USHP | Ducted CEE Tier 1
214396857 | Central HP <5.4 tons | COLEMAN | HRCU-A-CB (Split System: Heat Pump with Remote Outdoor Unit-Air-Source) | HH836E2S11 |  |  | CTM36C5CDS1 | TM8V100C16MP12 | 34000 | 18 | 8.5 | 32000 | 26200 | 81.88% | 2 | 0 | 11 |  |  |  |  | R-454B | 2.8333 | Residential & Commercial | USHP | Ducted CEE Tier 1
214397259 | Central HP <5.4 tons | COLEMAN | HRCU-A-CB (Split System: Heat Pump with Remote Outdoor Unit-Air-Source) | HH836E2S11 |  |  | CTF36B5CDS1 | TM8Y080B12MP11 | 33400 | 18 | 8.5 | 31200 | 25600 | 82.05% | 2 | 0 | 11 |  |  |  |  | R-454B | 2.7833 | Residential & Commercial | USHP | Ducted CEE Tier 1
216727816 | Central HP <5.4 tons | CARRIER | HRCU-A-CB (Split System: Heat Pump with Remote Outdoor Unit-Air-Source) | 37MUHAQ24AA3 |  |  | CSAH*3012AM* | 58S(B,C)*B110M24**20 | 22600 | 15.5 | 8.1 | 21000 | 18800 | 89.52% | 1.85 | 0 | 10.5 |  |  |  |  | R-454B | 1.8833 | Residential & Commercial | USHP | Ducted CEE Tier 1
216727857 | Central HP <5.4 tons | CARRIER | HRCU-A-CB (Split System: Heat Pump with Remote Outdoor Unit-Air-Source) | 37MUHAQ24AA3 |  |  | CSAH*3012AM* | 59SC2E080M21**20 | 22800 | 15.5 | 8.1 | 21200 | 18900 | 89.15% | 1.85 | 0 | 10.5 |  |  |  |  | R-454B | 1.9 | Residential & Commercial | USHP | Ducted CEE Tier 1
216727875 | Central HP <5.4 tons | CARRIER | HRCU-A-CB (Split System: Heat Pump with Remote Outdoor Unit-Air-Source) | 37MUHAQ24AA3 |  |  | CSAH*3012AM* | 59SP6B080V21**20 | 22600 | 15.5 | 8.1 | 21000 | 18900 | 90% | 1.85 | 0 | 10.5 |  |  |  |  | R-454B | 1.8833 | Residential & Commercial | USHP | Ducted CEE Tier 1
216727366 | Central HP <5.4 tons | CARRIER | HRCU-A-CB (Split System: Heat Pump with Remote Outdoor Unit-Air-Source) | 37MUHAQ24AA3 |  |  | CAA**2417AM* | 59TN6C040C14**10 | 21800 | 15.2 | 8.5 | 21200 | 19300 | 91.04% | 1.96 | 0 | 10 |  |  |  |  | R-454B | 1.8167 | Residential & Commercial | USHP | Ducted CEE Tier 1
216727441 | Central HP <5.4 tons | CARRIER | HRCU-A-CB (Split System: Heat Pump with Remote Outdoor Unit-Air-Source) | 37MUHAQ24AA3 |  |  | CAA**3014AM* | 58TN*B070C14**12 | 22000 | 16.5 | 8.1 | 20800 | 18700 | 89.9% | 1.85 | 0 | 10.5 |  |  |  |  | R-454B | 1.8333 | Residential & Commercial | USHP | Ducted CEE Tier 1
216623499 | Central HP <5.4 tons | DIRECT AIR | HRCU-A-C (Split System: Heat Pump with Remote Outdoor Unit with No Indoor Fan --Air Source) | DIRM4-60MAGICPRO20-OU |  |  | DIRM4-6021MAGICP20-CCOIL | 0 | 52000 | 16 | 8.5 | 56000 | 45000 | 80.36% | 1.8 | 0 | 10 |  |  |  |  | R-454B | 4.3333 | Residential & Commercial | USHP | Ducted CEE Tier 1
216769653 | Central HP <5.4 tons | ARMSTRONG AIR | HRCU-A-CB (Split System: Heat Pump with Remote Outdoor Unit-Air-Source) | A7SCP18V24P-**A |  |  | 7EH30BX-**+TDR | A97US2V060B12X* | 24000 | 17.25 | 9 | 24000 | 20800 | 86.67% | 1.8 | 0 | 12 |  |  |  |  | R-454B | 2 | Residential & Commercial | USHP | Ducted CEE Tier 1
216013463 | Central HP <5.4 tons | AIREASE | HRCU-A-CB (Split System: Heat Pump with Remote Outdoor Unit-Air-Source) | A7SCP18V60P-**A |  |  | 7AH1AV60PX-** | 0 | 55000 | 16 | 9.4 | 55000 | 43000 | 78.18% | 1.75 | 0 | 10 |  |  |  |  | R-454B | 4.5833 | Residential & Commercial | USHP | Ducted CEE Tier 1
216769753 | Central HP <5.4 tons | AIREASE | HRCU-A-CB (Split System: Heat Pump with Remote Outdoor Unit-Air-Source) | A7SCP18V60P-**A |  |  | 7EH42CX-**+TDR | A97US2V080C16X* | 44000 | 16 | 8.5 | 48000 | 40000 | 83.33% | 1.8 | 0 | 10 |  |  |  |  | R-454B | 3.6667 | Residential & Commercial | USHP | Ducted CEE Tier 1
216769803 | Central HP <5.4 tons | AIREASE | HRCU-A-CB (Split System: Heat Pump with Remote Outdoor Unit-Air-Source) | A7SCP18V60P-**A |  |  | 7E[C,U]60DX-**+TDR | A97US2V135D20S* | 54000 | 16.65 | 8.5 | 54500 | 40500 | 74.31% | 1.85 | 0 | 10 |  |  |  |  | R-454B | 4.5 | Residential & Commercial | USHP | Ducted CEE Tier 1
211230119 | Central HP <5.4 tons | BRYANT HEATING AND COOLING SYSTEMS | HRCU-A-CB (Split System: Heat Pump with Remote Outdoor Unit-Air-Source) | 38MURAQ36AB3* |  |  | CNPV*4821AL* | 912SD42060E17*** | 36200 | 16 | 8.1 | 38500 | 34800 | 90.39% | 2.02 | 0 | 10 |  |  |  |  | R-410A | 3.0167 | Residential & Commercial | USHP | Ducted CEE Tier 1
216769714 | Central HP <5.4 tons | AIREASE | HRCU-A-CB (Split System: Heat Pump with Remote Outdoor Unit-Air-Source) | A7SCP18V36P-**A |  |  | 7ED42BX-**+TDR | A97DS2V070B16S* | 35000 | 17.2 | 8.5 | 36000 | 28600 | 79.44% | 1.9 | 0 | 10 |  |  |  |  | R-454B | 2.9167 | Residential & Commercial | USHP | Ducted CEE Tier 1
216769632 | Central HP <5.4 tons | AIREASE | HRCU-A-CB (Split System: Heat Pump with Remote Outdoor Unit-Air-Source) | A7SCP18V24P-**A |  |  | 7E[C,U]30BX-**+TDR | A97US2V045B12S* | 23800 | 16.95 | 9 | 24000 | 20800 | 86.67% | 1.8 | 0 | 11.7 |  |  |  |  | R-454B | 1.9833 | Residential & Commercial | USHP | Ducted CEE Tier 1
216769791 | Central HP <5.4 tons | AIREASE | HRCU-A-CB (Split System: Heat Pump with Remote Outdoor Unit-Air-Source) | A7SCP18V60P-**A |  |  | 7E[C,U]60CX-**+TDR | A97US2V080C20X* | 54500 | 16.45 | 8.5 | 55000 | 40500 | 73.64% | 1.9 | 0 | 10 |  |  |  |  | R-454B | 4.5417 | Residential & Commercial | USHP | Ducted CEE Tier 1
213826691 | Central HP <5.4 tons | TRANE | HRCU-A-CB (Split System: Heat Pump with Remote Outdoor Unit-Air-Source) | 4TWV7X48A1 |  |  | 4TXCC009DS3 | S9V2C100U4VSA+LRP | 46500 | 17.1 | 8.5 | 40500 | 28400 | 70.12% | 1.8 | 0 | 11.7 |  |  |  |  | R-410A | 3.875 | Residential & Commercial | USHP | Ducted CEE Tier 1
216769646 | Central HP <5.4 tons | AIREASE | HRCU-A-CB (Split System: Heat Pump with Remote Outdoor Unit-Air-Source) | A7SCP18V24P-**A |  |  | 7EH24BX-**+TDR | A97US2V060B12X* | 24000 | 17.3 | 9 | 24000 | 20800 | 86.67% | 1.8 | 0 | 12 |  |  |  |  | R-454B | 2 | Residential & Commercial | USHP | Ducted CEE Tier 1
216769739 | Central HP <5.4 tons | AIREASE | HRCU-A-CB (Split System: Heat Pump with Remote Outdoor Unit-Air-Source) | A7SCP18V60P-**A |  |  | 7E[C,U]48CX-**+TDR | A97US2V080C20X* | 44000 | 16.75 | 8.5 | 47500 | 39500 | 83.16% | 1.8 | 0 | 10 |  |  |  |  | R-454B | 3.6667 | Residential & Commercial | USHP | Ducted CEE Tier 1
216769741 | Central HP <5.4 tons | AIREASE | HRCU-A-CB (Split System: Heat Pump with Remote Outdoor Unit-Air-Source) | A7SCP18V60P-**A |  |  | 7E[C,U]48CX-**+TDR | A97US2V110C20S* | 44000 | 16.75 | 8.5 | 47500 | 39500 | 83.16% | 1.8 | 0 | 10 |  |  |  |  | R-454B | 3.6667 | Residential & Commercial | USHP | Ducted CEE Tier 1
211253509 | Central HP <5.4 tons | NOVAIR | HRCU-A-CB (Split System: Heat Pump with Remote Outdoor Unit-Air-Source) | LEA30-EVOX-30-O |  |  | LEA30-EVOX-30-I | 0 | 30000 | 16.2 | 8.9 | 33000 | 24000 | 72.73% | 1.8 | 11 | 10 |  |  |  |  | R-410A | 2.5 | Residential & Commercial | USHP | Ducted CEE Tier 1
214397382 | Central HP <5.4 tons | COLEMAN | HRCU-A-CB (Split System: Heat Pump with Remote Outdoor Unit-Air-Source) | HH836E2S11 |  |  | CTF48C5CFS1 | TM9E080C16MP12 | 33400 | 19 | 9 | 31400 | 25400 | 80.89% | 2 | 0 | 11 |  |  |  |  | R-454B | 2.7833 | Residential & Commercial | USHP | Ducted CEE Tier 1
211398633 | Central HP <5.4 tons | FRASER-JOHNSTON | HRCU-A-CB (Split System: Heat Pump with Remote Outdoor Unit-Air-Source) | HMH72B341 |  |  | XAHC48FBCN1 | TM8E100B12MP11 | 32600 | 17 | 8.1 | 31800 | 23200 | 72.96% | 2.02 | 0 | 9 |  |  |  |  | R-410A | 2.7167 | Residential & Commercial | USHP
211228801 | Central HP <5.4 tons | COMFORTMAKER | HRCU-A-CB (Split System: Heat Pump with Remote Outdoor Unit-Air-Source) | DLCURAH36ABK |  |  | EA*4X48L21A* | *80ES(N,L)0902120A* | 36400 | 16 | 8.5 | 38500 | 34800 | 90.39% | 2.08 | 0 | 10 |  |  |  |  | R-410A | 3.0333 | Residential & Commercial | USHP | Ducted CEE Tier 1
216619043 | Central HP <5.4 tons | AIREASE | HRCU-A-C (Split System: Heat Pump with Remote Outdoor Unit with No Indoor Fan --Air Source) | A7SCP18V24P-**A |  |  | 7ED24AX-**+TDR | 0 | 24000 | 15.2 | 8.5 | 24000 | 22600 | 94.17% | 1.75 | 0 | 11.7 |  |  |  |  | R-454B | 2 | Residential & Commercial | USHP | Ducted CEE Tier 1
211010189 | Central HP <5.4 tons | JOHNSON CONTROLS | HRCU-A-CB (Split System: Heat Pump with Remote Outdoor Unit-Air-Source) | HL20B2421 |  |  | JHVVB24DE1C2N1+CC | 0 | 23000 | 19 | 8.5 | 22400 | 19600 | 87.5% | 1.9 | 0 | 12.4 |  |  |  |  | R-410A | 1.9167 | Residential & Commercial | USHP | Ducted CEE Tier 1
216031611 | Central HP <5.4 tons | AIREASE | HRCU-A-C (Split System: Heat Pump with Remote Outdoor Unit with No Indoor Fan --Air Source) | A7SCP18V60P-**A |  |  | 7E[C,U]48CX-**+TDR | 0 | 47500 | 15.2 | 8.5 | 48000 | 39000 | 81.25% | 1.75 | 0 | 10 |  |  |  |  | R-454B | 3.9583 | Residential & Commercial | USHP | Ducted CEE Tier 1
216031612 | Central HP <5.4 tons | AIREASE | HRCU-A-C (Split System: Heat Pump with Remote Outdoor Unit with No Indoor Fan --Air Source) | A7SCP18V60P-**A |  |  | 7E[C,U]60CX-**+TDR | 0 | 51000 | 15.2 | 8.5 | 54000 | 40000 | 74.07% | 1.75 | 0 | 10 |  |  |  |  | R-454B | 4.25 | Residential & Commercial | USHP | Ducted CEE Tier 1
214397199 | Central HP <5.4 tons | COLEMAN | HRCU-A-CB (Split System: Heat Pump with Remote Outdoor Unit-Air-Source) | HH860E2S11 |  |  | JHE60D5CH2SS1 | 0 | 53500 | 19 | 8.5 | 53500 | 38500 | 71.96% | 2 | 0 | 12 |  |  |  |  | R-454B | 4.4583 | Residential & Commercial | USHP | Ducted CEE Tier 1
207706565 | Central HP <5.4 tons | DIRECT AIR | HRCU-A-CB (Split System: Heat Pump with Remote Outdoor Unit-Air-Source) | DIRM-30MAGICPRO20-OU |  |  | DIRM-30MAGICPRO20-AH | 0 | 30000 | 16.2 | 8.9 | 33000 | 24000 | 72.73% | 1.8 | 11 | 10 |  |  |  |  | R-410A | 2.5 | Residential & Commercial | USHP | Ducted CEE Tier 1
216571209 | Central HP <5.4 tons | AMERICAN STANDARD | HRCU-A-CB (Split System: Heat Pump with Remote Outdoor Unit-Air-Source) | 5A6V8X24A1 |  |  | 5PX*B006AS3 | S8V2A040M3PCB | 22000 | 18.1 | 8.5 | 22800 | 18500 | 81.14% | 2.2 | 0 | 11.5 |  |  |  |  | R-454B | 1.8333 | Residential & Commercial | USHP | Ducted CEE Tier 1
214807647 | Central HP <5.4 tons | YORK | HRCU-A-CB (Split System: Heat Pump with Remote Outdoor Unit-Air-Source) | HH860E2S11 |  |  | CTU60C5XGS1+JMC16C2SN1+TXV | 0 | 45000 | 19 | 9 | 45000 | 33600 | 74.67% | 2 | 0 | 12 |  |  |  |  | R-454B | 3.75 | Residential & Commercial | USHP | Ducted CEE Tier 1
214807663 | Central HP <5.4 tons | YORK | HRCU-A-CB (Split System: Heat Pump with Remote Outdoor Unit-Air-Source) | HH860E2S11 |  |  | CTU60C5XGS1+TXV | TM8Y080C16MP11 | 44000 | 18 | 9 | 44000 | 33400 | 75.91% | 2 | 0 | 11.7 |  |  |  |  | R-454B | 3.6667 | Residential & Commercial | USHP | Ducted CEE Tier 1
216571361 | Central HP <5.4 tons | DIRECT AIR | HRCU-A-CB (Split System: Heat Pump with Remote Outdoor Unit-Air-Source) | DIRM4-18MAGICPRO20-OU |  |  | DIRM4-18MAGICPRO20-AH | 0 | 18000 | 19 | 9.7 | 19000 | 18000 | 94.74% | 2 | 0 | 12.5 |  |  |  |  | R-454B | 1.5 | Residential & Commercial | USHP | Ducted CEE Tier 1
213770627 | Central HP <5.4 tons | HEIL | HRCU-A-CB (Split System: Heat Pump with Remote Outdoor Unit-Air-Source) | HVH825GKA2* |  |  | EA*4X25L17A*+WALLCON | *95CSU0601716B* | 24200 | 16.5 | 8.1 | 21400 | 16700 | 78.04% | 2.02 | 0 | 10.5 |  |  |  |  | R-410A | 2.0167 | Residential & Commercial | USHP | Ducted CEE Tier 1
216619019 | Central HP <5.4 tons | AIREASE | HRCU-A-CB (Split System: Heat Pump with Remote Outdoor Unit-Air-Source) | A7SCP18V24P-**A |  |  | 7AH2AV30PXC-** | 0 | 24000 | 18 | 9.5 | 24000 | 22600 | 94.17% | 1.8 | 0 | 12 |  |  |  |  | R-454B | 2 | Residential & Commercial | USHP | Ducted CEE Tier 1
216619033 | Central HP <5.4 tons | AIREASE | HRCU-A-CB (Split System: Heat Pump with Remote Outdoor Unit-Air-Source) | A7SCP18V60P-**A |  |  | 7AH2AV60PXC-** | 0 | 55500 | 16.6 | 9 | 56000 | 43000 | 76.79% | 1.85 | 0 | 10 |  |  |  |  | R-454B | 4.625 | Residential & Commercial | USHP | Ducted CEE Tier 1
211230152 | Central HP <5.4 tons | BRYANT HEATING AND COOLING SYSTEMS | HRCU-A-CB (Split System: Heat Pump with Remote Outdoor Unit-Air-Source) | 38MURAQ36AB3* |  |  | CNPV*4821AL* | 912SD66100E21*** | 37600 | 15.5 | 8.5 | 39500 | 35000 | 88.61% | 2.08 | 0 | 10.5 |  |  |  |  | R-410A | 3.1333 | Residential & Commercial | USHP | Ducted CEE Tier 1
216013461 | Central HP <5.4 tons | AIREASE | HRCU-A-CB (Split System: Heat Pump with Remote Outdoor Unit-Air-Source) | A7SCP18V36P-**A |  |  | 7AH1AV36PX-** | 0 | 36000 | 18 | 9.5 | 36000 | 30000 | 83.33% | 1.8 | 0 | 11.7 |  |  |  |  | R-454B | 3 | Residential & Commercial | USHP | Ducted CEE Tier 1
214584628 | Central HP <5.4 tons | FRASER-JOHNSTON | HRCU-A-CB (Split System: Heat Pump with Remote Outdoor Unit-Air-Source) | HH836E2S11 |  |  | CTF48C5CFS1 | Z8ES120C16SMPS1 | 34000 | 19 | 9 | 31600 | 25200 | 79.75% | 2 | 0 | 11.7 |  |  |  |  | R-454B | 2.8333 | Residential & Commercial | USHP | Ducted CEE Tier 1
216727455 | Central HP <5.4 tons | CARRIER | HRCU-A-CB (Split System: Heat Pump with Remote Outdoor Unit-Air-Source) | 37MUHAQ24AA3 |  |  | CAA**3017AM* | 58CU*A060C17**16 | 22800 | 17 | 8.5 | 21200 | 19000 | 89.62% | 1.94 | 0 | 10.5 |  |  |  |  | R-454B | 1.9 | Residential & Commercial | USHP | Ducted CEE Tier 1
216727614 | Central HP <5.4 tons | CARRIER | HRCU-A-CB (Split System: Heat Pump with Remote Outdoor Unit-Air-Source) | 37MUHAQ24AA3 |  |  | CAA**3717AM* | 59TN6C060C17**14 | 23000 | 16.5 | 8.5 | 20800 | 18500 | 88.94% | 1.96 | 0 | 11 |  |  |  |  | R-454B | 1.9167 | Residential & Commercial | USHP | Ducted CEE Tier 1
216727659 | Central HP <5.4 tons | CARRIER | HRCU-A-CB (Split System: Heat Pump with Remote Outdoor Unit-Air-Source) | 37MUHAQ24AA3 |  |  | CAA**3721AM* | 59CU5B080C21**20 | 23600 | 15.5 | 8.5 | 21000 | 18600 | 88.57% | 1.98 | 0 | 11 |  |  |  |  | R-454B | 1.9667 | Residential & Commercial | USHP | Ducted CEE Tier 1
216728023 | Central HP <5.4 tons | CARRIER | HRCU-A-CB (Split System: Heat Pump with Remote Outdoor Unit-Air-Source) | 37MUHAQ24AA3 |  |  | FE5BNXB24L*+UI | 0 | 22600 | 16 | 8.5 | 21000 | 18800 | 89.52% | 1.96 | 0 | 11 |  |  |  |  | R-454B | 1.8833 | Residential & Commercial | USHP | Ducted CEE Tier 1
216727907 | Central HP <5.4 tons | CARRIER | HRCU-A-CB (Split System: Heat Pump with Remote Outdoor Unit-Air-Source) | 37MUHAQ24AA3 |  |  | CSAH*3012AM* | 59TP7A100V21**22 | 22600 | 15.2 | 8.1 | 21000 | 18900 | 90% | 1.85 | 0 | 10.5 |  |  |  |  | R-454B | 1.8833 | Residential & Commercial | USHP | Ducted CEE Tier 1
214573454 | Central HP <5.4 tons | DAY & NIGHT | HRCU-A-CB (Split System: Heat Pump with Remote Outdoor Unit-Air-Source) | CVH837GKA** |  |  | EN(A,D,W)4X48L21**+WALLCON | *95CSU1002122B* | 32400 | 17.5 | 8.5 | 32600 | 24800 | 76.07% | 1.98 | 0 | 11.5 |  |  |  |  | R-410A | 2.7 | Residential & Commercial | USHP | Ducted CEE Tier 1
215940950 | Central HP <5.4 tons | DAY & NIGHT | HRCU-A-CB (Split System: Heat Pump with Remote Outdoor Unit-Air-Source) | C5H3V48*K*AAA* |  |  | EA*5X48M21A*+WALLCON | *80CSU0401712B* | 43500 | 21 | 9.5 | 48000 | 36400 | 75.83% | 1.92 | 0 | 11 |  |  |  |  | R-454B | 3.625 | Residential & Commercial | USHP | Ducted CEE Tier 1
211244757 | Central HP <5.4 tons | COMFORTMAKER | HRCU-A-CB (Split System: Heat Pump with Remote Outdoor Unit-Air-Source) | DLCURAH24ABK |  |  | EN(A,D)4X30L17** | *95ESN0601714A* | 24600 | 16 | 8.1 | 26600 | 22400 | 84.21% | 1.84 | 0 | 10 |  |  |  |  | R-410A | 2.05 | Residential & Commercial | USHP | Ducted CEE Tier 1
211244914 | Central HP <5.4 tons | COMFORTMAKER | HRCU-A-CB (Split System: Heat Pump with Remote Outdoor Unit-Air-Source) | DLCURAH24ABK |  |  | EN(A,D,W)4X36L17** | *95ESU0401712A* | 23600 | 16.5 | 8.1 | 25800 | 23600 | 91.47% | 1.96 | 0 | 10 |  |  |  |  | R-410A | 1.9667 | Residential & Commercial | USHP | Ducted CEE Tier 1
216619037 | Central HP <5.4 tons | AIREASE | HRCU-A-C (Split System: Heat Pump with Remote Outdoor Unit with No Indoor Fan --Air Source) | A7SCP18V24P-**A |  |  | 7E[C,U]36BX-**+TDR | 0 | 24000 | 15.2 | 8.5 | 24000 | 21000 | 87.5% | 1.8 | 0 | 11.7 |  |  |  |  | R-454B | 2 | Residential & Commercial | USHP | Ducted CEE Tier 1
216619040 | Central HP <5.4 tons | AIREASE | HRCU-A-C (Split System: Heat Pump with Remote Outdoor Unit with No Indoor Fan --Air Source) | A7SCP18V24P-**A |  |  | 7EH24BX-**+TDR | 0 | 24000 | 15.2 | 8.5 | 24000 | 22800 | 95% | 1.75 | 0 | 11.7 |  |  |  |  | R-454B | 2 | Residential & Commercial | USHP | Ducted CEE Tier 1
214572915 | Central HP <5.4 tons | KEEPRITE | HRCU-A-CB (Split System: Heat Pump with Remote Outdoor Unit-Air-Source) | CVH837GKA** |  |  | EA*4X60L24A*+WALLCON | *95CSU1002122B* | 32800 | 17.5 | 8.5 | 31600 | 24800 | 78.48% | 2 | 0 | 11.5 |  |  |  |  | R-410A | 2.7333 | Residential & Commercial | USHP | Ducted CEE Tier 1
211240916 | Central HP <5.4 tons | COMFORTMAKER | HRCU-A-CB (Split System: Heat Pump with Remote Outdoor Unit-Air-Source) | DLCURAH24ABK |  |  | EA*4X25L17A* | *80VSL0701716A* | 24400 | 17 | 8.5 | 25400 | 21400 | 84.25% | 1.8 | 0 | 10 |  |  |  |  | R-410A | 2.0333 | Residential & Commercial | USHP | Ducted CEE Tier 1
216727968 | Central HP <5.4 tons | CARRIER | HRCU-A-CB (Split System: Heat Pump with Remote Outdoor Unit-Air-Source) | 37MUHAQ24AA3 |  |  | CSAH*3612AM* | 59SC2E100M21**22 | 23200 | 15.2 | 8.1 | 21200 | 18800 | 88.68% | 1.9 | 0 | 11 |  |  |  |  | R-454B | 1.9333 | Residential & Commercial | USHP | Ducted CEE Tier 1
216619034 | Central HP <5.4 tons | AIREASE | HRCU-A-C (Split System: Heat Pump with Remote Outdoor Unit with No Indoor Fan --Air Source) | A7SCP18V24P-**A |  |  | 7E[C,U]30AX-**+TDR | 0 | 24000 | 15.2 | 8.5 | 24000 | 21400 | 89.17% | 1.75 | 0 | 11.7 |  |  |  |  | R-454B | 2 | Residential & Commercial | USHP | Ducted CEE Tier 1
216619036 | Central HP <5.4 tons | AIREASE | HRCU-A-C (Split System: Heat Pump with Remote Outdoor Unit with No Indoor Fan --Air Source) | A7SCP18V24P-**A |  |  | 7E[C,U]36AX-**+TDR | 0 | 24000 | 15.2 | 8.5 | 24000 | 21000 | 87.5% | 1.8 | 0 | 11.7 |  |  |  |  | R-454B | 2 | Residential & Commercial | USHP | Ducted CEE Tier 1
216727973 | Central HP <5.4 tons | CARRIER | HRCU-A-CB (Split System: Heat Pump with Remote Outdoor Unit-Air-Source) | 37MUHAQ24AA3 |  |  | CSAH*3612AM* | 59SC6A060M17**16 | 22400 | 15.2 | 8.1 | 20800 | 18400 | 88.46% | 1.85 | 0 | 10.5 |  |  |  |  | R-454B | 1.8667 | Residential & Commercial | USHP | Ducted CEE Tier 1
216727991 | Central HP <5.4 tons | CARRIER | HRCU-A-CB (Split System: Heat Pump with Remote Outdoor Unit-Air-Source) | 37MUHAQ24AA3 |  |  | CSAH*3612AM* | 59SU5B100M21**20 | 22800 | 16 | 8.1 | 20800 | 18500 | 88.94% | 1.85 | 0 | 11 |  |  |  |  | R-454B | 1.9 | Residential & Commercial | USHP | Ducted CEE Tier 1
211241652 | Central HP <5.4 tons | COMFORTMAKER | HRCU-A-CB (Split System: Heat Pump with Remote Outdoor Unit-Air-Source) | DLCURAH24ABK |  |  | EA*4X30L17A* | *80ES(N,L)0451712A* | 24000 | 16.5 | 8.5 | 26200 | 23200 | 88.55% | 1.9 | 0 | 10 |  |  |  |  | R-410A | 2 | Residential & Commercial | USHP | Ducted CEE Tier 1
211241787 | Central HP <5.4 tons | COMFORTMAKER | HRCU-A-CB (Split System: Heat Pump with Remote Outdoor Unit-Air-Source) | DLCURAH24ABK |  |  | EA*4X30L17A* | OMV098J12* | 23600 | 16.5 | 8.5 | 26000 | 23800 | 91.54% | 1.98 | 0 | 10 |  |  |  |  | R-410A | 1.9667 | Residential & Commercial | USHP | Ducted CEE Tier 1
211241868 | Central HP <5.4 tons | COMFORTMAKER | HRCU-A-CB (Split System: Heat Pump with Remote Outdoor Unit-Air-Source) | DLCURAH24ABK |  |  | EA*4X36L17A* | *96VSN0801716A* | 24200 | 16.5 | 8.5 | 26200 | 22600 | 86.26% | 1.86 | 0 | 10 |  |  |  |  | R-410A | 2.0167 | Residential & Commercial | USHP | Ducted CEE Tier 1
213076403 | Central HP <5.4 tons | HEIL | HRCU-A-CB (Split System: Heat Pump with Remote Outdoor Unit-Air-Source) | DLCURAH24ABK |  |  | EN(A,D)4X24L17** | *96VTN0601716B* | 23200 | 16.5 | 8.5 | 26800 | 25400 | 94.78% | 2.12 | 0 | 10 |  |  |  |  | R-410A | 1.9333 | Residential & Commercial | USHP | Ducted CEE Tier 1
212976997 | Central HP <5.4 tons | TEMPSTAR | HRCU-A-CB (Split System: Heat Pump with Remote Outdoor Unit-Air-Source) | DLCURAH24ABK |  |  | EA*4X37L21A* | *96VTN1002122B* | 24600 | 17.5 | 8.5 | 25200 | 23800 | 94.44% | 1.98 | 0 | 10.5 |  |  |  |  | R-410A | 2.05 | Residential & Commercial | USHP | Ducted CEE Tier 1
216623485 | Central HP <5.4 tons | DIRECT AIR | HRCU-A-C (Split System: Heat Pump with Remote Outdoor Unit with No Indoor Fan --Air Source) | DIRM4-18MAGICPRO20-OU |  |  | DIRM4-2414MAGICP20-CCOIL | 0 | 18000 | 16.1 | 9.5 | 19000 | 18000 | 94.74% | 2.06 | 0 | 11.7 |  |  |  |  | R-454B | 1.5 | Residential & Commercial | USHP | Ducted CEE Tier 1
216769684 | Central HP <5.4 tons | AIREASE | HRCU-A-CB (Split System: Heat Pump with Remote Outdoor Unit-Air-Source) | A7SCP18V36P-**A |  |  | 7E[C,U]36BX-**+TDR | A97US2V040B12X* | 34600 | 17.7 | 8.5 | 35600 | 28400 | 79.78% | 1.85 | 0 | 11 |  |  |  |  | R-454B | 2.8833 | Residential & Commercial | USHP | Ducted CEE Tier 1
216769686 | Central HP <5.4 tons | AIREASE | HRCU-A-CB (Split System: Heat Pump with Remote Outdoor Unit-Air-Source) | A7SCP18V36P-**A |  |  | 7E[C,U]36BX-**+TDR | A97US2V060B12X* | 34600 | 17.45 | 8.5 | 35600 | 28400 | 79.78% | 1.85 | 0 | 11 |  |  |  |  | R-454B | 2.8833 | Residential & Commercial | USHP | Ducted CEE Tier 1
216769700 | Central HP <5.4 tons | AIREASE | HRCU-A-CB (Split System: Heat Pump with Remote Outdoor Unit-Air-Source) | A7SCP18V36P-**A |  |  | 7EH36BX-**+TDR | A97US2V040B12X* | 33800 | 17.6 | 8.5 | 35600 | 28400 | 79.78% | 1.85 | 0 | 11 |  |  |  |  | R-454B | 2.8167 | Residential & Commercial | USHP | Ducted CEE Tier 1
216737848 | Central HP <5.4 tons | TEMPSTAR | HRCU-A-CB (Split System: Heat Pump with Remote Outdoor Unit-Air-Source) | D5CUHAH24AAK |  |  | ESH5X30M12A* | *96VTN0801716B* | 22600 | 16 | 8.1 | 21200 | 18900 | 89.15% | 1.85 | 0 | 10.5 |  |  |  |  | R-454B | 1.8833 | Residential & Commercial | USHP | Ducted CEE Tier 1
213779024 | Central HP <5.4 tons | TEMPSTAR | HRCU-A-CB (Split System: Heat Pump with Remote Outdoor Unit-Air-Source) | TVH837GKA** |  |  | EA*4X37L21A*+WALLCON | *97CMN1002122B* | 33000 | 17 | 8.5 | 32600 | 25000 | 76.69% | 1.98 | 0 | 11.5 |  |  |  |  | R-410A | 2.75 | Residential & Commercial | USHP | Ducted CEE Tier 1
213779224 | Central HP <5.4 tons | TEMPSTAR | HRCU-A-CB (Split System: Heat Pump with Remote Outdoor Unit-Air-Source) | TVH837GKA** |  |  | EA*4X42L24A*+WALLCON | *97CMN1202422B* | 31800 | 17 | 8.1 | 32800 | 24400 | 74.39% | 1.88 | 0 | 11 |  |  |  |  | R-410A | 2.65 | Residential & Commercial | USHP | Ducted CEE Tier 1
213779374 | Central HP <5.4 tons | TEMPSTAR | HRCU-A-CB (Split System: Heat Pump with Remote Outdoor Unit-Air-Source) | TVH837GKA** |  |  | EA*4X48L21A*+WALLCON | *80CTL0451712B* | 32000 | 16.5 | 8.1 | 32800 | 25200 | 76.83% | 1.92 | 0 | 10.5 |  |  |  |  | R-410A | 2.6667 | Residential & Commercial | USHP | Ducted CEE Tier 1
216737879 | Central HP <5.4 tons | TEMPSTAR | HRCU-A-CB (Split System: Heat Pump with Remote Outdoor Unit-Air-Source) | D5CUHAH24AAK |  |  | ESH5X30M12A* | *96VTN1002122B* | 22600 | 15.2 | 8.1 | 21000 | 18900 | 90% | 1.85 | 0 | 10.5 |  |  |  |  | R-454B | 1.8833 | Residential & Commercial | USHP | Ducted CEE Tier 1
216738951 | Central HP <5.4 tons | TEMPSTAR | HRCU-A-CB (Split System: Heat Pump with Remote Outdoor Unit-Air-Source) | D5CUHAH24AAK |  |  | ESH5X36M12A* | *97VTN1202422A* | 22400 | 15.2 | 8.1 | 20800 | 18400 | 88.46% | 1.85 | 0 | 10.5 |  |  |  |  | R-454B | 1.8667 | Residential & Commercial | USHP | Ducted CEE Tier 1
216739017 | Central HP <5.4 tons | TEMPSTAR | HRCU-A-CB (Split System: Heat Pump with Remote Outdoor Unit-Air-Source) | D5CUHAH24AAK |  |  | FEVB0036**+NAVA53601CK | 0 | 24000 | 15.2 | 8.5 | 21800 | 19200 | 88.07% | 1.98 | 0 | 11 |  |  |  |  | R-454B | 2 | Residential & Commercial | USHP | Ducted CEE Tier 1
216739150 | Central HP <5.4 tons | TEMPSTAR | HRCU-A-CB (Split System: Heat Pump with Remote Outdoor Unit-Air-Source) | D5CUHAH24AAK |  |  | FTMA5B36L0C* | 0 | 23200 | 17 | 8.5 | 21200 | 18900 | 89.15% | 1.96 | 0 | 11 |  |  |  |  | R-454B | 1.9333 | Residential & Commercial | USHP | Ducted CEE Tier 1
211241936 | Central HP <5.4 tons | COMFORTMAKER | HRCU-A-CB (Split System: Heat Pump with Remote Outdoor Unit-Air-Source) | DLCURAH24ABK |  |  | EA*4X36L17A* | *95ESU0601716A* | 24400 | 17 | 8.5 | 26200 | 22400 | 85.5% | 1.86 | 0 | 10 |  |  |  |  | R-410A | 2.0333 | Residential & Commercial | USHP | Ducted CEE Tier 1
211242002 | Central HP <5.4 tons | COMFORTMAKER | HRCU-A-CB (Split System: Heat Pump with Remote Outdoor Unit-Air-Source) | DLCURAH24ABK |  |  | EA*4X36L17A* | *95ESN0401410A* | 24400 | 15.2 | 8.5 | 26600 | 22400 | 84.21% | 1.82 | 0 | 10 |  |  |  |  | R-410A | 2.0333 | Residential & Commercial | USHP | Ducted CEE Tier 1
211242055 | Central HP <5.4 tons | COMFORTMAKER | HRCU-A-CB (Split System: Heat Pump with Remote Outdoor Unit-Air-Source) | DLCURAH24ABK |  |  | EA*4X36L17A* | *95ESN0261410A* | 23400 | 16.5 | 8.5 | 25600 | 23600 | 92.19% | 1.96 | 0 | 10 |  |  |  |  | R-410A | 1.95 | Residential & Commercial | USHP | Ducted CEE Tier 1
211242088 | Central HP <5.4 tons | COMFORTMAKER | HRCU-A-CB (Split System: Heat Pump with Remote Outdoor Unit-Air-Source) | DLCURAH24ABK |  |  | EA*4X36L17A* | *80ES(N,L)0451712A* | 24200 | 16.5 | 8.5 | 26200 | 22600 | 86.26% | 1.88 | 0 | 10 |  |  |  |  | R-410A | 2.0167 | Residential & Commercial | USHP | Ducted CEE Tier 1
211242135 | Central HP <5.4 tons | COMFORTMAKER | HRCU-A-CB (Split System: Heat Pump with Remote Outdoor Unit-Air-Source) | DLCURAH24ABK |  |  | EA*4X36L17A* | *92ESN0601714A* | 24400 | 17 | 8.5 | 26200 | 22400 | 85.5% | 1.86 | 0 | 10 |  |  |  |  | R-410A | 2.0333 | Residential & Commercial | USHP | Ducted CEE Tier 1
211242522 | Central HP <5.4 tons | COMFORTMAKER | HRCU-A-CB (Split System: Heat Pump with Remote Outdoor Unit-Air-Source) | DLCURAH24ABK |  |  | EA*4X36L21A* | *96VTN0802120A* | 23800 | 17 | 8.5 | 25800 | 23200 | 89.92% | 1.94 | 0 | 10 |  |  |  |  | R-410A | 1.9833 | Residential & Commercial | USHP | Ducted CEE Tier 1
211242690 | Central HP <5.4 tons | COMFORTMAKER | HRCU-A-CB (Split System: Heat Pump with Remote Outdoor Unit-Air-Source) | DLCURAH24ABK |  |  | EA*4X36L21A* | *92ESN0401712A* | 23800 | 16 | 8.5 | 26000 | 23000 | 88.46% | 1.88 | 0 | 10 |  |  |  |  | R-410A | 1.9833 | Residential & Commercial | USHP | Ducted CEE Tier 1
212986702 | Central HP <5.4 tons | TEMPSTAR | HRCU-A-CB (Split System: Heat Pump with Remote Outdoor Unit-Air-Source) | DLCURAH18ABK |  |  | EA*4X30L17A* | *96MSN0401712A* | 17300 | 15.5 | 8.5 | 18100 | 19200 | 106.1% | 2.3 | 0 | 10 |  |  |  |  | R-410A | 1.4417 | Residential & Commercial | USHP | Ducted CEE Tier 1
213779774 | Central HP <5.4 tons | TEMPSTAR | HRCU-A-CB (Split System: Heat Pump with Remote Outdoor Unit-Air-Source) | TVH837GKA** |  |  | EA*4X61L24A*+WALLCON | *80CTL1352422B* | 33200 | 17.5 | 8.5 | 32000 | 24800 | 77.5% | 2 | 0 | 11.7 |  |  |  |  | R-410A | 2.7667 | Residential & Commercial | USHP | Ducted CEE Tier 1
213780444 | Central HP <5.4 tons | TEMPSTAR | HRCU-A-CB (Split System: Heat Pump with Remote Outdoor Unit-Air-Source) | TVH837GKA** |  |  | EHD4X60AAL+WALLCON | *96CTN1002122B* | 33000 | 16.5 | 8.1 | 32200 | 24800 | 77.02% | 2 | 0 | 11.5 |  |  |  |  | R-410A | 2.75 | Residential & Commercial | USHP | Ducted CEE Tier 1
216772104 | Central HP <5.4 tons | ComfiAire | HRCU-A-C (Split System: Heat Pump with Remote Outdoor Unit with No Indoor Fan --Air Source) | CA-48UHDO |  |  | DC61A44-245R | 0 | 42000 | 15.55 | 8.55 | 42000 | 34600 | 82.38% | 1.94 | 0 | 11.4 |  |  |  |  | R-410A | 3.5 | Residential & Commercial | USHP | Ducted CEE Tier 1
216765688 | Central HP <5.4 tons | ComfiAire | HRCU-A-CB (Split System: Heat Pump with Remote Outdoor Unit-Air-Source) | CA-48UHDO |  |  | CA-48UHDI | 0 | 48000 | 17.5 | 8.5 | 47000 | 33000 | 70.21% | 1.9 | 10.2 | 10.1 |  |  |  |  | R-410A | 4 | Residential & Commercial | USHP | Ducted CEE Tier 1
211253512 | Central HP <5.4 tons | NOVAIR | HRCU-A-CB (Split System: Heat Pump with Remote Outdoor Unit-Air-Source) | LEA60-EVOX-30-O |  |  | LEA60-EVOX-30-I | 0 | 55000 | 15.3 | 9.4 | 59000 | 48500 | 82.2% | 1.91 | 9 | 8.8 |  |  |  |  | R-410A | 4.5833 | Residential & Commercial | USHP
211239649 | Central HP <5.4 tons | CARRIER | HRCU-A-CB (Split System: Heat Pump with Remote Outdoor Unit-Air-Source) | 38MURAQ24AB3* |  |  | CAP**2414AL* | 59SP6A060V14**12 | 23200 | 16 | 8.5 | 26400 | 25600 | 96.97% | 2.14 | 0 | 10 |  |  |  |  | R-410A | 1.9333 | Residential & Commercial | USHP | Ducted CEE Tier 1
214242863 | Central HP <5.4 tons | KENMORE | HRCU-A-CB (Split System: Heat Pump with Remote Outdoor Unit-Air-Source) | (C,H,T)VH825GKA2* |  |  | END4X42L17**+WALLCON | *80CTL0451712B* | 23800 | 16 | 8.1 | 21400 | 16700 | 78.04% | 1.96 | 0 | 11 |  |  |  |  | R-410A | 1.9833 | Residential & Commercial | USHP | Ducted CEE Tier 1
215400238 | Central HP <5.4 tons | TCL | HRCU-A-CB (Split System: Heat Pump with Remote Outdoor Unit-Air-Source) | THH18HAI2NAF2U23 |  |  | 4TXCB003DS3 | A801X040BM2SD | 20000 | 15.2 | 8.5 | 20000 | 18000 | 90% | 1.85 | 0 | 9 |  |  |  |  | R-410A | 1.6667 | Residential & Commercial | USHP
212986229 | Central HP <5.4 tons | DAY & NIGHT | HRCU-A-CB (Split System: Heat Pump with Remote Outdoor Unit-Air-Source) | DLCURAH24ABK |  |  | EN(A,D)4X24L17** | *96MSN0401410A* | 23200 | 16 | 8.5 | 27000 | 25200 | 93.33% | 2.1 | 0 | 10 |  |  |  |  | R-410A | 1.9333 | Residential & Commercial | USHP | Ducted CEE Tier 1
212986613 | Central HP <5.4 tons | DAY & NIGHT | HRCU-A-CB (Split System: Heat Pump with Remote Outdoor Unit-Air-Source) | DLCURAH24ABK |  |  | EN(A,D)4X24L17** | *96MSN0401712A* | 23200 | 15.2 | 8.5 | 27200 | 24800 | 91.18% | 2.04 | 0 | 10 |  |  |  |  | R-410A | 1.9333 | Residential & Commercial | USHP | Ducted CEE Tier 1
212987465 | Central HP <5.4 tons | DAY & NIGHT | HRCU-A-CB (Split System: Heat Pump with Remote Outdoor Unit-Air-Source) | DLCURAH24ABK |  |  | EN(A,D)4X30L17** | *96MSN0801716A* | 23800 | 17 | 8.5 | 26400 | 24000 | 90.91% | 2 | 0 | 10.5 |  |  |  |  | R-410A | 1.9833 | Residential & Commercial | USHP | Ducted CEE Tier 1
212987083 | Central HP <5.4 tons | DAY & NIGHT | HRCU-A-CB (Split System: Heat Pump with Remote Outdoor Unit-Air-Source) | DLCURAH18ABK |  |  | EN(A,D)4X30L17** | *96MSN0601412A* | 17500 | 16 | 8.1 | 18000 | 18600 | 103.3% | 2.24 | 0 | 11 |  |  |  |  | R-410A | 1.4583 | Residential & Commercial | USHP | Ducted CEE Tier 1
212987549 | Central HP <5.4 tons | DAY & NIGHT | HRCU-A-CB (Split System: Heat Pump with Remote Outdoor Unit-Air-Source) | DLCURAH18ABK |  |  | EN(A,D)4X24L17** | *96MSN0801716A* | 17600 | 16 | 8.5 | 18600 | 19100 | 102.7% | 2.3 | 0 | 11 |  |  |  |  | R-410A | 1.4667 | Residential & Commercial | USHP | Ducted CEE Tier 1
216738688 | Central HP <5.4 tons | KEEPRITE | HRCU-A-CB (Split System: Heat Pump with Remote Outdoor Unit-Air-Source) | D5CUHAH24AAK |  |  | ESH5X36M12A* | *96VSN1202422B* | 22600 | 15.5 | 8.1 | 20800 | 18400 | 88.46% | 1.85 | 0 | 10.5 |  |  |  |  | R-454B | 1.8833 | Residential & Commercial | USHP | Ducted CEE Tier 1
216738566 | Central HP <5.4 tons | TEMPSTAR | HRCU-A-CB (Split System: Heat Pump with Remote Outdoor Unit-Air-Source) | D5CUHAH24AAK |  |  | ESH5X36M12A* | *96MSN0801716A* | 22800 | 15.2 | 8.1 | 20800 | 18600 | 89.42% | 1.9 | 0 | 10.5 |  |  |  |  | R-454B | 1.9 | Residential & Commercial | USHP | Ducted CEE Tier 1
216737411 | Central HP <5.4 tons | TEMPSTAR | HRCU-A-CB (Split System: Heat Pump with Remote Outdoor Unit-Air-Source) | D5CUHAH24AAK |  |  | ESH5X30M12A* | *97CMN0601714B* | 22200 | 15.2 | 8.1 | 21000 | 18800 | 89.52% | 1.9 | 0 | 10.5 |  |  |  |  | R-454B | 1.85 | Residential & Commercial | USHP | Ducted CEE Tier 1
215934213 | Central HP <5.4 tons | TEMPSTAR | HRCU-A-CB (Split System: Heat Pump with Remote Outdoor Unit-Air-Source) | T5H3V48*K*AAA* |  |  | EA*5X61M21A*+WALLCON | *95CSU0601716B* | 44500 | 20.5 | 9.5 | 49000 | 36600 | 74.69% | 2 | 0 | 11 |  |  |  |  | R-454B | 3.7083 | Residential & Commercial | USHP | Ducted CEE Tier 1
210598006 | Central HP <5.4 tons | AIRQUEST | HRCU-A-CB (Split System: Heat Pump with Remote Outdoor Unit-Air-Source) | HVH825GKA2* |  |  | EA*4X48L21A*+WALLCON | *80CSU1002120A* | 24000 | 16.5 | 8.1 | 21000 | 16600 | 79.05% | 2.02 | 0 | 11 |  |  |  |  | R-410A | 2 | Residential & Commercial | USHP | Ducted CEE Tier 1
210598090 | Central HP <5.4 tons | AIRQUEST | HRCU-A-CB (Split System: Heat Pump with Remote Outdoor Unit-Air-Source) | HVH825GKA2* |  |  | EA*4X48L24A*+WALLCON | *97CMN1002122A* | 24200 | 16.5 | 8.1 | 21000 | 16500 | 78.57% | 2.02 | 0 | 11 |  |  |  |  | R-410A | 2.0167 | Residential & Commercial | USHP | Ducted CEE Tier 1
210598206 | Central HP <5.4 tons | AIRQUEST | HRCU-A-CB (Split System: Heat Pump with Remote Outdoor Unit-Air-Source) | HVH825GKA2* |  |  | EHD4X42AAL+WALLCON | *96CTN0801714A* | 24000 | 16 | 8.1 | 21400 | 16700 | 78.04% | 2 | 0 | 10.5 |  |  |  |  | R-410A | 2 | Residential & Commercial | USHP | Ducted CEE Tier 1
214397045 | Central HP <5.4 tons | COLEMAN | HRCU-A-CB (Split System: Heat Pump with Remote Outdoor Unit-Air-Source) | HH860E2S11 |  |  | CTF60C5CGS1 | TM9E100C20MP12 | 44500 | 17 | 9 | 45000 | 33800 | 75.11% | 2 | 0 | 11.7 |  |  |  |  | R-454B | 3.7083 | Residential & Commercial | USHP | Ducted CEE Tier 1
214867642 | Central HP <5.4 tons | NOVAIR | HRCU-A-C (Split System: Heat Pump with Remote Outdoor Unit with No Indoor Fan --Air Source) | LEA30-EVOX-30-O |  |  | LEA-30/36-ACOIL-410A | 0 | 30000 | 15.5 | 9.7 | 33000 | 27000 | 81.82% | 1.85 | 10.7 | 10.5 |  |  |  |  | R-410A | 2.5 | Residential & Commercial | USHP | Ducted CEE Tier 1
212969726 | Central HP <5.4 tons | CARRIER | HRCU-A-CB (Split System: Heat Pump with Remote Outdoor Unit-Air-Source) | 38MURAQ24AB3* |  |  | CAP**2414AL* | 58SP*B045V14**12 | 23200 | 17 | 9.5 | 26800 | 27200 | 101.5% | 2.32 | 0 | 10 |  |  |  |  | R-410A | 1.9333 | Residential & Commercial | USHP | Ducted CEE Tier 1
214397145 | Central HP <5.4 tons | COLEMAN | HRCU-A-CB (Split System: Heat Pump with Remote Outdoor Unit-Air-Source) | HH824E2S11 |  |  | CTF30B5ACS1 | TMLE080B12MP11 | 23000 | 17 | 9.5 | 23000 | 18400 | 80% | 2 | 0 | 12 |  |  |  |  | R-454B | 1.9167 | Residential & Commercial | USHP | Ducted CEE Tier 1
215588118 | Central HP <5.4 tons | BRYANT HEATING AND COOLING SYSTEMS | HRCU-A-CB (Split System: Heat Pump with Remote Outdoor Unit-Air-Source) | 291VAN054**AA* |  |  | CAA**6121AM*+UI | 88*TB48090C17*** | 49000 | 19 | 9.5 | 51500 | 50500 | 98.06% | 2.02 | 0 | 12 |  |  |  |  | R-454B | 4.0833 | Residential & Commercial | USHP | Ducted CEE Tier 1
216785696 | Central HP <5.4 tons | COLEMAN | HRCU-A-CB (Split System: Heat Pump with Remote Outdoor Unit-Air-Source) | HH860E2S11 |  |  | CTU60C5XGS1+TXV | Z8ES100C16LMPS1 | 44000 | 18 | 9 | 44000 | 33200 | 75.45% | 2 | 0 | 12 |  |  |  |  | R-454B | 3.6667 | Residential & Commercial | USHP | Ducted CEE Tier 1
208101263 | Central HP <5.4 tons | AURORA | HRCU-A-CB (Split System: Heat Pump with Remote Outdoor Unit-Air-Source) | AU-LXU30-2A-O |  |  | AU-LCU30-2A-I | 0 | 30000 | 16.2 | 8.9 | 33000 | 24000 | 72.73% | 1.8 | 11 | 10 |  |  |  |  | R-410A | 2.5 | Residential & Commercial | USHP | Ducted CEE Tier 1
215864489 | Central HP <5.4 tons | TRANE | HRCU-A-CB (Split System: Heat Pump with Remote Outdoor Unit-Air-Source) | 5TWV8X36A1 |  |  | 5PX*B004AS3 | S8V2B080M4PDB | 31800 | 18.1 | 8.5 | 33000 | 25600 | 77.58% | 2 | 0 | 10 |  |  |  |  | R-454B | 2.65 | Residential & Commercial | USHP | Ducted CEE Tier 1
212989159 | Central HP <5.4 tons | DAY & NIGHT | HRCU-A-CB (Split System: Heat Pump with Remote Outdoor Unit-Air-Source) | DLCURAH24ABK |  |  | EA*4X30L17A* | *95MSU0601716A* | 23600 | 17 | 8.5 | 26400 | 24600 | 93.18% | 2.04 | 0 | 10 |  |  |  |  | R-410A | 1.9667 | Residential & Commercial | USHP | Ducted CEE Tier 1
211240248 | Central HP <5.4 tons | COMFORTMAKER | HRCU-A-CB (Split System: Heat Pump with Remote Outdoor Unit-Air-Source) | DLCURAH24ABK |  |  | EA*4X24L14A* | *96VSN0601412A* | 23200 | 16 | 8.5 | 26400 | 25600 | 96.97% | 2.14 | 0 | 10 |  |  |  |  | R-410A | 1.9333 | Residential & Commercial | USHP | Ducted CEE Tier 1
215935682 | Central HP <5.4 tons | KENMORE | HRCU-A-CB (Split System: Heat Pump with Remote Outdoor Unit-Air-Source) | (C,H,T)5H3V36*K*AAA* |  |  | EVD5X36M21A*+WALLCON | *95CSU0601716B* | 34200 | 20.5 | 8.5 | 39000 | 28600 | 73.33% | 2.04 | 0 | 11.5 |  |  |  |  | R-454B | 2.85 | Residential & Commercial | USHP | Ducted CEE Tier 1
215588236 | Central HP <5.4 tons | BRYANT HEATING AND COOLING SYSTEMS | HRCU-A-CB (Split System: Heat Pump with Remote Outdoor Unit-Air-Source) | 291VAN054**AA* |  |  | CVAMA6021XMA*+UI | 987MC60080C21*** | 52000 | 19 | 8.1 | 53500 | 45500 | 85.05% | 1.9 | 0 | 11.5 |  |  |  |  | R-454B | 4.3333 | Residential & Commercial | USHP | Ducted CEE Tier 1
215588318 | Central HP <5.4 tons | BRYANT HEATING AND COOLING SYSTEMS | HRCU-A-CB (Split System: Heat Pump with Remote Outdoor Unit-Air-Source) | 291VAN054**AA* |  |  | CVAVA4924XMA*+UI | 88*TB60110C21*** | 52000 | 19.5 | 8.5 | 52500 | 46500 | 88.57% | 1.95 | 0 | 12 |  |  |  |  | R-454B | 4.3333 | Residential & Commercial | USHP | Ducted CEE Tier 1
215588334 | Central HP <5.4 tons | BRYANT HEATING AND COOLING SYSTEMS | HRCU-A-CB (Split System: Heat Pump with Remote Outdoor Unit-Air-Source) | 291VAN054**AA* |  |  | CVAVA4924XMA*+UI | 986TD66120C24*** | 52000 | 19 | 8.1 | 52500 | 46500 | 88.57% | 1.9 | 0 | 12 |  |  |  |  | R-454B | 4.3333 | Residential & Commercial | USHP | Ducted CEE Tier 1
215588352 | Central HP <5.4 tons | BRYANT HEATING AND COOLING SYSTEMS | HRCU-A-CB (Split System: Heat Pump with Remote Outdoor Unit-Air-Source) | 291VAN054**AA* |  |  | CVAVA6024XMA*+UI | 83*CA60100C21*** | 51500 | 19 | 8.1 | 53000 | 46500 | 87.74% | 1.85 | 0 | 11.5 |  |  |  |  | R-454B | 4.2917 | Residential & Commercial | USHP | Ducted CEE Tier 1
215588370 | Central HP <5.4 tons | BRYANT HEATING AND COOLING SYSTEMS | HRCU-A-CB (Split System: Heat Pump with Remote Outdoor Unit-Air-Source) | 291VAN054**AA* |  |  | CVAVA6024XMA*+UI | 987MC66120C24*** | 52000 | 19 | 8.1 | 53000 | 46500 | 87.74% | 1.85 | 0 | 11.5 |  |  |  |  | R-454B | 4.3333 | Residential & Commercial | USHP | Ducted CEE Tier 1
215588436 | Central HP <5.4 tons | BRYANT HEATING AND COOLING SYSTEMS | HRCU-A-CB (Split System: Heat Pump with Remote Outdoor Unit-Air-Source) | 291VAN054**AA* |  |  | CAA**6121AM*+UI | 83*CB36040C17*** | 50000 | 19 | 10 | 52000 | 51500 | 99.04% | 1.96 | 0 | 12 |  |  |  |  | R-454B | 4.1667 | Residential & Commercial | USHP | Ducted CEE Tier 1
215588450 | Central HP <5.4 tons | BRYANT HEATING AND COOLING SYSTEMS | HRCU-A-CB (Split System: Heat Pump with Remote Outdoor Unit-Air-Source) | 291VAN054**AA* |  |  | CSAH*6012AM*+UI | 83*CB36040C17*** | 49500 | 18.5 | 10 | 52000 | 51000 | 98.08% | 1.98 | 0 | 11.5 |  |  |  |  | R-454B | 4.125 | Residential & Commercial | USHP | Ducted CEE Tier 1
211242989 | Central HP <5.4 tons | COMFORTMAKER | HRCU-A-CB (Split System: Heat Pump with Remote Outdoor Unit-Air-Source) | DLCURAH24ABK |  |  | EA*4X37L17A* | *96VTN0601412A* | 24000 | 16.5 | 8.5 | 25200 | 22000 | 87.3% | 1.84 | 0 | 10 |  |  |  |  | R-410A | 2 | Residential & Commercial | USHP | Ducted CEE Tier 1
211243123 | Central HP <5.4 tons | COMFORTMAKER | HRCU-A-CB (Split System: Heat Pump with Remote Outdoor Unit-Air-Source) | DLCURAH24ABK |  |  | EA*4X37L17A* | *92ESN0401410A* | 24600 | 15.2 | 8.5 | 26000 | 21600 | 83.08% | 1.78 | 0 | 10 |  |  |  |  | R-410A | 2.05 | Residential & Commercial | USHP | Ducted CEE Tier 1
211243342 | Central HP <5.4 tons | COMFORTMAKER | HRCU-A-CB (Split System: Heat Pump with Remote Outdoor Unit-Air-Source) | DLCURAH24ABK |  |  | EA*4X37L21A* | *80VSL0701716A* | 24600 | 17 | 8.5 | 25400 | 21200 | 83.46% | 1.78 | 0 | 10.5 |  |  |  |  | R-410A | 2.05 | Residential & Commercial | USHP | Ducted CEE Tier 1
211243675 | Central HP <5.4 tons | COMFORTMAKER | HRCU-A-CB (Split System: Heat Pump with Remote Outdoor Unit-Air-Source) | DLCURAH24ABK |  |  | EA*4X37L21A* | OLV098A12* | 24000 | 16.5 | 8.1 | 25000 | 21600 | 86.4% | 1.8 | 0 | 10 |  |  |  |  | R-410A | 2 | Residential & Commercial | USHP | Ducted CEE Tier 1
216737962 | Central HP <5.4 tons | HEIL | HRCU-A-CB (Split System: Heat Pump with Remote Outdoor Unit-Air-Source) | D5CUHAH24AAK |  |  | ESH5X36M12A* | *80CSU0401712A* | 23400 | 17 | 8.5 | 21200 | 18800 | 88.68% | 1.94 | 0 | 11 |  |  |  |  | R-454B | 1.95 | Residential & Commercial | USHP | Ducted CEE Tier 1
211239685 | Central HP <5.4 tons | CARRIER | HRCU-A-CB (Split System: Heat Pump with Remote Outdoor Unit-Air-Source) | 38MURAQ24AB3* |  |  | CAP**2417AL* | 59TP6B040V14**10 | 23400 | 15.5 | 8.5 | 26800 | 24800 | 92.54% | 2.04 | 0 | 10 |  |  |  |  | R-410A | 1.95 | Residential & Commercial | USHP | Ducted CEE Tier 1
211239708 | Central HP <5.4 tons | CARRIER | HRCU-A-CB (Split System: Heat Pump with Remote Outdoor Unit-Air-Source) | 38MURAQ24AB3* |  |  | CAP**2517AL* | 59SP6A040V14**10 | 24400 | 16 | 8.5 | 25600 | 21400 | 83.59% | 1.78 | 0 | 10 |  |  |  |  | R-410A | 2.0333 | Residential & Commercial | USHP | Ducted CEE Tier 1
213770502 | Central HP <5.4 tons | KEEPRITE | HRCU-A-CB (Split System: Heat Pump with Remote Outdoor Unit-Air-Source) | CVH825GKA2* |  |  | EA*4X24L17A*+WALLCON | *80CTL0701412B* | 23400 | 16.5 | 8.1 | 22000 | 16800 | 76.36% | 1.9 | 0 | 10.5 |  |  |  |  | R-410A | 1.95 | Residential & Commercial | USHP | Ducted CEE Tier 1
213770897 | Central HP <5.4 tons | HEIL | HRCU-A-CB (Split System: Heat Pump with Remote Outdoor Unit-Air-Source) | HVH825GKA2* |  |  | EA*4X36L17A*+WALLCON | *96CTN0801714B* | 23600 | 16.5 | 8.1 | 21600 | 16700 | 77.31% | 1.94 | 0 | 10.5 |  |  |  |  | R-410A | 1.9667 | Residential & Commercial | USHP | Ducted CEE Tier 1
214807360 | Central HP <5.4 tons | YORK | HRCU-A-CB (Split System: Heat Pump with Remote Outdoor Unit-Air-Source) | HH824E2S11 |  |  | CTU36B5XDS1+JMC12B2SN1+TXV | 0 | 23000 | 19 | 9.5 | 23000 | 18500 | 80.43% | 2 | 0 | 12 |  |  |  |  | R-454B | 1.9167 | Residential & Commercial | USHP | Ducted CEE Tier 1
213770997 | Central HP <5.4 tons | HEIL | HRCU-A-CB (Split System: Heat Pump with Remote Outdoor Unit-Air-Source) | HVH825GKA2* |  |  | EA*4X36L21A*+WALLCON | *96CTN0601714B* | 23400 | 16.5 | 8.1 | 21600 | 16700 | 77.31% | 1.94 | 0 | 10.5 |  |  |  |  | R-410A | 1.95 | Residential & Commercial | USHP | Ducted CEE Tier 1
211239717 | Central HP <5.4 tons | CARRIER | HRCU-A-CB (Split System: Heat Pump with Remote Outdoor Unit-Air-Source) | 38MURAQ24AB3* |  |  | CAP**2517AL* | 58SP*A070V17**16 | 24400 | 17 | 8.5 | 25400 | 21400 | 84.25% | 1.8 | 0 | 10 |  |  |  |  | R-410A | 2.0333 | Residential & Commercial | USHP | Ducted CEE Tier 1
211239742 | Central HP <5.4 tons | CARRIER | HRCU-A-CB (Split System: Heat Pump with Remote Outdoor Unit-Air-Source) | 38MURAQ24AB3* |  |  | CAP**2517AL* | 59SC2D040E14**10 | 24800 | 15.5 | 8.5 | 26000 | 21200 | 81.54% | 1.76 | 0 | 10 |  |  |  |  | R-410A | 2.0667 | Residential & Commercial | USHP | Ducted CEE Tier 1
211239760 | Central HP <5.4 tons | CARRIER | HRCU-A-CB (Split System: Heat Pump with Remote Outdoor Unit-Air-Source) | 38MURAQ24AB3* |  |  | CAP**3014AL* | 59SC2D060E14**12 | 23400 | 16.5 | 8.5 | 25800 | 24400 | 94.57% | 2.02 | 0 | 10 |  |  |  |  | R-410A | 1.95 | Residential & Commercial | USHP | Ducted CEE Tier 1
211239774 | Central HP <5.4 tons | CARRIER | HRCU-A-CB (Split System: Heat Pump with Remote Outdoor Unit-Air-Source) | 38MURAQ24AB3* |  |  | CAP**3017AL* | 58SP*A045V17**16 | 24200 | 16.5 | 8.5 | 26400 | 23000 | 87.12% | 1.9 | 0 | 10 |  |  |  |  | R-410A | 2.0167 | Residential & Commercial | USHP | Ducted CEE Tier 1
211239792 | Central HP <5.4 tons | CARRIER | HRCU-A-CB (Split System: Heat Pump with Remote Outdoor Unit-Air-Source) | 38MURAQ24AB3* |  |  | CAP**3017AL* | 58S(B,C)*A045E17**12 | 24000 | 16.5 | 8.5 | 26200 | 23200 | 88.55% | 1.9 | 0 | 10 |  |  |  |  | R-410A | 2 | Residential & Commercial | USHP | Ducted CEE Tier 1
213892612 | Central HP <5.4 tons | BRYANT HEATING AND COOLING SYSTEMS | HRCU-A-CB (Split System: Heat Pump with Remote Outdoor Unit-Air-Source) | 284ANV024*0**B* |  |  | CAP**2417AL*+UI | 986TD30040C14*** | 22600 | 17.5 | 9.5 | 27400 | 20600 | 75.18% | 2.2 | 0 | 11.5 |  |  |  |  | R-410A | 1.8833 | Residential & Commercial | USHP | Ducted CEE Tier 1
207706563 | Central HP <5.4 tons | DIRECT AIR | HRCU-A-CB (Split System: Heat Pump with Remote Outdoor Unit-Air-Source) | DIRM-18MAGICPRO20-OU |  |  | DIRM-18MAGICPRO20-AH | 0 | 18000 | 18 | 9.3 | 19000 | 16500 | 86.84% | 2.04 | 12.5 | 12.4 |  |  |  |  | R-410A | 1.5 | Residential & Commercial | USHP | Ducted CEE Tier 1
214573189 | Central HP <5.4 tons | BRYANT HEATING AND COOLING SYSTEMS | HRCU-A-CB (Split System: Heat Pump with Remote Outdoor Unit-Air-Source) | 288BNV037*0**A* |  |  | CSPH*4812AL*+UI | 88*TB60070C21*** | 32600 | 17.5 | 8.5 | 32800 | 25000 | 76.22% | 1.98 | 0 | 11 |  |  |  |  | R-410A | 2.7167 | Residential & Commercial | USHP | Ducted CEE Tier 1
211253514 | Central HP <5.4 tons | NOVAIR | HRCU-A-CB (Split System: Heat Pump with Remote Outdoor Unit-Air-Source) | LEA48-EVOX-30-O |  |  | LEA48-EVOX-30-I | 0 | 47000 | 15.6 | 9.4 | 50000 | 46000 | 92% | 1.9 | 8.5 | 8.2 |  |  |  |  | R-410A | 3.9167 | Residential & Commercial | USHP
216571347 | Central HP <5.4 tons | AMERICAN STANDARD | HRCU-A-CB (Split System: Heat Pump with Remote Outdoor Unit-Air-Source) | 5A6V8X24A1 |  |  | 5PX*B003AS3 | S8V2B080M4PDB | 21400 | 18.1 | 8.5 | 24400 | 18900 | 77.46% | 2.1 | 0 | 11.2 |  |  |  |  | R-454B | 1.7833 | Residential & Commercial | USHP | Ducted CEE Tier 1
216619063 | Central HP <5.4 tons | AIREASE | HRCU-A-C (Split System: Heat Pump with Remote Outdoor Unit with No Indoor Fan --Air Source) | A7SCP18V60P-**A |  |  | 7E[C,U]60DX-**+TDR | 0 | 52000 | 15.2 | 8.1 | 54000 | 41500 | 76.85% | 1.8 | 0 | 10 |  |  |  |  | R-454B | 4.3333 | Residential & Commercial | USHP | Ducted CEE Tier 1
212982282 | Central HP <5.4 tons | DAY & NIGHT | HRCU-A-CB (Split System: Heat Pump with Remote Outdoor Unit-Air-Source) | DLCURAH24ABK |  |  | EA*4X36L17A* | *80MSU0401712A* | 23400 | 17 | 8.5 | 25600 | 23400 | 91.41% | 1.94 | 0 | 10 |  |  |  |  | R-410A | 1.95 | Residential & Commercial | USHP | Ducted CEE Tier 1
211397990 | Central HP <5.4 tons | FRASER-JOHNSTON | HRCU-A-CB (Split System: Heat Pump with Remote Outdoor Unit-Air-Source) | HMH72B341 |  |  | XAHC48FBCN1 | TPLC080B12MP13 | 32400 | 16 | 8.1 | 32000 | 23600 | 73.75% | 1.98 | 0 | 8.5 |  |  |  |  | R-410A | 2.7 | Residential & Commercial | USHP
212101619 | Central HP <5.4 tons | DIRECT AIR | HRCU-A-C (Split System: Heat Pump with Remote Outdoor Unit with No Indoor Fan --Air Source) | DIRM-24MAGICPRO20-OU |  |  | DIRM-24MAGICPRO20-COIL | 0 | 24000 | 16.5 | 9.5 | 25000 | 20000 | 80% | 1.95 | 11 | 10.7 |  |  |  |  | R-410A | 2 | Residential & Commercial | USHP | Ducted CEE Tier 1
212980976 | Central HP <5.4 tons | DAY & NIGHT | HRCU-A-CB (Split System: Heat Pump with Remote Outdoor Unit-Air-Source) | DLCURAH30ABK |  |  | EN(A,D,W)4X42L21** | *80MS(N,L)1102120A* | 30200 | 15.2 | 8.1 | 34400 | 27600 | 80.23% | 1.8 | 0 | 9 |  |  |  |  | R-410A | 2.5167 | Residential & Commercial | USHP
211714140 | Central HP <5.4 tons | BRYANT HEATING AND COOLING SYSTEMS | HRCU-A-CB (Split System: Heat Pump with Remote Outdoor Unit-Air-Source) | 38MURAQ30AB3* |  |  | CNPV*4217AL* | 82*TA48090V17*** | 29800 | 15.2 | 8.1 | 33600 | 27000 | 80.36% | 1.8 | 0 | 9 |  |  |  |  | R-410A | 2.4833 | Residential & Commercial | USHP
215588560 | Central HP <5.4 tons | BRYANT HEATING AND COOLING SYSTEMS | HRCU-A-CB (Split System: Heat Pump with Remote Outdoor Unit-Air-Source) | 291VAN054**AA* |  |  | CVAVA6124XMA*+UI | 987TA66120C24*** | 53000 | 19.5 | 8.5 | 53500 | 46500 | 86.92% | 1.95 | 0 | 12 |  |  |  |  | R-454B | 4.4167 | Residential & Commercial | USHP | Ducted CEE Tier 1
210473979 | Central HP <5.4 tons | KENMORE | HRCU-A-CB (Split System: Heat Pump with Remote Outdoor Unit-Air-Source) | (C,H,T)VH825GKA3* |  |  | EN(A,D,W)4X48L21**+WALLCON | *96CTN0601714A* | 24000 | 16.5 | 8.1 | 21400 | 16700 | 78.04% | 2 | 0 | 11 |  |  |  |  | R-410A | 2 | Residential & Commercial | USHP | Ducted CEE Tier 1
210474270 | Central HP <5.4 tons | KENMORE | HRCU-A-CB (Split System: Heat Pump with Remote Outdoor Unit-Air-Source) | (C,H,T)VH825GKA3* |  |  | EHD4X42AAL+WALLCON | *80CSU0601716A* | 24200 | 16 | 8.1 | 21400 | 16600 | 77.57% | 2 | 0 | 10.5 |  |  |  |  | R-410A | 2.0167 | Residential & Commercial | USHP | Ducted CEE Tier 1
216734680 | Central HP <5.4 tons | KEEPRITE | HRCU-A-CB (Split System: Heat Pump with Remote Outdoor Unit-Air-Source) | D5CUHAH24AAK |  |  | EA*5X36M17A* | *96MSN0801716A* | 22600 | 16 | 8.5 | 21000 | 18800 | 89.52% | 1.96 | 0 | 10.5 |  |  |  |  | R-454B | 1.8833 | Residential & Commercial | USHP | Ducted CEE Tier 1
215588518 | Central HP <5.4 tons | BRYANT HEATING AND COOLING SYSTEMS | HRCU-A-CB (Split System: Heat Pump with Remote Outdoor Unit-Air-Source) | 291VAN054**AA* |  |  | CVAVA4924XMA*+UI | 83*CB60100C21*** | 52000 | 19 | 8.1 | 52500 | 46500 | 88.57% | 1.85 | 0 | 12 |  |  |  |  | R-454B | 4.3333 | Residential & Commercial | USHP | Ducted CEE Tier 1
216737691 | Central HP <5.4 tons | BRYANT HEATING AND COOLING SYSTEMS | HRCU-A-CB (Split System: Heat Pump with Remote Outdoor Unit-Air-Source) | 37MUHAQ24AA3 |  |  | CSAH*3012AM* | 935SB36040M17*** | 22400 | 15.5 | 8.1 | 21000 | 18900 | 90% | 1.85 | 0 | 10.5 |  |  |  |  | R-454B | 1.8667 | Residential & Commercial | USHP | Ducted CEE Tier 1
216737702 | Central HP <5.4 tons | BRYANT HEATING AND COOLING SYSTEMS | HRCU-A-CB (Split System: Heat Pump with Remote Outdoor Unit-Air-Source) | 37MUHAQ24AA3 |  |  | CSAH*3012AM* | 935SB48060M17*** | 22400 | 16 | 8.1 | 21000 | 18800 | 89.52% | 1.85 | 0 | 10.5 |  |  |  |  | R-454B | 1.8667 | Residential & Commercial | USHP | Ducted CEE Tier 1
215588520 | Central HP <5.4 tons | BRYANT HEATING AND COOLING SYSTEMS | HRCU-A-CB (Split System: Heat Pump with Remote Outdoor Unit-Air-Source) | 291VAN054**AA* |  |  | CVAVA4924XMA*+UI | 987TA60080C21*** | 51500 | 19 | 8.1 | 53000 | 46500 | 87.74% | 1.85 | 0 | 11.5 |  |  |  |  | R-454B | 4.2917 | Residential & Commercial | USHP | Ducted CEE Tier 1
211244925 | Central HP <5.4 tons | COMFORTMAKER | HRCU-A-CB (Split System: Heat Pump with Remote Outdoor Unit-Air-Source) | DLCURAH24ABK |  |  | EN(A,D,W)4X36L17** | *80ES(N,L)0701716A* | 24800 | 16 | 8.1 | 26800 | 22200 | 82.84% | 1.82 | 0 | 10.5 |  |  |  |  | R-410A | 2.0667 | Residential & Commercial | USHP | Ducted CEE Tier 1
211245148 | Central HP <5.4 tons | COMFORTMAKER | HRCU-A-CB (Split System: Heat Pump with Remote Outdoor Unit-Air-Source) | DLCURAH24ABK |  |  | EN(A,D,W)4X36L17** | *80ES(N,L)0901714A* | 24600 | 16.5 | 8.1 | 26400 | 22600 | 85.61% | 1.86 | 0 | 10.5 |  |  |  |  | R-410A | 2.05 | Residential & Commercial | USHP | Ducted CEE Tier 1
216769740 | Central HP <5.4 tons | ARMSTRONG AIR | HRCU-A-CB (Split System: Heat Pump with Remote Outdoor Unit-Air-Source) | A7SCP18V60P-**A |  |  | 7E[C,U]48CX-**+TDR | A97US2V110C20S* | 44000 | 16.75 | 8.5 | 47500 | 39500 | 83.16% | 1.8 | 0 | 10 |  |  |  |  | R-454B | 3.6667 | Residential & Commercial | USHP | Ducted CEE Tier 1
216619017 | Central HP <5.4 tons | AIREASE | HRCU-A-CB (Split System: Heat Pump with Remote Outdoor Unit-Air-Source) | A7SCP18V24P-**A |  |  | 7AH1AV30PX-** | 0 | 24000 | 17.5 | 9.4 | 24000 | 23200 | 96.67% | 1.75 | 0 | 12 |  |  |  |  | R-454B | 2 | Residential & Commercial | USHP | Ducted CEE Tier 1
216619035 | Central HP <5.4 tons | AIREASE | HRCU-A-C (Split System: Heat Pump with Remote Outdoor Unit with No Indoor Fan --Air Source) | A7SCP18V24P-**A |  |  | 7E[C,U]30BX-**+TDR | 0 | 24000 | 15.2 | 8.5 | 24000 | 21400 | 89.17% | 1.75 | 0 | 11.7 |  |  |  |  | R-454B | 2 | Residential & Commercial | USHP | Ducted CEE Tier 1
216619044 | Central HP <5.4 tons | AIREASE | HRCU-A-C (Split System: Heat Pump with Remote Outdoor Unit with No Indoor Fan --Air Source) | A7SCP18V24P-**A |  |  | 7ED24BX-**+TDR | 0 | 24000 | 15.2 | 8.5 | 24000 | 22600 | 94.17% | 1.75 | 0 | 11.7 |  |  |  |  | R-454B | 2 | Residential & Commercial | USHP | Ducted CEE Tier 1
216769697 | Central HP <5.4 tons | ARMSTRONG AIR | HRCU-A-CB (Split System: Heat Pump with Remote Outdoor Unit-Air-Source) | A7SCP18V36P-**A |  |  | 7EH30BX-**+TDR | A97US2V070B12S* | 34400 | 17.55 | 8.5 | 35600 | 28400 | 79.78% | 1.85 | 0 | 11 |  |  |  |  | R-454B | 2.8667 | Residential & Commercial | USHP | Ducted CEE Tier 1
212975416 | Central HP <5.4 tons | KEEPRITE | HRCU-A-CB (Split System: Heat Pump with Remote Outdoor Unit-Air-Source) | DLCURAH18ABK |  |  | EA*4X25L17A* | *96VTN0601412B* | 17800 | 16.5 | 8.1 | 17600 | 17800 | 101.1% | 2.14 | 0 | 10.5 |  |  |  |  | R-410A | 1.4833 | Residential & Commercial | USHP | Ducted CEE Tier 1
216769698 | Central HP <5.4 tons | AIREASE | HRCU-A-CB (Split System: Heat Pump with Remote Outdoor Unit-Air-Source) | A7SCP18V36P-**A |  |  | 7EH30BX-**+TDR | A97US2V070B12S* | 34400 | 17.55 | 8.5 | 35600 | 28400 | 79.78% | 1.85 | 0 | 11 |  |  |  |  | R-454B | 2.8667 | Residential & Commercial | USHP | Ducted CEE Tier 1
211398686 | Central HP <5.4 tons | FRASER-JOHNSTON | HRCU-A-CB (Split System: Heat Pump with Remote Outdoor Unit-Air-Source) | HMH72B341 |  |  | XAFC48FBCN1 | TM8E100B12MP11 | 33400 | 17 | 8.5 | 32400 | 23800 | 73.46% | 2.06 | 0 | 9.5 |  |  |  |  | R-410A | 2.7833 | Residential & Commercial | USHP
211398797 | Central HP <5.4 tons | FRASER-JOHNSTON | HRCU-A-CB (Split System: Heat Pump with Remote Outdoor Unit-Air-Source) | HMH72B341 |  |  | XAHC48FXXN1+TXV | TM8E080C16MP11 | 32800 | 16.5 | 8.5 | 31600 | 23000 | 72.78% | 2.04 | 0 | 9.5 |  |  |  |  | R-410A | 2.7333 | Residential & Commercial | USHP
214396668 | Central HP <5.4 tons | COLEMAN | HRCU-A-CB (Split System: Heat Pump with Remote Outdoor Unit-Air-Source) | HH824E2S11 |  |  | CTF36B5ADS1 | TM9Y060B12MP11 | 23000 | 18 | 9.5 | 23000 | 18400 | 80% | 2 | 0 | 12 |  |  |  |  | R-454B | 1.9167 | Residential & Commercial | USHP | Ducted CEE Tier 1
216734209 | Central HP <5.4 tons | BRYANT HEATING AND COOLING SYSTEMS | HRCU-A-CB (Split System: Heat Pump with Remote Outdoor Unit-Air-Source) | 37MUHAQ24AA3 |  |  | CAA**3017AM* | 986TD30040C14*** | 22000 | 15.2 | 8.1 | 21000 | 18900 | 90% | 1.85 | 0 | 10.5 |  |  |  |  | R-454B | 1.8333 | Residential & Commercial | USHP | Ducted CEE Tier 1
216619052 | Central HP <5.4 tons | AIREASE | HRCU-A-C (Split System: Heat Pump with Remote Outdoor Unit with No Indoor Fan --Air Source) | A7SCP18V36P-**A |  |  | 7EH36CX-**+TDR | 0 | 33400 | 15.2 | 8.1 | 34000 | 29000 | 85.29% | 1.85 | 0 | 10 |  |  |  |  | R-454B | 2.7833 | Residential & Commercial | USHP | Ducted CEE Tier 1
211239801 | Central HP <5.4 tons | CARRIER | HRCU-A-CB (Split System: Heat Pump with Remote Outdoor Unit-Air-Source) | 38MURAQ24AB3* |  |  | CAP**3017AL* | 59SC2D040E17**12 | 23600 | 15.5 | 8.5 | 26200 | 23600 | 90.08% | 1.94 | 0 | 10 |  |  |  |  | R-410A | 1.9667 | Residential & Commercial | USHP | Ducted CEE Tier 1
211239935 | Central HP <5.4 tons | CARRIER | HRCU-A-CB (Split System: Heat Pump with Remote Outdoor Unit-Air-Source) | 38MURAQ24AB3* |  |  | CAP**3717AL* | 59SC2D060E17**14 | 24800 | 17 | 8.5 | 25600 | 21400 | 83.59% | 1.8 | 0 | 10.5 |  |  |  |  | R-410A | 2.0667 | Residential & Commercial | USHP | Ducted CEE Tier 1
214396693 | Central HP <5.4 tons | COLEMAN | HRCU-A-CB (Split System: Heat Pump with Remote Outdoor Unit-Air-Source) | HH824E2S11 |  |  | CTF30B5ACS1+JMC12B2SN1 | 0 | 23000 | 18 | 9.5 | 23000 | 19000 | 82.61% | 2 | 0 | 12 |  |  |  |  | R-454B | 1.9167 | Residential & Commercial | USHP | Ducted CEE Tier 1
214396718 | Central HP <5.4 tons | COLEMAN | HRCU-A-CB (Split System: Heat Pump with Remote Outdoor Unit-Air-Source) | HH824E2S11 |  |  | CTM30B5ACS1 | TP9C060B12MP13 | 23000 | 17 | 9.5 | 23000 | 18000 | 78.26% | 2 | 0 | 12 |  |  |  |  | R-454B | 1.9167 | Residential & Commercial | USHP | Ducted CEE Tier 1
213067508 | Central HP <5.4 tons | ACIQ | HRCU-A-CB (Split System: Heat Pump with Remote Outdoor Unit-Air-Source) | HVH825GKA2* |  |  | EA*4X42L24A*+WALLCON | *80CTL1352422A* | 23800 | 16.5 | 8.1 | 21400 | 16600 | 77.57% | 1.96 | 0 | 11 |  |  |  |  | R-410A | 1.9833 | Residential & Commercial | USHP | Ducted CEE Tier 1
213067533 | Central HP <5.4 tons | ACIQ | HRCU-A-CB (Split System: Heat Pump with Remote Outdoor Unit-Air-Source) | HVH825GKA2* |  |  | EA*4X48L21A*+WALLCON | *80CSU1002120A* | 24000 | 16.5 | 8.1 | 21000 | 16600 | 79.05% | 2.02 | 0 | 11 |  |  |  |  | R-410A | 2 | Residential & Commercial | USHP | Ducted CEE Tier 1
213067537 | Central HP <5.4 tons | ACIQ | HRCU-A-CB (Split System: Heat Pump with Remote Outdoor Unit-Air-Source) | HVH825GKA2* |  |  | EA*4X48L21A*+WALLCON | *95CSU0601716A* | 24000 | 16.5 | 8.1 | 21000 | 16600 | 79.05% | 2 | 0 | 10.5 |  |  |  |  | R-410A | 2 | Residential & Commercial | USHP | Ducted CEE Tier 1
213067551 | Central HP <5.4 tons | ACIQ | HRCU-A-CB (Split System: Heat Pump with Remote Outdoor Unit-Air-Source) | HVH825GKA2* |  |  | EA*4X48L24A*+WALLCON | *96CTN1002122A* | 24200 | 16.5 | 8.1 | 21000 | 16500 | 78.57% | 2.02 | 0 | 11 |  |  |  |  | R-410A | 2.0167 | Residential & Commercial | USHP | Ducted CEE Tier 1
213771047 | Central HP <5.4 tons | HEIL | HRCU-A-CB (Split System: Heat Pump with Remote Outdoor Unit-Air-Source) | HVH825GKA2* |  |  | EA*4X37L17A*+WALLCON | *80CTL0701716B* | 24200 | 16.5 | 8.1 | 21400 | 16700 | 78.04% | 2 | 0 | 11 |  |  |  |  | R-410A | 2.0167 | Residential & Commercial | USHP | Ducted CEE Tier 1
213771147 | Central HP <5.4 tons | HEIL | HRCU-A-CB (Split System: Heat Pump with Remote Outdoor Unit-Air-Source) | HVH825GKA2* |  |  | EA*4X37L21A*+WALLCON | *80CTL0901716B* | 24600 | 17 | 8.5 | 21000 | 16600 | 79.05% | 2.02 | 0 | 11 |  |  |  |  | R-410A | 2.05 | Residential & Commercial | USHP | Ducted CEE Tier 1
213771347 | Central HP <5.4 tons | HEIL | HRCU-A-CB (Split System: Heat Pump with Remote Outdoor Unit-Air-Source) | HVH825GKA2* |  |  | EA*4X42L21A*+WALLCON | *96CTN0801714B* | 23600 | 16.5 | 8.1 | 21400 | 16700 | 78.04% | 1.96 | 0 | 10.5 |  |  |  |  | R-410A | 1.9667 | Residential & Commercial | USHP | Ducted CEE Tier 1
212101621 | Central HP <5.4 tons | DIRECT AIR | HRCU-A-C (Split System: Heat Pump with Remote Outdoor Unit with No Indoor Fan --Air Source) | DIRM-18MAGICPRO20-OU |  |  | DIRM-24MAGICPRO20-COIL | 0 | 18000 | 16.1 | 9.5 | 19000 | 15000 | 78.95% | 2.2 | 11.6 | 11.7 |  |  |  |  | R-410A | 1.5 | Residential & Commercial | USHP | Ducted CEE Tier 1
211239953 | Central HP <5.4 tons | CARRIER | HRCU-A-CB (Split System: Heat Pump with Remote Outdoor Unit-Air-Source) | 38MURAQ24AB3* |  |  | CAP**3721AL* | 59SP6A080V17**16 | 24800 | 17 | 8.5 | 25600 | 21000 | 82.03% | 1.76 | 0 | 10.5 |  |  |  |  | R-410A | 2.0667 | Residential & Commercial | USHP | Ducted CEE Tier 1
211240062 | Central HP <5.4 tons | CARRIER | HRCU-A-CB (Split System: Heat Pump with Remote Outdoor Unit-Air-Source) | 38MURAQ24AB3* |  |  | CNPV*3014AL* | 59TP6B040V14**10 | 23600 | 15.5 | 8.1 | 26200 | 23600 | 90.08% | 1.92 | 0 | 10 |  |  |  |  | R-410A | 1.9667 | Residential & Commercial | USHP | Ducted CEE Tier 1
211240128 | Central HP <5.4 tons | CARRIER | HRCU-A-CB (Split System: Heat Pump with Remote Outdoor Unit-Air-Source) | 38MURAQ24AB3* |  |  | CNPV*3617AL* | 58TP*A045V14**12 | 24200 | 16.5 | 8.1 | 26200 | 22800 | 87.02% | 1.88 | 0 | 10.5 |  |  |  |  | R-410A | 2.0167 | Residential & Commercial | USHP | Ducted CEE Tier 1
211240162 | Central HP <5.4 tons | CARRIER | HRCU-A-CB (Split System: Heat Pump with Remote Outdoor Unit-Air-Source) | 38MURAQ24AB3* |  |  | CNPV*3621AL* | 59SP6A100V21**20 | 23800 | 17 | 8.1 | 26000 | 23400 | 90% | 1.94 | 0 | 10.5 |  |  |  |  | R-410A | 1.9833 | Residential & Commercial | USHP | Ducted CEE Tier 1
211240194 | Central HP <5.4 tons | CARRIER | HRCU-A-CB (Split System: Heat Pump with Remote Outdoor Unit-Air-Source) | 38MURAQ24AB3* |  |  | CNPV*3621AL* | 58S(B,C)*A110E21**20 | 24800 | 16 | 8.5 | 26800 | 22200 | 82.84% | 1.82 | 0 | 10.5 |  |  |  |  | R-410A | 2.0667 | Residential & Commercial | USHP | Ducted CEE Tier 1
211240203 | Central HP <5.4 tons | CARRIER | HRCU-A-CB (Split System: Heat Pump with Remote Outdoor Unit-Air-Source) | 38MURAQ24AB3* |  |  | CNPV*3621AL* | 58SU*A060E17**16 | 24800 | 16.5 | 8.5 | 26600 | 22200 | 83.46% | 1.84 | 0 | 10.5 |  |  |  |  | R-410A | 2.0667 | Residential & Commercial | USHP | Ducted CEE Tier 1
207706564 | Central HP <5.4 tons | DIRECT AIR | HRCU-A-CB (Split System: Heat Pump with Remote Outdoor Unit-Air-Source) | DIRM-24MAGICPRO20-OU |  |  | DIRM-24MAGICPRO20-AH | 0 | 24000 | 17.4 | 10 | 24000 | 22600 | 94.17% | 1.91 | 12.5 | 11.7 |  |  |  |  | R-410A | 2 | Residential & Commercial | USHP | Ducted CEE Tier 1
211228851 | Central HP <5.4 tons | COMFORTMAKER | HRCU-A-CB (Split System: Heat Pump with Remote Outdoor Unit-Air-Source) | DLCURAH36ABK |  |  | EA*4X48L21A* | *80VSL0902120A* | 35400 | 16 | 8.1 | 37800 | 34600 | 91.53% | 2.02 | 0 | 10 |  |  |  |  | R-410A | 2.95 | Residential & Commercial | USHP | Ducted CEE Tier 1
211228986 | Central HP <5.4 tons | COMFORTMAKER | HRCU-A-CB (Split System: Heat Pump with Remote Outdoor Unit-Air-Source) | DLCURAH36ABK |  |  | EA*4X48L21A* | *92ESN0802120A* | 35600 | 16.5 | 8.5 | 37800 | 34600 | 91.53% | 2.04 | 0 | 10 |  |  |  |  | R-410A | 2.9667 | Residential & Commercial | USHP | Ducted CEE Tier 1
216738352 | Central HP <5.4 tons | BRYANT HEATING AND COOLING SYSTEMS | HRCU-A-CB (Split System: Heat Pump with Remote Outdoor Unit-Air-Source) | 37MUHAQ24AA3 |  |  | CSAH*3612AM* | 82*TB66110V21*** | 22800 | 15.2 | 8.1 | 21000 | 18600 | 88.57% | 1.85 | 0 | 10.5 |  |  |  |  | R-454B | 1.9 | Residential & Commercial | USHP | Ducted CEE Tier 1
216738713 | Central HP <5.4 tons | BRYANT HEATING AND COOLING SYSTEMS | HRCU-A-CB (Split System: Heat Pump with Remote Outdoor Unit-Air-Source) | 37MUHAQ24AA3 |  |  | CSAH*3612AM* | 935SB60080M21*** | 22600 | 16 | 8.1 | 20800 | 18400 | 88.46% | 1.85 | 0 | 11 |  |  |  |  | R-454B | 1.8833 | Residential & Commercial | USHP | Ducted CEE Tier 1
216738922 | Central HP <5.4 tons | BRYANT HEATING AND COOLING SYSTEMS | HRCU-A-CB (Split System: Heat Pump with Remote Outdoor Unit-Air-Source) | 37MUHAQ24AA3 |  |  | CSAH*3612AM* | 927TA60100V21*** | 22600 | 16 | 8.1 | 20800 | 18400 | 88.46% | 1.85 | 0 | 11 |  |  |  |  | R-454B | 1.8833 | Residential & Commercial | USHP | Ducted CEE Tier 1
216739140 | Central HP <5.4 tons | BRYANT HEATING AND COOLING SYSTEMS | HRCU-A-CB (Split System: Heat Pump with Remote Outdoor Unit-Air-Source) | 37MUHAQ24AA3 |  |  | FG5ANXC36L* | 0 | 23200 | 17 | 8.5 | 21200 | 18900 | 89.15% | 1.96 | 0 | 11 |  |  |  |  | R-454B | 1.9333 | Residential & Commercial | USHP | Ducted CEE Tier 1
212984139 | Central HP <5.4 tons | DAY & NIGHT | HRCU-A-CB (Split System: Heat Pump with Remote Outdoor Unit-Air-Source) | DLCURAH24ABK |  |  | EN(A,D,W)4X36L17** | *92MSN0601714A* | 23600 | 17 | 8.5 | 26400 | 24400 | 92.42% | 2.02 | 0 | 10.5 |  |  |  |  | R-410A | 1.9667 | Residential & Commercial | USHP | Ducted CEE Tier 1
216571359 | Central HP <5.4 tons | DIRECT AIR | HRCU-A-CB (Split System: Heat Pump with Remote Outdoor Unit-Air-Source) | DIRM4-48CS19-OU |  |  | DIRM4-48MAGICPRO20-AH | 0 | 48000 | 16 | 8.5 | 48000 | 38000 | 79.17% | 1.85 | 0 | 10 |  |  |  |  | R-454B | 4 | Residential & Commercial | USHP | Ducted CEE Tier 1
216571225 | Central HP <5.4 tons | AMERICAN STANDARD | HRCU-A-CB (Split System: Heat Pump with Remote Outdoor Unit-Air-Source) | 5A6V8X24A1 |  |  | 5PX*BD06AS3 | *DHMB060CCV3+LRP | 21800 | 18.1 | 8.5 | 23800 | 18600 | 78.15% | 2.2 | 0 | 11.5 |  |  |  |  | R-454B | 1.8167 | Residential & Commercial | USHP | Ducted CEE Tier 1
216769699 | Central HP <5.4 tons | ARMSTRONG AIR | HRCU-A-CB (Split System: Heat Pump with Remote Outdoor Unit-Air-Source) | A7SCP18V36P-**A |  |  | 7EH36BX-**+TDR | A97US2V040B12X* | 33800 | 17.6 | 8.5 | 35600 | 28400 | 79.78% | 1.85 | 0 | 11 |  |  |  |  | R-454B | 2.8167 | Residential & Commercial | USHP | Ducted CEE Tier 1
214807612 | Central HP <5.4 tons | YORK | HRCU-A-CB (Split System: Heat Pump with Remote Outdoor Unit-Air-Source) | HH860E2S11 |  |  | CTU60C5XGS1+JMC17C2SN1+TXV | 0 | 44500 | 18 | 9 | 44000 | 33000 | 75% | 2 | 0 | 12 |  |  |  |  | R-454B | 3.7083 | Residential & Commercial | USHP | Ducted CEE Tier 1
216619048 | Central HP <5.4 tons | AIREASE | HRCU-A-C (Split System: Heat Pump with Remote Outdoor Unit with No Indoor Fan --Air Source) | A7SCP18V36P-**A |  |  | 7EH30AX-**+TDR | 0 | 33400 | 15.2 | 8.1 | 34000 | 29000 | 85.29% | 1.9 | 0 | 10 |  |  |  |  | R-454B | 2.7833 | Residential & Commercial | USHP | Ducted CEE Tier 1
211377482 | Central HP <5.4 tons | YORK | HRCU-A-CB (Split System: Heat Pump with Remote Outdoor Unit-Air-Source) | HMH72B341 |  |  | XAHC36DXXN1+TXV | TM9V100C16MP12 | 33800 | 17 | 8.1 | 33400 | 23600 | 70.66% | 2.06 | 0 | 9.5 |  |  |  |  | R-410A | 2.8167 | Residential & Commercial | USHP
211377515 | Central HP <5.4 tons | YORK | HRCU-A-CB (Split System: Heat Pump with Remote Outdoor Unit-Air-Source) | HMH72B341 |  |  | XAFC36DXXN1+TXV | YP9C100C16MP13 | 34000 | 17.5 | 8.5 | 34000 | 24000 | 70.59% | 2.1 | 0 | 10 |  |  |  |  | R-410A | 2.8333 | Residential & Commercial | USHP | Ducted CEE Tier 1
211377568 | Central HP <5.4 tons | YORK | HRCU-A-CB (Split System: Heat Pump with Remote Outdoor Unit-Air-Source) | HMH72B341 |  |  | XAFC36DXXN1+TXV | YP9C080C16MP13 | 34000 | 17.5 | 8.1 | 33800 | 23800 | 70.41% | 2.08 | 0 | 10 |  |  |  |  | R-410A | 2.8333 | Residential & Commercial | USHP | Ducted CEE Tier 1
211377631 | Central HP <5.4 tons | YORK | HRCU-A-CB (Split System: Heat Pump with Remote Outdoor Unit-Air-Source) | HMH72B341 |  |  | XAFC36DXXN1+TXV | TP9C080B12MP13 | 34000 | 17 | 8.1 | 34000 | 24400 | 71.76% | 2.06 | 0 | 9.5 |  |  |  |  | R-410A | 2.8333 | Residential & Commercial | USHP
211377649 | Central HP <5.4 tons | YORK | HRCU-A-CB (Split System: Heat Pump with Remote Outdoor Unit-Air-Source) | HMH72B341 |  |  | XAFC30CXXN1+TXV | TP9C080B12MP13 | 32800 | 17 | 8.1 | 33600 | 23600 | 70.24% | 2.02 | 0 | 9.5 |  |  |  |  | R-410A | 2.7333 | Residential & Commercial | USHP
211377667 | Central HP <5.4 tons | YORK | HRCU-A-CB (Split System: Heat Pump with Remote Outdoor Unit-Air-Source) | HMH72B341 |  |  | XAUB36DXXN1+TXV | TM9V080B12MP12 | 33600 | 17.5 | 8.5 | 33400 | 23400 | 70.06% | 2.04 | 0 | 10 |  |  |  |  | R-410A | 2.8 | Residential & Commercial | USHP | Ducted CEE Tier 1
211377701 | Central HP <5.4 tons | YORK | HRCU-A-CB (Split System: Heat Pump with Remote Outdoor Unit-Air-Source) | HMH72B341 |  |  | XAHC36DXXN1+TXV | YP9C060B12MP13 | 33200 | 17 | 8.1 | 33400 | 23800 | 71.26% | 2 | 0 | 9.5 |  |  |  |  | R-410A | 2.7667 | Residential & Commercial | USHP
214807383 | Central HP <5.4 tons | YORK | HRCU-A-CB (Split System: Heat Pump with Remote Outdoor Unit-Air-Source) | HH824E2S11 |  |  | CTU30B5XCS1+JMET08BS2N1+TXV | 0 | 23000 | 18 | 9.5 | 23000 | 18200 | 79.13% | 2 | 0 | 12 |  |  |  |  | R-454B | 1.9167 | Residential & Commercial | USHP | Ducted CEE Tier 1
214807384 | Central HP <5.4 tons | YORK | HRCU-A-CB (Split System: Heat Pump with Remote Outdoor Unit-Air-Source) | HH824E2S11 |  |  | CTU30B5XCS1+JMVT12BC2N1+TXV | 0 | 23000 | 18 | 9.5 | 23000 | 19000 | 82.61% | 2 | 0 | 12 |  |  |  |  | R-454B | 1.9167 | Residential & Commercial | USHP | Ducted CEE Tier 1
215853315 | Central HP <5.4 tons | JOHNSON CONTROLS | HRCU-A-CB (Split System: Heat Pump with Remote Outdoor Unit-Air-Source) | HH824E2S11 |  |  | CTM30B5ACS1+JMET08BS2N1 | 0 | 23000 | 18 | 9.5 | 23000 | 18100 | 78.7% | 2 | 0 | 12 |  |  |  |  | R-454B | 1.9167 | Residential & Commercial | USHP | Ducted CEE Tier 1
215853500 | Central HP <5.4 tons | JOHNSON CONTROLS | HRCU-A-CB (Split System: Heat Pump with Remote Outdoor Unit-Air-Source) | HH860E2S11 |  |  | CTM60D5CJS1 | TM9Y120D20MP11 | 52500 | 19 | 9 | 55000 | 40000 | 72.73% | 2 | 0 | 10 |  |  |  |  | R-454B | 4.375 | Residential & Commercial | USHP | Ducted CEE Tier 1
216445269 | Central HP <5.4 tons | ZERO | HRCU-A-CB (Split System: Heat Pump with Remote Outdoor Unit-Air-Source) | ZOV-60HDTB |  |  | ZAV-60HDTB | 0 | 53000 | 17 | 8.2 | 53000 | 38000 | 71.7% | 1.8 | 0 | 8 |  |  |  |  | R-454B | 4.4167 | Residential & Commercial | USHP
211398255 | Central HP <5.4 tons | FRASER-JOHNSTON | HRCU-A-CB (Split System: Heat Pump with Remote Outdoor Unit-Air-Source) | HMH72B341 |  |  | XAFD48FBCN1 | TMLE120C16MP11 | 33600 | 17 | 8.5 | 32400 | 23600 | 72.84% | 2.08 | 0 | 9.5 |  |  |  |  | R-410A | 2.8 | Residential & Commercial | USHP
211398808 | Central HP <5.4 tons | FRASER-JOHNSTON | HRCU-A-CB (Split System: Heat Pump with Remote Outdoor Unit-Air-Source) | HMH72B341 |  |  | XAHC48FXXN1+TXV | TMLE080C16MP11 | 32800 | 16.5 | 8.5 | 31600 | 23000 | 72.78% | 2.04 | 0 | 9.5 |  |  |  |  | R-410A | 2.7333 | Residential & Commercial | USHP
210598254 | Central HP <5.4 tons | AIRQUEST | HRCU-A-CB (Split System: Heat Pump with Remote Outdoor Unit-Air-Source) | HVH825GKA2* |  |  | EHD4X48AAL+WALLCON | *80CTL0701412A* | 24400 | 17 | 8.1 | 21200 | 16500 | 77.83% | 2.02 | 0 | 11 |  |  |  |  | R-410A | 2.0333 | Residential & Commercial | USHP | Ducted CEE Tier 1
210598374 | Central HP <5.4 tons | AIRQUEST | HRCU-A-CB (Split System: Heat Pump with Remote Outdoor Unit-Air-Source) | HVH825GKA2* |  |  | EN(A,D)4X48L24**+WALLCON | *96CTN1002122A* | 24200 | 17 | 8.1 | 21400 | 16600 | 77.57% | 2.02 | 0 | 11.5 |  |  |  |  | R-410A | 2.0167 | Residential & Commercial | USHP | Ducted CEE Tier 1
210598473 | Central HP <5.4 tons | AIRQUEST | HRCU-A-CB (Split System: Heat Pump with Remote Outdoor Unit-Air-Source) | HVH825GKA2* |  |  | EN(A,D,W)4X48L21**+WALLCON | *80CSU0601716A* | 24200 | 17 | 8.1 | 21400 | 16600 | 77.57% | 2.02 | 0 | 11 |  |  |  |  | R-410A | 2.0167 | Residential & Commercial | USHP | Ducted CEE Tier 1
213774594 | Central HP <5.4 tons | TEMPSTAR | HRCU-A-CB (Split System: Heat Pump with Remote Outdoor Unit-Air-Source) | TVH825GKA3* |  |  | EHD4X48AAL+WALLCON | *80CTL0901716B* | 24400 | 16.5 | 8.1 | 21200 | 16600 | 78.3% | 2 | 0 | 10.5 |  |  |  |  | R-410A | 2.0333 | Residential & Commercial | USHP | Ducted CEE Tier 1
213774644 | Central HP <5.4 tons | TEMPSTAR | HRCU-A-CB (Split System: Heat Pump with Remote Outdoor Unit-Air-Source) | TVH825GKA3* |  |  | EHD4X48AAL+WALLCON | *97CMN0601714B* | 24000 | 15.5 | 8.1 | 21400 | 16700 | 78.04% | 2 | 0 | 10.5 |  |  |  |  | R-410A | 2 | Residential & Commercial | USHP | Ducted CEE Tier 1
214867641 | Central HP <5.4 tons | NOVAIR | HRCU-A-C (Split System: Heat Pump with Remote Outdoor Unit with No Indoor Fan --Air Source) | LEA24-EVOX-30-O |  |  | LEA-18/24-ACOIL-410A | 0 | 24000 | 16.5 | 9.5 | 25000 | 20000 | 80% | 1.95 | 11 | 10.7 |  |  |  |  | R-410A | 2 | Residential & Commercial | USHP | Ducted CEE Tier 1
211377752 | Central HP <5.4 tons | YORK | HRCU-A-CB (Split System: Heat Pump with Remote Outdoor Unit-Air-Source) | HMH72B341 |  |  | XAFC36DXXN1+TXV | TP9C060B12MP13 | 34000 | 17.5 | 8.1 | 34000 | 24200 | 71.18% | 2.06 | 0 | 9.5 |  |  |  |  | R-410A | 2.8333 | Residential & Commercial | USHP
211377849 | Central HP <5.4 tons | YORK | HRCU-A-CB (Split System: Heat Pump with Remote Outdoor Unit-Air-Source) | HMH72B341 |  |  | XAHC30CXXN1+TXV | TM9E100C16MP12 | 32200 | 17.5 | 8.1 | 32400 | 22800 | 70.37% | 2 | 0 | 9.5 |  |  |  |  | R-410A | 2.6833 | Residential & Commercial | USHP
211377867 | Central HP <5.4 tons | YORK | HRCU-A-CB (Split System: Heat Pump with Remote Outdoor Unit-Air-Source) | HMH72B341 |  |  | XAHC36DXXN1+TXV | TM9E080B12MP12 | 33400 | 17 | 8.1 | 33200 | 23400 | 70.48% | 2.02 | 0 | 9.5 |  |  |  |  | R-410A | 2.7833 | Residential & Commercial | USHP
211377999 | Central HP <5.4 tons | YORK | HRCU-A-CB (Split System: Heat Pump with Remote Outdoor Unit-Air-Source) | HMH72B341 |  |  | XAFC36DXXN1+TXV | TM8Y100C20MP11 | 34000 | 17.5 | 8.5 | 33800 | 23800 | 70.41% | 2.1 | 0 | 10 |  |  |  |  | R-410A | 2.8333 | Residential & Commercial | USHP | Ducted CEE Tier 1
211378002 | Central HP <5.4 tons | YORK | HRCU-A-CB (Split System: Heat Pump with Remote Outdoor Unit-Air-Source) | HMH72B341 |  |  | XAFC36DBCN1 | TM8Y120C20MP11 | 34000 | 17.5 | 8.5 | 33800 | 23800 | 70.41% | 2.1 | 0 | 10 |  |  |  |  | R-410A | 2.8333 | Residential & Commercial | USHP | Ducted CEE Tier 1
211378019 | Central HP <5.4 tons | YORK | HRCU-A-CB (Split System: Heat Pump with Remote Outdoor Unit-Air-Source) | HMH72B341 |  |  | XAHC36DBCN1 | TM8Y100C16MP11 | 34000 | 18 | 8.1 | 34000 | 24400 | 71.76% | 2.06 | 0 | 9.5 |  |  |  |  | R-410A | 2.8333 | Residential & Commercial | USHP
208101262 | Central HP <5.4 tons | AURORA | HRCU-A-CB (Split System: Heat Pump with Remote Outdoor Unit-Air-Source) | AU-LXU24-2A-O |  |  | AU-LCU24-2A-I | 0 | 24000 | 17.4 | 10 | 24000 | 22600 | 94.17% | 1.91 | 12.5 | 11.7 |  |  |  |  | R-410A | 2 | Residential & Commercial | USHP | Ducted CEE Tier 1
216031609 | Central HP <5.4 tons | AIREASE | HRCU-A-C (Split System: Heat Pump with Remote Outdoor Unit with No Indoor Fan --Air Source) | A7SCP18V24P-**A |  |  | 7E[C,U]24BX-**+TDR | 0 | 23600 | 15.8 | 8.5 | 24000 | 20000 | 83.33% | 1.75 | 0 | 11.7 |  |  |  |  | R-454B | 1.9667 | Residential & Commercial | USHP | Ducted CEE Tier 1
213079660 | Central HP <5.4 tons | BRYANT HEATING AND COOLING SYSTEMS | HRCU-A-CB (Split System: Heat Pump with Remote Outdoor Unit-Air-Source) | 38MURAQ36AB3* |  |  | CAP**4221AL* | 912SE60080M21*** | 35200 | 16.5 | 8.1 | 38500 | 35000 | 90.91% | 1.88 | 0 | 10 |  |  |  |  | R-410A | 2.9333 | Residential & Commercial | USHP | Ducted CEE Tier 1
214807375 | Central HP <5.4 tons | YORK | HRCU-A-CB (Split System: Heat Pump with Remote Outdoor Unit-Air-Source) | HH836E2S11 |  |  | CTU36B5XDS1+JME12B2SN1+TXV | 0 | 33400 | 19 | 9 | 30400 | 24800 | 81.58% | 2 | 0 | 12 |  |  |  |  | R-454B | 2.7833 | Residential & Commercial | USHP | Ducted CEE Tier 1
211377357 | Central HP <5.4 tons | YORK | HRCU-A-CB (Split System: Heat Pump with Remote Outdoor Unit-Air-Source) | HMH72B341 |  |  | XAHC36DBCN1 | TM9Y080C16MP11 | 33800 | 16.5 | 8.1 | 33600 | 24000 | 71.43% | 2.04 | 0 | 9.5 |  |  |  |  | R-410A | 2.8167 | Residential & Commercial | USHP
211377491 | Central HP <5.4 tons | YORK | HRCU-A-CB (Split System: Heat Pump with Remote Outdoor Unit-Air-Source) | HMH72B341 |  |  | XAHC36DBCN1 | TM9V100C16MP12 | 33800 | 17 | 8.1 | 33400 | 23600 | 70.66% | 2.06 | 0 | 9.5 |  |  |  |  | R-410A | 2.8167 | Residential & Commercial | USHP
211377676 | Central HP <5.4 tons | YORK | HRCU-A-CB (Split System: Heat Pump with Remote Outdoor Unit-Air-Source) | HMH72B341 |  |  | XAFB36DBCN1 | YP9C080B12MP13 | 33600 | 17.5 | 8.5 | 33400 | 23400 | 70.06% | 2.04 | 0 | 10 |  |  |  |  | R-410A | 2.8 | Residential & Commercial | USHP | Ducted CEE Tier 1
211377707 | Central HP <5.4 tons | YORK | HRCU-A-CB (Split System: Heat Pump with Remote Outdoor Unit-Air-Source) | HMH72B341 |  |  | XAHC36DBCN1 | TP9C060B12MP13 | 33200 | 17 | 8.1 | 33400 | 23800 | 71.26% | 2 | 0 | 9.5 |  |  |  |  | R-410A | 2.7667 | Residential & Commercial | USHP
211377539 | Central HP <5.4 tons | YORK | HRCU-A-CB (Split System: Heat Pump with Remote Outdoor Unit-Air-Source) | HMH72B341 |  |  | XAHC36DXXN1+TXV | TP9C080C16MP13 | 33400 | 17 | 8.1 | 33200 | 23400 | 70.48% | 2.04 | 0 | 9.5 |  |  |  |  | R-410A | 2.7833 | Residential & Commercial | USHP
211377608 | Central HP <5.4 tons | YORK | HRCU-A-CB (Split System: Heat Pump with Remote Outdoor Unit-Air-Source) | HMH72B341 |  |  | XAHB36DXXN1+TXV | YP9C080B12MP13 | 33200 | 16.5 | 8.1 | 33400 | 23600 | 70.66% | 2 | 0 | 9.5 |  |  |  |  | R-410A | 2.7667 | Residential & Commercial | USHP
211377690 | Central HP <5.4 tons | YORK | HRCU-A-CB (Split System: Heat Pump with Remote Outdoor Unit-Air-Source) | HMH72B341 |  |  | XAUB30CXXN1+TXV | TP9C080B12MP13 | 32800 | 17 | 8.1 | 33600 | 23600 | 70.24% | 2.02 | 0 | 9.5 |  |  |  |  | R-410A | 2.7333 | Residential & Commercial | USHP
212984643 | Central HP <5.4 tons | DAY & NIGHT | HRCU-A-CB (Split System: Heat Pump with Remote Outdoor Unit-Air-Source) | DLCURAH24ABK |  |  | EA*4X37L21A* | *92MSN0801716A* | 24200 | 17.5 | 8.5 | 25000 | 21400 | 85.6% | 1.8 | 0 | 10.5 |  |  |  |  | R-410A | 2.0167 | Residential & Commercial | USHP | Ducted CEE Tier 1
216619053 | Central HP <5.4 tons | AIREASE | HRCU-A-C (Split System: Heat Pump with Remote Outdoor Unit with No Indoor Fan --Air Source) | A7SCP18V36P-**A |  |  | 7ED30/36BX-**+TDR | 0 | 33400 | 15.2 | 8.1 | 34000 | 29000 | 85.29% | 1.8 | 0 | 10 |  |  |  |  | R-454B | 2.7833 | Residential & Commercial | USHP | Ducted CEE Tier 1
216769713 | Central HP <5.4 tons | ARMSTRONG AIR | HRCU-A-CB (Split System: Heat Pump with Remote Outdoor Unit-Air-Source) | A7SCP18V36P-**A |  |  | 7ED42BX-**+TDR | A97DS2V070B16S* | 35000 | 17.2 | 8.5 | 36000 | 28600 | 79.44% | 1.9 | 0 | 10 |  |  |  |  | R-454B | 2.9167 | Residential & Commercial | USHP | Ducted CEE Tier 1
212969776 | Central HP <5.4 tons | CARRIER | HRCU-A-CB (Split System: Heat Pump with Remote Outdoor Unit-Air-Source) | 38MURAQ24AB3* |  |  | CAP**3617AL* | 58SP*B045V14**12 | 23600 | 17 | 8.5 | 26000 | 24200 | 93.08% | 2 | 0 | 10 |  |  |  |  | R-410A | 1.9667 | Residential & Commercial | USHP | Ducted CEE Tier 1
212985879 | Central HP <5.4 tons | DAY & NIGHT | HRCU-A-CB (Split System: Heat Pump with Remote Outdoor Unit-Air-Source) | DLCURAH18ABK |  |  | EA*4X19L17A* | *96MSN0261410A* | 17800 | 16.5 | 8.1 | 17800 | 17900 | 100.6% | 2.16 | 0 | 10.5 |  |  |  |  | R-410A | 1.4833 | Residential & Commercial | USHP | Ducted CEE Tier 1
216769678 | Central HP <5.4 tons | AIREASE | HRCU-A-CB (Split System: Heat Pump with Remote Outdoor Unit-Air-Source) | A7SCP18V36P-**A |  |  | 7E[C,U]30BX-**+TDR | A97US2V060B12X* | 33800 | 17.1 | 8.5 | 35600 | 28600 | 80.34% | 1.8 | 0 | 11 |  |  |  |  | R-454B | 2.8167 | Residential & Commercial | USHP | Ducted CEE Tier 1
216769692 | Central HP <5.4 tons | AIREASE | HRCU-A-CB (Split System: Heat Pump with Remote Outdoor Unit-Air-Source) | A7SCP18V36P-**A |  |  | 7EH30BX-**+TDR | A97US2V040B12X* | 34400 | 17.6 | 8.5 | 35600 | 28400 | 79.78% | 1.85 | 0 | 11 |  |  |  |  | R-454B | 2.8667 | Residential & Commercial | USHP | Ducted CEE Tier 1
214720109 | Central HP <5.4 tons | COLEMAN | HRCU-A-CB (Split System: Heat Pump with Remote Outdoor Unit-Air-Source) | HH860E2S11 |  |  | CTU60C5XGS1+TXV | TM8E100C20MP11 | 44500 | 17 | 9 | 45000 | 33800 | 75.11% | 2 | 0 | 11.7 |  |  |  |  | R-454B | 3.7083 | Residential & Commercial | USHP | Ducted CEE Tier 1
216769694 | Central HP <5.4 tons | AIREASE | HRCU-A-CB (Split System: Heat Pump with Remote Outdoor Unit-Air-Source) | A7SCP18V36P-**A |  |  | 7EH30BX-**+TDR | A97US2V060B12X* | 34400 | 17.4 | 8.5 | 35600 | 28400 | 79.78% | 1.85 | 0 | 11 |  |  |  |  | R-454B | 2.8667 | Residential & Commercial | USHP | Ducted CEE Tier 1
216769675 | Central HP <5.4 tons | ARMSTRONG AIR | HRCU-A-CB (Split System: Heat Pump with Remote Outdoor Unit-Air-Source) | A7SCP18V36P-**A |  |  | 7E[C,U]30BX-**+TDR | A97US2V040B12X* | 33800 | 17.35 | 8.5 | 35600 | 28600 | 80.34% | 1.8 | 0 | 11 |  |  |  |  | R-454B | 2.8167 | Residential & Commercial | USHP | Ducted CEE Tier 1
216769693 | Central HP <5.4 tons | ARMSTRONG AIR | HRCU-A-CB (Split System: Heat Pump with Remote Outdoor Unit-Air-Source) | A7SCP18V36P-**A |  |  | 7EH30BX-**+TDR | A97US2V060B12X* | 34400 | 17.4 | 8.5 | 35600 | 28400 | 79.78% | 1.85 | 0 | 11 |  |  |  |  | R-454B | 2.8667 | Residential & Commercial | USHP | Ducted CEE Tier 1
216619047 | Central HP <5.4 tons | AIREASE | HRCU-A-C (Split System: Heat Pump with Remote Outdoor Unit with No Indoor Fan --Air Source) | A7SCP18V36P-**A |  |  | 7E[C,U]36AX-**+TDR | 0 | 33400 | 15.2 | 8.1 | 34000 | 29000 | 85.29% | 1.85 | 0 | 10 |  |  |  |  | R-454B | 2.7833 | Residential & Commercial | USHP | Ducted CEE Tier 1
216619049 | Central HP <5.4 tons | AIREASE | HRCU-A-C (Split System: Heat Pump with Remote Outdoor Unit with No Indoor Fan --Air Source) | A7SCP18V36P-**A |  |  | 7EH30BX-**+TDR | 0 | 33400 | 15.2 | 8.1 | 34000 | 29000 | 85.29% | 1.85 | 0 | 10 |  |  |  |  | R-454B | 2.7833 | Residential & Commercial | USHP | Ducted CEE Tier 1
211377740 | Central HP <5.4 tons | YORK | HRCU-A-CB (Split System: Heat Pump with Remote Outdoor Unit-Air-Source) | HMH72B341 |  |  | XAHB30CXXN1+TXV | TM9V060B12MP12 | 31600 | 16.5 | 8.1 | 32800 | 23000 | 70.12% | 1.96 | 0 | 9 |  |  |  |  | R-410A | 2.6333 | Residential & Commercial | USHP
211377926 | Central HP <5.4 tons | YORK | HRCU-A-CB (Split System: Heat Pump with Remote Outdoor Unit-Air-Source) | HMH72B341 |  |  | XAFC36DXXN1+TXV | TM9E060B12MP12 | 34000 | 17.5 | 8.1 | 34000 | 24200 | 71.18% | 2.04 | 0 | 9.5 |  |  |  |  | R-410A | 2.8333 | Residential & Commercial | USHP
211377942 | Central HP <5.4 tons | YORK | HRCU-A-CB (Split System: Heat Pump with Remote Outdoor Unit-Air-Source) | HMH72B341 |  |  | XAFB30CXXN1+TXV | TM9E060B12MP12 | 32600 | 17 | 8.1 | 33600 | 23600 | 70.24% | 2 | 0 | 9.5 |  |  |  |  | R-410A | 2.7167 | Residential & Commercial | USHP
211377975 | Central HP <5.4 tons | YORK | HRCU-A-CB (Split System: Heat Pump with Remote Outdoor Unit-Air-Source) | HMH72B341 |  |  | XAUB30CXXN1+TXV | TM9E040A10MP12 | 32200 | 17 | 8.1 | 33400 | 23400 | 70.06% | 1.98 | 0 | 9.5 |  |  |  |  | R-410A | 2.6833 | Residential & Commercial | USHP
211378025 | Central HP <5.4 tons | YORK | HRCU-A-CB (Split System: Heat Pump with Remote Outdoor Unit-Air-Source) | HMH72B341 |  |  | XAHC30CXXN1+TXV | TM8Y100C16MP11 | 32600 | 18 | 8.1 | 33000 | 23200 | 70.3% | 2 | 0 | 9 |  |  |  |  | R-410A | 2.7167 | Residential & Commercial | USHP
211378058 | Central HP <5.4 tons | YORK | HRCU-A-CB (Split System: Heat Pump with Remote Outdoor Unit-Air-Source) | HMH72B341 |  |  | XAHB36DXXN1+TXV | TM8Y080B12MP11 | 33000 | 17.5 | 8.1 | 32800 | 23000 | 70.12% | 2 | 0 | 9.5 |  |  |  |  | R-410A | 2.75 | Residential & Commercial | USHP
211378143 | Central HP <5.4 tons | YORK | HRCU-A-CB (Split System: Heat Pump with Remote Outdoor Unit-Air-Source) | HMH72B341 |  |  | XAHC36DBCN1 | TPLC100C16MP13 | 34000 | 17 | 8.1 | 34000 | 24600 | 72.35% | 2.08 | 0 | 9.5 |  |  |  |  | R-410A | 2.8333 | Residential & Commercial | USHP
211378245 | Central HP <5.4 tons | YORK | HRCU-A-CB (Split System: Heat Pump with Remote Outdoor Unit-Air-Source) | HMH72B341 |  |  | XAHC36DBCN1 | TPLC080B12MP13 | 32800 | 16.5 | 8.1 | 32800 | 23200 | 70.73% | 1.98 | 0 | 9.5 |  |  |  |  | R-410A | 2.7333 | Residential & Commercial | USHP
211378311 | Central HP <5.4 tons | YORK | HRCU-A-CB (Split System: Heat Pump with Remote Outdoor Unit-Air-Source) | HMH72B341 |  |  | XAFC30CXXN1+TXV | YPLC080B12MP13 | 32400 | 17 | 8.1 | 34000 | 23800 | 70% | 2 | 0 | 9.5 |  |  |  |  | R-410A | 2.7 | Residential & Commercial | USHP
211378344 | Central HP <5.4 tons | YORK | HRCU-A-CB (Split System: Heat Pump with Remote Outdoor Unit-Air-Source) | HMH72B341 |  |  | XAFB30CXXN1+TXV | TPLC080B12MP13 | 32400 | 17 | 8.1 | 33600 | 23600 | 70.24% | 2 | 0 | 9.5 |  |  |  |  | R-410A | 2.7 | Residential & Commercial | USHP
211378359 | Central HP <5.4 tons | YORK | HRCU-A-CB (Split System: Heat Pump with Remote Outdoor Unit-Air-Source) | HMH72B341 |  |  | XAHB36DXXN1+TXV | TM8V060A12MP12 | 33400 | 16.5 | 8.1 | 33600 | 23800 | 70.83% | 2.02 | 0 | 9.5 |  |  |  |  | R-410A | 2.7833 | Residential & Commercial | USHP
211378579 | Central HP <5.4 tons | YORK | HRCU-A-CB (Split System: Heat Pump with Remote Outdoor Unit-Air-Source) | HMH72B341 |  |  | XAFC30CXXN1+TXV | TMLE100B12MP11 | 32800 | 17.5 | 8.1 | 33400 | 23400 | 70.06% | 2.04 | 0 | 9.5 |  |  |  |  | R-410A | 2.7333 | Residential & Commercial | USHP
211378594 | Central HP <5.4 tons | YORK | HRCU-A-CB (Split System: Heat Pump with Remote Outdoor Unit-Air-Source) | HMH72B341 |  |  | XAFB36DBCN1 | TMLE100B12MP11 | 34000 | 18 | 8.1 | 33800 | 23800 | 70.41% | 2.06 | 0 | 10 |  |  |  |  | R-410A | 2.8333 | Residential & Commercial | USHP | Ducted CEE Tier 1
211378609 | Central HP <5.4 tons | YORK | HRCU-A-CB (Split System: Heat Pump with Remote Outdoor Unit-Air-Source) | HMH72B341 |  |  | XAUB30CXXN1+TXV | TMLE100B12MP11 | 32800 | 17.5 | 8.1 | 33400 | 23400 | 70.06% | 2.04 | 0 | 9.5 |  |  |  |  | R-410A | 2.7333 | Residential & Commercial | USHP
216769691 | Central HP <5.4 tons | ARMSTRONG AIR | HRCU-A-CB (Split System: Heat Pump with Remote Outdoor Unit-Air-Source) | A7SCP18V36P-**A |  |  | 7EH30BX-**+TDR | A97US2V040B12X* | 34400 | 17.6 | 8.5 | 35600 | 28400 | 79.78% | 1.85 | 0 | 11 |  |  |  |  | R-454B | 2.8667 | Residential & Commercial | USHP | Ducted CEE Tier 1
216769705 | Central HP <5.4 tons | ARMSTRONG AIR | HRCU-A-CB (Split System: Heat Pump with Remote Outdoor Unit-Air-Source) | A7SCP18V36P-**A |  |  | 7EH36BX-**+TDR | A97US2V070B12S* | 34000 | 17.5 | 8.5 | 35600 | 28400 | 79.78% | 1.85 | 0 | 11 |  |  |  |  | R-454B | 2.8333 | Residential & Commercial | USHP | Ducted CEE Tier 1
211378662 | Central HP <5.4 tons | YORK | HRCU-A-CB (Split System: Heat Pump with Remote Outdoor Unit-Air-Source) | HMH72B341 |  |  | XAHB36DXXN1+TXV | TM8E080B12MP11 | 33200 | 17 | 8.1 | 33200 | 23400 | 70.48% | 2 | 0 | 9.5 |  |  |  |  | R-410A | 2.7667 | Residential & Commercial | USHP
211378679 | Central HP <5.4 tons | YORK | HRCU-A-CB (Split System: Heat Pump with Remote Outdoor Unit-Air-Source) | HMH72B341 |  |  | XAFC36DXXN1+TXV | TMLE080B12MP11 | 34000 | 18 | 8.1 | 34000 | 24400 | 71.76% | 2.06 | 0 | 9.5 |  |  |  |  | R-410A | 2.8333 | Residential & Commercial | USHP
211378778 | Central HP <5.4 tons | YORK | HRCU-A-CB (Split System: Heat Pump with Remote Outdoor Unit-Air-Source) | HMH72B341 |  |  | XAHB30CXXN1+TXV | TM8E040A12MP11 | 32000 | 17.5 | 8.1 | 31800 | 23000 | 72.33% | 1.98 | 0 | 9.5 |  |  |  |  | R-410A | 2.6667 | Residential & Commercial | USHP
216769685 | Central HP <5.4 tons | ARMSTRONG AIR | HRCU-A-CB (Split System: Heat Pump with Remote Outdoor Unit-Air-Source) | A7SCP18V36P-**A |  |  | 7E[C,U]36BX-**+TDR | A97US2V060B12X* | 34600 | 17.45 | 8.5 | 35600 | 28400 | 79.78% | 1.85 | 0 | 11 |  |  |  |  | R-454B | 2.8833 | Residential & Commercial | USHP | Ducted CEE Tier 1
216769701 | Central HP <5.4 tons | ARMSTRONG AIR | HRCU-A-CB (Split System: Heat Pump with Remote Outdoor Unit-Air-Source) | A7SCP18V36P-**A |  |  | 7EH36BX-**+TDR | A97US2V060B12X* | 33800 | 17.35 | 8.5 | 35600 | 28400 | 79.78% | 1.85 | 0 | 11 |  |  |  |  | R-454B | 2.8167 | Residential & Commercial | USHP | Ducted CEE Tier 1
211378826 | Central HP <5.4 tons | YORK | HRCU-A-CB (Split System: Heat Pump with Remote Outdoor Unit-Air-Source) | HMH72B341 |  |  | XAFC30CXXN1+TXV | TL9E100C20UH11 | 33400 | 17 | 8.5 | 33400 | 23400 | 70.06% | 2.06 | 0 | 10 |  |  |  |  | R-410A | 2.7833 | Residential & Commercial | USHP | Ducted CEE Tier 1
211378896 | Central HP <5.4 tons | YORK | HRCU-A-CB (Split System: Heat Pump with Remote Outdoor Unit-Air-Source) | HMH72B341 |  |  | XAHC36DXXN1+TXV | TL8E080C16UH11 | 34000 | 17 | 8.1 | 34000 | 24600 | 72.35% | 2.06 | 0 | 9 |  |  |  |  | R-410A | 2.8333 | Residential & Commercial | USHP
211378911 | Central HP <5.4 tons | YORK | HRCU-A-CB (Split System: Heat Pump with Remote Outdoor Unit-Air-Source) | HMH72B341 |  |  | XAFC30CXXN1+TXV | TL8E080C16UH11 | 33200 | 17.5 | 8.5 | 33400 | 23400 | 70.06% | 2.04 | 0 | 9.5 |  |  |  |  | R-410A | 2.7667 | Residential & Commercial | USHP
208101261 | Central HP <5.4 tons | AURORA | HRCU-A-CB (Split System: Heat Pump with Remote Outdoor Unit-Air-Source) | AU-LXU18-2A-O |  |  | AU-LCU18-2A-I | 0 | 18000 | 18 | 9.3 | 19000 | 16500 | 86.84% | 2.04 | 12.5 | 12.4 |  |  |  |  | R-410A | 1.5 | Residential & Commercial | USHP | Ducted CEE Tier 1
216737880 | Central HP <5.4 tons | BRYANT HEATING AND COOLING SYSTEMS | HRCU-A-CB (Split System: Heat Pump with Remote Outdoor Unit-Air-Source) | 37MUHAQ24AA3 |  |  | CSAH*3012AM* | 926TC66120V24*** | 22800 | 15.5 | 8.1 | 21200 | 19000 | 89.62% | 1.85 | 0 | 10.5 |  |  |  |  | R-454B | 1.9 | Residential & Commercial | USHP | Ducted CEE Tier 1
216619054 | Central HP <5.4 tons | AIREASE | HRCU-A-C (Split System: Heat Pump with Remote Outdoor Unit with No Indoor Fan --Air Source) | A7SCP18V36P-**A |  |  | 7ED42BX-**+TDR | 0 | 34000 | 15.2 | 8.1 | 34000 | 29000 | 85.29% | 1.9 | 0 | 11 |  |  |  |  | R-454B | 2.8333 | Residential & Commercial | USHP | Ducted CEE Tier 1
216769702 | Central HP <5.4 tons | AIREASE | HRCU-A-CB (Split System: Heat Pump with Remote Outdoor Unit-Air-Source) | A7SCP18V36P-**A |  |  | 7EH36BX-**+TDR | A97US2V060B12X* | 33800 | 17.35 | 8.5 | 35600 | 28400 | 79.78% | 1.85 | 0 | 11 |  |  |  |  | R-454B | 2.8167 | Residential & Commercial | USHP | Ducted CEE Tier 1
216737779 | Central HP <5.4 tons | BRYANT HEATING AND COOLING SYSTEMS | HRCU-A-CB (Split System: Heat Pump with Remote Outdoor Unit-Air-Source) | 37MUHAQ24AA3 |  |  | CSAH*3012AM* | 986TD66100C21*** | 22800 | 15.2 | 8.1 | 21200 | 19000 | 89.62% | 1.9 | 0 | 10.5 |  |  |  |  | R-454B | 1.9 | Residential & Commercial | USHP | Ducted CEE Tier 1
216738568 | Central HP <5.4 tons | BRYANT HEATING AND COOLING SYSTEMS | HRCU-A-CB (Split System: Heat Pump with Remote Outdoor Unit-Air-Source) | 37MUHAQ24AA3 |  |  | CSAH*3612AM* | 916SA60080M21*** | 22800 | 15.5 | 8.1 | 20800 | 18500 | 88.94% | 1.85 | 0 | 10.5 |  |  |  |  | R-454B | 1.9 | Residential & Commercial | USHP | Ducted CEE Tier 1
215853333 | Central HP <5.4 tons | JOHNSON CONTROLS | HRCU-A-CB (Split System: Heat Pump with Remote Outdoor Unit-Air-Source) | HH836E2S11 |  |  | CTF36B5CDS1 | Z9ES080B12SMPS1 | 33600 | 18 | 8.5 | 31400 | 25600 | 81.53% | 2 | 0 | 11 |  |  |  |  | R-454B | 2.8 | Residential & Commercial | USHP | Ducted CEE Tier 1
211378067 | Central HP <5.4 tons | YORK | HRCU-A-CB (Split System: Heat Pump with Remote Outdoor Unit-Air-Source) | HMH72B341 |  |  | XAFC36DXXN1+TXV | TM8Y080B12MP11 | 34000 | 18 | 8.1 | 33600 | 23600 | 70.24% | 2.06 | 0 | 10 |  |  |  |  | R-410A | 2.8333 | Residential & Commercial | USHP | Ducted CEE Tier 1
211378102 | Central HP <5.4 tons | YORK | HRCU-A-CB (Split System: Heat Pump with Remote Outdoor Unit-Air-Source) | HMH72B341 |  |  | XAFB36DBCN1 | TM8Y060A12MP11 | 33800 | 18 | 8.1 | 33400 | 23400 | 70.06% | 2.04 | 0 | 10 |  |  |  |  | R-410A | 2.8167 | Residential & Commercial | USHP | Ducted CEE Tier 1
211378203 | Central HP <5.4 tons | YORK | HRCU-A-CB (Split System: Heat Pump with Remote Outdoor Unit-Air-Source) | HMH72B341 |  |  | XAFC36DBCN1 | TPLC100C16MP13 | 34000 | 17.5 | 8.5 | 33800 | 23800 | 70.41% | 2.08 | 0 | 10 |  |  |  |  | R-410A | 2.8333 | Residential & Commercial | USHP | Ducted CEE Tier 1
211378236 | Central HP <5.4 tons | YORK | HRCU-A-CB (Split System: Heat Pump with Remote Outdoor Unit-Air-Source) | HMH72B341 |  |  | XAHC36DXXN1+TXV | TPLC080B12MP13 | 32800 | 16.5 | 8.1 | 32800 | 23200 | 70.73% | 1.98 | 0 | 9.5 |  |  |  |  | R-410A | 2.7333 | Residential & Commercial | USHP
211378320 | Central HP <5.4 tons | YORK | HRCU-A-CB (Split System: Heat Pump with Remote Outdoor Unit-Air-Source) | HMH72B341 |  |  | XAFB36DXXN1+TXV | YPLC080B12MP13 | 33600 | 17 | 8.1 | 33600 | 23600 | 70.24% | 2.02 | 0 | 9.5 |  |  |  |  | R-410A | 2.8 | Residential & Commercial | USHP
211378353 | Central HP <5.4 tons | YORK | HRCU-A-CB (Split System: Heat Pump with Remote Outdoor Unit-Air-Source) | HMH72B341 |  |  | XAUB30CXXN1+TXV | TPLC080B12MP13 | 32400 | 17 | 8.1 | 33600 | 23600 | 70.24% | 2 | 0 | 9.5 |  |  |  |  | R-410A | 2.7 | Residential & Commercial | USHP
211378417 | Central HP <5.4 tons | YORK | HRCU-A-CB (Split System: Heat Pump with Remote Outdoor Unit-Air-Source) | HMH72B341 |  |  | XAUB36DXXN1+TXV | TMLV060A12MP12 | 34000 | 17.5 | 8.1 | 34000 | 24200 | 71.18% | 2.06 | 0 | 9.5 |  |  |  |  | R-410A | 2.8333 | Residential & Commercial | USHP
211378420 | Central HP <5.4 tons | YORK | HRCU-A-CB (Split System: Heat Pump with Remote Outdoor Unit-Air-Source) | HMH72B341 |  |  | XAFB36DBCN1 | TPLC060A12MP13 | 34000 | 17.5 | 8.1 | 34000 | 24200 | 71.18% | 2.06 | 0 | 9.5 |  |  |  |  | R-410A | 2.8333 | Residential & Commercial | USHP
211378585 | Central HP <5.4 tons | YORK | HRCU-A-CB (Split System: Heat Pump with Remote Outdoor Unit-Air-Source) | HMH72B341 |  |  | XAFB36DXXN1+TXV | TMLE100B12MP11 | 34000 | 18 | 8.1 | 33800 | 23800 | 70.41% | 2.06 | 0 | 10 |  |  |  |  | R-410A | 2.8333 | Residential & Commercial | USHP | Ducted CEE Tier 1
211378603 | Central HP <5.4 tons | YORK | HRCU-A-CB (Split System: Heat Pump with Remote Outdoor Unit-Air-Source) | HMH72B341 |  |  | XAFB30CXXN1+TXV | TMLE100B12MP11 | 32800 | 17.5 | 8.1 | 33400 | 23400 | 70.06% | 2.04 | 0 | 9.5 |  |  |  |  | R-410A | 2.7333 | Residential & Commercial | USHP
211378972 | Central HP <5.4 tons | YORK | HRCU-A-CB (Split System: Heat Pump with Remote Outdoor Unit-Air-Source) | HMH72B341 |  |  | XAFA30DXXN1+TXV | TL8E060A12UH11 | 33800 | 18 | 8.1 | 33800 | 23800 | 70.41% | 2.04 | 0 | 9.5 |  |  |  |  | R-410A | 2.8167 | Residential & Commercial | USHP
211379336 | Central HP <5.4 tons | YORK | HRCU-A-CB (Split System: Heat Pump with Remote Outdoor Unit-Air-Source) | HMH72B341 |  |  | XAHC48FXXN1+TXV | YP9C080B12MP13 | 32800 | 16 | 8.1 | 32200 | 23600 | 73.29% | 2.02 | 0 | 9 |  |  |  |  | R-410A | 2.7333 | Residential & Commercial | USHP
211377432 | Central HP <5.4 tons | YORK | HRCU-A-CB (Split System: Heat Pump with Remote Outdoor Unit-Air-Source) | HMH72B341 |  |  | XAFB36DXXN1+TXV | TM9Y060B12MP11 | 33600 | 16.5 | 8.5 | 33400 | 23600 | 70.66% | 2.04 | 0 | 9.5 |  |  |  |  | R-410A | 2.8 | Residential & Commercial | USHP
211377783 | Central HP <5.4 tons | YORK | HRCU-A-CB (Split System: Heat Pump with Remote Outdoor Unit-Air-Source) | HMH72B341 |  |  | XAFB36DBCN1 | TP9C060B12MP13 | 33800 | 17 | 8.5 | 33400 | 23800 | 71.26% | 2.04 | 0 | 9.5 |  |  |  |  | R-410A | 2.8167 | Residential & Commercial | USHP
211377816 | Central HP <5.4 tons | YORK | HRCU-A-CB (Split System: Heat Pump with Remote Outdoor Unit-Air-Source) | HMH72B341 |  |  | XAHB36DBCN1 | TM9V040A10MP12 | 32400 | 16.5 | 8.1 | 32600 | 23000 | 70.55% | 1.96 | 0 | 9.5 |  |  |  |  | R-410A | 2.7 | Residential & Commercial | USHP
211377933 | Central HP <5.4 tons | YORK | HRCU-A-CB (Split System: Heat Pump with Remote Outdoor Unit-Air-Source) | HMH72B341 |  |  | XAFB36DXXN1+TXV | TM9E060B12MP12 | 34000 | 17.5 | 8.1 | 34000 | 24200 | 71.18% | 2.04 | 0 | 9.5 |  |  |  |  | R-410A | 2.8333 | Residential & Commercial | USHP
211378870 | Central HP <5.4 tons | YORK | HRCU-A-CB (Split System: Heat Pump with Remote Outdoor Unit-Air-Source) | HMH72B341 |  |  | XAFB36DBCN1 | TL9E060B12UH11 | 33400 | 17.5 | 8.1 | 33000 | 23200 | 70.3% | 2.02 | 0 | 10 |  |  |  |  | R-410A | 2.7833 | Residential & Commercial | USHP | Ducted CEE Tier 1
211379071 | Central HP <5.4 tons | YORK | HRCU-A-CB (Split System: Heat Pump with Remote Outdoor Unit-Air-Source) | HMH72B341 |  |  | XAHD48FBCN1 | TM9V120D20MP12 | 33400 | 16.5 | 8.5 | 32000 | 23200 | 72.5% | 2.06 | 0 | 9.5 |  |  |  |  | R-410A | 2.7833 | Residential & Commercial | USHP
211378913 | Central HP <5.4 tons | YORK | HRCU-A-CB (Split System: Heat Pump with Remote Outdoor Unit-Air-Source) | HMH72B341 |  |  | XAHB36DXXN1+TXV | TL8E060A12UH11 | 33200 | 17.5 | 8.1 | 33000 | 23400 | 70.91% | 2 | 0 | 9.5 |  |  |  |  | R-410A | 2.7667 | Residential & Commercial | USHP
211378927 | Central HP <5.4 tons | YORK | HRCU-A-CB (Split System: Heat Pump with Remote Outdoor Unit-Air-Source) | HMH72B341 |  |  | XAFB30CXXN1+TXV | TL8E060A12UH11 | 32800 | 18 | 8.1 | 33400 | 23400 | 70.06% | 2.02 | 0 | 9.5 |  |  |  |  | R-410A | 2.7333 | Residential & Commercial | USHP
211378929 | Central HP <5.4 tons | YORK | HRCU-A-CB (Split System: Heat Pump with Remote Outdoor Unit-Air-Source) | HMH72B341 |  |  | XAUB30CXXN1+TXV | TL8E060A12UH11 | 32800 | 18 | 8.1 | 33400 | 23400 | 70.06% | 2.02 | 0 | 9.5 |  |  |  |  | R-410A | 2.7333 | Residential & Commercial | USHP
211378945 | Central HP <5.4 tons | YORK | HRCU-A-CB (Split System: Heat Pump with Remote Outdoor Unit-Air-Source) | HMH72B341 |  |  | XAFA30DXXN1+TXV | TM8Y060A12MP11 | 33600 | 17.5 | 8.1 | 33200 | 23400 | 70.48% | 2.02 | 0 | 10 |  |  |  |  | R-410A | 2.8 | Residential & Commercial | USHP | Ducted CEE Tier 1
211378960 | Central HP <5.4 tons | YORK | HRCU-A-CB (Split System: Heat Pump with Remote Outdoor Unit-Air-Source) | HMH72B341 |  |  | XAFA30DXXN1+TXV | TM8E060A12MP11 | 33800 | 17.5 | 8.1 | 33800 | 23800 | 70.41% | 2.04 | 0 | 9.5 |  |  |  |  | R-410A | 2.8167 | Residential & Commercial | USHP
211379012 | Central HP <5.4 tons | YORK | HRCU-A-CB (Split System: Heat Pump with Remote Outdoor Unit-Air-Source) | HMH72B341 |  |  | XAHD48FXXN1+TXV | TM9Y080C16MP11 | 32800 | 17 | 8.1 | 31800 | 23200 | 72.96% | 2.02 | 0 | 9 |  |  |  |  | R-410A | 2.7333 | Residential & Commercial | USHP
211379179 | Central HP <5.4 tons | YORK | HRCU-A-CB (Split System: Heat Pump with Remote Outdoor Unit-Air-Source) | HMH72B341 |  |  | XAHD48FXXN1+TXV | YP9C100C16MP13 | 33000 | 16 | 8.5 | 31800 | 23200 | 72.96% | 2.04 | 0 | 9 |  |  |  |  | R-410A | 2.75 | Residential & Commercial | USHP
211379481 | Central HP <5.4 tons | YORK | HRCU-A-CB (Split System: Heat Pump with Remote Outdoor Unit-Air-Source) | HMH72B341 |  |  | XAUC48FXXN1+TXV | TM9E080B12MP12 | 33200 | 16.5 | 8.5 | 32400 | 23800 | 73.46% | 2.04 | 0 | 9 |  |  |  |  | R-410A | 2.7667 | Residential & Commercial | USHP
211379514 | Central HP <5.4 tons | YORK | HRCU-A-CB (Split System: Heat Pump with Remote Outdoor Unit-Air-Source) | HMH72B341 |  |  | XAHC48FXXN1+TXV | TM8Y100C20MP11 | 33800 | 16.5 | 8.5 | 32400 | 23800 | 73.46% | 2.06 | 0 | 9 |  |  |  |  | R-410A | 2.8167 | Residential & Commercial | USHP
211379695 | Central HP <5.4 tons | YORK | HRCU-A-CB (Split System: Heat Pump with Remote Outdoor Unit-Air-Source) | HMH72B341 |  |  | XAHD48FBCN1 | YPLC100C16MP13 | 33600 | 16 | 8.5 | 32400 | 23800 | 73.46% | 2.06 | 0 | 9 |  |  |  |  | R-410A | 2.8 | Residential & Commercial | USHP
211377894 | Central HP <5.4 tons | YORK | HRCU-A-CB (Split System: Heat Pump with Remote Outdoor Unit-Air-Source) | HMH72B341 |  |  | XAFB36DXXN1+TXV | TM9E080B12MP12 | 34000 | 17.5 | 8.1 | 33800 | 24000 | 71.01% | 2.06 | 0 | 10 |  |  |  |  | R-410A | 2.8333 | Residential & Commercial | USHP | Ducted CEE Tier 1
211379013 | Central HP <5.4 tons | YORK | HRCU-A-CB (Split System: Heat Pump with Remote Outdoor Unit-Air-Source) | HMH72B341 |  |  | XAHD48FBCN1 | TM9Y080C16MP11 | 32800 | 17 | 8.1 | 31800 | 23200 | 72.96% | 2.02 | 0 | 9 |  |  |  |  | R-410A | 2.7333 | Residential & Commercial | USHP
211379030 | Central HP <5.4 tons | YORK | HRCU-A-CB (Split System: Heat Pump with Remote Outdoor Unit-Air-Source) | HMH72B341 |  |  | XAFC48FBCN1 | TM9Y080C16MP11 | 33800 | 17.5 | 8.5 | 32800 | 24200 | 73.78% | 2.06 | 0 | 9 |  |  |  |  | R-410A | 2.8167 | Residential & Commercial | USHP
211379110 | Central HP <5.4 tons | YORK | HRCU-A-CB (Split System: Heat Pump with Remote Outdoor Unit-Air-Source) | HMH72B341 |  |  | XAHD48FBCN1 | TP9C100C20MP13 | 33600 | 16.5 | 8.5 | 32400 | 23800 | 73.46% | 2.06 | 0 | 9 |  |  |  |  | R-410A | 2.8 | Residential & Commercial | USHP
211379145 | Central HP <5.4 tons | YORK | HRCU-A-CB (Split System: Heat Pump with Remote Outdoor Unit-Air-Source) | HMH72B341 |  |  | XAFD48FBCN1 | YP9C100C20MP13 | 34000 | 16.5 | 8.5 | 33000 | 24200 | 73.33% | 2.1 | 0 | 9 |  |  |  |  | R-410A | 2.8333 | Residential & Commercial | USHP
211379261 | Central HP <5.4 tons | YORK | HRCU-A-CB (Split System: Heat Pump with Remote Outdoor Unit-Air-Source) | HMH72B341 |  |  | XAHD48FBCN1 | TP9C080C16MP13 | 32600 | 16 | 8.1 | 31800 | 23200 | 72.96% | 2.02 | 0 | 9 |  |  |  |  | R-410A | 2.7167 | Residential & Commercial | USHP
211379294 | Central HP <5.4 tons | YORK | HRCU-A-CB (Split System: Heat Pump with Remote Outdoor Unit-Air-Source) | HMH72B341 |  |  | XAFD48FBCN1 | TM9V080C16MP12 | 33400 | 16.5 | 8.5 | 32400 | 23600 | 72.84% | 2.06 | 0 | 9.5 |  |  |  |  | R-410A | 2.7833 | Residential & Commercial | USHP
211379297 | Central HP <5.4 tons | YORK | HRCU-A-CB (Split System: Heat Pump with Remote Outdoor Unit-Air-Source) | HMH72B341 |  |  | XAFD48FBCN1 | TP9C080C16MP13 | 33400 | 16.5 | 8.5 | 32400 | 23600 | 72.84% | 2.06 | 0 | 9.5 |  |  |  |  | R-410A | 2.7833 | Residential & Commercial | USHP
211379782 | Central HP <5.4 tons | YORK | HRCU-A-CB (Split System: Heat Pump with Remote Outdoor Unit-Air-Source) | HMH72B341 |  |  | XAFC48FXXN1+TXV | TM8V080C16MP12 | 34000 | 16.5 | 8.5 | 33200 | 24400 | 73.49% | 2.1 | 0 | 9 |  |  |  |  | R-410A | 2.8333 | Residential & Commercial | USHP
211380166 | Central HP <5.4 tons | YORK | HRCU-A-CB (Split System: Heat Pump with Remote Outdoor Unit-Air-Source) | HMH72B341 |  |  | XAHC48FBCN1 | TL8E100C20UH11 | 33400 | 16 | 8.5 | 32000 | 23200 | 72.5% | 2.06 | 0 | 9.5 |  |  |  |  | R-410A | 2.7833 | Residential & Commercial | USHP
211379747 | Central HP <5.4 tons | YORK | HRCU-A-CB (Split System: Heat Pump with Remote Outdoor Unit-Air-Source) | HMH72B341 |  |  | XAFD48FXXN1+TXV | TPLC080C16MP13 | 34000 | 16.5 | 8.5 | 33000 | 24400 | 73.94% | 2.1 | 0 | 9 |  |  |  |  | R-410A | 2.8333 | Residential & Commercial | USHP
211222765 | Central HP <5.4 tons | COMFORTMAKER | HRCU-A-CB (Split System: Heat Pump with Remote Outdoor Unit-Air-Source) | DLCURAH30ABK |  |  | FMA4X36**AL* | 0 | 31200 | 15.5 | 8.5 | 35400 | 26800 | 75.71% | 1.86 | 0 | 9 |  |  |  |  | R-410A | 2.6 | Residential & Commercial | USHP
211379203 | Central HP <5.4 tons | YORK | HRCU-A-CB (Split System: Heat Pump with Remote Outdoor Unit-Air-Source) | HMH72B341 |  |  | XAHC48FBCN1 | TP9C100C16MP13 | 33000 | 16.5 | 8.5 | 31800 | 23200 | 72.96% | 2.04 | 0 | 9 |  |  |  |  | R-410A | 2.75 | Residential & Commercial | USHP
211379220 | Central HP <5.4 tons | YORK | HRCU-A-CB (Split System: Heat Pump with Remote Outdoor Unit-Air-Source) | HMH72B341 |  |  | XAFD48FBCN1 | TP9C100C16MP13 | 33800 | 16.5 | 8.5 | 32400 | 23600 | 72.84% | 2.08 | 0 | 9.5 |  |  |  |  | R-410A | 2.8167 | Residential & Commercial | USHP
211379238 | Central HP <5.4 tons | YORK | HRCU-A-CB (Split System: Heat Pump with Remote Outdoor Unit-Air-Source) | HMH72B341 |  |  | XAFC48FBCN1 | TP9C100C16MP13 | 33800 | 16.5 | 8.5 | 32400 | 23800 | 73.46% | 2.08 | 0 | 9.5 |  |  |  |  | R-410A | 2.8167 | Residential & Commercial | USHP
211379306 | Central HP <5.4 tons | YORK | HRCU-A-CB (Split System: Heat Pump with Remote Outdoor Unit-Air-Source) | HMH72B341 |  |  | XAFC48FXXN1+TXV | TP9C080C16MP13 | 33400 | 16.5 | 8.5 | 32400 | 23600 | 72.84% | 2.06 | 0 | 9.5 |  |  |  |  | R-410A | 2.7833 | Residential & Commercial | USHP
211379339 | Central HP <5.4 tons | YORK | HRCU-A-CB (Split System: Heat Pump with Remote Outdoor Unit-Air-Source) | HMH72B341 |  |  | XAHC48FBCN1 | TM9V080B12MP12 | 32800 | 16 | 8.1 | 32200 | 23600 | 73.29% | 2.02 | 0 | 9 |  |  |  |  | R-410A | 2.7333 | Residential & Commercial | USHP
211379389 | Central HP <5.4 tons | YORK | HRCU-A-CB (Split System: Heat Pump with Remote Outdoor Unit-Air-Source) | HMH72B341 |  |  | XAHC48FBCN1 | YP9C060B12MP13 | 32400 | 16 | 8.1 | 32000 | 23400 | 73.12% | 2 | 0 | 9 |  |  |  |  | R-410A | 2.7 | Residential & Commercial | USHP
211379522 | Central HP <5.4 tons | YORK | HRCU-A-CB (Split System: Heat Pump with Remote Outdoor Unit-Air-Source) | HMH72B341 |  |  | XAFD48FXXN1+TXV | TM8Y120C20MP11 | 34000 | 16.5 | 8.5 | 34000 | 24200 | 71.18% | 2.1 | 0 | 9.5 |  |  |  |  | R-410A | 2.8333 | Residential & Commercial | USHP
211379553 | Central HP <5.4 tons | YORK | HRCU-A-CB (Split System: Heat Pump with Remote Outdoor Unit-Air-Source) | HMH72B341 |  |  | XAHD48FXXN1+TXV | TM8Y080C16MP11 | 33600 | 17 | 8.1 | 32600 | 24000 | 73.62% | 2.04 | 0 | 9 |  |  |  |  | R-410A | 2.8 | Residential & Commercial | USHP
211379573 | Central HP <5.4 tons | YORK | HRCU-A-CB (Split System: Heat Pump with Remote Outdoor Unit-Air-Source) | HMH72B341 |  |  | XAFD48FXXN1+TXV | TM8Y100C16MP11 | 34000 | 17.5 | 8.5 | 33200 | 24400 | 73.49% | 2.08 | 0 | 9 |  |  |  |  | R-410A | 2.8333 | Residential & Commercial | USHP
211379621 | Central HP <5.4 tons | YORK | HRCU-A-CB (Split System: Heat Pump with Remote Outdoor Unit-Air-Source) | HMH72B341 |  |  | XAHC48FXXN1+TXV | TM8V100C20MP12 | 33800 | 16.5 | 8.5 | 32400 | 23800 | 73.46% | 2.06 | 0 | 9 |  |  |  |  | R-410A | 2.8167 | Residential & Commercial | USHP
211379655 | Central HP <5.4 tons | YORK | HRCU-A-CB (Split System: Heat Pump with Remote Outdoor Unit-Air-Source) | HMH72B341 |  |  | XAHC48FBCN1 | YPLC120C20MP13 | 33800 | 16.5 | 8.5 | 32400 | 23800 | 73.46% | 2.06 | 0 | 9 |  |  |  |  | R-410A | 2.8167 | Residential & Commercial | USHP
211379672 | Central HP <5.4 tons | YORK | HRCU-A-CB (Split System: Heat Pump with Remote Outdoor Unit-Air-Source) | HMH72B341 |  |  | XAHD48FXXN1+TXV | YPLC080C16MP13 | 33600 | 16 | 8.5 | 32400 | 23800 | 73.46% | 2.06 | 0 | 9 |  |  |  |  | R-410A | 2.8 | Residential & Commercial | USHP
211379772 | Central HP <5.4 tons | YORK | HRCU-A-CB (Split System: Heat Pump with Remote Outdoor Unit-Air-Source) | HMH72B341 |  |  | XAFD48FBCN1 | TPLC100C16MP13 | 34000 | 16.5 | 8.5 | 33000 | 24400 | 73.94% | 2.1 | 0 | 9 |  |  |  |  | R-410A | 2.8333 | Residential & Commercial | USHP
211379856 | Central HP <5.4 tons | YORK | HRCU-A-CB (Split System: Heat Pump with Remote Outdoor Unit-Air-Source) | HMH72B341 |  |  | XAFC48FXXN1+TXV | TPLC080B12MP13 | 33000 | 16 | 8.1 | 32600 | 24000 | 73.62% | 2.02 | 0 | 9 |  |  |  |  | R-410A | 2.75 | Residential & Commercial | USHP
211379871 | Central HP <5.4 tons | YORK | HRCU-A-CB (Split System: Heat Pump with Remote Outdoor Unit-Air-Source) | HMH72B341 |  |  | XAFC48FBCN1 | YPLC080B12MP13 | 33000 | 16 | 8.1 | 32600 | 24000 | 73.62% | 2.02 | 0 | 9 |  |  |  |  | R-410A | 2.75 | Residential & Commercial | USHP
211379907 | Central HP <5.4 tons | YORK | HRCU-A-CB (Split System: Heat Pump with Remote Outdoor Unit-Air-Source) | HMH72B341 |  |  | XAFD48FBCN1 | TM8E120C16MP11 | 33600 | 17 | 8.5 | 32400 | 23600 | 72.84% | 2.08 | 0 | 9.5 |  |  |  |  | R-410A | 2.8 | Residential & Commercial | USHP
211379954 | Central HP <5.4 tons | YORK | HRCU-A-CB (Split System: Heat Pump with Remote Outdoor Unit-Air-Source) | HMH72B341 |  |  | XAFD48FXXN1+TXV | TMLE100C16MP11 | 33600 | 17 | 8.5 | 32400 | 23600 | 72.84% | 2.08 | 0 | 9.5 |  |  |  |  | R-410A | 2.8 | Residential & Commercial | USHP
211379972 | Central HP <5.4 tons | YORK | HRCU-A-CB (Split System: Heat Pump with Remote Outdoor Unit-Air-Source) | HMH72B341 |  |  | XAUC48FXXN1+TXV | TM8E100C16MP11 | 33600 | 17 | 8.5 | 32400 | 23600 | 72.84% | 2.06 | 0 | 9.5 |  |  |  |  | R-410A | 2.8 | Residential & Commercial | USHP
211379406 | Central HP <5.4 tons | YORK | HRCU-A-CB (Split System: Heat Pump with Remote Outdoor Unit-Air-Source) | HMH72B341 |  |  | XAFC48FBCN1 | TP9C060B12MP13 | 33000 | 16.5 | 8.1 | 32400 | 24000 | 74.07% | 2.04 | 0 | 9 |  |  |  |  | R-410A | 2.75 | Residential & Commercial | USHP
211379438 | Central HP <5.4 tons | YORK | HRCU-A-CB (Split System: Heat Pump with Remote Outdoor Unit-Air-Source) | HMH72B341 |  |  | XAFC48FBCN1 | TM9E100C16MP12 | 33400 | 17 | 8.5 | 32400 | 23600 | 72.84% | 2.06 | 0 | 9.5 |  |  |  |  | R-410A | 2.7833 | Residential & Commercial | USHP
211379490 | Central HP <5.4 tons | YORK | HRCU-A-CB (Split System: Heat Pump with Remote Outdoor Unit-Air-Source) | HMH72B341 |  |  | XAFC48FXXN1+TXV | TM9E060B12MP12 | 33200 | 16.5 | 8.1 | 32600 | 24000 | 73.62% | 2.02 | 0 | 9 |  |  |  |  | R-410A | 2.7667 | Residential & Commercial | USHP
211380105 | Central HP <5.4 tons | YORK | HRCU-A-CB (Split System: Heat Pump with Remote Outdoor Unit-Air-Source) | HMH72B341 |  |  | XAFD48FBCN1 | TL9E100C20UH11 | 34000 | 16 | 8.5 | 32400 | 23800 | 73.46% | 2.08 | 0 | 9.5 |  |  |  |  | R-410A | 2.8333 | Residential & Commercial | USHP
211380007 | Central HP <5.4 tons | YORK | HRCU-A-CB (Split System: Heat Pump with Remote Outdoor Unit-Air-Source) | HMH72B341 |  |  | XAUC48FXXN1+TXV | TMLE100B12MP11 | 33400 | 17 | 8.5 | 32400 | 23800 | 73.46% | 2.06 | 0 | 9.5 |  |  |  |  | R-410A | 2.7833 | Residential & Commercial | USHP
211380040 | Central HP <5.4 tons | YORK | HRCU-A-CB (Split System: Heat Pump with Remote Outdoor Unit-Air-Source) | HMH72B341 |  |  | XAFD48FBCN1 | TM8E080C16MP11 | 33400 | 17 | 8.5 | 32200 | 23400 | 72.67% | 2.06 | 0 | 9.5 |  |  |  |  | R-410A | 2.7833 | Residential & Commercial | USHP
212981604 | Central HP <5.4 tons | CARRIER | HRCU-A-CB (Split System: Heat Pump with Remote Outdoor Unit-Air-Source) | 38MURAQ30AB3* |  |  | CAP**4221AL* | 58SU*B040M17**12 | 30000 | 15.2 | 8.5 | 33800 | 27400 | 81.07% | 1.78 | 0 | 9 |  |  |  |  | R-410A | 2.5 | Residential & Commercial | USHP
211245596 | Central HP <5.4 tons | BRYANT HEATING AND COOLING SYSTEMS | HRCU-A-CB (Split System: Heat Pump with Remote Outdoor Unit-Air-Source) | 38MURAQ24AB3* |  |  | CNPV*3621AL* | 8(0,1)*SA36070E17*** | 24400 | 16.5 | 8.1 | 26400 | 22600 | 85.61% | 1.88 | 0 | 10.5 |  |  |  |  | R-410A | 2.0333 | Residential & Commercial | USHP | Ducted CEE Tier 1
212980266 | Central HP <5.4 tons | CARRIER | HRCU-A-CB (Split System: Heat Pump with Remote Outdoor Unit-Air-Source) | 38MURAQ24AB3* |  |  | CAP**3721AL* | 58S(B,C)*B090M21**16 | 24400 | 17.5 | 8.5 | 25200 | 21200 | 84.13% | 1.8 | 0 | 10.5 |  |  |  |  | R-410A | 2.0333 | Residential & Commercial | USHP | Ducted CEE Tier 1
211379813 | Central HP <5.4 tons | YORK | HRCU-A-CB (Split System: Heat Pump with Remote Outdoor Unit-Air-Source) | HMH72B341 |  |  | XAFC48FBCN1 | TPLC080C16MP13 | 34000 | 16.5 | 8.5 | 33200 | 24400 | 73.49% | 2.1 | 0 | 9 |  |  |  |  | R-410A | 2.8333 | Residential & Commercial | USHP
211379847 | Central HP <5.4 tons | YORK | HRCU-A-CB (Split System: Heat Pump with Remote Outdoor Unit-Air-Source) | HMH72B341 |  |  | XAHC48FBCN1 | TPLC080B12MP13 | 32400 | 16 | 8.1 | 32000 | 23600 | 73.75% | 1.98 | 0 | 8.5 |  |  |  |  | R-410A | 2.7 | Residential & Commercial | USHP
211380065 | Central HP <5.4 tons | YORK | HRCU-A-CB (Split System: Heat Pump with Remote Outdoor Unit-Air-Source) | HMH72B341 |  |  | XAHC48FXXN1+TXV | TMLE080B12MP11 | 32800 | 16.5 | 8.1 | 32400 | 23800 | 73.46% | 2 | 0 | 9 |  |  |  |  | R-410A | 2.7333 | Residential & Commercial | USHP
213067560 | Central HP <5.4 tons | ACIQ | HRCU-A-CB (Split System: Heat Pump with Remote Outdoor Unit-Air-Source) | HVH825GKA2* |  |  | EHD4X42AAL+WALLCON | *80CTL0701412A* | 24200 | 16.5 | 8.1 | 21200 | 16600 | 78.3% | 2.02 | 0 | 11 |  |  |  |  | R-410A | 2.0167 | Residential & Commercial | USHP | Ducted CEE Tier 1
213067576 | Central HP <5.4 tons | ACIQ | HRCU-A-CB (Split System: Heat Pump with Remote Outdoor Unit-Air-Source) | HVH825GKA2* |  |  | EHD4X48AAL+WALLCON | *80CSU0401712A* | 24200 | 16.5 | 8.1 | 21200 | 16600 | 78.3% | 2.02 | 0 | 11 |  |  |  |  | R-410A | 2.0167 | Residential & Commercial | USHP | Ducted CEE Tier 1
213067585 | Central HP <5.4 tons | ACIQ | HRCU-A-CB (Split System: Heat Pump with Remote Outdoor Unit-Air-Source) | HVH825GKA2* |  |  | EHD4X48AAL+WALLCON | *95CSU0802120A* | 24200 | 16.5 | 8.1 | 21200 | 16600 | 78.3% | 2.02 | 0 | 11 |  |  |  |  | R-410A | 2.0167 | Residential & Commercial | USHP | Ducted CEE Tier 1
213067594 | Central HP <5.4 tons | ACIQ | HRCU-A-CB (Split System: Heat Pump with Remote Outdoor Unit-Air-Source) | HVH825GKA2* |  |  | EHD4X48AAL+WALLCON | *97CMN1002122A* | 24200 | 16 | 8.1 | 21200 | 16700 | 78.77% | 2.04 | 0 | 11 |  |  |  |  | R-410A | 2.0167 | Residential & Commercial | USHP | Ducted CEE Tier 1
214396493 | Central HP <5.4 tons | COLEMAN | HRCU-A-CB (Split System: Heat Pump with Remote Outdoor Unit-Air-Source) | HH836E2S11 |  |  | CTM48C5CFS1+JME16C2SN1 | 0 | 34400 | 19 | 9 | 31600 | 25200 | 79.75% | 2 | 0 | 11.7 |  |  |  |  | R-454B | 2.8667 | Residential & Commercial | USHP | Ducted CEE Tier 1
213067601 | Central HP <5.4 tons | ACIQ | HRCU-A-CB (Split System: Heat Pump with Remote Outdoor Unit-Air-Source) | HVH825GKA2* |  |  | EN(A,D)4X48L24**+WALLCON | *96CTN1202422A* | 24200 | 17 | 8.1 | 21200 | 16600 | 78.3% | 2.02 | 0 | 11.5 |  |  |  |  | R-410A | 2.0167 | Residential & Commercial | USHP | Ducted CEE Tier 1
213067626 | Central HP <5.4 tons | ACIQ | HRCU-A-CB (Split System: Heat Pump with Remote Outdoor Unit-Air-Source) | HVH825GKA2* |  |  | EN(A,D,W)4X48L21**+WALLCON | *95CSU0601716A* | 24000 | 16.5 | 8.1 | 21400 | 16700 | 78.04% | 2 | 0 | 11 |  |  |  |  | R-410A | 2 | Residential & Commercial | USHP | Ducted CEE Tier 1
213770647 | Central HP <5.4 tons | HEIL | HRCU-A-CB (Split System: Heat Pump with Remote Outdoor Unit-Air-Source) | HVH825GKA2* |  |  | EA*4X25L17A*+WALLCON | *97CMN0801714B* | 24200 | 16.5 | 8.1 | 21400 | 16700 | 78.04% | 2.02 | 0 | 11 |  |  |  |  | R-410A | 2.0167 | Residential & Commercial | USHP | Ducted CEE Tier 1
213770727 | Central HP <5.4 tons | HEIL | HRCU-A-CB (Split System: Heat Pump with Remote Outdoor Unit-Air-Source) | HVH825GKA2* |  |  | EA*4X30L17A*+WALLCON | *80CTL0701716B* | 23400 | 16.5 | 8.1 | 21600 | 16700 | 77.31% | 1.92 | 0 | 11 |  |  |  |  | R-410A | 1.95 | Residential & Commercial | USHP | Ducted CEE Tier 1
213770827 | Central HP <5.4 tons | HEIL | HRCU-A-CB (Split System: Heat Pump with Remote Outdoor Unit-Air-Source) | HVH825GKA2* |  |  | EA*4X36L17A*+WALLCON | *80CTL0701716B* | 23600 | 16.5 | 8.1 | 21400 | 16700 | 78.04% | 1.94 | 0 | 11 |  |  |  |  | R-410A | 1.9667 | Residential & Commercial | USHP | Ducted CEE Tier 1
213771297 | Central HP <5.4 tons | HEIL | HRCU-A-CB (Split System: Heat Pump with Remote Outdoor Unit-Air-Source) | HVH825GKA2* |  |  | EA*4X42L21A*+WALLCON | *95CSU0601716B* | 23600 | 16.5 | 8.1 | 21400 | 16700 | 78.04% | 1.96 | 0 | 10.5 |  |  |  |  | R-410A | 1.9667 | Residential & Commercial | USHP | Ducted CEE Tier 1
214397234 | Central HP <5.4 tons | COLEMAN | HRCU-A-CB (Split System: Heat Pump with Remote Outdoor Unit-Air-Source) | HH836E2S11 |  |  | CTF36C5CDS1+JMET16CS2N1 | 0 | 34200 | 19 | 9 | 31400 | 25600 | 81.53% | 2 | 0 | 11.7 |  |  |  |  | R-454B | 2.85 | Residential & Commercial | USHP | Ducted CEE Tier 1
210720641 | Central HP <5.4 tons | CARRIER | HRCU-A-CB (Split System: Heat Pump with Remote Outdoor Unit-Air-Source) | 25VNA436A*031* |  |  | CAP**6024AL*+UI | 58CU*A100C21**20 | 34200 | 19.5 | 9 | 34400 | 25200 | 73.26% | 2 | 0 | 12 |  |  |  |  | R-410A | 2.85 | Residential & Commercial | USHP | Ducted CEE Tier 1
211244877 | Central HP <5.4 tons | COMFORTMAKER | HRCU-A-CB (Split System: Heat Pump with Remote Outdoor Unit-Air-Source) | DLCURAH24ABK |  |  | EN(A,D,W)4X36L17** | *96VSN0401410A* | 23400 | 16 | 8.1 | 25800 | 24000 | 93.02% | 2 | 0 | 10 |  |  |  |  | R-410A | 1.95 | Residential & Commercial | USHP | Ducted CEE Tier 1
211245578 | Central HP <5.4 tons | COMFORTMAKER | HRCU-A-CB (Split System: Heat Pump with Remote Outdoor Unit-Air-Source) | DLCURAH24ABK |  |  | EN(A,D)4X36L21** | *80VTL1102122A* | 23800 | 17 | 8.1 | 26000 | 23600 | 90.77% | 1.96 | 0 | 10.5 |  |  |  |  | R-410A | 1.9833 | Residential & Commercial | USHP | Ducted CEE Tier 1
211240432 | Central HP <5.4 tons | COMFORTMAKER | HRCU-A-CB (Split System: Heat Pump with Remote Outdoor Unit-Air-Source) | DLCURAH24ABK |  |  | EA*4X24L17A* | *95ESU0401712A* | 23400 | 16.5 | 8.5 | 26400 | 25200 | 95.45% | 2.1 | 0 | 10 |  |  |  |  | R-410A | 1.95 | Residential & Commercial | USHP | Ducted CEE Tier 1
211240599 | Central HP <5.4 tons | COMFORTMAKER | HRCU-A-CB (Split System: Heat Pump with Remote Outdoor Unit-Air-Source) | DLCURAH24ABK |  |  | EA*4X24L17A* | *96VTN0601412A* | 23200 | 16.5 | 8.5 | 26400 | 25600 | 96.97% | 2.14 | 0 | 10 |  |  |  |  | R-410A | 1.9333 | Residential & Commercial | USHP | Ducted CEE Tier 1
211240666 | Central HP <5.4 tons | COMFORTMAKER | HRCU-A-CB (Split System: Heat Pump with Remote Outdoor Unit-Air-Source) | DLCURAH24ABK |  |  | EA*4X24L17A* | *80ES(N,L)0901714A* | 24200 | 16.5 | 8.5 | 27000 | 23400 | 86.67% | 1.94 | 0 | 10 |  |  |  |  | R-410A | 2.0167 | Residential & Commercial | USHP | Ducted CEE Tier 1
211241066 | Central HP <5.4 tons | COMFORTMAKER | HRCU-A-CB (Split System: Heat Pump with Remote Outdoor Unit-Air-Source) | DLCURAH24ABK |  |  | EA*4X25L17A* | *80ES(N,L)0451412A* | 25400 | 16.5 | 8.5 | 26000 | 20800 | 80% | 1.76 | 0 | 10.5 |  |  |  |  | R-410A | 2.1167 | Residential & Commercial | USHP | Ducted CEE Tier 1
215864439 | Central HP <5.4 tons | TRANE | HRCU-A-CB (Split System: Heat Pump with Remote Outdoor Unit-Air-Source) | 5TWV8X24A1 |  |  | 5PX*B003AS3 | *UHMB080CCV3+LRP | 21400 | 18.1 | 8.5 | 24200 | 18700 | 77.27% | 2.2 | 0 | 11.5 |  |  |  |  | R-454B | 1.7833 | Residential & Commercial | USHP | Ducted CEE Tier 1
211712240 | Central HP <5.4 tons | CARRIER | HRCU-A-CB (Split System: Heat Pump with Remote Outdoor Unit-Air-Source) | 38MURAQ30AB3* |  |  | CAP**4221AL* | 59TP6B100V21**22 | 29600 | 15.2 | 8.1 | 33600 | 27400 | 81.55% | 1.78 | 0 | 9 |  |  |  |  | R-410A | 2.4667 | Residential & Commercial | USHP
215931593 | Central HP <5.4 tons | TEMPSTAR | HRCU-A-CB (Split System: Heat Pump with Remote Outdoor Unit-Air-Source) | T5H3V60*K*AAA* |  |  | EA*5X60M24A*+WALLCON | *95CSU1002122B* | 56000 | 18.5 | 8.5 | 60500 | 45500 | 75.21% | 2.08 | 0 | 11.5 |  |  |  |  | R-454B | 4.6667 | Residential & Commercial | USHP | Ducted CEE Tier 1
215931743 | Central HP <5.4 tons | TEMPSTAR | HRCU-A-CB (Split System: Heat Pump with Remote Outdoor Unit-Air-Source) | T5H3V60*K*AAA* |  |  | EA*5X61M24A*+WALLCON | *97CMN0602120B* | 56000 | 18 | 8.5 | 61000 | 47500 | 77.87% | 2 | 0 | 10.5 |  |  |  |  | R-454B | 4.6667 | Residential & Commercial | USHP | Ducted CEE Tier 1
211207029 | Central HP <5.4 tons | YORK | HRCU-A-CB (Split System: Heat Pump with Remote Outdoor Unit-Air-Source) | YZV48B21 |  |  | XAMC48HE3N1+CC | TP9C100C20MP13 | 43500 | 19 | 9 | 44500 | 36400 | 81.8% | 2.14 | 0 | 11.7 |  |  |  |  | R-410A | 3.625 | Residential & Commercial | USHP | Ducted CEE Tier 1
216619028 | Central HP <5.4 tons | AIREASE | HRCU-A-CB (Split System: Heat Pump with Remote Outdoor Unit-Air-Source) | A7SCP18V60P-**A |  |  | 7AH1AV42PX-** | 0 | 45500 | 17.6 | 9 | 48000 | 43000 | 89.58% | 1.8 | 0 | 11 |  |  |  |  | R-454B | 3.7917 | Residential & Commercial | USHP | Ducted CEE Tier 1
216619025 | Central HP <5.4 tons | AIREASE | HRCU-A-CB (Split System: Heat Pump with Remote Outdoor Unit-Air-Source) | A7SCP18V36P-**A |  |  | 7AH2AV36PXC-** | 0 | 35000 | 18.5 | 9.4 | 36000 | 29400 | 81.67% | 1.9 | 0 | 11 |  |  |  |  | R-454B | 2.9167 | Residential & Commercial | USHP | Ducted CEE Tier 1
216031606 | Central HP <5.4 tons | ARMSTRONG AIR | HRCU-A-C (Split System: Heat Pump with Remote Outdoor Unit with No Indoor Fan --Air Source) | A7SCP18V36P-**A |  |  | 7E[C,U]36BX-**+TDR | 0 | 34000 | 15.2 | 8.5 | 34000 | 28800 | 84.71% | 1.75 | 0 | 10.6 |  |  |  |  | R-454B | 2.8333 | Residential & Commercial | USHP | Ducted CEE Tier 1
211244823 | Central HP <5.4 tons | COMFORTMAKER | HRCU-A-CB (Split System: Heat Pump with Remote Outdoor Unit-Air-Source) | DLCURAH24ABK |  |  | EN(A,D)4X30L17** | OMV098J12* | 23600 | 16.5 | 8.1 | 26000 | 23600 | 90.77% | 1.96 | 0 | 10 |  |  |  |  | R-410A | 1.9667 | Residential & Commercial | USHP | Ducted CEE Tier 1
211240802 | Central HP <5.4 tons | AIRQUEST | HRCU-A-CB (Split System: Heat Pump with Remote Outdoor Unit-Air-Source) | DLCURAH24ABK |  |  | EA*4X25L17A* | *80VSL0451412A* | 25000 | 16.5 | 8.5 | 25800 | 21000 | 81.4% | 1.76 | 0 | 10.5 |  |  |  |  | R-410A | 2.0833 | Residential & Commercial | USHP | Ducted CEE Tier 1
211245091 | Central HP <5.4 tons | COMFORTMAKER | HRCU-A-CB (Split System: Heat Pump with Remote Outdoor Unit-Air-Source) | DLCURAH24ABK |  |  | EN(A,D,W)4X36L17** | *95ESN0261410A* | 23400 | 16 | 8.1 | 25800 | 24200 | 93.8% | 2 | 0 | 10 |  |  |  |  | R-410A | 1.95 | Residential & Commercial | USHP | Ducted CEE Tier 1
216769711 | Central HP <5.4 tons | ARMSTRONG AIR | HRCU-A-CB (Split System: Heat Pump with Remote Outdoor Unit-Air-Source) | A7SCP18V36P-**A |  |  | 7ED30/36BX-**+TDR | A97DS2V070B16S* | 34000 | 16.5 | 8.5 | 35800 | 28600 | 79.89% | 1.85 | 0 | 10 |  |  |  |  | R-454B | 2.8333 | Residential & Commercial | USHP | Ducted CEE Tier 1
211712334 | Central HP <5.4 tons | HEIL | HRCU-A-CB (Split System: Heat Pump with Remote Outdoor Unit-Air-Source) | DLCURAH30ABK |  |  | EA*4X42L21A* | *80ESU0401712A* | 30400 | 15.2 | 8.1 | 34200 | 27000 | 78.95% | 1.8 | 0 | 9 |  |  |  |  | R-410A | 2.5333 | Residential & Commercial | USHP
211244801 | Central HP <5.4 tons | COMFORTMAKER | HRCU-A-CB (Split System: Heat Pump with Remote Outdoor Unit-Air-Source) | DLCURAH24ABK |  |  | EN(A,D)4X30L17** | *80ES(N,L)0701412A* | 24200 | 16.5 | 8.1 | 26400 | 22800 | 86.36% | 1.88 | 0 | 10.5 |  |  |  |  | R-410A | 2.0167 | Residential & Commercial | USHP | Ducted CEE Tier 1
211245425 | Central HP <5.4 tons | COMFORTMAKER | HRCU-A-CB (Split System: Heat Pump with Remote Outdoor Unit-Air-Source) | DLCURAH24ABK |  |  | EN(A,D)4X36L21** | *80VSL0451716A* | 24200 | 16 | 8.1 | 26400 | 22800 | 86.36% | 1.88 | 0 | 10.5 |  |  |  |  | R-410A | 2.0167 | Residential & Commercial | USHP | Ducted CEE Tier 1
211245886 | Central HP <5.4 tons | COMFORTMAKER | HRCU-A-CB (Split System: Heat Pump with Remote Outdoor Unit-Air-Source) | DLCURAH24ABK |  |  | FMA4X24**AL* | 0 | 23600 | 17 | 9 | 27200 | 25600 | 94.12% | 2.14 | 0 | 10 |  |  |  |  | R-410A | 1.9667 | Residential & Commercial | USHP | Ducted CEE Tier 1
211222749 | Central HP <5.4 tons | COMFORTMAKER | HRCU-A-CB (Split System: Heat Pump with Remote Outdoor Unit-Air-Source) | DLCURAH30ABK |  |  | FM(C,U)4Z36**AL* | 0 | 30400 | 15.5 | 8.5 | 35000 | 27400 | 78.29% | 1.82 | 0 | 9 |  |  |  |  | R-410A | 2.5333 | Residential & Commercial | USHP
211241249 | Central HP <5.4 tons | COMFORTMAKER | HRCU-A-CB (Split System: Heat Pump with Remote Outdoor Unit-Air-Source) | DLCURAH24ABK |  |  | EA*4X30L14A* | *96VSN0401410A* | 23600 | 15.5 | 8.5 | 26200 | 23600 | 90.08% | 1.94 | 0 | 10 |  |  |  |  | R-410A | 1.9667 | Residential & Commercial | USHP | Ducted CEE Tier 1
211242470 | Central HP <5.4 tons | COMFORTMAKER | HRCU-A-CB (Split System: Heat Pump with Remote Outdoor Unit-Air-Source) | DLCURAH24ABK |  |  | EA*4X36L21A* | *95ESN0802120A* | 24800 | 16.5 | 8.5 | 26600 | 22000 | 82.71% | 1.82 | 0 | 10 |  |  |  |  | R-410A | 2.0667 | Residential & Commercial | USHP | Ducted CEE Tier 1
211242588 | Central HP <5.4 tons | COMFORTMAKER | HRCU-A-CB (Split System: Heat Pump with Remote Outdoor Unit-Air-Source) | DLCURAH24ABK |  |  | EA*4X36L21A* | *80ES(N,L)0901714A* | 24800 | 17 | 8.5 | 26400 | 22000 | 83.33% | 1.84 | 0 | 10 |  |  |  |  | R-410A | 2.0667 | Residential & Commercial | USHP | Ducted CEE Tier 1
211242722 | Central HP <5.4 tons | COMFORTMAKER | HRCU-A-CB (Split System: Heat Pump with Remote Outdoor Unit-Air-Source) | DLCURAH24ABK |  |  | EA*4X36L21A* | OMV098J12* | 23600 | 16.5 | 8.5 | 25800 | 23200 | 89.92% | 1.94 | 0 | 10 |  |  |  |  | R-410A | 1.9667 | Residential & Commercial | USHP | Ducted CEE Tier 1
211242870 | Central HP <5.4 tons | COMFORTMAKER | HRCU-A-CB (Split System: Heat Pump with Remote Outdoor Unit-Air-Source) | DLCURAH24ABK |  |  | EA*4X37L17A* | *80VSL0701716A* | 24200 | 16.5 | 8.5 | 25400 | 21800 | 85.83% | 1.82 | 0 | 10 |  |  |  |  | R-410A | 2.0167 | Residential & Commercial | USHP | Ducted CEE Tier 1
211241754 | Central HP <5.4 tons | COMFORTMAKER | HRCU-A-CB (Split System: Heat Pump with Remote Outdoor Unit-Air-Source) | DLCURAH24ABK |  |  | EA*4X30L17A* | *92ESN0401712A* | 23600 | 15.5 | 8.5 | 26200 | 23600 | 90.08% | 1.94 | 0 | 10 |  |  |  |  | R-410A | 1.9667 | Residential & Commercial | USHP | Ducted CEE Tier 1
216734142 | Central HP <5.4 tons | BRYANT HEATING AND COOLING SYSTEMS | HRCU-A-CB (Split System: Heat Pump with Remote Outdoor Unit-Air-Source) | 37MUHAQ24AA3 |  |  | CAA**3017AM* | 926SB30040V14*** | 22000 | 15.5 | 8.1 | 21000 | 18900 | 90% | 1.85 | 0 | 10.5 |  |  |  |  | R-454B | 1.8333 | Residential & Commercial | USHP | Ducted CEE Tier 1
211240829 | Central HP <5.4 tons | AIRQUEST | HRCU-A-CB (Split System: Heat Pump with Remote Outdoor Unit-Air-Source) | DLCURAH24ABK |  |  | EA*4X25L17A* | *96VSN0401410A* | 24400 | 16 | 8.5 | 25600 | 21400 | 83.59% | 1.78 | 0 | 10 |  |  |  |  | R-410A | 2.0333 | Residential & Commercial | USHP | Ducted CEE Tier 1
211240856 | Central HP <5.4 tons | AIRQUEST | HRCU-A-CB (Split System: Heat Pump with Remote Outdoor Unit-Air-Source) | DLCURAH24ABK |  |  | EA*4X25L17A* | *96VSN0801716A* | 24800 | 17 | 8.5 | 25600 | 21200 | 82.81% | 1.78 | 0 | 10.5 |  |  |  |  | R-410A | 2.0667 | Residential & Commercial | USHP | Ducted CEE Tier 1
211241088 | Central HP <5.4 tons | AIRQUEST | HRCU-A-CB (Split System: Heat Pump with Remote Outdoor Unit-Air-Source) | DLCURAH24ABK |  |  | EA*4X25L17A* | *80ES(N,L)0701712A* | 25000 | 16.5 | 8.5 | 25800 | 21000 | 81.4% | 1.76 | 0 | 10.5 |  |  |  |  | R-410A | 2.0833 | Residential & Commercial | USHP | Ducted CEE Tier 1
211241229 | Central HP <5.4 tons | AIRQUEST | HRCU-A-CB (Split System: Heat Pump with Remote Outdoor Unit-Air-Source) | DLCURAH24ABK |  |  | EA*4X25L17A* | OMV112K14A | 24800 | 16 | 8.5 | 25800 | 21200 | 82.17% | 1.76 | 0 | 10 |  |  |  |  | R-410A | 2.0667 | Residential & Commercial | USHP | Ducted CEE Tier 1
211241247 | Central HP <5.4 tons | AIRQUEST | HRCU-A-CB (Split System: Heat Pump with Remote Outdoor Unit-Air-Source) | DLCURAH24ABK |  |  | EA*4X30L14A* | *96VSN0401410A* | 23600 | 15.5 | 8.5 | 26200 | 23600 | 90.08% | 1.94 | 0 | 10 |  |  |  |  | R-410A | 1.9667 | Residential & Commercial | USHP | Ducted CEE Tier 1
211241331 | Central HP <5.4 tons | AIRQUEST | HRCU-A-CB (Split System: Heat Pump with Remote Outdoor Unit-Air-Source) | DLCURAH24ABK |  |  | EA*4X30L14A* | *80ES(N,L)0451412A* | 24400 | 16 | 8.5 | 26600 | 22600 | 84.96% | 1.86 | 0 | 10 |  |  |  |  | R-410A | 2.0333 | Residential & Commercial | USHP | Ducted CEE Tier 1
211241554 | Central HP <5.4 tons | AIRQUEST | HRCU-A-CB (Split System: Heat Pump with Remote Outdoor Unit-Air-Source) | DLCURAH24ABK |  |  | EA*4X30L17A* | *80VTL0701716A* | 24200 | 17 | 8.5 | 26200 | 23000 | 87.79% | 1.92 | 0 | 10 |  |  |  |  | R-410A | 2.0167 | Residential & Commercial | USHP | Ducted CEE Tier 1
214389273 | Central HP <5.4 tons | BRYANT HEATING AND COOLING SYSTEMS | HRCU-A-CB (Split System: Heat Pump with Remote Outdoor Unit-Air-Source) | 284ANV036*0**B* |  |  | CNPV*4221AL*+UI | 88*TB60110C21*** | 33200 | 19 | 9 | 37800 | 26600 | 70.37% | 1.98 | 0 | 12 |  |  |  |  | R-410A | 2.7667 | Residential & Commercial | USHP | Ducted CEE Tier 1
214389289 | Central HP <5.4 tons | BRYANT HEATING AND COOLING SYSTEMS | HRCU-A-CB (Split System: Heat Pump with Remote Outdoor Unit-Air-Source) | 284ANV036*0**B* |  |  | CNPV*4821AL*+UI | 935CB48060C17*** | 33400 | 19 | 9 | 36800 | 26200 | 71.2% | 2.02 | 0 | 12 |  |  |  |  | R-410A | 2.7833 | Residential & Commercial | USHP | Ducted CEE Tier 1
214389323 | Central HP <5.4 tons | BRYANT HEATING AND COOLING SYSTEMS | HRCU-A-CB (Split System: Heat Pump with Remote Outdoor Unit-Air-Source) | 284ANV036*0**B* |  |  | CNPV*6024AL*+UI | 987MC66100C21*** | 34000 | 20 | 9 | 36200 | 25400 | 70.17% | 2.02 | 0 | 12.5 |  |  |  |  | R-410A | 2.8333 | Residential & Commercial | USHP | Ducted CEE Tier 1
214389414 | Central HP <5.4 tons | BRYANT HEATING AND COOLING SYSTEMS | HRCU-A-CB (Split System: Heat Pump with Remote Outdoor Unit-Air-Source) | 284ANV036*0**B* |  |  | CNPV*4221AL*+UI | 987MC42060C17*** | 32800 | 18 | 9 | 38000 | 26800 | 70.53% | 1.96 | 0 | 11.5 |  |  |  |  | R-410A | 2.7333 | Residential & Commercial | USHP | Ducted CEE Tier 1
211241763 | Central HP <5.4 tons | AIRQUEST | HRCU-A-CB (Split System: Heat Pump with Remote Outdoor Unit-Air-Source) | DLCURAH24ABK |  |  | EA*4X30L17A* | *80ES(N,L)0701412A* | 24200 | 16.5 | 8.5 | 26400 | 22800 | 86.36% | 1.88 | 0 | 10 |  |  |  |  | R-410A | 2.0167 | Residential & Commercial | USHP | Ducted CEE Tier 1
211241924 | Central HP <5.4 tons | AIRQUEST | HRCU-A-CB (Split System: Heat Pump with Remote Outdoor Unit-Air-Source) | DLCURAH24ABK |  |  | EA*4X36L17A* | *80VSL0701716A* | 24000 | 16.5 | 8.5 | 26000 | 22800 | 87.69% | 1.9 | 0 | 10 |  |  |  |  | R-410A | 2 | Residential & Commercial | USHP | Ducted CEE Tier 1
211242022 | Central HP <5.4 tons | AIRQUEST | HRCU-A-CB (Split System: Heat Pump with Remote Outdoor Unit-Air-Source) | DLCURAH24ABK |  |  | EA*4X36L17A* | *95ESN0601412A* | 24400 | 15.5 | 8.5 | 26600 | 22400 | 84.21% | 1.84 | 0 | 10 |  |  |  |  | R-410A | 2.0333 | Residential & Commercial | USHP | Ducted CEE Tier 1
211241674 | Central HP <5.4 tons | AIRQUEST | HRCU-A-CB (Split System: Heat Pump with Remote Outdoor Unit-Air-Source) | DLCURAH24ABK |  |  | EA*4X30L17A* | *80ES(N,L)0901714A* | 24600 | 16.5 | 8.5 | 26600 | 22600 | 84.96% | 1.86 | 0 | 10 |  |  |  |  | R-410A | 2.05 | Residential & Commercial | USHP | Ducted CEE Tier 1
216445268 | Central HP <5.4 tons | ZERO | HRCU-A-CB (Split System: Heat Pump with Remote Outdoor Unit-Air-Source) | ZOV-48HDTB |  |  | ZAV-48HDTB | 0 | 47000 | 18 | 8.5 | 47000 | 33000 | 70.21% | 1.8 | 0 | 9 |  |  |  |  | R-454B | 3.9167 | Residential & Commercial | USHP
216737223 | Central HP <5.4 tons | HEIL | HRCU-A-CB (Split System: Heat Pump with Remote Outdoor Unit-Air-Source) | D5CUHAH24AAK |  |  | ESH5X30M12A* | *80MSU0601716A* | 22800 | 16 | 8.5 | 21200 | 19000 | 89.62% | 1.96 | 0 | 10.5 |  |  |  |  | R-454B | 1.9 | Residential & Commercial | USHP | Ducted CEE Tier 1
216570955 | Central HP <5.4 tons | AMERICAN STANDARD | HRCU-A-CB (Split System: Heat Pump with Remote Outdoor Unit-Air-Source) | 5A6V0X36A1 |  |  | 5PX*B006AS3 | S8V2A040M3PDB | 34800 | 20 | 9.4 | 32400 | 25000 | 77.16% | 2.1 | 0 | 12 |  |  |  |  | R-454B | 2.9 | Residential & Commercial | USHP | Ducted CEE Tier 1
216570973 | Central HP <5.4 tons | AMERICAN STANDARD | HRCU-A-CB (Split System: Heat Pump with Remote Outdoor Unit-Air-Source) | 5A6V0X36A1 |  |  | 5PX*C005AS3 | S8V2C100M5PDB | 34200 | 19.2 | 9.4 | 31400 | 25000 | 79.62% | 2.1 | 0 | 12 |  |  |  |  | R-454B | 2.85 | Residential & Commercial | USHP | Ducted CEE Tier 1
216570989 | Central HP <5.4 tons | AMERICAN STANDARD | HRCU-A-CB (Split System: Heat Pump with Remote Outdoor Unit-Air-Source) | 5A6V0X36A1 |  |  | 5PX*C007AS3 | S8V2C100M5PDB | 35400 | 20 | 10 | 32200 | 25000 | 77.64% | 2.1 | 0 | 12.7 |  |  |  |  | R-454B | 2.95 | Residential & Commercial | USHP | Ducted CEE Tier 1
216571023 | Central HP <5.4 tons | AMERICAN STANDARD | HRCU-A-CB (Split System: Heat Pump with Remote Outdoor Unit-Air-Source) | 5A6V0X36A1 |  |  | 5TXCB004AS3 | *DHMB060CCV3+LRP | 32000 | 17 | 9.4 | 31200 | 24600 | 78.85% | 2 | 0 | 11.2 |  |  |  |  | R-454B | 2.6667 | Residential & Commercial | USHP | Ducted CEE Tier 1
216571039 | Central HP <5.4 tons | AMERICAN STANDARD | HRCU-A-CB (Split System: Heat Pump with Remote Outdoor Unit-Air-Source) | 5A6V0X36A1 |  |  | 5TXCB006AS3 | *UHMB080CCV3+LRP | 35000 | 20.4 | 9.7 | 32600 | 25000 | 76.69% | 2.1 | 0 | 12.5 |  |  |  |  | R-454B | 2.9167 | Residential & Commercial | USHP | Ducted CEE Tier 1
212985929 | Central HP <5.4 tons | DAY & NIGHT | HRCU-A-CB (Split System: Heat Pump with Remote Outdoor Unit-Air-Source) | DLCURAH18ABK |  |  | EA*4X30L17A* | *96MSN0261410A* | 17500 | 16 | 8.5 | 18100 | 18800 | 103.9% | 2.26 | 0 | 10.5 |  |  |  |  | R-410A | 1.4583 | Residential & Commercial | USHP | Ducted CEE Tier 1
212985779 | Central HP <5.4 tons | DAY & NIGHT | HRCU-A-CB (Split System: Heat Pump with Remote Outdoor Unit-Air-Source) | DLCURAH24ABK |  |  | EA*4X25L17A* | *96MSN0261410A* | 24200 | 16.5 | 8.5 | 25200 | 21600 | 85.71% | 1.82 | 0 | 10 |  |  |  |  | R-410A | 2.0167 | Residential & Commercial | USHP | Ducted CEE Tier 1
211380071 | Central HP <5.4 tons | YORK | HRCU-A-CB (Split System: Heat Pump with Remote Outdoor Unit-Air-Source) | HMH72B341 |  |  | XAHC48FBCN1 | TMLE080B12MP11 | 32800 | 16.5 | 8.1 | 32400 | 23800 | 73.46% | 2 | 0 | 9 |  |  |  |  | R-410A | 2.7333 | Residential & Commercial | USHP
216618996 | Central HP <5.4 tons | ARMSTRONG AIR | HRCU-A-C (Split System: Heat Pump with Remote Outdoor Unit with No Indoor Fan --Air Source) | A7SCP18V36P-**A |  |  | 7EH36CX-**+TDR | 0 | 33400 | 15.2 | 8.1 | 34000 | 29000 | 85.29% | 1.85 | 0 | 10 |  |  |  |  | R-454B | 2.7833 | Residential & Commercial | USHP | Ducted CEE Tier 1
216769708 | Central HP <5.4 tons | AIREASE | HRCU-A-CB (Split System: Heat Pump with Remote Outdoor Unit-Air-Source) | A7SCP18V36P-**A |  |  | 7EH36CX-**+TDR | A97US2V090C12S* | 34600 | 18 | 9 | 35800 | 28400 | 79.33% | 1.9 | 0 | 11 |  |  |  |  | R-454B | 2.8833 | Residential & Commercial | USHP | Ducted CEE Tier 1
216734496 | Central HP <5.4 tons | HEIL | HRCU-A-CB (Split System: Heat Pump with Remote Outdoor Unit-Air-Source) | D5CUHAH24AAK |  |  | EA*5X36M17A* | *80CTL0701716B* | 22400 | 16.5 | 8.5 | 20800 | 18700 | 89.9% | 1.96 | 0 | 10.5 |  |  |  |  | R-454B | 1.8667 | Residential & Commercial | USHP | Ducted CEE Tier 1
214573859 | Central HP <5.4 tons | BRYANT HEATING AND COOLING SYSTEMS | HRCU-A-CB (Split System: Heat Pump with Remote Outdoor Unit-Air-Source) | 288BNV037*0**B* |  |  | CAP**4321AL*+UI | 935CB60080C21*** | 32800 | 17.5 | 8.5 | 32800 | 25200 | 76.83% | 2 | 0 | 11 |  |  |  |  | R-410A | 2.7333 | Residential & Commercial | USHP | Ducted CEE Tier 1
214574009 | Central HP <5.4 tons | BRYANT HEATING AND COOLING SYSTEMS | HRCU-A-CB (Split System: Heat Pump with Remote Outdoor Unit-Air-Source) | 288BNV037*0**B* |  |  | CAP**4824AL*+UI | 987MC60080C21*** | 32400 | 17.5 | 8.5 | 32400 | 25000 | 77.16% | 1.98 | 0 | 11 |  |  |  |  | R-410A | 2.7 | Residential & Commercial | USHP | Ducted CEE Tier 1
214574109 | Central HP <5.4 tons | BRYANT HEATING AND COOLING SYSTEMS | HRCU-A-CB (Split System: Heat Pump with Remote Outdoor Unit-Air-Source) | 288BNV037*0**B* |  |  | CAP**6121AL*+UI | 935CB66100C21*** | 33200 | 18.5 | 8.5 | 31800 | 24800 | 77.99% | 2 | 0 | 11.5 |  |  |  |  | R-410A | 2.7667 | Residential & Commercial | USHP | Ducted CEE Tier 1
214574159 | Central HP <5.4 tons | BRYANT HEATING AND COOLING SYSTEMS | HRCU-A-CB (Split System: Heat Pump with Remote Outdoor Unit-Air-Source) | 288BNV037*0**B* |  |  | CAP**6124AL*+UI | 935CB60080C21*** | 33200 | 17.5 | 8.5 | 32000 | 24800 | 77.5% | 2 | 0 | 11.5 |  |  |  |  | R-410A | 2.7667 | Residential & Commercial | USHP | Ducted CEE Tier 1
211245008 | Central HP <5.4 tons | COMFORTMAKER | HRCU-A-CB (Split System: Heat Pump with Remote Outdoor Unit-Air-Source) | DLCURAH24ABK |  |  | EN(A,D,W)4X36L17** | *96VTN0401712A* | 23400 | 16 | 8.1 | 25800 | 24000 | 93.02% | 1.98 | 0 | 10 |  |  |  |  | R-410A | 1.95 | Residential & Commercial | USHP | Ducted CEE Tier 1
216738818 | Central HP <5.4 tons | BRYANT HEATING AND COOLING SYSTEMS | HRCU-A-CB (Split System: Heat Pump with Remote Outdoor Unit-Air-Source) | 37MUHAQ24AA3 |  |  | CSAH*3612AM* | 926TC36060V14*** | 22600 | 16 | 8.1 | 20800 | 18500 | 88.94% | 1.85 | 0 | 11 |  |  |  |  | R-454B | 1.8833 | Residential & Commercial | USHP | Ducted CEE Tier 1
216738752 | Central HP <5.4 tons | BRYANT HEATING AND COOLING SYSTEMS | HRCU-A-CB (Split System: Heat Pump with Remote Outdoor Unit-Air-Source) | 37MUHAQ24AA3 |  |  | CSAH*3612AM* | 986TD42060C17*** | 22800 | 16 | 8.1 | 20800 | 18500 | 88.94% | 1.85 | 0 | 10.5 |  |  |  |  | R-454B | 1.9 | Residential & Commercial | USHP | Ducted CEE Tier 1
215853330 | Central HP <5.4 tons | JOHNSON CONTROLS | HRCU-A-CB (Split System: Heat Pump with Remote Outdoor Unit-Air-Source) | HH836E2S11 |  |  | CTM36C5CDS1 | Z9ES080C16SMPS1 | 33600 | 18 | 8.5 | 31200 | 25400 | 81.41% | 2 | 0 | 11 |  |  |  |  | R-454B | 2.8 | Residential & Commercial | USHP | Ducted CEE Tier 1
213160453 | Central HP <5.4 tons | DIRECT AIR | HRCU-A-C (Split System: Heat Pump with Remote Outdoor Unit with No Indoor Fan --Air Source) | DIRM-60MAGICPRO20-OU |  |  | DIRM-60MAGICPRO20-COIL** | 0 | 45000 | 15.2 | 9.2 | 55000 | 46500 | 84.55% | 1.8 | 0 | 10 |  |  |  |  | R-410A | 3.75 | Residential & Commercial | USHP | Ducted CEE Tier 1
214075503 | Central HP <5.4 tons | RUUD | HRCU-A-CB (Split System: Heat Pump with Remote Outdoor Unit-Air-Source) | RD17AZ24AJ3N |  |  | RCFZ2417MTANM | R951V0403A17M4S | 22600 | 17 | 9.5 | 22600 | 16900 | 74.78% | 2 | 0 | 11.2 |  |  |  |  | R-410A | 1.8833 | Residential & Commercial | USHP | Ducted CEE Tier 1
214075533 | Central HP <5.4 tons | RUUD | HRCU-A-CB (Split System: Heat Pump with Remote Outdoor Unit-Air-Source) | RD17AZ24AJ3N |  |  | RCFZ2417MTANM | R951V0403A17UHU | 22400 | 17 | 9.5 | 22400 | 17100 | 76.34% | 2 | 0 | 10 |  |  |  |  | R-410A | 1.8667 | Residential & Commercial | USHP | Ducted CEE Tier 1
215934613 | Central HP <5.4 tons | TEMPSTAR | HRCU-A-CB (Split System: Heat Pump with Remote Outdoor Unit-Air-Source) | T5H3V48*K*AAA* |  |  | ESH5X60M12A*+WALLCON | *96CTN0801714B* | 43500 | 19.5 | 9 | 49000 | 35600 | 72.65% | 1.92 | 0 | 11.5 |  |  |  |  | R-454B | 3.625 | Residential & Commercial | USHP | Ducted CEE Tier 1
216735893 | Central HP <5.4 tons | TEMPSTAR | HRCU-A-CB (Split System: Heat Pump with Remote Outdoor Unit-Air-Source) | D5CUHAH24AAK |  |  | EA*5X37M21A* | *96VSN0802120B* | 23200 | 16.5 | 8.5 | 20800 | 18500 | 88.94% | 1.96 | 0 | 11 |  |  |  |  | R-454B | 1.9333 | Residential & Commercial | USHP | Ducted CEE Tier 1
216571356 | Central HP <5.4 tons | DIRECT AIR | HRCU-A-CB (Split System: Heat Pump with Remote Outdoor Unit-Air-Source) | DIRM4-24CS19-OU |  |  | DIRM4-24MAGICPRO20-AH | 0 | 24000 | 18.1 | 9.7 | 26000 | 21600 | 83.08% | 1.87 | 0 | 11 |  |  |  |  | R-454B | 2 | Residential & Commercial | USHP | Ducted CEE Tier 1
215933743 | Central HP <5.4 tons | TEMPSTAR | HRCU-A-CB (Split System: Heat Pump with Remote Outdoor Unit-Air-Source) | T5H3V36*K*AAA* |  |  | ESH5X60M12A*+WALLCON | *80CSU1002120A* | 34200 | 19.5 | 9 | 34400 | 26200 | 76.16% | 1.96 | 0 | 11.7 |  |  |  |  | R-454B | 2.85 | Residential & Commercial | USHP | Ducted CEE Tier 1
215932023 | Central HP <5.4 tons | TEMPSTAR | HRCU-A-CB (Split System: Heat Pump with Remote Outdoor Unit-Air-Source) | T5H3V36*K*AAA* |  |  | EA*5X30M17A*+WALLCON | *96CTN0401410B* | 30800 | 17.5 | 9 | 34400 | 26600 | 77.33% | 1.9 | 0 | 10 |  |  |  |  | R-454B | 2.5667 | Residential & Commercial | USHP | Ducted CEE Tier 1
215932073 | Central HP <5.4 tons | TEMPSTAR | HRCU-A-CB (Split System: Heat Pump with Remote Outdoor Unit-Air-Source) | T5H3V36*K*AAA* |  |  | EA*5X36M17A*+WALLCON | *80CTL0701716B* | 32200 | 19 | 9.5 | 35400 | 27200 | 76.84% | 2 | 0 | 10.5 |  |  |  |  | R-454B | 2.6833 | Residential & Commercial | USHP | Ducted CEE Tier 1
215932473 | Central HP <5.4 tons | TEMPSTAR | HRCU-A-CB (Split System: Heat Pump with Remote Outdoor Unit-Air-Source) | T5H3V36*K*AAA* |  |  | EA*5X48M21A*+WALLCON | *97CMN0601714B* | 33000 | 19.5 | 9.5 | 34000 | 26000 | 76.47% | 2.04 | 0 | 11 |  |  |  |  | R-454B | 2.75 | Residential & Commercial | USHP | Ducted CEE Tier 1
215932523 | Central HP <5.4 tons | TEMPSTAR | HRCU-A-CB (Split System: Heat Pump with Remote Outdoor Unit-Air-Source) | T5H3V36*K*AAA* |  |  | EA*5X48M21A*+WALLCON | *96CTN0801714B* | 33200 | 20 | 9.5 | 34800 | 26600 | 76.44% | 2.02 | 0 | 11 |  |  |  |  | R-454B | 2.7667 | Residential & Commercial | USHP | Ducted CEE Tier 1
215932693 | Central HP <5.4 tons | TEMPSTAR | HRCU-A-CB (Split System: Heat Pump with Remote Outdoor Unit-Air-Source) | T5H3V36*K*AAA* |  |  | EA*5X61M21A*+WALLCON | *80CTL0451712B* | 34000 | 19.5 | 9 | 35200 | 26800 | 76.14% | 1.92 | 0 | 11 |  |  |  |  | R-454B | 2.8333 | Residential & Commercial | USHP | Ducted CEE Tier 1
215932793 | Central HP <5.4 tons | TEMPSTAR | HRCU-A-CB (Split System: Heat Pump with Remote Outdoor Unit-Air-Source) | T5H3V36*K*AAA* |  |  | EA*5X61M21A*+WALLCON | *97CMN0602120B* | 34200 | 20 | 9 | 34800 | 26600 | 76.44% | 1.92 | 0 | 11.5 |  |  |  |  | R-454B | 2.85 | Residential & Commercial | USHP | Ducted CEE Tier 1
215932873 | Central HP <5.4 tons | TEMPSTAR | HRCU-A-CB (Split System: Heat Pump with Remote Outdoor Unit-Air-Source) | T5H3V36*K*AAA* |  |  | EA*5X61M24A*+WALLCON | *80CTL0902120B* | 34600 | 20.5 | 9.5 | 34200 | 25800 | 75.44% | 2.06 | 0 | 12 |  |  |  |  | R-454B | 2.8833 | Residential & Commercial | USHP | Ducted CEE Tier 1
212977790 | Central HP <5.4 tons | CARRIER | HRCU-A-CB (Split System: Heat Pump with Remote Outdoor Unit-Air-Source) | 38MURAQ18AB3* |  |  | CNPV*2414AL* | 58S(B,C)*B045M14**12 | 17500 | 16.5 | 8.5 | 18400 | 19200 | 104.3% | 2.3 | 0 | 11 |  |  |  |  | R-410A | 1.4583 | Residential & Commercial | USHP | Ducted CEE Tier 1
215932143 | Central HP <5.4 tons | TEMPSTAR | HRCU-A-CB (Split System: Heat Pump with Remote Outdoor Unit-Air-Source) | T5H3V36*K*AAA* |  |  | EA*5X37M17A*+WALLCON | *97CMN0601714B* | 33200 | 19 | 9.5 | 34600 | 26400 | 76.3% | 2.04 | 0 | 10.5 |  |  |  |  | R-454B | 2.7667 | Residential & Commercial | USHP | Ducted CEE Tier 1
215932243 | Central HP <5.4 tons | TEMPSTAR | HRCU-A-CB (Split System: Heat Pump with Remote Outdoor Unit-Air-Source) | T5H3V36*K*AAA* |  |  | EA*5X42M21A*+WALLCON | *80CTL0702120B* | 32600 | 19.5 | 9.5 | 35000 | 26800 | 76.57% | 2.02 | 0 | 11 |  |  |  |  | R-454B | 2.7167 | Residential & Commercial | USHP | Ducted CEE Tier 1
215932293 | Central HP <5.4 tons | TEMPSTAR | HRCU-A-CB (Split System: Heat Pump with Remote Outdoor Unit-Air-Source) | T5H3V36*K*AAA* |  |  | EA*5X42M21A*+WALLCON | *97CMN0601714B* | 32400 | 19 | 9.5 | 34400 | 26400 | 76.74% | 2.04 | 0 | 10.5 |  |  |  |  | R-454B | 2.7 | Residential & Commercial | USHP | Ducted CEE Tier 1
216623498 | Central HP <5.4 tons | DIRECT AIR | HRCU-A-C (Split System: Heat Pump with Remote Outdoor Unit with No Indoor Fan --Air Source) | DIRM4-24CS19-OU |  |  | DIRM4-2417MAGICP20-CCOIL | 0 | 24000 | 16 | 9 | 25000 | 19000 | 76% | 1.8 | 0 | 10 |  |  |  |  | R-454B | 2 | Residential & Commercial | USHP | Ducted CEE Tier 1
213425840 | Central HP <5.4 tons | DIRECT AIR | HRCU-A-C (Split System: Heat Pump with Remote Outdoor Unit with No Indoor Fan --Air Source) | DIRM-24MAGICPRO20-OU |  |  | DIRM-24MAGICPRO20-145-COIL | 0 | 24000 | 16.1 | 9.8 | 25000 | 20000 | 80% | 2 | 0 | 10.7 |  |  |  |  | R-410A | 2 | Residential & Commercial | USHP | Ducted CEE Tier 1
214807380 | Central HP <5.4 tons | YORK | HRCU-A-CB (Split System: Heat Pump with Remote Outdoor Unit-Air-Source) | HH836E2S11 |  |  | CTU48C5XFS1+JMVT16CC2N1+TXV | 0 | 34400 | 19 | 9 | 32000 | 25200 | 78.75% | 2 | 0 | 11.7 |  |  |  |  | R-454B | 2.8667 | Residential & Commercial | USHP | Ducted CEE Tier 1
211253513 | Central HP <5.4 tons | NOVAIR | HRCU-A-CB (Split System: Heat Pump with Remote Outdoor Unit-Air-Source) | LEA24-EVOX-30-O |  |  | LEA24-EVOX-30-I | 0 | 24000 | 17.4 | 10 | 24000 | 22600 | 94.17% | 1.91 | 12.5 | 11.7 |  |  |  |  | R-410A | 2 | Residential & Commercial | USHP | Ducted CEE Tier 1
211240395 | Central HP <5.4 tons | COMFORTMAKER | HRCU-A-CB (Split System: Heat Pump with Remote Outdoor Unit-Air-Source) | DLCURAH24ABK |  |  | EA*4X24L17A* | *96VSN0401410A* | 23400 | 15.5 | 8.5 | 26800 | 24800 | 92.54% | 2.04 | 0 | 9.5 |  |  |  |  | R-410A | 1.95 | Residential & Commercial | USHP
215932343 | Central HP <5.4 tons | TEMPSTAR | HRCU-A-CB (Split System: Heat Pump with Remote Outdoor Unit-Air-Source) | T5H3V36*K*AAA* |  |  | EA*5X42M21A*+WALLCON | *96CTN0601714B* | 32400 | 19.5 | 9.5 | 34200 | 26400 | 77.19% | 2.02 | 0 | 10.5 |  |  |  |  | R-454B | 2.7 | Residential & Commercial | USHP | Ducted CEE Tier 1
215933013 | Central HP <5.4 tons | TEMPSTAR | HRCU-A-CB (Split System: Heat Pump with Remote Outdoor Unit-Air-Source) | T5H3V36*K*AAA* |  |  | ESH5X30M12A*+WALLCON | *96CTN0401410B* | 31400 | 16.5 | 9 | 34400 | 26400 | 76.74% | 1.92 | 0 | 10 |  |  |  |  | R-454B | 2.6167 | Residential & Commercial | USHP | Ducted CEE Tier 1
215933113 | Central HP <5.4 tons | TEMPSTAR | HRCU-A-CB (Split System: Heat Pump with Remote Outdoor Unit-Air-Source) | T5H3V36*K*AAA* |  |  | ESH5X36M12A*+WALLCON | *80CTL0902120B* | 33400 | 19 | 9 | 34800 | 26600 | 76.44% | 1.92 | 0 | 11.5 |  |  |  |  | R-454B | 2.7833 | Residential & Commercial | USHP | Ducted CEE Tier 1
215933163 | Central HP <5.4 tons | TEMPSTAR | HRCU-A-CB (Split System: Heat Pump with Remote Outdoor Unit-Air-Source) | T5H3V36*K*AAA* |  |  | ESH5X36M12A*+WALLCON | *95CSU1002122B* | 33400 | 19 | 9 | 34800 | 26600 | 76.44% | 1.94 | 0 | 11.5 |  |  |  |  | R-454B | 2.7833 | Residential & Commercial | USHP | Ducted CEE Tier 1
215933833 | Central HP <5.4 tons | TEMPSTAR | HRCU-A-CB (Split System: Heat Pump with Remote Outdoor Unit-Air-Source) | T5H3V36*K*AAA* |  |  | ESH5X60M12A*+WALLCON | *95CSU0601716B* | 34000 | 19 | 9 | 34800 | 26400 | 75.86% | 1.92 | 0 | 11 |  |  |  |  | R-454B | 2.8333 | Residential & Commercial | USHP | Ducted CEE Tier 1
215932493 | Central HP <5.4 tons | TEMPSTAR | HRCU-A-CB (Split System: Heat Pump with Remote Outdoor Unit-Air-Source) | T5H3V36*K*AAA* |  |  | EA*5X48M21A*+WALLCON | *97CMN0801714B* | 33200 | 19.5 | 9.5 | 35000 | 26800 | 76.57% | 2.02 | 0 | 11 |  |  |  |  | R-454B | 2.7667 | Residential & Commercial | USHP | Ducted CEE Tier 1
215932543 | Central HP <5.4 tons | TEMPSTAR | HRCU-A-CB (Split System: Heat Pump with Remote Outdoor Unit-Air-Source) | T5H3V36*K*AAA* |  |  | EA*5X60M24A*+WALLCON | *80CTL0702120B* | 34000 | 20.5 | 9.5 | 34200 | 26000 | 76.02% | 2.04 | 0 | 11.7 |  |  |  |  | R-454B | 2.8333 | Residential & Commercial | USHP | Ducted CEE Tier 1
214574409 | Central HP <5.4 tons | BRYANT HEATING AND COOLING SYSTEMS | HRCU-A-CB (Split System: Heat Pump with Remote Outdoor Unit-Air-Source) | 288BNV037*0**B* |  |  | CSPH*6012AL*+UI | 935CB66100C21*** | 33000 | 18 | 8.5 | 32000 | 24800 | 77.5% | 2.02 | 0 | 11.5 |  |  |  |  | R-410A | 2.75 | Residential & Commercial | USHP | Ducted CEE Tier 1
214574459 | Central HP <5.4 tons | BRYANT HEATING AND COOLING SYSTEMS | HRCU-A-CB (Split System: Heat Pump with Remote Outdoor Unit-Air-Source) | 288BNV037*0**B* |  |  | CNPV*3621AL*+UI | 935CB60080C21*** | 31400 | 16.5 | 8.1 | 33200 | 24200 | 72.89% | 1.82 | 0 | 11 |  |  |  |  | R-410A | 2.6167 | Residential & Commercial | USHP | Ducted CEE Tier 1
216623497 | Central HP <5.4 tons | DIRECT AIR | HRCU-A-C (Split System: Heat Pump with Remote Outdoor Unit with No Indoor Fan --Air Source) | DIRM4-24CS19-OU |  |  | DIRM4-2414MAGICP20-CCOIL | 0 | 24000 | 16 | 9 | 25000 | 19000 | 76% | 1.8 | 0 | 10 |  |  |  |  | R-454B | 2 | Residential & Commercial | USHP | Ducted CEE Tier 1
214279748 | Central HP <5.4 tons | BRYANT HEATING AND COOLING SYSTEMS | HRCU-A-CB (Split System: Heat Pump with Remote Outdoor Unit-Air-Source) | 38MURAQ18AB3* |  |  | CAP**2517AL* | 916SA48060M17*** | 17700 | 16 | 8.5 | 17600 | 17800 | 101.1% | 2.14 | 0 | 10.5 |  |  |  |  | R-410A | 1.475 | Residential & Commercial | USHP | Ducted CEE Tier 1
211245359 | Central HP <5.4 tons | COMFORTMAKER | HRCU-A-CB (Split System: Heat Pump with Remote Outdoor Unit-Air-Source) | DLCURAH24ABK |  |  | EN(A,D)4X36L21** | *95ESU0401712A* | 23600 | 16.5 | 8.1 | 26000 | 23600 | 90.77% | 1.96 | 0 | 10.5 |  |  |  |  | R-410A | 1.9667 | Residential & Commercial | USHP | Ducted CEE Tier 1
211245443 | Central HP <5.4 tons | COMFORTMAKER | HRCU-A-CB (Split System: Heat Pump with Remote Outdoor Unit-Air-Source) | DLCURAH24ABK |  |  | EN(A,D)4X36L21** | *80VSL0702120A* | 24600 | 16 | 8.1 | 26600 | 22400 | 84.21% | 1.84 | 0 | 10.5 |  |  |  |  | R-410A | 2.05 | Residential & Commercial | USHP | Ducted CEE Tier 1
211240404 | Central HP <5.4 tons | COMFORTMAKER | HRCU-A-CB (Split System: Heat Pump with Remote Outdoor Unit-Air-Source) | DLCURAH24ABK |  |  | EA*4X24L17A* | *96VSN0401712A* | 23000 | 15.5 | 8.5 | 26400 | 26000 | 98.48% | 2.18 | 0 | 9.5 |  |  |  |  | R-410A | 1.9167 | Residential & Commercial | USHP
211245340 | Central HP <5.4 tons | COMFORTMAKER | HRCU-A-CB (Split System: Heat Pump with Remote Outdoor Unit-Air-Source) | DLCURAH24ABK |  |  | EN(A,D)4X36L21** | *96VSN0401712A* | 23400 | 16 | 8.1 | 25800 | 24000 | 93.02% | 1.98 | 0 | 10 |  |  |  |  | R-410A | 1.95 | Residential & Commercial | USHP | Ducted CEE Tier 1
214867643 | Central HP <5.4 tons | NOVAIR | HRCU-A-C (Split System: Heat Pump with Remote Outdoor Unit with No Indoor Fan --Air Source) | LEA18-EVOX-30-O |  |  | LEA-18/24-ACOIL-410A | 0 | 18000 | 16.1 | 9.5 | 19000 | 15000 | 78.95% | 2.2 | 11.6 | 11.7 |  |  |  |  | R-410A | 1.5 | Residential & Commercial | USHP | Ducted CEE Tier 1
215933643 | Central HP <5.4 tons | TEMPSTAR | HRCU-A-CB (Split System: Heat Pump with Remote Outdoor Unit-Air-Source) | T5H3V36*K*AAA* |  |  | ESH5X48M12A*+WALLCON | *97CMN0601714B* | 33400 | 19 | 9 | 34200 | 26200 | 76.61% | 1.96 | 0 | 10.5 |  |  |  |  | R-454B | 2.7833 | Residential & Commercial | USHP | Ducted CEE Tier 1
215933863 | Central HP <5.4 tons | TEMPSTAR | HRCU-A-CB (Split System: Heat Pump with Remote Outdoor Unit-Air-Source) | T5H3V36*K*AAA* |  |  | ESH5X60M12A*+WALLCON | *97CMN0601714B* | 33800 | 19 | 9 | 33800 | 25800 | 76.33% | 1.96 | 0 | 11 |  |  |  |  | R-454B | 2.8167 | Residential & Commercial | USHP | Ducted CEE Tier 1
215933943 | Central HP <5.4 tons | TEMPSTAR | HRCU-A-CB (Split System: Heat Pump with Remote Outdoor Unit-Air-Source) | T5H3V36*K*AAA* |  |  | ESH5X60M12A*+WALLCON | *96CTN1002122B* | 34200 | 19.5 | 9 | 34200 | 26000 | 76.02% | 1.94 | 0 | 11.7 |  |  |  |  | R-454B | 2.85 | Residential & Commercial | USHP | Ducted CEE Tier 1
215674184 | Central HP <5.4 tons | CARRIER | HRCU-A-CB (Split System: Heat Pump with Remote Outdoor Unit-Air-Source) | 27VNA048A*030* |  |  | CAA**6024AM*+UI | 58TN*B090C21**20 | 45000 | 18 | 9 | 47500 | 33400 | 70.32% | 2.08 | 0 | 10 |  |  |  |  | R-454B | 3.75 | Residential & Commercial | USHP | Ducted CEE Tier 1
215674234 | Central HP <5.4 tons | CARRIER | HRCU-A-CB (Split System: Heat Pump with Remote Outdoor Unit-Air-Source) | 27VNA048A*030* |  |  | CAA**6024AM*+UI | 59MN7C060C21**20 | 45000 | 17.5 | 9 | 47500 | 34000 | 71.58% | 2.06 | 0 | 9.5 |  |  |  |  | R-454B | 3.75 | Residential & Commercial | USHP
215674334 | Central HP <5.4 tons | CARRIER | HRCU-A-CB (Split System: Heat Pump with Remote Outdoor Unit-Air-Source) | 27VNA048A*030* |  |  | CAA**6121AM*+UI | 58TN*B070C17**16 | 45500 | 17.5 | 9 | 48000 | 34000 | 70.83% | 2.06 | 0 | 9.5 |  |  |  |  | R-454B | 3.7917 | Residential & Commercial | USHP
211241697 | Central HP <5.4 tons | AIRQUEST | HRCU-A-CB (Split System: Heat Pump with Remote Outdoor Unit-Air-Source) | DLCURAH24ABK |  |  | EA*4X30L17A* | *92ESN0601714A* | 24400 | 17 | 8.5 | 26400 | 22800 | 86.36% | 1.88 | 0 | 10 |  |  |  |  | R-410A | 2.0333 | Residential & Commercial | USHP | Ducted CEE Tier 1
211242435 | Central HP <5.4 tons | AIRQUEST | HRCU-A-CB (Split System: Heat Pump with Remote Outdoor Unit-Air-Source) | DLCURAH24ABK |  |  | EA*4X36L21A* | *80ESU0401712A* | 24200 | 17.5 | 8.5 | 26000 | 22800 | 87.69% | 1.9 | 0 | 10 |  |  |  |  | R-410A | 2.0167 | Residential & Commercial | USHP | Ducted CEE Tier 1
211242774 | Central HP <5.4 tons | AIRQUEST | HRCU-A-CB (Split System: Heat Pump with Remote Outdoor Unit-Air-Source) | DLCURAH24ABK |  |  | EA*4X37L17A* | *96VSN0601714A* | 24600 | 16.5 | 8.5 | 25600 | 21600 | 84.38% | 1.8 | 0 | 10 |  |  |  |  | R-410A | 2.05 | Residential & Commercial | USHP | Ducted CEE Tier 1
211242801 | Central HP <5.4 tons | AIRQUEST | HRCU-A-CB (Split System: Heat Pump with Remote Outdoor Unit-Air-Source) | DLCURAH24ABK |  |  | EA*4X37L17A* | *96VSN0601412A* | 24000 | 16.5 | 8.5 | 25200 | 22000 | 87.3% | 1.84 | 0 | 10 |  |  |  |  | R-410A | 2 | Residential & Commercial | USHP | Ducted CEE Tier 1
215674434 | Central HP <5.4 tons | CARRIER | HRCU-A-CB (Split System: Heat Pump with Remote Outdoor Unit-Air-Source) | 27VNA048A*030* |  |  | CAA**6121AM*+UI | 59TN6C080C17**14 | 45500 | 17.5 | 9 | 48000 | 33600 | 70% | 2.08 | 0 | 9.5 |  |  |  |  | R-454B | 3.7917 | Residential & Commercial | USHP
215681403 | Central HP <5.4 tons | CARRIER | HRCU-A-CB (Split System: Heat Pump with Remote Outdoor Unit-Air-Source) | 27VNA048A*030* |  |  | CAA**6024AM*+UI | 59TN7A080C21**20 | 45000 | 18 | 9 | 47500 | 33600 | 70.74% | 2.06 | 0 | 10 |  |  |  |  | R-454B | 3.75 | Residential & Commercial | USHP | Ducted CEE Tier 1
215681453 | Central HP <5.4 tons | CARRIER | HRCU-A-CB (Split System: Heat Pump with Remote Outdoor Unit-Air-Source) | 27VNA048A*030* |  |  | CAA**6121AM*+UI | 58CU*B060C17**16 | 46000 | 17.5 | 9 | 48000 | 33800 | 70.42% | 2.08 | 0 | 9.5 |  |  |  |  | R-454B | 3.8333 | Residential & Commercial | USHP
215681553 | Central HP <5.4 tons | CARRIER | HRCU-A-CB (Split System: Heat Pump with Remote Outdoor Unit-Air-Source) | 27VNA048A*030* |  |  | CAA**6124AM*+UI | 59TN7A100C21**22 | 46000 | 18.5 | 9 | 47500 | 33600 | 70.74% | 2.06 | 0 | 10 |  |  |  |  | R-454B | 3.8333 | Residential & Commercial | USHP | Ducted CEE Tier 1
215681803 | Central HP <5.4 tons | CARRIER | HRCU-A-CB (Split System: Heat Pump with Remote Outdoor Unit-Air-Source) | 27VNA048A*030* |  |  | CVAMA4821XMA*+UI | 59TN7A100C21**22 | 47000 | 18.5 | 9 | 50000 | 36400 | 72.8% | 2 | 0 | 10 |  |  |  |  | R-454B | 3.9167 | Residential & Commercial | USHP | Ducted CEE Tier 1
215682003 | Central HP <5.4 tons | CARRIER | HRCU-A-CB (Split System: Heat Pump with Remote Outdoor Unit-Air-Source) | 27VNA048A*030* |  |  | CVAMA6024XMA*+UI | 59TN7A080C21**20 | 48000 | 19 | 9 | 50000 | 36600 | 73.2% | 2 | 0 | 10 |  |  |  |  | R-454B | 4 | Residential & Commercial | USHP | Ducted CEE Tier 1
211243728 | Central HP <5.4 tons | AIRQUEST | HRCU-A-CB (Split System: Heat Pump with Remote Outdoor Unit-Air-Source) | DLCURAH24ABK |  |  | EN(A,D)4X24L14** | *80VTL0451412A* | 23800 | 16 | 8.5 | 26800 | 23200 | 86.57% | 1.92 | 0 | 10 |  |  |  |  | R-410A | 1.9833 | Residential & Commercial | USHP | Ducted CEE Tier 1
211243971 | Central HP <5.4 tons | AIRQUEST | HRCU-A-CB (Split System: Heat Pump with Remote Outdoor Unit-Air-Source) | DLCURAH24ABK |  |  | EN(A,D)4X24L17** | *80ESU0401712A* | 23600 | 17 | 8.5 | 26400 | 23800 | 90.15% | 1.98 | 0 | 10 |  |  |  |  | R-410A | 1.9667 | Residential & Commercial | USHP | Ducted CEE Tier 1
211244237 | Central HP <5.4 tons | AIRQUEST | HRCU-A-CB (Split System: Heat Pump with Remote Outdoor Unit-Air-Source) | DLCURAH24ABK |  |  | EN(A,D)4X24L17** | *80ESU0601716A | 24400 | 16 | 8.5 | 27200 | 22600 | 83.09% | 1.86 | 0 | 10 |  |  |  |  | R-410A | 2.0333 | Residential & Commercial | USHP | Ducted CEE Tier 1
211244430 | Central HP <5.4 tons | AIRQUEST | HRCU-A-CB (Split System: Heat Pump with Remote Outdoor Unit-Air-Source) | DLCURAH24ABK |  |  | EN(A,D)4X30L17** | *96VSN0601714A* | 23400 | 16.5 | 8.1 | 25800 | 24000 | 93.02% | 2 | 0 | 10 |  |  |  |  | R-410A | 1.95 | Residential & Commercial | USHP | Ducted CEE Tier 1
211244448 | Central HP <5.4 tons | AIRQUEST | HRCU-A-CB (Split System: Heat Pump with Remote Outdoor Unit-Air-Source) | DLCURAH24ABK |  |  | EN(A,D)4X30L17** | *96VSN0401712A* | 23400 | 16 | 8.1 | 25800 | 24000 | 93.02% | 1.98 | 0 | 10 |  |  |  |  | R-410A | 1.95 | Residential & Commercial | USHP | Ducted CEE Tier 1
211243228 | Central HP <5.4 tons | AIRQUEST | HRCU-A-CB (Split System: Heat Pump with Remote Outdoor Unit-Air-Source) | DLCURAH24ABK |  |  | EA*4X37L21A* | *96VSN0802120A* | 24600 | 17 | 8.5 | 25200 | 21000 | 83.33% | 1.78 | 0 | 10.5 |  |  |  |  | R-410A | 2.05 | Residential & Commercial | USHP | Ducted CEE Tier 1
216570931 | Central HP <5.4 tons | AMERICAN STANDARD | HRCU-A-CB (Split System: Heat Pump with Remote Outdoor Unit-Air-Source) | 5A6V0X36A1 |  |  | 5PX*B004AS3 | *UHMB080CCV3+LRP | 34000 | 19.4 | 9.7 | 31600 | 24800 | 78.48% | 2.1 | 0 | 12 |  |  |  |  | R-454B | 2.8333 | Residential & Commercial | USHP | Ducted CEE Tier 1
216570933 | Central HP <5.4 tons | AMERICAN STANDARD | HRCU-A-CB (Split System: Heat Pump with Remote Outdoor Unit-Air-Source) | 5A6V0X36A1 |  |  | 5PX*B004AS3 | *UHMB060CCV3+LRP | 34000 | 19.2 | 9.7 | 31800 | 25000 | 78.62% | 2.1 | 0 | 12 |  |  |  |  | R-454B | 2.8333 | Residential & Commercial | USHP | Ducted CEE Tier 1
216769704 | Central HP <5.4 tons | AIREASE | HRCU-A-CB (Split System: Heat Pump with Remote Outdoor Unit-Air-Source) | A7SCP18V36P-**A |  |  | 7EH36BX-**+TDR | A97US2V045B12S* | 33800 | 17.3 | 8.5 | 35600 | 28400 | 79.78% | 1.85 | 0 | 11 |  |  |  |  | R-454B | 2.8167 | Residential & Commercial | USHP | Ducted CEE Tier 1
212973852 | Central HP <5.4 tons | CARRIER | HRCU-A-CB (Split System: Heat Pump with Remote Outdoor Unit-Air-Source) | 38MURAQ24AB3* |  |  | CAP**3617AL* | 59SP6B080V17**16 | 23600 | 17 | 8.5 | 26000 | 24200 | 93.08% | 2.02 | 0 | 10 |  |  |  |  | R-410A | 1.9667 | Residential & Commercial | USHP | Ducted CEE Tier 1
212973872 | Central HP <5.4 tons | CARRIER | HRCU-A-CB (Split System: Heat Pump with Remote Outdoor Unit-Air-Source) | 38MURAQ24AB3* |  |  | CAP**3717AL* | 59SP6B080V17**16 | 24200 | 17 | 8.5 | 25800 | 22200 | 86.05% | 1.84 | 0 | 10 |  |  |  |  | R-410A | 2.0167 | Residential & Commercial | USHP | Ducted CEE Tier 1
215932563 | Central HP <5.4 tons | TEMPSTAR | HRCU-A-CB (Split System: Heat Pump with Remote Outdoor Unit-Air-Source) | T5H3V36*K*AAA* |  |  | EA*5X60M24A*+WALLCON | *80CTL1102120B* | 34000 | 20.5 | 9.5 | 34000 | 25800 | 75.88% | 2.04 | 0 | 12 |  |  |  |  | R-454B | 2.8333 | Residential & Commercial | USHP | Ducted CEE Tier 1
215933313 | Central HP <5.4 tons | TEMPSTAR | HRCU-A-CB (Split System: Heat Pump with Remote Outdoor Unit-Air-Source) | T5H3V36*K*AAA* |  |  | ESH5X42M12A*+WALLCON | *80CTL0701412B* | 33400 | 19 | 9 | 35200 | 27000 | 76.7% | 1.92 | 0 | 11 |  |  |  |  | R-454B | 2.7833 | Residential & Commercial | USHP | Ducted CEE Tier 1
215933613 | Central HP <5.4 tons | TEMPSTAR | HRCU-A-CB (Split System: Heat Pump with Remote Outdoor Unit-Air-Source) | T5H3V36*K*AAA* |  |  | ESH5X48M12A*+WALLCON | *95CSU0601716B* | 33600 | 19 | 9 | 35200 | 27000 | 76.7% | 1.92 | 0 | 11 |  |  |  |  | R-454B | 2.8 | Residential & Commercial | USHP | Ducted CEE Tier 1
215674264 | Central HP <5.4 tons | CARRIER | HRCU-A-CB (Split System: Heat Pump with Remote Outdoor Unit-Air-Source) | 27VNA048A*030* |  |  | CAA**6024AM*+UI | 59MN7C120C24**22 | 45000 | 18 | 9 | 47500 | 33600 | 70.74% | 2.06 | 0 | 10 |  |  |  |  | R-454B | 3.75 | Residential & Commercial | USHP | Ducted CEE Tier 1
211261945 | Central HP <5.4 tons | BRYANT HEATING AND COOLING SYSTEMS | HRCU-A-CB (Split System: Heat Pump with Remote Outdoor Unit-Air-Source) | 38MURAQ18AB3* |  |  | CAP**3017AL* | 915SB30026E14*** | 18200 | 15.5 | 8.5 | 18800 | 18400 | 97.87% | 2.22 | 0 | 10.5 |  |  |  |  | R-410A | 1.5167 | Residential & Commercial | USHP | Ducted CEE Tier 1
212969986 | Central HP <5.4 tons | CARRIER | HRCU-A-CB (Split System: Heat Pump with Remote Outdoor Unit-Air-Source) | 38MURAQ18AB3* |  |  | CAP**2517AL* | 58SP*B070V17**16 | 17800 | 16.5 | 8.1 | 17700 | 17700 | 100% | 2.14 | 0 | 10.5 |  |  |  |  | R-410A | 1.4833 | Residential & Commercial | USHP | Ducted CEE Tier 1
214571265 | Central HP <5.4 tons | KEEPRITE | HRCU-A-CB (Split System: Heat Pump with Remote Outdoor Unit-Air-Source) | CVH825GKA3* |  |  | EN(A,D,W)4X48L21**+WALLCON | *96CTN0802120B* | 24200 | 17 | 8.1 | 21200 | 16600 | 78.3% | 2.02 | 0 | 11.5 |  |  |  |  | R-410A | 2.0167 | Residential & Commercial | USHP | Ducted CEE Tier 1
213774672 | Central HP <5.4 tons | KEEPRITE | HRCU-A-CB (Split System: Heat Pump with Remote Outdoor Unit-Air-Source) | CVH825GKA3* |  |  | EHD4X48AAL+WALLCON | *97CMN1202422B* | 24200 | 16 | 8.1 | 21200 | 16600 | 78.3% | 2 | 0 | 10.5 |  |  |  |  | R-410A | 2.0167 | Residential & Commercial | USHP | Ducted CEE Tier 1
210473067 | Central HP <5.4 tons | COMFORTMAKER | HRCU-A-CB (Split System: Heat Pump with Remote Outdoor Unit-Air-Source) | CVH825GKA3* |  |  | EA*4X42L24A*+WALLCON | *96CTN1002122A* | 23800 | 16.5 | 8.1 | 21400 | 16600 | 77.57% | 1.96 | 0 | 11 |  |  |  |  | R-410A | 1.9833 | Residential & Commercial | USHP | Ducted CEE Tier 1
210474564 | Central HP <5.4 tons | COMFORTMAKER | HRCU-A-CB (Split System: Heat Pump with Remote Outdoor Unit-Air-Source) | CVH825GKA3* |  |  | EHD4X48AAL+WALLCON | *96CTN1202422A* | 24200 | 16.5 | 8.1 | 21200 | 16600 | 78.3% | 2.02 | 0 | 11 |  |  |  |  | R-410A | 2.0167 | Residential & Commercial | USHP | Ducted CEE Tier 1
210474630 | Central HP <5.4 tons | COMFORTMAKER | HRCU-A-CB (Split System: Heat Pump with Remote Outdoor Unit-Air-Source) | CVH825GKA3* |  |  | EHD4X48AAL+WALLCON | *80CTL0701412A* | 24400 | 17 | 8.1 | 21200 | 16500 | 77.83% | 2.02 | 0 | 11 |  |  |  |  | R-410A | 2.0333 | Residential & Commercial | USHP | Ducted CEE Tier 1
216440573 | Central HP <5.4 tons | OUELLET | HRCU-A-CB (Split System: Heat Pump with Remote Outdoor Unit-Air-Source) | OFLX1-H48A-O |  |  | OAHX1-H48A-I | 0 | 48000 | 19 | 10 | 48000 | 48000 | 100% | 2 | 0 | 12 |  |  |  |  | R-32 | 4 | Residential & Commercial | USHP | Ducted CEE Tier 1
214807666 | Central HP <5.4 tons | YORK | HRCU-A-CB (Split System: Heat Pump with Remote Outdoor Unit-Air-Source) | HH860E2S11 |  |  | CTU60C5XGS1+TXV | Y91E100C20SMPS1 | 45500 | 18 | 9 | 46500 | 34000 | 73.12% | 2 | 0 | 11.7 |  |  |  |  | R-454B | 3.7917 | Residential & Commercial | USHP | Ducted CEE Tier 1
211398823 | Central HP <5.4 tons | FRASER-JOHNSTON | HRCU-A-CB (Split System: Heat Pump with Remote Outdoor Unit-Air-Source) | HMH72B341 |  |  | XAHC48FBCN1 | TM8E080C16MP11 | 32800 | 16.5 | 8.5 | 31600 | 23000 | 72.78% | 2.04 | 0 | 9.5 |  |  |  |  | R-410A | 2.7333 | Residential & Commercial | USHP
211398893 | Central HP <5.4 tons | FRASER-JOHNSTON | HRCU-A-CB (Split System: Heat Pump with Remote Outdoor Unit-Air-Source) | HMH72B341 |  |  | XAFD48FBCN1 | TMLE080C16MP11 | 33400 | 17 | 8.5 | 32200 | 23400 | 72.67% | 2.06 | 0 | 9.5 |  |  |  |  | R-410A | 2.7833 | Residential & Commercial | USHP
215864503 | Central HP <5.4 tons | TRANE | HRCU-A-CB (Split System: Heat Pump with Remote Outdoor Unit-Air-Source) | 5TWV8X36A1 |  |  | 5PX*BD04AS3 | S9V2B060D3PSC+LRP | 31600 | 18.1 | 8.5 | 33800 | 25800 | 76.33% | 2 | 0 | 10 |  |  |  |  | R-454B | 2.6333 | Residential & Commercial | USHP | Ducted CEE Tier 1
215864471 | Central HP <5.4 tons | TRANE | HRCU-A-CB (Split System: Heat Pump with Remote Outdoor Unit-Air-Source) | 5TWV8X24A1 |  |  | 5TXCB003AS3 | S9V2B040U3PSC+LRP | 21400 | 18.1 | 8.5 | 24400 | 18900 | 77.46% | 2.1 | 0 | 11.2 |  |  |  |  | R-454B | 1.7833 | Residential & Commercial | USHP | Ducted CEE Tier 1
215853507 | Central HP <5.4 tons | JOHNSON CONTROLS | HRCU-A-CB (Split System: Heat Pump with Remote Outdoor Unit-Air-Source) | HH860E2S11 |  |  | CTF60D5CJS1 | Z9ES120D20SMPS1 | 53000 | 18 | 9 | 54500 | 39500 | 72.48% | 2 | 0 | 11 |  |  |  |  | R-454B | 4.4167 | Residential & Commercial | USHP | Ducted CEE Tier 1
214807665 | Central HP <5.4 tons | YORK | HRCU-A-CB (Split System: Heat Pump with Remote Outdoor Unit-Air-Source) | HH860E2S11 |  |  | CTU60C5XGS1+TXV | TL9E100C20UH11 | 44000 | 17 | 9 | 44500 | 33400 | 75.06% | 2 | 0 | 11.7 |  |  |  |  | R-454B | 3.6667 | Residential & Commercial | USHP | Ducted CEE Tier 1
210472891 | Central HP <5.4 tons | COMFORTMAKER | HRCU-A-CB (Split System: Heat Pump with Remote Outdoor Unit-Air-Source) | CVH825GKA3* |  |  | EA*4X42L21A*+WALLCON | *80CTL0701716A* | 23800 | 16.5 | 8.1 | 21400 | 16600 | 77.57% | 1.96 | 0 | 11 |  |  |  |  | R-410A | 1.9833 | Residential & Commercial | USHP | Ducted CEE Tier 1
210472968 | Central HP <5.4 tons | COMFORTMAKER | HRCU-A-CB (Split System: Heat Pump with Remote Outdoor Unit-Air-Source) | CVH825GKA3* |  |  | EA*4X42L21A*+WALLCON | *80CTL0901716A* | 23800 | 17.5 | 8.1 | 21400 | 16500 | 77.1% | 1.98 | 0 | 11 |  |  |  |  | R-410A | 1.9833 | Residential & Commercial | USHP | Ducted CEE Tier 1
210473100 | Central HP <5.4 tons | COMFORTMAKER | HRCU-A-CB (Split System: Heat Pump with Remote Outdoor Unit-Air-Source) | CVH825GKA3* |  |  | EA*4X43L21A*+WALLCON | *95CSU0802120A* | 24400 | 17 | 8.5 | 21200 | 16600 | 78.3% | 2.04 | 0 | 11 |  |  |  |  | R-410A | 2.0333 | Residential & Commercial | USHP | Ducted CEE Tier 1
210473166 | Central HP <5.4 tons | COMFORTMAKER | HRCU-A-CB (Split System: Heat Pump with Remote Outdoor Unit-Air-Source) | CVH825GKA3* |  |  | EA*4X43L21A*+WALLCON | *80CTL0701716A* | 24400 | 17 | 8.5 | 21200 | 16600 | 78.3% | 2.02 | 0 | 11 |  |  |  |  | R-410A | 2.0333 | Residential & Commercial | USHP | Ducted CEE Tier 1
214833516 | Central HP <5.4 tons | YORK | HRCU-A-CB (Split System: Heat Pump with Remote Outdoor Unit-Air-Source) | HH860E2S11 |  |  | JSE60D5CJ2SS1 | 0 | 53000 | 19 | 8.5 | 54000 | 39000 | 72.22% | 2 | 0 | 11 |  |  |  |  | R-454B | 4.4167 | Residential & Commercial | USHP | Ducted CEE Tier 1
215374882 | Central HP <5.4 tons | Durastar | HRCU-A-CB (Split System: Heat Pump with Remote Outdoor Unit-Air-Source) | DRA1H18S2A |  |  | DRAM18F2A | 0 | 18000 | 18 | 10 | 19500 | 18000 | 92.31% | 2.2 | 0 | 12 |  |  |  |  | R-454B | 1.5 | Residential & Commercial | USHP | Ducted CEE Tier 1
213829750 | Central HP <5.4 tons | RUUD | HRCU-A-CB (Split System: Heat Pump with Remote Outdoor Unit-Air-Source) | UP18AZ60AJVC |  |  | RCFZ6021SEAAM | R801V1005A21UHU | 53000 | 19 | 8.1 | 53000 | 50500 | 95.28% | 1.9 | 0 | 10 |  |  |  |  | R-410A | 4.4167 | Residential & Commercial | USHP | Ducted CEE Tier 1
212969526 | Central HP <5.4 tons | CARRIER | HRCU-A-CB (Split System: Heat Pump with Remote Outdoor Unit-Air-Source) | 38MURAQ18AB3* |  |  | CAP**2417AL* | 58SP*B045V14**12 | 17700 | 16.5 | 8.5 | 18600 | 19300 | 103.8% | 2.32 | 0 | 10.5 |  |  |  |  | R-410A | 1.475 | Residential & Commercial | USHP | Ducted CEE Tier 1
209872740 | Central HP <5.4 tons | RUUD | HRCU-A-CB (Split System: Heat Pump with Remote Outdoor Unit-Air-Source) | UP18AZ60AJVC |  |  | RCFZ6021SEAAM | U97MV1005A21DHS | 52500 | 18 | 8.1 | 52500 | 50500 | 96.19% | 1.9 | 0 | 10 |  |  |  |  | R-410A | 4.375 | Residential & Commercial | USHP | Ducted CEE Tier 1
209872739 | Central HP <5.4 tons | RUUD | HRCU-A-CB (Split System: Heat Pump with Remote Outdoor Unit-Air-Source) | UP18AZ60AJVC |  |  | RCFZ6021SEAAM | R962V1005A21M4S | 52500 | 18 | 8.1 | 52500 | 50500 | 96.19% | 1.9 | 0 | 10 |  |  |  |  | R-410A | 4.375 | Residential & Commercial | USHP | Ducted CEE Tier 1
213481581 | Central HP <5.4 tons | DIRECT AIR | HRCU-A-C (Split System: Heat Pump with Remote Outdoor Unit with No Indoor Fan --Air Source) | DIRM-24MAGICPRO20-OU |  |  | DIRM-24MAGICPRO20-145-COIL* | 0 | 20000 | 16.3 | 10.2 | 25000 | 20000 | 80% | 2 | 0 | 11.7 |  |  |  |  | R-410A | 1.6667 | Residential & Commercial | USHP | Ducted CEE Tier 1
208553299 | Central HP <5.4 tons | RUUD | HRCU-A-CB (Split System: Heat Pump with Remote Outdoor Unit-Air-Source) | UP18AZ60AJVC |  |  | RHMVZ6021SEACA | 0 | 53000 | 19 | 8.1 | 48500 | 45500 | 93.81% | 1.8 | 0 | 10 |  |  |  |  | R-410A | 4.4167 | Residential & Commercial | USHP | Ducted CEE Tier 1
216440574 | Central HP <5.4 tons | OUELLET | HRCU-A-CB (Split System: Heat Pump with Remote Outdoor Unit-Air-Source) | OFLX1-H60A-O |  |  | OAHX1-H60A-I | 0 | 53000 | 18.5 | 10.5 | 54000 | 54000 | 100% | 2.1 | 0 | 11.7 |  |  |  |  | R-32 | 4.4167 | Residential & Commercial | USHP | Ducted CEE Tier 1
213826559 | Central HP <5.4 tons | TRANE | HRCU-A-CB (Split System: Heat Pump with Remote Outdoor Unit-Air-Source) | 4TWV7X36A1 |  |  | 4TXCB006DS3 | S9V2B080U4VSA+LRP | 35000 | 17.1 | 8.5 | 29000 | 20400 | 70.34% | 1.8 | 0 | 12 |  |  |  |  | R-410A | 2.9167 | Residential & Commercial | USHP | Ducted CEE Tier 1
211229050 | Central HP <5.4 tons | COMFORTMAKER | HRCU-A-CB (Split System: Heat Pump with Remote Outdoor Unit-Air-Source) | DLCURAH36ABK |  |  | EA*4X48L21A* | *95ESN1002120A* | 36400 | 15.5 | 8.5 | 38500 | 34800 | 90.39% | 2.08 | 0 | 10 |  |  |  |  | R-410A | 3.0333 | Residential & Commercial | USHP | Ducted CEE Tier 1
211229286 | Central HP <5.4 tons | COMFORTMAKER | HRCU-A-CB (Split System: Heat Pump with Remote Outdoor Unit-Air-Source) | DLCURAH36ABK |  |  | EA*4X48L24A* | *80ES(N,L)0902420A* | 36000 | 16.5 | 8.5 | 38500 | 34600 | 89.87% | 2.06 | 0 | 10 |  |  |  |  | R-410A | 3 | Residential & Commercial | USHP | Ducted CEE Tier 1
211240654 | Central HP <5.4 tons | COMFORTMAKER | HRCU-A-CB (Split System: Heat Pump with Remote Outdoor Unit-Air-Source) | DLCURAH24ABK |  |  | EA*4X24L17A* | *80ES(N,L)0701712A* | 24000 | 16 | 8.5 | 27000 | 23600 | 87.41% | 1.94 | 0 | 10 |  |  |  |  | R-410A | 2 | Residential & Commercial | USHP | Ducted CEE Tier 1
211240722 | Central HP <5.4 tons | COMFORTMAKER | HRCU-A-CB (Split System: Heat Pump with Remote Outdoor Unit-Air-Source) | DLCURAH24ABK |  |  | EA*4X24L17A* | *95ESN0801716A* | 24400 | 15.5 | 8.5 | 27400 | 23000 | 83.94% | 1.88 | 0 | 10 |  |  |  |  | R-410A | 2.0333 | Residential & Commercial | USHP | Ducted CEE Tier 1
214807621 | Central HP <5.4 tons | YORK | HRCU-A-CB (Split System: Heat Pump with Remote Outdoor Unit-Air-Source) | HH860E2S11 |  |  | CTU60C5XGS1+TXV | TM8V080C16MP12 | 43500 | 18 | 9 | 44000 | 33400 | 75.91% | 2 | 0 | 11.7 |  |  |  |  | R-454B | 3.625 | Residential & Commercial | USHP | Ducted CEE Tier 1
214807644 | Central HP <5.4 tons | YORK | HRCU-A-CB (Split System: Heat Pump with Remote Outdoor Unit-Air-Source) | HH860E2S11 |  |  | CTU60C5XGS1+TXV | TP9C100C16MP13 | 43500 | 18 | 9 | 44000 | 33200 | 75.45% | 2 | 0 | 11.7 |  |  |  |  | R-454B | 3.625 | Residential & Commercial | USHP | Ducted CEE Tier 1
216626171 | Central HP <5.4 tons | OUELLET | HRCU-A-CB (Split System: Heat Pump with Remote Outdoor Unit-Air-Source) | OFLX1-H60A-O |  |  | OAHX1-H48A-I | 0 | 48000 | 19 | 10 | 48000 | 48000 | 100% | 2 | 0 | 12 |  |  |  |  | R-32 | 4 | Residential & Commercial | USHP | Ducted CEE Tier 1
214650071 | Central HP <5.4 tons | YORK | HRCU-A-CB (Split System: Heat Pump with Remote Outdoor Unit-Air-Source) | HH860E2S11 |  |  | CTU60D5XGS1+TXV | TM8E130D20MP11 | 46000 | 18 | 9 | 47500 | 35200 | 74.11% | 2 | 0 | 11 |  |  |  |  | R-454B | 3.8333 | Residential & Commercial | USHP | Ducted CEE Tier 1
209872738 | Central HP <5.4 tons | RUUD | HRCU-A-CB (Split System: Heat Pump with Remote Outdoor Unit-Air-Source) | UP18AZ60AJVC |  |  | RCFZ6021SEAAM | R962V0855A21M4S | 53000 | 18 | 8.1 | 53000 | 50500 | 95.28% | 1.9 | 0 | 10 |  |  |  |  | R-410A | 4.4167 | Residential & Commercial | USHP | Ducted CEE Tier 1
214571165 | Central HP <5.4 tons | KEEPRITE | HRCU-A-CB (Split System: Heat Pump with Remote Outdoor Unit-Air-Source) | CVH825GKA3* |  |  | EN(A,D,W)4X42L21**+WALLCON | *95CSU0802120B* | 23800 | 16.5 | 8.1 | 21400 | 16700 | 78.04% | 1.96 | 0 | 11 |  |  |  |  | R-410A | 1.9833 | Residential & Commercial | USHP | Ducted CEE Tier 1
214571215 | Central HP <5.4 tons | KEEPRITE | HRCU-A-CB (Split System: Heat Pump with Remote Outdoor Unit-Air-Source) | CVH825GKA3* |  |  | EN(A,D,W)4X48L21**+WALLCON | *80CTL0702120B* | 24200 | 17 | 8.1 | 21200 | 16600 | 78.3% | 2.02 | 0 | 11 |  |  |  |  | R-410A | 2.0167 | Residential & Commercial | USHP | Ducted CEE Tier 1
211230198 | Central HP <5.4 tons | COMFORTMAKER | HRCU-A-CB (Split System: Heat Pump with Remote Outdoor Unit-Air-Source) | DLCURAH36ABK |  |  | EN(A,D,W)4X48L21** | *95ESN1002120A* | 36800 | 16 | 8.1 | 39500 | 35000 | 88.61% | 2.06 | 0 | 10.5 |  |  |  |  | R-410A | 3.0667 | Residential & Commercial | USHP | Ducted CEE Tier 1
214232452 | Central HP <5.4 tons | AURORA | HRCU-A-C (Split System: Heat Pump with Remote Outdoor Unit with No Indoor Fan --Air Source) | AU-LXU36-2A-O |  |  | AU-36B23T4N1 | 0 | 35000 | 15.5 | 8.6 | 38000 | 31600 | 83.16% | 1.85 | 0 | 10 |  |  |  |  | R-410A | 2.9167 | Residential & Commercial | USHP | Ducted CEE Tier 1
216770154 | Central HP <5.4 tons | OUELLET | HRCU-A-C (Split System: Heat Pump with Remote Outdoor Unit with No Indoor Fan --Air Source) | OFLX1-H60A-O |  |  | GCAC60H/NHA | 0 | 52000 | 15.2 | 8.5 | 53000 | 40000 | 75.47% | 1.8 | 0 | 9.5 |  |  |  |  | R-32 | 4.3333 | Residential & Commercial | USHP
213080021 | Central HP <5.4 tons | DAY & NIGHT | HRCU-A-CB (Split System: Heat Pump with Remote Outdoor Unit-Air-Source) | DLCURAH36ABK |  |  | EA*4X37L17A* | *96MSN0801716A* | 35800 | 15.5 | 8.1 | 38500 | 35000 | 90.91% | 2 | 0 | 10 |  |  |  |  | R-410A | 2.9833 | Residential & Commercial | USHP | Ducted CEE Tier 1
214867644 | Central HP <5.4 tons | NOVAIR | HRCU-A-C (Split System: Heat Pump with Remote Outdoor Unit with No Indoor Fan --Air Source) | LEA36-EVOX-30-O |  |  | LEA-30/36-ACOIL-410A | 0 | 35000 | 15.2 | 10 | 39000 | 32000 | 82.05% | 2 | 10.2 | 10 |  |  |  |  | R-410A | 2.9167 | Residential & Commercial | USHP | Ducted CEE Tier 1
215941620 | Central HP <5.4 tons | DAY & NIGHT | HRCU-A-CB (Split System: Heat Pump with Remote Outdoor Unit-Air-Source) | C5H3V48*K*AAA* |  |  | EVD5X48M24A*+WALLCON | *97CTN1202422A* | 45000 | 20.5 | 8.1 | 52000 | 38000 | 73.08% | 1.9 | 0 | 11 |  |  |  |  | R-454B | 3.75 | Residential & Commercial | USHP | Ducted CEE Tier 1
215941670 | Central HP <5.4 tons | DAY & NIGHT | HRCU-A-CB (Split System: Heat Pump with Remote Outdoor Unit-Air-Source) | C5H3V48*K*AAA* |  |  | EVD5X60M21A*+WALLCON | *96CTN0802120B* | 45500 | 20.5 | 8.1 | 53000 | 38500 | 72.64% | 1.95 | 0 | 11 |  |  |  |  | R-454B | 3.7917 | Residential & Commercial | USHP | Ducted CEE Tier 1
213770772 | Central HP <5.4 tons | KEEPRITE | HRCU-A-CB (Split System: Heat Pump with Remote Outdoor Unit-Air-Source) | CVH825GKA2* |  |  | EA*4X30L17A*+WALLCON | *97CMN0801714B* | 23400 | 16 | 8.1 | 21600 | 16700 | 77.31% | 1.9 | 0 | 10.5 |  |  |  |  | R-410A | 1.95 | Residential & Commercial | USHP | Ducted CEE Tier 1
211229595 | Central HP <5.4 tons | COMFORTMAKER | HRCU-A-CB (Split System: Heat Pump with Remote Outdoor Unit-Air-Source) | DLCURAH36ABK |  |  | EA*4X48L24A* | *96VTN0802120A* | 35600 | 16 | 8.1 | 37800 | 34600 | 91.53% | 2.02 | 0 | 10 |  |  |  |  | R-410A | 2.9667 | Residential & Commercial | USHP | Ducted CEE Tier 1
210474466 | Central HP <5.4 tons | DAY & NIGHT | HRCU-A-CB (Split System: Heat Pump with Remote Outdoor Unit-Air-Source) | CVH825GKA3* |  |  | EHD4X48AAL+WALLCON | *95CSU1002122A* | 24200 | 16.5 | 8.1 | 21200 | 16600 | 78.3% | 2.02 | 0 | 11 |  |  |  |  | R-410A | 2.0167 | Residential & Commercial | USHP | Ducted CEE Tier 1
210598521 | Central HP <5.4 tons | AIRQUEST | HRCU-A-CB (Split System: Heat Pump with Remote Outdoor Unit-Air-Source) | HVH825GKA2* |  |  | EN(A,D,W)4X48L21**+WALLCON | *97CMN0602120A* | 24000 | 16.5 | 8.1 | 21400 | 16700 | 78.04% | 2 | 0 | 11 |  |  |  |  | R-410A | 2 | Residential & Commercial | USHP | Ducted CEE Tier 1
213481579 | Central HP <5.4 tons | DIRECT AIR | HRCU-A-CB (Split System: Heat Pump with Remote Outdoor Unit-Air-Source) | DIRM-36MAGICPRO20-OU1F |  |  | DIRM-36MAGICPRO20-AH | 0 | 35000 | 16.3 | 9.5 | 39000 | 38000 | 97.44% | 1.8 | 0 | 11.7 |  |  |  |  | R-410A | 2.9167 | Residential & Commercial | USHP | Ducted CEE Tier 1
216819362 | Central HP <5.4 tons | RUUD | HRCU-A-CB (Split System: Heat Pump with Remote Outdoor Unit-Air-Source) | RD18AY24AJVC |  |  | RCFY2421MTANM | U98MV0603A17UPS | 21000 | 18 | 8.1 | 21000 | 17000 | 80.95% | 1.9 | 0 | 10 |  |  |  |  | R-454B | 1.75 | Residential & Commercial | USHP | Ducted CEE Tier 1
216819160 | Central HP <5.4 tons | RUUD | HRCU-A-CB (Split System: Heat Pump with Remote Outdoor Unit-Air-Source) | RD18AY24AJVC |  |  | RCFY2417MTANM | U98MV0603A17UPS | 21000 | 18 | 8.1 | 21000 | 17000 | 80.95% | 1.9 | 0 | 10 |  |  |  |  | R-454B | 1.75 | Residential & Commercial | USHP | Ducted CEE Tier 1
216051156 | Central HP <5.4 tons | RUUD | HRCU-A-CB (Split System: Heat Pump with Remote Outdoor Unit-Air-Source) | UP19AY60AJVC |  |  | RCFY6021SEAAM | R962V0855A21M4 | 53500 | 16 | 10 | 53500 | 49000 | 91.59% | 2 | 0 | 10 |  |  |  |  | R-454B | 4.4583 | Residential & Commercial | USHP | Ducted CEE Tier 1
216819163 | Central HP <5.4 tons | RUUD | HRCU-A-CB (Split System: Heat Pump with Remote Outdoor Unit-Air-Source) | RD18AY24AJVC |  |  | RCFY2417MTANM | U97MV0703A17DHS | 21000 | 18 | 8.1 | 21000 | 17000 | 80.95% | 1.9 | 0 | 10 |  |  |  |  | R-454B | 1.75 | Residential & Commercial | USHP | Ducted CEE Tier 1
211229334 | Central HP <5.4 tons | COMFORTMAKER | HRCU-A-CB (Split System: Heat Pump with Remote Outdoor Unit-Air-Source) | DLCURAH36ABK |  |  | EA*4X48L24A* | *80ES(N,L)1552420A* | 37000 | 16 | 8.5 | 38500 | 34800 | 90.39% | 2.12 | 0 | 10 |  |  |  |  | R-410A | 3.0833 | Residential & Commercial | USHP | Ducted CEE Tier 1
211229370 | Central HP <5.4 tons | COMFORTMAKER | HRCU-A-CB (Split System: Heat Pump with Remote Outdoor Unit-Air-Source) | DLCURAH36ABK |  |  | EA*4X48L24A* | *80VSL1102422A* | 35800 | 16.5 | 8.5 | 37800 | 34600 | 91.53% | 2.04 | 0 | 10 |  |  |  |  | R-410A | 2.9833 | Residential & Commercial | USHP | Ducted CEE Tier 1
215588148 | Central HP <5.4 tons | BRYANT HEATING AND COOLING SYSTEMS | HRCU-A-CB (Split System: Heat Pump with Remote Outdoor Unit-Air-Source) | 291VAN054**AA* |  |  | CSAH*4812AM*+UI | 987MC60080C21*** | 48500 | 18 | 10.5 | 52500 | 52000 | 99.05% | 1.94 | 0 | 10.5 |  |  |  |  | R-454B | 4.0417 | Residential & Commercial | USHP | Ducted CEE Tier 1
215588180 | Central HP <5.4 tons | BRYANT HEATING AND COOLING SYSTEMS | HRCU-A-CB (Split System: Heat Pump with Remote Outdoor Unit-Air-Source) | 291VAN054**AA* |  |  | CSAH*6012AM*+UI | 987MC60080C21*** | 49500 | 18.5 | 10.5 | 52500 | 52500 | 100% | 1.94 | 0 | 11 |  |  |  |  | R-454B | 4.125 | Residential & Commercial | USHP | Ducted CEE Tier 1
215588248 | Central HP <5.4 tons | BRYANT HEATING AND COOLING SYSTEMS | HRCU-A-CB (Split System: Heat Pump with Remote Outdoor Unit-Air-Source) | 291VAN054**AA* |  |  | CVAMA6024XMA*+UI | 88*TB60110C21*** | 52000 | 19.5 | 8.5 | 52500 | 46500 | 88.57% | 1.95 | 0 | 12 |  |  |  |  | R-454B | 4.3333 | Residential & Commercial | USHP | Ducted CEE Tier 1
215588366 | Central HP <5.4 tons | BRYANT HEATING AND COOLING SYSTEMS | HRCU-A-CB (Split System: Heat Pump with Remote Outdoor Unit-Air-Source) | 291VAN054**AA* |  |  | CVAVA6024XMA*+UI | 987MC60080C21*** | 51500 | 19 | 8.1 | 53000 | 45500 | 85.85% | 1.88 | 0 | 11.5 |  |  |  |  | R-454B | 4.2917 | Residential & Commercial | USHP | Ducted CEE Tier 1
215588382 | Central HP <5.4 tons | BRYANT HEATING AND COOLING SYSTEMS | HRCU-A-CB (Split System: Heat Pump with Remote Outdoor Unit-Air-Source) | 291VAN054**AA* |  |  | CVAVA6121XMA*+UI | 935CB60080C21*** | 52500 | 19 | 8.1 | 53500 | 45500 | 85.05% | 1.9 | 0 | 11.7 |  |  |  |  | R-454B | 4.375 | Residential & Commercial | USHP | Ducted CEE Tier 1
215588398 | Central HP <5.4 tons | BRYANT HEATING AND COOLING SYSTEMS | HRCU-A-CB (Split System: Heat Pump with Remote Outdoor Unit-Air-Source) | 291VAN054**AA* |  |  | CVAVA6124XMA*+UI | 88*TB60110C21*** | 53000 | 20 | 8.5 | 53000 | 46000 | 86.79% | 1.95 | 0 | 12.5 |  |  |  |  | R-454B | 4.4167 | Residential & Commercial | USHP | Ducted CEE Tier 1
215588416 | Central HP <5.4 tons | BRYANT HEATING AND COOLING SYSTEMS | HRCU-A-CB (Split System: Heat Pump with Remote Outdoor Unit-Air-Source) | 291VAN054**AA* |  |  | CVAVA6124XMA*+UI | 986TD66120C24*** | 53000 | 19.5 | 8.5 | 53500 | 46500 | 86.92% | 1.95 | 0 | 12 |  |  |  |  | R-454B | 4.4167 | Residential & Commercial | USHP | Ducted CEE Tier 1
215588430 | Central HP <5.4 tons | BRYANT HEATING AND COOLING SYSTEMS | HRCU-A-CB (Split System: Heat Pump with Remote Outdoor Unit-Air-Source) | 291VAN054**AA* |  |  | CAA**6024AM*+UI | 987TA60080C21*** | 49000 | 19 | 10.5 | 52500 | 53500 | 101.9% | 1.94 | 0 | 11 |  |  |  |  | R-454B | 4.0833 | Residential & Commercial | USHP | Ducted CEE Tier 1
215588496 | Central HP <5.4 tons | BRYANT HEATING AND COOLING SYSTEMS | HRCU-A-CB (Split System: Heat Pump with Remote Outdoor Unit-Air-Source) | 291VAN054**AA* |  |  | CVAMA6124XMA*+UI | 986TD60080C21*** | 52500 | 19.5 | 8.5 | 53500 | 46500 | 86.92% | 1.95 | 0 | 12 |  |  |  |  | R-454B | 4.375 | Residential & Commercial | USHP | Ducted CEE Tier 1
211380082 | Central HP <5.4 tons | YORK | HRCU-A-CB (Split System: Heat Pump with Remote Outdoor Unit-Air-Source) | HMH72B341 |  |  | XAUC48FXXN1+TXV | TM8E080B12MP11 | 33400 | 17 | 8.5 | 32400 | 23800 | 73.46% | 2.04 | 0 | 9 |  |  |  |  | R-410A | 2.7833 | Residential & Commercial | USHP
213881904 | Central HP <5.4 tons | TCL | HRCU-A-CB (Split System: Heat Pump with Remote Outdoor Unit-Air-Source) | THH42HAI2NAF2U23 |  |  | A4AH5V42A1C3 + DF | 0 | 42000 | 15.2 | 8.1 | 42000 | 30000 | 71.43% | 1.75 | 0 | 8.5 |  |  |  |  | R-410A | 3.5 | Residential & Commercial | USHP
216571358 | Central HP <5.4 tons | DIRECT AIR | HRCU-A-CB (Split System: Heat Pump with Remote Outdoor Unit-Air-Source) | DIRM4-36CS19-OU |  |  | DIRM4-36MAGICPRO20-AH | 0 | 36000 | 16.1 | 8.7 | 36000 | 27000 | 75% | 2 | 0 | 10 |  |  |  |  | R-454B | 3 | Residential & Commercial | USHP | Ducted CEE Tier 1
213770507 | Central HP <5.4 tons | HEIL | HRCU-A-CB (Split System: Heat Pump with Remote Outdoor Unit-Air-Source) | HVH825GKA2* |  |  | EA*4X24L17A*+WALLCON | *80CTL0701716B* | 23200 | 16.5 | 8.1 | 22000 | 16800 | 76.36% | 1.9 | 0 | 10.5 |  |  |  |  | R-410A | 1.9333 | Residential & Commercial | USHP | Ducted CEE Tier 1
213770927 | Central HP <5.4 tons | HEIL | HRCU-A-CB (Split System: Heat Pump with Remote Outdoor Unit-Air-Source) | HVH825GKA2* |  |  | EA*4X36L21A*+WALLCON | *80CTL0901716B* | 23600 | 16.5 | 8.1 | 21400 | 16600 | 77.57% | 1.94 | 0 | 10.5 |  |  |  |  | R-410A | 1.9667 | Residential & Commercial | USHP | Ducted CEE Tier 1
213770957 | Central HP <5.4 tons | HEIL | HRCU-A-CB (Split System: Heat Pump with Remote Outdoor Unit-Air-Source) | HVH825GKA2* |  |  | EA*4X36L21A*+WALLCON | *95CSU0601716B* | 23600 | 16.5 | 8.1 | 21600 | 16700 | 77.31% | 1.94 | 0 | 10.5 |  |  |  |  | R-410A | 1.9667 | Residential & Commercial | USHP | Ducted CEE Tier 1
216819140 | Central HP <5.4 tons | RUUD | HRCU-A-CB (Split System: Heat Pump with Remote Outdoor Unit-Air-Source) | RD18AY24AJVC |  |  | RCFY2417MTANM | U98MV0703A17UPS | 21000 | 18 | 8.1 | 20800 | 17000 | 81.73% | 1.9 | 0 | 10 |  |  |  |  | R-454B | 1.75 | Residential & Commercial | USHP | Ducted CEE Tier 1
216819360 | Central HP <5.4 tons | RUUD | HRCU-A-CB (Split System: Heat Pump with Remote Outdoor Unit-Air-Source) | RD18AY24AJVC |  |  | RCFY2421MTANM | U98MV0855A21UPS | 21000 | 18 | 8.1 | 20800 | 16900 | 81.25% | 1.9 | 0 | 10 |  |  |  |  | R-454B | 1.75 | Residential & Commercial | USHP | Ducted CEE Tier 1
216819045 | Central HP <5.4 tons | RUUD | HRCU-A-CB (Split System: Heat Pump with Remote Outdoor Unit-Air-Source) | RD18AY24AJVC |  |  | RCFY2417MTANM | R801V0503A14DZ | 21000 | 18 | 8.1 | 20800 | 17000 | 81.73% | 1.9 | 0 | 10 |  |  |  |  | R-454B | 1.75 | Residential & Commercial | USHP | Ducted CEE Tier 1
214584728 | Central HP <5.4 tons | FRASER-JOHNSTON | HRCU-A-CB (Split System: Heat Pump with Remote Outdoor Unit-Air-Source) | HH860E2S11 |  |  | CTF60D5CGS1 | Z8ES130D20SMPS1 | 45000 | 18 | 9 | 45000 | 33200 | 73.78% | 2 | 0 | 12 |  |  |  |  | R-454B | 3.75 | Residential & Commercial | USHP | Ducted CEE Tier 1
214650029 | Central HP <5.4 tons | YORK | HRCU-A-CB (Split System: Heat Pump with Remote Outdoor Unit-Air-Source) | HH860E2S11 |  |  | CTU60D5XGS1+TXV | TM9V120D20MP12 | 44000 | 18 | 9 | 44500 | 33400 | 75.06% | 2 | 0 | 11.7 |  |  |  |  | R-454B | 3.6667 | Residential & Commercial | USHP | Ducted CEE Tier 1
216819065 | Central HP <5.4 tons | RUUD | HRCU-A-CB (Split System: Heat Pump with Remote Outdoor Unit-Air-Source) | RD18AY24AJVC |  |  | RCFY2417MTANM | R951V0403A17M4 | 21000 | 17 | 8.1 | 21000 | 17000 | 80.95% | 1.9 | 0 | 10 |  |  |  |  | R-454B | 1.75 | Residential & Commercial | USHP | Ducted CEE Tier 1
213771547 | Central HP <5.4 tons | HEIL | HRCU-A-CB (Split System: Heat Pump with Remote Outdoor Unit-Air-Source) | HVH825GKA2* |  |  | EA*4X43L21A*+WALLCON | *96CTN1002122B* | 24400 | 16.5 | 8.5 | 21200 | 16600 | 78.3% | 2.04 | 0 | 11 |  |  |  |  | R-410A | 2.0333 | Residential & Commercial | USHP | Ducted CEE Tier 1
216765686 | Central HP <5.4 tons | ComfiAire | HRCU-A-CB (Split System: Heat Pump with Remote Outdoor Unit-Air-Source) | CA-24UHDO |  |  | CA-24UHDI | 0 | 22000 | 16.5 | 9 | 23000 | 16900 | 73.48% | 2.05 | 10.9 | 10.1 |  |  |  |  | R-410A | 1.8333 | Residential & Commercial | USHP | Ducted CEE Tier 1
216445267 | Central HP <5.4 tons | ZERO | HRCU-A-CB (Split System: Heat Pump with Remote Outdoor Unit-Air-Source) | ZOV-36HDTB |  |  | ZAV-36HDTB | 0 | 34000 | 19 | 9 | 36000 | 26000 | 72.22% | 1.9 | 0 | 10 |  |  |  |  | R-454B | 2.8333 | Residential & Commercial | USHP | Ducted CEE Tier 1
214650129 | Central HP <5.4 tons | YORK | HRCU-A-CB (Split System: Heat Pump with Remote Outdoor Unit-Air-Source) | HH824E2S11 |  |  | CTU30B5XCS1+TXV | TL9E060B12UH11 | 23000 | 17 | 9.5 | 23000 | 18400 | 80% | 2 | 0 | 12 |  |  |  |  | R-454B | 1.9167 | Residential & Commercial | USHP | Ducted CEE Tier 1
214650149 | Central HP <5.4 tons | YORK | HRCU-A-CB (Split System: Heat Pump with Remote Outdoor Unit-Air-Source) | HH824E2S11 |  |  | CTU30B5XCS1+TXV | Y91E080B12SMPS1 | 23000 | 17 | 9.5 | 23000 | 18400 | 80% | 2 | 0 | 12 |  |  |  |  | R-454B | 1.9167 | Residential & Commercial | USHP | Ducted CEE Tier 1
214650265 | Central HP <5.4 tons | YORK | HRCU-A-CB (Split System: Heat Pump with Remote Outdoor Unit-Air-Source) | HH824E2S11 |  |  | CTU30B5XCS1+TXV | Y91E060B12SMPS1 | 23000 | 17 | 9.5 | 23000 | 19100 | 83.04% | 2 | 0 | 11.7 |  |  |  |  | R-454B | 1.9167 | Residential & Commercial | USHP | Ducted CEE Tier 1
212977261 | Central HP <5.4 tons | TEMPSTAR | HRCU-A-CB (Split System: Heat Pump with Remote Outdoor Unit-Air-Source) | DLCURAH36ABK |  |  | EA*4X48L24A* | *96VTN1202422B* | 35600 | 16.5 | 8.5 | 37800 | 35000 | 92.59% | 2 | 0 | 10 |  |  |  |  | R-410A | 2.9667 | Residential & Commercial | USHP | Ducted CEE Tier 1
216571173 | Central HP <5.4 tons | AMERICAN STANDARD | HRCU-A-CB (Split System: Heat Pump with Remote Outdoor Unit-Air-Source) | 5A6V0X60A1 |  |  | 5TXCD010AS3 | S8V2C080M5PCB | 53500 | 19 | 9 | 53500 | 38500 | 71.96% | 2 | 0 | 10 |  |  |  |  | R-454B | 4.4583 | Residential & Commercial | USHP | Ducted CEE Tier 1
216613173 | Central HP <5.4 tons | RUUD | HRCU-A-CB (Split System: Heat Pump with Remote Outdoor Unit-Air-Source) | RD18AY24AJVC |  |  | RH2VY3617STACN | 0 | 21200 | 18 | 9.5 | 20600 | 17000 | 82.52% | 2 | 0 | 11.7 |  |  |  |  | R-454B | 1.7667 | Residential & Commercial | USHP | Ducted CEE Tier 1
216819033 | Central HP <5.4 tons | RUUD | HRCU-A-CB (Split System: Heat Pump with Remote Outdoor Unit-Air-Source) | RD18AY24AJVC |  |  | RCFY2417MTANM | R802V0503A14DZ | 21000 | 18 | 8.1 | 20800 | 17000 | 81.73% | 1.9 | 0 | 10 |  |  |  |  | R-454B | 1.75 | Residential & Commercial | USHP | Ducted CEE Tier 1
216819131 | Central HP <5.4 tons | RUUD | HRCU-A-CB (Split System: Heat Pump with Remote Outdoor Unit-Air-Source) | RD18AY24AJVC |  |  | RCFY2417MTANM | R962V0603A17M4 | 21000 | 17 | 8.1 | 21000 | 17100 | 81.43% | 1.9 | 0 | 10 |  |  |  |  | R-454B | 1.75 | Residential & Commercial | USHP | Ducted CEE Tier 1
216819317 | Central HP <5.4 tons | RUUD | HRCU-A-CB (Split System: Heat Pump with Remote Outdoor Unit-Air-Source) | RD18AY24AJVC |  |  | RCFY2421MTANM | U98MV0703A17UPS | 21000 | 18 | 8.1 | 20800 | 17000 | 81.73% | 1.9 | 0 | 10 |  |  |  |  | R-454B | 1.75 | Residential & Commercial | USHP | Ducted CEE Tier 1
215853455 | Central HP <5.4 tons | JOHNSON CONTROLS | HRCU-A-CB (Split System: Heat Pump with Remote Outdoor Unit-Air-Source) | HH836E2S11 |  |  | CTU36B5XDS1+TXV | TL9E060B12UH11 | 33000 | 18 | 8.5 | 30800 | 25200 | 81.82% | 2 | 0 | 11 |  |  |  |  | R-454B | 2.75 | Residential & Commercial | USHP | Ducted CEE Tier 1
214807378 | Central HP <5.4 tons | YORK | HRCU-A-CB (Split System: Heat Pump with Remote Outdoor Unit-Air-Source) | HH836E2S11 |  |  | CTU48C5XFS1+JMVT17CC2N1+TXV | 0 | 34400 | 19 | 9 | 32000 | 25200 | 78.75% | 2 | 0 | 11.7 |  |  |  |  | R-454B | 2.8667 | Residential & Commercial | USHP | Ducted CEE Tier 1
214650165 | Central HP <5.4 tons | YORK | HRCU-A-CB (Split System: Heat Pump with Remote Outdoor Unit-Air-Source) | HH824E2S11 |  |  | CTU36B5XDS1+TXV | TM8V080B12MP12 | 23000 | 18 | 9 | 23000 | 18500 | 80.43% | 2 | 0 | 12 |  |  |  |  | R-454B | 1.9167 | Residential & Commercial | USHP | Ducted CEE Tier 1
214650365 | Central HP <5.4 tons | YORK | HRCU-A-CB (Split System: Heat Pump with Remote Outdoor Unit-Air-Source) | HH824E2S11 |  |  | CTU36B5XDS1+TXV | TP9C080B12MP13 | 23000 | 18 | 9.5 | 23000 | 18400 | 80% | 2 | 0 | 12 |  |  |  |  | R-454B | 1.9167 | Residential & Commercial | USHP | Ducted CEE Tier 1
214650563 | Central HP <5.4 tons | YORK | HRCU-A-CB (Split System: Heat Pump with Remote Outdoor Unit-Air-Source) | HH824E2S11 |  |  | CTU30B5XCS1+TXV | TM9Y080B12MP11 | 23000 | 17 | 9.5 | 23000 | 18500 | 80.43% | 2 | 0 | 11.7 |  |  |  |  | R-454B | 1.9167 | Residential & Commercial | USHP | Ducted CEE Tier 1
215853318 | Central HP <5.4 tons | JOHNSON CONTROLS | HRCU-A-CB (Split System: Heat Pump with Remote Outdoor Unit-Air-Source) | HH836E2S11 |  |  | CTU48C5XFS1+JME12C2SN1+TXV | 0 | 34000 | 19 | 9 | 31400 | 25200 | 80.25% | 2 | 0 | 11.7 |  |  |  |  | R-454B | 2.8333 | Residential & Commercial | USHP | Ducted CEE Tier 1
215939700 | Central HP <5.4 tons | DAY & NIGHT | HRCU-A-CB (Split System: Heat Pump with Remote Outdoor Unit-Air-Source) | C5H3V36*K*AAA* |  |  | EA*5X42M21A*+WALLCON | *97CTN0802120A* | 32600 | 19.5 | 9.5 | 34800 | 26800 | 77.01% | 2.02 | 0 | 11.7 |  |  |  |  | R-454B | 2.7167 | Residential & Commercial | USHP | Ducted CEE Tier 1
215588516 | Central HP <5.4 tons | BRYANT HEATING AND COOLING SYSTEMS | HRCU-A-CB (Split System: Heat Pump with Remote Outdoor Unit-Air-Source) | 291VAN054**AA* |  |  | CVAVA4924XMA*+UI | 83*CB60080C21*** | 52500 | 19.5 | 8.1 | 52000 | 45500 | 87.5% | 1.9 | 0 | 12 |  |  |  |  | R-454B | 4.375 | Residential & Commercial | USHP | Ducted CEE Tier 1
215588312 | Central HP <5.4 tons | BRYANT HEATING AND COOLING SYSTEMS | HRCU-A-CB (Split System: Heat Pump with Remote Outdoor Unit-Air-Source) | 291VAN054**AA* |  |  | CVAVA4924XMA*+UI | 83*CA60100C21*** | 51500 | 19 | 8.1 | 53000 | 46500 | 87.74% | 1.85 | 0 | 11.5 |  |  |  |  | R-454B | 4.2917 | Residential & Commercial | USHP | Ducted CEE Tier 1
210589399 | Central HP <5.4 tons | RUUD | HRCU-A-CB (Split System: Heat Pump with Remote Outdoor Unit-Air-Source) | UP18AZ36AJVC |  |  | RCFZ6021SEAAM | U802VA100521M | 34200 | 20 | 8.5 | 34200 | 43000 | 125.7% | 2.2 | 0 | 12.5 |  |  |  |  | R-410A | 2.85 | Residential & Commercial | USHP | Ducted CEE Tier 1
209872716 | Central HP <5.4 tons | RUUD | HRCU-A-CB (Split System: Heat Pump with Remote Outdoor Unit-Air-Source) | UP18AZ36AJVC |  |  | RCFZ6021SEAAM | U98MV0703A17UPS | 34200 | 19 | 8.5 | 34200 | 43500 | 127.2% | 2.2 | 0 | 12.5 |  |  |  |  | R-410A | 2.85 | Residential & Commercial | USHP | Ducted CEE Tier 1
209872718 | Central HP <5.4 tons | RUUD | HRCU-A-CB (Split System: Heat Pump with Remote Outdoor Unit-Air-Source) | UP18AZ36AJVC |  |  | RCFZ6021SEAAM | U98MV1005A21UPS | 34200 | 19 | 8.5 | 34200 | 43500 | 127.2% | 2.2 | 0 | 12.5 |  |  |  |  | R-410A | 2.85 | Residential & Commercial | USHP | Ducted CEE Tier 1
211229402 | Central HP <5.4 tons | COMFORTMAKER | HRCU-A-CB (Split System: Heat Pump with Remote Outdoor Unit-Air-Source) | DLCURAH36ABK |  |  | EA*4X48L24A* | *80VTL0902120A* | 35600 | 16.5 | 8.1 | 37800 | 34600 | 91.53% | 2.04 | 0 | 10 |  |  |  |  | R-410A | 2.9667 | Residential & Commercial | USHP | Ducted CEE Tier 1
210470501 | Central HP <5.4 tons | COMFORTMAKER | HRCU-A-CB (Split System: Heat Pump with Remote Outdoor Unit-Air-Source) | CVH837GKA2* |  |  | EA*4X61L21A*+WALLCON | *80CTL0901716A* | 33200 | 18 | 8.5 | 32000 | 24800 | 77.5% | 2 | 0 | 12 |  |  |  |  | R-410A | 2.7667 | Residential & Commercial | USHP | Ducted CEE Tier 1
210470567 | Central HP <5.4 tons | COMFORTMAKER | HRCU-A-CB (Split System: Heat Pump with Remote Outdoor Unit-Air-Source) | CVH837GKA2* |  |  | EA*4X61L24A*+WALLCON | *80CTL1352422A* | 33200 | 18 | 8.5 | 32000 | 24800 | 77.5% | 2.02 | 0 | 12 |  |  |  |  | R-410A | 2.7667 | Residential & Commercial | USHP | Ducted CEE Tier 1
210470578 | Central HP <5.4 tons | COMFORTMAKER | HRCU-A-CB (Split System: Heat Pump with Remote Outdoor Unit-Air-Source) | CVH837GKA2* |  |  | EA*4X61L24A*+WALLCON | *96CTN1202422A* | 33200 | 18 | 8.5 | 32000 | 24800 | 77.5% | 2 | 0 | 12 |  |  |  |  | R-410A | 2.7667 | Residential & Commercial | USHP | Ducted CEE Tier 1
210470860 | Central HP <5.4 tons | COMFORTMAKER | HRCU-A-CB (Split System: Heat Pump with Remote Outdoor Unit-Air-Source) | CVH837GKA2* |  |  | EN(A,D)4X48L24**+WALLCON | *80CSU1002120A* | 32400 | 17 | 8.1 | 33000 | 24800 | 75.15% | 1.94 | 0 | 11.5 |  |  |  |  | R-410A | 2.7 | Residential & Commercial | USHP | Ducted CEE Tier 1
209872714 | Central HP <5.4 tons | RUUD | HRCU-A-CB (Split System: Heat Pump with Remote Outdoor Unit-Air-Source) | UP18AZ36AJVC |  |  | RCFZ6021SEAAM | U97MV1005A21DHS | 34200 | 19 | 8.5 | 34200 | 43000 | 125.7% | 2.2 | 0 | 12.5 |  |  |  |  | R-410A | 2.85 | Residential & Commercial | USHP | Ducted CEE Tier 1
211386771 | Central HP <5.4 tons | JOHNSON CONTROLS | HRCU-A-CB (Split System: Heat Pump with Remote Outdoor Unit-Air-Source) | HMH72B341 |  |  | XAFC36DBCN1 | TM9Y100C16MP11 | 34000 | 17 | 8.1 | 34000 | 24400 | 71.76% | 2.08 | 0 | 9.5 |  |  |  |  | R-410A | 2.8333 | Residential & Commercial | USHP
216819229 | Central HP <5.4 tons | RUUD | HRCU-A-CB (Split System: Heat Pump with Remote Outdoor Unit-Air-Source) | RD18AY24AJVC |  |  | RCFY2421MTANM | R921V0603A17M4 | 21000 | 17 | 8.1 | 21000 | 17100 | 81.43% | 1.9 | 0 | 10 |  |  |  |  | R-454B | 1.75 | Residential & Commercial | USHP | Ducted CEE Tier 1
216819264 | Central HP <5.4 tons | RUUD | HRCU-A-CB (Split System: Heat Pump with Remote Outdoor Unit-Air-Source) | RD18AY24AJVC |  |  | RCFY2421MTANM | U97MV1005A21DHS | 21000 | 18 | 8.1 | 20800 | 17000 | 81.73% | 1.9 | 0 | 10 |  |  |  |  | R-454B | 1.75 | Residential & Commercial | USHP | Ducted CEE Tier 1
211230010 | Central HP <5.4 tons | COMFORTMAKER | HRCU-A-CB (Split System: Heat Pump with Remote Outdoor Unit-Air-Source) | DLCURAH36ABK |  |  | EN(A,D,W)4X48L21** | *80VSL0902120A* | 35800 | 16.5 | 8.1 | 38500 | 34800 | 90.39% | 2 | 0 | 10 |  |  |  |  | R-410A | 2.9833 | Residential & Commercial | USHP | Ducted CEE Tier 1
214807362 | Central HP <5.4 tons | YORK | HRCU-A-CB (Split System: Heat Pump with Remote Outdoor Unit-Air-Source) | HH824E2S11 |  |  | CTU36B5XDS1+JMET12BS2N1+TXV | 0 | 23000 | 19 | 9.5 | 23000 | 18100 | 78.7% | 2 | 0 | 12 |  |  |  |  | R-454B | 1.9167 | Residential & Commercial | USHP | Ducted CEE Tier 1
214807369 | Central HP <5.4 tons | YORK | HRCU-A-CB (Split System: Heat Pump with Remote Outdoor Unit-Air-Source) | HH824E2S11 |  |  | CTM36B5ADS1 | TP9C080B12MP13 | 23000 | 18 | 9.5 | 23000 | 18500 | 80.43% | 2 | 0 | 12 |  |  |  |  | R-454B | 1.9167 | Residential & Commercial | USHP | Ducted CEE Tier 1
214650087 | Central HP <5.4 tons | YORK | HRCU-A-CB (Split System: Heat Pump with Remote Outdoor Unit-Air-Source) | HH824E2S11 |  |  | CTU30B5XCS1+TXV | TM8V080B12MP12 | 23000 | 17 | 9.5 | 23000 | 17900 | 77.83% | 2 | 0 | 12 |  |  |  |  | R-454B | 1.9167 | Residential & Commercial | USHP | Ducted CEE Tier 1
216819233 | Central HP <5.4 tons | RUUD | HRCU-A-CB (Split System: Heat Pump with Remote Outdoor Unit-Air-Source) | RD18AY24AJVC |  |  | RCFY2421MTANM | U97MV0855A21DHS | 21000 | 18 | 8.1 | 20800 | 16900 | 81.25% | 1.9 | 0 | 10 |  |  |  |  | R-454B | 1.75 | Residential & Commercial | USHP | Ducted CEE Tier 1
216819301 | Central HP <5.4 tons | RUUD | HRCU-A-CB (Split System: Heat Pump with Remote Outdoor Unit-Air-Source) | RD18AY24AJVC |  |  | RCFY2421MTANM | R951V0403A17M4 | 21000 | 17 | 8.1 | 20800 | 17000 | 81.73% | 1.9 | 0 | 10 |  |  |  |  | R-454B | 1.75 | Residential & Commercial | USHP | Ducted CEE Tier 1
210470424 | Central HP <5.4 tons | COMFORTMAKER | HRCU-A-CB (Split System: Heat Pump with Remote Outdoor Unit-Air-Source) | CVH837GKA2* |  |  | EA*4X61L21A*+WALLCON | *80CSU1002120A* | 33200 | 17 | 8.1 | 32200 | 24800 | 77.02% | 1.98 | 0 | 11.5 |  |  |  |  | R-410A | 2.7667 | Residential & Commercial | USHP | Ducted CEE Tier 1
210470435 | Central HP <5.4 tons | COMFORTMAKER | HRCU-A-CB (Split System: Heat Pump with Remote Outdoor Unit-Air-Source) | CVH837GKA2* |  |  | EA*4X61L21A*+WALLCON | *80CTL0701716A* | 33200 | 17.5 | 8.5 | 32200 | 25000 | 77.64% | 1.98 | 0 | 11.7 |  |  |  |  | R-410A | 2.7667 | Residential & Commercial | USHP | Ducted CEE Tier 1
210470633 | Central HP <5.4 tons | COMFORTMAKER | HRCU-A-CB (Split System: Heat Pump with Remote Outdoor Unit-Air-Source) | CVH837GKA2* |  |  | EA*4X61L24A*+WALLCON | *96CTN1002122A* | 33200 | 18 | 8.5 | 32000 | 24800 | 77.5% | 2 | 0 | 12 |  |  |  |  | R-410A | 2.7667 | Residential & Commercial | USHP | Ducted CEE Tier 1
210471128 | Central HP <5.4 tons | COMFORTMAKER | HRCU-A-CB (Split System: Heat Pump with Remote Outdoor Unit-Air-Source) | CVH837GKA2* |  |  | EHD4X60AAL+WALLCON | *95CSU1002122A* | 33000 | 17 | 8.1 | 32200 | 24800 | 77.02% | 2.02 | 0 | 11.5 |  |  |  |  | R-410A | 2.75 | Residential & Commercial | USHP | Ducted CEE Tier 1
214807385 | Central HP <5.4 tons | YORK | HRCU-A-CB (Split System: Heat Pump with Remote Outdoor Unit-Air-Source) | HH824E2S11 |  |  | CTU30B5XCS1+JMC12B2SN1+TXV | 0 | 23000 | 18 | 9.5 | 23000 | 19000 | 82.61% | 2 | 0 | 12 |  |  |  |  | R-454B | 1.9167 | Residential & Commercial | USHP | Ducted CEE Tier 1
210470892 | Central HP <5.4 tons | COMFORTMAKER | HRCU-A-CB (Split System: Heat Pump with Remote Outdoor Unit-Air-Source) | CVH837GKA2* |  |  | EN(A,D,W)4X60L24**+WALLCON | *95CSU1002122A* | 32800 | 18 | 8.1 | 32200 | 24600 | 76.4% | 1.98 | 0 | 12 |  |  |  |  | R-410A | 2.7333 | Residential & Commercial | USHP | Ducted CEE Tier 1
210471194 | Central HP <5.4 tons | COMFORTMAKER | HRCU-A-CB (Split System: Heat Pump with Remote Outdoor Unit-Air-Source) | CVH837GKA2* |  |  | EHD4X60AAL+WALLCON | *80CTL1352422A* | 33000 | 17 | 8.1 | 32200 | 24800 | 77.02% | 2.02 | 0 | 11.5 |  |  |  |  | R-410A | 2.75 | Residential & Commercial | USHP | Ducted CEE Tier 1
216819090 | Central HP <5.4 tons | RUUD | HRCU-A-CB (Split System: Heat Pump with Remote Outdoor Unit-Air-Source) | RD18AY24AJVC |  |  | RCFY2417MTANM | R801V0504A17UHU | 20800 | 17 | 8.1 | 20800 | 17100 | 82.21% | 1.9 | 0 | 10 |  |  |  |  | R-454B | 1.7333 | Residential & Commercial | USHP | Ducted CEE Tier 1
216819158 | Central HP <5.4 tons | RUUD | HRCU-A-CB (Split System: Heat Pump with Remote Outdoor Unit-Air-Source) | RD18AY24AJVC |  |  | RCFY2417MTANM | U97MV0603A17DHS | 21000 | 18 | 8.1 | 20800 | 17000 | 81.73% | 1.9 | 0 | 10 |  |  |  |  | R-454B | 1.75 | Residential & Commercial | USHP | Ducted CEE Tier 1
210589400 | Central HP <5.4 tons | RUUD | HRCU-A-CB (Split System: Heat Pump with Remote Outdoor Unit-Air-Source) | UP18AZ36AJVC |  |  | RCFZ6021SEAAM | U802VA100521Z | 34200 | 20 | 8.5 | 34200 | 43000 | 125.7% | 2.2 | 0 | 12.5 |  |  |  |  | R-410A | 2.85 | Residential & Commercial | USHP | Ducted CEE Tier 1
209872711 | Central HP <5.4 tons | RUUD | HRCU-A-CB (Split System: Heat Pump with Remote Outdoor Unit-Air-Source) | UP18AZ36AJVC |  |  | RCFZ6021SEAAM | R962V0705A21M4S | 34200 | 19 | 8.5 | 34200 | 43000 | 125.7% | 2.2 | 0 | 12.5 |  |  |  |  | R-410A | 2.85 | Residential & Commercial | USHP | Ducted CEE Tier 1
214650281 | Central HP <5.4 tons | YORK | HRCU-A-CB (Split System: Heat Pump with Remote Outdoor Unit-Air-Source) | HH824E2S11 |  |  | CTU36B5XDS1+TXV | TM9E080B12MP12 | 23000 | 18 | 9.5 | 23000 | 18800 | 81.74% | 2 | 0 | 12 |  |  |  |  | R-454B | 1.9167 | Residential & Commercial | USHP | Ducted CEE Tier 1
214650456 | Central HP <5.4 tons | YORK | HRCU-A-CB (Split System: Heat Pump with Remote Outdoor Unit-Air-Source) | HH824E2S11 |  |  | CTU30B5XCS1+TXV | TM9E060B12MP12 | 23000 | 17 | 9.5 | 23000 | 18900 | 82.17% | 2 | 0 | 11.7 |  |  |  |  | R-454B | 1.9167 | Residential & Commercial | USHP | Ducted CEE Tier 1
214650606 | Central HP <5.4 tons | YORK | HRCU-A-CB (Split System: Heat Pump with Remote Outdoor Unit-Air-Source) | HH824E2S11 |  |  | CTU36B5XDS1+TXV | Y91E060B12SMPS1 | 23000 | 17 | 9.5 | 23000 | 18700 | 81.3% | 2 | 0 | 12 |  |  |  |  | R-454B | 1.9167 | Residential & Commercial | USHP | Ducted CEE Tier 1
214650340 | Central HP <5.4 tons | YORK | HRCU-A-CB (Split System: Heat Pump with Remote Outdoor Unit-Air-Source) | HH824E2S11 |  |  | CTU36B5XDS1+TXV | TM8E080B12MP11 | 23000 | 18 | 9.5 | 23000 | 18700 | 81.3% | 2 | 0 | 12 |  |  |  |  | R-454B | 1.9167 | Residential & Commercial | USHP | Ducted CEE Tier 1
212971206 | Central HP <5.4 tons | CARRIER | HRCU-A-CB (Split System: Heat Pump with Remote Outdoor Unit-Air-Source) | 38MURAQ24AB3* |  |  | CNPV*2417AL* | 58TP*B045V14**12 | 23400 | 17 | 8.5 | 27000 | 25000 | 92.59% | 2.08 | 0 | 10 |  |  |  |  | R-410A | 1.95 | Residential & Commercial | USHP | Ducted CEE Tier 1
212971404 | Central HP <5.4 tons | CARRIER | HRCU-A-CB (Split System: Heat Pump with Remote Outdoor Unit-Air-Source) | 38MURAQ24AB3* |  |  | CAP**3617AL* | 58TP*B070V14**12 | 23800 | 17.5 | 8.5 | 26200 | 23600 | 90.08% | 1.96 | 0 | 10 |  |  |  |  | R-410A | 1.9833 | Residential & Commercial | USHP | Ducted CEE Tier 1
215939750 | Central HP <5.4 tons | DAY & NIGHT | HRCU-A-CB (Split System: Heat Pump with Remote Outdoor Unit-Air-Source) | C5H3V36*K*AAA* |  |  | EA*5X48M21A*+WALLCON | *97CTN0601716A* | 33000 | 19 | 9 | 35400 | 27000 | 76.27% | 1.9 | 0 | 11 |  |  |  |  | R-454B | 2.75 | Residential & Commercial | USHP | Ducted CEE Tier 1
210470325 | Central HP <5.4 tons | COMFORTMAKER | HRCU-A-CB (Split System: Heat Pump with Remote Outdoor Unit-Air-Source) | CVH837GKA2* |  |  | EA*4X60L24A*+WALLCON | *97CMN1202422A* | 32800 | 17.5 | 8.5 | 32000 | 24800 | 77.5% | 1.98 | 0 | 11.7 |  |  |  |  | R-410A | 2.7333 | Residential & Commercial | USHP | Ducted CEE Tier 1
210470468 | Central HP <5.4 tons | COMFORTMAKER | HRCU-A-CB (Split System: Heat Pump with Remote Outdoor Unit-Air-Source) | CVH837GKA2* |  |  | EA*4X61L21A*+WALLCON | *97CMN1002122A* | 33200 | 17.5 | 8.5 | 32000 | 24800 | 77.5% | 2 | 0 | 12 |  |  |  |  | R-410A | 2.7667 | Residential & Commercial | USHP | Ducted CEE Tier 1
209872715 | Central HP <5.4 tons | RUUD | HRCU-A-CB (Split System: Heat Pump with Remote Outdoor Unit-Air-Source) | UP18AZ36AJVC |  |  | RCFZ6021SEAAM | U98MV0603A17UPS | 34200 | 19 | 8.5 | 34200 | 43500 | 127.2% | 2.2 | 0 | 12.5 |  |  |  |  | R-410A | 2.85 | Residential & Commercial | USHP | Ducted CEE Tier 1
211226287 | Central HP <5.4 tons | COMFORTMAKER | HRCU-A-CB (Split System: Heat Pump with Remote Outdoor Unit-Air-Source) | DLCURAH36ABK |  |  | EA*4X36L21A* | *80ES(N,L)1102120A* | 35200 | 16 | 8.1 | 38500 | 35200 | 91.43% | 1.82 | 0 | 9.5 |  |  |  |  | R-410A | 2.9333 | Residential & Commercial | USHP
211226698 | Central HP <5.4 tons | COMFORTMAKER | HRCU-A-CB (Split System: Heat Pump with Remote Outdoor Unit-Air-Source) | DLCURAH36ABK |  |  | EA*4X37L17A* | *95ESU0601716A* | 36200 | 15.5 | 8.5 | 38500 | 35000 | 90.91% | 2.02 | 0 | 10 |  |  |  |  | R-410A | 3.0167 | Residential & Commercial | USHP | Ducted CEE Tier 1
214584743 | Central HP <5.4 tons | FRASER-JOHNSTON | HRCU-A-CB (Split System: Heat Pump with Remote Outdoor Unit-Air-Source) | HH836E2S11 |  |  | CTM36C5CDS1 | Z8ES120C16SMPS1 | 34400 | 18 | 8.5 | 31600 | 25800 | 81.65% | 2 | 0 | 11.7 |  |  |  |  | R-454B | 2.8667 | Residential & Commercial | USHP | Ducted CEE Tier 1
211387647 | Central HP <5.4 tons | JOHNSON CONTROLS | HRCU-A-CB (Split System: Heat Pump with Remote Outdoor Unit-Air-Source) | HMH72B341 |  |  | XAFC36DBCN1 | TM9V080C16MP12 | 34000 | 17.5 | 8.1 | 33800 | 23800 | 70.41% | 2.08 | 0 | 10 |  |  |  |  | R-410A | 2.8333 | Residential & Commercial | USHP | Ducted CEE Tier 1
211386427 | Central HP <5.4 tons | JOHNSON CONTROLS | HRCU-A-CB (Split System: Heat Pump with Remote Outdoor Unit-Air-Source) | HMH72B341 |  |  | XAFD48FBCN1 | TL8E100C20UH11 | 34000 | 16.5 | 8.5 | 32400 | 23800 | 73.46% | 2.1 | 0 | 9.5 |  |  |  |  | R-410A | 2.8333 | Residential & Commercial | USHP
211386495 | Central HP <5.4 tons | JOHNSON CONTROLS | HRCU-A-CB (Split System: Heat Pump with Remote Outdoor Unit-Air-Source) | HMH72B341 |  |  | XAHD48FBCN1 | TL8E080C16UH11 | 33600 | 16 | 8.1 | 32600 | 24200 | 74.23% | 2.04 | 0 | 9 |  |  |  |  | R-410A | 2.8 | Residential & Commercial | USHP
215931843 | Central HP <5.4 tons | TEMPSTAR | HRCU-A-CB (Split System: Heat Pump with Remote Outdoor Unit-Air-Source) | T5H3V60*K*AAA* |  |  | ESH5X60M12A*+WALLCON | *80CTL1102120B* | 56500 | 18 | 8.1 | 61000 | 46000 | 75.41% | 2 | 0 | 11.5 |  |  |  |  | R-454B | 4.7083 | Residential & Commercial | USHP | Ducted CEE Tier 1
214574457 | Central HP <5.4 tons | TEMPSTAR | HRCU-A-CB (Split System: Heat Pump with Remote Outdoor Unit-Air-Source) | TVH837GKA2* |  |  | EN(A,D)4X36L21**+WALLCON | *80CTL0702120B* | 31400 | 17 | 8.1 | 33200 | 24200 | 72.89% | 1.82 | 0 | 11 |  |  |  |  | R-410A | 2.6167 | Residential & Commercial | USHP | Ducted CEE Tier 1
216571305 | Central HP <5.4 tons | AMERICAN STANDARD | HRCU-A-CB (Split System: Heat Pump with Remote Outdoor Unit-Air-Source) | 5A6V8X36A1 |  |  | 5TXCC007AS3 | S8V2C080M5PDB | 32800 | 18.1 | 8.5 | 33200 | 25400 | 76.51% | 2.1 | 0 | 10.5 |  |  |  |  | R-454B | 2.7333 | Residential & Commercial | USHP | Ducted CEE Tier 1
216571335 | Central HP <5.4 tons | AMERICAN STANDARD | HRCU-A-CB (Split System: Heat Pump with Remote Outdoor Unit-Air-Source) | 5A6V8X60A1 |  |  | 5PX*D010AS3 | S8V2C080M5PCB | 54000 | 18.1 | 8.5 | 55000 | 39500 | 71.82% | 2 | 0 | 10 |  |  |  |  | R-454B | 4.5 | Residential & Commercial | USHP | Ducted CEE Tier 1
211207020 | Central HP <5.4 tons | YORK | HRCU-A-CB (Split System: Heat Pump with Remote Outdoor Unit-Air-Source) | YZV36B21 |  |  | XAMB36DE2N1+CC | TP9C080B12MP13 | 32200 | 18 | 8.5 | 34000 | 29400 | 86.47% | 1.92 | 0 | 11.7 |  |  |  |  | R-410A | 2.6833 | Residential & Commercial | USHP | Ducted CEE Tier 1
216013460 | Central HP <5.4 tons | AIREASE | HRCU-A-CB (Split System: Heat Pump with Remote Outdoor Unit-Air-Source) | A7SCP18V24P-**A |  |  | 7AH1AV24PX-** | 0 | 24000 | 18 | 10 | 24000 | 23000 | 95.83% | 1.8 | 0 | 11.7 |  |  |  |  | R-454B | 2 | Residential & Commercial | USHP | Ducted CEE Tier 1
216769757 | Central HP <5.4 tons | AIREASE | HRCU-A-CB (Split System: Heat Pump with Remote Outdoor Unit-Air-Source) | A7SCP18V60P-**A |  |  | 7EH42CX-**+TDR | A97US2V110C20S* | 44000 | 16.35 | 8.5 | 47500 | 39500 | 83.16% | 1.8 | 0 | 10 |  |  |  |  | R-454B | 3.6667 | Residential & Commercial | USHP | Ducted CEE Tier 1
216644304 | Central HP <5.4 tons | TEMPSTAR | HRCU-A-CB (Split System: Heat Pump with Remote Outdoor Unit-Air-Source) | D5CUHAH18AAK |  |  | EA*5X19M17A* | *95MSU0601716A* | 17900 | 15.2 | 9.5 | 19800 | 17700 | 89.39% | 1.98 | 0 | 11 |  |  |  |  | R-454B | 1.4917 | Residential & Commercial | USHP | Ducted CEE Tier 1
212981772 | Central HP <5.4 tons | CARRIER | HRCU-A-CB (Split System: Heat Pump with Remote Outdoor Unit-Air-Source) | 38MURAQ24AB3* |  |  | CNPV*2417AL* | 58SU*B040M17**12 | 23200 | 16 | 8.5 | 26200 | 24800 | 94.66% | 2.06 | 0 | 10 |  |  |  |  | R-410A | 1.9333 | Residential & Commercial | USHP | Ducted CEE Tier 1
212982288 | Central HP <5.4 tons | CARRIER | HRCU-A-CB (Split System: Heat Pump with Remote Outdoor Unit-Air-Source) | 38MURAQ24AB3* |  |  | CAP**3621AL* | 58SU*B060M17**16 | 23800 | 17.5 | 8.5 | 25600 | 23400 | 91.41% | 1.96 | 0 | 10 |  |  |  |  | R-410A | 1.9833 | Residential & Commercial | USHP | Ducted CEE Tier 1
216769703 | Central HP <5.4 tons | ARMSTRONG AIR | HRCU-A-CB (Split System: Heat Pump with Remote Outdoor Unit-Air-Source) | A7SCP18V36P-**A |  |  | 7EH36BX-**+TDR | A97US2V045B12S* | 33800 | 17.3 | 8.5 | 35600 | 28400 | 79.78% | 1.85 | 0 | 11 |  |  |  |  | R-454B | 2.8167 | Residential & Commercial | USHP | Ducted CEE Tier 1
212383314 | Central HP <5.4 tons | CARRIER | HRCU-A-CB (Split System: Heat Pump with Remote Outdoor Unit-Air-Source) | 38MURAQ36AB3* |  |  | CAP**3621AL* | 58S(B,C)*A090E21**20 | 35600 | 16 | 8.1 | 39500 | 35200 | 89.11% | 1.84 | 0 | 10 |  |  |  |  | R-410A | 2.9667 | Residential & Commercial | USHP | Ducted CEE Tier 1
210470936 | Central HP <5.4 tons | COMFORTMAKER | HRCU-A-CB (Split System: Heat Pump with Remote Outdoor Unit-Air-Source) | CVH837GKA2* |  |  | EN(A,D,W)4X60L24**+WALLCON | *96CTN1202422A* | 32800 | 18 | 8.1 | 32200 | 24600 | 76.4% | 1.98 | 0 | 12 |  |  |  |  | R-410A | 2.7333 | Residential & Commercial | USHP | Ducted CEE Tier 1
216618991 | Central HP <5.4 tons | ARMSTRONG AIR | HRCU-A-C (Split System: Heat Pump with Remote Outdoor Unit with No Indoor Fan --Air Source) | A7SCP18V36P-**A |  |  | 7E[C,U]36AX-**+TDR | 0 | 33400 | 15.2 | 8.1 | 34000 | 29000 | 85.29% | 1.85 | 0 | 10 |  |  |  |  | R-454B | 2.7833 | Residential & Commercial | USHP | Ducted CEE Tier 1
212979227 | Central HP <5.4 tons | CARRIER | HRCU-A-CB (Split System: Heat Pump with Remote Outdoor Unit-Air-Source) | 38MURAQ24AB3* |  |  | CNPV*3617AL* | 58S(B,C)*B070M17**16 | 23600 | 17 | 8.5 | 26400 | 24400 | 92.42% | 2.02 | 0 | 10.5 |  |  |  |  | R-410A | 1.9667 | Residential & Commercial | USHP | Ducted CEE Tier 1
212979511 | Central HP <5.4 tons | CARRIER | HRCU-A-CB (Split System: Heat Pump with Remote Outdoor Unit-Air-Source) | 38MURAQ24AB3* |  |  | CNPV*3621AL* | 58S(B,C)*B070M21**16 | 23800 | 17 | 8.5 | 26400 | 24000 | 90.91% | 2 | 0 | 10.5 |  |  |  |  | R-410A | 1.9833 | Residential & Commercial | USHP | Ducted CEE Tier 1
212979893 | Central HP <5.4 tons | CARRIER | HRCU-A-CB (Split System: Heat Pump with Remote Outdoor Unit-Air-Source) | 38MURAQ24AB3* |  |  | CNPV*2417AL* | 58S(B,C)*B090M17**14 | 23400 | 16.5 | 8.5 | 27000 | 24400 | 90.37% | 2.02 | 0 | 10 |  |  |  |  | R-410A | 1.95 | Residential & Commercial | USHP | Ducted CEE Tier 1
212979929 | Central HP <5.4 tons | CARRIER | HRCU-A-CB (Split System: Heat Pump with Remote Outdoor Unit-Air-Source) | 38MURAQ24AB3* |  |  | CNPV*3621AL* | 58S(B,C)*B090M17**14 | 23600 | 17 | 8.5 | 26400 | 24400 | 92.42% | 2.02 | 0 | 10.5 |  |  |  |  | R-410A | 1.9667 | Residential & Commercial | USHP | Ducted CEE Tier 1
216769688 | Central HP <5.4 tons | AIREASE | HRCU-A-CB (Split System: Heat Pump with Remote Outdoor Unit-Air-Source) | A7SCP18V36P-**A |  |  | 7E[C,U]36BX-**+TDR | A97US2V045B12S* | 34400 | 17.35 | 8.5 | 35600 | 28400 | 79.78% | 1.85 | 0 | 11 |  |  |  |  | R-454B | 2.8667 | Residential & Commercial | USHP | Ducted CEE Tier 1
211228438 | Central HP <5.4 tons | COMFORTMAKER | HRCU-A-CB (Split System: Heat Pump with Remote Outdoor Unit-Air-Source) | DLCURAH36ABK |  |  | EA*4X43L21A* | *92ESN0601714A* | 36400 | 16 | 8.5 | 38500 | 34800 | 90.39% | 2.08 | 0 | 10 |  |  |  |  | R-410A | 3.0333 | Residential & Commercial | USHP | Ducted CEE Tier 1
216769823 | Central HP <5.4 tons | AIREASE | HRCU-A-CB (Split System: Heat Pump with Remote Outdoor Unit-Air-Source) | A7SCP18V60P-**A |  |  | 7EH60DX-**+TDR | A97US2V135D20S* | 53500 | 16.4 | 8.5 | 54500 | 40500 | 74.31% | 1.85 | 0 | 10 |  |  |  |  | R-454B | 4.4583 | Residential & Commercial | USHP | Ducted CEE Tier 1
216619062 | Central HP <5.4 tons | AIREASE | HRCU-A-C (Split System: Heat Pump with Remote Outdoor Unit with No Indoor Fan --Air Source) | A7SCP18V60P-**A |  |  | 7ED48CX-**+TDR | 0 | 47500 | 15.2 | 8.5 | 47500 | 39500 | 83.16% | 1.85 | 0 | 10 |  |  |  |  | R-454B | 3.9583 | Residential & Commercial | USHP | Ducted CEE Tier 1
216769677 | Central HP <5.4 tons | ARMSTRONG AIR | HRCU-A-CB (Split System: Heat Pump with Remote Outdoor Unit-Air-Source) | A7SCP18V36P-**A |  |  | 7E[C,U]30BX-**+TDR | A97US2V060B12X* | 33800 | 17.1 | 8.5 | 35600 | 28600 | 80.34% | 1.8 | 0 | 11 |  |  |  |  | R-454B | 2.8167 | Residential & Commercial | USHP | Ducted CEE Tier 1
211230865 | Central HP <5.4 tons | COMFORTMAKER | HRCU-A-CB (Split System: Heat Pump with Remote Outdoor Unit-Air-Source) | DLCURAH36ABK |  |  | FM(C,U)4Z36**AL* | 0 | 36000 | 16.5 | 8.1 | 40000 | 35400 | 88.5% | 1.82 | 0 | 10 |  |  |  |  | R-410A | 3 | Residential & Commercial | USHP | Ducted CEE Tier 1
216769695 | Central HP <5.4 tons | ARMSTRONG AIR | HRCU-A-CB (Split System: Heat Pump with Remote Outdoor Unit-Air-Source) | A7SCP18V36P-**A |  |  | 7EH30BX-**+TDR | A97US2V045B12S* | 34400 | 17.3 | 8.5 | 35600 | 28400 | 79.78% | 1.85 | 0 | 11 |  |  |  |  | R-454B | 2.8667 | Residential & Commercial | USHP | Ducted CEE Tier 1
209872710 | Central HP <5.4 tons | RUUD | HRCU-A-CB (Split System: Heat Pump with Remote Outdoor Unit-Air-Source) | UP18AZ36AJVC |  |  | RCFZ6021SEAAM | R962V0703A17M4S | 34200 | 19 | 8.5 | 35000 | 43000 | 122.9% | 2.2 | 0 | 12.5 |  |  |  |  | R-410A | 2.85 | Residential & Commercial | USHP | Ducted CEE Tier 1
216050989 | Central HP <5.4 tons | RUUD | HRCU-A-CB (Split System: Heat Pump with Remote Outdoor Unit-Air-Source) | UP19AY24AJVC |  |  | RCFY2421HEAAM | R951V0703A17M4 | 22800 | 20 | 10 | 22800 | 18600 | 81.58% | 1.8 | 0 | 12 |  |  |  |  | R-454B | 1.9 | Residential & Commercial | USHP | Ducted CEE Tier 1
210470314 | Central HP <5.4 tons | COMFORTMAKER | HRCU-A-CB (Split System: Heat Pump with Remote Outdoor Unit-Air-Source) | CVH837GKA2* |  |  | EA*4X60L24A*+WALLCON | *97CMN1002122A* | 32800 | 17.5 | 8.5 | 31800 | 24800 | 77.99% | 2 | 0 | 11.7 |  |  |  |  | R-410A | 2.7333 | Residential & Commercial | USHP | Ducted CEE Tier 1
210470446 | Central HP <5.4 tons | COMFORTMAKER | HRCU-A-CB (Split System: Heat Pump with Remote Outdoor Unit-Air-Source) | CVH837GKA2* |  |  | EA*4X61L21A*+WALLCON | *80CTL0902120A* | 33200 | 18 | 8.5 | 32000 | 25000 | 78.12% | 2 | 0 | 11.7 |  |  |  |  | R-410A | 2.7667 | Residential & Commercial | USHP | Ducted CEE Tier 1
215853336 | Central HP <5.4 tons | JOHNSON CONTROLS | HRCU-A-CB (Split System: Heat Pump with Remote Outdoor Unit-Air-Source) | HH836E2S11 |  |  | CTF36B5CDS1 | Z9ES060B12SMPS1 | 33200 | 17 | 8.5 | 31000 | 25400 | 81.94% | 2 | 0 | 11 |  |  |  |  | R-454B | 2.7667 | Residential & Commercial | USHP | Ducted CEE Tier 1
212384689 | Central HP <5.4 tons | AIRQUEST | HRCU-A-CB (Split System: Heat Pump with Remote Outdoor Unit-Air-Source) | DLCURAH36ABK |  |  | EN(A,D,W)4X42L21** | *92ESN1002120A* | 36200 | 15.5 | 8.1 | 39500 | 35200 | 89.11% | 1.9 | 0 | 10 |  |  |  |  | R-410A | 3.0167 | Residential & Commercial | USHP | Ducted CEE Tier 1
210470611 | Central HP <5.4 tons | COMFORTMAKER | HRCU-A-CB (Split System: Heat Pump with Remote Outdoor Unit-Air-Source) | CVH837GKA2* |  |  | EA*4X61L24A*+WALLCON | *97CMN1202422A* | 33200 | 17.5 | 8.5 | 32000 | 25000 | 78.12% | 2 | 0 | 11.7 |  |  |  |  | R-410A | 2.7667 | Residential & Commercial | USHP | Ducted CEE Tier 1
210470804 | Central HP <5.4 tons | COMFORTMAKER | HRCU-A-CB (Split System: Heat Pump with Remote Outdoor Unit-Air-Source) | CVH837GKA2* |  |  | EN(A,D,W)4X48L21**+WALLCON | *80CSU0401712A* | 32400 | 17.5 | 8.1 | 33000 | 24800 | 75.15% | 1.94 | 0 | 11.7 |  |  |  |  | R-410A | 2.7 | Residential & Commercial | USHP | Ducted CEE Tier 1
216820320 | Central HP <5.4 tons | RHEEM | HRCU-A-CB (Split System: Heat Pump with Remote Outdoor Unit-Air-Source) | RD18AY60AJVC |  |  | RCFY6024STANM | R801V1005A21DZ | 51500 | 18 | 10 | 50500 | 37800 | 74.85% | 2 | 0 | 11 |  |  |  |  | R-454B | 4.2917 | Residential & Commercial | USHP | Ducted CEE Tier 1
216769627 | Central HP <5.4 tons | ARMSTRONG AIR | HRCU-A-CB (Split System: Heat Pump with Remote Outdoor Unit-Air-Source) | A7SCP18V24P-**A |  |  | 7E[C,U]30BX-**+TDR | A97US2V040B12X* | 23800 | 17.45 | 9 | 24000 | 20800 | 86.67% | 1.8 | 0 | 11.7 |  |  |  |  | R-454B | 1.9833 | Residential & Commercial | USHP | Ducted CEE Tier 1
216980441 | Central HP <5.4 tons | RUUD | HRCU-A-CB (Split System: Heat Pump with Remote Outdoor Unit-Air-Source) | RD18AY60AJVC |  |  | RH2TY6024STANN | 0 | 52000 | 18 | 8.5 | 50500 | 38000 | 75.25% | 2 | 0 | 11.7 |  |  |  |  | R-454B | 4.3333 | Residential & Commercial | USHP | Ducted CEE Tier 1
212383468 | Central HP <5.4 tons | CARRIER | HRCU-A-CB (Split System: Heat Pump with Remote Outdoor Unit-Air-Source) | 38MURAQ36AB3* |  |  | CAP**4321AL* | 59SC2D080E17**16 | 36400 | 16 | 8.5 | 38500 | 34800 | 90.39% | 2.08 | 0 | 10 |  |  |  |  | R-410A | 3.0333 | Residential & Commercial | USHP | Ducted CEE Tier 1
216772103 | Central HP <5.4 tons | ComfiAire | HRCU-A-C (Split System: Heat Pump with Remote Outdoor Unit with No Indoor Fan --Air Source) | CA-36UHDO |  |  | DC37A44-210L | 0 | 30000 | 15.5 | 9.4 | 30000 | 24200 | 80.67% | 2.08 | 0 | 11.3 |  |  |  |  | R-410A | 2.5 | Residential & Commercial | USHP | Ducted CEE Tier 1
216619042 | Central HP <5.4 tons | AIREASE | HRCU-A-C (Split System: Heat Pump with Remote Outdoor Unit with No Indoor Fan --Air Source) | A7SCP18V24P-**A |  |  | 7EH30BX-**+TDR | 0 | 24000 | 15.2 | 8.5 | 24000 | 23400 | 97.5% | 1.75 | 0 | 11.7 |  |  |  |  | R-454B | 2 | Residential & Commercial | USHP | Ducted CEE Tier 1
216769804 | Central HP <5.4 tons | ARMSTRONG AIR | HRCU-A-CB (Split System: Heat Pump with Remote Outdoor Unit-Air-Source) | A7SCP18V60P-**A |  |  | 7ED60DX-**+TDR | A97DS2V090C20S* | 52500 | 16 | 8.5 | 55000 | 40500 | 73.64% | 1.9 | 0 | 9.8 |  |  |  |  | R-454B | 4.375 | Residential & Commercial | USHP
214253219 | Central HP <5.4 tons | TRANE | HRCU-A-CB (Split System: Heat Pump with Remote Outdoor Unit-Air-Source) | 4TWV0X60A1 |  |  | 4TXCD010DS3 | S8V2D120M5PCB | 54000 | 19 | 8.2 | 52000 | 39500 | 75.96% | 1.8 | 0 | 11.7 |  |  |  |  | R-410A | 4.5 | Residential & Commercial | USHP | Ducted CEE Tier 1
216571362 | Central HP <5.4 tons | DIRECT AIR | HRCU-A-CB (Split System: Heat Pump with Remote Outdoor Unit-Air-Source) | DIRM4-24MAGICPRO20-OU |  |  | DIRM4-24MAGICPRO20-AH | 0 | 23000 | 18.3 | 10 | 24000 | 21600 | 90% | 1.87 | 0 | 11.7 |  |  |  |  | R-454B | 1.9167 | Residential & Commercial | USHP | Ducted CEE Tier 1
215939800 | Central HP <5.4 tons | DAY & NIGHT | HRCU-A-CB (Split System: Heat Pump with Remote Outdoor Unit-Air-Source) | C5H3V36*K*AAA* |  |  | EA*5X60M24A*+WALLCON | *97CTN0802120A* | 34000 | 20 | 9.5 | 34200 | 26000 | 76.02% | 2.06 | 0 | 11.7 |  |  |  |  | R-454B | 2.8333 | Residential & Commercial | USHP | Ducted CEE Tier 1
216619067 | Central HP <5.4 tons | AIREASE | HRCU-A-C (Split System: Heat Pump with Remote Outdoor Unit with No Indoor Fan --Air Source) | A7SCP18V60P-**A |  |  | 7ED60DX-**+TDR | 0 | 51000 | 15.2 | 8.5 | 54000 | 41500 | 76.85% | 1.95 | 0 | 10 |  |  |  |  | R-454B | 4.25 | Residential & Commercial | USHP | Ducted CEE Tier 1
216769647 | Central HP <5.4 tons | ARMSTRONG AIR | HRCU-A-CB (Split System: Heat Pump with Remote Outdoor Unit-Air-Source) | A7SCP18V24P-**A |  |  | 7EH24BX-**+TDR | A97US2V045B12S* | 24000 | 17.3 | 9 | 24000 | 20800 | 86.67% | 1.8 | 0 | 11.7 |  |  |  |  | R-454B | 2 | Residential & Commercial | USHP | Ducted CEE Tier 1
216570883 | Central HP <5.4 tons | AMERICAN STANDARD | HRCU-A-CB (Split System: Heat Pump with Remote Outdoor Unit-Air-Source) | 5A6V0X24A1 |  |  | 5PX*B006AS3 | S8V2A040M3PCB | 22000 | 21.6 | 10 | 22600 | 17900 | 79.2% | 2.2 | 0 | 12 |  |  |  |  | R-454B | 1.8333 | Residential & Commercial | USHP | Ducted CEE Tier 1
216819038 | Central HP <5.4 tons | RUUD | HRCU-A-CB (Split System: Heat Pump with Remote Outdoor Unit-Air-Source) | RD18AY24AJVC |  |  | RCFY2417MTANM | R921V0603A17M4 | 21000 | 17 | 8.1 | 21000 | 17100 | 81.43% | 1.9 | 0 | 10 |  |  |  |  | R-454B | 1.75 | Residential & Commercial | USHP | Ducted CEE Tier 1
208101264 | Central HP <5.4 tons | AURORA | HRCU-A-CB (Split System: Heat Pump with Remote Outdoor Unit-Air-Source) | AU-LXU36-2A-O |  |  | AU-LCU36-2A-I | 0 | 36000 | 16 | 9.5 | 40000 | 34400 | 86% | 1.97 | 10.5 | 10 |  |  |  |  | R-410A | 3 | Residential & Commercial | USHP | Ducted CEE Tier 1
210470270 | Central HP <5.4 tons | COMFORTMAKER | HRCU-A-CB (Split System: Heat Pump with Remote Outdoor Unit-Air-Source) | CVH837GKA2* |  |  | EA*4X60L24A*+WALLCON | *80CTL0902120A* | 32800 | 17.5 | 8.5 | 31800 | 24800 | 77.99% | 1.98 | 0 | 11.7 |  |  |  |  | R-410A | 2.7333 | Residential & Commercial | USHP | Ducted CEE Tier 1
216571273 | Central HP <5.4 tons | AMERICAN STANDARD | HRCU-A-CB (Split System: Heat Pump with Remote Outdoor Unit-Air-Source) | 5A6V8X36A1 |  |  | 5PX*C009AS3 | *UHMC100CCV4+LRP | 33200 | 18.1 | 8.5 | 32800 | 25200 | 76.83% | 2.1 | 0 | 10.5 |  |  |  |  | R-454B | 2.7667 | Residential & Commercial | USHP | Ducted CEE Tier 1
208553295 | Central HP <5.4 tons | RUUD | HRCU-A-CB (Split System: Heat Pump with Remote Outdoor Unit-Air-Source) | UP18AZ48AJVC |  |  | RHMVZ6021SEACA | 0 | 45000 | 19 | 8.5 | 40000 | 42000 | 105% | 1.8 | 0 | 12 |  |  |  |  | R-410A | 3.75 | Residential & Commercial | USHP | Ducted CEE Tier 1
210470914 | Central HP <5.4 tons | COMFORTMAKER | HRCU-A-CB (Split System: Heat Pump with Remote Outdoor Unit-Air-Source) | CVH837GKA2* |  |  | EN(A,D,W)4X60L24**+WALLCON | *80CTL0902120A* | 32800 | 18 | 8.1 | 32200 | 24800 | 77.02% | 1.98 | 0 | 12 |  |  |  |  | R-410A | 2.7333 | Residential & Commercial | USHP | Ducted CEE Tier 1
210471249 | Central HP <5.4 tons | COMFORTMAKER | HRCU-A-CB (Split System: Heat Pump with Remote Outdoor Unit-Air-Source) | CVH837GKA2* |  |  | EHD4X60AAL+WALLCON | *97CMN1002122A* | 33000 | 17 | 8.1 | 32200 | 24800 | 77.02% | 2.02 | 0 | 11.5 |  |  |  |  | R-410A | 2.75 | Residential & Commercial | USHP | Ducted CEE Tier 1
216769795 | Central HP <5.4 tons | AIREASE | HRCU-A-CB (Split System: Heat Pump with Remote Outdoor Unit-Air-Source) | A7SCP18V60P-**A |  |  | 7E[C,U]60CX-**+TDR | A97US2V090C20S* | 54500 | 16.55 | 8.5 | 55000 | 40500 | 73.64% | 1.9 | 0 | 10 |  |  |  |  | R-454B | 4.5417 | Residential & Commercial | USHP | Ducted CEE Tier 1
216769742 | Central HP <5.4 tons | ARMSTRONG AIR | HRCU-A-CB (Split System: Heat Pump with Remote Outdoor Unit-Air-Source) | A7SCP18V60P-**A |  |  | 7E[C,U]48CX-**+TDR | A97US2V090C20S* | 44000 | 16.55 | 8.5 | 47500 | 40000 | 84.21% | 1.8 | 0 | 10 |  |  |  |  | R-454B | 3.6667 | Residential & Commercial | USHP | Ducted CEE Tier 1
213771151 | Central HP <5.4 tons | DAY & NIGHT | HRCU-A-CB (Split System: Heat Pump with Remote Outdoor Unit-Air-Source) | CVH825GKA2* |  |  | EA*4X37L21A*+WALLCON | *80CTL0901716B* | 24600 | 17 | 8.5 | 21000 | 16600 | 79.05% | 2.02 | 0 | 11 |  |  |  |  | R-410A | 2.05 | Residential & Commercial | USHP | Ducted CEE Tier 1
216819035 | Central HP <5.4 tons | RUUD | HRCU-A-CB (Split System: Heat Pump with Remote Outdoor Unit-Air-Source) | RD18AY24AJVC |  |  | RCFY2417MTANM | R951V0603A17M4 | 21000 | 17 | 8.1 | 21000 | 17100 | 81.43% | 1.9 | 0 | 10 |  |  |  |  | R-454B | 1.75 | Residential & Commercial | USHP | Ducted CEE Tier 1
216618968 | Central HP <5.4 tons | ARMSTRONG AIR | HRCU-A-CB (Split System: Heat Pump with Remote Outdoor Unit-Air-Source) | A7SCP18V36P-**A |  |  | 7AH1AV42PX-** | 0 | 36000 | 18.2 | 9 | 36000 | 30000 | 83.33% | 1.9 | 0 | 11.7 |  |  |  |  | R-454B | 3 | Residential & Commercial | USHP | Ducted CEE Tier 1
216819112 | Central HP <5.4 tons | RUUD | HRCU-A-CB (Split System: Heat Pump with Remote Outdoor Unit-Air-Source) | RD18AY24AJVC |  |  | RCFY2417MTANM | R801V0704A17UH | 21000 | 17 | 8.1 | 20800 | 17000 | 81.73% | 1.9 | 0 | 10 |  |  |  |  | R-454B | 1.75 | Residential & Commercial | USHP | Ducted CEE Tier 1
216619012 | Central HP <5.4 tons | AIREASE | HRCU-A-CB (Split System: Heat Pump with Remote Outdoor Unit-Air-Source) | A7SCP18V24P-**A |  |  | 7AH1AC18PX-** | 0 | 23200 | 15.2 | 9 | 24000 | 23200 | 96.67% | 1.75 | 0 | 11.7 |  |  |  |  | R-454B | 1.9333 | Residential & Commercial | USHP | Ducted CEE Tier 1
216769744 | Central HP <5.4 tons | ARMSTRONG AIR | HRCU-A-CB (Split System: Heat Pump with Remote Outdoor Unit-Air-Source) | A7SCP18V60P-**A |  |  | 7E[C,U]49CX-**+TDR | A97US2V080C16X* | 45500 | 16.8 | 9 | 48000 | 39500 | 82.29% | 1.85 | 0 | 10 |  |  |  |  | R-454B | 3.7917 | Residential & Commercial | USHP | Ducted CEE Tier 1
216769628 | Central HP <5.4 tons | AIREASE | HRCU-A-CB (Split System: Heat Pump with Remote Outdoor Unit-Air-Source) | A7SCP18V24P-**A |  |  | 7E[C,U]30BX-**+TDR | A97US2V040B12X* | 23800 | 17.45 | 9 | 24000 | 20800 | 86.67% | 1.8 | 0 | 11.7 |  |  |  |  | R-454B | 1.9833 | Residential & Commercial | USHP | Ducted CEE Tier 1
216769761 | Central HP <5.4 tons | AIREASE | HRCU-A-CB (Split System: Heat Pump with Remote Outdoor Unit-Air-Source) | A7SCP18V60P-**A |  |  | 7EH48CX-**+TDR | A97US2V080C20X* | 43500 | 16.05 | 8.5 | 47500 | 40000 | 84.21% | 1.8 | 0 | 10 |  |  |  |  | R-454B | 3.625 | Residential & Commercial | USHP | Ducted CEE Tier 1
216769793 | Central HP <5.4 tons | AIREASE | HRCU-A-CB (Split System: Heat Pump with Remote Outdoor Unit-Air-Source) | A7SCP18V60P-**A |  |  | 7E[C,U]60CX-**+TDR | A97US2V110C20S* | 54500 | 16.9 | 8.5 | 54500 | 40000 | 73.39% | 1.9 | 0 | 10 |  |  |  |  | R-454B | 4.5417 | Residential & Commercial | USHP | Ducted CEE Tier 1
211207036 | Central HP <5.4 tons | YORK | HRCU-A-CB (Split System: Heat Pump with Remote Outdoor Unit-Air-Source) | YZV48B21 |  |  | XAMC48HE3N1+CC | YP9C080C16MP13 | 43500 | 18 | 8.5 | 45500 | 36800 | 80.88% | 2.14 | 0 | 11 |  |  |  |  | R-410A | 3.625 | Residential & Commercial | USHP | Ducted CEE Tier 1
211207038 | Central HP <5.4 tons | YORK | HRCU-A-CB (Split System: Heat Pump with Remote Outdoor Unit-Air-Source) | YZV48B21 |  |  | XAMC48HE3N1+CC | TM8V100C20MP12 | 43500 | 19 | 9 | 44500 | 36200 | 81.35% | 2.14 | 0 | 12 |  |  |  |  | R-410A | 3.625 | Residential & Commercial | USHP | Ducted CEE Tier 1
216010757 | Central HP <5.4 tons | ARMSTRONG AIR | HRCU-A-CB (Split System: Heat Pump with Remote Outdoor Unit-Air-Source) | A7SCP18V60P-**A |  |  | 7AH1AV48PX-** | 0 | 47500 | 18 | 9.5 | 48000 | 42000 | 87.5% | 1.75 | 0 | 11.7 |  |  |  |  | R-454B | 3.9583 | Residential & Commercial | USHP | Ducted CEE Tier 1
216769635 | Central HP <5.4 tons | ARMSTRONG AIR | HRCU-A-CB (Split System: Heat Pump with Remote Outdoor Unit-Air-Source) | A7SCP18V24P-**A |  |  | 7E[C,U]36BX-**+TDR | A97US2V040B12X* | 24000 | 17.75 | 9 | 24000 | 20600 | 85.83% | 1.85 | 0 | 12 |  |  |  |  | R-454B | 2 | Residential & Commercial | USHP | Ducted CEE Tier 1
212384349 | Central HP <5.4 tons | CARRIER | HRCU-A-CB (Split System: Heat Pump with Remote Outdoor Unit-Air-Source) | 38MURAQ36AB3* |  |  | CNPV*4217AL* | 58SU*A060E17**16 | 36400 | 15.5 | 8.1 | 39500 | 35000 | 88.61% | 1.98 | 0 | 10 |  |  |  |  | R-410A | 3.0333 | Residential & Commercial | USHP | Ducted CEE Tier 1
212980167 | Central HP <5.4 tons | CARRIER | HRCU-A-CB (Split System: Heat Pump with Remote Outdoor Unit-Air-Source) | 38MURAQ36AB3* |  |  | CAP**4824AL* | 58S(B,C)*B090M21**16 | 35600 | 16.5 | 8.5 | 37800 | 34600 | 91.53% | 2.02 | 0 | 10 |  |  |  |  | R-410A | 2.9667 | Residential & Commercial | USHP | Ducted CEE Tier 1
215939660 | Central HP <5.4 tons | DAY & NIGHT | HRCU-A-CB (Split System: Heat Pump with Remote Outdoor Unit-Air-Source) | C5H3V36*K*AAA* |  |  | EA*5X42M21A*+WALLCON | *80CSU0401712B* | 32800 | 20 | 9.5 | 34800 | 26600 | 76.44% | 2.02 | 0 | 11.5 |  |  |  |  | R-454B | 2.7333 | Residential & Commercial | USHP | Ducted CEE Tier 1
215939710 | Central HP <5.4 tons | DAY & NIGHT | HRCU-A-CB (Split System: Heat Pump with Remote Outdoor Unit-Air-Source) | C5H3V36*K*AAA* |  |  | EA*5X42M21A*+WALLCON | *97CTN1002122A* | 32800 | 20 | 9.5 | 34800 | 26600 | 76.44% | 2 | 0 | 11.5 |  |  |  |  | R-454B | 2.7333 | Residential & Commercial | USHP | Ducted CEE Tier 1
215939810 | Central HP <5.4 tons | DAY & NIGHT | HRCU-A-CB (Split System: Heat Pump with Remote Outdoor Unit-Air-Source) | C5H3V36*K*AAA* |  |  | EA*5X60M24A*+WALLCON | *97CTN1002122A* | 34000 | 20.5 | 9.5 | 34000 | 25800 | 75.88% | 2.06 | 0 | 12 |  |  |  |  | R-454B | 2.8333 | Residential & Commercial | USHP | Ducted CEE Tier 1
215939910 | Central HP <5.4 tons | DAY & NIGHT | HRCU-A-CB (Split System: Heat Pump with Remote Outdoor Unit-Air-Source) | C5H3V36*K*AAA* |  |  | EA*5X61M24A*+WALLCON | *97CTN0802120A* | 34400 | 20.5 | 9.5 | 34400 | 26000 | 75.58% | 2.06 | 0 | 12 |  |  |  |  | R-454B | 2.8667 | Residential & Commercial | USHP | Ducted CEE Tier 1
215940110 | Central HP <5.4 tons | DAY & NIGHT | HRCU-A-CB (Split System: Heat Pump with Remote Outdoor Unit-Air-Source) | C5H3V36*K*AAA* |  |  | ESH5X48M12A*+WALLCON | *80CSU0401712B* | 33800 | 19.5 | 9 | 34600 | 26400 | 76.3% | 1.92 | 0 | 11.7 |  |  |  |  | R-454B | 2.8167 | Residential & Commercial | USHP | Ducted CEE Tier 1
215940260 | Central HP <5.4 tons | DAY & NIGHT | HRCU-A-CB (Split System: Heat Pump with Remote Outdoor Unit-Air-Source) | C5H3V36*K*AAA* |  |  | EVM5X44M21A*+WALLCON | *96CTN0802120B* | 35600 | 21.5 | 8.5 | 38000 | 28600 | 75.26% | 2.04 | 0 | 12 |  |  |  |  | R-454B | 2.9667 | Residential & Commercial | USHP | Ducted CEE Tier 1
216769737 | Central HP <5.4 tons | AIREASE | HRCU-A-CB (Split System: Heat Pump with Remote Outdoor Unit-Air-Source) | A7SCP18V60P-**A |  |  | 7E[C,U]48CX-**+TDR | A97US2V080C16X* | 44000 | 16.4 | 8.5 | 47500 | 39500 | 83.16% | 1.8 | 0 | 10 |  |  |  |  | R-454B | 3.6667 | Residential & Commercial | USHP | Ducted CEE Tier 1
211230673 | Central HP <5.4 tons | COMFORTMAKER | HRCU-A-CB (Split System: Heat Pump with Remote Outdoor Unit-Air-Source) | DLCURAH36ABK |  |  | EN(A,D)4X48L24** | *95ESN1202422A* | 37400 | 15.5 | 8.1 | 39500 | 35000 | 88.61% | 2.08 | 0 | 10.5 |  |  |  |  | R-410A | 3.1167 | Residential & Commercial | USHP | Ducted CEE Tier 1
216010756 | Central HP <5.4 tons | ARMSTRONG AIR | HRCU-A-CB (Split System: Heat Pump with Remote Outdoor Unit-Air-Source) | A7SCP18V36P-**A |  |  | 7AH1AV36PX-** | 0 | 36000 | 18 | 9.5 | 36000 | 30000 | 83.33% | 1.8 | 0 | 11.7 |  |  |  |  | R-454B | 3 | Residential & Commercial | USHP | Ducted CEE Tier 1
212384300 | Central HP <5.4 tons | CARRIER | HRCU-A-CB (Split System: Heat Pump with Remote Outdoor Unit-Air-Source) | 38MURAQ36AB3* |  |  | CNPV*4217AL* | 59SC2D060E14**12 | 36000 | 15.2 | 8.1 | 39500 | 35000 | 88.61% | 1.96 | 0 | 10 |  |  |  |  | R-410A | 3 | Residential & Commercial | USHP | Ducted CEE Tier 1
216619039 | Central HP <5.4 tons | AIREASE | HRCU-A-C (Split System: Heat Pump with Remote Outdoor Unit with No Indoor Fan --Air Source) | A7SCP18V24P-**A |  |  | 7EH24AX-**+TDR | 0 | 23600 | 15.2 | 8.5 | 24000 | 22600 | 94.17% | 1.8 | 0 | 11 |  |  |  |  | R-454B | 1.9667 | Residential & Commercial | USHP | Ducted CEE Tier 1
216769636 | Central HP <5.4 tons | AIREASE | HRCU-A-CB (Split System: Heat Pump with Remote Outdoor Unit-Air-Source) | A7SCP18V24P-**A |  |  | 7E[C,U]36BX-**+TDR | A97US2V040B12X* | 24000 | 17.75 | 9 | 24000 | 20600 | 85.83% | 1.85 | 0 | 12 |  |  |  |  | R-454B | 2 | Residential & Commercial | USHP | Ducted CEE Tier 1
213780744 | Central HP <5.4 tons | TEMPSTAR | HRCU-A-CB (Split System: Heat Pump with Remote Outdoor Unit-Air-Source) | TVH837GKA2* |  |  | EA*4X36L21A*+WALLCON | *80CTL0701716B* | 31400 | 16.5 | 8.1 | 33000 | 24400 | 73.94% | 1.84 | 0 | 10.5 |  |  |  |  | R-410A | 2.6167 | Residential & Commercial | USHP | Ducted CEE Tier 1
213780794 | Central HP <5.4 tons | TEMPSTAR | HRCU-A-CB (Split System: Heat Pump with Remote Outdoor Unit-Air-Source) | TVH837GKA2* |  |  | EA*4X36L21A*+WALLCON | *97CMN0601714B* | 31200 | 16.5 | 8.1 | 33200 | 24600 | 74.1% | 1.82 | 0 | 10.5 |  |  |  |  | R-410A | 2.6 | Residential & Commercial | USHP | Ducted CEE Tier 1
213781494 | Central HP <5.4 tons | TEMPSTAR | HRCU-A-CB (Split System: Heat Pump with Remote Outdoor Unit-Air-Source) | TVH837GKA2* |  |  | EA*4X60L24A*+WALLCON | *80CTL1352422B* | 32800 | 17.5 | 8.1 | 31800 | 24600 | 77.36% | 1.98 | 0 | 11.5 |  |  |  |  | R-410A | 2.7333 | Residential & Commercial | USHP | Ducted CEE Tier 1
216980443 | Central HP <5.4 tons | RUUD | HRCU-A-CB (Split System: Heat Pump with Remote Outdoor Unit-Air-Source) | RD18AY24AJVC |  |  | RHMVY2421MEACN | 0 | 21200 | 19 | 8.5 | 20600 | 16800 | 81.55% | 2 | 0 | 12 |  |  |  |  | R-454B | 1.7667 | Residential & Commercial | USHP | Ducted CEE Tier 1
211010181 | Central HP <5.4 tons | JOHNSON CONTROLS | HRCU-A-CB (Split System: Heat Pump with Remote Outdoor Unit-Air-Source) | HL20B6021 |  |  | JHVVD60HE4C2N1+CC | 0 | 52500 | 19 | 8.5 | 54500 | 42000 | 77.06% | 2.24 | 0 | 12 |  |  |  |  | R-410A | 4.375 | Residential & Commercial | USHP | Ducted CEE Tier 1
216769631 | Central HP <5.4 tons | ARMSTRONG AIR | HRCU-A-CB (Split System: Heat Pump with Remote Outdoor Unit-Air-Source) | A7SCP18V24P-**A |  |  | 7E[C,U]30BX-**+TDR | A97US2V045B12S* | 23800 | 16.95 | 9 | 24000 | 20800 | 86.67% | 1.8 | 0 | 11.7 |  |  |  |  | R-454B | 1.9833 | Residential & Commercial | USHP | Ducted CEE Tier 1
216010758 | Central HP <5.4 tons | ARMSTRONG AIR | HRCU-A-CB (Split System: Heat Pump with Remote Outdoor Unit-Air-Source) | A7SCP18V60P-**A |  |  | 7AH1AV60PX-** | 0 | 55000 | 16 | 9.4 | 55000 | 43000 | 78.18% | 1.75 | 0 | 10 |  |  |  |  | R-454B | 4.5833 | Residential & Commercial | USHP | Ducted CEE Tier 1
216769754 | Central HP <5.4 tons | ARMSTRONG AIR | HRCU-A-CB (Split System: Heat Pump with Remote Outdoor Unit-Air-Source) | A7SCP18V60P-**A |  |  | 7EH42CX-**+TDR | A97US2V080C20X* | 44000 | 16.35 | 8.5 | 47500 | 39500 | 83.16% | 1.8 | 0 | 10 |  |  |  |  | R-454B | 3.6667 | Residential & Commercial | USHP | Ducted CEE Tier 1
216819313 | Central HP <5.4 tons | RUUD | HRCU-A-CB (Split System: Heat Pump with Remote Outdoor Unit-Air-Source) | RD18AY24AJVC |  |  | RCFY2421MTANM | U97MV0703A17DHS | 21000 | 18 | 8.1 | 21000 | 17000 | 80.95% | 1.9 | 0 | 10 |  |  |  |  | R-454B | 1.75 | Residential & Commercial | USHP | Ducted CEE Tier 1
208553291 | Central HP <5.4 tons | RUUD | HRCU-A-CB (Split System: Heat Pump with Remote Outdoor Unit-Air-Source) | UP18AZ36AJVC |  |  | RHMVZ6021SEACA | 0 | 34200 | 20 | 8.5 | 32000 | 40500 | 126.6% | 2.1 | 0 | 12.5 |  |  |  |  | R-410A | 2.85 | Residential & Commercial | USHP | Ducted CEE Tier 1
216619027 | Central HP <5.4 tons | AIREASE | HRCU-A-CB (Split System: Heat Pump with Remote Outdoor Unit-Air-Source) | A7SCP18V60P-**A |  |  | 7AH1AE42PX-** | 0 | 44500 | 17.6 | 9 | 48000 | 43000 | 89.58% | 1.8 | 0 | 10.5 |  |  |  |  | R-454B | 3.7083 | Residential & Commercial | USHP | Ducted CEE Tier 1
210471293 | Central HP <5.4 tons | COMFORTMAKER | HRCU-A-CB (Split System: Heat Pump with Remote Outdoor Unit-Air-Source) | CVH837GKA2* |  |  | EHD4X60AAL+WALLCON | *80CTL0701412A* | 32800 | 17 | 8.1 | 32400 | 25000 | 77.16% | 2 | 0 | 11 |  |  |  |  | R-410A | 2.7333 | Residential & Commercial | USHP | Ducted CEE Tier 1
211226842 | Central HP <5.4 tons | COMFORTMAKER | HRCU-A-CB (Split System: Heat Pump with Remote Outdoor Unit-Air-Source) | DLCURAH36ABK |  |  | EA*4X37L21A* | *80ES(N,L)0902120A* | 36800 | 16 | 8.5 | 38500 | 34800 | 90.39% | 2.1 | 0 | 10 |  |  |  |  | R-410A | 3.0667 | Residential & Commercial | USHP | Ducted CEE Tier 1
216031608 | Central HP <5.4 tons | ARMSTRONG AIR | HRCU-A-C (Split System: Heat Pump with Remote Outdoor Unit with No Indoor Fan --Air Source) | A7SCP18V60P-**A |  |  | 7E[C,U]60CX-**+TDR | 0 | 51000 | 15.2 | 8.5 | 54000 | 40000 | 74.07% | 1.75 | 0 | 10 |  |  |  |  | R-454B | 4.25 | Residential & Commercial | USHP | Ducted CEE Tier 1
216619000 | Central HP <5.4 tons | ARMSTRONG AIR | HRCU-A-C (Split System: Heat Pump with Remote Outdoor Unit with No Indoor Fan --Air Source) | A7SCP18V60P-**A |  |  | 7E[C,U]49CX-**+TDR | 0 | 48000 | 15.2 | 8.1 | 47500 | 39500 | 83.16% | 1.8 | 0 | 10 |  |  |  |  | R-454B | 4 | Residential & Commercial | USHP | Ducted CEE Tier 1
215940030 | Central HP <5.4 tons | DAY & NIGHT | HRCU-A-CB (Split System: Heat Pump with Remote Outdoor Unit-Air-Source) | C5H3V36*K*AAA* |  |  | ESH5X42M12A*+WALLCON | *80CSU0401712B* | 33600 | 19.5 | 9 | 34600 | 26600 | 76.88% | 1.92 | 0 | 11.7 |  |  |  |  | R-454B | 2.8 | Residential & Commercial | USHP | Ducted CEE Tier 1
215940100 | Central HP <5.4 tons | DAY & NIGHT | HRCU-A-CB (Split System: Heat Pump with Remote Outdoor Unit-Air-Source) | C5H3V36*K*AAA* |  |  | ESH5X48M12A*+WALLCON | *96CTN0802120B* | 33800 | 19.5 | 9 | 34800 | 26600 | 76.44% | 1.94 | 0 | 11.5 |  |  |  |  | R-454B | 2.8167 | Residential & Commercial | USHP | Ducted CEE Tier 1
215940700 | Central HP <5.4 tons | DAY & NIGHT | HRCU-A-CB (Split System: Heat Pump with Remote Outdoor Unit-Air-Source) | C5H3V36*K*AAA* |  |  | EVD5X42M24A*+WALLCON | *97CTN0802120A* | 35400 | 21.5 | 8.5 | 38000 | 28600 | 75.26% | 2.04 | 0 | 12 |  |  |  |  | R-454B | 2.95 | Residential & Commercial | USHP | Ducted CEE Tier 1
215940800 | Central HP <5.4 tons | DAY & NIGHT | HRCU-A-CB (Split System: Heat Pump with Remote Outdoor Unit-Air-Source) | C5H3V36*K*AAA* |  |  | EVD5X49M24A*+WALLCON | *97CTN1202422A* | 35600 | 22 | 8.5 | 38500 | 28400 | 73.77% | 2.04 | 0 | 12.5 |  |  |  |  | R-454B | 2.9667 | Residential & Commercial | USHP | Ducted CEE Tier 1
216769747 | Central HP <5.4 tons | AIREASE | HRCU-A-CB (Split System: Heat Pump with Remote Outdoor Unit-Air-Source) | A7SCP18V60P-**A |  |  | 7E[C,U]49CX-**+TDR | A97US2V080C20X* | 45500 | 17.25 | 9 | 47500 | 39500 | 83.16% | 1.85 | 0 | 11 |  |  |  |  | R-454B | 3.7917 | Residential & Commercial | USHP | Ducted CEE Tier 1
212985520 | Central HP <5.4 tons | DAY & NIGHT | HRCU-A-CB (Split System: Heat Pump with Remote Outdoor Unit-Air-Source) | DLCURAH36ABK |  |  | EA*4X48L24A* | *92MSN1002122A* | 36000 | 16.5 | 8.5 | 37800 | 34600 | 91.53% | 2.04 | 0 | 10 |  |  |  |  | R-410A | 3 | Residential & Commercial | USHP | Ducted CEE Tier 1
212985293 | Central HP <5.4 tons | DAY & NIGHT | HRCU-A-CB (Split System: Heat Pump with Remote Outdoor Unit-Air-Source) | DLCURAH30ABK |  |  | EA*4X42L24A* | *92MSN1002120A* | 30200 | 15.2 | 8.1 | 34200 | 27400 | 80.12% | 1.8 | 0 | 9 |  |  |  |  | R-410A | 2.5167 | Residential & Commercial | USHP
216891277 | Central HP <5.4 tons | RUUD | HRCU-A-CB (Split System: Heat Pump with Remote Outdoor Unit-Air-Source) | RD18AY36AJVC |  |  | RCFY3621MTANM | U97MV0603A17DHS | 32400 | 19 | 10 | 32400 | 28000 | 86.42% | 2.1 | 0 | 12 |  |  |  |  | R-454B | 2.7 | Residential & Commercial | USHP | Ducted CEE Tier 1
216891294 | Central HP <5.4 tons | RUUD | HRCU-A-CB (Split System: Heat Pump with Remote Outdoor Unit-Air-Source) | RD18AY36AJVC |  |  | RCFY3621MTANM | R801V0755A21DZ | 32600 | 19 | 10 | 32600 | 27800 | 85.28% | 2.1 | 0 | 12 |  |  |  |  | R-454B | 2.7167 | Residential & Commercial | USHP | Ducted CEE Tier 1
216891511 | Central HP <5.4 tons | RUUD | HRCU-A-CB (Split System: Heat Pump with Remote Outdoor Unit-Air-Source) | RD18AY36AJVC |  |  | RCFY3621STANM | R951V0855A21M4 | 31400 | 19 | 8.5 | 31400 | 27800 | 88.54% | 1.9 | 0 | 12 |  |  |  |  | R-454B | 2.6167 | Residential & Commercial | USHP | Ducted CEE Tier 1
216891542 | Central HP <5.4 tons | RUUD | HRCU-A-CB (Split System: Heat Pump with Remote Outdoor Unit-Air-Source) | RD18AY36AJVC |  |  | RCFY3621STANM | U98MV0703A17UPS | 31200 | 19 | 8.5 | 31200 | 27800 | 89.1% | 1.9 | 0 | 12 |  |  |  |  | R-454B | 2.6 | Residential & Commercial | USHP | Ducted CEE Tier 1
216891577 | Central HP <5.4 tons | RUUD | HRCU-A-CB (Split System: Heat Pump with Remote Outdoor Unit-Air-Source) | RD18AY36AJVC |  |  | RCFY3621STANM | R801V0504A17UHU | 31200 | 18 | 8.5 | 31200 | 28000 | 89.74% | 1.9 | 0 | 11.7 |  |  |  |  | R-454B | 2.6 | Residential & Commercial | USHP | Ducted CEE Tier 1
216891709 | Central HP <5.4 tons | RUUD | HRCU-A-CB (Split System: Heat Pump with Remote Outdoor Unit-Air-Source) | RD18AY36AJVC |  |  | RCFY3617STANM | R921V0703A17M4 | 31400 | 18 | 8.5 | 31400 | 27800 | 88.54% | 1.9 | 0 | 12 |  |  |  |  | R-454B | 2.6167 | Residential & Commercial | USHP | Ducted CEE Tier 1
216891760 | Central HP <5.4 tons | RUUD | HRCU-A-CB (Split System: Heat Pump with Remote Outdoor Unit-Air-Source) | RD18AY36AJVC |  |  | RCFY3624MTANM | R801V1505A24UH | 32600 | 19 | 10 | 32600 | 27800 | 85.28% | 2.1 | 0 | 12 |  |  |  |  | R-454B | 2.7167 | Residential & Commercial | USHP | Ducted CEE Tier 1
216891861 | Central HP <5.4 tons | RUUD | HRCU-A-C (Split System: Heat Pump with Remote Outdoor Unit with No Indoor Fan --Air Source) | RD18AY36AJVC |  |  | RCFY3621STANM+RXMD-C04 | 0 | 31000 | 15.2 | 8.1 | 31000 | 28000 | 90.32% | 1.9 | 0 | 11.7 |  |  |  |  | R-454B | 2.5833 | Residential & Commercial | USHP | Ducted CEE Tier 1
213075946 | Central HP <5.4 tons | CARRIER | HRCU-A-CB (Split System: Heat Pump with Remote Outdoor Unit-Air-Source) | 38MURAQ36AB3* |  |  | CAP**4824AL* | 59SU5B100M21**20 | 36000 | 16.5 | 8.5 | 38000 | 34800 | 91.58% | 2.04 | 0 | 10 |  |  |  |  | R-410A | 3 | Residential & Commercial | USHP | Ducted CEE Tier 1
213076496 | Central HP <5.4 tons | CARRIER | HRCU-A-CB (Split System: Heat Pump with Remote Outdoor Unit-Air-Source) | 38MURAQ36AB3* |  |  | CAP**3721AL* | 58TP*B070V17**16 | 36200 | 16 | 8.5 | 38000 | 34800 | 91.58% | 2.04 | 0 | 10 |  |  |  |  | R-410A | 3.0167 | Residential & Commercial | USHP | Ducted CEE Tier 1
215588546 | Central HP <5.4 tons | BRYANT HEATING AND COOLING SYSTEMS | HRCU-A-CB (Split System: Heat Pump with Remote Outdoor Unit-Air-Source) | 291VAN054**AA* |  |  | CVAVA6121XMA*+UI | 83*CB48060C17*** | 52000 | 19.5 | 8.1 | 51500 | 44500 | 86.41% | 1.95 | 0 | 12.5 |  |  |  |  | R-454B | 4.3333 | Residential & Commercial | USHP | Ducted CEE Tier 1
215588565 | Central HP <5.4 tons | BRYANT HEATING AND COOLING SYSTEMS | HRCU-A-CB (Split System: Heat Pump with Remote Outdoor Unit-Air-Source) | 291VAN054**AA* |  |  | CAA**6121AM*+UI | 935CB60080C21*** | 50000 | 19 | 10.5 | 53000 | 53000 | 100% | 1.92 | 0 | 11 |  |  |  |  | R-454B | 4.1667 | Residential & Commercial | USHP | Ducted CEE Tier 1
214650145 | Central HP <5.4 tons | YORK | HRCU-A-CB (Split System: Heat Pump with Remote Outdoor Unit-Air-Source) | HH824E2S11 |  |  | CTU36B5XDS1+TXV | TL9E060B12UH11 | 23000 | 18 | 9.5 | 23000 | 18900 | 82.17% | 2 | 0 | 12 |  |  |  |  | R-454B | 1.9167 | Residential & Commercial | USHP | Ducted CEE Tier 1
214650211 | Central HP <5.4 tons | YORK | HRCU-A-CB (Split System: Heat Pump with Remote Outdoor Unit-Air-Source) | HH824E2S11 |  |  | CTU36B5XDS1+TXV | TM9Y060B12MP11 | 23000 | 18 | 9.5 | 23000 | 18400 | 80% | 2 | 0 | 12 |  |  |  |  | R-454B | 1.9167 | Residential & Commercial | USHP | Ducted CEE Tier 1
211387557 | Central HP <5.4 tons | JOHNSON CONTROLS | HRCU-A-CB (Split System: Heat Pump with Remote Outdoor Unit-Air-Source) | HMH72B341 |  |  | XAFC30CXXN1+TXV | TP9C100C16MP13 | 33200 | 17.5 | 8.5 | 33000 | 23200 | 70.3% | 2.06 | 0 | 10 |  |  |  |  | R-410A | 2.7667 | Residential & Commercial | USHP | Ducted CEE Tier 1
211387675 | Central HP <5.4 tons | JOHNSON CONTROLS | HRCU-A-CB (Split System: Heat Pump with Remote Outdoor Unit-Air-Source) | HMH72B341 |  |  | XAFC30CXXN1+TXV | TP9C080C16MP13 | 32800 | 17 | 8.1 | 33400 | 23400 | 70.06% | 2.04 | 0 | 9.5 |  |  |  |  | R-410A | 2.7333 | Residential & Commercial | USHP
209872717 | Central HP <5.4 tons | RUUD | HRCU-A-CB (Split System: Heat Pump with Remote Outdoor Unit-Air-Source) | UP18AZ36AJVC |  |  | RCFZ6021SEAAM | U98MV0855A21UPS | 34200 | 19 | 8.5 | 34200 | 43000 | 125.7% | 2.2 | 0 | 12.5 |  |  |  |  | R-410A | 2.85 | Residential & Commercial | USHP | Ducted CEE Tier 1
216619056 | Central HP <5.4 tons | AIREASE | HRCU-A-C (Split System: Heat Pump with Remote Outdoor Unit with No Indoor Fan --Air Source) | A7SCP18V60P-**A |  |  | 7E[C,U]49CX-**+TDR | 0 | 48000 | 15.2 | 8.1 | 47500 | 39500 | 83.16% | 1.8 | 0 | 10 |  |  |  |  | R-454B | 4 | Residential & Commercial | USHP | Ducted CEE Tier 1
216619057 | Central HP <5.4 tons | AIREASE | HRCU-A-C (Split System: Heat Pump with Remote Outdoor Unit with No Indoor Fan --Air Source) | A7SCP18V60P-**A |  |  | 7EH42BX-**+TDR | 0 | 48000 | 15.2 | 8.5 | 47500 | 39500 | 83.16% | 1.85 | 0 | 10 |  |  |  |  | R-454B | 4 | Residential & Commercial | USHP | Ducted CEE Tier 1
216769801 | Central HP <5.4 tons | AIREASE | HRCU-A-CB (Split System: Heat Pump with Remote Outdoor Unit-Air-Source) | A7SCP18V60P-**A |  |  | 7EH50/60CX-**+TDR | A97US2V090C20S* | 53000 | 16.05 | 8.5 | 55000 | 40500 | 73.64% | 1.85 | 0 | 10 |  |  |  |  | R-454B | 4.4167 | Residential & Commercial | USHP | Ducted CEE Tier 1
215940430 | Central HP <5.4 tons | DAY & NIGHT | HRCU-A-CB (Split System: Heat Pump with Remote Outdoor Unit-Air-Source) | C5H3V36*K*AAA* |  |  | EVM5X60M21A*+WALLCON | *97CTN0601716A* | 35200 | 21 | 8.5 | 38500 | 29400 | 76.36% | 2.02 | 0 | 11.7 |  |  |  |  | R-454B | 2.9333 | Residential & Commercial | USHP | Ducted CEE Tier 1
215940930 | Central HP <5.4 tons | DAY & NIGHT | HRCU-A-CB (Split System: Heat Pump with Remote Outdoor Unit-Air-Source) | C5H3V36*K*AAA* |  |  | EVD5X61M24A*+WALLCON | *97CTN1202422A* | 36000 | 22 | 8.5 | 37600 | 28400 | 75.53% | 2.04 | 0 | 12.5 |  |  |  |  | R-454B | 3 | Residential & Commercial | USHP | Ducted CEE Tier 1
210471326 | Central HP <5.4 tons | COMFORTMAKER | HRCU-A-CB (Split System: Heat Pump with Remote Outdoor Unit-Air-Source) | CVH837GKA2* |  |  | EHD4X60AAL+WALLCON | *97CMN0602120A* | 32800 | 16.5 | 8.1 | 32400 | 25200 | 77.78% | 1.98 | 0 | 11 |  |  |  |  | R-410A | 2.7333 | Residential & Commercial | USHP | Ducted CEE Tier 1
216980430 | Central HP <5.4 tons | RUUD | HRCU-A-CB (Split System: Heat Pump with Remote Outdoor Unit-Air-Source) | RD18AY36AJVC |  |  | RH2TY3617STANN | 0 | 31600 | 19 | 8.5 | 31600 | 27600 | 87.34% | 1.9 | 0 | 12 |  |  |  |  | R-454B | 2.6333 | Residential & Commercial | USHP | Ducted CEE Tier 1
209872698 | Central HP <5.4 tons | RUUD | HRCU-A-CB (Split System: Heat Pump with Remote Outdoor Unit-Air-Source) | UP18AZ24AJVC |  |  | RCFZ2421HEAAM | U98MV0703A17UPS | 22800 | 20 | 8.5 | 22800 | 26000 | 114% | 2.1 | 0 | 12.5 |  |  |  |  | R-410A | 1.9 | Residential & Commercial | USHP | Ducted CEE Tier 1
216769634 | Central HP <5.4 tons | AIREASE | HRCU-A-CB (Split System: Heat Pump with Remote Outdoor Unit-Air-Source) | A7SCP18V24P-**A |  |  | 7E[C,U]30BX-**+TDR | A97US2V070B12S* | 23800 | 17.15 | 9 | 24000 | 20800 | 86.67% | 1.8 | 0 | 12 |  |  |  |  | R-454B | 1.9833 | Residential & Commercial | USHP | Ducted CEE Tier 1
216769805 | Central HP <5.4 tons | AIREASE | HRCU-A-CB (Split System: Heat Pump with Remote Outdoor Unit-Air-Source) | A7SCP18V60P-**A |  |  | 7ED60DX-**+TDR | A97DS2V090C20S* | 52500 | 16 | 8.5 | 55000 | 40500 | 73.64% | 1.9 | 0 | 9.8 |  |  |  |  | R-454B | 4.375 | Residential & Commercial | USHP
214650038 | Central HP <5.4 tons | YORK | HRCU-A-CB (Split System: Heat Pump with Remote Outdoor Unit-Air-Source) | HH860E2S11 |  |  | CTU60D5XGS1+TXV | YP9C120D20MP13 | 44000 | 18 | 9 | 44500 | 33400 | 75.06% | 2 | 0 | 11.7 |  |  |  |  | R-454B | 3.6667 | Residential & Commercial | USHP | Ducted CEE Tier 1
215853504 | Central HP <5.4 tons | JOHNSON CONTROLS | HRCU-A-CB (Split System: Heat Pump with Remote Outdoor Unit-Air-Source) | HH860E2S11 |  |  | CTM60D5CJS1 | TM8E130D20MP11 | 53500 | 18 | 9 | 55500 | 39500 | 71.17% | 2 | 0 | 11 |  |  |  |  | R-454B | 4.4583 | Residential & Commercial | USHP | Ducted CEE Tier 1
211226892 | Central HP <5.4 tons | COMFORTMAKER | HRCU-A-CB (Split System: Heat Pump with Remote Outdoor Unit-Air-Source) | DLCURAH36ABK |  |  | EA*4X37L21A* | *80VSL0902120A* | 36200 | 16 | 8.5 | 38500 | 34800 | 90.39% | 2.06 | 0 | 10 |  |  |  |  | R-410A | 3.0167 | Residential & Commercial | USHP | Ducted CEE Tier 1
209872712 | Central HP <5.4 tons | RUUD | HRCU-A-CB (Split System: Heat Pump with Remote Outdoor Unit-Air-Source) | UP18AZ36AJVC |  |  | RCFZ6021SEAAM | R962V0855A21M4S | 34200 | 19 | 8.5 | 34200 | 43000 | 125.7% | 2.2 | 0 | 12.5 |  |  |  |  | R-410A | 2.85 | Residential & Commercial | USHP | Ducted CEE Tier 1
216570877 | Central HP <5.4 tons | AMERICAN STANDARD | HRCU-A-CB (Split System: Heat Pump with Remote Outdoor Unit-Air-Source) | 5A6V0X24A1 |  |  | 5PX*B006AS3 | S8V2B060M4PDB | 22000 | 21.4 | 10 | 22400 | 18100 | 80.8% | 2.2 | 0 | 12 |  |  |  |  | R-454B | 1.8333 | Residential & Commercial | USHP | Ducted CEE Tier 1
216769655 | Central HP <5.4 tons | ARMSTRONG AIR | HRCU-A-CB (Split System: Heat Pump with Remote Outdoor Unit-Air-Source) | A7SCP18V24P-**A |  |  | 7EH30BX-**+TDR | A97US2V045B12S* | 24000 | 17.25 | 9 | 24000 | 20800 | 86.67% | 1.8 | 0 | 11.7 |  |  |  |  | R-454B | 2 | Residential & Commercial | USHP | Ducted CEE Tier 1
216769746 | Central HP <5.4 tons | ARMSTRONG AIR | HRCU-A-CB (Split System: Heat Pump with Remote Outdoor Unit-Air-Source) | A7SCP18V60P-**A |  |  | 7E[C,U]49CX-**+TDR | A97US2V080C20X* | 45500 | 17.25 | 9 | 47500 | 39500 | 83.16% | 1.85 | 0 | 11 |  |  |  |  | R-454B | 3.7917 | Residential & Commercial | USHP | Ducted CEE Tier 1
216769764 | Central HP <5.4 tons | ARMSTRONG AIR | HRCU-A-CB (Split System: Heat Pump with Remote Outdoor Unit-Air-Source) | A7SCP18V60P-**A |  |  | 7ED42BX-**+TDR | A97DS2V070B16S* | 43500 | 16 | 9 | 48000 | 40000 | 83.33% | 1.85 | 0 | 10 |  |  |  |  | R-454B | 3.625 | Residential & Commercial | USHP | Ducted CEE Tier 1
213779574 | Central HP <5.4 tons | TEMPSTAR | HRCU-A-CB (Split System: Heat Pump with Remote Outdoor Unit-Air-Source) | TVH837GKA** |  |  | EA*4X60L24A*+WALLCON | *80CTL1102120B* | 32800 | 17.5 | 8.1 | 31800 | 24600 | 77.36% | 1.98 | 0 | 11.5 |  |  |  |  | R-410A | 2.7333 | Residential & Commercial | USHP | Ducted CEE Tier 1
213779674 | Central HP <5.4 tons | TEMPSTAR | HRCU-A-CB (Split System: Heat Pump with Remote Outdoor Unit-Air-Source) | TVH837GKA** |  |  | EA*4X61L21A*+WALLCON | *80CTL1102120B* | 33200 | 17.5 | 8.5 | 32000 | 24800 | 77.5% | 1.98 | 0 | 11.5 |  |  |  |  | R-410A | 2.7667 | Residential & Commercial | USHP | Ducted CEE Tier 1
216736880 | Central HP <5.4 tons | TEMPSTAR | HRCU-A-CB (Split System: Heat Pump with Remote Outdoor Unit-Air-Source) | D5CUHAH24AAK |  |  | ESH5X24M12A* | *96VTN1002120B* | 22400 | 15.5 | 8.1 | 21200 | 19100 | 90.09% | 1.85 | 0 | 10.5 |  |  |  |  | R-454B | 1.8667 | Residential & Commercial | USHP | Ducted CEE Tier 1
216734738 | Central HP <5.4 tons | TEMPSTAR | HRCU-A-CB (Split System: Heat Pump with Remote Outdoor Unit-Air-Source) | D5CUHAH24AAK |  |  | EA*5X36M17A* | *95MSU0401712A* | 22400 | 16 | 8.5 | 21000 | 18800 | 89.52% | 1.96 | 0 | 10.5 |  |  |  |  | R-454B | 1.8667 | Residential & Commercial | USHP | Ducted CEE Tier 1
215938023 | Central HP <5.4 tons | TEMPSTAR | HRCU-A-CB (Split System: Heat Pump with Remote Outdoor Unit-Air-Source) | T5H3V48*K*AAA* |  |  | EVD5X49M24A*+WALLCON | *80CTL0902120B* | 45500 | 21 | 8.1 | 52500 | 38000 | 72.38% | 1.95 | 0 | 11.5 |  |  |  |  | R-454B | 3.7917 | Residential & Commercial | USHP | Ducted CEE Tier 1
215938123 | Central HP <5.4 tons | TEMPSTAR | HRCU-A-CB (Split System: Heat Pump with Remote Outdoor Unit-Air-Source) | T5H3V48*K*AAA* |  |  | EVD5X49M24A*+WALLCON | *96CTN1202422B* | 45500 | 20.5 | 8.1 | 52500 | 38000 | 72.38% | 1.95 | 0 | 11.5 |  |  |  |  | R-454B | 3.7917 | Residential & Commercial | USHP | Ducted CEE Tier 1
216732752 | Central HP <5.4 tons | TEMPSTAR | HRCU-A-CB (Split System: Heat Pump with Remote Outdoor Unit-Air-Source) | D5CUHAH24AAK |  |  | EA*5X24M17A* | *80VSL0901716B* | 21800 | 16 | 8.5 | 21000 | 19100 | 90.95% | 1.98 | 0 | 10.5 |  |  |  |  | R-454B | 1.8167 | Residential & Commercial | USHP | Ducted CEE Tier 1
216769765 | Central HP <5.4 tons | AIREASE | HRCU-A-CB (Split System: Heat Pump with Remote Outdoor Unit-Air-Source) | A7SCP18V60P-**A |  |  | 7ED42BX-**+TDR | A97DS2V070B16S* | 43500 | 16 | 9 | 48000 | 40000 | 83.33% | 1.85 | 0 | 10 |  |  |  |  | R-454B | 3.625 | Residential & Commercial | USHP | Ducted CEE Tier 1
216618998 | Central HP <5.4 tons | ARMSTRONG AIR | HRCU-A-C (Split System: Heat Pump with Remote Outdoor Unit with No Indoor Fan --Air Source) | A7SCP18V36P-**A |  |  | 7ED42BX-**+TDR | 0 | 34000 | 15.2 | 8.1 | 34000 | 29000 | 85.29% | 1.9 | 0 | 11 |  |  |  |  | R-454B | 2.8333 | Residential & Commercial | USHP | Ducted CEE Tier 1
216769676 | Central HP <5.4 tons | AIREASE | HRCU-A-CB (Split System: Heat Pump with Remote Outdoor Unit-Air-Source) | A7SCP18V36P-**A |  |  | 7E[C,U]30BX-**+TDR | A97US2V040B12X* | 33800 | 17.35 | 8.5 | 35600 | 28600 | 80.34% | 1.8 | 0 | 11 |  |  |  |  | R-454B | 2.8167 | Residential & Commercial | USHP | Ducted CEE Tier 1
214570749 | Central HP <5.4 tons | BRYANT HEATING AND COOLING SYSTEMS | HRCU-A-CB (Split System: Heat Pump with Remote Outdoor Unit-Air-Source) | 288BNV025*0**C* |  |  | CAP**4824AL*+UI | 935CB66100C21*** | 24000 | 17 | 8.5 | 20800 | 16500 | 79.33% | 2.02 | 0 | 11 |  |  |  |  | R-410A | 2 | Residential & Commercial | USHP | Ducted CEE Tier 1
216769806 | Central HP <5.4 tons | ARMSTRONG AIR | HRCU-A-CB (Split System: Heat Pump with Remote Outdoor Unit-Air-Source) | A7SCP18V60P-**A |  |  | 7ED60DX-**+TDR | A97DS2V110C20S* | 52500 | 16 | 8.5 | 55000 | 41000 | 74.55% | 1.9 | 0 | 9.8 |  |  |  |  | R-454B | 4.375 | Residential & Commercial | USHP
216769649 | Central HP <5.4 tons | ARMSTRONG AIR | HRCU-A-CB (Split System: Heat Pump with Remote Outdoor Unit-Air-Source) | A7SCP18V24P-**A |  |  | 7EH24BX-**+TDR | A97US2V070B12S* | 24000 | 17.45 | 9 | 24000 | 20800 | 86.67% | 1.8 | 0 | 12 |  |  |  |  | R-454B | 2 | Residential & Commercial | USHP | Ducted CEE Tier 1
216769679 | Central HP <5.4 tons | ARMSTRONG AIR | HRCU-A-CB (Split System: Heat Pump with Remote Outdoor Unit-Air-Source) | A7SCP18V36P-**A |  |  | 7E[C,U]30BX-**+TDR | A97US2V045B12S* | 33800 | 17 | 8.5 | 35600 | 28600 | 80.34% | 1.8 | 0 | 11 |  |  |  |  | R-454B | 2.8167 | Residential & Commercial | USHP | Ducted CEE Tier 1
208553288 | Central HP <5.4 tons | RUUD | HRCU-A-CB (Split System: Heat Pump with Remote Outdoor Unit-Air-Source) | UP18AZ24AJVC |  |  | RHMVZ2421HEACA | 0 | 22800 | 20 | 8.5 | 22800 | 24800 | 108.8% | 2 | 0 | 12.5 |  |  |  |  | R-410A | 1.9 | Residential & Commercial | USHP | Ducted CEE Tier 1
209872697 | Central HP <5.4 tons | RUUD | HRCU-A-CB (Split System: Heat Pump with Remote Outdoor Unit-Air-Source) | UP18AZ24AJVC |  |  | RCFZ2421HEAAM | U98MV0603A17UPS | 22800 | 20 | 8.5 | 22800 | 26000 | 114% | 2.1 | 0 | 12.5 |  |  |  |  | R-410A | 1.9 | Residential & Commercial | USHP | Ducted CEE Tier 1
216819508 | Central HP <5.4 tons | RUUD | HRCU-A-CB (Split System: Heat Pump with Remote Outdoor Unit-Air-Source) | RD18AY48AJVC |  |  | RCFY4824MTANM | R962V0855A21M4 | 42500 | 17 | 8.1 | 42500 | 33600 | 79.06% | 2 | 0 | 10 |  |  |  |  | R-454B | 3.5417 | Residential & Commercial | USHP | Ducted CEE Tier 1
216769762 | Central HP <5.4 tons | ARMSTRONG AIR | HRCU-A-CB (Split System: Heat Pump with Remote Outdoor Unit-Air-Source) | A7SCP18V60P-**A |  |  | 7EH48CX-**+TDR | A97US2V110C20S* | 43500 | 16 | 8.5 | 47500 | 40000 | 84.21% | 1.8 | 0 | 10 |  |  |  |  | R-454B | 3.625 | Residential & Commercial | USHP | Ducted CEE Tier 1
216618979 | Central HP <5.4 tons | ARMSTRONG AIR | HRCU-A-C (Split System: Heat Pump with Remote Outdoor Unit with No Indoor Fan --Air Source) | A7SCP18V24P-**A |  |  | 7E[C,U]30BX-**+TDR | 0 | 24000 | 15.2 | 8.5 | 24000 | 21400 | 89.17% | 1.75 | 0 | 11.7 |  |  |  |  | R-454B | 2 | Residential & Commercial | USHP | Ducted CEE Tier 1
216769642 | Central HP <5.4 tons | AIREASE | HRCU-A-CB (Split System: Heat Pump with Remote Outdoor Unit-Air-Source) | A7SCP18V24P-**A |  |  | 7E[C,U]36BX-**+TDR | A97US2V070B12S* | 24000 | 17.45 | 9 | 24000 | 20600 | 85.83% | 1.85 | 0 | 12 |  |  |  |  | R-454B | 2 | Residential & Commercial | USHP | Ducted CEE Tier 1
216769658 | Central HP <5.4 tons | AIREASE | HRCU-A-CB (Split System: Heat Pump with Remote Outdoor Unit-Air-Source) | A7SCP18V24P-**A |  |  | 7EH30BX-**+TDR | A97US2V070B12S* | 24000 | 17.4 | 9 | 24000 | 20800 | 86.67% | 1.8 | 0 | 12 |  |  |  |  | R-454B | 2 | Residential & Commercial | USHP | Ducted CEE Tier 1
209872693 | Central HP <5.4 tons | RUUD | HRCU-A-CB (Split System: Heat Pump with Remote Outdoor Unit-Air-Source) | UP18AZ24AJVC |  |  | RCFZ2421HEAAM | R962V0603A17M4S | 22800 | 20 | 8.5 | 22800 | 26000 | 114% | 2.1 | 0 | 12.5 |  |  |  |  | R-410A | 1.9 | Residential & Commercial | USHP | Ducted CEE Tier 1
216769766 | Central HP <5.4 tons | ARMSTRONG AIR | HRCU-A-CB (Split System: Heat Pump with Remote Outdoor Unit-Air-Source) | A7SCP18V60P-**A |  |  | 7ED48CX-**+TDR | A97DS2V090C20S* | 44500 | 16.5 | 9 | 48000 | 40000 | 83.33% | 1.85 | 0 | 10 |  |  |  |  | R-454B | 3.7083 | Residential & Commercial | USHP | Ducted CEE Tier 1
216769796 | Central HP <5.4 tons | ARMSTRONG AIR | HRCU-A-CB (Split System: Heat Pump with Remote Outdoor Unit-Air-Source) | A7SCP18V60P-**A |  |  | 7EH50/60CX-**+TDR | A97US2V080C20X* | 53000 | 16 | 8.5 | 55000 | 41000 | 74.55% | 1.85 | 0 | 9.8 |  |  |  |  | R-454B | 4.4167 | Residential & Commercial | USHP
216769798 | Central HP <5.4 tons | ARMSTRONG AIR | HRCU-A-CB (Split System: Heat Pump with Remote Outdoor Unit-Air-Source) | A7SCP18V60P-**A |  |  | 7EH50/60CX-**+TDR | A97US2V110C20S* | 53000 | 16.35 | 8.5 | 54500 | 40500 | 74.31% | 1.85 | 0 | 10 |  |  |  |  | R-454B | 4.4167 | Residential & Commercial | USHP | Ducted CEE Tier 1
216618969 | Central HP <5.4 tons | ARMSTRONG AIR | HRCU-A-CB (Split System: Heat Pump with Remote Outdoor Unit-Air-Source) | A7SCP18V36P-**A |  |  | 7AH2AV36PXC-** | 0 | 35000 | 18.5 | 9.4 | 36000 | 29400 | 81.67% | 1.9 | 0 | 11 |  |  |  |  | R-454B | 2.9167 | Residential & Commercial | USHP | Ducted CEE Tier 1
216618992 | Central HP <5.4 tons | ARMSTRONG AIR | HRCU-A-C (Split System: Heat Pump with Remote Outdoor Unit with No Indoor Fan --Air Source) | A7SCP18V36P-**A |  |  | 7EH30AX-**+TDR | 0 | 33400 | 15.2 | 8.1 | 34000 | 29000 | 85.29% | 1.9 | 0 | 10 |  |  |  |  | R-454B | 2.7833 | Residential & Commercial | USHP | Ducted CEE Tier 1
216769822 | Central HP <5.4 tons | ARMSTRONG AIR | HRCU-A-CB (Split System: Heat Pump with Remote Outdoor Unit-Air-Source) | A7SCP18V60P-**A |  |  | 7EH60DX-**+TDR | A97US2V135D20S* | 53500 | 16.4 | 8.5 | 54500 | 40500 | 74.31% | 1.85 | 0 | 10 |  |  |  |  | R-454B | 4.4583 | Residential & Commercial | USHP | Ducted CEE Tier 1
216769638 | Central HP <5.4 tons | AIREASE | HRCU-A-CB (Split System: Heat Pump with Remote Outdoor Unit-Air-Source) | A7SCP18V24P-**A |  |  | 7E[C,U]36BX-**+TDR | A97US2V060B12X* | 24000 | 17.35 | 9 | 24000 | 20600 | 85.83% | 1.85 | 0 | 12 |  |  |  |  | R-454B | 2 | Residential & Commercial | USHP | Ducted CEE Tier 1
214650315 | Central HP <5.4 tons | YORK | HRCU-A-CB (Split System: Heat Pump with Remote Outdoor Unit-Air-Source) | HH824E2S11 |  |  | CTU30B5XCS1+TXV | YP9C060B12MP13 | 23000 | 17 | 9.5 | 23000 | 18300 | 79.57% | 2 | 0 | 12 |  |  |  |  | R-454B | 1.9167 | Residential & Commercial | USHP | Ducted CEE Tier 1
216819041 | Central HP <5.4 tons | RUUD | HRCU-A-CB (Split System: Heat Pump with Remote Outdoor Unit-Air-Source) | RD18AY24AJVC |  |  | RCFY2417MTANM | R801V0503A14UH | 21000 | 18 | 8.1 | 20800 | 17000 | 81.73% | 1.9 | 0 | 10 |  |  |  |  | R-454B | 1.75 | Residential & Commercial | USHP | Ducted CEE Tier 1
212384674 | Central HP <5.4 tons | CARRIER | HRCU-A-CB (Split System: Heat Pump with Remote Outdoor Unit-Air-Source) | 38MURAQ36AB3* |  |  | CNPV*4221AL* | 59SC2D080E21**20 | 36400 | 15.5 | 8.1 | 39500 | 35200 | 89.11% | 1.92 | 0 | 10 |  |  |  |  | R-410A | 3.0333 | Residential & Commercial | USHP | Ducted CEE Tier 1
211227116 | Central HP <5.4 tons | COMFORTMAKER | HRCU-A-CB (Split System: Heat Pump with Remote Outdoor Unit-Air-Source) | DLCURAH36ABK |  |  | EA*4X37L21A* | *96VSN0802120A* | 36400 | 16 | 8.5 | 38500 | 34800 | 90.39% | 2.08 | 0 | 10 |  |  |  |  | R-410A | 3.0333 | Residential & Commercial | USHP | Ducted CEE Tier 1
211227484 | Central HP <5.4 tons | COMFORTMAKER | HRCU-A-CB (Split System: Heat Pump with Remote Outdoor Unit-Air-Source) | DLCURAH36ABK |  |  | EA*4X42L21A* | *80VTL1102122A* | 36200 | 15.5 | 8.1 | 39500 | 35200 | 89.11% | 1.92 | 0 | 10 |  |  |  |  | R-410A | 3.0167 | Residential & Commercial | USHP | Ducted CEE Tier 1
211245527 | Central HP <5.4 tons | COMFORTMAKER | HRCU-A-CB (Split System: Heat Pump with Remote Outdoor Unit-Air-Source) | DLCURAH24ABK |  |  | EN(A,D)4X36L21** | *80VTL0701716A* | 24200 | 17 | 8.1 | 26200 | 23000 | 87.79% | 1.9 | 0 | 10.5 |  |  |  |  | R-410A | 2.0167 | Residential & Commercial | USHP | Ducted CEE Tier 1
211245952 | Central HP <5.4 tons | COMFORTMAKER | HRCU-A-CB (Split System: Heat Pump with Remote Outdoor Unit-Air-Source) | DLCURAH24ABK |  |  | FM(C,U)4Z30**AL* | 0 | 24200 | 18 | 9 | 26600 | 23000 | 86.47% | 1.92 | 0 | 10.5 |  |  |  |  | R-410A | 2.0167 | Residential & Commercial | USHP | Ducted CEE Tier 1
214396708 | Central HP <5.4 tons | COLEMAN | HRCU-A-CB (Split System: Heat Pump with Remote Outdoor Unit-Air-Source) | HH824E2S11 |  |  | CTF30B5ACS1 | TM9E080B12MP12 | 23000 | 17 | 9.5 | 23000 | 19400 | 84.35% | 2 | 0 | 11.7 |  |  |  |  | R-454B | 1.9167 | Residential & Commercial | USHP | Ducted CEE Tier 1
211010177 | Central HP <5.4 tons | JOHNSON CONTROLS | HRCU-A-CB (Split System: Heat Pump with Remote Outdoor Unit-Air-Source) | HL20B3621 |  |  | JHVVB36DE2C2N1+CC | 0 | 32000 | 19.5 | 8.5 | 33600 | 26400 | 78.57% | 1.9 | 0 | 12.4 |  |  |  |  | R-410A | 2.6667 | Residential & Commercial | USHP | Ducted CEE Tier 1
215853503 | Central HP <5.4 tons | JOHNSON CONTROLS | HRCU-A-CB (Split System: Heat Pump with Remote Outdoor Unit-Air-Source) | HH860E2S11 |  |  | CTM60D5CJS1 | TMLE130D20MP11 | 53500 | 18 | 9 | 55500 | 39500 | 71.17% | 2 | 0 | 11 |  |  |  |  | R-454B | 4.4583 | Residential & Commercial | USHP | Ducted CEE Tier 1
214720163 | Central HP <5.4 tons | JOHNSON CONTROLS | HRCU-A-CB (Split System: Heat Pump with Remote Outdoor Unit-Air-Source) | HH860E2S11 |  |  | CTU60C5XGS1+TXV | TM8E100C16MP11 | 44500 | 18 | 9 | 45500 | 34200 | 75.16% | 2 | 0 | 11 |  |  |  |  | R-454B | 3.7083 | Residential & Commercial | USHP | Ducted CEE Tier 1
216618983 | Central HP <5.4 tons | ARMSTRONG AIR | HRCU-A-C (Split System: Heat Pump with Remote Outdoor Unit with No Indoor Fan --Air Source) | A7SCP18V24P-**A |  |  | 7EH24AX-**+TDR | 0 | 23600 | 15.2 | 8.5 | 24000 | 22600 | 94.17% | 1.8 | 0 | 11 |  |  |  |  | R-454B | 1.9667 | Residential & Commercial | USHP | Ducted CEE Tier 1
216732935 | Central HP <5.4 tons | TEMPSTAR | HRCU-A-CB (Split System: Heat Pump with Remote Outdoor Unit-Air-Source) | D5CUHAH24AAK |  |  | EA*5X24M17A* | *96MSN0601716A* | 22200 | 15.2 | 8.5 | 21200 | 19300 | 91.04% | 1.98 | 0 | 10.5 |  |  |  |  | R-454B | 1.85 | Residential & Commercial | USHP | Ducted CEE Tier 1
216732783 | Central HP <5.4 tons | TEMPSTAR | HRCU-A-CB (Split System: Heat Pump with Remote Outdoor Unit-Air-Source) | D5CUHAH24AAK |  |  | EA*5X24M17A* | *80CTL0451712B* | 22000 | 15.5 | 8.5 | 21000 | 19200 | 91.43% | 1.98 | 0 | 10.5 |  |  |  |  | R-454B | 1.8333 | Residential & Commercial | USHP | Ducted CEE Tier 1
216733354 | Central HP <5.4 tons | TEMPSTAR | HRCU-A-CB (Split System: Heat Pump with Remote Outdoor Unit-Air-Source) | D5CUHAH24AAK |  |  | EA*5X25M17A* | *97CMN0601714B* | 22800 | 16 | 8.5 | 20600 | 18400 | 89.32% | 1.96 | 0 | 11 |  |  |  |  | R-454B | 1.9 | Residential & Commercial | USHP | Ducted CEE Tier 1
216733051 | Central HP <5.4 tons | TEMPSTAR | HRCU-A-CB (Split System: Heat Pump with Remote Outdoor Unit-Air-Source) | D5CUHAH24AAK |  |  | EA*5X24M17A* | *96VTN0401410B* | 21800 | 15.2 | 8.1 | 21000 | 19200 | 91.43% | 1.9 | 0 | 10 |  |  |  |  | R-454B | 1.8167 | Residential & Commercial | USHP | Ducted CEE Tier 1
216733736 | Central HP <5.4 tons | TEMPSTAR | HRCU-A-CB (Split System: Heat Pump with Remote Outdoor Unit-Air-Source) | D5CUHAH24AAK |  |  | EA*5X30M14A* | *92MSN0601412A* | 22400 | 15.5 | 8.1 | 21000 | 18900 | 90% | 1.9 | 0 | 10.5 |  |  |  |  | R-454B | 1.8667 | Residential & Commercial | USHP | Ducted CEE Tier 1
214574067 | Central HP <5.4 tons | TEMPSTAR | HRCU-A-CB (Split System: Heat Pump with Remote Outdoor Unit-Air-Source) | TVH837GKA2* |  |  | EA*4X60L24A*+WALLCON | *97CMN0602120B* | 32600 | 17.5 | 8.5 | 31800 | 25000 | 78.62% | 1.96 | 0 | 11 |  |  |  |  | R-410A | 2.7167 | Residential & Commercial | USHP | Ducted CEE Tier 1
216571363 | Central HP <5.4 tons | DIRECT AIR | HRCU-A-CB (Split System: Heat Pump with Remote Outdoor Unit-Air-Source) | DIRM4-30MAGICPRO20-OU |  |  | DIRM4-30MAGICPRO20-AH | 0 | 30000 | 16.8 | 10 | 34000 | 32600 | 95.88% | 1.96 | 0 | 11.7 |  |  |  |  | R-454B | 2.5 | Residential & Commercial | USHP | Ducted CEE Tier 1
214808992 | Central HP <5.4 tons | JOHNSON CONTROLS | HRCU-A-CB (Split System: Heat Pump with Remote Outdoor Unit-Air-Source) | HH860E2S11 |  |  | CTU60C5XGS1+TXV | TL8E100C20UH11 | 45000 | 18 | 9 | 45000 | 33400 | 74.22% | 2 | 0 | 11.7 |  |  |  |  | R-454B | 3.75 | Residential & Commercial | USHP | Ducted CEE Tier 1
214809017 | Central HP <5.4 tons | JOHNSON CONTROLS | HRCU-A-CB (Split System: Heat Pump with Remote Outdoor Unit-Air-Source) | HH860E2S11 |  |  | CTU60C5XGS1+TXV | TP9C100C16MP13 | 43500 | 18 | 9 | 44000 | 33200 | 75.45% | 2 | 0 | 11.7 |  |  |  |  | R-454B | 3.625 | Residential & Commercial | USHP | Ducted CEE Tier 1
211227399 | Central HP <5.4 tons | COMFORTMAKER | HRCU-A-CB (Split System: Heat Pump with Remote Outdoor Unit-Air-Source) | DLCURAH36ABK |  |  | EA*4X42L21A* | *80VSL0702120A* | 35400 | 16 | 8.1 | 38500 | 35000 | 90.91% | 1.88 | 0 | 9.5 |  |  |  |  | R-410A | 2.95 | Residential & Commercial | USHP
216770153 | Central HP <5.4 tons | OUELLET | HRCU-A-C (Split System: Heat Pump with Remote Outdoor Unit with No Indoor Fan --Air Source) | OFLX1-H60A-O |  |  | GCAC48H/NHA | 0 | 48000 | 15.2 | 8.5 | 48000 | 36000 | 75% | 1.8 | 0 | 10 |  |  |  |  | R-32 | 4 | Residential & Commercial | USHP | Ducted CEE Tier 1
214809012 | Central HP <5.4 tons | JOHNSON CONTROLS | HRCU-A-CB (Split System: Heat Pump with Remote Outdoor Unit-Air-Source) | HH860E2S11 |  |  | CTU60C5XGS1+TXV | TM8V100C16MP12 | 43500 | 18 | 9 | 44000 | 33400 | 75.91% | 2 | 0 | 11.7 |  |  |  |  | R-454B | 3.625 | Residential & Commercial | USHP | Ducted CEE Tier 1
216618971 | Central HP <5.4 tons | ARMSTRONG AIR | HRCU-A-CB (Split System: Heat Pump with Remote Outdoor Unit-Air-Source) | A7SCP18V60P-**A |  |  | 7AH1AE42PX-** | 0 | 44500 | 17.6 | 9 | 48000 | 43000 | 89.58% | 1.8 | 0 | 10.5 |  |  |  |  | R-454B | 3.7083 | Residential & Commercial | USHP | Ducted CEE Tier 1
216618988 | Central HP <5.4 tons | ARMSTRONG AIR | HRCU-A-C (Split System: Heat Pump with Remote Outdoor Unit with No Indoor Fan --Air Source) | A7SCP18V24P-**A |  |  | 7ED24BX-**+TDR | 0 | 24000 | 15.2 | 8.5 | 24000 | 22600 | 94.17% | 1.75 | 0 | 11.7 |  |  |  |  | R-454B | 2 | Residential & Commercial | USHP | Ducted CEE Tier 1
212983140 | Central HP <5.4 tons | CARRIER | HRCU-A-CB (Split System: Heat Pump with Remote Outdoor Unit-Air-Source) | 38MURAQ24AB3* |  |  | CAP**2517AL* | 59SC2E040M17**12 | 24000 | 16 | 8.1 | 25200 | 22000 | 87.3% | 1.82 | 0 | 10 |  |  |  |  | R-410A | 2 | Residential & Commercial | USHP | Ducted CEE Tier 1
212985899 | Central HP <5.4 tons | DAY & NIGHT | HRCU-A-CB (Split System: Heat Pump with Remote Outdoor Unit-Air-Source) | DLCURAH18ABK |  |  | EA*4X24L17A* | *96MSN0261410A* | 17300 | 16 | 8.5 | 18200 | 19400 | 106.6% | 2.34 | 0 | 10.5 |  |  |  |  | R-410A | 1.4417 | Residential & Commercial | USHP | Ducted CEE Tier 1
212986385 | Central HP <5.4 tons | DAY & NIGHT | HRCU-A-CB (Split System: Heat Pump with Remote Outdoor Unit-Air-Source) | DLCURAH18ABK |  |  | EN(A,D)4X30L17** | *96MSN0401410A* | 17600 | 16 | 8.1 | 18200 | 18700 | 102.7% | 2.24 | 0 | 11 |  |  |  |  | R-410A | 1.4667 | Residential & Commercial | USHP | Ducted CEE Tier 1
212987003 | Central HP <5.4 tons | DAY & NIGHT | HRCU-A-CB (Split System: Heat Pump with Remote Outdoor Unit-Air-Source) | DLCURAH18ABK |  |  | EA*4X24L17A* | *96MSN0601412A* | 17300 | 16 | 8.5 | 18200 | 19400 | 106.6% | 2.34 | 0 | 10.5 |  |  |  |  | R-410A | 1.4417 | Residential & Commercial | USHP | Ducted CEE Tier 1
214650244 | Central HP <5.4 tons | YORK | HRCU-A-CB (Split System: Heat Pump with Remote Outdoor Unit-Air-Source) | HH860E2S11 |  |  | CTU60D5XHS1+TXV | YP9C120D20MP13 | 54000 | 19 | 9 | 54500 | 39500 | 72.48% | 2 | 0 | 11 |  |  |  |  | R-454B | 4.5 | Residential & Commercial | USHP | Ducted CEE Tier 1
215939740 | Central HP <5.4 tons | DAY & NIGHT | HRCU-A-CB (Split System: Heat Pump with Remote Outdoor Unit-Air-Source) | C5H3V36*K*AAA* |  |  | EA*5X48M21A*+WALLCON | *80CSU0601716B* | 33400 | 20.5 | 9.5 | 34400 | 26200 | 76.16% | 2.04 | 0 | 11.7 |  |  |  |  | R-454B | 2.7833 | Residential & Commercial | USHP | Ducted CEE Tier 1
215939840 | Central HP <5.4 tons | DAY & NIGHT | HRCU-A-CB (Split System: Heat Pump with Remote Outdoor Unit-Air-Source) | C5H3V36*K*AAA* |  |  | EA*5X61M21A*+WALLCON | *80CSU0401712B* | 34400 | 20.5 | 9.5 | 34200 | 26000 | 76.02% | 2.06 | 0 | 12 |  |  |  |  | R-454B | 2.8667 | Residential & Commercial | USHP | Ducted CEE Tier 1
215939890 | Central HP <5.4 tons | DAY & NIGHT | HRCU-A-CB (Split System: Heat Pump with Remote Outdoor Unit-Air-Source) | C5H3V36*K*AAA* |  |  | EA*5X61M21A*+WALLCON | *97CTN1002122A* | 34400 | 20.5 | 9.5 | 34200 | 26000 | 76.02% | 2.06 | 0 | 12 |  |  |  |  | R-454B | 2.8667 | Residential & Commercial | USHP | Ducted CEE Tier 1
216570855 | Central HP <5.4 tons | AMERICAN STANDARD | HRCU-A-CB (Split System: Heat Pump with Remote Outdoor Unit-Air-Source) | 5A6V0X24A1 |  |  | 5PX*B003AS3 | *UHMB060CCV3+LRP | 21600 | 21.2 | 10 | 24000 | 18200 | 75.83% | 2.2 | 0 | 11.7 |  |  |  |  | R-454B | 1.8 | Residential & Commercial | USHP | Ducted CEE Tier 1
216570873 | Central HP <5.4 tons | AMERICAN STANDARD | HRCU-A-CB (Split System: Heat Pump with Remote Outdoor Unit-Air-Source) | 5A6V0X24A1 |  |  | 5PX*B003AS3 | S8V2A040M3PCB | 21400 | 20.4 | 10 | 24000 | 18300 | 76.25% | 2.2 | 0 | 11.5 |  |  |  |  | R-454B | 1.7833 | Residential & Commercial | USHP | Ducted CEE Tier 1
216570891 | Central HP <5.4 tons | AMERICAN STANDARD | HRCU-A-CB (Split System: Heat Pump with Remote Outdoor Unit-Air-Source) | 5A6V0X24A1 |  |  | 5PX*B006AS3 | *UHMB060CCV3+LRP | 22200 | 22.4 | 10 | 22400 | 17800 | 79.46% | 2.2 | 0 | 12 |  |  |  |  | R-454B | 1.85 | Residential & Commercial | USHP | Ducted CEE Tier 1
214650063 | Central HP <5.4 tons | YORK | HRCU-A-CB (Split System: Heat Pump with Remote Outdoor Unit-Air-Source) | HH824E2S11 |  |  | CTU30B5XCS1+TXV | TM8E080B12MP11 | 23000 | 17 | 9.5 | 23000 | 18400 | 80% | 2 | 0 | 12 |  |  |  |  | R-454B | 1.9167 | Residential & Commercial | USHP | Ducted CEE Tier 1
216626170 | Central HP <5.4 tons | OUELLET | HRCU-A-CB (Split System: Heat Pump with Remote Outdoor Unit-Air-Source) | OFLX1-H36A-O |  |  | OAHX1-H24A-I | 0 | 24000 | 18 | 10 | 25000 | 24000 | 96% | 2 | 0 | 12.5 |  |  |  |  | R-32 | 2 | Residential & Commercial | USHP | Ducted CEE Tier 1
211226595 | Central HP <5.4 tons | COMFORTMAKER | HRCU-A-CB (Split System: Heat Pump with Remote Outdoor Unit-Air-Source) | DLCURAH36ABK |  |  | EA*4X37L17A* | *80VTL0701716A* | 36400 | 15.5 | 8.5 | 39500 | 35000 | 88.61% | 2.04 | 0 | 10 |  |  |  |  | R-410A | 3.0333 | Residential & Commercial | USHP | Ducted CEE Tier 1
214574454 | Central HP <5.4 tons | DAY & NIGHT | HRCU-A-CB (Split System: Heat Pump with Remote Outdoor Unit-Air-Source) | CVH837GKA2* |  |  | EN(A,D)4X36L21**+WALLCON | *80CTL0702120B* | 31400 | 17 | 8.1 | 33200 | 24200 | 72.89% | 1.82 | 0 | 11 |  |  |  |  | R-410A | 2.6167 | Residential & Commercial | USHP | Ducted CEE Tier 1
216769633 | Central HP <5.4 tons | ARMSTRONG AIR | HRCU-A-CB (Split System: Heat Pump with Remote Outdoor Unit-Air-Source) | A7SCP18V24P-**A |  |  | 7E[C,U]30BX-**+TDR | A97US2V070B12S* | 23800 | 17.15 | 9 | 24000 | 20800 | 86.67% | 1.8 | 0 | 12 |  |  |  |  | R-454B | 1.9833 | Residential & Commercial | USHP | Ducted CEE Tier 1
216769752 | Central HP <5.4 tons | ARMSTRONG AIR | HRCU-A-CB (Split System: Heat Pump with Remote Outdoor Unit-Air-Source) | A7SCP18V60P-**A |  |  | 7EH42CX-**+TDR | A97US2V080C16X* | 44000 | 16 | 8.5 | 48000 | 40000 | 83.33% | 1.8 | 0 | 10 |  |  |  |  | R-454B | 3.6667 | Residential & Commercial | USHP | Ducted CEE Tier 1
216769800 | Central HP <5.4 tons | ARMSTRONG AIR | HRCU-A-CB (Split System: Heat Pump with Remote Outdoor Unit-Air-Source) | A7SCP18V60P-**A |  |  | 7EH50/60CX-**+TDR | A97US2V090C20S* | 53000 | 16.05 | 8.5 | 55000 | 40500 | 73.64% | 1.85 | 0 | 10 |  |  |  |  | R-454B | 4.4167 | Residential & Commercial | USHP | Ducted CEE Tier 1
216769652 | Central HP <5.4 tons | AIREASE | HRCU-A-CB (Split System: Heat Pump with Remote Outdoor Unit-Air-Source) | A7SCP18V24P-**A |  |  | 7EH30BX-**+TDR | A97US2V040B12X* | 24000 | 17.65 | 9 | 24000 | 20800 | 86.67% | 1.8 | 0 | 12 |  |  |  |  | R-454B | 2 | Residential & Commercial | USHP | Ducted CEE Tier 1
216769767 | Central HP <5.4 tons | AIREASE | HRCU-A-CB (Split System: Heat Pump with Remote Outdoor Unit-Air-Source) | A7SCP18V60P-**A |  |  | 7ED48CX-**+TDR | A97DS2V090C20S* | 44500 | 16.5 | 9 | 48000 | 40000 | 83.33% | 1.85 | 0 | 10 |  |  |  |  | R-454B | 3.7083 | Residential & Commercial | USHP | Ducted CEE Tier 1
211245237 | Central HP <5.4 tons | COMFORTMAKER | HRCU-A-CB (Split System: Heat Pump with Remote Outdoor Unit-Air-Source) | DLCURAH24ABK |  |  | EN(A,D,W)4X36L17** | *80ES(N,L)0701412A* | 24200 | 16.5 | 8.1 | 26400 | 22800 | 86.36% | 1.88 | 0 | 10.5 |  |  |  |  | R-410A | 2.0167 | Residential & Commercial | USHP | Ducted CEE Tier 1
211245322 | Central HP <5.4 tons | COMFORTMAKER | HRCU-A-CB (Split System: Heat Pump with Remote Outdoor Unit-Air-Source) | DLCURAH24ABK |  |  | EN(A,D)4X36L21** | *96VSN0802120A* | 24000 | 17 | 8.1 | 26000 | 23200 | 89.23% | 1.92 | 0 | 10.5 |  |  |  |  | R-410A | 2 | Residential & Commercial | USHP | Ducted CEE Tier 1
216769792 | Central HP <5.4 tons | ARMSTRONG AIR | HRCU-A-CB (Split System: Heat Pump with Remote Outdoor Unit-Air-Source) | A7SCP18V60P-**A |  |  | 7E[C,U]60CX-**+TDR | A97US2V110C20S* | 54500 | 16.9 | 8.5 | 54500 | 40000 | 73.39% | 1.9 | 0 | 10 |  |  |  |  | R-454B | 4.5417 | Residential & Commercial | USHP | Ducted CEE Tier 1
216618962 | Central HP <5.4 tons | ARMSTRONG AIR | HRCU-A-CB (Split System: Heat Pump with Remote Outdoor Unit-Air-Source) | A7SCP18V24P-**A |  |  | 7AH2AV24PXC-** | 0 | 24000 | 17 | 9.4 | 24000 | 23200 | 96.67% | 1.8 | 0 | 11.7 |  |  |  |  | R-454B | 2 | Residential & Commercial | USHP | Ducted CEE Tier 1
211240804 | Central HP <5.4 tons | COMFORTMAKER | HRCU-A-CB (Split System: Heat Pump with Remote Outdoor Unit-Air-Source) | DLCURAH24ABK |  |  | EA*4X25L17A* | *80VSL0451412A* | 25000 | 16.5 | 8.5 | 25800 | 21000 | 81.4% | 1.76 | 0 | 10.5 |  |  |  |  | R-410A | 2.0833 | Residential & Commercial | USHP | Ducted CEE Tier 1
211240972 | Central HP <5.4 tons | COMFORTMAKER | HRCU-A-CB (Split System: Heat Pump with Remote Outdoor Unit-Air-Source) | DLCURAH24ABK |  |  | EA*4X25L17A* | *96VTN0801716A* | 24800 | 17 | 8.5 | 25600 | 21200 | 82.81% | 1.78 | 0 | 10.5 |  |  |  |  | R-410A | 2.0667 | Residential & Commercial | USHP | Ducted CEE Tier 1
211241056 | Central HP <5.4 tons | COMFORTMAKER | HRCU-A-CB (Split System: Heat Pump with Remote Outdoor Unit-Air-Source) | DLCURAH24ABK |  |  | EA*4X25L17A* | *96VTN0601714A* | 24600 | 16.5 | 8.5 | 25400 | 21400 | 84.25% | 1.78 | 0 | 10 |  |  |  |  | R-410A | 2.05 | Residential & Commercial | USHP | Ducted CEE Tier 1
211241231 | Central HP <5.4 tons | COMFORTMAKER | HRCU-A-CB (Split System: Heat Pump with Remote Outdoor Unit-Air-Source) | DLCURAH24ABK |  |  | EA*4X25L17A* | OMV112K14A | 24800 | 16 | 8.5 | 25800 | 21200 | 82.17% | 1.76 | 0 | 10 |  |  |  |  | R-410A | 2.0667 | Residential & Commercial | USHP | Ducted CEE Tier 1
211241240 | Central HP <5.4 tons | COMFORTMAKER | HRCU-A-CB (Split System: Heat Pump with Remote Outdoor Unit-Air-Source) | DLCURAH24ABK |  |  | EA*4X30L14A* | *80VSL0451412A* | 24200 | 16 | 8.5 | 26400 | 23000 | 87.12% | 1.9 | 0 | 10 |  |  |  |  | R-410A | 2.0167 | Residential & Commercial | USHP | Ducted CEE Tier 1
216618980 | Central HP <5.4 tons | ARMSTRONG AIR | HRCU-A-C (Split System: Heat Pump with Remote Outdoor Unit with No Indoor Fan --Air Source) | A7SCP18V24P-**A |  |  | 7E[C,U]36AX-**+TDR | 0 | 24000 | 15.2 | 8.5 | 24000 | 21000 | 87.5% | 1.8 | 0 | 11.7 |  |  |  |  | R-454B | 2 | Residential & Commercial | USHP | Ducted CEE Tier 1
216769644 | Central HP <5.4 tons | AIREASE | HRCU-A-CB (Split System: Heat Pump with Remote Outdoor Unit-Air-Source) | A7SCP18V24P-**A |  |  | 7EH24BX-**+TDR | A97US2V040B12X* | 24000 | 17.65 | 9 | 24000 | 20800 | 86.67% | 1.8 | 0 | 12 |  |  |  |  | R-454B | 2 | Residential & Commercial | USHP | Ducted CEE Tier 1
216769743 | Central HP <5.4 tons | AIREASE | HRCU-A-CB (Split System: Heat Pump with Remote Outdoor Unit-Air-Source) | A7SCP18V60P-**A |  |  | 7E[C,U]48CX-**+TDR | A97US2V090C20S* | 44000 | 16.55 | 8.5 | 47500 | 40000 | 84.21% | 1.8 | 0 | 10 |  |  |  |  | R-454B | 3.6667 | Residential & Commercial | USHP | Ducted CEE Tier 1
214650075 | Central HP <5.4 tons | YORK | HRCU-A-CB (Split System: Heat Pump with Remote Outdoor Unit-Air-Source) | HH860E2S11 |  |  | CTU60D5XGS1+TXV | TMLE130D20MP11 | 46000 | 18 | 9 | 47500 | 35200 | 74.11% | 2 | 0 | 11 |  |  |  |  | R-454B | 3.8333 | Residential & Commercial | USHP | Ducted CEE Tier 1
216980445 | Central HP <5.4 tons | RUUD | HRCU-A-CB (Split System: Heat Pump with Remote Outdoor Unit-Air-Source) | RD18AY24AJVC |  |  | RF2TY2421STANS | 0 | 21200 | 17 | 8.1 | 20800 | 17000 | 81.73% | 2 | 0 | 11.7 |  |  |  |  | R-454B | 1.7667 | Residential & Commercial | USHP | Ducted CEE Tier 1
216571183 | Central HP <5.4 tons | AMERICAN STANDARD | HRCU-A-CB (Split System: Heat Pump with Remote Outdoor Unit-Air-Source) | 5A6V8X24A1 |  |  | 5PX*B003AS3 | S8V2A040M3PDB | 21200 | 18.1 | 8.5 | 24400 | 18900 | 77.46% | 2.1 | 0 | 11.2 |  |  |  |  | R-454B | 1.7667 | Residential & Commercial | USHP | Ducted CEE Tier 1
216571147 | Central HP <5.4 tons | AMERICAN STANDARD | HRCU-A-CB (Split System: Heat Pump with Remote Outdoor Unit-Air-Source) | 5A6V0X60A1 |  |  | 5PX*D008AS3 | *UHMD120CCV5+LRP | 52000 | 18.6 | 9 | 53500 | 38500 | 71.96% | 2 | 0 | 10 |  |  |  |  | R-454B | 4.3333 | Residential & Commercial | USHP | Ducted CEE Tier 1
216570949 | Central HP <5.4 tons | AMERICAN STANDARD | HRCU-A-CB (Split System: Heat Pump with Remote Outdoor Unit-Air-Source) | 5A6V0X36A1 |  |  | 5PX*B006AS3 | L8V1A040U3VSB+LRP | 35000 | 19.4 | 9.4 | 32600 | 25200 | 77.3% | 2.1 | 0 | 12 |  |  |  |  | R-454B | 2.9167 | Residential & Commercial | USHP | Ducted CEE Tier 1
215939940 | Central HP <5.4 tons | DAY & NIGHT | HRCU-A-CB (Split System: Heat Pump with Remote Outdoor Unit-Air-Source) | C5H3V36*K*AAA* |  |  | ESH5X36M12A*+WALLCON | *96CTN0802120B* | 33200 | 19 | 9 | 35000 | 26800 | 76.57% | 1.92 | 0 | 11 |  |  |  |  | R-454B | 2.7667 | Residential & Commercial | USHP | Ducted CEE Tier 1
215940410 | Central HP <5.4 tons | DAY & NIGHT | HRCU-A-CB (Split System: Heat Pump with Remote Outdoor Unit-Air-Source) | C5H3V36*K*AAA* |  |  | EVM5X60M21A*+WALLCON | *80CSU0401712B* | 35600 | 22 | 8.5 | 38000 | 28600 | 75.26% | 2.02 | 0 | 12.5 |  |  |  |  | R-454B | 2.9667 | Residential & Commercial | USHP | Ducted CEE Tier 1
215940540 | Central HP <5.4 tons | DAY & NIGHT | HRCU-A-CB (Split System: Heat Pump with Remote Outdoor Unit-Air-Source) | C5H3V36*K*AAA* |  |  | EVD5X36M21A*+WALLCON | *97CTN0601716A* | 34000 | 20 | 8.5 | 39500 | 28800 | 72.91% | 2.02 | 0 | 11 |  |  |  |  | R-454B | 2.8333 | Residential & Commercial | USHP | Ducted CEE Tier 1
210470060 | Central HP <5.4 tons | COMFORTMAKER | HRCU-A-CB (Split System: Heat Pump with Remote Outdoor Unit-Air-Source) | CVH837GKA2* |  |  | EA*4X36L21A*+WALLCON | *95CSU0802120A* | 31600 | 17 | 8.1 | 33200 | 24200 | 72.89% | 1.86 | 0 | 11 |  |  |  |  | R-410A | 2.6333 | Residential & Commercial | USHP | Ducted CEE Tier 1
210470292 | Central HP <5.4 tons | COMFORTMAKER | HRCU-A-CB (Split System: Heat Pump with Remote Outdoor Unit-Air-Source) | CVH837GKA2* |  |  | EA*4X60L24A*+WALLCON | *96CTN1202422A* | 32800 | 18 | 8.5 | 31800 | 24800 | 77.99% | 2 | 0 | 11.7 |  |  |  |  | R-410A | 2.7333 | Residential & Commercial | USHP | Ducted CEE Tier 1
216769749 | Central HP <5.4 tons | AIREASE | HRCU-A-CB (Split System: Heat Pump with Remote Outdoor Unit-Air-Source) | A7SCP18V60P-**A |  |  | 7E[C,U]49CX-**+TDR | A97US2V110C20S* | 45500 | 17.2 | 9 | 47500 | 39500 | 83.16% | 1.85 | 0 | 10 |  |  |  |  | R-454B | 3.7917 | Residential & Commercial | USHP | Ducted CEE Tier 1
216618985 | Central HP <5.4 tons | ARMSTRONG AIR | HRCU-A-C (Split System: Heat Pump with Remote Outdoor Unit with No Indoor Fan --Air Source) | A7SCP18V24P-**A |  |  | 7EH30AX-**+TDR | 0 | 24000 | 16 | 9 | 24000 | 22600 | 94.17% | 1.8 | 0 | 11.7 |  |  |  |  | R-454B | 2 | Residential & Commercial | USHP | Ducted CEE Tier 1
212979713 | Central HP <5.4 tons | CARRIER | HRCU-A-CB (Split System: Heat Pump with Remote Outdoor Unit-Air-Source) | 38MURAQ30AB3* |  |  | CAP**3721AL* | 58S(B,C)*B090M17**14 | 30400 | 15.2 | 8.1 | 33200 | 26400 | 79.52% | 1.84 | 0 | 9 |  |  |  |  | R-410A | 2.5333 | Residential & Commercial | USHP
211712773 | Central HP <5.4 tons | AIRQUEST | HRCU-A-CB (Split System: Heat Pump with Remote Outdoor Unit-Air-Source) | DLCURAH30ABK |  |  | EA*4X42L24A* | *96VTN0802120A* | 29600 | 15.2 | 8.1 | 33600 | 27400 | 81.55% | 1.78 | 0 | 9 |  |  |  |  | R-410A | 2.4667 | Residential & Commercial | USHP
214650214 | Central HP <5.4 tons | YORK | HRCU-A-CB (Split System: Heat Pump with Remote Outdoor Unit-Air-Source) | HH860E2S11 |  |  | CTU60D5XHS1+TXV | TM9Y120D20MP11 | 53500 | 19 | 8.5 | 54500 | 39500 | 72.48% | 2 | 0 | 11 |  |  |  |  | R-454B | 4.4583 | Residential & Commercial | USHP | Ducted CEE Tier 1
214650348 | Central HP <5.4 tons | YORK | HRCU-A-CB (Split System: Heat Pump with Remote Outdoor Unit-Air-Source) | HH860E2S11 |  |  | CTU60D5XHS1+TXV | Y81E130D20SMPS1 | 54000 | 19 | 9 | 53500 | 38500 | 71.96% | 2 | 0 | 12 |  |  |  |  | R-454B | 4.5 | Residential & Commercial | USHP | Ducted CEE Tier 1
211712775 | Central HP <5.4 tons | COMFORTMAKER | HRCU-A-CB (Split System: Heat Pump with Remote Outdoor Unit-Air-Source) | DLCURAH30ABK |  |  | EA*4X42L24A* | *96VTN0802120A* | 29600 | 15.2 | 8.1 | 33600 | 27400 | 81.55% | 1.78 | 0 | 9 |  |  |  |  | R-410A | 2.4667 | Residential & Commercial | USHP
212986181 | Central HP <5.4 tons | DAY & NIGHT | HRCU-A-CB (Split System: Heat Pump with Remote Outdoor Unit-Air-Source) | DLCURAH24ABK |  |  | EA*4X30L17A* | *96MSN0401410A* | 23400 | 16 | 8.5 | 26400 | 24600 | 93.18% | 2.04 | 0 | 10 |  |  |  |  | R-410A | 1.95 | Residential & Commercial | USHP | Ducted CEE Tier 1
212986265 | Central HP <5.4 tons | DAY & NIGHT | HRCU-A-CB (Split System: Heat Pump with Remote Outdoor Unit-Air-Source) | DLCURAH24ABK |  |  | EN(A,D,W)4X36L17** | *96MSN0401410A* | 23400 | 16 | 8.1 | 26400 | 24400 | 92.42% | 2.02 | 0 | 10 |  |  |  |  | R-410A | 1.95 | Residential & Commercial | USHP | Ducted CEE Tier 1
212986649 | Central HP <5.4 tons | DAY & NIGHT | HRCU-A-CB (Split System: Heat Pump with Remote Outdoor Unit-Air-Source) | DLCURAH24ABK |  |  | EN(A,D)4X36L21** | *96MSN0401712A* | 23200 | 15.5 | 8.1 | 26000 | 24400 | 93.85% | 2.02 | 0 | 10 |  |  |  |  | R-410A | 1.9333 | Residential & Commercial | USHP | Ducted CEE Tier 1
212986953 | Central HP <5.4 tons | DAY & NIGHT | HRCU-A-CB (Split System: Heat Pump with Remote Outdoor Unit-Air-Source) | DLCURAH24ABK |  |  | EN(A,D)4X30L14** | *96MSN0601412A* | 23400 | 16.5 | 8.1 | 26400 | 24600 | 93.18% | 2.04 | 0 | 10 |  |  |  |  | R-410A | 1.95 | Residential & Commercial | USHP | Ducted CEE Tier 1
211241556 | Central HP <5.4 tons | COMFORTMAKER | HRCU-A-CB (Split System: Heat Pump with Remote Outdoor Unit-Air-Source) | DLCURAH24ABK |  |  | EA*4X30L17A* | *80VTL0701716A* | 24200 | 17 | 8.5 | 26200 | 23000 | 87.79% | 1.92 | 0 | 10 |  |  |  |  | R-410A | 2.0167 | Residential & Commercial | USHP | Ducted CEE Tier 1
211241588 | Central HP <5.4 tons | COMFORTMAKER | HRCU-A-CB (Split System: Heat Pump with Remote Outdoor Unit-Air-Source) | DLCURAH24ABK |  |  | EA*4X30L17A* | *95ESN0601412A* | 24400 | 15.5 | 8.5 | 26600 | 22800 | 85.71% | 1.86 | 0 | 10 |  |  |  |  | R-410A | 2.0333 | Residential & Commercial | USHP | Ducted CEE Tier 1
211241688 | Central HP <5.4 tons | COMFORTMAKER | HRCU-A-CB (Split System: Heat Pump with Remote Outdoor Unit-Air-Source) | DLCURAH24ABK |  |  | EA*4X30L17A* | *92ESN0601412A* | 23400 | 17 | 8.5 | 25800 | 24200 | 93.8% | 2.02 | 0 | 10 |  |  |  |  | R-410A | 1.95 | Residential & Commercial | USHP | Ducted CEE Tier 1
211241765 | Central HP <5.4 tons | COMFORTMAKER | HRCU-A-CB (Split System: Heat Pump with Remote Outdoor Unit-Air-Source) | DLCURAH24ABK |  |  | EA*4X30L17A* | *80ES(N,L)0701412A* | 24200 | 16.5 | 8.5 | 26400 | 22800 | 86.36% | 1.88 | 0 | 10 |  |  |  |  | R-410A | 2.0167 | Residential & Commercial | USHP | Ducted CEE Tier 1
211241958 | Central HP <5.4 tons | COMFORTMAKER | HRCU-A-CB (Split System: Heat Pump with Remote Outdoor Unit-Air-Source) | DLCURAH24ABK |  |  | EA*4X36L17A* | *80VTL0451412A* | 24200 | 16.5 | 8.5 | 26200 | 22400 | 85.5% | 1.86 | 0 | 10 |  |  |  |  | R-410A | 2.0167 | Residential & Commercial | USHP | Ducted CEE Tier 1
216619001 | Central HP <5.4 tons | ARMSTRONG AIR | HRCU-A-C (Split System: Heat Pump with Remote Outdoor Unit with No Indoor Fan --Air Source) | A7SCP18V60P-**A |  |  | 7EH42BX-**+TDR | 0 | 48000 | 15.2 | 8.5 | 47500 | 39500 | 83.16% | 1.85 | 0 | 10 |  |  |  |  | R-454B | 4 | Residential & Commercial | USHP | Ducted CEE Tier 1
216031607 | Central HP <5.4 tons | ARMSTRONG AIR | HRCU-A-C (Split System: Heat Pump with Remote Outdoor Unit with No Indoor Fan --Air Source) | A7SCP18V60P-**A |  |  | 7E[C,U]48CX-**+TDR | 0 | 47500 | 15.2 | 8.5 | 48000 | 39000 | 81.25% | 1.75 | 0 | 10 |  |  |  |  | R-454B | 3.9583 | Residential & Commercial | USHP | Ducted CEE Tier 1
216769650 | Central HP <5.4 tons | AIREASE | HRCU-A-CB (Split System: Heat Pump with Remote Outdoor Unit-Air-Source) | A7SCP18V24P-**A |  |  | 7EH24BX-**+TDR | A97US2V070B12S* | 24000 | 17.45 | 9 | 24000 | 20800 | 86.67% | 1.8 | 0 | 12 |  |  |  |  | R-454B | 2 | Residential & Commercial | USHP | Ducted CEE Tier 1
214574467 | Central HP <5.4 tons | TEMPSTAR | HRCU-A-CB (Split System: Heat Pump with Remote Outdoor Unit-Air-Source) | TVH837GKA2* |  |  | EN(A,D)4X36L21**+WALLCON | *95CSU0802120B* | 31400 | 16.5 | 8.1 | 33200 | 24200 | 72.89% | 1.82 | 0 | 11 |  |  |  |  | R-410A | 2.6167 | Residential & Commercial | USHP | Ducted CEE Tier 1
216733804 | Central HP <5.4 tons | TEMPSTAR | HRCU-A-CB (Split System: Heat Pump with Remote Outdoor Unit-Air-Source) | D5CUHAH24AAK |  |  | EA*5X30M14A* | *96VTN0601412B* | 22000 | 16 | 8.1 | 20800 | 18800 | 90.38% | 1.85 | 0 | 10.5 |  |  |  |  | R-454B | 1.8333 | Residential & Commercial | USHP | Ducted CEE Tier 1
214572947 | Central HP <5.4 tons | TEMPSTAR | HRCU-A-CB (Split System: Heat Pump with Remote Outdoor Unit-Air-Source) | TVH837GKA** |  |  | EA*4X60L24A*+WALLCON | *96CTN0802120B* | 32800 | 18 | 8.5 | 31600 | 24600 | 77.85% | 2 | 0 | 11.5 |  |  |  |  | R-410A | 2.7333 | Residential & Commercial | USHP | Ducted CEE Tier 1
216619010 | Central HP <5.4 tons | ARMSTRONG AIR | HRCU-A-C (Split System: Heat Pump with Remote Outdoor Unit with No Indoor Fan --Air Source) | A7SCP18V60P-**A |  |  | 7ED50/60CX-**+TDR | 0 | 51000 | 15.2 | 8.5 | 54000 | 41500 | 76.85% | 1.95 | 0 | 10 |  |  |  |  | R-454B | 4.25 | Residential & Commercial | USHP | Ducted CEE Tier 1
215939880 | Central HP <5.4 tons | DAY & NIGHT | HRCU-A-CB (Split System: Heat Pump with Remote Outdoor Unit-Air-Source) | C5H3V36*K*AAA* |  |  | EA*5X61M21A*+WALLCON | *97CTN0802120A* | 34400 | 20 | 9 | 34400 | 26200 | 76.16% | 1.96 | 0 | 11.7 |  |  |  |  | R-454B | 2.8667 | Residential & Commercial | USHP | Ducted CEE Tier 1
216769745 | Central HP <5.4 tons | AIREASE | HRCU-A-CB (Split System: Heat Pump with Remote Outdoor Unit-Air-Source) | A7SCP18V60P-**A |  |  | 7E[C,U]49CX-**+TDR | A97US2V080C16X* | 45500 | 16.8 | 9 | 48000 | 39500 | 82.29% | 1.85 | 0 | 10 |  |  |  |  | R-454B | 3.7917 | Residential & Commercial | USHP | Ducted CEE Tier 1
211253510 | Central HP <5.4 tons | NOVAIR | HRCU-A-CB (Split System: Heat Pump with Remote Outdoor Unit-Air-Source) | LEA36-EVOX-30-O |  |  | LEA36-EVOX-30-I | 0 | 36000 | 16 | 9.5 | 40000 | 34400 | 86% | 1.97 | 10.5 | 10 |  |  |  |  | R-410A | 3 | Residential & Commercial | USHP | Ducted CEE Tier 1
214573209 | Central HP <5.4 tons | BRYANT HEATING AND COOLING SYSTEMS | HRCU-A-CB (Split System: Heat Pump with Remote Outdoor Unit-Air-Source) | 288BNV037*0**A* |  |  | CSPH*4812AL*+UI | 935CB66100C21*** | 32600 | 17.5 | 8.5 | 32600 | 24800 | 76.07% | 1.98 | 0 | 11 |  |  |  |  | R-410A | 2.7167 | Residential & Commercial | USHP | Ducted CEE Tier 1
216769769 | Central HP <5.4 tons | AIREASE | HRCU-A-CB (Split System: Heat Pump with Remote Outdoor Unit-Air-Source) | A7SCP18V60P-**A |  |  | 7ED48CX-**+TDR | A97DS2V110C20S* | 44500 | 16.65 | 9 | 48000 | 40000 | 83.33% | 1.85 | 0 | 10 |  |  |  |  | R-454B | 3.7083 | Residential & Commercial | USHP | Ducted CEE Tier 1
215934483 | Central HP <5.4 tons | TEMPSTAR | HRCU-A-CB (Split System: Heat Pump with Remote Outdoor Unit-Air-Source) | T5H3V48*K*AAA* |  |  | ESH5X48M12A*+WALLCON | *80CTL1352422B* | 44500 | 20.5 | 9 | 48500 | 36400 | 75.05% | 1.82 | 0 | 11 |  |  |  |  | R-454B | 3.7083 | Residential & Commercial | USHP | Ducted CEE Tier 1
216738067 | Central HP <5.4 tons | TEMPSTAR | HRCU-A-CB (Split System: Heat Pump with Remote Outdoor Unit-Air-Source) | D5CUHAH24AAK |  |  | ESH5X36M12A* | *80MS(N,L)0901714A* | 22600 | 16 | 8.1 | 20800 | 18500 | 88.94% | 1.85 | 0 | 11 |  |  |  |  | R-454B | 1.8833 | Residential & Commercial | USHP | Ducted CEE Tier 1
216738171 | Central HP <5.4 tons | TEMPSTAR | HRCU-A-CB (Split System: Heat Pump with Remote Outdoor Unit-Air-Source) | D5CUHAH24AAK |  |  | ESH5X36M12A* | *80VSL0901716B* | 22600 | 15.5 | 8.1 | 20600 | 18400 | 89.32% | 1.85 | 0 | 10.5 |  |  |  |  | R-454B | 1.8833 | Residential & Commercial | USHP | Ducted CEE Tier 1
216738837 | Central HP <5.4 tons | TEMPSTAR | HRCU-A-CB (Split System: Heat Pump with Remote Outdoor Unit-Air-Source) | D5CUHAH24AAK |  |  | ESH5X36M12A* | *96VTN0601716B* | 22600 | 16 | 8.1 | 20800 | 18500 | 88.94% | 1.85 | 0 | 11 |  |  |  |  | R-454B | 1.8833 | Residential & Commercial | USHP | Ducted CEE Tier 1
216739082 | Central HP <5.4 tons | TEMPSTAR | HRCU-A-CB (Split System: Heat Pump with Remote Outdoor Unit-Air-Source) | D5CUHAH24AAK |  |  | F5MA5*36L*B* | 0 | 24000 | 15.2 | 8.5 | 21800 | 19200 | 88.07% | 1.98 | 0 | 11 |  |  |  |  | R-454B | 2 | Residential & Commercial | USHP | Ducted CEE Tier 1
216739137 | Central HP <5.4 tons | TEMPSTAR | HRCU-A-CB (Split System: Heat Pump with Remote Outdoor Unit-Air-Source) | D5CUHAH24AAK |  |  | FMA5X24**AL* | 0 | 22600 | 17 | 9 | 21400 | 19500 | 91.12% | 2.1 | 0 | 11 |  |  |  |  | R-454B | 1.8833 | Residential & Commercial | USHP | Ducted CEE Tier 1
214570390 | Central HP <5.4 tons | HEIL | HRCU-A-CB (Split System: Heat Pump with Remote Outdoor Unit-Air-Source) | HVH825GKA3* |  |  | EA*4X36L21A*+WALLCON | *95CSU1002122B* | 23600 | 16.5 | 8.1 | 21400 | 16600 | 77.57% | 1.94 | 0 | 10.5 |  |  |  |  | R-410A | 1.9667 | Residential & Commercial | USHP | Ducted CEE Tier 1
214570440 | Central HP <5.4 tons | HEIL | HRCU-A-CB (Split System: Heat Pump with Remote Outdoor Unit-Air-Source) | HVH825GKA3* |  |  | EA*4X37L21A*+WALLCON | *95CSU0802120B* | 24400 | 16.5 | 8.5 | 21200 | 16600 | 78.3% | 2.02 | 0 | 11 |  |  |  |  | R-410A | 2.0333 | Residential & Commercial | USHP | Ducted CEE Tier 1
214570690 | Central HP <5.4 tons | HEIL | HRCU-A-CB (Split System: Heat Pump with Remote Outdoor Unit-Air-Source) | HVH825GKA3* |  |  | EA*4X48L21A*+WALLCON | *95CSU1002122B* | 24000 | 17 | 8.5 | 21000 | 16500 | 78.57% | 2.02 | 0 | 11 |  |  |  |  | R-410A | 2 | Residential & Commercial | USHP | Ducted CEE Tier 1
214570760 | Central HP <5.4 tons | HEIL | HRCU-A-CB (Split System: Heat Pump with Remote Outdoor Unit-Air-Source) | HVH825GKA3* |  |  | EA*4X48L24A*+WALLCON | *97CMN0602120B* | 24000 | 16.5 | 8.5 | 21000 | 16600 | 79.05% | 2 | 0 | 10.5 |  |  |  |  | R-410A | 2 | Residential & Commercial | USHP | Ducted CEE Tier 1
215942506 | Central HP <5.4 tons | DAY & NIGHT | HRCU-A-CB (Split System: Heat Pump with Remote Outdoor Unit-Air-Source) | C5H3V36*K*AAA* |  |  | EVD5X61M21A*+WALLCON | *80CTL1102120B* | 36000 | 22 | 8.5 | 37400 | 28200 | 75.4% | 2.04 | 0 | 12.5 |  |  |  |  | R-454B | 3 | Residential & Commercial | USHP | Ducted CEE Tier 1
211242542 | Central HP <5.4 tons | COMFORTMAKER | HRCU-A-CB (Split System: Heat Pump with Remote Outdoor Unit-Air-Source) | DLCURAH24ABK |  |  | EA*4X36L21A* | *80VTL1102122A* | 24000 | 17 | 8.5 | 25800 | 23000 | 89.15% | 1.9 | 0 | 10 |  |  |  |  | R-410A | 2 | Residential & Commercial | USHP | Ducted CEE Tier 1
211242576 | Central HP <5.4 tons | COMFORTMAKER | HRCU-A-CB (Split System: Heat Pump with Remote Outdoor Unit-Air-Source) | DLCURAH24ABK |  |  | EA*4X36L21A* | *80ES(N,L)0702116A* | 24400 | 17 | 8.5 | 26200 | 22400 | 85.5% | 1.86 | 0 | 10 |  |  |  |  | R-410A | 2.0333 | Residential & Commercial | USHP | Ducted CEE Tier 1
211242635 | Central HP <5.4 tons | COMFORTMAKER | HRCU-A-CB (Split System: Heat Pump with Remote Outdoor Unit-Air-Source) | DLCURAH24ABK |  |  | EA*4X36L21A* | *92ESN0801716A* | 24400 | 17 | 8.5 | 26200 | 22400 | 85.5% | 1.86 | 0 | 10 |  |  |  |  | R-410A | 2.0333 | Residential & Commercial | USHP | Ducted CEE Tier 1
211242758 | Central HP <5.4 tons | COMFORTMAKER | HRCU-A-CB (Split System: Heat Pump with Remote Outdoor Unit-Air-Source) | DLCURAH24ABK |  |  | EA*4X37L17A* | *80VSL0451412A* | 24800 | 16.5 | 8.5 | 25800 | 21400 | 82.95% | 1.78 | 0 | 10 |  |  |  |  | R-410A | 2.0667 | Residential & Commercial | USHP | Ducted CEE Tier 1
211242803 | Central HP <5.4 tons | COMFORTMAKER | HRCU-A-CB (Split System: Heat Pump with Remote Outdoor Unit-Air-Source) | DLCURAH24ABK |  |  | EA*4X37L17A* | *96VSN0601412A* | 24000 | 16.5 | 8.5 | 25200 | 22000 | 87.3% | 1.84 | 0 | 10 |  |  |  |  | R-410A | 2 | Residential & Commercial | USHP | Ducted CEE Tier 1
211242833 | Central HP <5.4 tons | COMFORTMAKER | HRCU-A-CB (Split System: Heat Pump with Remote Outdoor Unit-Air-Source) | DLCURAH24ABK |  |  | EA*4X37L17A* | *80ES(N,L)0701716A* | 25400 | 16 | 8.5 | 26400 | 21000 | 79.55% | 1.76 | 0 | 10 |  |  |  |  | R-410A | 2.1167 | Residential & Commercial | USHP | Ducted CEE Tier 1
211245919 | Central HP <5.4 tons | COMFORTMAKER | HRCU-A-CB (Split System: Heat Pump with Remote Outdoor Unit-Air-Source) | DLCURAH24ABK |  |  | FM(C,U)4X30**AL* | 0 | 25000 | 15.2 | 8.5 | 27800 | 21800 | 78.42% | 1.8 | 0 | 10 |  |  |  |  | R-410A | 2.0833 | Residential & Commercial | USHP | Ducted CEE Tier 1
212983179 | Central HP <5.4 tons | DAY & NIGHT | HRCU-A-CB (Split System: Heat Pump with Remote Outdoor Unit-Air-Source) | DLCURAH24ABK |  |  | EA*4X36L21A* | *92MSN0401712A* | 23600 | 16 | 8.5 | 26400 | 24000 | 90.91% | 1.96 | 0 | 10 |  |  |  |  | R-410A | 1.9667 | Residential & Commercial | USHP | Ducted CEE Tier 1
212985353 | Central HP <5.4 tons | DAY & NIGHT | HRCU-A-CB (Split System: Heat Pump with Remote Outdoor Unit-Air-Source) | DLCURAH24ABK |  |  | EA*4X37L21A* | *92MSN1002120A* | 24200 | 17.5 | 8.5 | 25200 | 21600 | 85.71% | 1.82 | 0 | 10.5 |  |  |  |  | R-410A | 2.0167 | Residential & Commercial | USHP | Ducted CEE Tier 1
212986169 | Central HP <5.4 tons | DAY & NIGHT | HRCU-A-CB (Split System: Heat Pump with Remote Outdoor Unit-Air-Source) | DLCURAH24ABK |  |  | EA*4X30L14A* | *96MSN0401410A* | 23400 | 16 | 8.5 | 26400 | 24800 | 93.94% | 2.04 | 0 | 10 |  |  |  |  | R-410A | 1.95 | Residential & Commercial | USHP | Ducted CEE Tier 1
212986637 | Central HP <5.4 tons | DAY & NIGHT | HRCU-A-CB (Split System: Heat Pump with Remote Outdoor Unit-Air-Source) | DLCURAH24ABK |  |  | EN(A,D,W)4X36L17** | *96MSN0401712A* | 23200 | 15.5 | 8.1 | 26000 | 24400 | 93.85% | 2.02 | 0 | 10 |  |  |  |  | R-410A | 1.9333 | Residential & Commercial | USHP | Ducted CEE Tier 1
212987441 | Central HP <5.4 tons | DAY & NIGHT | HRCU-A-CB (Split System: Heat Pump with Remote Outdoor Unit-Air-Source) | DLCURAH24ABK |  |  | EA*4X37L21A* | *96MSN0801716A* | 24400 | 18 | 9 | 29200 | 25200 | 86.3% | 2.1 | 0 | 10.5 |  |  |  |  | R-410A | 2.0333 | Residential & Commercial | USHP | Ducted CEE Tier 1
215940050 | Central HP <5.4 tons | DAY & NIGHT | HRCU-A-CB (Split System: Heat Pump with Remote Outdoor Unit-Air-Source) | C5H3V36*K*AAA* |  |  | ESH5X42M12A*+WALLCON | *97CTN0601716A* | 33200 | 18.5 | 9 | 35600 | 27200 | 76.4% | 1.92 | 0 | 10.5 |  |  |  |  | R-454B | 2.7667 | Residential & Commercial | USHP | Ducted CEE Tier 1
215940200 | Central HP <5.4 tons | DAY & NIGHT | HRCU-A-CB (Split System: Heat Pump with Remote Outdoor Unit-Air-Source) | C5H3V36*K*AAA* |  |  | ESH5X60M12A*+WALLCON | *80CSU0601716B* | 34200 | 19.5 | 9 | 34200 | 26000 | 76.02% | 1.94 | 0 | 11.7 |  |  |  |  | R-454B | 2.85 | Residential & Commercial | USHP | Ducted CEE Tier 1
215940250 | Central HP <5.4 tons | DAY & NIGHT | HRCU-A-CB (Split System: Heat Pump with Remote Outdoor Unit-Air-Source) | C5H3V36*K*AAA* |  |  | ESH5X60M12A*+WALLCON | *97CTN1202422A* | 34200 | 19.5 | 9 | 34200 | 26000 | 76.02% | 1.94 | 0 | 11.7 |  |  |  |  | R-454B | 2.85 | Residential & Commercial | USHP | Ducted CEE Tier 1
215940650 | Central HP <5.4 tons | DAY & NIGHT | HRCU-A-CB (Split System: Heat Pump with Remote Outdoor Unit-Air-Source) | C5H3V36*K*AAA* |  |  | EVD5X42M21A*+WALLCON | *97CTN0601716A* | 34000 | 20 | 8.5 | 39500 | 28800 | 72.91% | 2.02 | 0 | 11 |  |  |  |  | R-454B | 2.8333 | Residential & Commercial | USHP | Ducted CEE Tier 1
214574070 | Central HP <5.4 tons | HEIL | HRCU-A-CB (Split System: Heat Pump with Remote Outdoor Unit-Air-Source) | HVH837GKA2* |  |  | EA*4X60L24A*+WALLCON | *97CMN0802120B* | 32800 | 17.5 | 8.5 | 31600 | 24800 | 78.48% | 2 | 0 | 11.5 |  |  |  |  | R-410A | 2.7333 | Residential & Commercial | USHP | Ducted CEE Tier 1
214574090 | Central HP <5.4 tons | HEIL | HRCU-A-CB (Split System: Heat Pump with Remote Outdoor Unit-Air-Source) | HVH837GKA2* |  |  | EA*4X61L21A*+WALLCON | *80CTL0702120B* | 33200 | 17.5 | 8.5 | 32000 | 25000 | 78.12% | 2 | 0 | 11.5 |  |  |  |  | R-410A | 2.7667 | Residential & Commercial | USHP | Ducted CEE Tier 1
214573317 | Central HP <5.4 tons | TEMPSTAR | HRCU-A-CB (Split System: Heat Pump with Remote Outdoor Unit-Air-Source) | TVH837GKA** |  |  | EN(A,D)4X36L21**+WALLCON | *80CTL0702120B* | 31400 | 17 | 8.1 | 33200 | 24200 | 72.89% | 1.82 | 0 | 11 |  |  |  |  | R-410A | 2.6167 | Residential & Commercial | USHP | Ducted CEE Tier 1
216769736 | Central HP <5.4 tons | ARMSTRONG AIR | HRCU-A-CB (Split System: Heat Pump with Remote Outdoor Unit-Air-Source) | A7SCP18V60P-**A |  |  | 7E[C,U]48CX-**+TDR | A97US2V080C16X* | 44000 | 16.4 | 8.5 | 47500 | 39500 | 83.16% | 1.8 | 0 | 10 |  |  |  |  | R-454B | 3.6667 | Residential & Commercial | USHP | Ducted CEE Tier 1
216618957 | Central HP <5.4 tons | ARMSTRONG AIR | HRCU-A-CB (Split System: Heat Pump with Remote Outdoor Unit-Air-Source) | A7SCP18V24P-**A |  |  | 7AH1AV18PX-** | 0 | 24000 | 17.5 | 9.4 | 24000 | 23400 | 97.5% | 1.75 | 0 | 11.7 |  |  |  |  | R-454B | 2 | Residential & Commercial | USHP | Ducted CEE Tier 1
214574509 | Central HP <5.4 tons | BRYANT HEATING AND COOLING SYSTEMS | HRCU-A-CB (Split System: Heat Pump with Remote Outdoor Unit-Air-Source) | 288BNV037*0**B* |  |  | CNPV*4221AL*+UI | 88*TB60070C21*** | 31800 | 17 | 8.1 | 33000 | 24600 | 74.55% | 1.88 | 0 | 11 |  |  |  |  | R-410A | 2.65 | Residential & Commercial | USHP | Ducted CEE Tier 1
216570997 | Central HP <5.4 tons | AMERICAN STANDARD | HRCU-A-CB (Split System: Heat Pump with Remote Outdoor Unit-Air-Source) | 5A6V0X36A1 |  |  | 5PX*C009AS3 | S8V2C080M5PDB | 35600 | 20 | 9.4 | 31600 | 24600 | 77.85% | 2.2 | 0 | 12.7 |  |  |  |  | R-454B | 2.9667 | Residential & Commercial | USHP | Ducted CEE Tier 1
216571151 | Central HP <5.4 tons | AMERICAN STANDARD | HRCU-A-CB (Split System: Heat Pump with Remote Outdoor Unit-Air-Source) | 5A6V0X60A1 |  |  | 5PX*D008AS3 | S8V2C080M5PCB | 52000 | 18.6 | 9 | 54000 | 38500 | 71.3% | 2 | 0 | 10 |  |  |  |  | R-454B | 4.3333 | Residential & Commercial | USHP | Ducted CEE Tier 1
216571231 | Central HP <5.4 tons | AMERICAN STANDARD | HRCU-A-CB (Split System: Heat Pump with Remote Outdoor Unit-Air-Source) | 5A6V8X24A1 |  |  | 5TXCB003AS3 | S8V2A040M3PDB | 21200 | 18.1 | 8.5 | 24400 | 18900 | 77.46% | 2.1 | 0 | 11.2 |  |  |  |  | R-454B | 1.7667 | Residential & Commercial | USHP | Ducted CEE Tier 1
216571233 | Central HP <5.4 tons | AMERICAN STANDARD | HRCU-A-CB (Split System: Heat Pump with Remote Outdoor Unit-Air-Source) | 5A6V8X24A1 |  |  | 5TXCB003AS3 | S8V2A040M3PCB | 21200 | 18.1 | 8.5 | 24400 | 18900 | 77.46% | 2.1 | 0 | 11.2 |  |  |  |  | R-454B | 1.7667 | Residential & Commercial | USHP | Ducted CEE Tier 1
211240292 | Central HP <5.4 tons | COMFORTMAKER | HRCU-A-CB (Split System: Heat Pump with Remote Outdoor Unit-Air-Source) | DLCURAH24ABK |  |  | EA*4X24L14A* | *96VTN0401410A* | 23400 | 15.5 | 8.5 | 26800 | 24800 | 92.54% | 2.04 | 0 | 9.5 |  |  |  |  | R-410A | 1.95 | Residential & Commercial | USHP
211240422 | Central HP <5.4 tons | COMFORTMAKER | HRCU-A-CB (Split System: Heat Pump with Remote Outdoor Unit-Air-Source) | DLCURAH24ABK |  |  | EA*4X24L17A* | *96VSN0801716A* | 23800 | 16.5 | 8.5 | 26800 | 24000 | 89.55% | 1.98 | 0 | 10 |  |  |  |  | R-410A | 1.9833 | Residential & Commercial | USHP | Ducted CEE Tier 1
211240526 | Central HP <5.4 tons | COMFORTMAKER | HRCU-A-CB (Split System: Heat Pump with Remote Outdoor Unit-Air-Source) | DLCURAH24ABK |  |  | EA*4X24L17A* | *96VTN0401712A* | 23000 | 15.5 | 8.5 | 26400 | 26000 | 98.48% | 2.18 | 0 | 9.5 |  |  |  |  | R-410A | 1.9167 | Residential & Commercial | USHP
212983223 | Central HP <5.4 tons | DAY & NIGHT | HRCU-A-CB (Split System: Heat Pump with Remote Outdoor Unit-Air-Source) | DLCURAH24ABK |  |  | EN(A,D)4X30L17** | *92MSN0401712A* | 23400 | 15.5 | 8.1 | 26200 | 24200 | 92.37% | 1.98 | 0 | 10 |  |  |  |  | R-410A | 1.95 | Residential & Commercial | USHP | Ducted CEE Tier 1
212984079 | Central HP <5.4 tons | DAY & NIGHT | HRCU-A-CB (Split System: Heat Pump with Remote Outdoor Unit-Air-Source) | DLCURAH24ABK |  |  | EA*4X36L21A* | *92MSN0601714A* | 23800 | 17.5 | 8.5 | 26200 | 23600 | 90.08% | 1.96 | 0 | 10 |  |  |  |  | R-410A | 1.9833 | Residential & Commercial | USHP | Ducted CEE Tier 1
212984595 | Central HP <5.4 tons | DAY & NIGHT | HRCU-A-CB (Split System: Heat Pump with Remote Outdoor Unit-Air-Source) | DLCURAH24ABK |  |  | EA*4X30L17A* | *92MSN0801716A* | 23400 | 17.5 | 8.5 | 26200 | 24800 | 94.66% | 2.08 | 0 | 10 |  |  |  |  | R-410A | 1.95 | Residential & Commercial | USHP | Ducted CEE Tier 1
212985799 | Central HP <5.4 tons | DAY & NIGHT | HRCU-A-CB (Split System: Heat Pump with Remote Outdoor Unit-Air-Source) | DLCURAH24ABK |  |  | EA*4X30L17A* | *96MSN0261410A* | 23400 | 16.5 | 8.5 | 26200 | 25000 | 95.42% | 2.08 | 0 | 10 |  |  |  |  | R-410A | 1.95 | Residential & Commercial | USHP | Ducted CEE Tier 1
214650397 | Central HP <5.4 tons | JOHNSON CONTROLS | HRCU-A-CB (Split System: Heat Pump with Remote Outdoor Unit-Air-Source) | HH860E2S11 |  |  | CTU60D5XHS1+TXV | TM9Y120D20MP11 | 53500 | 19 | 8.5 | 54500 | 39500 | 72.48% | 2 | 0 | 11 |  |  |  |  | R-454B | 4.4583 | Residential & Commercial | USHP | Ducted CEE Tier 1
214650956 | Central HP <5.4 tons | JOHNSON CONTROLS | HRCU-A-CB (Split System: Heat Pump with Remote Outdoor Unit-Air-Source) | HH860E2S11 |  |  | CTU60D5XHS1+TXV | Z8ES130D20SMPS1 | 54000 | 19 | 9 | 53500 | 38500 | 71.96% | 2 | 0 | 12 |  |  |  |  | R-454B | 4.5 | Residential & Commercial | USHP | Ducted CEE Tier 1
211243044 | Central HP <5.4 tons | COMFORTMAKER | HRCU-A-CB (Split System: Heat Pump with Remote Outdoor Unit-Air-Source) | DLCURAH24ABK |  |  | EA*4X37L17A* | *80ES(N,L)0701712A* | 24800 | 16.5 | 8.5 | 25800 | 21400 | 82.95% | 1.78 | 0 | 10 |  |  |  |  | R-410A | 2.0667 | Residential & Commercial | USHP | Ducted CEE Tier 1
211243101 | Central HP <5.4 tons | COMFORTMAKER | HRCU-A-CB (Split System: Heat Pump with Remote Outdoor Unit-Air-Source) | DLCURAH24ABK |  |  | EA*4X37L17A* | *95ESN0601714A* | 25200 | 16 | 8.5 | 26200 | 21200 | 80.92% | 1.76 | 0 | 10 |  |  |  |  | R-410A | 2.1 | Residential & Commercial | USHP | Ducted CEE Tier 1
214650389 | Central HP <5.4 tons | YORK | HRCU-A-CB (Split System: Heat Pump with Remote Outdoor Unit-Air-Source) | HH860E2S11 |  |  | CTU60D5XHS1+TXV | TMLE130D20MP11 | 54000 | 19 | 8.5 | 55000 | 38500 | 70% | 2 | 0 | 11.7 |  |  |  |  | R-454B | 4.5 | Residential & Commercial | USHP | Ducted CEE Tier 1
211243167 | Central HP <5.4 tons | COMFORTMAKER | HRCU-A-CB (Split System: Heat Pump with Remote Outdoor Unit-Air-Source) | DLCURAH24ABK |  |  | EA*4X37L17A* | OMV098J12* | 24200 | 16.5 | 8.5 | 25400 | 21800 | 85.83% | 1.82 | 0 | 10 |  |  |  |  | R-410A | 2.0167 | Residential & Commercial | USHP | Ducted CEE Tier 1
211243753 | Central HP <5.4 tons | COMFORTMAKER | HRCU-A-CB (Split System: Heat Pump with Remote Outdoor Unit-Air-Source) | DLCURAH24ABK |  |  | EN(A,D)4X24L14** | *95ESN0601412A* | 24000 | 15.2 | 8.5 | 27200 | 23000 | 84.56% | 1.88 | 0 | 10 |  |  |  |  | R-410A | 2 | Residential & Commercial | USHP | Ducted CEE Tier 1
216571337 | Central HP <5.4 tons | AMERICAN STANDARD | HRCU-A-CB (Split System: Heat Pump with Remote Outdoor Unit-Air-Source) | 5A6V8X60A1 |  |  | 5PX*D010AS3 | S8V2C080M5PDB | 54000 | 18.1 | 8.5 | 55000 | 39500 | 71.82% | 2 | 0 | 10 |  |  |  |  | R-454B | 4.5 | Residential & Commercial | USHP | Ducted CEE Tier 1
212988643 | Central HP <5.4 tons | DAY & NIGHT | HRCU-A-CB (Split System: Heat Pump with Remote Outdoor Unit-Air-Source) | DLCURAH24ABK |  |  | EA*4X24L17A* | *95MSU0401712A* | 23400 | 16.5 | 8.5 | 27000 | 26200 | 97.04% | 2.2 | 0 | 10 |  |  |  |  | R-410A | 1.95 | Residential & Commercial | USHP | Ducted CEE Tier 1
212989615 | Central HP <5.4 tons | DAY & NIGHT | HRCU-A-CB (Split System: Heat Pump with Remote Outdoor Unit-Air-Source) | DLCURAH24ABK |  |  | EA*4X37L21A* | *95MSU0802120A* | 24000 | 17.5 | 8.5 | 25200 | 21800 | 86.51% | 1.82 | 0 | 10 |  |  |  |  | R-410A | 2 | Residential & Commercial | USHP | Ducted CEE Tier 1
215939690 | Central HP <5.4 tons | DAY & NIGHT | HRCU-A-CB (Split System: Heat Pump with Remote Outdoor Unit-Air-Source) | C5H3V36*K*AAA* |  |  | EA*5X42M21A*+WALLCON | *97CTN0801716A* | 32400 | 19.5 | 9.5 | 35200 | 27200 | 77.27% | 2 | 0 | 11 |  |  |  |  | R-454B | 2.7 | Residential & Commercial | USHP | Ducted CEE Tier 1
215940090 | Central HP <5.4 tons | DAY & NIGHT | HRCU-A-CB (Split System: Heat Pump with Remote Outdoor Unit-Air-Source) | C5H3V36*K*AAA* |  |  | ESH5X42M12A*+WALLCON | *97CTN1202422A* | 33600 | 19 | 9 | 34600 | 26600 | 76.88% | 1.94 | 0 | 11.5 |  |  |  |  | R-454B | 2.8 | Residential & Commercial | USHP | Ducted CEE Tier 1
215940140 | Central HP <5.4 tons | DAY & NIGHT | HRCU-A-CB (Split System: Heat Pump with Remote Outdoor Unit-Air-Source) | C5H3V36*K*AAA* |  |  | ESH5X48M12A*+WALLCON | *97CTN0801716A* | 33400 | 19 | 9 | 35200 | 27000 | 76.7% | 1.92 | 0 | 11 |  |  |  |  | R-454B | 2.7833 | Residential & Commercial | USHP | Ducted CEE Tier 1
215940190 | Central HP <5.4 tons | DAY & NIGHT | HRCU-A-CB (Split System: Heat Pump with Remote Outdoor Unit-Air-Source) | C5H3V36*K*AAA* |  |  | ESH5X60M12A*+WALLCON | *80CSU0401712B* | 34200 | 19.5 | 9 | 34200 | 26000 | 76.02% | 1.94 | 0 | 11.7 |  |  |  |  | R-454B | 2.85 | Residential & Commercial | USHP | Ducted CEE Tier 1
216769657 | Central HP <5.4 tons | ARMSTRONG AIR | HRCU-A-CB (Split System: Heat Pump with Remote Outdoor Unit-Air-Source) | A7SCP18V24P-**A |  |  | 7EH30BX-**+TDR | A97US2V070B12S* | 24000 | 17.4 | 9 | 24000 | 20800 | 86.67% | 1.8 | 0 | 12 |  |  |  |  | R-454B | 2 | Residential & Commercial | USHP | Ducted CEE Tier 1
208101265 | Central HP <5.4 tons | AURORA | HRCU-A-CB (Split System: Heat Pump with Remote Outdoor Unit-Air-Source) | AU-LXU48-2A-O |  |  | AU-LCU48-2A-I | 0 | 47000 | 15.6 | 9.4 | 50000 | 46000 | 92% | 1.9 | 8.5 | 8.2 |  |  |  |  | R-410A | 3.9167 | Residential & Commercial | USHP
215942396 | Central HP <5.4 tons | DAY & NIGHT | HRCU-A-CB (Split System: Heat Pump with Remote Outdoor Unit-Air-Source) | C5H3V36*K*AAA* |  |  | EVM5X49M21A*+WALLCON | *96CTN0601714B* | 35200 | 21 | 8.5 | 37400 | 28000 | 74.87% | 2.06 | 0 | 11.7 |  |  |  |  | R-454B | 2.9333 | Residential & Commercial | USHP | Ducted CEE Tier 1
216618973 | Central HP <5.4 tons | ARMSTRONG AIR | HRCU-A-CB (Split System: Heat Pump with Remote Outdoor Unit-Air-Source) | A7SCP18V60P-**A |  |  | 7AH1AE48PX-** | 0 | 46000 | 17.5 | 9 | 48000 | 43000 | 89.58% | 1.8 | 0 | 11 |  |  |  |  | R-454B | 3.8333 | Residential & Commercial | USHP | Ducted CEE Tier 1
216619007 | Central HP <5.4 tons | ARMSTRONG AIR | HRCU-A-C (Split System: Heat Pump with Remote Outdoor Unit with No Indoor Fan --Air Source) | A7SCP18V60P-**A |  |  | 7E[C,U]60DX-**+TDR | 0 | 52000 | 15.2 | 8.1 | 54000 | 41500 | 76.85% | 1.8 | 0 | 10 |  |  |  |  | R-454B | 4.3333 | Residential & Commercial | USHP | Ducted CEE Tier 1
212977608 | Central HP <5.4 tons | TEMPSTAR | HRCU-A-CB (Split System: Heat Pump with Remote Outdoor Unit-Air-Source) | DLCURAH24ABK |  |  | EA*4X30L14A* | *80MS(N,L)0451412A* | 23600 | 17 | 8.5 | 26400 | 24600 | 93.18% | 2.04 | 0 | 10 |  |  |  |  | R-410A | 1.9667 | Residential & Commercial | USHP | Ducted CEE Tier 1
215853506 | Central HP <5.4 tons | JOHNSON CONTROLS | HRCU-A-CB (Split System: Heat Pump with Remote Outdoor Unit-Air-Source) | HH860E2S11 |  |  | CTM60D5CJS1 | Z8ES130D20SMPS1 | 53500 | 19 | 9 | 55000 | 39500 | 71.82% | 2 | 0 | 11 |  |  |  |  | R-454B | 4.4583 | Residential & Commercial | USHP | Ducted CEE Tier 1
215853508 | Central HP <5.4 tons | JOHNSON CONTROLS | HRCU-A-CB (Split System: Heat Pump with Remote Outdoor Unit-Air-Source) | HH860E2S11 |  |  | CTM60D5CJS1 | Z9ES120D20SMPS1 | 53000 | 18 | 9 | 55000 | 40000 | 72.73% | 2 | 0 | 10 |  |  |  |  | R-454B | 4.4167 | Residential & Commercial | USHP | Ducted CEE Tier 1
214584645 | Central HP <5.4 tons | JOHNSON CONTROLS | HRCU-A-CB (Split System: Heat Pump with Remote Outdoor Unit-Air-Source) | HH860E2S11 |  |  | CTM60C5CGS1 | Z8ES120C20SMPS1 | 44000 | 18 | 9 | 44500 | 33400 | 75.06% | 2 | 0 | 11.7 |  |  |  |  | R-454B | 3.6667 | Residential & Commercial | USHP | Ducted CEE Tier 1
214584730 | Central HP <5.4 tons | JOHNSON CONTROLS | HRCU-A-CB (Split System: Heat Pump with Remote Outdoor Unit-Air-Source) | HH860E2S11 |  |  | CTF60D5CGS1 | Z8ES130D20SMPS1 | 45000 | 18 | 9 | 45000 | 33200 | 73.78% | 2 | 0 | 12 |  |  |  |  | R-454B | 3.75 | Residential & Commercial | USHP | Ducted CEE Tier 1
216618984 | Central HP <5.4 tons | ARMSTRONG AIR | HRCU-A-C (Split System: Heat Pump with Remote Outdoor Unit with No Indoor Fan --Air Source) | A7SCP18V24P-**A |  |  | 7EH24BX-**+TDR | 0 | 24000 | 15.2 | 8.5 | 24000 | 22800 | 95% | 1.75 | 0 | 11.7 |  |  |  |  | R-454B | 2 | Residential & Commercial | USHP | Ducted CEE Tier 1
216618986 | Central HP <5.4 tons | ARMSTRONG AIR | HRCU-A-C (Split System: Heat Pump with Remote Outdoor Unit with No Indoor Fan --Air Source) | A7SCP18V24P-**A |  |  | 7EH30BX-**+TDR | 0 | 24000 | 15.2 | 8.5 | 24000 | 23400 | 97.5% | 1.75 | 0 | 11.7 |  |  |  |  | R-454B | 2 | Residential & Commercial | USHP | Ducted CEE Tier 1
216619011 | Central HP <5.4 tons | ARMSTRONG AIR | HRCU-A-C (Split System: Heat Pump with Remote Outdoor Unit with No Indoor Fan --Air Source) | A7SCP18V60P-**A |  |  | 7ED60DX-**+TDR | 0 | 51000 | 15.2 | 8.5 | 54000 | 41500 | 76.85% | 1.95 | 0 | 10 |  |  |  |  | R-454B | 4.25 | Residential & Commercial | USHP | Ducted CEE Tier 1
214243194 | Central HP <5.4 tons | TEMPSTAR | HRCU-A-CB (Split System: Heat Pump with Remote Outdoor Unit-Air-Source) | TVH825GKA2* |  |  | EN(A,D,W)4X48L21**+WALLCON | *96CTN1002122B* | 24200 | 17 | 8.1 | 21200 | 16600 | 78.3% | 2.02 | 0 | 11.5 |  |  |  |  | R-410A | 2.0167 | Residential & Commercial | USHP | Ducted CEE Tier 1
212978169 | Central HP <5.4 tons | HEIL | HRCU-A-CB (Split System: Heat Pump with Remote Outdoor Unit-Air-Source) | DLCURAH24ABK |  |  | EN(A,D)4X24L14** | *80MS(N,L)0701412A* | 23200 | 17 | 8.5 | 26800 | 25400 | 94.78% | 2.14 | 0 | 10 |  |  |  |  | R-410A | 1.9333 | Residential & Commercial | USHP | Ducted CEE Tier 1
212978704 | Central HP <5.4 tons | HEIL | HRCU-A-CB (Split System: Heat Pump with Remote Outdoor Unit-Air-Source) | DLCURAH24ABK |  |  | EN(A,D)4X24L17** | *80MS(N,L)0701712A* | 23400 | 17 | 8.5 | 27000 | 24800 | 91.85% | 2.08 | 0 | 10 |  |  |  |  | R-410A | 1.95 | Residential & Commercial | USHP | Ducted CEE Tier 1
210473490 | Central HP <5.4 tons | CARRIER | HRCU-A-CB (Split System: Heat Pump with Remote Outdoor Unit-Air-Source) | 25VNA825A*032* |  |  | CAP**4824AL*+UI | 59MN7B100C21**22 | 24200 | 16.5 | 8.1 | 21000 | 16500 | 78.57% | 2.02 | 0 | 11 |  |  |  |  | R-410A | 2.0167 | Residential & Commercial | USHP | Ducted CEE Tier 1
210474058 | Central HP <5.4 tons | CARRIER | HRCU-A-CB (Split System: Heat Pump with Remote Outdoor Unit-Air-Source) | 25VNA825A*032* |  |  | CNPV*4824AL*+UI | 59CU5A080C21**20 | 24200 | 17 | 8.1 | 21200 | 16600 | 78.3% | 2.02 | 0 | 11.5 |  |  |  |  | R-410A | 2.0167 | Residential & Commercial | USHP | Ducted CEE Tier 1
211207000 | Central HP <5.4 tons | FRASER-JOHNSTON | HRCU-A-CB (Split System: Heat Pump with Remote Outdoor Unit-Air-Source) | HL20B4821 |  |  | XAMC48HE3N1+CC | TPLC100C16MP13 | 43500 | 19 | 9 | 44500 | 36200 | 81.35% | 2.14 | 0 | 12 |  |  |  |  | R-410A | 3.625 | Residential & Commercial | USHP | Ducted CEE Tier 1
211253511 | Central HP <5.4 tons | NOVAIR | HRCU-A-CB (Split System: Heat Pump with Remote Outdoor Unit-Air-Source) | LEA18-EVOX-30-O |  |  | LEA18-EVOX-30-I | 0 | 18000 | 18 | 9.3 | 19000 | 16500 | 86.84% | 2.04 | 12.5 | 12.4 |  |  |  |  | R-410A | 1.5 | Residential & Commercial | USHP | Ducted CEE Tier 1
214253211 | Central HP <5.4 tons | TRANE | HRCU-A-CB (Split System: Heat Pump with Remote Outdoor Unit-Air-Source) | 4TWV0X60A1 |  |  | 4PX*DU60BS3 | S8V2D120M5PDB | 54000 | 19 | 8.2 | 52000 | 39500 | 75.96% | 1.8 | 0 | 11.7 |  |  |  |  | R-410A | 4.5 | Residential & Commercial | USHP | Ducted CEE Tier 1
216571093 | Central HP <5.4 tons | AMERICAN STANDARD | HRCU-A-CB (Split System: Heat Pump with Remote Outdoor Unit-Air-Source) | 5A6V0X48A1 |  |  | 5PX*CD09AS3 | *DHMC100CCV4+LRP | 45000 | 19.6 | 9.4 | 46500 | 33400 | 71.83% | 2 | 0 | 12 |  |  |  |  | R-454B | 3.75 | Residential & Commercial | USHP | Ducted CEE Tier 1
211081285 | Central HP <5.4 tons | TRANE | HRCU-A-CB (Split System: Heat Pump with Remote Outdoor Unit-Air-Source) | 4TWV8X60A1 |  |  | 4PX*DU60BS3 | S8V2D120M5PDA | 54000 | 18 | 8.2 | 52000 | 39500 | 75.96% | 1.83 | 12 | 11.7 |  |  |  |  | R-410A | 4.5 | Residential & Commercial | USHP | Ducted CEE Tier 1
214719964 | Central HP <5.4 tons | JOHNSON CONTROLS | HRCU-A-CB (Split System: Heat Pump with Remote Outdoor Unit-Air-Source) | HH860E2S11 |  |  | CTU60C5XGS1+TXV | TPLC100C20MP13 | 44500 | 18 | 9 | 45000 | 33800 | 75.11% | 2 | 0 | 11 |  |  |  |  | R-454B | 3.7083 | Residential & Commercial | USHP | Ducted CEE Tier 1
216570961 | Central HP <5.4 tons | AMERICAN STANDARD | HRCU-A-CB (Split System: Heat Pump with Remote Outdoor Unit-Air-Source) | 5A6V0X36A1 |  |  | 5PX*BD06AS3 | S8V2B060M4PCB | 35000 | 19.6 | 9.4 | 33600 | 25200 | 75% | 2.1 | 0 | 12 |  |  |  |  | R-454B | 2.9167 | Residential & Commercial | USHP | Ducted CEE Tier 1
216571011 | Central HP <5.4 tons | AMERICAN STANDARD | HRCU-A-CB (Split System: Heat Pump with Remote Outdoor Unit-Air-Source) | 5A6V0X36A1 |  |  | 5PX*CD09AS3 | S8V2C080M5PCB | 35600 | 20 | 9.4 | 31800 | 24600 | 77.36% | 2.1 | 0 | 12.7 |  |  |  |  | R-454B | 2.9667 | Residential & Commercial | USHP | Ducted CEE Tier 1
216571027 | Central HP <5.4 tons | AMERICAN STANDARD | HRCU-A-CB (Split System: Heat Pump with Remote Outdoor Unit-Air-Source) | 5A6V0X36A1 |  |  | 5TXCB004AS3 | S8V2A040M3PCB | 33800 | 19 | 9.7 | 31600 | 24800 | 78.48% | 2.1 | 0 | 12 |  |  |  |  | R-454B | 2.8167 | Residential & Commercial | USHP | Ducted CEE Tier 1
216769648 | Central HP <5.4 tons | AIREASE | HRCU-A-CB (Split System: Heat Pump with Remote Outdoor Unit-Air-Source) | A7SCP18V24P-**A |  |  | 7EH24BX-**+TDR | A97US2V045B12S* | 24000 | 17.3 | 9 | 24000 | 20800 | 86.67% | 1.8 | 0 | 11.7 |  |  |  |  | R-454B | 2 | Residential & Commercial | USHP | Ducted CEE Tier 1
216618961 | Central HP <5.4 tons | ARMSTRONG AIR | HRCU-A-CB (Split System: Heat Pump with Remote Outdoor Unit-Air-Source) | A7SCP18V24P-**A |  |  | 7AH1AV30PX-** | 0 | 24000 | 17.5 | 9.4 | 24000 | 23200 | 96.67% | 1.75 | 0 | 12 |  |  |  |  | R-454B | 2 | Residential & Commercial | USHP | Ducted CEE Tier 1
216618975 | Central HP <5.4 tons | ARMSTRONG AIR | HRCU-A-CB (Split System: Heat Pump with Remote Outdoor Unit-Air-Source) | A7SCP18V60P-**A |  |  | 7AH2AV48PXC-** | 0 | 46500 | 17.5 | 9 | 48000 | 43000 | 89.58% | 1.8 | 0 | 10.5 |  |  |  |  | R-454B | 3.875 | Residential & Commercial | USHP | Ducted CEE Tier 1
216618977 | Central HP <5.4 tons | ARMSTRONG AIR | HRCU-A-CB (Split System: Heat Pump with Remote Outdoor Unit-Air-Source) | A7SCP18V60P-**A |  |  | 7AH2AV60PXC-** | 0 | 55500 | 16.6 | 9 | 56000 | 43000 | 76.79% | 1.85 | 0 | 10 |  |  |  |  | R-454B | 4.625 | Residential & Commercial | USHP | Ducted CEE Tier 1
214606479 | Central HP <5.4 tons | JOHNSON CONTROLS | HRCU-A-C (Split System: Heat Pump with Remote Outdoor Unit with No Indoor Fan --Air Source) | HH824E2S11 |  |  | CTF30B5ACS1 | 0 | 23000 | 15.2 | 8.5 | 23000 | 17400 | 75.65% | 2 | 0 | 11 |  |  |  |  | R-454B | 1.9167 | Residential & Commercial | USHP | Ducted CEE Tier 1
212971654 | Central HP <5.4 tons | CARRIER | HRCU-A-CB (Split System: Heat Pump with Remote Outdoor Unit-Air-Source) | 38MURAQ24AB3* |  |  | CAP**3617AL* | 58TP*B070V17**16 | 23800 | 17 | 8.5 | 26200 | 23800 | 90.84% | 1.98 | 0 | 10 |  |  |  |  | R-410A | 1.9833 | Residential & Commercial | USHP | Ducted CEE Tier 1
211240589 | Central HP <5.4 tons | COMFORTMAKER | HRCU-A-CB (Split System: Heat Pump with Remote Outdoor Unit-Air-Source) | DLCURAH24ABK |  |  | EA*4X24L17A* | *96VTN0401410A* | 23400 | 15.5 | 8.5 | 26800 | 24800 | 92.54% | 2.04 | 0 | 10 |  |  |  |  | R-410A | 1.95 | Residential & Commercial | USHP | Ducted CEE Tier 1
211240642 | Central HP <5.4 tons | COMFORTMAKER | HRCU-A-CB (Split System: Heat Pump with Remote Outdoor Unit-Air-Source) | DLCURAH24ABK |  |  | EA*4X24L17A* | *80ES(N,L)0451712A* | 23800 | 16.5 | 8.5 | 26800 | 24200 | 90.3% | 2 | 0 | 10 |  |  |  |  | R-410A | 1.9833 | Residential & Commercial | USHP | Ducted CEE Tier 1
211240840 | Central HP <5.4 tons | COMFORTMAKER | HRCU-A-CB (Split System: Heat Pump with Remote Outdoor Unit-Air-Source) | DLCURAH24ABK |  |  | EA*4X25L17A* | *96VSN0401712A* | 23800 | 16 | 8.1 | 25200 | 21800 | 86.51% | 1.82 | 0 | 10 |  |  |  |  | R-410A | 1.9833 | Residential & Commercial | USHP | Ducted CEE Tier 1
211242344 | Central HP <5.4 tons | COMFORTMAKER | HRCU-A-CB (Split System: Heat Pump with Remote Outdoor Unit-Air-Source) | DLCURAH24ABK |  |  | EA*4X36L21A* | *96VTN1002122A* | 23800 | 17 | 8.5 | 25800 | 23200 | 89.92% | 1.92 | 0 | 10 |  |  |  |  | R-410A | 1.9833 | Residential & Commercial | USHP | Ducted CEE Tier 1
211241258 | Central HP <5.4 tons | COMFORTMAKER | HRCU-A-CB (Split System: Heat Pump with Remote Outdoor Unit-Air-Source) | DLCURAH24ABK |  |  | EA*4X30L14A* | *96VSN0601412A* | 23400 | 16.5 | 8.5 | 25800 | 24200 | 93.8% | 2 | 0 | 10 |  |  |  |  | R-410A | 1.95 | Residential & Commercial | USHP | Ducted CEE Tier 1
211242481 | Central HP <5.4 tons | COMFORTMAKER | HRCU-A-CB (Split System: Heat Pump with Remote Outdoor Unit-Air-Source) | DLCURAH24ABK |  |  | EA*4X36L21A* | *96VTN0801716A* | 24400 | 16.5 | 8.5 | 26200 | 22400 | 85.5% | 1.86 | 0 | 10 |  |  |  |  | R-410A | 2.0333 | Residential & Commercial | USHP | Ducted CEE Tier 1
212978653 | Central HP <5.4 tons | CARRIER | HRCU-A-CB (Split System: Heat Pump with Remote Outdoor Unit-Air-Source) | 38MURAQ24AB3* |  |  | CAP**3617AL* | 58S(B,C)*B070M17**12 | 23600 | 17.5 | 8.5 | 26000 | 24200 | 93.08% | 2.02 | 0 | 10 |  |  |  |  | R-410A | 1.9667 | Residential & Commercial | USHP | Ducted CEE Tier 1
214253513 | Central HP <5.4 tons | TRANE | HRCU-A-CB (Split System: Heat Pump with Remote Outdoor Unit-Air-Source) | 4TWV8X60A1 |  |  | 4PX*DU60BS3 | S8V2D120M5PDB | 54000 | 18 | 8.2 | 52000 | 39500 | 75.96% | 1.8 | 0 | 11.7 |  |  |  |  | R-410A | 4.5 | Residential & Commercial | USHP | Ducted CEE Tier 1
214253515 | Central HP <5.4 tons | TRANE | HRCU-A-CB (Split System: Heat Pump with Remote Outdoor Unit-Air-Source) | 4TWV8X60A1 |  |  | 4PX*DU60BS3 | S8V2D120M5PCB | 54000 | 18 | 8.2 | 52000 | 39500 | 75.96% | 1.8 | 0 | 11.7 |  |  |  |  | R-410A | 4.5 | Residential & Commercial | USHP | Ducted CEE Tier 1
211245112 | Central HP <5.4 tons | COMFORTMAKER | HRCU-A-CB (Split System: Heat Pump with Remote Outdoor Unit-Air-Source) | DLCURAH24ABK |  |  | EN(A,D,W)4X36L17** | *80ES(N,L)0451412A* | 24600 | 16 | 8.1 | 26600 | 22400 | 84.21% | 1.84 | 0 | 10.5 |  |  |  |  | R-410A | 2.05 | Residential & Commercial | USHP | Ducted CEE Tier 1
211245796 | Central HP <5.4 tons | COMFORTMAKER | HRCU-A-CB (Split System: Heat Pump with Remote Outdoor Unit-Air-Source) | DLCURAH24ABK |  |  | FEM4P30**AL | 0 | 24000 | 17 | 8.5 | 26200 | 23400 | 89.31% | 1.94 | 0 | 10 |  |  |  |  | R-410A | 2 | Residential & Commercial | USHP | Ducted CEE Tier 1
216618956 | Central HP <5.4 tons | ARMSTRONG AIR | HRCU-A-CB (Split System: Heat Pump with Remote Outdoor Unit-Air-Source) | A7SCP18V24P-**A |  |  | 7AH1AC18PX-** | 0 | 23200 | 15.2 | 9 | 24000 | 23200 | 96.67% | 1.75 | 0 | 11.7 |  |  |  |  | R-454B | 1.9333 | Residential & Commercial | USHP | Ducted CEE Tier 1
211242612 | Central HP <5.4 tons | COMFORTMAKER | HRCU-A-CB (Split System: Heat Pump with Remote Outdoor Unit-Air-Source) | DLCURAH24ABK |  |  | EA*4X36L21A* | *80ES(N,L)1102120A* | 25200 | 16.5 | 8.5 | 26800 | 21800 | 81.34% | 1.8 | 0 | 10 |  |  |  |  | R-410A | 2.1 | Residential & Commercial | USHP | Ducted CEE Tier 1
211242646 | Central HP <5.4 tons | COMFORTMAKER | HRCU-A-CB (Split System: Heat Pump with Remote Outdoor Unit-Air-Source) | DLCURAH24ABK |  |  | EA*4X36L21A* | *92ESN0802120A* | 25000 | 17 | 8.5 | 26600 | 21800 | 81.95% | 1.82 | 0 | 10.5 |  |  |  |  | R-410A | 2.0833 | Residential & Commercial | USHP | Ducted CEE Tier 1
211242712 | Central HP <5.4 tons | COMFORTMAKER | HRCU-A-CB (Split System: Heat Pump with Remote Outdoor Unit-Air-Source) | DLCURAH24ABK |  |  | EA*4X36L21A* | *80ESU0601716A | 25000 | 17 | 8.5 | 26600 | 21800 | 81.95% | 1.82 | 0 | 10.5 |  |  |  |  | R-410A | 2.0833 | Residential & Commercial | USHP | Ducted CEE Tier 1
211242880 | Central HP <5.4 tons | COMFORTMAKER | HRCU-A-CB (Split System: Heat Pump with Remote Outdoor Unit-Air-Source) | DLCURAH24ABK |  |  | EA*4X37L17A* | *95ESU0601716A* | 24800 | 17 | 8.5 | 25600 | 21400 | 83.59% | 1.8 | 0 | 10.5 |  |  |  |  | R-410A | 2.0667 | Residential & Commercial | USHP | Ducted CEE Tier 1
211242946 | Central HP <5.4 tons | COMFORTMAKER | HRCU-A-CB (Split System: Heat Pump with Remote Outdoor Unit-Air-Source) | DLCURAH24ABK |  |  | EA*4X37L17A* | *95ESN0401410A* | 24800 | 15.2 | 8.5 | 26200 | 21200 | 80.92% | 1.76 | 0 | 10 |  |  |  |  | R-410A | 2.0667 | Residential & Commercial | USHP | Ducted CEE Tier 1
211243532 | Central HP <5.4 tons | COMFORTMAKER | HRCU-A-CB (Split System: Heat Pump with Remote Outdoor Unit-Air-Source) | DLCURAH24ABK |  |  | EA*4X37L21A* | *80ES(N,L)0901714A* | 25400 | 17 | 8.5 | 25800 | 20600 | 79.84% | 1.76 | 0 | 10.5 |  |  |  |  | R-410A | 2.1167 | Residential & Commercial | USHP | Ducted CEE Tier 1
216734614 | Central HP <5.4 tons | DAY & NIGHT | HRCU-A-CB (Split System: Heat Pump with Remote Outdoor Unit-Air-Source) | D5CUHAH24AAK |  |  | EA*5X36M17A* | *92MSN0801716A* | 22400 | 16.5 | 8.1 | 20800 | 18600 | 89.42% | 1.9 | 0 | 11 |  |  |  |  | R-454B | 1.8667 | Residential & Commercial | USHP | Ducted CEE Tier 1
215940340 | Central HP <5.4 tons | DAY & NIGHT | HRCU-A-CB (Split System: Heat Pump with Remote Outdoor Unit-Air-Source) | C5H3V36*K*AAA* |  |  | EVM5X49M21A*+WALLCON | *80CSU0401712B* | 35600 | 22 | 8.5 | 38000 | 28600 | 75.26% | 2.04 | 0 | 12.5 |  |  |  |  | R-454B | 2.9667 | Residential & Commercial | USHP | Ducted CEE Tier 1
215940590 | Central HP <5.4 tons | DAY & NIGHT | HRCU-A-CB (Split System: Heat Pump with Remote Outdoor Unit-Air-Source) | C5H3V36*K*AAA* |  |  | EVD5X38M17A*+WALLCON | *80CSU0601716B* | 35600 | 22 | 8.5 | 38000 | 28600 | 75.26% | 2.02 | 0 | 12 |  |  |  |  | R-454B | 2.9667 | Residential & Commercial | USHP | Ducted CEE Tier 1
215940640 | Central HP <5.4 tons | DAY & NIGHT | HRCU-A-CB (Split System: Heat Pump with Remote Outdoor Unit-Air-Source) | C5H3V36*K*AAA* |  |  | EVD5X42M21A*+WALLCON | *80CSU0601716B* | 34400 | 21 | 8.5 | 38500 | 28000 | 72.73% | 2.04 | 0 | 12 |  |  |  |  | R-454B | 2.8667 | Residential & Commercial | USHP | Ducted CEE Tier 1
215940860 | Central HP <5.4 tons | DAY & NIGHT | HRCU-A-CB (Split System: Heat Pump with Remote Outdoor Unit-Air-Source) | C5H3V36*K*AAA* |  |  | EVD5X60M21A*+WALLCON | *97CTN0802120A* | 35600 | 21.5 | 8.5 | 38000 | 28600 | 75.26% | 2.02 | 0 | 12 |  |  |  |  | R-454B | 2.9667 | Residential & Commercial | USHP | Ducted CEE Tier 1
215942616 | Central HP <5.4 tons | DAY & NIGHT | HRCU-A-CB (Split System: Heat Pump with Remote Outdoor Unit-Air-Source) | C5H3V36*K*AAA* |  |  | EVM5X61M24A*+WALLCON | *97CTN0802120A* | 36000 | 22 | 8.5 | 37400 | 28200 | 75.4% | 2.04 | 0 | 12.5 |  |  |  |  | R-454B | 3 | Residential & Commercial | USHP | Ducted CEE Tier 1
216734382 | Central HP <5.4 tons | DAY & NIGHT | HRCU-A-CB (Split System: Heat Pump with Remote Outdoor Unit-Air-Source) | D5CUHAH24AAK |  |  | EA*5X36M17A* | *80MS(N,L)0701412A* | 22400 | 16.5 | 8.5 | 20800 | 18700 | 89.9% | 1.96 | 0 | 11 |  |  |  |  | R-454B | 1.8667 | Residential & Commercial | USHP | Ducted CEE Tier 1
216619015 | Central HP <5.4 tons | AIREASE | HRCU-A-CB (Split System: Heat Pump with Remote Outdoor Unit-Air-Source) | A7SCP18V24P-**A |  |  | 7AH1AE24PX-** | 0 | 23600 | 17.5 | 9.5 | 24000 | 23000 | 95.83% | 1.8 | 0 | 12 |  |  |  |  | R-454B | 1.9667 | Residential & Commercial | USHP | Ducted CEE Tier 1
216619030 | Central HP <5.4 tons | AIREASE | HRCU-A-CB (Split System: Heat Pump with Remote Outdoor Unit-Air-Source) | A7SCP18V60P-**A |  |  | 7AH2AV42PXC-** | 0 | 46500 | 18 | 9.5 | 48000 | 42500 | 88.54% | 1.85 | 0 | 11 |  |  |  |  | R-454B | 3.875 | Residential & Commercial | USHP | Ducted CEE Tier 1
211229545 | Central HP <5.4 tons | COMFORTMAKER | HRCU-A-CB (Split System: Heat Pump with Remote Outdoor Unit-Air-Source) | DLCURAH36ABK |  |  | EA*4X48L24A* | *96VSN1002120A* | 36000 | 16 | 8.5 | 38500 | 34600 | 89.87% | 2.06 | 0 | 10 |  |  |  |  | R-410A | 3 | Residential & Commercial | USHP | Ducted CEE Tier 1
212987369 | Central HP <5.4 tons | DAY & NIGHT | HRCU-A-CB (Split System: Heat Pump with Remote Outdoor Unit-Air-Source) | DLCURAH24ABK |  |  | EA*4X24L17A* | *96MSN0801716A* | 23400 | 16.5 | 8.5 | 27000 | 26000 | 96.3% | 2.16 | 0 | 10 |  |  |  |  | R-410A | 1.95 | Residential & Commercial | USHP | Ducted CEE Tier 1
216770151 | Central HP <5.4 tons | OUELLET | HRCU-A-C (Split System: Heat Pump with Remote Outdoor Unit with No Indoor Fan --Air Source) | OFLX1-H36A-O |  |  | GCAC24F/NHA | 0 | 23000 | 15.2 | 8.5 | 24000 | 21600 | 90% | 1.8 | 0 | 11 |  |  |  |  | R-32 | 1.9167 | Residential & Commercial | USHP | Ducted CEE Tier 1
215942416 | Central HP <5.4 tons | DAY & NIGHT | HRCU-A-CB (Split System: Heat Pump with Remote Outdoor Unit-Air-Source) | C5H3V36*K*AAA* |  |  | EVM5X60M21A*+WALLCON | *96CTN0601714B* | 35200 | 21 | 8.5 | 37400 | 28000 | 74.87% | 2.06 | 0 | 11.7 |  |  |  |  | R-454B | 2.9333 | Residential & Commercial | USHP | Ducted CEE Tier 1
212989627 | Central HP <5.4 tons | DAY & NIGHT | HRCU-A-CB (Split System: Heat Pump with Remote Outdoor Unit-Air-Source) | DLCURAH24ABK |  |  | EN(A,D)4X36L21** | *95MSU0802120A* | 23400 | 17 | 8.5 | 26200 | 24600 | 93.89% | 2.04 | 0 | 10.5 |  |  |  |  | R-410A | 1.95 | Residential & Commercial | USHP | Ducted CEE Tier 1
214573750 | Central HP <5.4 tons | HEIL | HRCU-A-CB (Split System: Heat Pump with Remote Outdoor Unit-Air-Source) | HVH837GKA2* |  |  | EA*4X42L21A*+WALLCON | *95CSU1002122B* | 31800 | 17.5 | 8.5 | 32800 | 24400 | 74.39% | 1.9 | 0 | 11 |  |  |  |  | R-410A | 2.65 | Residential & Commercial | USHP | Ducted CEE Tier 1
212987053 | Central HP <5.4 tons | DAY & NIGHT | HRCU-A-CB (Split System: Heat Pump with Remote Outdoor Unit-Air-Source) | DLCURAH18ABK |  |  | EN(A,D)4X24L14** | *96MSN0601412A* | 17300 | 16 | 8.1 | 18300 | 19200 | 104.9% | 2.32 | 0 | 10.5 |  |  |  |  | R-410A | 1.4417 | Residential & Commercial | USHP | Ducted CEE Tier 1
212987537 | Central HP <5.4 tons | DAY & NIGHT | HRCU-A-CB (Split System: Heat Pump with Remote Outdoor Unit-Air-Source) | DLCURAH18ABK |  |  | EA*4X30L17A* | *96MSN0801716A* | 17300 | 16 | 8.1 | 17600 | 18300 | 104% | 2.2 | 0 | 10.5 |  |  |  |  | R-410A | 1.4417 | Residential & Commercial | USHP | Ducted CEE Tier 1
214574140 | Central HP <5.4 tons | HEIL | HRCU-A-CB (Split System: Heat Pump with Remote Outdoor Unit-Air-Source) | HVH837GKA2* |  |  | EA*4X61L21A*+WALLCON | *96CTN0802120B* | 33200 | 18.5 | 8.5 | 31800 | 24800 | 77.99% | 2 | 0 | 11.5 |  |  |  |  | R-410A | 2.7667 | Residential & Commercial | USHP | Ducted CEE Tier 1
214574190 | Central HP <5.4 tons | HEIL | HRCU-A-CB (Split System: Heat Pump with Remote Outdoor Unit-Air-Source) | HVH837GKA2* |  |  | EA*4X61L24A*+WALLCON | *97CMN0802120B* | 33200 | 17.5 | 8.5 | 31800 | 24800 | 77.99% | 2 | 0 | 11.5 |  |  |  |  | R-410A | 2.7667 | Residential & Commercial | USHP | Ducted CEE Tier 1
214574390 | Central HP <5.4 tons | HEIL | HRCU-A-CB (Split System: Heat Pump with Remote Outdoor Unit-Air-Source) | HVH837GKA2* |  |  | EHD4X60AAL+WALLCON | *80CTL0702120B* | 33000 | 17 | 8.5 | 32200 | 25000 | 77.64% | 2 | 0 | 11 |  |  |  |  | R-410A | 2.75 | Residential & Commercial | USHP | Ducted CEE Tier 1
216980434 | Central HP <5.4 tons | RUUD | HRCU-A-CB (Split System: Heat Pump with Remote Outdoor Unit-Air-Source) | RD18AY48AJVC |  |  | RH2TY4824STANN | 0 | 41500 | 19 | 9.5 | 41500 | 37600 | 90.6% | 2.1 | 0 | 12 |  |  |  |  | R-454B | 3.4583 | Residential & Commercial | USHP | Ducted CEE Tier 1
216734746 | Central HP <5.4 tons | DAY & NIGHT | HRCU-A-CB (Split System: Heat Pump with Remote Outdoor Unit-Air-Source) | D5CUHAH24AAK |  |  | EA*5X36M17A* | *95MSU0601716A* | 22400 | 16.5 | 8.5 | 20800 | 18700 | 89.9% | 1.96 | 0 | 10.5 |  |  |  |  | R-454B | 1.8667 | Residential & Commercial | USHP | Ducted CEE Tier 1
216735615 | Central HP <5.4 tons | DAY & NIGHT | HRCU-A-CB (Split System: Heat Pump with Remote Outdoor Unit-Air-Source) | D5CUHAH24AAK |  |  | EA*5X37M21A* | *80CTL0702120B* | 23600 | 15.5 | 8.5 | 21000 | 18600 | 88.57% | 1.98 | 0 | 11 |  |  |  |  | R-454B | 1.9667 | Residential & Commercial | USHP | Ducted CEE Tier 1
216734848 | Central HP <5.4 tons | DAY & NIGHT | HRCU-A-CB (Split System: Heat Pump with Remote Outdoor Unit-Air-Source) | D5CUHAH24AAK |  |  | EA*5X36M17A* | *97VTN0801716A* | 22200 | 16 | 8.1 | 20800 | 18700 | 89.9% | 1.85 | 0 | 10.5 |  |  |  |  | R-454B | 1.85 | Residential & Commercial | USHP | Ducted CEE Tier 1
216735014 | Central HP <5.4 tons | DAY & NIGHT | HRCU-A-CB (Split System: Heat Pump with Remote Outdoor Unit-Air-Source) | D5CUHAH24AAK |  |  | EA*5X37M17A* | *80MSU0601716A* | 23200 | 17 | 8.5 | 21000 | 18600 | 88.57% | 1.94 | 0 | 11 |  |  |  |  | R-454B | 1.9333 | Residential & Commercial | USHP | Ducted CEE Tier 1
216736052 | Central HP <5.4 tons | DAY & NIGHT | HRCU-A-CB (Split System: Heat Pump with Remote Outdoor Unit-Air-Source) | D5CUHAH24AAK |  |  | EA*5X37M21A* | *97VTN0601716A* | 23000 | 16.5 | 8.5 | 20600 | 18400 | 89.32% | 1.96 | 0 | 11 |  |  |  |  | R-454B | 1.9167 | Residential & Commercial | USHP | Ducted CEE Tier 1
216736718 | Central HP <5.4 tons | DAY & NIGHT | HRCU-A-CB (Split System: Heat Pump with Remote Outdoor Unit-Air-Source) | D5CUHAH24AAK |  |  | ESH5X24M12A* | *96VSN1002120B* | 22400 | 15.2 | 8.1 | 21200 | 19100 | 90.09% | 1.85 | 0 | 10.5 |  |  |  |  | R-454B | 1.8667 | Residential & Commercial | USHP | Ducted CEE Tier 1
216737086 | Central HP <5.4 tons | DAY & NIGHT | HRCU-A-CB (Split System: Heat Pump with Remote Outdoor Unit-Air-Source) | D5CUHAH24AAK |  |  | ESH5X30M12A* | *80MS(N,L)0902116A* | 22600 | 15.2 | 8.1 | 21000 | 18900 | 90% | 1.85 | 0 | 10.5 |  |  |  |  | R-454B | 1.8833 | Residential & Commercial | USHP | Ducted CEE Tier 1
210470815 | Central HP <5.4 tons | COMFORTMAKER | HRCU-A-CB (Split System: Heat Pump with Remote Outdoor Unit-Air-Source) | CVH837GKA2* |  |  | EN(A,D,W)4X48L21**+WALLCON | *80CSU0601716A* | 32400 | 17 | 8.1 | 33000 | 24800 | 75.15% | 1.94 | 0 | 11.7 |  |  |  |  | R-410A | 2.7 | Residential & Commercial | USHP | Ducted CEE Tier 1
210470849 | Central HP <5.4 tons | COMFORTMAKER | HRCU-A-CB (Split System: Heat Pump with Remote Outdoor Unit-Air-Source) | CVH837GKA2* |  |  | EN(A,D)4X48L24**+WALLCON | *95CSU1002122A* | 32400 | 17.5 | 8.1 | 32800 | 24600 | 75% | 1.98 | 0 | 11.7 |  |  |  |  | R-410A | 2.7 | Residential & Commercial | USHP | Ducted CEE Tier 1
211229912 | Central HP <5.4 tons | COMFORTMAKER | HRCU-A-CB (Split System: Heat Pump with Remote Outdoor Unit-Air-Source) | DLCURAH36ABK |  |  | EN(A,D,W)4X48L21** | *80ES(N,L)0701712A* | 36200 | 15.5 | 8.1 | 38500 | 35000 | 90.91% | 2.02 | 0 | 10 |  |  |  |  | R-410A | 3.0167 | Residential & Commercial | USHP | Ducted CEE Tier 1
213771527 | Central HP <5.4 tons | HEIL | HRCU-A-CB (Split System: Heat Pump with Remote Outdoor Unit-Air-Source) | HVH825GKA2* |  |  | EA*4X43L21A*+WALLCON | *96CTN0601714B* | 24400 | 16.5 | 8.1 | 21200 | 16700 | 78.77% | 2.02 | 0 | 11 |  |  |  |  | R-410A | 2.0333 | Residential & Commercial | USHP | Ducted CEE Tier 1
213771727 | Central HP <5.4 tons | HEIL | HRCU-A-CB (Split System: Heat Pump with Remote Outdoor Unit-Air-Source) | HVH825GKA2* |  |  | EA*4X48L24A*+WALLCON | *96CTN1002122B* | 24200 | 16.5 | 8.1 | 21000 | 16500 | 78.57% | 2.02 | 0 | 11 |  |  |  |  | R-410A | 2.0167 | Residential & Commercial | USHP | Ducted CEE Tier 1
212987063 | Central HP <5.4 tons | DAY & NIGHT | HRCU-A-CB (Split System: Heat Pump with Remote Outdoor Unit-Air-Source) | DLCURAH18ABK |  |  | EN(A,D)4X24L17** | *96MSN0601412A* | 17300 | 16 | 8.1 | 18300 | 19200 | 104.9% | 2.32 | 0 | 10.5 |  |  |  |  | R-410A | 1.4417 | Residential & Commercial | USHP | Ducted CEE Tier 1
212987501 | Central HP <5.4 tons | DAY & NIGHT | HRCU-A-CB (Split System: Heat Pump with Remote Outdoor Unit-Air-Source) | DLCURAH18ABK |  |  | EA*4X19L17A* | *96MSN0801716A* | 18200 | 16.5 | 8.5 | 18100 | 17700 | 97.79% | 2.14 | 0 | 11 |  |  |  |  | R-410A | 1.5167 | Residential & Commercial | USHP | Ducted CEE Tier 1
212987765 | Central HP <5.4 tons | DAY & NIGHT | HRCU-A-CB (Split System: Heat Pump with Remote Outdoor Unit-Air-Source) | DLCURAH30ABK |  |  | EA*4X43L21A* | *96MSN0802120A* | 30200 | 15.2 | 8.1 | 33400 | 26400 | 79.04% | 1.84 | 0 | 9 |  |  |  |  | R-410A | 2.5167 | Residential & Commercial | USHP
212986565 | Central HP <5.4 tons | DAY & NIGHT | HRCU-A-CB (Split System: Heat Pump with Remote Outdoor Unit-Air-Source) | DLCURAH24ABK |  |  | EA*4X36L17A* | *96MSN0401712A* | 23400 | 16 | 8.5 | 26200 | 24400 | 93.13% | 2 | 0 | 9.5 |  |  |  |  | R-410A | 1.95 | Residential & Commercial | USHP
216571241 | Central HP <5.4 tons | AMERICAN STANDARD | HRCU-A-CB (Split System: Heat Pump with Remote Outdoor Unit-Air-Source) | 5A6V8X36A1 |  |  | 5PX*B006AS3 | *UHMB060CCV3+LRP | 32800 | 18.1 | 8.5 | 33600 | 25800 | 76.79% | 2.1 | 0 | 10 |  |  |  |  | R-454B | 2.7333 | Residential & Commercial | USHP | Ducted CEE Tier 1
216571243 | Central HP <5.4 tons | AMERICAN STANDARD | HRCU-A-CB (Split System: Heat Pump with Remote Outdoor Unit-Air-Source) | 5A6V8X36A1 |  |  | 5PX*B006AS3 | *UHMB080CCV3+LRP | 32600 | 18.1 | 8.5 | 33400 | 25600 | 76.65% | 2.1 | 0 | 10 |  |  |  |  | R-454B | 2.7167 | Residential & Commercial | USHP | Ducted CEE Tier 1
216571343 | Central HP <5.4 tons | AMERICAN STANDARD | HRCU-A-CB (Split System: Heat Pump with Remote Outdoor Unit-Air-Source) | 5A6V8X60A1 |  |  | 5PX*DD10AS3 | S8V2C080M5PDB | 52500 | 18.1 | 8.5 | 55000 | 39500 | 71.82% | 1.9 | 0 | 10 |  |  |  |  | R-454B | 4.375 | Residential & Commercial | USHP | Ducted CEE Tier 1
216571239 | Central HP <5.4 tons | AMERICAN STANDARD | HRCU-A-CB (Split System: Heat Pump with Remote Outdoor Unit-Air-Source) | 5A6V8X36A1 |  |  | 5PX*B004AS3 | L8V1A060U3VSB+LRP | 31400 | 18 | 8.5 | 32800 | 25600 | 78.05% | 2 | 0 | 9.8 |  |  |  |  | R-454B | 2.6167 | Residential & Commercial | USHP
213771657 | Central HP <5.4 tons | HEIL | HRCU-A-CB (Split System: Heat Pump with Remote Outdoor Unit-Air-Source) | HVH825GKA2* |  |  | EA*4X48L21A*+WALLCON | *96CTN0801714B* | 24000 | 16.5 | 8.1 | 21000 | 16500 | 78.57% | 2.02 | 0 | 11 |  |  |  |  | R-410A | 2 | Residential & Commercial | USHP | Ducted CEE Tier 1
214807704 | Central HP <5.4 tons | JOHNSON CONTROLS | HRCU-A-CB (Split System: Heat Pump with Remote Outdoor Unit-Air-Source) | HH824E2S11 |  |  | CTU36B5XDS1+JMC12B2SN1+TXV | 0 | 23000 | 19 | 9.5 | 23000 | 18500 | 80.43% | 2 | 0 | 12 |  |  |  |  | R-454B | 1.9167 | Residential & Commercial | USHP | Ducted CEE Tier 1
210470402 | Central HP <5.4 tons | COMFORTMAKER | HRCU-A-CB (Split System: Heat Pump with Remote Outdoor Unit-Air-Source) | CVH837GKA2* |  |  | EA*4X61L21A*+WALLCON | *80CSU0401712A* | 33200 | 17.5 | 8.1 | 32000 | 24800 | 77.5% | 1.98 | 0 | 11.5 |  |  |  |  | R-410A | 2.7667 | Residential & Commercial | USHP | Ducted CEE Tier 1
210474393 | Central HP <5.4 tons | CARRIER | HRCU-A-CB (Split System: Heat Pump with Remote Outdoor Unit-Air-Source) | 25VNA825A*032* |  |  | CSPH*4212AL*+UI | 59TN6B100C21**22 | 24200 | 16 | 8.1 | 21400 | 16600 | 77.57% | 2 | 0 | 10.5 |  |  |  |  | R-410A | 2.0167 | Residential & Commercial | USHP | Ducted CEE Tier 1
211227186 | Central HP <5.4 tons | COMFORTMAKER | HRCU-A-CB (Split System: Heat Pump with Remote Outdoor Unit-Air-Source) | DLCURAH36ABK |  |  | EA*4X37L21A* | *96VTN0802120A* | 37000 | 15.5 | 8.5 | 38500 | 35000 | 90.91% | 2.1 | 0 | 10 |  |  |  |  | R-410A | 3.0833 | Residential & Commercial | USHP | Ducted CEE Tier 1
216891795 | Central HP <5.4 tons | RUUD | HRCU-A-CB (Split System: Heat Pump with Remote Outdoor Unit-Air-Source) | RD18AY36AJVC |  |  | RCFY3624MTANM | R801V0755A21UH | 32600 | 19 | 10 | 32600 | 27800 | 85.28% | 2.1 | 0 | 12 |  |  |  |  | R-454B | 2.7167 | Residential & Commercial | USHP | Ducted CEE Tier 1
211227622 | Central HP <5.4 tons | COMFORTMAKER | HRCU-A-CB (Split System: Heat Pump with Remote Outdoor Unit-Air-Source) | DLCURAH36ABK |  |  | EA*4X42L21A* | *96VSN1002120A* | 35600 | 16 | 8.1 | 38500 | 35000 | 90.91% | 1.88 | 0 | 10 |  |  |  |  | R-410A | 2.9667 | Residential & Commercial | USHP | Ducted CEE Tier 1
211227654 | Central HP <5.4 tons | COMFORTMAKER | HRCU-A-CB (Split System: Heat Pump with Remote Outdoor Unit-Air-Source) | DLCURAH36ABK |  |  | EA*4X42L21A* | *95ESU1002120A* | 35800 | 16 | 8.1 | 38500 | 35000 | 90.91% | 1.9 | 0 | 10 |  |  |  |  | R-410A | 2.9833 | Residential & Commercial | USHP | Ducted CEE Tier 1
211227740 | Central HP <5.4 tons | COMFORTMAKER | HRCU-A-CB (Split System: Heat Pump with Remote Outdoor Unit-Air-Source) | DLCURAH36ABK |  |  | EA*4X42L21A* | OMV112K14A | 35200 | 15.5 | 8.1 | 38500 | 35200 | 91.43% | 1.86 | 0 | 9.5 |  |  |  |  | R-410A | 2.9333 | Residential & Commercial | USHP
211227804 | Central HP <5.4 tons | COMFORTMAKER | HRCU-A-CB (Split System: Heat Pump with Remote Outdoor Unit-Air-Source) | DLCURAH36ABK |  |  | EA*4X42L24A* | *80ES(N,L)0902420A* | 35400 | 16 | 8.1 | 38500 | 35000 | 90.91% | 1.88 | 0 | 10 |  |  |  |  | R-410A | 2.95 | Residential & Commercial | USHP | Ducted CEE Tier 1
216570866 | Central HP <5.4 tons | TRANE | HRCU-A-CB (Split System: Heat Pump with Remote Outdoor Unit-Air-Source) | 5TWV0X24A1 |  |  | 5PX*B003AS3 | L8V1A040U3VSB+LRP | 21400 | 20.2 | 10 | 24200 | 18500 | 76.45% | 2.1 | 0 | 11.2 |  |  |  |  | R-454B | 1.7833 | Residential & Commercial | USHP | Ducted CEE Tier 1
212986963 | Central HP <5.4 tons | DAY & NIGHT | HRCU-A-CB (Split System: Heat Pump with Remote Outdoor Unit-Air-Source) | DLCURAH24ABK |  |  | EN(A,D)4X30L17** | *96MSN0601412A* | 23600 | 16.5 | 8.1 | 26400 | 24200 | 91.67% | 2.02 | 0 | 10 |  |  |  |  | R-410A | 1.9667 | Residential & Commercial | USHP | Ducted CEE Tier 1
212987417 | Central HP <5.4 tons | DAY & NIGHT | HRCU-A-CB (Split System: Heat Pump with Remote Outdoor Unit-Air-Source) | DLCURAH24ABK |  |  | EA*4X36L21A* | *96MSN0801716A* | 23400 | 17 | 8.5 | 26000 | 24200 | 93.08% | 2.02 | 0 | 10 |  |  |  |  | R-410A | 1.95 | Residential & Commercial | USHP | Ducted CEE Tier 1
216769654 | Central HP <5.4 tons | AIREASE | HRCU-A-CB (Split System: Heat Pump with Remote Outdoor Unit-Air-Source) | A7SCP18V24P-**A |  |  | 7EH30BX-**+TDR | A97US2V060B12X* | 24000 | 17.25 | 9 | 24000 | 20800 | 86.67% | 1.8 | 0 | 12 |  |  |  |  | R-454B | 2 | Residential & Commercial | USHP | Ducted CEE Tier 1
216618976 | Central HP <5.4 tons | ARMSTRONG AIR | HRCU-A-CB (Split System: Heat Pump with Remote Outdoor Unit-Air-Source) | A7SCP18V60P-**A |  |  | 7AH1AE60PX-** | 0 | 55000 | 16.8 | 9 | 55500 | 43000 | 77.48% | 1.8 | 0 | 10 |  |  |  |  | R-454B | 4.5833 | Residential & Commercial | USHP | Ducted CEE Tier 1
212988667 | Central HP <5.4 tons | DAY & NIGHT | HRCU-A-CB (Split System: Heat Pump with Remote Outdoor Unit-Air-Source) | DLCURAH24ABK |  |  | EA*4X30L17A* | *95MSU0401712A* | 23600 | 16.5 | 8.5 | 26400 | 24400 | 92.42% | 2.02 | 0 | 10 |  |  |  |  | R-410A | 1.9667 | Residential & Commercial | USHP | Ducted CEE Tier 1
212988703 | Central HP <5.4 tons | DAY & NIGHT | HRCU-A-CB (Split System: Heat Pump with Remote Outdoor Unit-Air-Source) | DLCURAH24ABK |  |  | EA*4X37L17A* | *95MSU0401712A* | 24000 | 16.5 | 8.5 | 25200 | 22200 | 88.1% | 1.84 | 0 | 10 |  |  |  |  | R-410A | 2 | Residential & Commercial | USHP | Ducted CEE Tier 1
216769944 | Central HP <5.4 tons | TRANE | HRCU-A-CB (Split System: Heat Pump with Remote Outdoor Unit-Air-Source) | 5TWR7036A1 |  |  | 5TXCC005AS3 | L9X1C100U5VSA | 31800 | 16 | 8.5 | 32200 | 24000 | 74.53% | 2.09 | 0 | 11.5 |  |  |  |  | R-454B | 2.65 | Residential & Commercial | USHP | Ducted CEE Tier 1
216769976 | Central HP <5.4 tons | TRANE | HRCU-A-CB (Split System: Heat Pump with Remote Outdoor Unit-Air-Source) | 5TWR7036A1 |  |  | 5TXCC009AS3 | S8X2C100M5PTC | 34400 | 17 | 9 | 32600 | 24200 | 74.23% | 2.22 | 0 | 12 |  |  |  |  | R-454B | 2.8667 | Residential & Commercial | USHP | Ducted CEE Tier 1
216769996 | Central HP <5.4 tons | TRANE | HRCU-A-CB (Split System: Heat Pump with Remote Outdoor Unit-Air-Source) | 5TWR7036A1 |  |  | 5TXCD008AS3 | S8X2D120M5PSC | 33000 | 17 | 8.7 | 32200 | 23800 | 73.91% | 2.17 | 0 | 12 |  |  |  |  | R-454B | 2.75 | Residential & Commercial | USHP | Ducted CEE Tier 1
216737760 | Central HP <5.4 tons | TEMPSTAR | HRCU-A-CB (Split System: Heat Pump with Remote Outdoor Unit-Air-Source) | D5CUHAH24AAK |  |  | ESH5X30M12A* | *96CTN0601714B* | 22400 | 16 | 8.1 | 21000 | 18900 | 90% | 1.85 | 0 | 10.5 |  |  |  |  | R-454B | 1.8667 | Residential & Commercial | USHP | Ducted CEE Tier 1
216769687 | Central HP <5.4 tons | ARMSTRONG AIR | HRCU-A-CB (Split System: Heat Pump with Remote Outdoor Unit-Air-Source) | A7SCP18V36P-**A |  |  | 7E[C,U]36BX-**+TDR | A97US2V045B12S* | 34400 | 17.35 | 8.5 | 35600 | 28400 | 79.78% | 1.85 | 0 | 11 |  |  |  |  | R-454B | 2.8667 | Residential & Commercial | USHP | Ducted CEE Tier 1
216570868 | Central HP <5.4 tons | TRANE | HRCU-A-CB (Split System: Heat Pump with Remote Outdoor Unit-Air-Source) | 5TWV0X24A1 |  |  | 5PX*B003AS3 | *DHMB080CCV3+LRP | 20000 | 18.4 | 9.4 | 23000 | 17900 | 77.83% | 2.1 | 0 | 10.5 |  |  |  |  | R-454B | 1.6667 | Residential & Commercial | USHP | Ducted CEE Tier 1
216570902 | Central HP <5.4 tons | TRANE | HRCU-A-CB (Split System: Heat Pump with Remote Outdoor Unit-Air-Source) | 5TWV0X24A1 |  |  | 5PX*BD06AS3 | *DHMB080CCV3+LRP | 22000 | 21.2 | 10 | 23400 | 18100 | 77.35% | 2.2 | 0 | 11.7 |  |  |  |  | R-454B | 1.8333 | Residential & Commercial | USHP | Ducted CEE Tier 1
211227684 | Central HP <5.4 tons | COMFORTMAKER | HRCU-A-CB (Split System: Heat Pump with Remote Outdoor Unit-Air-Source) | DLCURAH36ABK |  |  | EA*4X42L21A* | *96VTN0801716A* | 35200 | 15.5 | 8.1 | 38500 | 35000 | 90.91% | 1.86 | 0 | 9.5 |  |  |  |  | R-410A | 2.9333 | Residential & Commercial | USHP
211227861 | Central HP <5.4 tons | COMFORTMAKER | HRCU-A-CB (Split System: Heat Pump with Remote Outdoor Unit-Air-Source) | DLCURAH36ABK |  |  | EA*4X42L24A* | *80VSL0702120A* | 35400 | 16 | 8.1 | 38500 | 35000 | 90.91% | 1.88 | 0 | 9.5 |  |  |  |  | R-410A | 2.95 | Residential & Commercial | USHP
211227909 | Central HP <5.4 tons | COMFORTMAKER | HRCU-A-CB (Split System: Heat Pump with Remote Outdoor Unit-Air-Source) | DLCURAH36ABK |  |  | EA*4X42L24A* | *80ESU1002120A* | 35600 | 16 | 8.1 | 38500 | 35000 | 90.91% | 1.88 | 0 | 10 |  |  |  |  | R-410A | 2.9667 | Residential & Commercial | USHP | Ducted CEE Tier 1
211227920 | Central HP <5.4 tons | COMFORTMAKER | HRCU-A-CB (Split System: Heat Pump with Remote Outdoor Unit-Air-Source) | DLCURAH36ABK |  |  | EA*4X42L24A* | *80VTL0902120A* | 35000 | 16 | 8.1 | 38500 | 35000 | 90.91% | 1.86 | 0 | 9.5 |  |  |  |  | R-410A | 2.9167 | Residential & Commercial | USHP
211228379 | Central HP <5.4 tons | COMFORTMAKER | HRCU-A-CB (Split System: Heat Pump with Remote Outdoor Unit-Air-Source) | DLCURAH36ABK |  |  | EA*4X43L21A* | *80VTL0701716A* | 36200 | 16 | 8.5 | 38500 | 34800 | 90.39% | 2.08 | 0 | 10 |  |  |  |  | R-410A | 3.0167 | Residential & Commercial | USHP | Ducted CEE Tier 1
211228470 | Central HP <5.4 tons | COMFORTMAKER | HRCU-A-CB (Split System: Heat Pump with Remote Outdoor Unit-Air-Source) | DLCURAH36ABK |  |  | EA*4X43L21A* | *92ESN1002122A* | 37400 | 15.2 | 8.5 | 39000 | 35000 | 89.74% | 2.16 | 0 | 10 |  |  |  |  | R-410A | 3.1167 | Residential & Commercial | USHP | Ducted CEE Tier 1
211228677 | Central HP <5.4 tons | COMFORTMAKER | HRCU-A-CB (Split System: Heat Pump with Remote Outdoor Unit-Air-Source) | DLCURAH36ABK |  |  | EA*4X43L21A* | OLV112A16A | 36600 | 15.2 | 8.5 | 38500 | 35000 | 90.91% | 2.08 | 0 | 10 |  |  |  |  | R-410A | 3.05 | Residential & Commercial | USHP | Ducted CEE Tier 1
216571195 | Central HP <5.4 tons | AMERICAN STANDARD | HRCU-A-CB (Split System: Heat Pump with Remote Outdoor Unit-Air-Source) | 5A6V8X24A1 |  |  | 5PX*B006AS3 | L8V1A060U3VSB+LRP | 22000 | 18.1 | 8.5 | 23000 | 18700 | 81.3% | 2.2 | 0 | 11.5 |  |  |  |  | R-454B | 1.8333 | Residential & Commercial | USHP | Ducted CEE Tier 1
216734795 | Central HP <5.4 tons | DAY & NIGHT | HRCU-A-CB (Split System: Heat Pump with Remote Outdoor Unit-Air-Source) | D5CUHAH24AAK |  |  | EA*5X36M17A* | *96VTN0401712B* | 22200 | 15.5 | 8.1 | 20800 | 18700 | 89.9% | 1.85 | 0 | 10.5 |  |  |  |  | R-454B | 1.85 | Residential & Commercial | USHP | Ducted CEE Tier 1
216734904 | Central HP <5.4 tons | DAY & NIGHT | HRCU-A-CB (Split System: Heat Pump with Remote Outdoor Unit-Air-Source) | D5CUHAH24AAK |  |  | EA*5X37M17A* | *80MS(N,L)0451412A* | 22800 | 16 | 8.5 | 20800 | 18500 | 88.94% | 1.98 | 0 | 11 |  |  |  |  | R-454B | 1.9 | Residential & Commercial | USHP | Ducted CEE Tier 1
216735863 | Central HP <5.4 tons | DAY & NIGHT | HRCU-A-CB (Split System: Heat Pump with Remote Outdoor Unit-Air-Source) | D5CUHAH24AAK |  |  | EA*5X37M21A* | *96VSN0401712B* | 23000 | 16 | 8.5 | 20800 | 18500 | 88.94% | 1.96 | 0 | 10.5 |  |  |  |  | R-454B | 1.9167 | Residential & Commercial | USHP | Ducted CEE Tier 1
216736013 | Central HP <5.4 tons | DAY & NIGHT | HRCU-A-CB (Split System: Heat Pump with Remote Outdoor Unit-Air-Source) | D5CUHAH24AAK |  |  | EA*5X37M21A* | *96VTN0801716B* | 23200 | 16.5 | 8.5 | 20800 | 18500 | 88.94% | 1.96 | 0 | 11 |  |  |  |  | R-454B | 1.9333 | Residential & Commercial | USHP | Ducted CEE Tier 1
211227960 | Central HP <5.4 tons | COMFORTMAKER | HRCU-A-CB (Split System: Heat Pump with Remote Outdoor Unit-Air-Source) | DLCURAH36ABK |  |  | EA*4X42L24A* | *92ESN0802120A* | 35200 | 16.5 | 8.1 | 38500 | 35000 | 90.91% | 1.88 | 0 | 10 |  |  |  |  | R-410A | 2.9333 | Residential & Commercial | USHP | Ducted CEE Tier 1
211228460 | Central HP <5.4 tons | COMFORTMAKER | HRCU-A-CB (Split System: Heat Pump with Remote Outdoor Unit-Air-Source) | DLCURAH36ABK |  |  | EA*4X43L21A* | *92ESN1002120A* | 37200 | 16 | 8.5 | 38500 | 34800 | 90.39% | 2.12 | 0 | 10 |  |  |  |  | R-410A | 3.1 | Residential & Commercial | USHP | Ducted CEE Tier 1
211229039 | Central HP <5.4 tons | COMFORTMAKER | HRCU-A-CB (Split System: Heat Pump with Remote Outdoor Unit-Air-Source) | DLCURAH36ABK |  |  | EA*4X48L21A* | *95ESN0802120A* | 36600 | 15.5 | 8.5 | 38500 | 34800 | 90.39% | 2.08 | 0 | 10 |  |  |  |  | R-410A | 3.05 | Residential & Commercial | USHP | Ducted CEE Tier 1
211229262 | Central HP <5.4 tons | COMFORTMAKER | HRCU-A-CB (Split System: Heat Pump with Remote Outdoor Unit-Air-Source) | DLCURAH36ABK |  |  | EA*4X48L24A* | *80ES(N,L)0902116A* | 36400 | 16 | 8.5 | 38500 | 34600 | 89.87% | 2.08 | 0 | 10 |  |  |  |  | R-410A | 3.0333 | Residential & Commercial | USHP | Ducted CEE Tier 1
212988775 | Central HP <5.4 tons | DAY & NIGHT | HRCU-A-CB (Split System: Heat Pump with Remote Outdoor Unit-Air-Source) | DLCURAH18ABK |  |  | EA*4X19L17A* | *95MSU0401712A* | 17700 | 16.5 | 8.1 | 17700 | 17900 | 101.1% | 2.16 | 0 | 10.5 |  |  |  |  | R-410A | 1.475 | Residential & Commercial | USHP | Ducted CEE Tier 1
212988823 | Central HP <5.4 tons | DAY & NIGHT | HRCU-A-CB (Split System: Heat Pump with Remote Outdoor Unit-Air-Source) | DLCURAH18ABK |  |  | EN(A,D)4X24L17** | *95MSU0401712A* | 17600 | 16 | 8.5 | 18700 | 19100 | 102.1% | 2.3 | 0 | 10.5 |  |  |  |  | R-410A | 1.4667 | Residential & Commercial | USHP | Ducted CEE Tier 1
216613172 | Central HP <5.4 tons | RUUD | HRCU-A-CB (Split System: Heat Pump with Remote Outdoor Unit-Air-Source) | RD18AY60AJVC |  |  | RH2VY6024STACN | 0 | 52000 | 18 | 10 | 50500 | 38000 | 75.25% | 2 | 0 | 11.7 |  |  |  |  | R-454B | 4.3333 | Residential & Commercial | USHP | Ducted CEE Tier 1
210471183 | Central HP <5.4 tons | COMFORTMAKER | HRCU-A-CB (Split System: Heat Pump with Remote Outdoor Unit-Air-Source) | CVH837GKA2* |  |  | EHD4X60AAL+WALLCON | *80CTL0902120A* | 33000 | 17 | 8.1 | 32200 | 25000 | 77.64% | 2 | 0 | 11.5 |  |  |  |  | R-410A | 2.75 | Residential & Commercial | USHP | Ducted CEE Tier 1
215942366 | Central HP <5.4 tons | DAY & NIGHT | HRCU-A-CB (Split System: Heat Pump with Remote Outdoor Unit-Air-Source) | C5H3V36*K*AAA* |  |  | EVM5X44M21A*+WALLCON | *97CMN0601714B* | 35200 | 21 | 8.5 | 37400 | 28000 | 74.87% | 2.06 | 0 | 11.7 |  |  |  |  | R-454B | 2.9333 | Residential & Commercial | USHP | Ducted CEE Tier 1
215942536 | Central HP <5.4 tons | DAY & NIGHT | HRCU-A-CB (Split System: Heat Pump with Remote Outdoor Unit-Air-Source) | C5H3V36*K*AAA* |  |  | EVD5X61M21A*+WALLCON | *97CMN1002122B* | 36000 | 22 | 8.5 | 37400 | 28200 | 75.4% | 2.04 | 0 | 12.5 |  |  |  |  | R-454B | 3 | Residential & Commercial | USHP | Ducted CEE Tier 1
212983875 | Central HP <5.4 tons | DAY & NIGHT | HRCU-A-CB (Split System: Heat Pump with Remote Outdoor Unit-Air-Source) | DLCURAH36ABK |  |  | EA*4X48L21A* | *92MSN0601714A* | 35600 | 16 | 8.5 | 37800 | 34800 | 92.06% | 2.02 | 0 | 10 |  |  |  |  | R-410A | 2.9667 | Residential & Commercial | USHP | Ducted CEE Tier 1
216571184 | Central HP <5.4 tons | TRANE | HRCU-A-CB (Split System: Heat Pump with Remote Outdoor Unit-Air-Source) | 5TWV8X24A1 |  |  | 5PX*B003AS3 | S8V2B060M4PCB | 21400 | 18.1 | 8.5 | 24400 | 18900 | 77.46% | 2.2 | 0 | 11.5 |  |  |  |  | R-454B | 1.7833 | Residential & Commercial | USHP | Ducted CEE Tier 1
216613163 | Central HP <5.4 tons | RUUD | HRCU-A-CB (Split System: Heat Pump with Remote Outdoor Unit-Air-Source) | RD18AY36AJVC |  |  | RH2VY3621MTACN | 0 | 32800 | 19 | 10 | 32800 | 27800 | 84.76% | 2.1 | 0 | 13 |  |  |  |  | R-454B | 2.7333 | Residential & Commercial | USHP | Ducted CEE Tier 1
212978970 | Central HP <5.4 tons | HEIL | HRCU-A-CB (Split System: Heat Pump with Remote Outdoor Unit-Air-Source) | DLCURAH36ABK |  |  | EA*4X48L21A* | *80MS(N,L)0701716A* | 35600 | 16 | 8.1 | 37800 | 34600 | 91.53% | 2 | 0 | 10 |  |  |  |  | R-410A | 2.9667 | Residential & Commercial | USHP | Ducted CEE Tier 1
216571084 | Central HP <5.4 tons | TRANE | HRCU-A-CB (Split System: Heat Pump with Remote Outdoor Unit-Air-Source) | 5TWV0X48A1 |  |  | 5PX*C009AS3 | S8V2C080M5PDB | 45000 | 20 | 9.7 | 47000 | 33600 | 71.49% | 2.1 | 0 | 12 |  |  |  |  | R-454B | 3.75 | Residential & Commercial | USHP | Ducted CEE Tier 1
216571132 | Central HP <5.4 tons | TRANE | HRCU-A-CB (Split System: Heat Pump with Remote Outdoor Unit-Air-Source) | 5TWV0X48A1 |  |  | 5TXCD008AS3 | S8V2C080M5PDB | 44500 | 20 | 9.7 | 47000 | 34000 | 72.34% | 2.1 | 0 | 12 |  |  |  |  | R-454B | 3.7083 | Residential & Commercial | USHP | Ducted CEE Tier 1
216820499 | Central HP <5.4 tons | RUUD | HRCU-A-CB (Split System: Heat Pump with Remote Outdoor Unit-Air-Source) | RD18AY60AJVC |  |  | RCFY6021STAAM | R801V1005A21DZ | 49000 | 17 | 8.1 | 49000 | 39000 | 79.59% | 2 | 0 | 10 |  |  |  |  | R-454B | 4.0833 | Residential & Commercial | USHP | Ducted CEE Tier 1
216820531 | Central HP <5.4 tons | RUUD | HRCU-A-CB (Split System: Heat Pump with Remote Outdoor Unit-Air-Source) | RD18AY60AJVC |  |  | RCFY6021STAAM | R951V0855A21M4 | 48500 | 16 | 8.1 | 48500 | 39500 | 81.44% | 2 | 0 | 10 |  |  |  |  | R-454B | 4.0417 | Residential & Commercial | USHP | Ducted CEE Tier 1
216820550 | Central HP <5.4 tons | RUUD | HRCU-A-CB (Split System: Heat Pump with Remote Outdoor Unit-Air-Source) | RD18AY60AJVC |  |  | RCFY6021STAAM | R801V1005A21UHU | 48500 | 17 | 8.1 | 48500 | 39000 | 80.41% | 2 | 0 | 10 |  |  |  |  | R-454B | 4.0417 | Residential & Commercial | USHP | Ducted CEE Tier 1
211229391 | Central HP <5.4 tons | COMFORTMAKER | HRCU-A-CB (Split System: Heat Pump with Remote Outdoor Unit-Air-Source) | DLCURAH36ABK |  |  | EA*4X48L24A* | *80ESU1002120A* | 36000 | 16 | 8.5 | 38500 | 34600 | 89.87% | 2.06 | 0 | 10 |  |  |  |  | R-410A | 3 | Residential & Commercial | USHP | Ducted CEE Tier 1
211229948 | Central HP <5.4 tons | COMFORTMAKER | HRCU-A-CB (Split System: Heat Pump with Remote Outdoor Unit-Air-Source) | DLCURAH36ABK |  |  | EN(A,D,W)4X48L21** | *80ES(N,L)0902116A* | 36400 | 16 | 8.1 | 38500 | 34800 | 90.39% | 2.04 | 0 | 10.5 |  |  |  |  | R-410A | 3.0333 | Residential & Commercial | USHP | Ducted CEE Tier 1
211230468 | Central HP <5.4 tons | COMFORTMAKER | HRCU-A-CB (Split System: Heat Pump with Remote Outdoor Unit-Air-Source) | DLCURAH36ABK |  |  | EN(A,D)4X48L24** | *80ES(N,L)1102420A* | 36000 | 16.5 | 8.1 | 38500 | 34800 | 90.39% | 2.02 | 0 | 10.5 |  |  |  |  | R-410A | 3 | Residential & Commercial | USHP | Ducted CEE Tier 1
211230791 | Central HP <5.4 tons | COMFORTMAKER | HRCU-A-CB (Split System: Heat Pump with Remote Outdoor Unit-Air-Source) | DLCURAH36ABK |  |  | EN(A,D)4X48L24** | OLV112A16A | 36000 | 15.5 | 8.1 | 38500 | 35000 | 90.91% | 2.02 | 0 | 10 |  |  |  |  | R-410A | 3 | Residential & Commercial | USHP | Ducted CEE Tier 1
212391307 | Central HP <5.4 tons | TRANE | HRCU-A-CB (Split System: Heat Pump with Remote Outdoor Unit-Air-Source) | 4TWV7X60A1 |  |  | TAMXA0C60V51 | 0 | 53000 | 17 | 8.2 | 54000 | 39000 | 72.22% | 1.82 | 0 | 12 |  |  |  |  | R-410A | 4.4167 | Residential & Commercial | USHP | Ducted CEE Tier 1
212988974 | Central HP <5.4 tons | BRYANT HEATING AND COOLING SYSTEMS | HRCU-A-CB (Split System: Heat Pump with Remote Outdoor Unit-Air-Source) | 38MURAQ36AB3* |  |  | CAP**4821AL* | 935SB48060M17*** | 35400 | 16 | 8.1 | 37800 | 34600 | 91.53% | 2 | 0 | 10 |  |  |  |  | R-410A | 2.95 | Residential & Commercial | USHP | Ducted CEE Tier 1
216891283 | Central HP <5.4 tons | RUUD | HRCU-A-CB (Split System: Heat Pump with Remote Outdoor Unit-Air-Source) | RD18AY36AJVC |  |  | RCFY3621MTANM | U97MV0703A17DHS | 32200 | 18 | 10 | 32200 | 28000 | 86.96% | 2.1 | 0 | 12 |  |  |  |  | R-454B | 2.6833 | Residential & Commercial | USHP | Ducted CEE Tier 1
216618972 | Central HP <5.4 tons | ARMSTRONG AIR | HRCU-A-CB (Split System: Heat Pump with Remote Outdoor Unit-Air-Source) | A7SCP18V60P-**A |  |  | 7AH1AV42PX-** | 0 | 45500 | 17.6 | 9 | 48000 | 43000 | 89.58% | 1.8 | 0 | 11 |  |  |  |  | R-454B | 3.7917 | Residential & Commercial | USHP | Ducted CEE Tier 1
216618987 | Central HP <5.4 tons | ARMSTRONG AIR | HRCU-A-C (Split System: Heat Pump with Remote Outdoor Unit with No Indoor Fan --Air Source) | A7SCP18V24P-**A |  |  | 7ED24AX-**+TDR | 0 | 24000 | 15.2 | 8.5 | 24000 | 22600 | 94.17% | 1.75 | 0 | 11.7 |  |  |  |  | R-454B | 2 | Residential & Commercial | USHP | Ducted CEE Tier 1
216619005 | Central HP <5.4 tons | ARMSTRONG AIR | HRCU-A-C (Split System: Heat Pump with Remote Outdoor Unit with No Indoor Fan --Air Source) | A7SCP18V60P-**A |  |  | 7ED42BX-**+TDR | 0 | 47500 | 15.2 | 8.5 | 47500 | 39500 | 83.16% | 1.85 | 0 | 10 |  |  |  |  | R-454B | 3.9583 | Residential & Commercial | USHP | Ducted CEE Tier 1
210470881 | Central HP <5.4 tons | COMFORTMAKER | HRCU-A-CB (Split System: Heat Pump with Remote Outdoor Unit-Air-Source) | CVH837GKA2* |  |  | EN(A,D,W)4X60L24**+WALLCON | *95CSU0802120A* | 32800 | 18 | 8.1 | 32200 | 24600 | 76.4% | 1.98 | 0 | 12 |  |  |  |  | R-410A | 2.7333 | Residential & Commercial | USHP | Ducted CEE Tier 1
210471117 | Central HP <5.4 tons | COMFORTMAKER | HRCU-A-CB (Split System: Heat Pump with Remote Outdoor Unit-Air-Source) | CVH837GKA2* |  |  | EHD4X60AAL+WALLCON | *95CSU0802120A* | 33000 | 17 | 8.1 | 32200 | 24800 | 77.02% | 2.02 | 0 | 11.5 |  |  |  |  | R-410A | 2.75 | Residential & Commercial | USHP | Ducted CEE Tier 1
212981778 | Central HP <5.4 tons | DAY & NIGHT | HRCU-A-CB (Split System: Heat Pump with Remote Outdoor Unit-Air-Source) | DLCURAH24ABK |  |  | EN(A,D)4X24L17** | *80MSU1002120A* | 23200 | 16 | 8.5 | 27000 | 25000 | 92.59% | 2.08 | 0 | 10 |  |  |  |  | R-410A | 1.9333 | Residential & Commercial | USHP | Ducted CEE Tier 1
210470856 | Central HP <5.4 tons | HEIL | HRCU-A-CB (Split System: Heat Pump with Remote Outdoor Unit-Air-Source) | HVH837GKA2* |  |  | EN(A,D)4X48L24**+WALLCON | *80CSU1002120A* | 32400 | 17 | 8.1 | 33000 | 24800 | 75.15% | 1.94 | 0 | 11.5 |  |  |  |  | R-410A | 2.7 | Residential & Commercial | USHP | Ducted CEE Tier 1
210471124 | Central HP <5.4 tons | HEIL | HRCU-A-CB (Split System: Heat Pump with Remote Outdoor Unit-Air-Source) | HVH837GKA2* |  |  | EHD4X60AAL+WALLCON | *95CSU1002122A* | 33000 | 17 | 8.1 | 32200 | 24800 | 77.02% | 2.02 | 0 | 11.5 |  |  |  |  | R-410A | 2.75 | Residential & Commercial | USHP | Ducted CEE Tier 1
210470545 | Central HP <5.4 tons | COMFORTMAKER | HRCU-A-CB (Split System: Heat Pump with Remote Outdoor Unit-Air-Source) | CVH837GKA2* |  |  | EA*4X61L24A*+WALLCON | *80CSU1002120A* | 33200 | 17.5 | 8.1 | 32000 | 24800 | 77.5% | 1.98 | 0 | 11.5 |  |  |  |  | R-410A | 2.7667 | Residential & Commercial | USHP | Ducted CEE Tier 1
210471161 | Central HP <5.4 tons | COMFORTMAKER | HRCU-A-CB (Split System: Heat Pump with Remote Outdoor Unit-Air-Source) | CVH837GKA2* |  |  | EHD4X60AAL+WALLCON | *80CSU1002120A* | 32800 | 16.5 | 8.1 | 32200 | 24800 | 77.02% | 1.98 | 0 | 11 |  |  |  |  | R-410A | 2.7333 | Residential & Commercial | USHP | Ducted CEE Tier 1
216440571 | Central HP <5.4 tons | OUELLET | HRCU-A-CB (Split System: Heat Pump with Remote Outdoor Unit-Air-Source) | OFLX1-H24A-O |  |  | OAHX1-H24A-I | 0 | 24000 | 18 | 10 | 25000 | 25000 | 100% | 2 | 0 | 12.5 |  |  |  |  | R-32 | 2 | Residential & Commercial | USHP | Ducted CEE Tier 1
211229115 | Central HP <5.4 tons | COMFORTMAKER | HRCU-A-CB (Split System: Heat Pump with Remote Outdoor Unit-Air-Source) | DLCURAH36ABK |  |  | EA*4X48L21A* | *95ESU0601716A* | 35600 | 16 | 8.5 | 38500 | 34600 | 89.87% | 2.04 | 0 | 10 |  |  |  |  | R-410A | 2.9667 | Residential & Commercial | USHP | Ducted CEE Tier 1
211229195 | Central HP <5.4 tons | COMFORTMAKER | HRCU-A-CB (Split System: Heat Pump with Remote Outdoor Unit-Air-Source) | DLCURAH36ABK |  |  | EA*4X48L21A* | OLV098A12* | 35400 | 15.2 | 8.1 | 38500 | 34800 | 90.39% | 2.02 | 0 | 9.5 |  |  |  |  | R-410A | 2.95 | Residential & Commercial | USHP
211229204 | Central HP <5.4 tons | COMFORTMAKER | HRCU-A-CB (Split System: Heat Pump with Remote Outdoor Unit-Air-Source) | DLCURAH36ABK |  |  | EA*4X48L21A* | OLV112A16A | 35800 | 15.5 | 8.5 | 38500 | 34800 | 90.39% | 2.04 | 0 | 9.5 |  |  |  |  | R-410A | 2.9833 | Residential & Commercial | USHP
211230165 | Central HP <5.4 tons | COMFORTMAKER | HRCU-A-CB (Split System: Heat Pump with Remote Outdoor Unit-Air-Source) | DLCURAH36ABK |  |  | EN(A,D,W)4X48L21** | *95ESN0601714A* | 35600 | 15.5 | 8.1 | 38500 | 35000 | 90.91% | 2 | 0 | 10 |  |  |  |  | R-410A | 2.9667 | Residential & Commercial | USHP | Ducted CEE Tier 1
211230235 | Central HP <5.4 tons | COMFORTMAKER | HRCU-A-CB (Split System: Heat Pump with Remote Outdoor Unit-Air-Source) | DLCURAH36ABK |  |  | EN(A,D,W)4X48L21** | *96VSN0801716A* | 35800 | 16 | 8.1 | 38500 | 34800 | 90.39% | 2 | 0 | 10 |  |  |  |  | R-410A | 2.9833 | Residential & Commercial | USHP | Ducted CEE Tier 1
211230501 | Central HP <5.4 tons | COMFORTMAKER | HRCU-A-CB (Split System: Heat Pump with Remote Outdoor Unit-Air-Source) | DLCURAH36ABK |  |  | EN(A,D)4X48L24** | *80VSL0702120A* | 36000 | 16 | 8.1 | 38500 | 34800 | 90.39% | 2.02 | 0 | 10 |  |  |  |  | R-410A | 3 | Residential & Commercial | USHP | Ducted CEE Tier 1
211230510 | Central HP <5.4 tons | COMFORTMAKER | HRCU-A-CB (Split System: Heat Pump with Remote Outdoor Unit-Air-Source) | DLCURAH36ABK |  |  | EN(A,D)4X48L24** | *80VSL0902120A* | 35800 | 16.5 | 8.1 | 38500 | 34800 | 90.39% | 2 | 0 | 10 |  |  |  |  | R-410A | 2.9833 | Residential & Commercial | USHP | Ducted CEE Tier 1
214650369 | Central HP <5.4 tons | YORK | HRCU-A-CB (Split System: Heat Pump with Remote Outdoor Unit-Air-Source) | HH824E2S11 |  |  | CTU36B5XDS1+TXV | YP9C080B12MP13 | 23000 | 18 | 9.5 | 23000 | 18400 | 80% | 2 | 0 | 12 |  |  |  |  | R-454B | 1.9167 | Residential & Commercial | USHP | Ducted CEE Tier 1
215940070 | Central HP <5.4 tons | DAY & NIGHT | HRCU-A-CB (Split System: Heat Pump with Remote Outdoor Unit-Air-Source) | C5H3V36*K*AAA* |  |  | ESH5X42M12A*+WALLCON | *97CTN0802120A* | 33600 | 19 | 9 | 34800 | 26600 | 76.44% | 1.92 | 0 | 11.5 |  |  |  |  | R-454B | 2.8 | Residential & Commercial | USHP | Ducted CEE Tier 1
215940470 | Central HP <5.4 tons | DAY & NIGHT | HRCU-A-CB (Split System: Heat Pump with Remote Outdoor Unit-Air-Source) | C5H3V36*K*AAA* |  |  | EVM5X60M24A*+WALLCON | *96CTN0802120B* | 35400 | 21.5 | 8.5 | 38000 | 28600 | 75.26% | 2.04 | 0 | 12 |  |  |  |  | R-454B | 2.95 | Residential & Commercial | USHP | Ducted CEE Tier 1
215940570 | Central HP <5.4 tons | DAY & NIGHT | HRCU-A-CB (Split System: Heat Pump with Remote Outdoor Unit-Air-Source) | C5H3V36*K*AAA* |  |  | EVD5X36M21A*+WALLCON | *97CTN1002122A* | 34400 | 21 | 8.5 | 38500 | 28000 | 72.73% | 2.06 | 0 | 12 |  |  |  |  | R-454B | 2.8667 | Residential & Commercial | USHP | Ducted CEE Tier 1
215940620 | Central HP <5.4 tons | DAY & NIGHT | HRCU-A-CB (Split System: Heat Pump with Remote Outdoor Unit-Air-Source) | C5H3V36*K*AAA* |  |  | EVD5X42M21A*+WALLCON | *96CTN0802120B* | 34400 | 20.5 | 8.5 | 38500 | 28200 | 73.25% | 2.04 | 0 | 11.7 |  |  |  |  | R-454B | 2.8667 | Residential & Commercial | USHP | Ducted CEE Tier 1
211246018 | Central HP <5.4 tons | CARRIER | HRCU-A-CB (Split System: Heat Pump with Remote Outdoor Unit-Air-Source) | 38MURAQ24AB3* |  |  | CNPV*3017AL* | GG96VTAA48080B | 24200 | 16.5 | 8.1 | 26200 | 23000 | 87.79% | 1.9 | 0 | 10.5 |  |  |  |  | R-410A | 2.0167 | Residential & Commercial | USHP | Ducted CEE Tier 1
216891284 | Central HP <5.4 tons | RUUD | HRCU-A-CB (Split System: Heat Pump with Remote Outdoor Unit-Air-Source) | RD18AY36AJVC |  |  | RCFY3621MTANM | R801V0754A17UH | 32600 | 19 | 10 | 32600 | 27800 | 85.28% | 2.1 | 0 | 12 |  |  |  |  | R-454B | 2.7167 | Residential & Commercial | USHP | Ducted CEE Tier 1
216891318 | Central HP <5.4 tons | RUUD | HRCU-A-CB (Split System: Heat Pump with Remote Outdoor Unit-Air-Source) | RD18AY36AJVC |  |  | RCFY3621MTANM | R951V0855A21M4 | 32400 | 19 | 10 | 32400 | 28000 | 86.42% | 2.1 | 0 | 12 |  |  |  |  | R-454B | 2.7 | Residential & Commercial | USHP | Ducted CEE Tier 1
216891517 | Central HP <5.4 tons | RUUD | HRCU-A-CB (Split System: Heat Pump with Remote Outdoor Unit-Air-Source) | RD18AY36AJVC |  |  | RCFY3621STANM | R962V0603A17M4 | 31200 | 18 | 8.5 | 31200 | 27800 | 89.1% | 1.9 | 0 | 12 |  |  |  |  | R-454B | 2.6 | Residential & Commercial | USHP | Ducted CEE Tier 1
216891519 | Central HP <5.4 tons | RUUD | HRCU-A-CB (Split System: Heat Pump with Remote Outdoor Unit-Air-Source) | RD18AY36AJVC |  |  | RCFY3621STANM | R951V1005A21M4 | 31400 | 18 | 8.5 | 31400 | 27800 | 88.54% | 1.9 | 0 | 12 |  |  |  |  | R-454B | 2.6167 | Residential & Commercial | USHP | Ducted CEE Tier 1
216891551 | Central HP <5.4 tons | RUUD | HRCU-A-CB (Split System: Heat Pump with Remote Outdoor Unit-Air-Source) | RD18AY36AJVC |  |  | RCFY3621STANM | R921V0855A21M4 | 31400 | 19 | 8.5 | 31400 | 27800 | 88.54% | 1.9 | 0 | 12 |  |  |  |  | R-454B | 2.6167 | Residential & Commercial | USHP | Ducted CEE Tier 1
216891587 | Central HP <5.4 tons | RUUD | HRCU-A-CB (Split System: Heat Pump with Remote Outdoor Unit-Air-Source) | RD18AY36AJVC |  |  | RCFY3621STANM | R801V1005A21UHU | 31600 | 19 | 8.5 | 31600 | 27600 | 87.34% | 2 | 0 | 12 |  |  |  |  | R-454B | 2.6333 | Residential & Commercial | USHP | Ducted CEE Tier 1
215939860 | Central HP <5.4 tons | DAY & NIGHT | HRCU-A-CB (Split System: Heat Pump with Remote Outdoor Unit-Air-Source) | C5H3V36*K*AAA* |  |  | EA*5X61M21A*+WALLCON | *97CTN0601716A* | 34000 | 19.5 | 9 | 35200 | 26800 | 76.14% | 1.94 | 0 | 11 |  |  |  |  | R-454B | 2.8333 | Residential & Commercial | USHP | Ducted CEE Tier 1
215939960 | Central HP <5.4 tons | DAY & NIGHT | HRCU-A-CB (Split System: Heat Pump with Remote Outdoor Unit-Air-Source) | C5H3V36*K*AAA* |  |  | ESH5X36M12A*+WALLCON | *80CSU0601716B* | 33400 | 19 | 9 | 34800 | 26600 | 76.44% | 1.92 | 0 | 11.5 |  |  |  |  | R-454B | 2.7833 | Residential & Commercial | USHP | Ducted CEE Tier 1
215940060 | Central HP <5.4 tons | DAY & NIGHT | HRCU-A-CB (Split System: Heat Pump with Remote Outdoor Unit-Air-Source) | C5H3V36*K*AAA* |  |  | ESH5X42M12A*+WALLCON | *97CTN0801716A* | 33400 | 18.5 | 9 | 35200 | 27000 | 76.7% | 1.92 | 0 | 11 |  |  |  |  | R-454B | 2.7833 | Residential & Commercial | USHP | Ducted CEE Tier 1
214573700 | Central HP <5.4 tons | HEIL | HRCU-A-CB (Split System: Heat Pump with Remote Outdoor Unit-Air-Source) | HVH837GKA2* |  |  | EA*4X37L21A*+WALLCON | *97CMN0602120B* | 32800 | 17 | 8.5 | 33000 | 25400 | 76.97% | 1.98 | 0 | 11 |  |  |  |  | R-410A | 2.7333 | Residential & Commercial | USHP | Ducted CEE Tier 1
215940080 | Central HP <5.4 tons | DAY & NIGHT | HRCU-A-CB (Split System: Heat Pump with Remote Outdoor Unit-Air-Source) | C5H3V36*K*AAA* |  |  | ESH5X42M12A*+WALLCON | *97CTN1002122A* | 33600 | 19 | 9 | 34600 | 26600 | 76.88% | 1.94 | 0 | 11.5 |  |  |  |  | R-454B | 2.8 | Residential & Commercial | USHP | Ducted CEE Tier 1
215940330 | Central HP <5.4 tons | DAY & NIGHT | HRCU-A-CB (Split System: Heat Pump with Remote Outdoor Unit-Air-Source) | C5H3V36*K*AAA* |  |  | EVM5X49M21A*+WALLCON | *96CTN0802120B* | 35600 | 21.5 | 8.5 | 38000 | 28600 | 75.26% | 2.04 | 0 | 12 |  |  |  |  | R-454B | 2.9667 | Residential & Commercial | USHP | Ducted CEE Tier 1
216683214 | Central HP <5.4 tons | TEMPSTAR | HRCU-A-CB (Split System: Heat Pump with Remote Outdoor Unit-Air-Source) | DLCURAH36ABK |  |  | EHD4X42AAL | *97VTN1202422A* | 35800 | 15.5 | 8.5 | 38500 | 34400 | 89.35% | 1.82 | 0 | 9.8 |  |  |  |  | R-410A | 2.9833 | Residential & Commercial | USHP
216891654 | Central HP <5.4 tons | RUUD | HRCU-A-CB (Split System: Heat Pump with Remote Outdoor Unit-Air-Source) | RD18AY36AJVC |  |  | RCFY3621STANM | R951V0403A17UH | 31200 | 18 | 8.5 | 31200 | 28000 | 89.74% | 1.9 | 0 | 11.7 |  |  |  |  | R-454B | 2.6 | Residential & Commercial | USHP | Ducted CEE Tier 1
216891701 | Central HP <5.4 tons | RUUD | HRCU-A-CB (Split System: Heat Pump with Remote Outdoor Unit-Air-Source) | RD18AY36AJVC |  |  | RCFY3617STANM | R921V0403A17M4 | 31400 | 18 | 8.5 | 31400 | 27800 | 88.54% | 1.9 | 0 | 12 |  |  |  |  | R-454B | 2.6167 | Residential & Commercial | USHP | Ducted CEE Tier 1
216891704 | Central HP <5.4 tons | RUUD | HRCU-A-CB (Split System: Heat Pump with Remote Outdoor Unit-Air-Source) | RD18AY36AJVC |  |  | RCFY3617STANM | R802V0503A14DZ | 31400 | 18 | 8.5 | 31400 | 27800 | 88.54% | 1.9 | 0 | 12 |  |  |  |  | R-454B | 2.6167 | Residential & Commercial | USHP | Ducted CEE Tier 1
216891721 | Central HP <5.4 tons | RUUD | HRCU-A-CB (Split System: Heat Pump with Remote Outdoor Unit-Air-Source) | RD18AY36AJVC |  |  | RCFY3621STANM | R801V1004A17UH | 31600 | 19 | 8.5 | 31600 | 27600 | 87.34% | 1.9 | 0 | 12 |  |  |  |  | R-454B | 2.6333 | Residential & Commercial | USHP | Ducted CEE Tier 1
216819255 | Central HP <5.4 tons | RUUD | HRCU-A-CB (Split System: Heat Pump with Remote Outdoor Unit-Air-Source) | RD18AY24AJVC |  |  | RCFY2421MTANM | R962V0703A17M4 | 21000 | 17 | 8.1 | 21000 | 17000 | 80.95% | 1.9 | 0 | 10 |  |  |  |  | R-454B | 1.75 | Residential & Commercial | USHP | Ducted CEE Tier 1
216891786 | Central HP <5.4 tons | RUUD | HRCU-A-CB (Split System: Heat Pump with Remote Outdoor Unit-Air-Source) | RD18AY36AJVC |  |  | RCFY3624MTANM | R962V0855A21M4 | 32400 | 19 | 10 | 32400 | 28000 | 86.42% | 2.1 | 0 | 12 |  |  |  |  | R-454B | 2.7 | Residential & Commercial | USHP | Ducted CEE Tier 1
216891855 | Central HP <5.4 tons | RUUD | HRCU-A-CB (Split System: Heat Pump with Remote Outdoor Unit-Air-Source) | RD18AY36AJVC |  |  | RCFY3621STANM | R951V0703A17M4 | 31400 | 18 | 8.5 | 31400 | 27800 | 88.54% | 1.9 | 0 | 12 |  |  |  |  | R-454B | 2.6167 | Residential & Commercial | USHP | Ducted CEE Tier 1
216571073 | Central HP <5.4 tons | AMERICAN STANDARD | HRCU-A-CB (Split System: Heat Pump with Remote Outdoor Unit-Air-Source) | 5A6V0X36A1 |  |  | 5TXCC009AS3 | S8V2C100M5PDB | 35800 | 20 | 9.7 | 32000 | 24800 | 77.5% | 2.2 | 0 | 12.7 |  |  |  |  | R-454B | 2.9833 | Residential & Commercial | USHP | Ducted CEE Tier 1
211243221 | Central HP <5.4 tons | COMFORTMAKER | HRCU-A-CB (Split System: Heat Pump with Remote Outdoor Unit-Air-Source) | DLCURAH24ABK |  |  | EA*4X37L21A* | *96VSN0601714A* | 24800 | 16.5 | 8.5 | 25600 | 21000 | 82.03% | 1.76 | 0 | 10 |  |  |  |  | R-410A | 2.0667 | Residential & Commercial | USHP | Ducted CEE Tier 1
216820324 | Central HP <5.4 tons | RUUD | HRCU-A-CB (Split System: Heat Pump with Remote Outdoor Unit-Air-Source) | RD18AY60AJVC |  |  | RCFY6024STANM | R801V0755A21UH | 51000 | 17 | 10 | 51000 | 38000 | 74.51% | 2 | 0 | 10 |  |  |  |  | R-454B | 4.25 | Residential & Commercial | USHP | Ducted CEE Tier 1
211244071 | Central HP <5.4 tons | COMFORTMAKER | HRCU-A-CB (Split System: Heat Pump with Remote Outdoor Unit-Air-Source) | DLCURAH24ABK |  |  | EN(A,D)4X24L17** | *96VTN0601412A* | 23200 | 16 | 8.5 | 26400 | 24600 | 93.18% | 2.04 | 0 | 10 |  |  |  |  | R-410A | 1.9333 | Residential & Commercial | USHP | Ducted CEE Tier 1
212989219 | Central HP <5.4 tons | DAY & NIGHT | HRCU-A-CB (Split System: Heat Pump with Remote Outdoor Unit-Air-Source) | DLCURAH24ABK |  |  | EN(A,D)4X24L17** | *95MSU0601716A* | 23200 | 16.5 | 8.5 | 26800 | 25400 | 94.78% | 2.14 | 0 | 10 |  |  |  |  | R-410A | 1.9333 | Residential & Commercial | USHP | Ducted CEE Tier 1
216819324 | Central HP <5.4 tons | RUUD | HRCU-A-CB (Split System: Heat Pump with Remote Outdoor Unit-Air-Source) | RD18AY24AJVC |  |  | RCFY2421MTANM | R951V0603A17M4 | 21000 | 17 | 8.1 | 21000 | 17100 | 81.43% | 1.9 | 0 | 10 |  |  |  |  | R-454B | 1.75 | Residential & Commercial | USHP | Ducted CEE Tier 1
211230694 | Central HP <5.4 tons | COMFORTMAKER | HRCU-A-CB (Split System: Heat Pump with Remote Outdoor Unit-Air-Source) | DLCURAH36ABK |  |  | EN(A,D)4X48L24** | *96VSN0802120A* | 36200 | 16 | 8.1 | 38500 | 34800 | 90.39% | 2.02 | 0 | 10 |  |  |  |  | R-410A | 3.0167 | Residential & Commercial | USHP | Ducted CEE Tier 1
211230753 | Central HP <5.4 tons | COMFORTMAKER | HRCU-A-CB (Split System: Heat Pump with Remote Outdoor Unit-Air-Source) | DLCURAH36ABK |  |  | EN(A,D)4X48L24** | *96VTN0802120A* | 35600 | 16 | 8.1 | 38500 | 34800 | 90.39% | 2 | 0 | 10 |  |  |  |  | R-410A | 2.9667 | Residential & Commercial | USHP | Ducted CEE Tier 1
211230842 | Central HP <5.4 tons | COMFORTMAKER | HRCU-A-CB (Split System: Heat Pump with Remote Outdoor Unit-Air-Source) | DLCURAH36ABK |  |  | FEM4X42**BL | 0 | 37000 | 16 | 8.1 | 38500 | 34800 | 90.39% | 2 | 0 | 10 |  |  |  |  | R-410A | 3.0833 | Residential & Commercial | USHP | Ducted CEE Tier 1
211230919 | Central HP <5.4 tons | COMFORTMAKER | HRCU-A-CB (Split System: Heat Pump with Remote Outdoor Unit-Air-Source) | DLCURAH36ABK |  |  | FXM4X42**AL | 0 | 36000 | 16 | 8.1 | 38500 | 34800 | 90.39% | 1.94 | 0 | 10 |  |  |  |  | R-410A | 3 | Residential & Commercial | USHP | Ducted CEE Tier 1
214671749 | Central HP <5.4 tons | TRANE | HRCU-A-CB (Split System: Heat Pump with Remote Outdoor Unit-Air-Source) | 4TWV7X60A1 |  |  | TEM8A0C48V41+TDR+LRP | 0 | 54000 | 17.1 | 8.5 | 52000 | 38000 | 73.08% | 1.8 | 0 | 12 |  |  |  |  | R-410A | 4.5 | Residential & Commercial | USHP | Ducted CEE Tier 1
215941050 | Central HP <5.4 tons | DAY & NIGHT | HRCU-A-CB (Split System: Heat Pump with Remote Outdoor Unit-Air-Source) | C5H3V48*K*AAA* |  |  | EA*5X61M21A*+WALLCON | *80CSU0401712B* | 45500 | 21.5 | 9.5 | 48500 | 36800 | 75.88% | 2 | 0 | 11.5 |  |  |  |  | R-454B | 3.7917 | Residential & Commercial | USHP | Ducted CEE Tier 1
215941100 | Central HP <5.4 tons | DAY & NIGHT | HRCU-A-CB (Split System: Heat Pump with Remote Outdoor Unit-Air-Source) | C5H3V48*K*AAA* |  |  | EA*5X61M24A*+WALLCON | *96CTN0802120B* | 45500 | 21 | 9.5 | 48500 | 37000 | 76.29% | 2 | 0 | 11 |  |  |  |  | R-454B | 3.7917 | Residential & Commercial | USHP | Ducted CEE Tier 1
215942406 | Central HP <5.4 tons | DAY & NIGHT | HRCU-A-CB (Split System: Heat Pump with Remote Outdoor Unit-Air-Source) | C5H3V36*K*AAA* |  |  | EVM5X60M21A*+WALLCON | *97CMN0601714B* | 35200 | 21 | 8.5 | 37400 | 28000 | 74.87% | 2.06 | 0 | 11.7 |  |  |  |  | R-454B | 2.9333 | Residential & Commercial | USHP | Ducted CEE Tier 1
212989555 | Central HP <5.4 tons | DAY & NIGHT | HRCU-A-CB (Split System: Heat Pump with Remote Outdoor Unit-Air-Source) | DLCURAH30ABK |  |  | EA*4X42L24A* | *95MSU0802120A* | 30000 | 15.2 | 8.1 | 34200 | 27600 | 80.7% | 1.8 | 0 | 9 |  |  |  |  | R-410A | 2.5 | Residential & Commercial | USHP
215936204 | Central HP <5.4 tons | CARRIER | HRCU-A-CB (Split System: Heat Pump with Remote Outdoor Unit-Air-Source) | 27VNA336A*030* |  |  | CVAVA4224XMA*+UI | 59CU5B100C21**22 | 35600 | 22 | 8.5 | 38000 | 28400 | 74.74% | 2.06 | 0 | 12.5 |  |  |  |  | R-454B | 2.9667 | Residential & Commercial | USHP | Ducted CEE Tier 1
215853505 | Central HP <5.4 tons | JOHNSON CONTROLS | HRCU-A-CB (Split System: Heat Pump with Remote Outdoor Unit-Air-Source) | HH860E2S11 |  |  | CTM60D5CJS1 | TM9E120D20MP12 | 52500 | 18 | 9 | 55000 | 39500 | 71.82% | 2 | 0 | 10 |  |  |  |  | R-454B | 4.375 | Residential & Commercial | USHP | Ducted CEE Tier 1
215941230 | Central HP <5.4 tons | DAY & NIGHT | HRCU-A-CB (Split System: Heat Pump with Remote Outdoor Unit-Air-Source) | C5H3V48*K*AAA* |  |  | ESH5X60M12A*+WALLCON | *97CTN0801716A* | 44000 | 19.5 | 9 | 49000 | 37400 | 76.33% | 1.8 | 0 | 10.5 |  |  |  |  | R-454B | 3.6667 | Residential & Commercial | USHP | Ducted CEE Tier 1
214650373 | Central HP <5.4 tons | YORK | HRCU-A-CB (Split System: Heat Pump with Remote Outdoor Unit-Air-Source) | HH860E2S11 |  |  | CTU60D5XHS1+TXV | Y91E120D20SMPS1 | 53500 | 19 | 8.5 | 53500 | 38500 | 71.96% | 2 | 0 | 11.7 |  |  |  |  | R-454B | 4.4583 | Residential & Commercial | USHP | Ducted CEE Tier 1
210470903 | Central HP <5.4 tons | COMFORTMAKER | HRCU-A-CB (Split System: Heat Pump with Remote Outdoor Unit-Air-Source) | CVH837GKA2* |  |  | EN(A,D,W)4X60L24**+WALLCON | *80CSU1002120A* | 32800 | 17.5 | 8.1 | 32200 | 24600 | 76.4% | 1.96 | 0 | 11.7 |  |  |  |  | R-410A | 2.7333 | Residential & Commercial | USHP | Ducted CEE Tier 1
210470969 | Central HP <5.4 tons | COMFORTMAKER | HRCU-A-CB (Split System: Heat Pump with Remote Outdoor Unit-Air-Source) | CVH837GKA2* |  |  | EN(A,D,W)4X60L24**+WALLCON | *97CMN1202422A* | 32800 | 17.5 | 8.1 | 32200 | 24800 | 77.02% | 1.96 | 0 | 11.7 |  |  |  |  | R-410A | 2.7333 | Residential & Commercial | USHP | Ducted CEE Tier 1
210471205 | Central HP <5.4 tons | COMFORTMAKER | HRCU-A-CB (Split System: Heat Pump with Remote Outdoor Unit-Air-Source) | CVH837GKA2* |  |  | EHD4X60AAL+WALLCON | *96CTN0801714A* | 32800 | 16.5 | 8.1 | 32600 | 25200 | 77.3% | 1.98 | 0 | 11 |  |  |  |  | R-410A | 2.7333 | Residential & Commercial | USHP | Ducted CEE Tier 1
210471260 | Central HP <5.4 tons | COMFORTMAKER | HRCU-A-CB (Split System: Heat Pump with Remote Outdoor Unit-Air-Source) | CVH837GKA2* |  |  | EHD4X60AAL+WALLCON | *97CMN1202422A* | 33000 | 17 | 8.1 | 32200 | 25000 | 77.64% | 2 | 0 | 11 |  |  |  |  | R-410A | 2.75 | Residential & Commercial | USHP | Ducted CEE Tier 1
211243508 | Central HP <5.4 tons | COMFORTMAKER | HRCU-A-CB (Split System: Heat Pump with Remote Outdoor Unit-Air-Source) | DLCURAH24ABK |  |  | EA*4X37L21A* | *80ES(N,L)0701712A* | 25000 | 16.5 | 8.5 | 25600 | 20800 | 81.25% | 1.76 | 0 | 10.5 |  |  |  |  | R-410A | 2.0833 | Residential & Commercial | USHP | Ducted CEE Tier 1
211243943 | Central HP <5.4 tons | COMFORTMAKER | HRCU-A-CB (Split System: Heat Pump with Remote Outdoor Unit-Air-Source) | DLCURAH24ABK |  |  | EN(A,D)4X24L17** | *80VSL0451716A* | 23800 | 16 | 8.5 | 26800 | 23400 | 87.31% | 1.92 | 0 | 10 |  |  |  |  | R-410A | 1.9833 | Residential & Commercial | USHP | Ducted CEE Tier 1
211243973 | Central HP <5.4 tons | COMFORTMAKER | HRCU-A-CB (Split System: Heat Pump with Remote Outdoor Unit-Air-Source) | DLCURAH24ABK |  |  | EN(A,D)4X24L17** | *80ESU0401712A* | 23600 | 17 | 8.5 | 26400 | 23800 | 90.15% | 1.98 | 0 | 10 |  |  |  |  | R-410A | 1.9667 | Residential & Commercial | USHP | Ducted CEE Tier 1
214573850 | Central HP <5.4 tons | HEIL | HRCU-A-CB (Split System: Heat Pump with Remote Outdoor Unit-Air-Source) | HVH837GKA2* |  |  | EA*4X43L21A*+WALLCON | *80CTL0702120B* | 32800 | 17.5 | 8.5 | 32800 | 25200 | 76.83% | 2 | 0 | 11 |  |  |  |  | R-410A | 2.7333 | Residential & Commercial | USHP | Ducted CEE Tier 1
214573950 | Central HP <5.4 tons | HEIL | HRCU-A-CB (Split System: Heat Pump with Remote Outdoor Unit-Air-Source) | HVH837GKA2* |  |  | EA*4X48L21A*+WALLCON | *97CMN0802120B* | 32200 | 17.5 | 8.5 | 32400 | 25000 | 77.16% | 1.98 | 0 | 11 |  |  |  |  | R-410A | 2.6833 | Residential & Commercial | USHP | Ducted CEE Tier 1
211244126 | Central HP <5.4 tons | COMFORTMAKER | HRCU-A-CB (Split System: Heat Pump with Remote Outdoor Unit-Air-Source) | DLCURAH24ABK |  |  | EN(A,D)4X24L17** | *80ES(N,L)0701712A* | 23800 | 16 | 8.5 | 27000 | 23200 | 85.93% | 1.9 | 0 | 10 |  |  |  |  | R-410A | 1.9833 | Residential & Commercial | USHP | Ducted CEE Tier 1
216619006 | Central HP <5.4 tons | ARMSTRONG AIR | HRCU-A-C (Split System: Heat Pump with Remote Outdoor Unit with No Indoor Fan --Air Source) | A7SCP18V60P-**A |  |  | 7ED48CX-**+TDR | 0 | 47500 | 15.2 | 8.5 | 47500 | 39500 | 83.16% | 1.85 | 0 | 10 |  |  |  |  | R-454B | 3.9583 | Residential & Commercial | USHP | Ducted CEE Tier 1
216770152 | Central HP <5.4 tons | OUELLET | HRCU-A-C (Split System: Heat Pump with Remote Outdoor Unit with No Indoor Fan --Air Source) | OFLX1-H36A-O |  |  | GCAC36F/NHA | 0 | 34000 | 15.2 | 8.5 | 34000 | 25600 | 75.29% | 1.8 | 0 | 9.5 |  |  |  |  | R-32 | 2.8333 | Residential & Commercial | USHP
215864721 | Central HP <5.4 tons | TRANE | HRCU-A-CB (Split System: Heat Pump with Remote Outdoor Unit-Air-Source) | 5TWV8X60A1 |  |  | 5TXCC009AS3 | S8V2C080M5PCB | 54000 | 18.1 | 8.5 | 55000 | 39500 | 71.82% | 2 | 0 | 10 |  |  |  |  | R-454B | 4.5 | Residential & Commercial | USHP | Ducted CEE Tier 1
211227196 | Central HP <5.4 tons | COMFORTMAKER | HRCU-A-CB (Split System: Heat Pump with Remote Outdoor Unit-Air-Source) | DLCURAH36ABK |  |  | EA*4X37L21A* | *96VTN1002120A* | 36600 | 15.5 | 8.5 | 38500 | 34800 | 90.39% | 2.1 | 0 | 10 |  |  |  |  | R-410A | 3.05 | Residential & Commercial | USHP | Ducted CEE Tier 1
211227512 | Central HP <5.4 tons | COMFORTMAKER | HRCU-A-CB (Split System: Heat Pump with Remote Outdoor Unit-Air-Source) | DLCURAH36ABK |  |  | EA*4X42L21A* | *92ESN0601714A* | 35400 | 16 | 8.1 | 38500 | 35000 | 90.91% | 1.88 | 0 | 10 |  |  |  |  | R-410A | 2.95 | Residential & Commercial | USHP | Ducted CEE Tier 1
211227930 | Central HP <5.4 tons | COMFORTMAKER | HRCU-A-CB (Split System: Heat Pump with Remote Outdoor Unit-Air-Source) | DLCURAH36ABK |  |  | EA*4X42L24A* | *80VTL1102122A* | 36200 | 15.5 | 8.1 | 39500 | 35200 | 89.11% | 1.92 | 0 | 10 |  |  |  |  | R-410A | 3.0167 | Residential & Commercial | USHP | Ducted CEE Tier 1
211228298 | Central HP <5.4 tons | COMFORTMAKER | HRCU-A-CB (Split System: Heat Pump with Remote Outdoor Unit-Air-Source) | DLCURAH36ABK |  |  | EA*4X43L21A* | *80VSL0451716A* | 36200 | 15.5 | 8.5 | 38500 | 34800 | 90.39% | 2.06 | 0 | 10 |  |  |  |  | R-410A | 3.0167 | Residential & Commercial | USHP | Ducted CEE Tier 1
211228883 | Central HP <5.4 tons | COMFORTMAKER | HRCU-A-CB (Split System: Heat Pump with Remote Outdoor Unit-Air-Source) | DLCURAH36ABK |  |  | EA*4X48L21A* | *80ESU0802120A | 37400 | 15.5 | 8.5 | 38500 | 35000 | 90.91% | 2.14 | 0 | 10 |  |  |  |  | R-410A | 3.1167 | Residential & Commercial | USHP | Ducted CEE Tier 1
211229017 | Central HP <5.4 tons | COMFORTMAKER | HRCU-A-CB (Split System: Heat Pump with Remote Outdoor Unit-Air-Source) | DLCURAH36ABK |  |  | EA*4X48L21A* | *95ESN0601714A* | 35400 | 15.5 | 8.1 | 38500 | 34800 | 90.39% | 2.02 | 0 | 9.5 |  |  |  |  | R-410A | 2.95 | Residential & Commercial | USHP
211229186 | Central HP <5.4 tons | COMFORTMAKER | HRCU-A-CB (Split System: Heat Pump with Remote Outdoor Unit-Air-Source) | DLCURAH36ABK |  |  | EA*4X48L21A* | *96VTN1002122A* | 35800 | 16.5 | 8.5 | 37800 | 34600 | 91.53% | 2.04 | 0 | 10 |  |  |  |  | R-410A | 2.9833 | Residential & Commercial | USHP | Ducted CEE Tier 1
215864723 | Central HP <5.4 tons | TRANE | HRCU-A-CB (Split System: Heat Pump with Remote Outdoor Unit-Air-Source) | 5TWV8X60A1 |  |  | 5TXCC009AS3 | S9V2C100U5PSC+LRP | 54000 | 18.1 | 8.5 | 55500 | 39500 | 71.17% | 2 | 0 | 10 |  |  |  |  | R-454B | 4.5 | Residential & Commercial | USHP | Ducted CEE Tier 1
215864739 | Central HP <5.4 tons | TRANE | HRCU-A-CB (Split System: Heat Pump with Remote Outdoor Unit-Air-Source) | 5TWV8X60A1 |  |  | 5TXCD008AS3 | S8V2D120M5PDB | 53500 | 18.1 | 8.5 | 56000 | 40000 | 71.43% | 2 | 0 | 10 |  |  |  |  | R-454B | 4.4583 | Residential & Commercial | USHP | Ducted CEE Tier 1
215865021 | Central HP <5.4 tons | TRANE | HRCU-A-CB (Split System: Heat Pump with Remote Outdoor Unit-Air-Source) | 5TWV8X60A1 |  |  | 5PX*D010AS3 | S8V2C100M5PDB | 54000 | 18.1 | 8.5 | 55500 | 40000 | 72.07% | 2 | 0 | 10 |  |  |  |  | R-454B | 4.5 | Residential & Commercial | USHP | Ducted CEE Tier 1
216980431 | Central HP <5.4 tons | RUUD | HRCU-A-CB (Split System: Heat Pump with Remote Outdoor Unit-Air-Source) | RD18AY36AJVC |  |  | RH2TY3621STANN | 0 | 31800 | 19 | 8.5 | 31800 | 27400 | 86.16% | 2 | 0 | 12 |  |  |  |  | R-454B | 2.65 | Residential & Commercial | USHP | Ducted CEE Tier 1
210470925 | Central HP <5.4 tons | COMFORTMAKER | HRCU-A-CB (Split System: Heat Pump with Remote Outdoor Unit-Air-Source) | CVH837GKA2* |  |  | EN(A,D,W)4X60L24**+WALLCON | *80CTL1352422A* | 32800 | 18 | 8.1 | 32200 | 24600 | 76.4% | 1.98 | 0 | 12 |  |  |  |  | R-410A | 2.7333 | Residential & Commercial | USHP | Ducted CEE Tier 1
210471139 | Central HP <5.4 tons | COMFORTMAKER | HRCU-A-CB (Split System: Heat Pump with Remote Outdoor Unit-Air-Source) | CVH837GKA2* |  |  | EHD4X60AAL+WALLCON | *80CSU0401712A* | 33000 | 17 | 8.1 | 32200 | 24800 | 77.02% | 1.98 | 0 | 11 |  |  |  |  | R-410A | 2.75 | Residential & Commercial | USHP | Ducted CEE Tier 1
211386413 | Central HP <5.4 tons | JOHNSON CONTROLS | HRCU-A-CB (Split System: Heat Pump with Remote Outdoor Unit-Air-Source) | HMH72B341 |  |  | XAFD48FXXN1+TXV | TL8E100C20UH11 | 34000 | 16.5 | 8.5 | 32400 | 23800 | 73.46% | 2.1 | 0 | 9.5 |  |  |  |  | R-410A | 2.8333 | Residential & Commercial | USHP
211387188 | Central HP <5.4 tons | JOHNSON CONTROLS | HRCU-A-CB (Split System: Heat Pump with Remote Outdoor Unit-Air-Source) | HMH72B341 |  |  | XAFC30CXXN1+TXV | TM9Y060B12MP11 | 32600 | 17.5 | 8.1 | 34000 | 23800 | 70% | 2 | 0 | 9.5 |  |  |  |  | R-410A | 2.7167 | Residential & Commercial | USHP
211387231 | Central HP <5.4 tons | JOHNSON CONTROLS | HRCU-A-CB (Split System: Heat Pump with Remote Outdoor Unit-Air-Source) | HMH72B341 |  |  | XAUB36DXXN1+TXV | TM9Y060B12MP11 | 33600 | 16.5 | 8.5 | 33400 | 23600 | 70.66% | 2.04 | 0 | 9.5 |  |  |  |  | R-410A | 2.8 | Residential & Commercial | USHP
211387506 | Central HP <5.4 tons | JOHNSON CONTROLS | HRCU-A-CB (Split System: Heat Pump with Remote Outdoor Unit-Air-Source) | HMH72B341 |  |  | XAFC36DXXN1+TXV | TM9V100C16MP12 | 34000 | 17.5 | 8.5 | 34000 | 24000 | 70.59% | 2.1 | 0 | 10 |  |  |  |  | R-410A | 2.8333 | Residential & Commercial | USHP | Ducted CEE Tier 1
215941170 | Central HP <5.4 tons | DAY & NIGHT | HRCU-A-CB (Split System: Heat Pump with Remote Outdoor Unit-Air-Source) | C5H3V48*K*AAA* |  |  | ESH5X48M12A*+WALLCON | *97CTN0801716A* | 43500 | 19 | 9 | 49000 | 37400 | 76.33% | 1.8 | 0 | 10.5 |  |  |  |  | R-454B | 3.625 | Residential & Commercial | USHP | Ducted CEE Tier 1
212979411 | Central HP <5.4 tons | CARRIER | HRCU-A-CB (Split System: Heat Pump with Remote Outdoor Unit-Air-Source) | 38MURAQ36AB3* |  |  | CAP**4824AL* | 58S(B,C)*B070M21**16 | 35600 | 16.5 | 8.5 | 37800 | 34600 | 91.53% | 2 | 0 | 10 |  |  |  |  | R-410A | 2.9667 | Residential & Commercial | USHP | Ducted CEE Tier 1
216675564 | Central HP <5.4 tons | BRYANT HEATING AND COOLING SYSTEMS | HRCU-A-CB (Split System: Heat Pump with Remote Outdoor Unit-Air-Source) | 37MURAQ24AA3 |  |  | CSAH*3612AM* | 83*CA60100C21*** | 25000 | 15.2 | 8.5 | 24200 | 19500 | 80.58% | 1.92 | 0 | 10 |  |  |  |  | R-454B | 2.0833 | Residential & Commercial | USHP | Ducted CEE Tier 1
216739020 | Central HP <5.4 tons | BRYANT HEATING AND COOLING SYSTEMS | HRCU-A-CB (Split System: Heat Pump with Remote Outdoor Unit-Air-Source) | 37MUHAQ24AA3 |  |  | PF5MN*B24L* | 0 | 23000 | 15.5 | 8.5 | 21400 | 19200 | 89.72% | 1.98 | 0 | 11 |  |  |  |  | R-454B | 1.9167 | Residential & Commercial | USHP | Ducted CEE Tier 1
215853326 | Central HP <5.4 tons | JOHNSON CONTROLS | HRCU-A-CB (Split System: Heat Pump with Remote Outdoor Unit-Air-Source) | HH836E2S11 |  |  | CTM36C5CDS1+JME16C2SN1 | 0 | 33400 | 19 | 9 | 30400 | 24800 | 81.58% | 2 | 0 | 12 |  |  |  |  | R-454B | 2.7833 | Residential & Commercial | USHP | Ducted CEE Tier 1
215853337 | Central HP <5.4 tons | JOHNSON CONTROLS | HRCU-A-CB (Split System: Heat Pump with Remote Outdoor Unit-Air-Source) | HH836E2S11 |  |  | CTM36B5CDS1 | Z9ES060B12SMPS1 | 33200 | 17 | 8.5 | 31000 | 25400 | 81.94% | 2 | 0 | 11 |  |  |  |  | R-454B | 2.7667 | Residential & Commercial | USHP | Ducted CEE Tier 1
216819458 | Central HP <5.4 tons | RUUD | HRCU-A-CB (Split System: Heat Pump with Remote Outdoor Unit-Air-Source) | RD18AY48AJVC |  |  | RCFY4824MTANM | R951V0705A21M4 | 42500 | 17 | 8.1 | 42500 | 33400 | 78.59% | 2 | 0 | 10 |  |  |  |  | R-454B | 3.5417 | Residential & Commercial | USHP | Ducted CEE Tier 1
213077065 | Central HP <5.4 tons | CARRIER | HRCU-A-CB (Split System: Heat Pump with Remote Outdoor Unit-Air-Source) | 38MURAQ36AB3* |  |  | CAP**4224AL* | 59SP6B080V21**20 | 35000 | 16 | 8.1 | 38500 | 35000 | 90.91% | 1.88 | 0 | 9.5 |  |  |  |  | R-410A | 2.9167 | Residential & Commercial | USHP
216769710 | Central HP <5.4 tons | AIREASE | HRCU-A-CB (Split System: Heat Pump with Remote Outdoor Unit-Air-Source) | A7SCP18V36P-**A |  |  | 7EH36CX-**+TDR | A97US2V080C16X* | 34800 | 17.9 | 9 | 35800 | 28400 | 79.33% | 1.9 | 0 | 11 |  |  |  |  | R-454B | 2.9 | Residential & Commercial | USHP | Ducted CEE Tier 1
216619032 | Central HP <5.4 tons | AIREASE | HRCU-A-CB (Split System: Heat Pump with Remote Outdoor Unit-Air-Source) | A7SCP18V60P-**A |  |  | 7AH1AE60PX-** | 0 | 55000 | 16.8 | 9 | 55500 | 43000 | 77.48% | 1.8 | 0 | 10 |  |  |  |  | R-454B | 4.5833 | Residential & Commercial | USHP | Ducted CEE Tier 1
215940670 | Central HP <5.4 tons | DAY & NIGHT | HRCU-A-CB (Split System: Heat Pump with Remote Outdoor Unit-Air-Source) | C5H3V36*K*AAA* |  |  | EVD5X42M21A*+WALLCON | *97CTN0802120A* | 34400 | 20.5 | 8.5 | 38500 | 28200 | 73.25% | 2.04 | 0 | 11.7 |  |  |  |  | R-454B | 2.8667 | Residential & Commercial | USHP | Ducted CEE Tier 1
215940690 | Central HP <5.4 tons | DAY & NIGHT | HRCU-A-CB (Split System: Heat Pump with Remote Outdoor Unit-Air-Source) | C5H3V36*K*AAA* |  |  | EVD5X42M24A*+WALLCON | *96CTN0802120B* | 35400 | 21.5 | 8.5 | 38000 | 28600 | 75.26% | 2.04 | 0 | 12 |  |  |  |  | R-454B | 2.95 | Residential & Commercial | USHP | Ducted CEE Tier 1
211230155 | Central HP <5.4 tons | COMFORTMAKER | HRCU-A-CB (Split System: Heat Pump with Remote Outdoor Unit-Air-Source) | DLCURAH36ABK |  |  | EN(A,D,W)4X48L21** | *92ESN1002122A* | 37600 | 15.5 | 8.5 | 39500 | 35000 | 88.61% | 2.08 | 0 | 10.5 |  |  |  |  | R-410A | 3.1333 | Residential & Commercial | USHP | Ducted CEE Tier 1
211230353 | Central HP <5.4 tons | COMFORTMAKER | HRCU-A-CB (Split System: Heat Pump with Remote Outdoor Unit-Air-Source) | DLCURAH36ABK |  |  | EN(A,D,W)4X48L21** | OLV098A12* | 35600 | 15.2 | 8.1 | 38500 | 35000 | 90.91% | 2 | 0 | 10 |  |  |  |  | R-410A | 2.9667 | Residential & Commercial | USHP | Ducted CEE Tier 1
211230420 | Central HP <5.4 tons | COMFORTMAKER | HRCU-A-CB (Split System: Heat Pump with Remote Outdoor Unit-Air-Source) | DLCURAH36ABK |  |  | EN(A,D)4X48L24** | *80ES(N,L)0902116A* | 36400 | 16 | 8.1 | 38500 | 34800 | 90.39% | 2.04 | 0 | 10.5 |  |  |  |  | R-410A | 3.0333 | Residential & Commercial | USHP | Ducted CEE Tier 1
215940980 | Central HP <5.4 tons | DAY & NIGHT | HRCU-A-CB (Split System: Heat Pump with Remote Outdoor Unit-Air-Source) | C5H3V48*K*AAA* |  |  | EA*5X48M21A*+WALLCON | *97CTN0802120A* | 43500 | 20.5 | 9.5 | 48000 | 36600 | 76.25% | 1.92 | 0 | 10.5 |  |  |  |  | R-454B | 3.625 | Residential & Commercial | USHP | Ducted CEE Tier 1
214075550 | Central HP <5.4 tons | RUUD | HRCU-A-CB (Split System: Heat Pump with Remote Outdoor Unit-Air-Source) | RD17AZ24AJ3N |  |  | RCFZ2417MTANM | U98MV0703A17UPS | 22600 | 17 | 9.5 | 22600 | 16900 | 74.78% | 2 | 0 | 11.2 |  |  |  |  | R-410A | 1.8833 | Residential & Commercial | USHP | Ducted CEE Tier 1
214075453 | Central HP <5.4 tons | RUUD | HRCU-A-CB (Split System: Heat Pump with Remote Outdoor Unit-Air-Source) | RD17AZ24AJ3N |  |  | RCFZ2417MTANM | R962V0403A17M4S | 22600 | 17 | 9.5 | 22600 | 16900 | 74.78% | 2 | 0 | 11.2 |  |  |  |  | R-410A | 1.8833 | Residential & Commercial | USHP | Ducted CEE Tier 1
214075536 | Central HP <5.4 tons | RUUD | HRCU-A-CB (Split System: Heat Pump with Remote Outdoor Unit-Air-Source) | RD17AZ24AJ3N |  |  | RCFZ2417MTANM | R801V0503A14DZ | 22600 | 17 | 9.5 | 22600 | 16800 | 74.34% | 2 | 0 | 11.2 |  |  |  |  | R-410A | 1.8833 | Residential & Commercial | USHP | Ducted CEE Tier 1
216619026 | Central HP <5.4 tons | AIREASE | HRCU-A-CB (Split System: Heat Pump with Remote Outdoor Unit-Air-Source) | A7SCP18V36P-**A |  |  | 7AH2AV42PXC-** | 0 | 36000 | 19 | 9.4 | 36000 | 29400 | 81.67% | 1.95 | 0 | 11.7 |  |  |  |  | R-454B | 3 | Residential & Commercial | USHP | Ducted CEE Tier 1
216819519 | Central HP <5.4 tons | RUUD | HRCU-A-CB (Split System: Heat Pump with Remote Outdoor Unit-Air-Source) | RD18AY48AJVC |  |  | RCFY4824MTANM | R951V0705A21UHU | 42500 | 17 | 8.1 | 42500 | 33400 | 78.59% | 2 | 0 | 10 |  |  |  |  | R-454B | 3.5417 | Residential & Commercial | USHP | Ducted CEE Tier 1
211222129 | Central HP <5.4 tons | COMFORTMAKER | HRCU-A-CB (Split System: Heat Pump with Remote Outdoor Unit-Air-Source) | DLCURAH30ABK |  |  | EA*4X36L21A* | *92ESN0801716A* | 29600 | 15.2 | 8.1 | 33800 | 27800 | 82.25% | 1.76 | 0 | 9 |  |  |  |  | R-410A | 2.4667 | Residential & Commercial | USHP
211244295 | Central HP <5.4 tons | DAY & NIGHT | HRCU-A-CB (Split System: Heat Pump with Remote Outdoor Unit-Air-Source) | DLCURAH24ABK |  |  | EN(A,D)4X30L14** | *96VSN0601412A* | 23400 | 16.5 | 8.1 | 25800 | 24000 | 93.02% | 1.98 | 0 | 10 |  |  |  |  | R-410A | 1.95 | Residential & Commercial | USHP | Ducted CEE Tier 1
216571220 | Central HP <5.4 tons | TRANE | HRCU-A-CB (Split System: Heat Pump with Remote Outdoor Unit-Air-Source) | 5TWV8X24A1 |  |  | 5PX*BD06AS3 | S8V2A040M3PCB | 21800 | 18.1 | 8.5 | 23800 | 18600 | 78.15% | 2.2 | 0 | 11.5 |  |  |  |  | R-454B | 1.8167 | Residential & Commercial | USHP | Ducted CEE Tier 1
216571236 | Central HP <5.4 tons | TRANE | HRCU-A-CB (Split System: Heat Pump with Remote Outdoor Unit-Air-Source) | 5TWV8X24A1 |  |  | 5TXCB003AS3 | L8V1B080U4VSB+LRP | 21400 | 18.1 | 8.5 | 24400 | 18900 | 77.46% | 2.1 | 0 | 11.2 |  |  |  |  | R-454B | 1.7833 | Residential & Commercial | USHP | Ducted CEE Tier 1
216571118 | Central HP <5.4 tons | TRANE | HRCU-A-CB (Split System: Heat Pump with Remote Outdoor Unit-Air-Source) | 5TWV0X48A1 |  |  | 5TXCC007AS3 | S8V2C080M5PCB | 44500 | 20 | 9.7 | 47500 | 34000 | 71.58% | 2.1 | 0 | 11.7 |  |  |  |  | R-454B | 3.7083 | Residential & Commercial | USHP | Ducted CEE Tier 1
216820230 | Central HP <5.4 tons | RUUD | HRCU-A-CB (Split System: Heat Pump with Remote Outdoor Unit-Air-Source) | RD18AY60AJVC |  |  | RCFY6024STANM | R802V1005A21DZ | 51500 | 18 | 10 | 50500 | 37800 | 74.85% | 2 | 0 | 11 |  |  |  |  | R-454B | 4.2917 | Residential & Commercial | USHP | Ducted CEE Tier 1
216051159 | Central HP <5.4 tons | RUUD | HRCU-A-CB (Split System: Heat Pump with Remote Outdoor Unit-Air-Source) | UP19AY60AJVC |  |  | RCFY6021SEAAM | U97MV0855A21DHS | 53500 | 17 | 10 | 53500 | 48500 | 90.65% | 2 | 0 | 10 |  |  |  |  | R-454B | 4.4583 | Residential & Commercial | USHP | Ducted CEE Tier 1
216819146 | Central HP <5.4 tons | RUUD | HRCU-A-CB (Split System: Heat Pump with Remote Outdoor Unit-Air-Source) | RD18AY24AJVC |  |  | RCFY2417MTANM | R962V0403A17M4 | 21000 | 17 | 8.1 | 21000 | 17000 | 80.95% | 1.9 | 0 | 10 |  |  |  |  | R-454B | 1.75 | Residential & Commercial | USHP | Ducted CEE Tier 1
216819296 | Central HP <5.4 tons | RUUD | HRCU-A-CB (Split System: Heat Pump with Remote Outdoor Unit-Air-Source) | RD18AY24AJVC |  |  | RCFY2421MTANM | R962V0403A17M4 | 21000 | 17 | 8.1 | 21000 | 17000 | 80.95% | 1.9 | 0 | 10 |  |  |  |  | R-454B | 1.75 | Residential & Commercial | USHP | Ducted CEE Tier 1
216819346 | Central HP <5.4 tons | RUUD | HRCU-A-CB (Split System: Heat Pump with Remote Outdoor Unit-Air-Source) | RD18AY24AJVC |  |  | RCFY2421MTANM | R921V0403A17M4 | 21000 | 17 | 8.1 | 20800 | 17000 | 81.73% | 1.9 | 0 | 10 |  |  |  |  | R-454B | 1.75 | Residential & Commercial | USHP | Ducted CEE Tier 1
216618963 | Central HP <5.4 tons | ARMSTRONG AIR | HRCU-A-CB (Split System: Heat Pump with Remote Outdoor Unit-Air-Source) | A7SCP18V24P-**A |  |  | 7AH2AV30PXC-** | 0 | 24000 | 18 | 9.5 | 24000 | 22600 | 94.17% | 1.8 | 0 | 12 |  |  |  |  | R-454B | 2 | Residential & Commercial | USHP | Ducted CEE Tier 1
216618995 | Central HP <5.4 tons | ARMSTRONG AIR | HRCU-A-C (Split System: Heat Pump with Remote Outdoor Unit with No Indoor Fan --Air Source) | A7SCP18V36P-**A |  |  | 7EH36BX-**+TDR | 0 | 33000 | 15.2 | 8.1 | 34000 | 29400 | 86.47% | 1.8 | 0 | 10 |  |  |  |  | R-454B | 2.75 | Residential & Commercial | USHP | Ducted CEE Tier 1
215935425 | Central HP <5.4 tons | BRYANT HEATING AND COOLING SYSTEMS | HRCU-A-CB (Split System: Heat Pump with Remote Outdoor Unit-Air-Source) | 293VAN036**AA* |  |  | CVAMA6024XMA*+UI | 987MC66120C24*** | 35400 | 22 | 8.5 | 38000 | 28400 | 74.74% | 2.04 | 0 | 12.5 |  |  |  |  | R-454B | 2.95 | Residential & Commercial | USHP | Ducted CEE Tier 1
215935475 | Central HP <5.4 tons | BRYANT HEATING AND COOLING SYSTEMS | HRCU-A-CB (Split System: Heat Pump with Remote Outdoor Unit-Air-Source) | 293VAN036**AA* |  |  | CVAMA6124XMA*+UI | 88*TB66135C24*** | 36000 | 22.5 | 8.5 | 37600 | 28200 | 75% | 2.04 | 0 | 12.5 |  |  |  |  | R-454B | 3 | Residential & Commercial | USHP | Ducted CEE Tier 1
215935625 | Central HP <5.4 tons | BRYANT HEATING AND COOLING SYSTEMS | HRCU-A-CB (Split System: Heat Pump with Remote Outdoor Unit-Air-Source) | 293VAN036**AA* |  |  | CVAVA3621XMA*+UI | 88*TB48070C17*** | 34200 | 20.5 | 8.5 | 39000 | 28400 | 72.82% | 2.02 | 0 | 11.5 |  |  |  |  | R-454B | 2.85 | Residential & Commercial | USHP | Ducted CEE Tier 1
214233326 | Central HP <5.4 tons | RUUD | HRCU-A-CB (Split System: Heat Pump with Remote Outdoor Unit-Air-Source) | RD17AZ36AJ3N |  |  | RH3VZ4821STACN | 0 | 34200 | 18 | 8.1 | 34200 | 29400 | 85.96% | 2 | 0 | 11.7 |  |  |  |  | R-410A | 2.85 | Residential & Commercial | USHP | Ducted CEE Tier 1
216618970 | Central HP <5.4 tons | ARMSTRONG AIR | HRCU-A-CB (Split System: Heat Pump with Remote Outdoor Unit-Air-Source) | A7SCP18V36P-**A |  |  | 7AH2AV42PXC-** | 0 | 36000 | 19 | 9.4 | 36000 | 29400 | 81.67% | 1.95 | 0 | 11.7 |  |  |  |  | R-454B | 3 | Residential & Commercial | USHP | Ducted CEE Tier 1
216613171 | Central HP <5.4 tons | RUUD | HRCU-A-CB (Split System: Heat Pump with Remote Outdoor Unit-Air-Source) | RD18AY48AJVC |  |  | RH2VY6024STACN | 0 | 43500 | 18 | 9.5 | 42500 | 33200 | 78.12% | 2.1 | 0 | 12 |  |  |  |  | R-454B | 3.625 | Residential & Commercial | USHP | Ducted CEE Tier 1
216819487 | Central HP <5.4 tons | RUUD | HRCU-A-CB (Split System: Heat Pump with Remote Outdoor Unit-Air-Source) | RD18AY48AJVC |  |  | RCFY4824MTANM | U98MV1005A21UPS | 42500 | 17 | 8.1 | 42500 | 33600 | 79.06% | 2 | 0 | 10 |  |  |  |  | R-454B | 3.5417 | Residential & Commercial | USHP | Ducted CEE Tier 1
216769641 | Central HP <5.4 tons | ARMSTRONG AIR | HRCU-A-CB (Split System: Heat Pump with Remote Outdoor Unit-Air-Source) | A7SCP18V24P-**A |  |  | 7E[C,U]36BX-**+TDR | A97US2V070B12S* | 24000 | 17.45 | 9 | 24000 | 20600 | 85.83% | 1.85 | 0 | 12 |  |  |  |  | R-454B | 2 | Residential & Commercial | USHP | Ducted CEE Tier 1
216769758 | Central HP <5.4 tons | ARMSTRONG AIR | HRCU-A-CB (Split System: Heat Pump with Remote Outdoor Unit-Air-Source) | A7SCP18V60P-**A |  |  | 7EH42CX-**+TDR | A97US2V090C20S* | 44000 | 16.1 | 8.5 | 48000 | 40000 | 83.33% | 1.8 | 0 | 10 |  |  |  |  | R-454B | 3.6667 | Residential & Commercial | USHP | Ducted CEE Tier 1
215940740 | Central HP <5.4 tons | DAY & NIGHT | HRCU-A-CB (Split System: Heat Pump with Remote Outdoor Unit-Air-Source) | C5H3V36*K*AAA* |  |  | EVD5X48M24A*+WALLCON | *97CTN0802120A* | 35000 | 21 | 8.5 | 38500 | 28400 | 73.77% | 2.04 | 0 | 12 |  |  |  |  | R-454B | 2.9167 | Residential & Commercial | USHP | Ducted CEE Tier 1
215940790 | Central HP <5.4 tons | DAY & NIGHT | HRCU-A-CB (Split System: Heat Pump with Remote Outdoor Unit-Air-Source) | C5H3V36*K*AAA* |  |  | EVD5X49M24A*+WALLCON | *97CTN1002122A* | 35400 | 22 | 8.5 | 38000 | 28400 | 74.74% | 2.04 | 0 | 12.5 |  |  |  |  | R-454B | 2.95 | Residential & Commercial | USHP | Ducted CEE Tier 1
216769760 | Central HP <5.4 tons | ARMSTRONG AIR | HRCU-A-CB (Split System: Heat Pump with Remote Outdoor Unit-Air-Source) | A7SCP18V60P-**A |  |  | 7EH48CX-**+TDR | A97US2V080C20X* | 43500 | 16.05 | 8.5 | 47500 | 40000 | 84.21% | 1.8 | 0 | 10 |  |  |  |  | R-454B | 3.625 | Residential & Commercial | USHP | Ducted CEE Tier 1
211230263 | Central HP <5.4 tons | COMFORTMAKER | HRCU-A-CB (Split System: Heat Pump with Remote Outdoor Unit-Air-Source) | DLCURAH36ABK |  |  | EN(A,D,W)4X48L21** | *95ESU0601716A* | 35800 | 16 | 8.1 | 38500 | 34800 | 90.39% | 2 | 0 | 10 |  |  |  |  | R-410A | 2.9833 | Residential & Commercial | USHP | Ducted CEE Tier 1
216980423 | Central HP <5.4 tons | RUUD | HRCU-A-CB (Split System: Heat Pump with Remote Outdoor Unit-Air-Source) | RD18AY48AJVC |  |  | RHMVY6024SEACN | 0 | 43500 | 19 | 8.5 | 42500 | 32800 | 77.18% | 2.1 | 0 | 12 |  |  |  |  | R-454B | 3.625 | Residential & Commercial | USHP | Ducted CEE Tier 1
216618978 | Central HP <5.4 tons | ARMSTRONG AIR | HRCU-A-C (Split System: Heat Pump with Remote Outdoor Unit with No Indoor Fan --Air Source) | A7SCP18V24P-**A |  |  | 7E[C,U]30AX-**+TDR | 0 | 24000 | 15.2 | 8.5 | 24000 | 21400 | 89.17% | 1.75 | 0 | 11.7 |  |  |  |  | R-454B | 2 | Residential & Commercial | USHP | Ducted CEE Tier 1
215940960 | Central HP <5.4 tons | DAY & NIGHT | HRCU-A-CB (Split System: Heat Pump with Remote Outdoor Unit-Air-Source) | C5H3V48*K*AAA* |  |  | EA*5X48M21A*+WALLCON | *80CSU0601716B* | 43500 | 21 | 9.5 | 48000 | 36600 | 76.25% | 1.9 | 0 | 11 |  |  |  |  | R-454B | 3.625 | Residential & Commercial | USHP | Ducted CEE Tier 1
215941010 | Central HP <5.4 tons | DAY & NIGHT | HRCU-A-CB (Split System: Heat Pump with Remote Outdoor Unit-Air-Source) | C5H3V48*K*AAA* |  |  | EA*5X60M24A*+WALLCON | *97CTN0802120A* | 44500 | 21 | 9.5 | 48500 | 36600 | 75.46% | 2 | 0 | 11 |  |  |  |  | R-454B | 3.7083 | Residential & Commercial | USHP | Ducted CEE Tier 1
215941060 | Central HP <5.4 tons | DAY & NIGHT | HRCU-A-CB (Split System: Heat Pump with Remote Outdoor Unit-Air-Source) | C5H3V48*K*AAA* |  |  | EA*5X61M21A*+WALLCON | *80CSU0601716B* | 45000 | 21 | 9.5 | 48500 | 37000 | 76.29% | 2 | 0 | 11.5 |  |  |  |  | R-454B | 3.75 | Residential & Commercial | USHP | Ducted CEE Tier 1
211201013 | Central HP <5.4 tons | BRYANT HEATING AND COOLING SYSTEMS | HRCU-A-CB (Split System: Heat Pump with Remote Outdoor Unit-Air-Source) | 38MURAQ30AB3* |  |  | FMA4X36**AL* | 0 | 31200 | 15.5 | 8.5 | 35400 | 26800 | 75.71% | 1.86 | 0 | 9 |  |  |  |  | R-410A | 2.6 | Residential & Commercial | USHP
214807731 | Central HP <5.4 tons | JOHNSON CONTROLS | HRCU-A-CB (Split System: Heat Pump with Remote Outdoor Unit-Air-Source) | HH824E2S11 |  |  | CTM36B5ADS1 | TP9C060B12MP13 | 23000 | 17 | 9 | 23000 | 17600 | 76.52% | 2 | 0 | 12 |  |  |  |  | R-454B | 1.9167 | Residential & Commercial | USHP | Ducted CEE Tier 1
214650174 | Central HP <5.4 tons | YORK | HRCU-A-CB (Split System: Heat Pump with Remote Outdoor Unit-Air-Source) | HH824E2S11 |  |  | CTU36B5XDS1+TXV | YPLC080B12MP13 | 23000 | 18 | 9 | 23000 | 18500 | 80.43% | 2 | 0 | 12 |  |  |  |  | R-454B | 1.9167 | Residential & Commercial | USHP | Ducted CEE Tier 1
209872694 | Central HP <5.4 tons | RUUD | HRCU-A-CB (Split System: Heat Pump with Remote Outdoor Unit-Air-Source) | UP18AZ24AJVC |  |  | RCFZ2421HEAAM | R962V0703A17M4S | 22800 | 20 | 8.5 | 22800 | 26000 | 114% | 2.1 | 0 | 12.5 |  |  |  |  | R-410A | 1.9 | Residential & Commercial | USHP | Ducted CEE Tier 1
213078093 | Central HP <5.4 tons | CARRIER | HRCU-A-CB (Split System: Heat Pump with Remote Outdoor Unit-Air-Source) | 38MURAQ36AB3* |  |  | CAP**4321AL* | 58S(B,C)*B070M17**16 | 36600 | 16 | 8.5 | 38500 | 35000 | 90.91% | 2.06 | 0 | 10 |  |  |  |  | R-410A | 3.05 | Residential & Commercial | USHP | Ducted CEE Tier 1
213078409 | Central HP <5.4 tons | CARRIER | HRCU-A-CB (Split System: Heat Pump with Remote Outdoor Unit-Air-Source) | 38MURAQ36AB3* |  |  | CAP**4221AL* | 58S(B,C)*B090M21**16 | 35200 | 16.5 | 8.1 | 38500 | 35000 | 90.91% | 1.88 | 0 | 10 |  |  |  |  | R-410A | 2.9333 | Residential & Commercial | USHP | Ducted CEE Tier 1
213078663 | Central HP <5.4 tons | CARRIER | HRCU-A-CB (Split System: Heat Pump with Remote Outdoor Unit-Air-Source) | 38MURAQ36AB3* |  |  | CAP**4821AL* | 58S(B,C)*B110M21**20 | 36200 | 16.5 | 8.5 | 38000 | 34800 | 91.58% | 2.04 | 0 | 10 |  |  |  |  | R-410A | 3.0167 | Residential & Commercial | USHP | Ducted CEE Tier 1
213079666 | Central HP <5.4 tons | HEIL | HRCU-A-CB (Split System: Heat Pump with Remote Outdoor Unit-Air-Source) | DLCURAH36ABK |  |  | EA*4X42L21A* | *92MSN0802120A* | 35200 | 16.5 | 8.1 | 38500 | 35000 | 90.91% | 1.88 | 0 | 10 |  |  |  |  | R-410A | 2.9333 | Residential & Commercial | USHP | Ducted CEE Tier 1
213079915 | Central HP <5.4 tons | HEIL | HRCU-A-CB (Split System: Heat Pump with Remote Outdoor Unit-Air-Source) | DLCURAH36ABK |  |  | EN(A,D)4X48L24** | *92MSN1002122A* | 36000 | 16.5 | 8.1 | 38500 | 35000 | 90.91% | 2 | 0 | 10.5 |  |  |  |  | R-410A | 3 | Residential & Commercial | USHP | Ducted CEE Tier 1
213079947 | Central HP <5.4 tons | HEIL | HRCU-A-CB (Split System: Heat Pump with Remote Outdoor Unit-Air-Source) | DLCURAH36ABK |  |  | EN(A,D)4X48L24** | *92MSN1202420A* | 36400 | 16 | 8.1 | 38500 | 35000 | 90.91% | 2.02 | 0 | 10.5 |  |  |  |  | R-410A | 3.0333 | Residential & Commercial | USHP | Ducted CEE Tier 1
210474525 | Central HP <5.4 tons | CARRIER | HRCU-A-CB (Split System: Heat Pump with Remote Outdoor Unit-Air-Source) | 25VNA825A*032* |  |  | CSPH*4812AL*+UI | 58TN*A135C24**22 | 24200 | 16 | 8.1 | 21200 | 16600 | 78.3% | 2.02 | 0 | 11 |  |  |  |  | R-410A | 2.0167 | Residential & Commercial | USHP | Ducted CEE Tier 1
210474558 | Central HP <5.4 tons | CARRIER | HRCU-A-CB (Split System: Heat Pump with Remote Outdoor Unit-Air-Source) | 25VNA825A*032* |  |  | CSPH*4812AL*+UI | 59TN6B120C24**22 | 24200 | 16.5 | 8.1 | 21200 | 16600 | 78.3% | 2.02 | 0 | 11 |  |  |  |  | R-410A | 2.0167 | Residential & Commercial | USHP | Ducted CEE Tier 1
215935775 | Central HP <5.4 tons | BRYANT HEATING AND COOLING SYSTEMS | HRCU-A-CB (Split System: Heat Pump with Remote Outdoor Unit-Air-Source) | 293VAN036**AA* |  |  | CVAVA3621XMA*+UI | 986TD66100C21*** | 34400 | 21 | 8.5 | 38500 | 28000 | 72.73% | 2.06 | 0 | 12 |  |  |  |  | R-454B | 2.8667 | Residential & Commercial | USHP | Ducted CEE Tier 1
213078961 | Central HP <5.4 tons | CARRIER | HRCU-A-CB (Split System: Heat Pump with Remote Outdoor Unit-Air-Source) | 38MURAQ36AB3* |  |  | CAP**3621AL* | 58SU*B060M17**16 | 35000 | 16.5 | 8.1 | 38500 | 35000 | 90.91% | 1.8 | 0 | 9.5 |  |  |  |  | R-410A | 2.9167 | Residential & Commercial | USHP
216618997 | Central HP <5.4 tons | ARMSTRONG AIR | HRCU-A-C (Split System: Heat Pump with Remote Outdoor Unit with No Indoor Fan --Air Source) | A7SCP18V36P-**A |  |  | 7ED30/36BX-**+TDR | 0 | 33400 | 15.2 | 8.1 | 34000 | 29000 | 85.29% | 1.8 | 0 | 10 |  |  |  |  | R-454B | 2.7833 | Residential & Commercial | USHP | Ducted CEE Tier 1
216769759 | Central HP <5.4 tons | AIREASE | HRCU-A-CB (Split System: Heat Pump with Remote Outdoor Unit-Air-Source) | A7SCP18V60P-**A |  |  | 7EH42CX-**+TDR | A97US2V090C20S* | 44000 | 16.1 | 8.5 | 48000 | 40000 | 83.33% | 1.8 | 0 | 10 |  |  |  |  | R-454B | 3.6667 | Residential & Commercial | USHP | Ducted CEE Tier 1
216618981 | Central HP <5.4 tons | ARMSTRONG AIR | HRCU-A-C (Split System: Heat Pump with Remote Outdoor Unit with No Indoor Fan --Air Source) | A7SCP18V24P-**A |  |  | 7E[C,U]36BX-**+TDR | 0 | 24000 | 15.2 | 8.5 | 24000 | 21000 | 87.5% | 1.8 | 0 | 11.7 |  |  |  |  | R-454B | 2 | Residential & Commercial | USHP | Ducted CEE Tier 1
214570700 | Central HP <5.4 tons | HEIL | HRCU-A-CB (Split System: Heat Pump with Remote Outdoor Unit-Air-Source) | HVH825GKA3* |  |  | EA*4X48L21A*+WALLCON | *97CMN0602120B* | 24000 | 16.5 | 8.5 | 21000 | 16600 | 79.05% | 2 | 0 | 10.5 |  |  |  |  | R-410A | 2 | Residential & Commercial | USHP | Ducted CEE Tier 1
215941610 | Central HP <5.4 tons | DAY & NIGHT | HRCU-A-CB (Split System: Heat Pump with Remote Outdoor Unit-Air-Source) | C5H3V48*K*AAA* |  |  | EVD5X48M24A*+WALLCON | *97CTN1002122A* | 44500 | 20 | 8.1 | 52000 | 38000 | 73.08% | 1.9 | 0 | 11 |  |  |  |  | R-454B | 3.7083 | Residential & Commercial | USHP | Ducted CEE Tier 1
212988041 | Central HP <5.4 tons | DAY & NIGHT | HRCU-A-CB (Split System: Heat Pump with Remote Outdoor Unit-Air-Source) | DLCURAH30ABK |  |  | EA*4X37L21A* | *96MSN1002120A* | 30800 | 15.2 | 8.5 | 33200 | 26200 | 78.92% | 1.84 | 0 | 9 |  |  |  |  | R-410A | 2.5667 | Residential & Commercial | USHP
212989063 | Central HP <5.4 tons | DAY & NIGHT | HRCU-A-CB (Split System: Heat Pump with Remote Outdoor Unit-Air-Source) | DLCURAH30ABK |  |  | EA*4X43L21A* | *95MSU0601716A* | 30600 | 15.2 | 8.5 | 33600 | 26400 | 78.57% | 1.86 | 0 | 9 |  |  |  |  | R-410A | 2.55 | Residential & Commercial | USHP
214650631 | Central HP <5.4 tons | YORK | HRCU-A-CB (Split System: Heat Pump with Remote Outdoor Unit-Air-Source) | HH824E2S11 |  |  | CTU30B5XCS1+TXV | Y82E080B12LMPS1 | 23000 | 18 | 9.5 | 23000 | 18400 | 80% | 2 | 0 | 12 |  |  |  |  | R-454B | 1.9167 | Residential & Commercial | USHP | Ducted CEE Tier 1
209872696 | Central HP <5.4 tons | RUUD | HRCU-A-CB (Split System: Heat Pump with Remote Outdoor Unit-Air-Source) | UP18AZ24AJVC |  |  | RCFZ2421HEAAM | U97MV0703A17DHS | 22800 | 20 | 8.5 | 22800 | 26000 | 114% | 2.1 | 0 | 12.5 |  |  |  |  | R-410A | 1.9 | Residential & Commercial | USHP | Ducted CEE Tier 1
216819441 | Central HP <5.4 tons | RUUD | HRCU-A-CB (Split System: Heat Pump with Remote Outdoor Unit-Air-Source) | RD18AY48AJVC |  |  | RCFY4824MTANM | R951V0855A21M4 | 42500 | 17 | 8.1 | 42500 | 33600 | 79.06% | 2 | 0 | 10 |  |  |  |  | R-454B | 3.5417 | Residential & Commercial | USHP | Ducted CEE Tier 1
210470600 | Central HP <5.4 tons | COMFORTMAKER | HRCU-A-CB (Split System: Heat Pump with Remote Outdoor Unit-Air-Source) | CVH837GKA2* |  |  | EA*4X61L24A*+WALLCON | *97CMN1002122A* | 33200 | 18 | 8.5 | 32000 | 24800 | 77.5% | 2 | 0 | 12 |  |  |  |  | R-410A | 2.7667 | Residential & Commercial | USHP | Ducted CEE Tier 1
210471227 | Central HP <5.4 tons | COMFORTMAKER | HRCU-A-CB (Split System: Heat Pump with Remote Outdoor Unit-Air-Source) | CVH837GKA2* |  |  | EHD4X60AAL+WALLCON | *97CMN0801714A* | 32800 | 16.5 | 8.1 | 32600 | 25200 | 77.3% | 1.98 | 0 | 11 |  |  |  |  | R-410A | 2.7333 | Residential & Commercial | USHP | Ducted CEE Tier 1
212972067 | Central HP <5.4 tons | CARRIER | HRCU-A-CB (Split System: Heat Pump with Remote Outdoor Unit-Air-Source) | 38MURAQ36AB3* |  |  | CAP**4821AL* | 58TP*B090V17**16 | 35800 | 16 | 8.5 | 37800 | 34800 | 92.06% | 2.02 | 0 | 10 |  |  |  |  | R-410A | 2.9833 | Residential & Commercial | USHP | Ducted CEE Tier 1
213771335 | Central HP <5.4 tons | CARRIER | HRCU-A-CB (Split System: Heat Pump with Remote Outdoor Unit-Air-Source) | 25VNA825A*031* |  |  | CAP**4221AL*+UI | 59TN6C060C17**14 | 23600 | 16.5 | 8.1 | 21400 | 16700 | 78.04% | 1.96 | 0 | 10.5 |  |  |  |  | R-410A | 1.9667 | Residential & Commercial | USHP | Ducted CEE Tier 1
213771535 | Central HP <5.4 tons | CARRIER | HRCU-A-CB (Split System: Heat Pump with Remote Outdoor Unit-Air-Source) | 25VNA825A*031* |  |  | CAP**4321AL*+UI | 59TN6C080C17**14 | 24400 | 16.5 | 8.1 | 21200 | 16600 | 78.3% | 2.02 | 0 | 11 |  |  |  |  | R-410A | 2.0333 | Residential & Commercial | USHP | Ducted CEE Tier 1
215941180 | Central HP <5.4 tons | DAY & NIGHT | HRCU-A-CB (Split System: Heat Pump with Remote Outdoor Unit-Air-Source) | C5H3V48*K*AAA* |  |  | ESH5X48M12A*+WALLCON | *97CTN0802120A* | 44000 | 20 | 9 | 48500 | 36600 | 75.46% | 1.8 | 0 | 10.5 |  |  |  |  | R-454B | 3.6667 | Residential & Commercial | USHP | Ducted CEE Tier 1
216819538 | Central HP <5.4 tons | RUUD | HRCU-A-CB (Split System: Heat Pump with Remote Outdoor Unit-Air-Source) | RD18AY48AJVC |  |  | RCFY4824MTANM | R962V0705A21M4 | 42500 | 17 | 8.1 | 42500 | 33400 | 78.59% | 2 | 0 | 10 |  |  |  |  | R-454B | 3.5417 | Residential & Commercial | USHP | Ducted CEE Tier 1
213077165 | Central HP <5.4 tons | CARRIER | HRCU-A-CB (Split System: Heat Pump with Remote Outdoor Unit-Air-Source) | 38MURAQ36AB3* |  |  | CAP**4224AL* | 59SP6B100V21**20 | 35400 | 16 | 8.1 | 38500 | 35200 | 91.43% | 1.88 | 0 | 10 |  |  |  |  | R-410A | 2.95 | Residential & Commercial | USHP | Ducted CEE Tier 1
214810240 | Central HP <5.4 tons | JOHNSON CONTROLS | HRCU-A-CB (Split System: Heat Pump with Remote Outdoor Unit-Air-Source) | HH824E2S11 |  |  | CTM36B5ADS1 | TM9V060B12MP12 | 23000 | 17 | 9 | 23000 | 17600 | 76.52% | 2 | 0 | 12 |  |  |  |  | R-454B | 1.9167 | Residential & Commercial | USHP | Ducted CEE Tier 1
214389408 | Central HP <5.4 tons | BRYANT HEATING AND COOLING SYSTEMS | HRCU-A-CB (Split System: Heat Pump with Remote Outdoor Unit-Air-Source) | 284ANV036*0**B* |  |  | CNPV*4221AL*+UI | 88*TB48070C17*** | 33000 | 18.5 | 9 | 38000 | 26800 | 70.53% | 1.96 | 0 | 11.7 |  |  |  |  | R-410A | 2.75 | Residential & Commercial | USHP | Ducted CEE Tier 1
215941600 | Central HP <5.4 tons | DAY & NIGHT | HRCU-A-CB (Split System: Heat Pump with Remote Outdoor Unit-Air-Source) | C5H3V48*K*AAA* |  |  | EVD5X48M24A*+WALLCON | *97CTN0802120A* | 44500 | 20 | 8.1 | 52000 | 38000 | 73.08% | 1.9 | 0 | 11 |  |  |  |  | R-454B | 3.7083 | Residential & Commercial | USHP | Ducted CEE Tier 1
214807359 | Central HP <5.4 tons | YORK | HRCU-A-CB (Split System: Heat Pump with Remote Outdoor Unit-Air-Source) | HH824E2S11 |  |  | CTU36B5XDS1+JMVT12BC2N1+TXV | 0 | 23000 | 19 | 9.5 | 23000 | 18500 | 80.43% | 2 | 0 | 12 |  |  |  |  | R-454B | 1.9167 | Residential & Commercial | USHP | Ducted CEE Tier 1
214650311 | Central HP <5.4 tons | YORK | HRCU-A-CB (Split System: Heat Pump with Remote Outdoor Unit-Air-Source) | HH824E2S11 |  |  | CTU30B5XCS1+TXV | TP9C060B12MP13 | 23000 | 17 | 9.5 | 23000 | 18300 | 79.57% | 2 | 0 | 12 |  |  |  |  | R-454B | 1.9167 | Residential & Commercial | USHP | Ducted CEE Tier 1
216643200 | Central HP <5.4 tons | TEMPSTAR | HRCU-A-CB (Split System: Heat Pump with Remote Outdoor Unit-Air-Source) | D5CUHAH18AAK |  |  | EA*5X25M17A* | *80MS(N,L)0451412A* | 18300 | 15.2 | 10.5 | 19800 | 17500 | 88.38% | 2 | 0 | 11.5 |  |  |  |  | R-454B | 1.525 | Residential & Commercial | USHP | Ducted CEE Tier 1
216769689 | Central HP <5.4 tons | ARMSTRONG AIR | HRCU-A-CB (Split System: Heat Pump with Remote Outdoor Unit-Air-Source) | A7SCP18V36P-**A |  |  | 7E[C,U]36BX-**+TDR | A97US2V070B12S* | 34600 | 17.6 | 8.5 | 35600 | 28200 | 79.21% | 1.85 | 0 | 11 |  |  |  |  | R-454B | 2.8833 | Residential & Commercial | USHP | Ducted CEE Tier 1
214571100 | Central HP <5.4 tons | HEIL | HRCU-A-CB (Split System: Heat Pump with Remote Outdoor Unit-Air-Source) | HVH825GKA3* |  |  | EN(A,D)4X36L21**+WALLCON | *95CSU0802120B* | 23400 | 16.5 | 8.1 | 21600 | 16700 | 77.31% | 1.92 | 0 | 11 |  |  |  |  | R-410A | 1.95 | Residential & Commercial | USHP | Ducted CEE Tier 1
214572470 | Central HP <5.4 tons | HEIL | HRCU-A-CB (Split System: Heat Pump with Remote Outdoor Unit-Air-Source) | HVH837GKA** |  |  | EA*4X36L21A*+WALLCON | *80CTL0702120B* | 31400 | 17 | 8.1 | 33000 | 24200 | 73.33% | 1.86 | 0 | 11 |  |  |  |  | R-410A | 2.6167 | Residential & Commercial | USHP | Ducted CEE Tier 1
216618965 | Central HP <5.4 tons | ARMSTRONG AIR | HRCU-A-CB (Split System: Heat Pump with Remote Outdoor Unit-Air-Source) | A7SCP18V36P-**A |  |  | 7AH1AE36PX-** | 0 | 36000 | 18.5 | 9 | 36000 | 30000 | 83.33% | 1.9 | 0 | 11.7 |  |  |  |  | R-454B | 3 | Residential & Commercial | USHP | Ducted CEE Tier 1
213078997 | Central HP <5.4 tons | CARRIER | HRCU-A-CB (Split System: Heat Pump with Remote Outdoor Unit-Air-Source) | 38MURAQ36AB3* |  |  | CAP**4221AL* | 58SU*B060M17**16 | 35200 | 16.5 | 8.1 | 38500 | 35000 | 90.91% | 1.86 | 0 | 10 |  |  |  |  | R-410A | 2.9333 | Residential & Commercial | USHP | Ducted CEE Tier 1
215864653 | Central HP <5.4 tons | TRANE | HRCU-A-CB (Split System: Heat Pump with Remote Outdoor Unit-Air-Source) | 5TWV8X48A1 |  |  | 5PX*C007AS3 | S9V2C080U5PSC+LRP | 45000 | 18.1 | 8.5 | 46000 | 35400 | 76.96% | 2.1 | 0 | 10 |  |  |  |  | R-454B | 3.75 | Residential & Commercial | USHP | Ducted CEE Tier 1
215864671 | Central HP <5.4 tons | TRANE | HRCU-A-CB (Split System: Heat Pump with Remote Outdoor Unit-Air-Source) | 5TWV8X48A1 |  |  | 5TXCB006AS3 | S8V2B080M4PDB | 44500 | 18.1 | 8.5 | 46000 | 35400 | 76.96% | 2.1 | 0 | 10 |  |  |  |  | R-454B | 3.7083 | Residential & Commercial | USHP | Ducted CEE Tier 1
215864673 | Central HP <5.4 tons | TRANE | HRCU-A-CB (Split System: Heat Pump with Remote Outdoor Unit-Air-Source) | 5TWV8X48A1 |  |  | 5TXCB006AS3 | S8V2B080M4PCB | 44500 | 18.1 | 8.5 | 46000 | 35400 | 76.96% | 2.1 | 0 | 10 |  |  |  |  | R-454B | 3.7083 | Residential & Commercial | USHP | Ducted CEE Tier 1
215864923 | Central HP <5.4 tons | TRANE | HRCU-A-CB (Split System: Heat Pump with Remote Outdoor Unit-Air-Source) | 5TWV8X48A1 |  |  | 5TXCC007AS3 | S9V2C100U5PSC+LRP | 45500 | 18.1 | 8.5 | 46000 | 35200 | 76.52% | 2.1 | 0 | 10 |  |  |  |  | R-454B | 3.7917 | Residential & Commercial | USHP | Ducted CEE Tier 1
216819740 | Central HP <5.4 tons | RUUD | HRCU-A-CB (Split System: Heat Pump with Remote Outdoor Unit-Air-Source) | RD18AY48AJVC |  |  | RCFY4821STANM | R951V0705A21M4 | 41000 | 17 | 8.1 | 41000 | 37800 | 92.2% | 2.1 | 0 | 10 |  |  |  |  | R-454B | 3.4167 | Residential & Commercial | USHP | Ducted CEE Tier 1
216819924 | Central HP <5.4 tons | RUUD | HRCU-A-CB (Split System: Heat Pump with Remote Outdoor Unit-Air-Source) | RD18AY48AJVC |  |  | RCFY4821STANM | R962V0855A21M4 | 40500 | 17 | 8.1 | 40500 | 37800 | 93.33% | 2.1 | 0 | 10 |  |  |  |  | R-454B | 3.375 | Residential & Commercial | USHP | Ducted CEE Tier 1
215941150 | Central HP <5.4 tons | DAY & NIGHT | HRCU-A-CB (Split System: Heat Pump with Remote Outdoor Unit-Air-Source) | C5H3V48*K*AAA* |  |  | ESH5X48M12A*+WALLCON | *80CSU0401712B* | 44000 | 20 | 9 | 48500 | 36600 | 75.46% | 1.82 | 0 | 11 |  |  |  |  | R-454B | 3.6667 | Residential & Commercial | USHP | Ducted CEE Tier 1
215941470 | Central HP <5.4 tons | DAY & NIGHT | HRCU-A-CB (Split System: Heat Pump with Remote Outdoor Unit-Air-Source) | C5H3V48*K*AAA* |  |  | EVM5X60M24A*+WALLCON | *97CTN1002122A* | 45500 | 20.5 | 8.1 | 52500 | 38000 | 72.38% | 1.9 | 0 | 11.5 |  |  |  |  | R-454B | 3.7917 | Residential & Commercial | USHP | Ducted CEE Tier 1
215941320 | Central HP <5.4 tons | DAY & NIGHT | HRCU-A-CB (Split System: Heat Pump with Remote Outdoor Unit-Air-Source) | C5H3V48*K*AAA* |  |  | EVM5X48M21A*+WALLCON | *97CTN1002122A* | 44500 | 20 | 8.1 | 52000 | 38500 | 74.04% | 2 | 0 | 11 |  |  |  |  | R-454B | 3.7083 | Residential & Commercial | USHP | Ducted CEE Tier 1
213770645 | Central HP <5.4 tons | CARRIER | HRCU-A-CB (Split System: Heat Pump with Remote Outdoor Unit-Air-Source) | 25VNA825A*031* |  |  | CAP**2517AL*+UI | 59MN7C080C17**14 | 24200 | 16.5 | 8.1 | 21400 | 16700 | 78.04% | 2.02 | 0 | 11 |  |  |  |  | R-410A | 2.0167 | Residential & Commercial | USHP | Ducted CEE Tier 1
213771245 | Central HP <5.4 tons | CARRIER | HRCU-A-CB (Split System: Heat Pump with Remote Outdoor Unit-Air-Source) | 25VNA825A*031* |  |  | CAP**4221AL*+UI | 58TN*B045C17**12 | 23600 | 16.5 | 8.1 | 21600 | 16700 | 77.31% | 1.94 | 0 | 10.5 |  |  |  |  | R-410A | 1.9667 | Residential & Commercial | USHP | Ducted CEE Tier 1
213771295 | Central HP <5.4 tons | CARRIER | HRCU-A-CB (Split System: Heat Pump with Remote Outdoor Unit-Air-Source) | 25VNA825A*031* |  |  | CAP**4221AL*+UI | 59CU5B060C17**16 | 23600 | 16.5 | 8.1 | 21400 | 16700 | 78.04% | 1.96 | 0 | 10.5 |  |  |  |  | R-410A | 1.9667 | Residential & Commercial | USHP | Ducted CEE Tier 1
213771315 | Central HP <5.4 tons | CARRIER | HRCU-A-CB (Split System: Heat Pump with Remote Outdoor Unit-Air-Source) | 25VNA825A*031* |  |  | CAP**4221AL*+UI | 59MN7C080C17**14 | 23600 | 16.5 | 8.1 | 21400 | 16700 | 78.04% | 1.96 | 0 | 10.5 |  |  |  |  | R-410A | 1.9667 | Residential & Commercial | USHP | Ducted CEE Tier 1
216551672 | Central HP <5.4 tons | RUUD | HRCU-A-CB (Split System: Heat Pump with Remote Outdoor Unit-Air-Source) | UP19AY24AJVC |  |  | RCFY2421HEAAM | U97MV0855A21DH | 22800 | 21 | 10 | 22800 | 18400 | 80.7% | 1.8 | 0 | 13 |  |  |  |  | R-454B | 1.9 | Residential & Commercial | USHP | Ducted CEE Tier 1
213771415 | Central HP <5.4 tons | CARRIER | HRCU-A-CB (Split System: Heat Pump with Remote Outdoor Unit-Air-Source) | 25VNA825A*031* |  |  | CAP**4224AL*+UI | 59TN6C100C21**22 | 23800 | 16.5 | 8.1 | 21400 | 16600 | 77.57% | 1.96 | 0 | 11 |  |  |  |  | R-410A | 1.9833 | Residential & Commercial | USHP | Ducted CEE Tier 1
213770261 | Central HP <5.4 tons | CARRIER | HRCU-A-CB (Split System: Heat Pump with Remote Outdoor Unit-Air-Source) | 25VNA448A*031* |  |  | CAP**4821AL*+UI | 58TN*B090C21**20 | 43500 | 21 | 9 | 46500 | 36200 | 77.85% | 2.28 | 0 | 11.7 |  |  |  |  | R-410A | 3.625 | Residential & Commercial | USHP | Ducted CEE Tier 1
213770279 | Central HP <5.4 tons | CARRIER | HRCU-A-CB (Split System: Heat Pump with Remote Outdoor Unit-Air-Source) | 25VNA448A*031* |  |  | CAP**4824AL*+UI | 59TN6C100C21**22 | 44000 | 21 | 9 | 46500 | 36200 | 77.85% | 2.26 | 0 | 11.5 |  |  |  |  | R-410A | 3.6667 | Residential & Commercial | USHP | Ducted CEE Tier 1
213770295 | Central HP <5.4 tons | CARRIER | HRCU-A-CB (Split System: Heat Pump with Remote Outdoor Unit-Air-Source) | 25VNA448A*031* |  |  | CAP**6024AL*+UI | 59TN6C120C24**22 | 44500 | 21 | 9.5 | 46000 | 36200 | 78.7% | 2.34 | 0 | 11.7 |  |  |  |  | R-410A | 3.7083 | Residential & Commercial | USHP | Ducted CEE Tier 1
213770343 | Central HP <5.4 tons | CARRIER | HRCU-A-CB (Split System: Heat Pump with Remote Outdoor Unit-Air-Source) | 25VNA448A*031* |  |  | CSPH*6012AL*+UI | 58TN*B070C17**16 | 44500 | 20 | 9 | 46500 | 36600 | 78.71% | 2.28 | 0 | 11 |  |  |  |  | R-410A | 3.7083 | Residential & Commercial | USHP | Ducted CEE Tier 1
216819483 | Central HP <5.4 tons | RUUD | HRCU-A-CB (Split System: Heat Pump with Remote Outdoor Unit-Air-Source) | RD18AY48AJVC |  |  | RCFY4824MTANM | U97MV1155A24DHS | 43000 | 17 | 8.1 | 43000 | 33400 | 77.67% | 2 | 0 | 10 |  |  |  |  | R-454B | 3.5833 | Residential & Commercial | USHP | Ducted CEE Tier 1
214650307 | Central HP <5.4 tons | YORK | HRCU-A-CB (Split System: Heat Pump with Remote Outdoor Unit-Air-Source) | HH824E2S11 |  |  | CTU30B5XCS1+TXV | TM9V060B12MP12 | 23000 | 17 | 9.5 | 23000 | 18300 | 79.57% | 2 | 0 | 12 |  |  |  |  | R-454B | 1.9167 | Residential & Commercial | USHP | Ducted CEE Tier 1
214650439 | Central HP <5.4 tons | YORK | HRCU-A-CB (Split System: Heat Pump with Remote Outdoor Unit-Air-Source) | HH824E2S11 |  |  | CTU36B5XDS1+TXV | TP9C060B12MP13 | 23000 | 18 | 9.5 | 23000 | 18800 | 81.74% | 2 | 0 | 12 |  |  |  |  | R-454B | 1.9167 | Residential & Commercial | USHP | Ducted CEE Tier 1
214650096 | Central HP <5.4 tons | YORK | HRCU-A-CB (Split System: Heat Pump with Remote Outdoor Unit-Air-Source) | HH824E2S11 |  |  | CTU30B5XCS1+TXV | YPLC080B12MP13 | 23000 | 17 | 9.5 | 23000 | 17900 | 77.83% | 2 | 0 | 12 |  |  |  |  | R-454B | 1.9167 | Residential & Commercial | USHP | Ducted CEE Tier 1
214650232 | Central HP <5.4 tons | YORK | HRCU-A-CB (Split System: Heat Pump with Remote Outdoor Unit-Air-Source) | HH824E2S11 |  |  | CTU36B5XDS1+TXV | TM8Y080B12MP11 | 23000 | 18 | 9.5 | 23000 | 18300 | 79.57% | 2 | 0 | 12 |  |  |  |  | R-454B | 1.9167 | Residential & Commercial | USHP | Ducted CEE Tier 1
214574687 | Central HP <5.4 tons | TEMPSTAR | HRCU-A-CB (Split System: Heat Pump with Remote Outdoor Unit-Air-Source) | TVH837GKA2* |  |  | EN(A,D)4X48L24**+WALLCON | *96CTN0802120B* | 32400 | 17.5 | 8.5 | 32600 | 24800 | 76.07% | 1.98 | 0 | 11.5 |  |  |  |  | R-410A | 2.7 | Residential & Commercial | USHP | Ducted CEE Tier 1
213782114 | Central HP <5.4 tons | TEMPSTAR | HRCU-A-CB (Split System: Heat Pump with Remote Outdoor Unit-Air-Source) | TVH837GKA2* |  |  | EHD4X48AAL+WALLCON | *80CTL1352422B* | 32600 | 16.5 | 8.1 | 32600 | 24800 | 76.07% | 1.96 | 0 | 11 |  |  |  |  | R-410A | 2.7167 | Residential & Commercial | USHP | Ducted CEE Tier 1
215669301 | Central HP <5.4 tons | TEMPSTAR | HRCU-A-CB (Split System: Heat Pump with Remote Outdoor Unit-Air-Source) | T5H0V36*K*AAA* |  |  | EA*5X60M24A*+WALLCON | *80CSU1002120A* | 34400 | 18 | 9 | 34200 | 24800 | 72.51% | 1.9 | 0 | 10 |  |  |  |  | R-454B | 2.8667 | Residential & Commercial | USHP | Ducted CEE Tier 1
214719711 | Central HP <5.4 tons | JOHNSON CONTROLS | HRCU-A-CB (Split System: Heat Pump with Remote Outdoor Unit-Air-Source) | HH836E2S11 |  |  | CTU36B5XDS1+TXV | TM9V080B12MP12 | 33000 | 18 | 8.5 | 30800 | 25000 | 81.17% | 2 | 0 | 11 |  |  |  |  | R-454B | 2.75 | Residential & Commercial | USHP | Ducted CEE Tier 1
214719990 | Central HP <5.4 tons | JOHNSON CONTROLS | HRCU-A-CB (Split System: Heat Pump with Remote Outdoor Unit-Air-Source) | HH836E2S11 |  |  | CTU48C5XFS1+TXV | TM9E080C16MP12 | 33400 | 19 | 9 | 31400 | 25400 | 80.89% | 2 | 0 | 11 |  |  |  |  | R-454B | 2.7833 | Residential & Commercial | USHP | Ducted CEE Tier 1
214720020 | Central HP <5.4 tons | JOHNSON CONTROLS | HRCU-A-CB (Split System: Heat Pump with Remote Outdoor Unit-Air-Source) | HH836E2S11 |  |  | CTU48C5XFS1+TXV | Z8ES120C20SMPS1 | 34200 | 19 | 9 | 32000 | 25400 | 79.38% | 2 | 0 | 11 |  |  |  |  | R-454B | 2.85 | Residential & Commercial | USHP | Ducted CEE Tier 1
214720138 | Central HP <5.4 tons | JOHNSON CONTROLS | HRCU-A-CB (Split System: Heat Pump with Remote Outdoor Unit-Air-Source) | HH836E2S11 |  |  | CTU48C5XFS1+TXV | TM9E100C16MP12 | 33400 | 19 | 9 | 31400 | 25400 | 80.89% | 2 | 0 | 11 |  |  |  |  | R-454B | 2.7833 | Residential & Commercial | USHP | Ducted CEE Tier 1
214720215 | Central HP <5.4 tons | JOHNSON CONTROLS | HRCU-A-CB (Split System: Heat Pump with Remote Outdoor Unit-Air-Source) | HH836E2S11 |  |  | CTU48C5XFS1+TXV | TM9Y100C16MP11 | 33200 | 19 | 9 | 31400 | 25400 | 80.89% | 2 | 0 | 11 |  |  |  |  | R-454B | 2.7667 | Residential & Commercial | USHP | Ducted CEE Tier 1
214606510 | Central HP <5.4 tons | JOHNSON CONTROLS | HRCU-A-C (Split System: Heat Pump with Remote Outdoor Unit with No Indoor Fan --Air Source) | HH836E2S11 |  |  | CTM48C5CFS1 | 0 | 31600 | 15.2 | 8.5 | 30800 | 22200 | 72.08% | 2 | 0 | 10 |  |  |  |  | R-454B | 2.6333 | Residential & Commercial | USHP | Ducted CEE Tier 1
210470347 | Central HP <5.4 tons | COMFORTMAKER | HRCU-A-CB (Split System: Heat Pump with Remote Outdoor Unit-Air-Source) | CVH837GKA2* |  |  | EA*4X60L24A*+WALLCON | *96CTN1002122A* | 32800 | 17.5 | 8.5 | 31800 | 24800 | 77.99% | 2 | 0 | 11.7 |  |  |  |  | R-410A | 2.7333 | Residential & Commercial | USHP | Ducted CEE Tier 1
210471216 | Central HP <5.4 tons | COMFORTMAKER | HRCU-A-CB (Split System: Heat Pump with Remote Outdoor Unit-Air-Source) | CVH837GKA2* |  |  | EHD4X60AAL+WALLCON | *96CTN1202422A* | 33000 | 17 | 8.1 | 32200 | 24800 | 77.02% | 2.02 | 0 | 11.5 |  |  |  |  | R-410A | 2.75 | Residential & Commercial | USHP | Ducted CEE Tier 1
216644566 | Central HP <5.4 tons | BRYANT HEATING AND COOLING SYSTEMS | HRCU-A-CB (Split System: Heat Pump with Remote Outdoor Unit-Air-Source) | 37MUHAQ18AA3 |  |  | CAA**1917AM* | OVLAAB036098 | 18800 | 15.5 | 9.5 | 20400 | 18000 | 88.24% | 2 | 0 | 11 |  |  |  |  | R-454B | 1.5667 | Residential & Commercial | USHP | Ducted CEE Tier 1
213079081 | Central HP <5.4 tons | CARRIER | HRCU-A-CB (Split System: Heat Pump with Remote Outdoor Unit-Air-Source) | 38MURAQ36AB3* |  |  | CAP**3621AL* | 58SU*B080M21**20 | 34800 | 16.5 | 8.1 | 38500 | 35200 | 91.43% | 1.82 | 0 | 9.5 |  |  |  |  | R-410A | 2.9 | Residential & Commercial | USHP
214075459 | Central HP <5.4 tons | RUUD | HRCU-A-CB (Split System: Heat Pump with Remote Outdoor Unit-Air-Source) | RD17AZ24AJ3N |  |  | RCFZ2417MTANM | R951V0703A17M4S | 22600 | 17 | 9.5 | 22600 | 16900 | 74.78% | 2 | 0 | 11.2 |  |  |  |  | R-410A | 1.8833 | Residential & Commercial | USHP | Ducted CEE Tier 1
214075492 | Central HP <5.4 tons | RUUD | HRCU-A-CB (Split System: Heat Pump with Remote Outdoor Unit-Air-Source) | RD17AZ24AJ3N |  |  | RCFZ2417MTANM | R802V0503A14UHS | 22600 | 17 | 9.5 | 22600 | 16900 | 74.78% | 2 | 0 | 11.2 |  |  |  |  | R-410A | 1.8833 | Residential & Commercial | USHP | Ducted CEE Tier 1
216819378 | Central HP <5.4 tons | RUUD | HRCU-A-CB (Split System: Heat Pump with Remote Outdoor Unit-Air-Source) | RD18AY48AJVC |  |  | RCFY4824MTANM | R951V1005A21UH | 42500 | 17 | 8.1 | 42500 | 33400 | 78.59% | 2 | 0 | 10 |  |  |  |  | R-454B | 3.5417 | Residential & Commercial | USHP | Ducted CEE Tier 1
216819381 | Central HP <5.4 tons | RUUD | HRCU-A-CB (Split System: Heat Pump with Remote Outdoor Unit-Air-Source) | RD18AY48AJVC |  |  | RCFY4824MTANM | U98MV1155A24UPS | 43000 | 17 | 8.1 | 43000 | 33400 | 77.67% | 2 | 0 | 10 |  |  |  |  | R-454B | 3.5833 | Residential & Commercial | USHP | Ducted CEE Tier 1
215936225 | Central HP <5.4 tons | BRYANT HEATING AND COOLING SYSTEMS | HRCU-A-CB (Split System: Heat Pump with Remote Outdoor Unit-Air-Source) | 293VAN036**AA* |  |  | CVAVA4224XMA*+UI | 987MC60080C21*** | 35400 | 21.5 | 8.5 | 38000 | 28400 | 74.74% | 2.04 | 0 | 12 |  |  |  |  | R-454B | 2.95 | Residential & Commercial | USHP | Ducted CEE Tier 1
215936595 | Central HP <5.4 tons | BRYANT HEATING AND COOLING SYSTEMS | HRCU-A-CB (Split System: Heat Pump with Remote Outdoor Unit-Air-Source) | 293VAN036**AA* |  |  | CVAVA6021XMA*+UI | 88*TB48070C17*** | 35400 | 21.5 | 8.5 | 38000 | 28800 | 75.79% | 2.02 | 0 | 12 |  |  |  |  | R-454B | 2.95 | Residential & Commercial | USHP | Ducted CEE Tier 1
216051039 | Central HP <5.4 tons | RUUD | HRCU-A-CB (Split System: Heat Pump with Remote Outdoor Unit-Air-Source) | UP19AY24AJVC |  |  | RCFY2421HEAAM | U98MV0855A21UPS | 22800 | 21 | 10 | 22800 | 18400 | 80.7% | 1.8 | 0 | 13 |  |  |  |  | R-454B | 1.9 | Residential & Commercial | USHP | Ducted CEE Tier 1
216551681 | Central HP <5.4 tons | RUUD | HRCU-A-CB (Split System: Heat Pump with Remote Outdoor Unit-Air-Source) | UP19AY24AJVC |  |  | RCFY2421HEAAM | U97MV1005A21DH | 22800 | 20 | 10 | 22800 | 18400 | 80.7% | 1.8 | 0 | 12 |  |  |  |  | R-454B | 1.9 | Residential & Commercial | USHP | Ducted CEE Tier 1
215936445 | Central HP <5.4 tons | BRYANT HEATING AND COOLING SYSTEMS | HRCU-A-CB (Split System: Heat Pump with Remote Outdoor Unit-Air-Source) | 293VAN036**AA* |  |  | CVAVA4924XMA*+UI | 88*TB60090C21*** | 35600 | 22 | 8.5 | 38000 | 28400 | 74.74% | 2.04 | 0 | 12.5 |  |  |  |  | R-454B | 2.9667 | Residential & Commercial | USHP | Ducted CEE Tier 1
216820180 | Central HP <5.4 tons | RUUD | HRCU-A-CB (Split System: Heat Pump with Remote Outdoor Unit-Air-Source) | RD18AY48AJVC |  |  | RCFY4824STANM | R801V0755A21UH | 41000 | 18 | 8.1 | 41000 | 37600 | 91.71% | 2.1 | 0 | 10 |  |  |  |  | R-454B | 3.4167 | Residential & Commercial | USHP | Ducted CEE Tier 1
216819496 | Central HP <5.4 tons | RUUD | HRCU-A-CB (Split System: Heat Pump with Remote Outdoor Unit-Air-Source) | RD18AY48AJVC |  |  | RCFY4824MTANM | U97MV1005A21DHS | 43000 | 17 | 8.1 | 43000 | 33400 | 77.67% | 2 | 0 | 10 |  |  |  |  | R-454B | 3.5833 | Residential & Commercial | USHP | Ducted CEE Tier 1
216819512 | Central HP <5.4 tons | RUUD | HRCU-A-CB (Split System: Heat Pump with Remote Outdoor Unit-Air-Source) | RD18AY48AJVC |  |  | RCFY4824MTANM | R921V0855A21M4 | 42500 | 17 | 8.1 | 42500 | 33600 | 79.06% | 2 | 0 | 10 |  |  |  |  | R-454B | 3.5417 | Residential & Commercial | USHP | Ducted CEE Tier 1
213077384 | Central HP <5.4 tons | CARRIER | HRCU-A-CB (Split System: Heat Pump with Remote Outdoor Unit-Air-Source) | 38MURAQ36AB3* |  |  | CAP**4221AL* | GG96VTAB48080B** | 35000 | 15.5 | 8.1 | 38500 | 35200 | 91.43% | 1.86 | 0 | 9.5 |  |  |  |  | R-410A | 2.9167 | Residential & Commercial | USHP
213077518 | Central HP <5.4 tons | CARRIER | HRCU-A-CB (Split System: Heat Pump with Remote Outdoor Unit-Air-Source) | 38MURAQ36AB3* |  |  | CAP**4321AL* | 59TP6C080V21**20 | 36600 | 16 | 8.5 | 38500 | 35000 | 90.91% | 2.06 | 0 | 10 |  |  |  |  | R-410A | 3.05 | Residential & Commercial | USHP | Ducted CEE Tier 1
213077598 | Central HP <5.4 tons | CARRIER | HRCU-A-CB (Split System: Heat Pump with Remote Outdoor Unit-Air-Source) | 38MURAQ36AB3* |  |  | CAP**3721AL* | GG96VTAB60100C** | 36200 | 16.5 | 8.5 | 38000 | 34800 | 91.58% | 2.04 | 0 | 10 |  |  |  |  | R-410A | 3.0167 | Residential & Commercial | USHP | Ducted CEE Tier 1
213077900 | Central HP <5.4 tons | CARRIER | HRCU-A-CB (Split System: Heat Pump with Remote Outdoor Unit-Air-Source) | 38MURAQ36AB3* |  |  | CNPV*4217AL* | 58S(B,C)*B070M14**12 | 35400 | 16 | 8.1 | 38500 | 35000 | 90.91% | 1.94 | 0 | 10 |  |  |  |  | R-410A | 2.95 | Residential & Commercial | USHP | Ducted CEE Tier 1
215853324 | Central HP <5.4 tons | JOHNSON CONTROLS | HRCU-A-CB (Split System: Heat Pump with Remote Outdoor Unit-Air-Source) | HH836E2S11 |  |  | CTM36C5CDS1+JMC16C2SN1 | 0 | 34400 | 19 | 9 | 31600 | 25800 | 81.65% | 2 | 0 | 11.7 |  |  |  |  | R-454B | 2.8667 | Residential & Commercial | USHP | Ducted CEE Tier 1
214728375 | Central HP <5.4 tons | JOHNSON CONTROLS | HRCU-A-CB (Split System: Heat Pump with Remote Outdoor Unit-Air-Source) | HH836E2S11 |  |  | CTU36B5XDS1+TXV | TM8V080B12MP12 | 33000 | 17 | 8.5 | 31000 | 25200 | 81.29% | 2 | 0 | 11 |  |  |  |  | R-454B | 2.75 | Residential & Commercial | USHP | Ducted CEE Tier 1
213770805 | Central HP <5.4 tons | CARRIER | HRCU-A-CB (Split System: Heat Pump with Remote Outdoor Unit-Air-Source) | 25VNA825A*031* |  |  | CAP**3617AL*+UI | 58TN*B045C17**12 | 23400 | 16 | 8.1 | 21600 | 16800 | 77.78% | 1.92 | 0 | 10.5 |  |  |  |  | R-410A | 1.95 | Residential & Commercial | USHP | Ducted CEE Tier 1
213770303 | Central HP <5.4 tons | CARRIER | HRCU-A-CB (Split System: Heat Pump with Remote Outdoor Unit-Air-Source) | 25VNA448A*031* |  |  | CAP**6121AL*+UI | 58TN*B110C21**20 | 45500 | 21.5 | 9.5 | 46000 | 36200 | 78.7% | 2.36 | 0 | 12 |  |  |  |  | R-410A | 3.7917 | Residential & Commercial | USHP | Ducted CEE Tier 1
213770321 | Central HP <5.4 tons | CARRIER | HRCU-A-CB (Split System: Heat Pump with Remote Outdoor Unit-Air-Source) | 25VNA448A*031* |  |  | CAP**6124AL*+UI | 59TN6C120C24**22 | 45500 | 21.5 | 9.5 | 46000 | 36200 | 78.7% | 2.36 | 0 | 12 |  |  |  |  | R-410A | 3.7917 | Residential & Commercial | USHP | Ducted CEE Tier 1
214606512 | Central HP <5.4 tons | JOHNSON CONTROLS | HRCU-A-C (Split System: Heat Pump with Remote Outdoor Unit with No Indoor Fan --Air Source) | HH836E2S11 |  |  | CTF48C5CFS1 | 0 | 31600 | 15.2 | 8.5 | 30800 | 22200 | 72.08% | 2 | 0 | 10 |  |  |  |  | R-454B | 2.6333 | Residential & Commercial | USHP | Ducted CEE Tier 1
210472814 | Central HP <5.4 tons | COMFORTMAKER | HRCU-A-CB (Split System: Heat Pump with Remote Outdoor Unit-Air-Source) | CVH825GKA3* |  |  | EA*4X42L21A*+WALLCON | *95CSU0601716A* | 23600 | 16.5 | 8.1 | 21400 | 16700 | 78.04% | 1.94 | 0 | 10.5 |  |  |  |  | R-410A | 1.9667 | Residential & Commercial | USHP | Ducted CEE Tier 1
211244285 | Central HP <5.4 tons | COMFORTMAKER | HRCU-A-CB (Split System: Heat Pump with Remote Outdoor Unit-Air-Source) | DLCURAH24ABK |  |  | EN(A,D)4X30L14** | *96VSN0401410A* | 23600 | 15.5 | 8.1 | 26200 | 23600 | 90.08% | 1.92 | 0 | 10 |  |  |  |  | R-410A | 1.9667 | Residential & Commercial | USHP | Ducted CEE Tier 1
216570881 | Central HP <5.4 tons | AMERICAN STANDARD | HRCU-A-CB (Split System: Heat Pump with Remote Outdoor Unit-Air-Source) | 5A6V0X24A1 |  |  | 5PX*B006AS3 | S8V2A040M3PDB | 22000 | 21.6 | 10 | 22600 | 17900 | 79.2% | 2.2 | 0 | 12 |  |  |  |  | R-454B | 1.8333 | Residential & Commercial | USHP | Ducted CEE Tier 1
216696544 | Central HP <5.4 tons | RUUD | HRCU-A-CB (Split System: Heat Pump with Remote Outdoor Unit-Air-Source) | UP19AY24AJVC |  |  | RCFY2421HEAAM | R802V1005A21UH | 22800 | 20 | 8.5 | 22800 | 18400 | 80.7% | 1.8 | 0 | 13 |  |  |  |  | R-454B | 1.9 | Residential & Commercial | USHP | Ducted CEE Tier 1
213077876 | Central HP <5.4 tons | CARRIER | HRCU-A-CB (Split System: Heat Pump with Remote Outdoor Unit-Air-Source) | 38MURAQ36AB3* |  |  | CAP**3717AL* | 58S(B,C)*B070M14**12 | 36000 | 15.5 | 8.5 | 38500 | 35000 | 90.91% | 2 | 0 | 10 |  |  |  |  | R-410A | 3 | Residential & Commercial | USHP | Ducted CEE Tier 1
213078594 | Central HP <5.4 tons | CARRIER | HRCU-A-CB (Split System: Heat Pump with Remote Outdoor Unit-Air-Source) | 38MURAQ36AB3* |  |  | CNPV*4824AL* | 58S(B,C)*B090M24**20 | 36000 | 16.5 | 8.1 | 38500 | 34800 | 90.39% | 2.02 | 0 | 10.5 |  |  |  |  | R-410A | 3 | Residential & Commercial | USHP | Ducted CEE Tier 1
213078711 | Central HP <5.4 tons | CARRIER | HRCU-A-CB (Split System: Heat Pump with Remote Outdoor Unit-Air-Source) | 38MURAQ36AB3* |  |  | CNPV*4821AL* | 58S(B,C)*B110M21**20 | 36400 | 16.5 | 8.1 | 38500 | 35000 | 90.91% | 2.02 | 0 | 10.5 |  |  |  |  | R-410A | 3.0333 | Residential & Commercial | USHP | Ducted CEE Tier 1
213078829 | Central HP <5.4 tons | CARRIER | HRCU-A-CB (Split System: Heat Pump with Remote Outdoor Unit-Air-Source) | 38MURAQ36AB3* |  |  | CAP**3621AL* | 58SU*B040M17**12 | 35000 | 16 | 8.1 | 38500 | 35200 | 91.43% | 1.8 | 0 | 9.5 |  |  |  |  | R-410A | 2.9167 | Residential & Commercial | USHP
214807800 | Central HP <5.4 tons | JOHNSON CONTROLS | HRCU-A-CB (Split System: Heat Pump with Remote Outdoor Unit-Air-Source) | HH836E2S11 |  |  | CTU48C5XFS1+JME16C2SN1+TXV | 0 | 34200 | 19 | 9 | 31600 | 25200 | 79.75% | 2 | 0 | 11.7 |  |  |  |  | R-454B | 2.85 | Residential & Commercial | USHP | Ducted CEE Tier 1
214728397 | Central HP <5.4 tons | JOHNSON CONTROLS | HRCU-A-CB (Split System: Heat Pump with Remote Outdoor Unit-Air-Source) | HH836E2S11 |  |  | CTU36B5XDS1+TXV | TP9C060B12MP13 | 33000 | 17 | 8.5 | 31000 | 25200 | 81.29% | 2 | 0 | 11 |  |  |  |  | R-454B | 2.75 | Residential & Commercial | USHP | Ducted CEE Tier 1
210472990 | Central HP <5.4 tons | COMFORTMAKER | HRCU-A-CB (Split System: Heat Pump with Remote Outdoor Unit-Air-Source) | CVH825GKA3* |  |  | EA*4X42L24A*+WALLCON | *95CSU0802120A* | 23800 | 17 | 8.1 | 21400 | 16600 | 77.57% | 1.96 | 0 | 11 |  |  |  |  | R-410A | 1.9833 | Residential & Commercial | USHP | Ducted CEE Tier 1
210472858 | Central HP <5.4 tons | COMFORTMAKER | HRCU-A-CB (Split System: Heat Pump with Remote Outdoor Unit-Air-Source) | CVH825GKA3* |  |  | EA*4X42L21A*+WALLCON | *80CSU0601716A* | 23800 | 16.5 | 8.1 | 21400 | 16600 | 77.57% | 1.96 | 0 | 10.5 |  |  |  |  | R-410A | 1.9833 | Residential & Commercial | USHP | Ducted CEE Tier 1
210472825 | Central HP <5.4 tons | COMFORTMAKER | HRCU-A-CB (Split System: Heat Pump with Remote Outdoor Unit-Air-Source) | CVH825GKA3* |  |  | EA*4X42L21A*+WALLCON | *95CSU0802120A* | 23800 | 16.5 | 8.1 | 21400 | 16600 | 77.57% | 1.96 | 0 | 11 |  |  |  |  | R-410A | 1.9833 | Residential & Commercial | USHP | Ducted CEE Tier 1
210472957 | Central HP <5.4 tons | COMFORTMAKER | HRCU-A-CB (Split System: Heat Pump with Remote Outdoor Unit-Air-Source) | CVH825GKA3* |  |  | EA*4X42L21A*+WALLCON | *96CTN1002122A* | 23800 | 16.5 | 8.1 | 21400 | 16600 | 77.57% | 1.96 | 0 | 11 |  |  |  |  | R-410A | 1.9833 | Residential & Commercial | USHP | Ducted CEE Tier 1
210474086 | Central HP <5.4 tons | COMFORTMAKER | HRCU-A-CB (Split System: Heat Pump with Remote Outdoor Unit-Air-Source) | CVH825GKA3* |  |  | EN(A,D)4X48L24**+WALLCON | *80CSU1002120A* | 24000 | 16.5 | 8.1 | 21400 | 16600 | 77.57% | 2 | 0 | 11 |  |  |  |  | R-410A | 2 | Residential & Commercial | USHP | Ducted CEE Tier 1
210474245 | Central HP <5.4 tons | COMFORTMAKER | HRCU-A-CB (Split System: Heat Pump with Remote Outdoor Unit-Air-Source) | CVH825GKA3* |  |  | EHD4X42AAL+WALLCON | *95CSU1002122A* | 24200 | 16 | 8.1 | 21400 | 16600 | 77.57% | 2 | 0 | 11 |  |  |  |  | R-410A | 2.0167 | Residential & Commercial | USHP | Ducted CEE Tier 1
210474311 | Central HP <5.4 tons | COMFORTMAKER | HRCU-A-CB (Split System: Heat Pump with Remote Outdoor Unit-Air-Source) | CVH825GKA3* |  |  | EHD4X42AAL+WALLCON | *80CTL1352422A* | 24200 | 16 | 8.1 | 21400 | 16600 | 77.57% | 2 | 0 | 10.5 |  |  |  |  | R-410A | 2.0167 | Residential & Commercial | USHP | Ducted CEE Tier 1
213078387 | Central HP <5.4 tons | CARRIER | HRCU-A-CB (Split System: Heat Pump with Remote Outdoor Unit-Air-Source) | 38MURAQ36AB3* |  |  | CAP**3621AL* | 58S(B,C)*B090M21**16 | 34800 | 16.5 | 8.1 | 38500 | 35200 | 91.43% | 1.82 | 0 | 9.5 |  |  |  |  | R-410A | 2.9 | Residential & Commercial | USHP
213078585 | Central HP <5.4 tons | CARRIER | HRCU-A-CB (Split System: Heat Pump with Remote Outdoor Unit-Air-Source) | 38MURAQ36AB3* |  |  | CAP**4224AL* | 58S(B,C)*B090M24**20 | 35400 | 16.5 | 8.1 | 38500 | 35000 | 90.91% | 1.9 | 0 | 10 |  |  |  |  | R-410A | 2.95 | Residential & Commercial | USHP | Ducted CEE Tier 1
213078735 | Central HP <5.4 tons | CARRIER | HRCU-A-CB (Split System: Heat Pump with Remote Outdoor Unit-Air-Source) | 38MURAQ36AB3* |  |  | CAP**4224AL* | 58S(B,C)*B110M24**20 | 35600 | 16.5 | 8.1 | 38500 | 35000 | 90.91% | 1.9 | 0 | 10 |  |  |  |  | R-410A | 2.9667 | Residential & Commercial | USHP | Ducted CEE Tier 1
213079069 | Central HP <5.4 tons | CARRIER | HRCU-A-CB (Split System: Heat Pump with Remote Outdoor Unit-Air-Source) | 38MURAQ36AB3* |  |  | CNPV*4821AL* | 58SU*B060M17**16 | 35800 | 16.5 | 8.1 | 38500 | 34800 | 90.39% | 2 | 0 | 10 |  |  |  |  | R-410A | 2.9833 | Residential & Commercial | USHP | Ducted CEE Tier 1
210473078 | Central HP <5.4 tons | COMFORTMAKER | HRCU-A-CB (Split System: Heat Pump with Remote Outdoor Unit-Air-Source) | CVH825GKA3* |  |  | EA*4X42L24A*+WALLCON | *97CMN0602120A* | 23600 | 16.5 | 8.1 | 21400 | 16700 | 78.04% | 1.96 | 0 | 11 |  |  |  |  | R-410A | 1.9667 | Residential & Commercial | USHP | Ducted CEE Tier 1
214075551 | Central HP <5.4 tons | RUUD | HRCU-A-CB (Split System: Heat Pump with Remote Outdoor Unit-Air-Source) | RD17AZ24AJ3N |  |  | RCFZ2417MTANM | U802VA075317M | 22600 | 18 | 9.5 | 22600 | 16800 | 74.34% | 2.1 | 0 | 11.2 |  |  |  |  | R-410A | 1.8833 | Residential & Commercial | USHP | Ducted CEE Tier 1
214650178 | Central HP <5.4 tons | YORK | HRCU-A-CB (Split System: Heat Pump with Remote Outdoor Unit-Air-Source) | HH824E2S11 |  |  | CTU36B5XDS1+TXV | Y91E080B12SMPS1 | 23000 | 18 | 9.5 | 23000 | 18600 | 80.87% | 2 | 0 | 12 |  |  |  |  | R-454B | 1.9167 | Residential & Commercial | USHP | Ducted CEE Tier 1
216619024 | Central HP <5.4 tons | AIREASE | HRCU-A-CB (Split System: Heat Pump with Remote Outdoor Unit-Air-Source) | A7SCP18V36P-**A |  |  | 7AH1AV42PX-** | 0 | 36000 | 18.2 | 9 | 36000 | 30000 | 83.33% | 1.9 | 0 | 11.7 |  |  |  |  | R-454B | 3 | Residential & Commercial | USHP | Ducted CEE Tier 1
214650091 | Central HP <5.4 tons | YORK | HRCU-A-CB (Split System: Heat Pump with Remote Outdoor Unit-Air-Source) | HH824E2S11 |  |  | CTU30B5XCS1+TXV | TPLC080B12MP13 | 23000 | 17 | 9.5 | 23000 | 17900 | 77.83% | 2 | 0 | 12 |  |  |  |  | R-454B | 1.9167 | Residential & Commercial | USHP | Ducted CEE Tier 1
210473023 | Central HP <5.4 tons | COMFORTMAKER | HRCU-A-CB (Split System: Heat Pump with Remote Outdoor Unit-Air-Source) | CVH825GKA3* |  |  | EA*4X42L24A*+WALLCON | *80CTL1352422A* | 23800 | 16.5 | 8.1 | 21400 | 16600 | 77.57% | 1.96 | 0 | 11 |  |  |  |  | R-410A | 1.9833 | Residential & Commercial | USHP | Ducted CEE Tier 1
210473386 | Central HP <5.4 tons | COMFORTMAKER | HRCU-A-CB (Split System: Heat Pump with Remote Outdoor Unit-Air-Source) | CVH825GKA3* |  |  | EA*4X48L21A*+WALLCON | *97CMN0801714A* | 24000 | 16.5 | 8.1 | 21000 | 16600 | 79.05% | 2 | 0 | 11 |  |  |  |  | R-410A | 2 | Residential & Commercial | USHP | Ducted CEE Tier 1
210472880 | Central HP <5.4 tons | COMFORTMAKER | HRCU-A-CB (Split System: Heat Pump with Remote Outdoor Unit-Air-Source) | CVH825GKA3* |  |  | EA*4X42L21A*+WALLCON | *80CTL0451712A* | 23600 | 16.5 | 8.1 | 21600 | 16800 | 77.78% | 1.94 | 0 | 10.5 |  |  |  |  | R-410A | 1.9667 | Residential & Commercial | USHP | Ducted CEE Tier 1
210472913 | Central HP <5.4 tons | COMFORTMAKER | HRCU-A-CB (Split System: Heat Pump with Remote Outdoor Unit-Air-Source) | CVH825GKA3* |  |  | EA*4X42L21A*+WALLCON | *96CTN0801714A* | 23600 | 16.5 | 8.1 | 21400 | 16700 | 78.04% | 1.96 | 0 | 11 |  |  |  |  | R-410A | 1.9667 | Residential & Commercial | USHP | Ducted CEE Tier 1
210473012 | Central HP <5.4 tons | COMFORTMAKER | HRCU-A-CB (Split System: Heat Pump with Remote Outdoor Unit-Air-Source) | CVH825GKA3* |  |  | EA*4X42L24A*+WALLCON | *80CSU1002120A* | 23800 | 16.5 | 8.1 | 21400 | 16600 | 77.57% | 1.94 | 0 | 10.5 |  |  |  |  | R-410A | 1.9833 | Residential & Commercial | USHP | Ducted CEE Tier 1
210474064 | Central HP <5.4 tons | COMFORTMAKER | HRCU-A-CB (Split System: Heat Pump with Remote Outdoor Unit-Air-Source) | CVH825GKA3* |  |  | EN(A,D)4X48L24**+WALLCON | *95CSU0802120A* | 24200 | 17 | 8.1 | 21200 | 16600 | 78.3% | 2.02 | 0 | 11.5 |  |  |  |  | R-410A | 2.0167 | Residential & Commercial | USHP | Ducted CEE Tier 1
210474097 | Central HP <5.4 tons | COMFORTMAKER | HRCU-A-CB (Split System: Heat Pump with Remote Outdoor Unit-Air-Source) | CVH825GKA3* |  |  | EN(A,D)4X48L24**+WALLCON | *80CTL1352422A* | 24200 | 17 | 8.1 | 21400 | 16600 | 77.57% | 2.02 | 0 | 11.5 |  |  |  |  | R-410A | 2.0167 | Residential & Commercial | USHP | Ducted CEE Tier 1
210474130 | Central HP <5.4 tons | COMFORTMAKER | HRCU-A-CB (Split System: Heat Pump with Remote Outdoor Unit-Air-Source) | CVH825GKA3* |  |  | EN(A,D)4X48L24**+WALLCON | *97CMN1202422A* | 24200 | 16.5 | 8.1 | 21400 | 16600 | 77.57% | 2 | 0 | 11 |  |  |  |  | R-410A | 2.0167 | Residential & Commercial | USHP | Ducted CEE Tier 1
210473199 | Central HP <5.4 tons | COMFORTMAKER | HRCU-A-CB (Split System: Heat Pump with Remote Outdoor Unit-Air-Source) | CVH825GKA3* |  |  | EA*4X43L21A*+WALLCON | *97CMN0601714A* | 24200 | 16.5 | 8.1 | 21200 | 16800 | 79.25% | 2 | 0 | 11 |  |  |  |  | R-410A | 2.0167 | Residential & Commercial | USHP | Ducted CEE Tier 1
210473210 | Central HP <5.4 tons | COMFORTMAKER | HRCU-A-CB (Split System: Heat Pump with Remote Outdoor Unit-Air-Source) | CVH825GKA3* |  |  | EA*4X43L21A*+WALLCON | *97CMN0801714A* | 24400 | 16.5 | 8.1 | 21200 | 16700 | 78.77% | 2.02 | 0 | 11 |  |  |  |  | R-410A | 2.0333 | Residential & Commercial | USHP | Ducted CEE Tier 1
210473276 | Central HP <5.4 tons | COMFORTMAKER | HRCU-A-CB (Split System: Heat Pump with Remote Outdoor Unit-Air-Source) | CVH825GKA3* |  |  | EA*4X48L21A*+WALLCON | *95CSU0802120A* | 24200 | 17 | 8.1 | 21000 | 16500 | 78.57% | 2.02 | 0 | 11 |  |  |  |  | R-410A | 2.0167 | Residential & Commercial | USHP | Ducted CEE Tier 1
210473910 | Central HP <5.4 tons | COMFORTMAKER | HRCU-A-CB (Split System: Heat Pump with Remote Outdoor Unit-Air-Source) | CVH825GKA3* |  |  | EN(A,D,W)4X48L21**+WALLCON | *95CSU1002122A* | 24200 | 17 | 8.1 | 21200 | 16600 | 78.3% | 2.02 | 0 | 11.5 |  |  |  |  | R-410A | 2.0167 | Residential & Commercial | USHP | Ducted CEE Tier 1
210473976 | Central HP <5.4 tons | COMFORTMAKER | HRCU-A-CB (Split System: Heat Pump with Remote Outdoor Unit-Air-Source) | CVH825GKA3* |  |  | EN(A,D,W)4X48L21**+WALLCON | *96CTN0601714A* | 24000 | 16.5 | 8.1 | 21400 | 16700 | 78.04% | 2 | 0 | 11 |  |  |  |  | R-410A | 2 | Residential & Commercial | USHP | Ducted CEE Tier 1
210473987 | Central HP <5.4 tons | COMFORTMAKER | HRCU-A-CB (Split System: Heat Pump with Remote Outdoor Unit-Air-Source) | CVH825GKA3* |  |  | EN(A,D,W)4X48L21**+WALLCON | *96CTN0801714A* | 24000 | 16.5 | 8.1 | 21400 | 16600 | 77.57% | 2 | 0 | 11 |  |  |  |  | R-410A | 2 | Residential & Commercial | USHP | Ducted CEE Tier 1
210474119 | Central HP <5.4 tons | COMFORTMAKER | HRCU-A-CB (Split System: Heat Pump with Remote Outdoor Unit-Air-Source) | CVH825GKA3* |  |  | EN(A,D)4X48L24**+WALLCON | *97CMN1002122A* | 24200 | 17 | 8.1 | 21400 | 16600 | 77.57% | 2.02 | 0 | 11.5 |  |  |  |  | R-410A | 2.0167 | Residential & Commercial | USHP | Ducted CEE Tier 1
215669621 | Central HP <5.4 tons | TEMPSTAR | HRCU-A-CB (Split System: Heat Pump with Remote Outdoor Unit-Air-Source) | T5H0V36*K*AAA* |  |  | EA*5X61M24A*+WALLCON | *80CSU1002120A* | 34800 | 18 | 9 | 34400 | 24800 | 72.09% | 1.92 | 0 | 10 |  |  |  |  | R-454B | 2.9 | Residential & Commercial | USHP | Ducted CEE Tier 1
215853322 | Central HP <5.4 tons | JOHNSON CONTROLS | HRCU-A-CB (Split System: Heat Pump with Remote Outdoor Unit-Air-Source) | HH836E2S11 |  |  | JHE36B5CD2SS1 | 0 | 34200 | 19 | 9 | 31800 | 26000 | 81.76% | 2 | 0 | 11 |  |  |  |  | R-454B | 2.85 | Residential & Commercial | USHP | Ducted CEE Tier 1
215853325 | Central HP <5.4 tons | JOHNSON CONTROLS | HRCU-A-CB (Split System: Heat Pump with Remote Outdoor Unit-Air-Source) | HH836E2S11 |  |  | CTM36C5CDS1+JMET12CS2N1 | 0 | 34000 | 19 | 9 | 31200 | 25600 | 82.05% | 2 | 0 | 11.7 |  |  |  |  | R-454B | 2.8333 | Residential & Commercial | USHP | Ducted CEE Tier 1
215853339 | Central HP <5.4 tons | JOHNSON CONTROLS | HRCU-A-CB (Split System: Heat Pump with Remote Outdoor Unit-Air-Source) | HH836E2S11 |  |  | CTF36C5CDS1 | Z9ES100C16SMPS1 | 34600 | 17 | 8.5 | 32800 | 27000 | 82.32% | 2 | 0 | 11 |  |  |  |  | R-454B | 2.8833 | Residential & Commercial | USHP | Ducted CEE Tier 1
214584595 | Central HP <5.4 tons | JOHNSON CONTROLS | HRCU-A-CB (Split System: Heat Pump with Remote Outdoor Unit-Air-Source) | HH836E2S11 |  |  | CTF36B5CDS1 | Z8ES080B12SMPS1 | 33200 | 18 | 8.5 | 30400 | 24800 | 81.58% | 2 | 0 | 11.7 |  |  |  |  | R-454B | 2.7667 | Residential & Commercial | USHP | Ducted CEE Tier 1
214584715 | Central HP <5.4 tons | JOHNSON CONTROLS | HRCU-A-CB (Split System: Heat Pump with Remote Outdoor Unit-Air-Source) | HH836E2S11 |  |  | CTM36C5CDS1 | Z8ES100C16SMPS1 | 34200 | 18 | 8.5 | 31600 | 26000 | 82.28% | 2 | 0 | 11.7 |  |  |  |  | R-454B | 2.85 | Residential & Commercial | USHP | Ducted CEE Tier 1
215669051 | Central HP <5.4 tons | TEMPSTAR | HRCU-A-CB (Split System: Heat Pump with Remote Outdoor Unit-Air-Source) | T5H0V36*K*AAA* |  |  | EA*5X43M21A*+WALLCON | *97CMN0601714B* | 34200 | 17.5 | 9 | 35600 | 25400 | 71.35% | 1.88 | 0 | 9.5 |  |  |  |  | R-454B | 2.85 | Residential & Commercial | USHP
211396047 | Central HP <5.4 tons | JOHNSON CONTROLS | HRCU-A-CB (Split System: Heat Pump with Remote Outdoor Unit-Air-Source) | HMH72B341 |  |  | XAUC48FXXN1+TXV | TM9E100C16MP12 | 33400 | 17 | 8.5 | 32400 | 23600 | 72.84% | 2.06 | 0 | 9.5 |  |  |  |  | R-410A | 2.7833 | Residential & Commercial | USHP
211397576 | Central HP <5.4 tons | JOHNSON CONTROLS | HRCU-A-CB (Split System: Heat Pump with Remote Outdoor Unit-Air-Source) | HMH72B341 |  |  | XAFD48FXXN1+TXV | TPLC080C16MP13 | 34000 | 16.5 | 8.5 | 33000 | 24400 | 73.94% | 2.1 | 0 | 9 |  |  |  |  | R-410A | 2.8333 | Residential & Commercial | USHP
211398610 | Central HP <5.4 tons | JOHNSON CONTROLS | HRCU-A-CB (Split System: Heat Pump with Remote Outdoor Unit-Air-Source) | HMH72B341 |  |  | XAHC48FXXN1+TXV | TM8E100B12MP11 | 32600 | 17 | 8.1 | 31800 | 23200 | 72.96% | 2.02 | 0 | 9 |  |  |  |  | R-410A | 2.7167 | Residential & Commercial | USHP
211398885 | Central HP <5.4 tons | JOHNSON CONTROLS | HRCU-A-CB (Split System: Heat Pump with Remote Outdoor Unit-Air-Source) | HMH72B341 |  |  | XAFD48FBCN1 | TM8E080C16MP11 | 33400 | 17 | 8.5 | 32200 | 23400 | 72.67% | 2.06 | 0 | 9.5 |  |  |  |  | R-410A | 2.7833 | Residential & Commercial | USHP
215853293 | Central HP <5.4 tons | YORK | HRCU-A-CB (Split System: Heat Pump with Remote Outdoor Unit-Air-Source) | HH836E2S11 |  |  | CTU36B5XDS1+TXV | TL9E060B12UH11 | 33000 | 18 | 8.5 | 30800 | 25200 | 81.82% | 2 | 0 | 11 |  |  |  |  | R-454B | 2.75 | Residential & Commercial | USHP | Ducted CEE Tier 1
215853268 | Central HP <5.4 tons | YORK | HRCU-A-CB (Split System: Heat Pump with Remote Outdoor Unit-Air-Source) | HH860E2S11 |  |  | CTM60D5CJS1 | TM9Y120D20MP11 | 52500 | 19 | 9 | 55000 | 40000 | 72.73% | 2 | 0 | 10 |  |  |  |  | R-454B | 4.375 | Residential & Commercial | USHP | Ducted CEE Tier 1
214650493 | Central HP <5.4 tons | YORK | HRCU-A-CB (Split System: Heat Pump with Remote Outdoor Unit-Air-Source) | HH824E2S11 |  |  | CTU36B5XDS1+TXV | TMLE100B12MP11 | 23000 | 18 | 9.5 | 23000 | 18900 | 82.17% | 2 | 0 | 12 |  |  |  |  | R-454B | 1.9167 | Residential & Commercial | USHP | Ducted CEE Tier 1
214650360 | Central HP <5.4 tons | YORK | HRCU-A-CB (Split System: Heat Pump with Remote Outdoor Unit-Air-Source) | HH824E2S11 |  |  | CTU36B5XDS1+TXV | TM9V080B12MP12 | 23000 | 18 | 9.5 | 23000 | 18400 | 80% | 2 | 0 | 12 |  |  |  |  | R-454B | 1.9167 | Residential & Commercial | USHP | Ducted CEE Tier 1
214650477 | Central HP <5.4 tons | YORK | HRCU-A-CB (Split System: Heat Pump with Remote Outdoor Unit-Air-Source) | HH824E2S11 |  |  | CTU36B5XDS1+TXV | TM9Y080B12MP11 | 23000 | 18 | 9.5 | 23000 | 18600 | 80.87% | 2 | 0 | 12 |  |  |  |  | R-454B | 1.9167 | Residential & Commercial | USHP | Ducted CEE Tier 1
214650510 | Central HP <5.4 tons | YORK | HRCU-A-CB (Split System: Heat Pump with Remote Outdoor Unit-Air-Source) | HH824E2S11 |  |  | CTU36B5XDS1+TXV | Y81E100B12SMPS1 | 23000 | 19 | 9.5 | 23000 | 18800 | 81.74% | 2 | 0 | 12 |  |  |  |  | R-454B | 1.9167 | Residential & Commercial | USHP | Ducted CEE Tier 1
213296599 | Central HP <5.4 tons | YORK | HRCU-A-CB (Split System: Heat Pump with Remote Outdoor Unit-Air-Source) | HMH72B341 |  |  | XAFB30CXXN1+TXV | Y81E040A12LMPS1 | 33200 | 18 | 8.5 | 33000 | 23400 | 70.91% | 2.06 | 0 | 10 |  |  |  |  | R-410A | 2.7667 | Residential & Commercial | USHP | Ducted CEE Tier 1
213296600 | Central HP <5.4 tons | YORK | HRCU-A-CB (Split System: Heat Pump with Remote Outdoor Unit-Air-Source) | HMH72B341 |  |  | XAUB30CXXN1+TXV | Y81E040A12SMPS1 | 33200 | 18 | 8.5 | 33000 | 23400 | 70.91% | 2.06 | 0 | 10 |  |  |  |  | R-410A | 2.7667 | Residential & Commercial | USHP | Ducted CEE Tier 1
210473111 | Central HP <5.4 tons | COMFORTMAKER | HRCU-A-CB (Split System: Heat Pump with Remote Outdoor Unit-Air-Source) | CVH825GKA3* |  |  | EA*4X43L21A*+WALLCON | *95CSU1002122A* | 24400 | 17 | 8.5 | 21200 | 16600 | 78.3% | 2.04 | 0 | 11 |  |  |  |  | R-410A | 2.0333 | Residential & Commercial | USHP | Ducted CEE Tier 1
210473899 | Central HP <5.4 tons | COMFORTMAKER | HRCU-A-CB (Split System: Heat Pump with Remote Outdoor Unit-Air-Source) | CVH825GKA3* |  |  | EN(A,D,W)4X48L21**+WALLCON | *95CSU0802120A* | 24200 | 17 | 8.1 | 21200 | 16600 | 78.3% | 2.02 | 0 | 11.5 |  |  |  |  | R-410A | 2.0167 | Residential & Commercial | USHP | Ducted CEE Tier 1
210473529 | Central HP <5.4 tons | COMFORTMAKER | HRCU-A-CB (Split System: Heat Pump with Remote Outdoor Unit-Air-Source) | CVH825GKA3* |  |  | EA*4X48L24A*+WALLCON | *97CMN0602120A* | 24000 | 16.5 | 8.1 | 21000 | 16600 | 79.05% | 2 | 0 | 11 |  |  |  |  | R-410A | 2 | Residential & Commercial | USHP | Ducted CEE Tier 1
215941650 | Central HP <5.4 tons | DAY & NIGHT | HRCU-A-CB (Split System: Heat Pump with Remote Outdoor Unit-Air-Source) | C5H3V48*K*AAA* |  |  | EVD5X49M24A*+WALLCON | *97CTN1002122A* | 45500 | 20.5 | 8.1 | 52500 | 38000 | 72.38% | 1.9 | 0 | 11.5 |  |  |  |  | R-454B | 3.7917 | Residential & Commercial | USHP | Ducted CEE Tier 1
216571275 | Central HP <5.4 tons | AMERICAN STANDARD | HRCU-A-CB (Split System: Heat Pump with Remote Outdoor Unit-Air-Source) | 5A6V8X36A1 |  |  | 5PX*CD09AS3 | *DHMC100CCV4+LRP | 33000 | 18.1 | 8.5 | 32800 | 25200 | 76.83% | 2.1 | 0 | 10.5 |  |  |  |  | R-454B | 2.75 | Residential & Commercial | USHP | Ducted CEE Tier 1
216571293 | Central HP <5.4 tons | AMERICAN STANDARD | HRCU-A-CB (Split System: Heat Pump with Remote Outdoor Unit-Air-Source) | 5A6V8X36A1 |  |  | 5PX*DD10AS3 | S8V2D120M5PDB | 32800 | 18.1 | 8.5 | 33000 | 25200 | 76.36% | 2.1 | 0 | 10.5 |  |  |  |  | R-454B | 2.7333 | Residential & Commercial | USHP | Ducted CEE Tier 1
210473133 | Central HP <5.4 tons | COMFORTMAKER | HRCU-A-CB (Split System: Heat Pump with Remote Outdoor Unit-Air-Source) | CVH825GKA3* |  |  | EA*4X43L21A*+WALLCON | *80CSU0601716A* | 24400 | 17 | 8.1 | 21200 | 16600 | 78.3% | 2.02 | 0 | 11 |  |  |  |  | R-410A | 2.0333 | Residential & Commercial | USHP | Ducted CEE Tier 1
210474053 | Central HP <5.4 tons | COMFORTMAKER | HRCU-A-CB (Split System: Heat Pump with Remote Outdoor Unit-Air-Source) | CVH825GKA3* |  |  | EN(A,D,W)4X48L21**+WALLCON | *97CMN0602120A* | 24000 | 16.5 | 8.1 | 21400 | 16700 | 78.04% | 2 | 0 | 11 |  |  |  |  | R-410A | 2 | Residential & Commercial | USHP | Ducted CEE Tier 1
214650656 | Central HP <5.4 tons | YORK | HRCU-A-CB (Split System: Heat Pump with Remote Outdoor Unit-Air-Source) | HH824E2S11 |  |  | CTU30B5XCS1+TXV | YP9C080B12MP13 | 23000 | 17 | 9.5 | 23000 | 18200 | 79.13% | 2 | 0 | 12 |  |  |  |  | R-454B | 1.9167 | Residential & Commercial | USHP | Ducted CEE Tier 1
216551778 | Central HP <5.4 tons | RUUD | HRCU-A-CB (Split System: Heat Pump with Remote Outdoor Unit-Air-Source) | UP19AY48AJVC |  |  | RCFY4821SEAAM | U98MV0855A21UP | 45500 | 19 | 10 | 45500 | 42000 | 92.31% | 2.1 | 0 | 12 |  |  |  |  | R-454B | 3.7917 | Residential & Commercial | USHP | Ducted CEE Tier 1
216551913 | Central HP <5.4 tons | RUUD | HRCU-A-CB (Split System: Heat Pump with Remote Outdoor Unit-Air-Source) | UP19AY36AJVC |  |  | RCFY3621MEAAM | U98MV0603A17UP | 34200 | 20 | 10 | 34200 | 29600 | 86.55% | 2 | 0 | 12 |  |  |  |  | R-454B | 2.85 | Residential & Commercial | USHP | Ducted CEE Tier 1
214606516 | Central HP <5.4 tons | JOHNSON CONTROLS | HRCU-A-C (Split System: Heat Pump with Remote Outdoor Unit with No Indoor Fan --Air Source) | HH836E2S11 |  |  | CTM36B5CDS1 | 0 | 32800 | 15.2 | 8.1 | 31000 | 22600 | 72.9% | 2 | 0 | 11 |  |  |  |  | R-454B | 2.7333 | Residential & Commercial | USHP | Ducted CEE Tier 1
216819679 | Central HP <5.4 tons | RUUD | HRCU-A-CB (Split System: Heat Pump with Remote Outdoor Unit-Air-Source) | RD18AY48AJVC |  |  | RCFY4821STANM | R802V1005A21UH | 41000 | 18 | 8.1 | 41000 | 37600 | 91.71% | 2.1 | 0 | 10 |  |  |  |  | R-454B | 3.4167 | Residential & Commercial | USHP | Ducted CEE Tier 1
213077474 | Central HP <5.4 tons | CARRIER | HRCU-A-CB (Split System: Heat Pump with Remote Outdoor Unit-Air-Source) | 38MURAQ36AB3* |  |  | CAP**3621AL* | 59TP6C080V21**20 | 34800 | 16 | 8.1 | 38500 | 35200 | 91.43% | 1.82 | 0 | 9.5 |  |  |  |  | R-410A | 2.9 | Residential & Commercial | USHP
213077507 | Central HP <5.4 tons | CARRIER | HRCU-A-CB (Split System: Heat Pump with Remote Outdoor Unit-Air-Source) | 38MURAQ36AB3* |  |  | CAP**4224AL* | 59TP6C080V21**20 | 35000 | 16 | 8.1 | 38500 | 35000 | 90.91% | 1.88 | 0 | 10 |  |  |  |  | R-410A | 2.9167 | Residential & Commercial | USHP | Ducted CEE Tier 1
213077610 | Central HP <5.4 tons | CARRIER | HRCU-A-CB (Split System: Heat Pump with Remote Outdoor Unit-Air-Source) | 38MURAQ36AB3* |  |  | CAP**4221AL* | 59TP6C100V21**20 | 35400 | 16 | 8.1 | 38500 | 35000 | 90.91% | 1.88 | 0 | 10 |  |  |  |  | R-410A | 2.95 | Residential & Commercial | USHP | Ducted CEE Tier 1
213077675 | Central HP <5.4 tons | CARRIER | HRCU-A-CB (Split System: Heat Pump with Remote Outdoor Unit-Air-Source) | 38MURAQ36AB3* |  |  | CNPV*4821AL* | 59TP6C100V21**20 | 36000 | 16.5 | 8.1 | 38500 | 35000 | 90.91% | 2 | 0 | 10 |  |  |  |  | R-410A | 3 | Residential & Commercial | USHP | Ducted CEE Tier 1
213077741 | Central HP <5.4 tons | CARRIER | HRCU-A-CB (Split System: Heat Pump with Remote Outdoor Unit-Air-Source) | 38MURAQ36AB3* |  |  | CAP**4321AL* | 59TP6C100V21**22 | 36800 | 16.5 | 8.5 | 38000 | 34800 | 91.58% | 2.08 | 0 | 10 |  |  |  |  | R-410A | 3.0667 | Residential & Commercial | USHP | Ducted CEE Tier 1
213893311 | Central HP <5.4 tons | KEEPRITE | HRCU-A-CB (Split System: Heat Pump with Remote Outdoor Unit-Air-Source) | CVH825GKA3* |  |  | EA*4X25L17A*+WALLCON | *96CTN0401410B* | 24000 | 15.5 | 8.1 | 21600 | 17000 | 78.7% | 1.96 | 0 | 10 |  |  |  |  | R-410A | 2 | Residential & Commercial | USHP | Ducted CEE Tier 1
210473188 | Central HP <5.4 tons | COMFORTMAKER | HRCU-A-CB (Split System: Heat Pump with Remote Outdoor Unit-Air-Source) | CVH825GKA3* |  |  | EA*4X43L21A*+WALLCON | *96CTN0801714A* | 24400 | 16.5 | 8.1 | 21200 | 16700 | 78.77% | 2.02 | 0 | 11 |  |  |  |  | R-410A | 2.0333 | Residential & Commercial | USHP | Ducted CEE Tier 1
216767069 | Central HP <5.4 tons | TRANE | HRCU-A-CB (Split System: Heat Pump with Remote Outdoor Unit-Air-Source) | 5TWX7036A1 |  |  | 5TXCC007AS3 | S9V2C080U5VSB | 33800 | 17.1 | 8.7 | 32600 | 24200 | 74.23% | 2.19 | 0 | 12 |  |  |  |  | R-454B | 2.8167 | Residential & Commercial | USHP | Ducted CEE Tier 1
216767070 | Central HP <5.4 tons | TRANE | HRCU-A-CB (Split System: Heat Pump with Remote Outdoor Unit-Air-Source) | 5TWX7036A1 |  |  | 5TXCC007AS3 | S9V2C100U5VSB | 33600 | 17 | 8.7 | 32600 | 24200 | 74.23% | 2.17 | 0 | 12 |  |  |  |  | R-454B | 2.8 | Residential & Commercial | USHP | Ducted CEE Tier 1
216767084 | Central HP <5.4 tons | TRANE | HRCU-A-CB (Split System: Heat Pump with Remote Outdoor Unit-Air-Source) | 5TWX7036A1 |  |  | 5TXCC009AS3 | S8V2C080M5PDB | 34200 | 16.5 | 8.7 | 32400 | 24000 | 74.07% | 2.2 | 0 | 12 |  |  |  |  | R-454B | 2.85 | Residential & Commercial | USHP | Ducted CEE Tier 1
216767119 | Central HP <5.4 tons | TRANE | HRCU-A-CB (Split System: Heat Pump with Remote Outdoor Unit-Air-Source) | 5TWX7048A1 |  |  | 5PX*CD09AS3 | S8V2C080M5PCB | 43500 | 15.5 | 8.5 | 43500 | 32000 | 73.56% | 2.13 | 0 | 12 |  |  |  |  | R-454B | 3.625 | Residential & Commercial | USHP | Ducted CEE Tier 1
216767120 | Central HP <5.4 tons | TRANE | HRCU-A-CB (Split System: Heat Pump with Remote Outdoor Unit-Air-Source) | 5TWX7048A1 |  |  | 5PX*CD09AS3 | S8V2C100M5PCB | 43500 | 15.5 | 8.5 | 44000 | 32000 | 72.73% | 2.14 | 0 | 12 |  |  |  |  | R-454B | 3.625 | Residential & Commercial | USHP | Ducted CEE Tier 1
216767168 | Central HP <5.4 tons | TRANE | HRCU-A-CB (Split System: Heat Pump with Remote Outdoor Unit-Air-Source) | 5TWX7048A1 |  |  | 5TXCC009AS3 | S8V2C080M5PCB | 43500 | 15.5 | 8.7 | 44000 | 32200 | 73.18% | 2.19 | 0 | 12 |  |  |  |  | R-454B | 3.625 | Residential & Commercial | USHP | Ducted CEE Tier 1
213076457 | Central HP <5.4 tons | CARRIER | HRCU-A-CB (Split System: Heat Pump with Remote Outdoor Unit-Air-Source) | 38MURAQ36AB3* |  |  | CAP**3717AL* | 58TP*B070V14**12 | 36000 | 15.5 | 8.5 | 38500 | 35000 | 90.91% | 2 | 0 | 10 |  |  |  |  | R-410A | 3 | Residential & Commercial | USHP | Ducted CEE Tier 1
213076639 | Central HP <5.4 tons | CARRIER | HRCU-A-CB (Split System: Heat Pump with Remote Outdoor Unit-Air-Source) | 38MURAQ36AB3* |  |  | CAP**3721AL* | 58TP*B090V21**20 | 36600 | 16 | 8.5 | 38500 | 35000 | 90.91% | 2.08 | 0 | 10 |  |  |  |  | R-410A | 3.05 | Residential & Commercial | USHP | Ducted CEE Tier 1
216767201 | Central HP <5.4 tons | TRANE | HRCU-A-CB (Split System: Heat Pump with Remote Outdoor Unit-Air-Source) | 5TWX7060A1 |  |  | 5PX*D008AS3 | S8V2D120M5PDB | 51000 | 15.5 | 8.7 | 51500 | 39000 | 75.73% | 2.17 | 0 | 11 |  |  |  |  | R-454B | 4.25 | Residential & Commercial | USHP | Ducted CEE Tier 1
216767237 | Central HP <5.4 tons | TRANE | HRCU-A-CB (Split System: Heat Pump with Remote Outdoor Unit-Air-Source) | 5TWX7060A1 |  |  | 5PX*DD10AS3 | S8V2D120M5PCB | 51000 | 15.2 | 8.7 | 51000 | 38500 | 75.49% | 2.16 | 0 | 11 |  |  |  |  | R-454B | 4.25 | Residential & Commercial | USHP | Ducted CEE Tier 1
216767252 | Central HP <5.4 tons | TRANE | HRCU-A-CB (Split System: Heat Pump with Remote Outdoor Unit-Air-Source) | 5TWX7060A1 |  |  | 5TXCD008AS3 | S8V2C100M5PCB | 51500 | 15.2 | 8.7 | 51500 | 39000 | 75.73% | 2.16 | 0 | 10 |  |  |  |  | R-454B | 4.2917 | Residential & Commercial | USHP | Ducted CEE Tier 1
216767254 | Central HP <5.4 tons | TRANE | HRCU-A-CB (Split System: Heat Pump with Remote Outdoor Unit-Air-Source) | 5TWX7060A1 |  |  | 5TXCD008AS3+P0V0D000M50SD | 0 | 51500 | 15.5 | 8.7 | 51500 | 38500 | 74.76% | 2.19 | 0 | 11.2 |  |  |  |  | R-454B | 4.2917 | Residential & Commercial | USHP | Ducted CEE Tier 1
216767255 | Central HP <5.4 tons | TRANE | HRCU-A-CB (Split System: Heat Pump with Remote Outdoor Unit-Air-Source) | 5TWX7060A1 |  |  | 5TXCD008AS3+P0V0C000M50SD | 0 | 51500 | 15.5 | 8.7 | 51500 | 39000 | 75.73% | 2.18 | 0 | 11 |  |  |  |  | R-454B | 4.2917 | Residential & Commercial | USHP | Ducted CEE Tier 1
216767271 | Central HP <5.4 tons | TRANE | HRCU-A-CB (Split System: Heat Pump with Remote Outdoor Unit-Air-Source) | 5TWX7060A1 |  |  | 5TXCD010AS3 | S8V2C100M5PCB | 52500 | 15.5 | 8.7 | 51000 | 38500 | 75.49% | 2.2 | 0 | 11 |  |  |  |  | R-454B | 4.375 | Residential & Commercial | USHP | Ducted CEE Tier 1
214075416 | Central HP <5.4 tons | RUUD | HRCU-A-CB (Split System: Heat Pump with Remote Outdoor Unit-Air-Source) | RD17AZ24AJ3N |  |  | RCFZ2417MTANM | U97MV0703A17DHS | 22600 | 17 | 9.5 | 22600 | 16900 | 74.78% | 2 | 0 | 11.2 |  |  |  |  | R-410A | 1.8833 | Residential & Commercial | USHP | Ducted CEE Tier 1
211207007 | Central HP <5.4 tons | YORK | HRCU-A-CB (Split System: Heat Pump with Remote Outdoor Unit-Air-Source) | YZV24B21 |  |  | XAMB24DE1N1+CC | TM9V060B12MP12 | 22600 | 17 | 8.5 | 23800 | 18500 | 77.73% | 1.92 | 0 | 12 |  |  |  |  | R-410A | 1.8833 | Residential & Commercial | USHP | Ducted CEE Tier 1
214584665 | Central HP <5.4 tons | JOHNSON CONTROLS | HRCU-A-CB (Split System: Heat Pump with Remote Outdoor Unit-Air-Source) | HH824E2S11 |  |  | CTF36B5ADS1 | Z8ES100B12SMPS1 | 23000 | 19 | 9.5 | 23000 | 18800 | 81.74% | 2 | 0 | 12 |  |  |  |  | R-454B | 1.9167 | Residential & Commercial | USHP | Ducted CEE Tier 1
210474586 | Central HP <5.4 tons | COMFORTMAKER | HRCU-A-CB (Split System: Heat Pump with Remote Outdoor Unit-Air-Source) | CVH825GKA3* |  |  | EHD4X48AAL+WALLCON | *97CMN0801714A* | 24200 | 16 | 8.1 | 21400 | 16700 | 78.04% | 2 | 0 | 10.5 |  |  |  |  | R-410A | 2.0167 | Residential & Commercial | USHP | Ducted CEE Tier 1
210473177 | Central HP <5.4 tons | COMFORTMAKER | HRCU-A-CB (Split System: Heat Pump with Remote Outdoor Unit-Air-Source) | CVH825GKA3* |  |  | EA*4X43L21A*+WALLCON | *96CTN0601714A* | 24400 | 16.5 | 8.1 | 21200 | 16700 | 78.77% | 2.02 | 0 | 11 |  |  |  |  | R-410A | 2.0333 | Residential & Commercial | USHP | Ducted CEE Tier 1
210473243 | Central HP <5.4 tons | COMFORTMAKER | HRCU-A-CB (Split System: Heat Pump with Remote Outdoor Unit-Air-Source) | CVH825GKA3* |  |  | EA*4X43L21A*+WALLCON | *80CTL0901716A* | 24600 | 17.5 | 8.5 | 21000 | 16500 | 78.57% | 2.04 | 0 | 11.7 |  |  |  |  | R-410A | 2.05 | Residential & Commercial | USHP | Ducted CEE Tier 1
213771055 | Central HP <5.4 tons | CARRIER | HRCU-A-CB (Split System: Heat Pump with Remote Outdoor Unit-Air-Source) | 25VNA825A*031* |  |  | CAP**3717AL*+UI | 58TN*B090C17**16 | 24200 | 16.5 | 8.1 | 21400 | 16700 | 78.04% | 2 | 0 | 11 |  |  |  |  | R-410A | 2.0167 | Residential & Commercial | USHP | Ducted CEE Tier 1
213771255 | Central HP <5.4 tons | CARRIER | HRCU-A-CB (Split System: Heat Pump with Remote Outdoor Unit-Air-Source) | 25VNA825A*031* |  |  | CAP**4221AL*+UI | 58TN*B070C17**16 | 23800 | 16.5 | 8.1 | 21400 | 16700 | 78.04% | 1.96 | 0 | 10.5 |  |  |  |  | R-410A | 1.9833 | Residential & Commercial | USHP | Ducted CEE Tier 1
213607639 | Central HP <5.4 tons | HEIL | HRCU-A-CB (Split System: Heat Pump with Remote Outdoor Unit-Air-Source) | DLCURAH24ABK |  |  | FTMA4B36L0C* | 0 | 24600 | 17.5 | 9 | 25800 | 22400 | 86.82% | 1.86 | 0 | 10.5 |  |  |  |  | R-410A | 2.05 | Residential & Commercial | USHP | Ducted CEE Tier 1
211240501 | Central HP <5.4 tons | COMFORTMAKER | HRCU-A-CB (Split System: Heat Pump with Remote Outdoor Unit-Air-Source) | DLCURAH24ABK |  |  | EA*4X24L17A* | *80ESU0401712A* | 23600 | 17 | 8.5 | 26600 | 24600 | 92.48% | 2.04 | 0 | 10 |  |  |  |  | R-410A | 1.9667 | Residential & Commercial | USHP | Ducted CEE Tier 1
211240512 | Central HP <5.4 tons | COMFORTMAKER | HRCU-A-CB (Split System: Heat Pump with Remote Outdoor Unit-Air-Source) | DLCURAH24ABK |  |  | EA*4X24L17A* | *80VTL0451412A* | 24000 | 16.5 | 8.5 | 26800 | 24000 | 89.55% | 1.98 | 0 | 10 |  |  |  |  | R-410A | 2 | Residential & Commercial | USHP | Ducted CEE Tier 1
214650344 | Central HP <5.4 tons | YORK | HRCU-A-CB (Split System: Heat Pump with Remote Outdoor Unit-Air-Source) | HH824E2S11 |  |  | CTU36B5XDS1+TXV | TMLE080B12MP11 | 23000 | 18 | 9.5 | 23000 | 18700 | 81.3% | 2 | 0 | 12 |  |  |  |  | R-454B | 1.9167 | Residential & Commercial | USHP | Ducted CEE Tier 1
215853261 | Central HP <5.4 tons | YORK | HRCU-A-CB (Split System: Heat Pump with Remote Outdoor Unit-Air-Source) | HH860E2S11 |  |  | CTM60D5CJS1 | TM8E130D20MP11 | 53500 | 18 | 9 | 55500 | 39500 | 71.17% | 2 | 0 | 11 |  |  |  |  | R-454B | 4.4583 | Residential & Commercial | USHP | Ducted CEE Tier 1
211244490 | Central HP <5.4 tons | DAY & NIGHT | HRCU-A-CB (Split System: Heat Pump with Remote Outdoor Unit-Air-Source) | DLCURAH24ABK |  |  | EN(A,D)4X30L17** | *80ES(N,L)0701716A* | 24800 | 16 | 8.1 | 26800 | 22200 | 82.84% | 1.82 | 0 | 10.5 |  |  |  |  | R-410A | 2.0667 | Residential & Commercial | USHP | Ducted CEE Tier 1
212978192 | Central HP <5.4 tons | DAY & NIGHT | HRCU-A-CB (Split System: Heat Pump with Remote Outdoor Unit-Air-Source) | DLCURAH24ABK |  |  | EN(A,D)4X30L14** | *80MS(N,L)0701412A* | 23600 | 17 | 8.5 | 26200 | 24600 | 93.89% | 2.04 | 0 | 10.5 |  |  |  |  | R-410A | 1.9667 | Residential & Commercial | USHP | Ducted CEE Tier 1
210473056 | Central HP <5.4 tons | COMFORTMAKER | HRCU-A-CB (Split System: Heat Pump with Remote Outdoor Unit-Air-Source) | CVH825GKA3* |  |  | EA*4X42L24A*+WALLCON | *97CMN1202422A* | 23800 | 16.5 | 8.1 | 21400 | 16700 | 78.04% | 1.96 | 0 | 11 |  |  |  |  | R-410A | 1.9833 | Residential & Commercial | USHP | Ducted CEE Tier 1
214807381 | Central HP <5.4 tons | YORK | HRCU-A-CB (Split System: Heat Pump with Remote Outdoor Unit-Air-Source) | HH836E2S11 |  |  | CTU48C5XFS1+JME16C2SN1+TXV | 0 | 34200 | 19 | 9 | 31600 | 25200 | 79.75% | 2 | 0 | 11.7 |  |  |  |  | R-454B | 2.85 | Residential & Commercial | USHP | Ducted CEE Tier 1
213080130 | Central HP <5.4 tons | HEIL | HRCU-A-CB (Split System: Heat Pump with Remote Outdoor Unit-Air-Source) | DLCURAH36ABK |  |  | EN(A,D,W)4X48L21** | *96MSN0801716A* | 35600 | 16 | 8.1 | 38500 | 35000 | 90.91% | 1.98 | 0 | 10 |  |  |  |  | R-410A | 2.9667 | Residential & Commercial | USHP | Ducted CEE Tier 1
213080250 | Central HP <5.4 tons | HEIL | HRCU-A-CB (Split System: Heat Pump with Remote Outdoor Unit-Air-Source) | DLCURAH36ABK |  |  | EN(A,D,W)4X48L21** | *96MSN0802120A* | 36200 | 16 | 8.1 | 38500 | 35000 | 90.91% | 2.02 | 0 | 10 |  |  |  |  | R-410A | 3.0167 | Residential & Commercial | USHP | Ducted CEE Tier 1
214728392 | Central HP <5.4 tons | JOHNSON CONTROLS | HRCU-A-CB (Split System: Heat Pump with Remote Outdoor Unit-Air-Source) | HH836E2S11 |  |  | CTU36B5XDS1+TXV | TM9V060B12MP12 | 33000 | 17 | 8.5 | 31000 | 25200 | 81.29% | 2 | 0 | 11 |  |  |  |  | R-454B | 2.75 | Residential & Commercial | USHP | Ducted CEE Tier 1
210470556 | Central HP <5.4 tons | COMFORTMAKER | HRCU-A-CB (Split System: Heat Pump with Remote Outdoor Unit-Air-Source) | CVH837GKA2* |  |  | EA*4X61L24A*+WALLCON | *80CTL0902120A* | 33200 | 18 | 8.5 | 32000 | 24800 | 77.5% | 2 | 0 | 12 |  |  |  |  | R-410A | 2.7667 | Residential & Commercial | USHP | Ducted CEE Tier 1
211712808 | Central HP <5.4 tons | COMFORTMAKER | HRCU-A-CB (Split System: Heat Pump with Remote Outdoor Unit-Air-Source) | DLCURAH30ABK |  |  | EA*4X42L24A* | *80ES(N,L)0702116A* | 29600 | 15.2 | 8.1 | 33800 | 27400 | 81.07% | 1.78 | 0 | 9 |  |  |  |  | R-410A | 2.4667 | Residential & Commercial | USHP
211713042 | Central HP <5.4 tons | COMFORTMAKER | HRCU-A-CB (Split System: Heat Pump with Remote Outdoor Unit-Air-Source) | DLCURAH30ABK |  |  | EA*4X43L21A* | *96VTN1002122A* | 30600 | 15.2 | 8.1 | 33000 | 26000 | 78.79% | 1.84 | 0 | 9 |  |  |  |  | R-410A | 2.55 | Residential & Commercial | USHP
214573940 | Central HP <5.4 tons | HEIL | HRCU-A-CB (Split System: Heat Pump with Remote Outdoor Unit-Air-Source) | HVH837GKA2* |  |  | EA*4X48L21A*+WALLCON | *97CMN0602120B* | 32200 | 17 | 8.5 | 32600 | 25200 | 77.3% | 1.96 | 0 | 11 |  |  |  |  | R-410A | 2.6833 | Residential & Commercial | USHP | Ducted CEE Tier 1
214574540 | Central HP <5.4 tons | HEIL | HRCU-A-CB (Split System: Heat Pump with Remote Outdoor Unit-Air-Source) | HVH837GKA2* |  |  | EN(A,D,W)4X42L21**+WALLCON | *97CMN0602120B* | 31600 | 16.5 | 8.1 | 33200 | 24600 | 74.1% | 1.86 | 0 | 11 |  |  |  |  | R-410A | 2.6333 | Residential & Commercial | USHP | Ducted CEE Tier 1
214574740 | Central HP <5.4 tons | HEIL | HRCU-A-CB (Split System: Heat Pump with Remote Outdoor Unit-Air-Source) | HVH837GKA2* |  |  | EN(A,D,W)4X60L24**+WALLCON | *96CTN0802120B* | 32800 | 19 | 8.5 | 32200 | 24600 | 76.4% | 1.98 | 0 | 12 |  |  |  |  | R-410A | 2.7333 | Residential & Commercial | USHP | Ducted CEE Tier 1
213080381 | Central HP <5.4 tons | HEIL | HRCU-A-CB (Split System: Heat Pump with Remote Outdoor Unit-Air-Source) | DLCURAH36ABK |  |  | EA*4X36L21A* | *96MSN1002122A* | 35000 | 16 | 8.1 | 38500 | 35200 | 91.43% | 1.82 | 0 | 9.5 |  |  |  |  | R-410A | 2.9167 | Residential & Commercial | USHP
213080399 | Central HP <5.4 tons | HEIL | HRCU-A-CB (Split System: Heat Pump with Remote Outdoor Unit-Air-Source) | DLCURAH36ABK |  |  | EA*4X42L21A* | *96MSN1002122A* | 35200 | 16 | 8.1 | 38500 | 35000 | 90.91% | 1.88 | 0 | 10 |  |  |  |  | R-410A | 2.9333 | Residential & Commercial | USHP | Ducted CEE Tier 1
213080783 | Central HP <5.4 tons | HEIL | HRCU-A-CB (Split System: Heat Pump with Remote Outdoor Unit-Air-Source) | DLCURAH36ABK |  |  | EA*4X36L21A* | *95MSU0802120A* | 35000 | 16 | 8.1 | 38500 | 35200 | 91.43% | 1.82 | 0 | 9.5 |  |  |  |  | R-410A | 2.9167 | Residential & Commercial | USHP
213080867 | Central HP <5.4 tons | HEIL | HRCU-A-CB (Split System: Heat Pump with Remote Outdoor Unit-Air-Source) | DLCURAH36ABK |  |  | EN(A,D,W)4X48L21** | *95MSU0802120A* | 35800 | 16.5 | 8.1 | 38500 | 35000 | 90.91% | 2 | 0 | 10 |  |  |  |  | R-410A | 2.9833 | Residential & Commercial | USHP | Ducted CEE Tier 1
214606536 | Central HP <5.4 tons | JOHNSON CONTROLS | HRCU-A-C (Split System: Heat Pump with Remote Outdoor Unit with No Indoor Fan --Air Source) | HH860E2S11 |  |  | CTM60D5CGS1 | 0 | 44500 | 15.2 | 8.5 | 46000 | 34200 | 74.35% | 2 | 0 | 11 |  |  |  |  | R-454B | 3.7083 | Residential & Commercial | USHP | Ducted CEE Tier 1
210473221 | Central HP <5.4 tons | COMFORTMAKER | HRCU-A-CB (Split System: Heat Pump with Remote Outdoor Unit-Air-Source) | CVH825GKA3* |  |  | EA*4X43L21A*+WALLCON | *97CMN1002122A* | 24400 | 16.5 | 8.5 | 21200 | 16600 | 78.3% | 2.04 | 0 | 11 |  |  |  |  | R-410A | 2.0333 | Residential & Commercial | USHP | Ducted CEE Tier 1
210473320 | Central HP <5.4 tons | COMFORTMAKER | HRCU-A-CB (Split System: Heat Pump with Remote Outdoor Unit-Air-Source) | CVH825GKA3* |  |  | EA*4X48L21A*+WALLCON | *80CSU1002120A* | 24000 | 16.5 | 8.1 | 21000 | 16600 | 79.05% | 2 | 0 | 10.5 |  |  |  |  | R-410A | 2 | Residential & Commercial | USHP | Ducted CEE Tier 1
215677192 | Central HP <5.4 tons | TEMPSTAR | HRCU-A-CB (Split System: Heat Pump with Remote Outdoor Unit-Air-Source) | T5H0V60*K*AAA* |  |  | EVM5X60M24A*+WALLCON | *97CMN1202422B* | 56500 | 18.5 | 9 | 63000 | 44500 | 70.63% | 2.08 | 0 | 9 |  |  |  |  | R-454B | 4.7083 | Residential & Commercial | USHP
213771057 | Central HP <5.4 tons | HEIL | HRCU-A-CB (Split System: Heat Pump with Remote Outdoor Unit-Air-Source) | HVH825GKA2* |  |  | EA*4X37L17A*+WALLCON | *80CTL0901716B* | 24200 | 16.5 | 8.1 | 21400 | 16700 | 78.04% | 2 | 0 | 11 |  |  |  |  | R-410A | 2.0167 | Residential & Commercial | USHP | Ducted CEE Tier 1
213771077 | Central HP <5.4 tons | HEIL | HRCU-A-CB (Split System: Heat Pump with Remote Outdoor Unit-Air-Source) | HVH825GKA2* |  |  | EA*4X37L17A*+WALLCON | *97CMN0601714B* | 24000 | 16 | 8.1 | 21600 | 16800 | 77.78% | 1.98 | 0 | 10.5 |  |  |  |  | R-410A | 2 | Residential & Commercial | USHP | Ducted CEE Tier 1
213771107 | Central HP <5.4 tons | HEIL | HRCU-A-CB (Split System: Heat Pump with Remote Outdoor Unit-Air-Source) | HVH825GKA2* |  |  | EA*4X37L17A*+WALLCON | *96CTN0601714B* | 24000 | 16 | 8.1 | 21400 | 16800 | 78.5% | 1.98 | 0 | 11 |  |  |  |  | R-410A | 2 | Residential & Commercial | USHP | Ducted CEE Tier 1
213771227 | Central HP <5.4 tons | HEIL | HRCU-A-CB (Split System: Heat Pump with Remote Outdoor Unit-Air-Source) | HVH825GKA2* |  |  | EA*4X37L21A*+WALLCON | *96CTN0801714B* | 24400 | 16.5 | 8.1 | 21200 | 16600 | 78.3% | 2.02 | 0 | 11 |  |  |  |  | R-410A | 2.0333 | Residential & Commercial | USHP | Ducted CEE Tier 1
213770607 | Central HP <5.4 tons | HEIL | HRCU-A-CB (Split System: Heat Pump with Remote Outdoor Unit-Air-Source) | HVH825GKA2* |  |  | EA*4X25L17A*+WALLCON | *80CTL0701716B* | 24400 | 16.5 | 8.1 | 21200 | 16700 | 78.77% | 2.02 | 0 | 11 |  |  |  |  | R-410A | 2.0333 | Residential & Commercial | USHP | Ducted CEE Tier 1
211240578 | Central HP <5.4 tons | COMFORTMAKER | HRCU-A-CB (Split System: Heat Pump with Remote Outdoor Unit-Air-Source) | DLCURAH24ABK |  |  | EA*4X24L17A* | *95ESN0601412A* | 24000 | 15.5 | 8.5 | 27200 | 23600 | 86.76% | 1.92 | 0 | 10 |  |  |  |  | R-410A | 2 | Residential & Commercial | USHP | Ducted CEE Tier 1
211241003 | Central HP <5.4 tons | COMFORTMAKER | HRCU-A-CB (Split System: Heat Pump with Remote Outdoor Unit-Air-Source) | DLCURAH24ABK |  |  | EA*4X25L17A* | *95ESN0401712A* | 24600 | 15.2 | 8.5 | 25800 | 21200 | 82.17% | 1.76 | 0 | 10 |  |  |  |  | R-410A | 2.05 | Residential & Commercial | USHP | Ducted CEE Tier 1
211241014 | Central HP <5.4 tons | COMFORTMAKER | HRCU-A-CB (Split System: Heat Pump with Remote Outdoor Unit-Air-Source) | DLCURAH24ABK |  |  | EA*4X25L17A* | *95ESN0601412A* | 25000 | 16 | 8.5 | 26000 | 21000 | 80.77% | 1.76 | 0 | 10 |  |  |  |  | R-410A | 2.0833 | Residential & Commercial | USHP | Ducted CEE Tier 1
211241180 | Central HP <5.4 tons | COMFORTMAKER | HRCU-A-CB (Split System: Heat Pump with Remote Outdoor Unit-Air-Source) | DLCURAH24ABK |  |  | EA*4X25L17A* | *92ESN0401712A* | 24200 | 16 | 8.1 | 25400 | 21600 | 85.04% | 1.78 | 0 | 10 |  |  |  |  | R-410A | 2.0167 | Residential & Commercial | USHP | Ducted CEE Tier 1
211241312 | Central HP <5.4 tons | COMFORTMAKER | HRCU-A-CB (Split System: Heat Pump with Remote Outdoor Unit-Air-Source) | DLCURAH24ABK |  |  | EA*4X30L14A* | *96VTN0601412A* | 23400 | 16.5 | 8.5 | 25800 | 24200 | 93.8% | 2 | 0 | 10 |  |  |  |  | R-410A | 1.95 | Residential & Commercial | USHP | Ducted CEE Tier 1
211241546 | Central HP <5.4 tons | COMFORTMAKER | HRCU-A-CB (Split System: Heat Pump with Remote Outdoor Unit-Air-Source) | DLCURAH24ABK |  |  | EA*4X30L17A* | *96VTN0801716A* | 24200 | 16.5 | 8.5 | 26400 | 23000 | 87.12% | 1.9 | 0 | 10 |  |  |  |  | R-410A | 2.0167 | Residential & Commercial | USHP | Ducted CEE Tier 1
211241814 | Central HP <5.4 tons | COMFORTMAKER | HRCU-A-CB (Split System: Heat Pump with Remote Outdoor Unit-Air-Source) | DLCURAH24ABK |  |  | EA*4X36L17A* | *80VSL0451412A* | 23400 | 16.5 | 8.5 | 25600 | 23600 | 92.19% | 1.96 | 0 | 10 |  |  |  |  | R-410A | 1.95 | Residential & Commercial | USHP | Ducted CEE Tier 1
214650410 | Central HP <5.4 tons | YORK | HRCU-A-CB (Split System: Heat Pump with Remote Outdoor Unit-Air-Source) | HH824E2S11 |  |  | CTU36B5XDS1+TXV | TM9E060B12MP12 | 23000 | 18 | 9.5 | 23000 | 19200 | 83.48% | 2 | 0 | 12 |  |  |  |  | R-454B | 1.9167 | Residential & Commercial | USHP | Ducted CEE Tier 1
214574000 | Central HP <5.4 tons | HEIL | HRCU-A-CB (Split System: Heat Pump with Remote Outdoor Unit-Air-Source) | HVH837GKA2* |  |  | EA*4X48L24A*+WALLCON | *97CMN0602120B* | 32200 | 17 | 8.5 | 32600 | 25200 | 77.3% | 1.96 | 0 | 11 |  |  |  |  | R-410A | 2.6833 | Residential & Commercial | USHP | Ducted CEE Tier 1
214574050 | Central HP <5.4 tons | HEIL | HRCU-A-CB (Split System: Heat Pump with Remote Outdoor Unit-Air-Source) | HVH837GKA2* |  |  | EA*4X60L24A*+WALLCON | *95CSU1002122B* | 32800 | 17.5 | 8.5 | 31600 | 24800 | 78.48% | 2 | 0 | 11.5 |  |  |  |  | R-410A | 2.7333 | Residential & Commercial | USHP | Ducted CEE Tier 1
216571007 | Central HP <5.4 tons | AMERICAN STANDARD | HRCU-A-CB (Split System: Heat Pump with Remote Outdoor Unit-Air-Source) | 5A6V0X36A1 |  |  | 5PX*CD07AS3 | S8V2C100M5PDB | 35200 | 20 | 9.4 | 33600 | 25200 | 75% | 2.1 | 0 | 12.5 |  |  |  |  | R-454B | 2.9333 | Residential & Commercial | USHP | Ducted CEE Tier 1
216571009 | Central HP <5.4 tons | AMERICAN STANDARD | HRCU-A-CB (Split System: Heat Pump with Remote Outdoor Unit-Air-Source) | 5A6V0X36A1 |  |  | 5PX*CD09AS3 | *DHMC100CCV4+LRP | 35600 | 20 | 9.7 | 32400 | 24400 | 75.31% | 2.1 | 0 | 12.7 |  |  |  |  | R-454B | 2.9667 | Residential & Commercial | USHP | Ducted CEE Tier 1
213296601 | Central HP <5.4 tons | YORK | HRCU-A-CB (Split System: Heat Pump with Remote Outdoor Unit-Air-Source) | HMH72B341 |  |  | XAUB30CXXN1+TXV | Y81E040A12LMPS1 | 33200 | 18 | 8.5 | 33000 | 23400 | 70.91% | 2.06 | 0 | 10 |  |  |  |  | R-410A | 2.7667 | Residential & Commercial | USHP | Ducted CEE Tier 1
213296618 | Central HP <5.4 tons | YORK | HRCU-A-CB (Split System: Heat Pump with Remote Outdoor Unit-Air-Source) | HMH72B341 |  |  | XAHC36DXXN1+TXV | Y82E100C20LMPS1 | 34000 | 18.5 | 8.5 | 33400 | 23600 | 70.66% | 2.08 | 0 | 9.5 |  |  |  |  | R-410A | 2.8333 | Residential & Commercial | USHP
213296635 | Central HP <5.4 tons | YORK | HRCU-A-CB (Split System: Heat Pump with Remote Outdoor Unit-Air-Source) | HMH72B341 |  |  | XAUB30CXXN1+TXV | Y81E100B12SMPS1 | 32800 | 18 | 8.5 | 33000 | 23200 | 70.3% | 2.04 | 0 | 9.5 |  |  |  |  | R-410A | 2.7333 | Residential & Commercial | USHP
214570510 | Central HP <5.4 tons | HEIL | HRCU-A-CB (Split System: Heat Pump with Remote Outdoor Unit-Air-Source) | HVH825GKA3* |  |  | EA*4X42L21A*+WALLCON | *95CSU1002122B* | 23800 | 16.5 | 8.1 | 21400 | 16600 | 77.57% | 1.96 | 0 | 11 |  |  |  |  | R-410A | 1.9833 | Residential & Commercial | USHP | Ducted CEE Tier 1
214570660 | Central HP <5.4 tons | HEIL | HRCU-A-CB (Split System: Heat Pump with Remote Outdoor Unit-Air-Source) | HVH825GKA3* |  |  | EA*4X43L21A*+WALLCON | *96CTN0802120B* | 24400 | 17 | 8.5 | 21200 | 16600 | 78.3% | 2.04 | 0 | 11 |  |  |  |  | R-410A | 2.0333 | Residential & Commercial | USHP | Ducted CEE Tier 1
214572480 | Central HP <5.4 tons | HEIL | HRCU-A-CB (Split System: Heat Pump with Remote Outdoor Unit-Air-Source) | HVH837GKA** |  |  | EA*4X36L21A*+WALLCON | *95CSU0802120B* | 31400 | 17 | 8.1 | 33000 | 24200 | 73.33% | 1.86 | 0 | 11 |  |  |  |  | R-410A | 2.6167 | Residential & Commercial | USHP | Ducted CEE Tier 1
214572530 | Central HP <5.4 tons | HEIL | HRCU-A-CB (Split System: Heat Pump with Remote Outdoor Unit-Air-Source) | HVH837GKA** |  |  | EA*4X37L21A*+WALLCON | *80CTL0702120B* | 32800 | 17.5 | 8.5 | 32800 | 25200 | 76.83% | 2 | 0 | 11 |  |  |  |  | R-410A | 2.7333 | Residential & Commercial | USHP | Ducted CEE Tier 1
212980162 | Central HP <5.4 tons | DAY & NIGHT | HRCU-A-CB (Split System: Heat Pump with Remote Outdoor Unit-Air-Source) | DLCURAH36ABK |  |  | EA*4X48L21A* | *80MS(N,L)0902116A* | 35600 | 16.5 | 8.5 | 37800 | 34600 | 91.53% | 2.02 | 0 | 10 |  |  |  |  | R-410A | 2.9667 | Residential & Commercial | USHP | Ducted CEE Tier 1
216679984 | Central HP <5.4 tons | TEMPSTAR | HRCU-A-CB (Split System: Heat Pump with Remote Outdoor Unit-Air-Source) | DLCURAH36ABK |  |  | EN(A,D,W)4X48L21** | *97VTN0801716A* | 35600 | 16 | 8.5 | 38500 | 34400 | 89.35% | 1.8 | 0 | 10 |  |  |  |  | R-410A | 2.9667 | Residential & Commercial | USHP | Ducted CEE Tier 1
214279901 | Central HP <5.4 tons | TEMPSTAR | HRCU-A-CB (Split System: Heat Pump with Remote Outdoor Unit-Air-Source) | DLCURAH24ABK |  |  | EA*4X30L17A* | *96MSN0601716A* | 23400 | 16.5 | 9 | 25800 | 24400 | 94.57% | 2.02 | 0 | 10 |  |  |  |  | R-410A | 1.95 | Residential & Commercial | USHP | Ducted CEE Tier 1
216681513 | Central HP <5.4 tons | TEMPSTAR | HRCU-A-CB (Split System: Heat Pump with Remote Outdoor Unit-Air-Source) | DLCURAH24ABK |  |  | EA*4X36L21A* | *97VTN0802120A* | 24000 | 17 | 9 | 26000 | 22800 | 87.69% | 1.78 | 0 | 10 |  |  |  |  | R-410A | 2 | Residential & Commercial | USHP | Ducted CEE Tier 1
211394532 | Central HP <5.4 tons | JOHNSON CONTROLS | HRCU-A-CB (Split System: Heat Pump with Remote Outdoor Unit-Air-Source) | HMH72B341 |  |  | XAFD48FXXN1+TXV | TM9V100C20MP12 | 34000 | 16.5 | 8.5 | 33000 | 24200 | 73.33% | 2.1 | 0 | 9 |  |  |  |  | R-410A | 2.8333 | Residential & Commercial | USHP
212974990 | Central HP <5.4 tons | CARRIER | HRCU-A-CB (Split System: Heat Pump with Remote Outdoor Unit-Air-Source) | 38MURAQ24AB3* |  |  | CAP**3717AL* | GG96VTAB30040A** | 23800 | 16 | 8.1 | 25200 | 22400 | 88.89% | 1.84 | 0 | 10 |  |  |  |  | R-410A | 1.9833 | Residential & Commercial | USHP | Ducted CEE Tier 1
214570630 | Central HP <5.4 tons | HEIL | HRCU-A-CB (Split System: Heat Pump with Remote Outdoor Unit-Air-Source) | HVH825GKA3* |  |  | EA*4X43L21A*+WALLCON | *95CSU1002122B* | 24400 | 17 | 8.5 | 21200 | 16600 | 78.3% | 2.04 | 0 | 11 |  |  |  |  | R-410A | 2.0333 | Residential & Commercial | USHP | Ducted CEE Tier 1
214570780 | Central HP <5.4 tons | HEIL | HRCU-A-CB (Split System: Heat Pump with Remote Outdoor Unit-Air-Source) | HVH825GKA3* |  |  | EA*4X48L24A*+WALLCON | *96CTN0802120B* | 24200 | 17 | 8.5 | 20800 | 16500 | 79.33% | 2.02 | 0 | 11 |  |  |  |  | R-410A | 2.0167 | Residential & Commercial | USHP | Ducted CEE Tier 1
210470838 | Central HP <5.4 tons | COMFORTMAKER | HRCU-A-CB (Split System: Heat Pump with Remote Outdoor Unit-Air-Source) | CVH837GKA2* |  |  | EN(A,D)4X48L24**+WALLCON | *95CSU0802120A* | 32400 | 17.5 | 8.1 | 32800 | 24800 | 75.61% | 1.96 | 0 | 11.7 |  |  |  |  | R-410A | 2.7 | Residential & Commercial | USHP | Ducted CEE Tier 1
210471024 | Central HP <5.4 tons | COMFORTMAKER | HRCU-A-CB (Split System: Heat Pump with Remote Outdoor Unit-Air-Source) | CVH837GKA2* |  |  | EHD4X36AAL+WALLCON | *95CSU0802120A* | 32200 | 16.5 | 8.1 | 33200 | 24600 | 74.1% | 1.94 | 0 | 11 |  |  |  |  | R-410A | 2.6833 | Residential & Commercial | USHP | Ducted CEE Tier 1
214571110 | Central HP <5.4 tons | HEIL | HRCU-A-CB (Split System: Heat Pump with Remote Outdoor Unit-Air-Source) | HVH825GKA3* |  |  | EN(A,D)4X36L21**+WALLCON | *95CSU1002122B* | 23400 | 16.5 | 8.1 | 21600 | 16700 | 77.31% | 1.92 | 0 | 11 |  |  |  |  | R-410A | 1.95 | Residential & Commercial | USHP | Ducted CEE Tier 1
214572580 | Central HP <5.4 tons | HEIL | HRCU-A-CB (Split System: Heat Pump with Remote Outdoor Unit-Air-Source) | HVH837GKA** |  |  | EA*4X37L21A*+WALLCON | *96CTN0802120B* | 33000 | 17.5 | 8.5 | 32600 | 25000 | 76.69% | 2 | 0 | 11.5 |  |  |  |  | R-410A | 2.75 | Residential & Commercial | USHP | Ducted CEE Tier 1
214572950 | Central HP <5.4 tons | HEIL | HRCU-A-CB (Split System: Heat Pump with Remote Outdoor Unit-Air-Source) | HVH837GKA** |  |  | EA*4X61L21A*+WALLCON | *80CTL0702120B* | 33200 | 17.5 | 8.5 | 32000 | 25000 | 78.12% | 2 | 0 | 11.5 |  |  |  |  | R-410A | 2.7667 | Residential & Commercial | USHP | Ducted CEE Tier 1
214573150 | Central HP <5.4 tons | HEIL | HRCU-A-CB (Split System: Heat Pump with Remote Outdoor Unit-Air-Source) | HVH837GKA** |  |  | EHD4X42AAL+WALLCON | *95CSU1002122B* | 32600 | 17 | 8.5 | 32800 | 24800 | 75.61% | 1.96 | 0 | 11 |  |  |  |  | R-410A | 2.7167 | Residential & Commercial | USHP | Ducted CEE Tier 1
214573180 | Central HP <5.4 tons | HEIL | HRCU-A-CB (Split System: Heat Pump with Remote Outdoor Unit-Air-Source) | HVH837GKA** |  |  | EHD4X42AAL+WALLCON | *96CTN0802120B* | 32600 | 17.5 | 8.5 | 32800 | 24800 | 75.61% | 1.96 | 0 | 11 |  |  |  |  | R-410A | 2.7167 | Residential & Commercial | USHP | Ducted CEE Tier 1
211713129 | Central HP <5.4 tons | COMFORTMAKER | HRCU-A-CB (Split System: Heat Pump with Remote Outdoor Unit-Air-Source) | DLCURAH30ABK |  |  | EA*4X43L21A* | *80ESU0401712A* | 31200 | 15.2 | 8.1 | 33400 | 26000 | 77.84% | 1.86 | 0 | 9 |  |  |  |  | R-410A | 2.6 | Residential & Commercial | USHP
216551688 | Central HP <5.4 tons | RUUD | HRCU-A-CB (Split System: Heat Pump with Remote Outdoor Unit-Air-Source) | UP19AY24AJVC |  |  | RCFY2421HEAAM | U98MV0603A17UP | 22800 | 21 | 10 | 22800 | 18500 | 81.14% | 1.8 | 0 | 13 |  |  |  |  | R-454B | 1.9 | Residential & Commercial | USHP | Ducted CEE Tier 1
216618993 | Central HP <5.4 tons | ARMSTRONG AIR | HRCU-A-C (Split System: Heat Pump with Remote Outdoor Unit with No Indoor Fan --Air Source) | A7SCP18V36P-**A |  |  | 7EH30BX-**+TDR | 0 | 33400 | 15.2 | 8.1 | 34000 | 29000 | 85.29% | 1.85 | 0 | 10 |  |  |  |  | R-454B | 2.7833 | Residential & Commercial | USHP | Ducted CEE Tier 1
211230950 | Central HP <5.4 tons | CARRIER | HRCU-A-CB (Split System: Heat Pump with Remote Outdoor Unit-Air-Source) | 38MURAQ36AB3* |  |  | CAP**4821AL* | GG96VTAA60100C | 35800 | 16.5 | 8.5 | 37800 | 34600 | 91.53% | 2.04 | 0 | 10 |  |  |  |  | R-410A | 2.9833 | Residential & Commercial | USHP | Ducted CEE Tier 1
215853338 | Central HP <5.4 tons | JOHNSON CONTROLS | HRCU-A-CB (Split System: Heat Pump with Remote Outdoor Unit-Air-Source) | HH836E2S11 |  |  | CTM36C5CDS1 | Z9ES100C16SMPS1 | 34400 | 17 | 8.5 | 32600 | 26800 | 82.21% | 2 | 0 | 11 |  |  |  |  | R-454B | 2.8667 | Residential & Commercial | USHP | Ducted CEE Tier 1
214606509 | Central HP <5.4 tons | JOHNSON CONTROLS | HRCU-A-C (Split System: Heat Pump with Remote Outdoor Unit with No Indoor Fan --Air Source) | HH836E2S11 |  |  | CTF36C5CDS1 | 0 | 33600 | 15.2 | 8.5 | 32200 | 23400 | 72.67% | 2 | 0 | 10 |  |  |  |  | R-454B | 2.8 | Residential & Commercial | USHP | Ducted CEE Tier 1
215942646 | Central HP <5.4 tons | DAY & NIGHT | HRCU-A-CB (Split System: Heat Pump with Remote Outdoor Unit-Air-Source) | C5H3V36*K*AAA* |  |  | EVD5X61M21A*+WALLCON | *97CTN1002122A* | 36000 | 22 | 8.5 | 37400 | 28200 | 75.4% | 2.04 | 0 | 12.5 |  |  |  |  | R-454B | 3 | Residential & Commercial | USHP | Ducted CEE Tier 1
216819412 | Central HP <5.4 tons | RUUD | HRCU-A-CB (Split System: Heat Pump with Remote Outdoor Unit-Air-Source) | RD18AY48AJVC |  |  | RCFY4824MTANM | R962V1005A21M4 | 42500 | 17 | 8.1 | 42500 | 33400 | 78.59% | 2 | 0 | 10 |  |  |  |  | R-454B | 3.5417 | Residential & Commercial | USHP | Ducted CEE Tier 1
216551794 | Central HP <5.4 tons | RUUD | HRCU-A-CB (Split System: Heat Pump with Remote Outdoor Unit-Air-Source) | UP19AY48AJVC |  |  | RCFY4821SEAAM | U97MV0855A21DH | 45500 | 19 | 10 | 45500 | 42000 | 92.31% | 2.1 | 0 | 12 |  |  |  |  | R-454B | 3.7917 | Residential & Commercial | USHP | Ducted CEE Tier 1
216623491 | Central HP <5.4 tons | DIRECT AIR | HRCU-A-C (Split System: Heat Pump with Remote Outdoor Unit with No Indoor Fan --Air Source) | DIRM4-30MAGICPRO20-OU |  |  | DIRM4-4821MAGICP20-CCOIL | 0 | 29000 | 16 | 9.5 | 32000 | 32000 | 100% | 1.85 | 0 | 10 |  |  |  |  | R-454B | 2.4167 | Residential & Commercial | USHP | Ducted CEE Tier 1
212978303 | Central HP <5.4 tons | HEIL | HRCU-A-CB (Split System: Heat Pump with Remote Outdoor Unit-Air-Source) | DLCURAH18ABK |  |  | EN(A,D)4X18L14** | *80MS(N,L)0701412A* | 17400 | 16 | 8.5 | 18500 | 19700 | 106.5% | 2.38 | 0 | 10.5 |  |  |  |  | R-410A | 1.45 | Residential & Commercial | USHP | Ducted CEE Tier 1
214807835 | Central HP <5.4 tons | JOHNSON CONTROLS | HRCU-A-CB (Split System: Heat Pump with Remote Outdoor Unit-Air-Source) | HH860E2S11 |  |  | CTU60D5XHS1+JMET18DS2N1+TXV | 0 | 54000 | 19 | 9 | 53500 | 38500 | 71.96% | 2 | 0 | 12 |  |  |  |  | R-454B | 4.5 | Residential & Commercial | USHP | Ducted CEE Tier 1
211240368 | Central HP <5.4 tons | COMFORTMAKER | HRCU-A-CB (Split System: Heat Pump with Remote Outdoor Unit-Air-Source) | DLCURAH24ABK |  |  | EA*4X24L17A* | *80VSL0451412A* | 24000 | 16 | 8.5 | 27000 | 23800 | 88.15% | 1.96 | 0 | 10 |  |  |  |  | R-410A | 2 | Residential & Commercial | USHP | Ducted CEE Tier 1
211240413 | Central HP <5.4 tons | COMFORTMAKER | HRCU-A-CB (Split System: Heat Pump with Remote Outdoor Unit-Air-Source) | DLCURAH24ABK |  |  | EA*4X24L17A* | *96VSN0601412A* | 23200 | 16.5 | 8.5 | 26400 | 25600 | 96.97% | 2.14 | 0 | 10 |  |  |  |  | R-410A | 1.9333 | Residential & Commercial | USHP | Ducted CEE Tier 1
211240795 | Central HP <5.4 tons | COMFORTMAKER | HRCU-A-CB (Split System: Heat Pump with Remote Outdoor Unit-Air-Source) | DLCURAH24ABK |  |  | EA*4X24L17A* | OMV112K14A | 23800 | 15.5 | 8.5 | 27000 | 24000 | 88.89% | 1.96 | 0 | 10 |  |  |  |  | R-410A | 1.9833 | Residential & Commercial | USHP | Ducted CEE Tier 1
211240822 | Central HP <5.4 tons | COMFORTMAKER | HRCU-A-CB (Split System: Heat Pump with Remote Outdoor Unit-Air-Source) | DLCURAH24ABK |  |  | EA*4X25L17A* | *96VSN0601714A* | 24800 | 16.5 | 8.5 | 25600 | 21200 | 82.81% | 1.78 | 0 | 10 |  |  |  |  | R-410A | 2.0667 | Residential & Commercial | USHP | Ducted CEE Tier 1
211240831 | Central HP <5.4 tons | COMFORTMAKER | HRCU-A-CB (Split System: Heat Pump with Remote Outdoor Unit-Air-Source) | DLCURAH24ABK |  |  | EA*4X25L17A* | *96VSN0401410A* | 24400 | 16 | 8.5 | 25600 | 21400 | 83.59% | 1.78 | 0 | 10 |  |  |  |  | R-410A | 2.0333 | Residential & Commercial | USHP | Ducted CEE Tier 1
214650575 | Central HP <5.4 tons | YORK | HRCU-A-CB (Split System: Heat Pump with Remote Outdoor Unit-Air-Source) | HH824E2S11 |  |  | CTU30B5XCS1+TXV | TM9Y060B12MP11 | 23000 | 17 | 9.5 | 23000 | 18400 | 80% | 2 | 0 | 11.7 |  |  |  |  | R-454B | 1.9167 | Residential & Commercial | USHP | Ducted CEE Tier 1
214572630 | Central HP <5.4 tons | HEIL | HRCU-A-CB (Split System: Heat Pump with Remote Outdoor Unit-Air-Source) | HVH837GKA** |  |  | EA*4X42L21A*+WALLCON | *97CMN0802120B* | 31800 | 17 | 8.5 | 32800 | 24400 | 74.39% | 1.9 | 0 | 11 |  |  |  |  | R-410A | 2.65 | Residential & Commercial | USHP | Ducted CEE Tier 1
215912233 | Central HP <5.4 tons | JOHNSON CONTROLS | HRCU-A-CB (Split System: Heat Pump with Remote Outdoor Unit-Air-Source) | HH824E2S11 |  |  | CTM36B5ADS1 | TM9E060B12MP12 | 23000 | 17 | 9 | 23000 | 18400 | 80% | 2 | 0 | 12 |  |  |  |  | R-454B | 1.9167 | Residential & Commercial | USHP | Ducted CEE Tier 1
211230456 | Central HP <5.4 tons | COMFORTMAKER | HRCU-A-CB (Split System: Heat Pump with Remote Outdoor Unit-Air-Source) | DLCURAH36ABK |  |  | EN(A,D)4X48L24** | *80ES(N,L)1102120A* | 36200 | 16.5 | 8.1 | 38500 | 34800 | 90.39% | 2.02 | 0 | 10.5 |  |  |  |  | R-410A | 3.0167 | Residential & Commercial | USHP | Ducted CEE Tier 1
213296584 | Central HP <5.4 tons | YORK | HRCU-A-CB (Split System: Heat Pump with Remote Outdoor Unit-Air-Source) | HMH72B341 |  |  | XAFC48FBCN1 | Y81E120C16SMPS1 | 34000 | 16.5 | 8.5 | 32800 | 23400 | 71.34% | 2.1 | 0 | 9.5 |  |  |  |  | R-410A | 2.8333 | Residential & Commercial | USHP
214809029 | Central HP <5.4 tons | JOHNSON CONTROLS | HRCU-A-CB (Split System: Heat Pump with Remote Outdoor Unit-Air-Source) | HH860E2S11 |  |  | CTU60C5XGS1+JMC16C2SN1+TXV | 0 | 45000 | 19 | 9 | 45000 | 33600 | 74.67% | 2 | 0 | 12 |  |  |  |  | R-454B | 3.75 | Residential & Commercial | USHP | Ducted CEE Tier 1
214570490 | Central HP <5.4 tons | HEIL | HRCU-A-CB (Split System: Heat Pump with Remote Outdoor Unit-Air-Source) | HVH825GKA3* |  |  | EA*4X42L21A*+WALLCON | *80CTL0702120B* | 23800 | 16.5 | 8.1 | 21400 | 16600 | 77.57% | 1.96 | 0 | 10.5 |  |  |  |  | R-410A | 1.9833 | Residential & Commercial | USHP | Ducted CEE Tier 1
214570540 | Central HP <5.4 tons | HEIL | HRCU-A-CB (Split System: Heat Pump with Remote Outdoor Unit-Air-Source) | HVH825GKA3* |  |  | EA*4X42L21A*+WALLCON | *96CTN0802120B* | 23800 | 16.5 | 8.1 | 21400 | 16600 | 77.57% | 1.96 | 0 | 11 |  |  |  |  | R-410A | 1.9833 | Residential & Commercial | USHP | Ducted CEE Tier 1
214570640 | Central HP <5.4 tons | HEIL | HRCU-A-CB (Split System: Heat Pump with Remote Outdoor Unit-Air-Source) | HVH825GKA3* |  |  | EA*4X43L21A*+WALLCON | *97CMN0602120B* | 24400 | 16.5 | 8.5 | 21200 | 16700 | 78.77% | 2.02 | 0 | 11 |  |  |  |  | R-410A | 2.0333 | Residential & Commercial | USHP | Ducted CEE Tier 1
214570710 | Central HP <5.4 tons | HEIL | HRCU-A-CB (Split System: Heat Pump with Remote Outdoor Unit-Air-Source) | HVH825GKA3* |  |  | EA*4X48L21A*+WALLCON | *97CMN0802120B* | 24000 | 16.5 | 8.5 | 21000 | 16500 | 78.57% | 2.02 | 0 | 11 |  |  |  |  | R-410A | 2 | Residential & Commercial | USHP | Ducted CEE Tier 1
211396279 | Central HP <5.4 tons | JOHNSON CONTROLS | HRCU-A-CB (Split System: Heat Pump with Remote Outdoor Unit-Air-Source) | HMH72B341 |  |  | XAFC48FBCN1 | TM9E080B12MP12 | 33200 | 16.5 | 8.5 | 32400 | 23800 | 73.46% | 2.04 | 0 | 9 |  |  |  |  | R-410A | 2.7667 | Residential & Commercial | USHP
211397149 | Central HP <5.4 tons | JOHNSON CONTROLS | HRCU-A-CB (Split System: Heat Pump with Remote Outdoor Unit-Air-Source) | HMH72B341 |  |  | XAHC48FBCN1 | TM8V100C20MP12 | 33800 | 16.5 | 8.5 | 32400 | 23800 | 73.46% | 2.06 | 0 | 9 |  |  |  |  | R-410A | 2.8167 | Residential & Commercial | USHP
211397633 | Central HP <5.4 tons | JOHNSON CONTROLS | HRCU-A-CB (Split System: Heat Pump with Remote Outdoor Unit-Air-Source) | HMH72B341 |  |  | XAFD48FBCN1 | TM8V080C16MP12 | 34000 | 16.5 | 8.5 | 33000 | 24400 | 73.94% | 2.1 | 0 | 9 |  |  |  |  | R-410A | 2.8333 | Residential & Commercial | USHP
211397808 | Central HP <5.4 tons | JOHNSON CONTROLS | HRCU-A-CB (Split System: Heat Pump with Remote Outdoor Unit-Air-Source) | HMH72B341 |  |  | XAFC48FBCN1 | TM8V080C16MP12 | 34000 | 16.5 | 8.5 | 33200 | 24400 | 73.49% | 2.1 | 0 | 9 |  |  |  |  | R-410A | 2.8333 | Residential & Commercial | USHP
211394600 | Central HP <5.4 tons | JOHNSON CONTROLS | HRCU-A-CB (Split System: Heat Pump with Remote Outdoor Unit-Air-Source) | HMH72B341 |  |  | XAFC48FXXN1+TXV | TM9V100C20MP12 | 34000 | 16.5 | 8.5 | 33000 | 24200 | 73.33% | 2.1 | 0 | 9 |  |  |  |  | R-410A | 2.8333 | Residential & Commercial | USHP
212980228 | Central HP <5.4 tons | DAY & NIGHT | HRCU-A-CB (Split System: Heat Pump with Remote Outdoor Unit-Air-Source) | DLCURAH30ABK |  |  | EA*4X43L21A* | *80MS(N,L)0902116A* | 30600 | 15.2 | 8.1 | 33400 | 26400 | 79.04% | 1.86 | 0 | 9 |  |  |  |  | R-410A | 2.55 | Residential & Commercial | USHP
211241889 | Central HP <5.4 tons | COMFORTMAKER | HRCU-A-CB (Split System: Heat Pump with Remote Outdoor Unit-Air-Source) | DLCURAH24ABK |  |  | EA*4X36L17A* | *80ES(N,L)0701716A* | 25000 | 16 | 8.5 | 26800 | 21800 | 81.34% | 1.8 | 0 | 10 |  |  |  |  | R-410A | 2.0833 | Residential & Commercial | USHP | Ducted CEE Tier 1
211242168 | Central HP <5.4 tons | COMFORTMAKER | HRCU-A-CB (Split System: Heat Pump with Remote Outdoor Unit-Air-Source) | DLCURAH24ABK |  |  | EA*4X36L17A* | *95ESN0801716A* | 24800 | 15.5 | 8.5 | 26800 | 22000 | 82.09% | 1.8 | 0 | 10 |  |  |  |  | R-410A | 2.0667 | Residential & Commercial | USHP | Ducted CEE Tier 1
211242223 | Central HP <5.4 tons | COMFORTMAKER | HRCU-A-CB (Split System: Heat Pump with Remote Outdoor Unit-Air-Source) | DLCURAH24ABK |  |  | EA*4X36L17A* | OMV098J12* | 23600 | 16.5 | 8.5 | 25800 | 23400 | 90.7% | 1.94 | 0 | 10 |  |  |  |  | R-410A | 1.9667 | Residential & Commercial | USHP | Ducted CEE Tier 1
211242407 | Central HP <5.4 tons | COMFORTMAKER | HRCU-A-CB (Split System: Heat Pump with Remote Outdoor Unit-Air-Source) | DLCURAH24ABK |  |  | EA*4X36L21A* | *80VSL0702120A* | 24800 | 16.5 | 8.5 | 26600 | 22000 | 82.71% | 1.82 | 0 | 10 |  |  |  |  | R-410A | 2.0667 | Residential & Commercial | USHP | Ducted CEE Tier 1
214875947 | Central HP <5.4 tons | JOHNSON CONTROLS | HRCU-A-CB (Split System: Heat Pump with Remote Outdoor Unit-Air-Source) | HMH72B341 |  |  | XAFC36DBCN1+JMC17C2SN1 | 0 | 34000 | 18 | 8.5 | 34000 | 23800 | 70% | 2 | 0 | 10 |  |  |  |  | R-410A | 2.8333 | Residential & Commercial | USHP | Ducted CEE Tier 1
213770465 | Central HP <5.4 tons | CARRIER | HRCU-A-CB (Split System: Heat Pump with Remote Outdoor Unit-Air-Source) | 25VNA825A*031* |  |  | CAP**2414AL*+UI | 58TN*B070C14**12 | 23400 | 16.5 | 8.1 | 22000 | 16800 | 76.36% | 1.9 | 0 | 10.5 |  |  |  |  | R-410A | 1.95 | Residential & Commercial | USHP | Ducted CEE Tier 1
211222229 | Central HP <5.4 tons | COMFORTMAKER | HRCU-A-CB (Split System: Heat Pump with Remote Outdoor Unit-Air-Source) | DLCURAH30ABK |  |  | EA*4X36L21A* | *96VTN1002122A* | 29600 | 15.2 | 8.1 | 33800 | 27800 | 82.25% | 1.76 | 0 | 9 |  |  |  |  | R-410A | 2.4667 | Residential & Commercial | USHP
214075538 | Central HP <5.4 tons | RUUD | HRCU-A-CB (Split System: Heat Pump with Remote Outdoor Unit-Air-Source) | RD17AZ24AJ3N |  |  | RCFZ2417MTANM | R921V0403A17M4S | 22600 | 17 | 9.5 | 22600 | 16900 | 74.78% | 2 | 0 | 11.2 |  |  |  |  | R-410A | 1.8833 | Residential & Commercial | USHP | Ducted CEE Tier 1
215588084 | Central HP <5.4 tons | BRYANT HEATING AND COOLING SYSTEMS | HRCU-A-CB (Split System: Heat Pump with Remote Outdoor Unit-Air-Source) | 291VAN054**AA* |  |  | CAA**4821AM*+UI | 987MC60080C21*** | 48000 | 18.5 | 12 | 52500 | 52000 | 99.05% | 2.02 | 0 | 10.5 |  |  |  |  | R-454B | 4 | Residential & Commercial | USHP | Ducted CEE Tier 1
215588086 | Central HP <5.4 tons | BRYANT HEATING AND COOLING SYSTEMS | HRCU-A-CB (Split System: Heat Pump with Remote Outdoor Unit-Air-Source) | 291VAN054**AA* |  |  | CAA**4821AM*+UI | 986TD42080C17*** | 46500 | 18 | 10 | 50000 | 50000 | 100% | 2.06 | 0 | 11.5 |  |  |  |  | R-454B | 3.875 | Residential & Commercial | USHP | Ducted CEE Tier 1
216739095 | Central HP <5.4 tons | BRYANT HEATING AND COOLING SYSTEMS | HRCU-A-CB (Split System: Heat Pump with Remote Outdoor Unit-Air-Source) | 37MUHAQ24AA3 |  |  | FM(C,U)5Z30**AL* | 0 | 23200 | 17 | 9 | 21400 | 19300 | 90.19% | 2.08 | 0 | 11 |  |  |  |  | R-454B | 1.9333 | Residential & Commercial | USHP | Ducted CEE Tier 1
216681029 | Central HP <5.4 tons | TEMPSTAR | HRCU-A-CB (Split System: Heat Pump with Remote Outdoor Unit-Air-Source) | DLCURAH36ABK |  |  | EA*4X37L21A* | *97VTN0802120A* | 36600 | 16 | 9 | 38500 | 34400 | 89.35% | 1.96 | 0 | 10 |  |  |  |  | R-410A | 3.05 | Residential & Commercial | USHP | Ducted CEE Tier 1
216678748 | Central HP <5.4 tons | TEMPSTAR | HRCU-A-CB (Split System: Heat Pump with Remote Outdoor Unit-Air-Source) | DLCURAH36ABK |  |  | EA*4X48L21A* | *97VTN0601716A* | 35600 | 15.5 | 8.5 | 38000 | 34400 | 90.53% | 1.96 | 0 | 9.8 |  |  |  |  | R-410A | 2.9667 | Residential & Commercial | USHP
215588166 | Central HP <5.4 tons | BRYANT HEATING AND COOLING SYSTEMS | HRCU-A-CB (Split System: Heat Pump with Remote Outdoor Unit-Air-Source) | 291VAN054**AA* |  |  | CSAH*6012AM*+UI | 88*TB60110C21*** | 50000 | 18.5 | 10.5 | 52500 | 53000 | 101% | 1.94 | 0 | 11.5 |  |  |  |  | R-454B | 4.1667 | Residential & Commercial | USHP | Ducted CEE Tier 1
215588184 | Central HP <5.4 tons | BRYANT HEATING AND COOLING SYSTEMS | HRCU-A-CB (Split System: Heat Pump with Remote Outdoor Unit-Air-Source) | 291VAN054**AA* |  |  | CSAH*6012AM*+UI | 987MC66120C24*** | 49500 | 18.5 | 10.5 | 52500 | 53500 | 101.9% | 1.9 | 0 | 11 |  |  |  |  | R-454B | 4.125 | Residential & Commercial | USHP | Ducted CEE Tier 1
215588186 | Central HP <5.4 tons | BRYANT HEATING AND COOLING SYSTEMS | HRCU-A-CB (Split System: Heat Pump with Remote Outdoor Unit-Air-Source) | 291VAN054**AA* |  |  | CSAH*6012AM*+UI | 986TD42080C17*** | 48000 | 18 | 9 | 50500 | 50000 | 99.01% | 1.96 | 0 | 12 |  |  |  |  | R-454B | 4 | Residential & Commercial | USHP | Ducted CEE Tier 1
215588218 | Central HP <5.4 tons | BRYANT HEATING AND COOLING SYSTEMS | HRCU-A-CB (Split System: Heat Pump with Remote Outdoor Unit-Air-Source) | 291VAN054**AA* |  |  | CVAMA4921XMA*+UI | 987MC60060C21*** | 51000 | 18.5 | 8.1 | 54000 | 46500 | 86.11% | 1.86 | 0 | 10.5 |  |  |  |  | R-454B | 4.25 | Residential & Commercial | USHP | Ducted CEE Tier 1
215588284 | Central HP <5.4 tons | BRYANT HEATING AND COOLING SYSTEMS | HRCU-A-CB (Split System: Heat Pump with Remote Outdoor Unit-Air-Source) | 291VAN054**AA* |  |  | CVAMA6124XMA*+UI | 987MC66100C21*** | 52500 | 19.5 | 8.5 | 53500 | 46500 | 86.92% | 1.95 | 0 | 12 |  |  |  |  | R-454B | 4.375 | Residential & Commercial | USHP | Ducted CEE Tier 1
215939646 | Central HP <5.4 tons | HEIL | HRCU-A-CB (Split System: Heat Pump with Remote Outdoor Unit-Air-Source) | H5H3V36*K*AAA* |  |  | EA*5X42M21A*+WALLCON | *96CTN0802120B* | 32600 | 19.5 | 9.5 | 34800 | 26800 | 77.01% | 2.02 | 0 | 11.7 |  |  |  |  | R-454B | 2.7167 | Residential & Commercial | USHP | Ducted CEE Tier 1
215939766 | Central HP <5.4 tons | HEIL | HRCU-A-CB (Split System: Heat Pump with Remote Outdoor Unit-Air-Source) | H5H3V36*K*AAA* |  |  | EA*5X48M21A*+WALLCON | *97CTN0802120A* | 33400 | 20 | 9.5 | 34600 | 26400 | 76.3% | 2.04 | 0 | 11.5 |  |  |  |  | R-454B | 2.7833 | Residential & Commercial | USHP | Ducted CEE Tier 1
215940016 | Central HP <5.4 tons | HEIL | HRCU-A-CB (Split System: Heat Pump with Remote Outdoor Unit-Air-Source) | H5H3V36*K*AAA* |  |  | ESH5X42M12A*+WALLCON | *96CTN0802120B* | 33600 | 19 | 9 | 34800 | 26600 | 76.44% | 1.92 | 0 | 11.5 |  |  |  |  | R-454B | 2.8 | Residential & Commercial | USHP | Ducted CEE Tier 1
215940166 | Central HP <5.4 tons | HEIL | HRCU-A-CB (Split System: Heat Pump with Remote Outdoor Unit-Air-Source) | H5H3V36*K*AAA* |  |  | ESH5X48M12A*+WALLCON | *97CTN1202422A* | 33800 | 19.5 | 9 | 34600 | 26400 | 76.3% | 1.92 | 0 | 11.7 |  |  |  |  | R-454B | 2.8167 | Residential & Commercial | USHP | Ducted CEE Tier 1
215940366 | Central HP <5.4 tons | HEIL | HRCU-A-CB (Split System: Heat Pump with Remote Outdoor Unit-Air-Source) | H5H3V36*K*AAA* |  |  | EVM5X49M21A*+WALLCON | *97CTN0801716A* | 35400 | 21 | 8.5 | 38500 | 29000 | 75.32% | 2.02 | 0 | 12 |  |  |  |  | R-454B | 2.95 | Residential & Commercial | USHP | Ducted CEE Tier 1
212382999 | Central HP <5.4 tons | AIRQUEST | HRCU-A-CB (Split System: Heat Pump with Remote Outdoor Unit-Air-Source) | DLCURAH36ABK |  |  | EA*4X36L17A* | *80ES(N,L)0901714A* | 35600 | 15.5 | 8.1 | 39500 | 35200 | 89.11% | 1.84 | 0 | 9.5 |  |  |  |  | R-410A | 2.9667 | Residential & Commercial | USHP
212383124 | Central HP <5.4 tons | AIRQUEST | HRCU-A-CB (Split System: Heat Pump with Remote Outdoor Unit-Air-Source) | DLCURAH36ABK |  |  | EA*4X36L21A* | *96VSN1002120A* | 35200 | 16 | 8.1 | 39000 | 35200 | 90.26% | 1.82 | 0 | 9.5 |  |  |  |  | R-410A | 2.9333 | Residential & Commercial | USHP
215940986 | Central HP <5.4 tons | HEIL | HRCU-A-CB (Split System: Heat Pump with Remote Outdoor Unit-Air-Source) | H5H3V48*K*AAA* |  |  | EA*5X48M21A*+WALLCON | *97CTN1002122A* | 43500 | 21 | 9.5 | 48000 | 36400 | 75.83% | 2 | 0 | 10.5 |  |  |  |  | R-454B | 3.625 | Residential & Commercial | USHP | Ducted CEE Tier 1
215941036 | Central HP <5.4 tons | HEIL | HRCU-A-CB (Split System: Heat Pump with Remote Outdoor Unit-Air-Source) | H5H3V48*K*AAA* |  |  | EA*5X61M21A*+WALLCON | *96CTN0802120B* | 45000 | 21 | 9.5 | 48500 | 37000 | 76.29% | 2 | 0 | 11 |  |  |  |  | R-454B | 3.75 | Residential & Commercial | USHP | Ducted CEE Tier 1
213771465 | Central HP <5.4 tons | CARRIER | HRCU-A-CB (Split System: Heat Pump with Remote Outdoor Unit-Air-Source) | 25VNA825A*031* |  |  | CAP**4321AL*+UI | 58TN*B090C21**20 | 24400 | 17 | 8.5 | 21200 | 16600 | 78.3% | 2.04 | 0 | 11 |  |  |  |  | R-410A | 2.0333 | Residential & Commercial | USHP | Ducted CEE Tier 1
215668619 | Central HP <5.4 tons | TEMPSTAR | HRCU-A-CB (Split System: Heat Pump with Remote Outdoor Unit-Air-Source) | T5H0V36*K*AAA* |  |  | EA*5X37M17A*+WALLCON | *96CTN0601714B* | 33800 | 17.5 | 9 | 35800 | 25600 | 71.51% | 1.86 | 0 | 9.5 |  |  |  |  | R-454B | 2.8167 | Residential & Commercial | USHP
212989135 | Central HP <5.4 tons | DAY & NIGHT | HRCU-A-CB (Split System: Heat Pump with Remote Outdoor Unit-Air-Source) | DLCURAH24ABK |  |  | EA*4X24L17A* | *95MSU0601716A* | 23400 | 17 | 9 | 26800 | 26400 | 98.51% | 2.24 | 0 | 10 |  |  |  |  | R-410A | 1.95 | Residential & Commercial | USHP | Ducted CEE Tier 1
212384789 | Central HP <5.4 tons | AIRQUEST | HRCU-A-CB (Split System: Heat Pump with Remote Outdoor Unit-Air-Source) | DLCURAH36ABK |  |  | EN(A,D,W)4X48L21** | *92ESN0801716A* | 36200 | 16.5 | 8.1 | 39000 | 34800 | 89.23% | 2.02 | 0 | 10.5 |  |  |  |  | R-410A | 3.0167 | Residential & Commercial | USHP | Ducted CEE Tier 1
213772604 | Central HP <5.4 tons | TEMPSTAR | HRCU-A-CB (Split System: Heat Pump with Remote Outdoor Unit-Air-Source) | TVH825GKA3* |  |  | EA*4X24L14A*+WALLCON | *80CTL0701412B* | 23400 | 16.5 | 8.1 | 22000 | 16800 | 76.36% | 1.88 | 0 | 10.5 |  |  |  |  | R-410A | 1.95 | Residential & Commercial | USHP | Ducted CEE Tier 1
213772804 | Central HP <5.4 tons | TEMPSTAR | HRCU-A-CB (Split System: Heat Pump with Remote Outdoor Unit-Air-Source) | TVH825GKA3* |  |  | EA*4X25L17A*+WALLCON | *96CTN0601714B* | 24200 | 16.5 | 8.1 | 21400 | 16700 | 78.04% | 2 | 0 | 10.5 |  |  |  |  | R-410A | 2.0167 | Residential & Commercial | USHP | Ducted CEE Tier 1
213772824 | Central HP <5.4 tons | TEMPSTAR | HRCU-A-CB (Split System: Heat Pump with Remote Outdoor Unit-Air-Source) | TVH825GKA3* |  |  | EA*4X30L14A*+WALLCON | *80CTL0701412B* | 23400 | 16.5 | 8.1 | 21600 | 16700 | 77.31% | 1.9 | 0 | 10.5 |  |  |  |  | R-410A | 1.95 | Residential & Commercial | USHP | Ducted CEE Tier 1
213772874 | Central HP <5.4 tons | TEMPSTAR | HRCU-A-CB (Split System: Heat Pump with Remote Outdoor Unit-Air-Source) | TVH825GKA3* |  |  | EA*4X30L17A*+WALLCON | *80CTL0901716B* | 23600 | 16.5 | 8.1 | 21400 | 16700 | 78.04% | 1.9 | 0 | 10.5 |  |  |  |  | R-410A | 1.9667 | Residential & Commercial | USHP | Ducted CEE Tier 1
213773074 | Central HP <5.4 tons | TEMPSTAR | HRCU-A-CB (Split System: Heat Pump with Remote Outdoor Unit-Air-Source) | TVH825GKA3* |  |  | EA*4X36L21A*+WALLCON | *80CTL0902120B* | 23600 | 16.5 | 8.1 | 21400 | 16600 | 77.57% | 1.94 | 0 | 10.5 |  |  |  |  | R-410A | 1.9667 | Residential & Commercial | USHP | Ducted CEE Tier 1
213773224 | Central HP <5.4 tons | TEMPSTAR | HRCU-A-CB (Split System: Heat Pump with Remote Outdoor Unit-Air-Source) | TVH825GKA3* |  |  | EA*4X37L17A*+WALLCON | *97CMN0801714B* | 24200 | 16 | 8.1 | 21400 | 16700 | 78.04% | 1.98 | 0 | 10.5 |  |  |  |  | R-410A | 2.0167 | Residential & Commercial | USHP | Ducted CEE Tier 1
212384277 | Central HP <5.4 tons | AIRQUEST | HRCU-A-CB (Split System: Heat Pump with Remote Outdoor Unit-Air-Source) | DLCURAH36ABK |  |  | END4X42L17** | *80ES(N,L)0701712A* | 35800 | 15.2 | 8.1 | 39500 | 35000 | 88.61% | 1.96 | 0 | 10 |  |  |  |  | R-410A | 2.9833 | Residential & Commercial | USHP | Ducted CEE Tier 1
216754809 | Central HP <5.4 tons | TEMPSTAR | HRCU-A-CB (Split System: Heat Pump with Remote Outdoor Unit-Air-Source) | D5CUHAH30AAK |  |  | EA*5X43M21A* | *80CSU0601716A* | 31800 | 15.2 | 9 | 34400 | 30200 | 87.79% | 1.8 | 0 | 9.5 |  |  |  |  | R-454B | 2.65 | Residential & Commercial | USHP
213773274 | Central HP <5.4 tons | TEMPSTAR | HRCU-A-CB (Split System: Heat Pump with Remote Outdoor Unit-Air-Source) | TVH825GKA3* |  |  | EA*4X37L21A*+WALLCON | *80CTL0701716B* | 24400 | 16.5 | 8.1 | 21200 | 16600 | 78.3% | 2.02 | 0 | 11 |  |  |  |  | R-410A | 2.0333 | Residential & Commercial | USHP | Ducted CEE Tier 1
206773022 | Central HP <5.4 tons | COMFORTMAKER | HRCU-A-CB (Split System: Heat Pump with Remote Outdoor Unit-Air-Source) | CVH837GKA2* |  |  | EHD4X48AAL+WALLCON | *97CMN0602120A* | 32400 | 16.5 | 8.1 | 33200 | 25200 | 75.9% | 1.94 | 11.5 | 11 |  |  |  |  | R-410A | 2.7 | Residential & Commercial | USHP | Ducted CEE Tier 1
206773423 | Central HP <5.4 tons | COMFORTMAKER | HRCU-A-CB (Split System: Heat Pump with Remote Outdoor Unit-Air-Source) | CVH837GKA2* |  |  | EA*4X37L21A*+WALLCON | *95CSU0802120A* | 33000 | 17.5 | 8.5 | 32800 | 25000 | 76.22% | 2 | 12 | 11.5 |  |  |  |  | R-410A | 2.75 | Residential & Commercial | USHP | Ducted CEE Tier 1
215588302 | Central HP <5.4 tons | BRYANT HEATING AND COOLING SYSTEMS | HRCU-A-CB (Split System: Heat Pump with Remote Outdoor Unit-Air-Source) | 291VAN054**AA* |  |  | CVAVA4821XMA*+UI | 987MC60080C21*** | 50500 | 18 | 8.1 | 52500 | 45500 | 86.67% | 1.88 | 0 | 11 |  |  |  |  | R-454B | 4.2083 | Residential & Commercial | USHP | Ducted CEE Tier 1
214075465 | Central HP <5.4 tons | RUUD | HRCU-A-CB (Split System: Heat Pump with Remote Outdoor Unit-Air-Source) | RD17AZ24AJ3N |  |  | RCFZ2417MTANM | R802V0503A14DZ | 22600 | 17 | 9.5 | 22600 | 16800 | 74.34% | 2 | 0 | 11.2 |  |  |  |  | R-410A | 1.8833 | Residential & Commercial | USHP | Ducted CEE Tier 1
215941770 | Central HP <5.4 tons | DAY & NIGHT | HRCU-A-CB (Split System: Heat Pump with Remote Outdoor Unit-Air-Source) | C5H3V48*K*AAA* |  |  | EVD5X61M21A*+WALLCON | *96CTN0802120B* | 46000 | 20.5 | 8.1 | 53500 | 38500 | 71.96% | 1.95 | 0 | 11.5 |  |  |  |  | R-454B | 3.8333 | Residential & Commercial | USHP | Ducted CEE Tier 1
215941270 | Central HP <5.4 tons | DAY & NIGHT | HRCU-A-CB (Split System: Heat Pump with Remote Outdoor Unit-Air-Source) | C5H3V48*K*AAA* |  |  | EVM5X48M21A*+WALLCON | *96CTN0802120B* | 44500 | 19.5 | 8.1 | 52000 | 38500 | 74.04% | 1.9 | 0 | 10.5 |  |  |  |  | R-454B | 3.7083 | Residential & Commercial | USHP | Ducted CEE Tier 1
214807667 | Central HP <5.4 tons | YORK | HRCU-A-CB (Split System: Heat Pump with Remote Outdoor Unit-Air-Source) | HH860E2S11 |  |  | CTU60C5XGS1+TXV | Y91E080C20SMPS1 | 44500 | 18 | 9 | 45500 | 33400 | 73.41% | 2 | 0 | 11.7 |  |  |  |  | R-454B | 3.7083 | Residential & Commercial | USHP | Ducted CEE Tier 1
214651088 | Central HP <5.4 tons | JOHNSON CONTROLS | HRCU-A-CB (Split System: Heat Pump with Remote Outdoor Unit-Air-Source) | HH860E2S11 |  |  | CTU60D5XHS1+TXV | TM8E130D20MP11 | 54000 | 19 | 8.5 | 55000 | 38500 | 70% | 2 | 0 | 11.7 |  |  |  |  | R-454B | 4.5 | Residential & Commercial | USHP | Ducted CEE Tier 1
212983642 | Central HP <5.4 tons | DAY & NIGHT | HRCU-A-CB (Split System: Heat Pump with Remote Outdoor Unit-Air-Source) | DLCURAH18ABK |  |  | EA*4X24L14A* | *92MSN0601412A* | 17500 | 16 | 8.5 | 18500 | 19400 | 104.9% | 2.34 | 0 | 10.5 |  |  |  |  | R-410A | 1.4583 | Residential & Commercial | USHP | Ducted CEE Tier 1
214875942 | Central HP <5.4 tons | JOHNSON CONTROLS | HRCU-A-CB (Split System: Heat Pump with Remote Outdoor Unit-Air-Source) | HMH72B341 |  |  | XAFC36DBCN1+JME12C2SN1 | 0 | 34000 | 18.5 | 8.5 | 33600 | 23600 | 70.24% | 2 | 0 | 10.5 |  |  |  |  | R-410A | 2.8333 | Residential & Commercial | USHP | Ducted CEE Tier 1
214606561 | Central HP <5.4 tons | JOHNSON CONTROLS | HRCU-A-C (Split System: Heat Pump with Remote Outdoor Unit with No Indoor Fan --Air Source) | HH860E2S11 |  |  | CTF60D5CHS1 | 0 | 54000 | 15.2 | 8.1 | 55000 | 40000 | 72.73% | 2 | 0 | 11 |  |  |  |  | R-454B | 4.5 | Residential & Commercial | USHP | Ducted CEE Tier 1
214606563 | Central HP <5.4 tons | JOHNSON CONTROLS | HRCU-A-C (Split System: Heat Pump with Remote Outdoor Unit with No Indoor Fan --Air Source) | HH860E2S11 |  |  | CTM60D5CHS1 | 0 | 53500 | 15.2 | 8.1 | 55000 | 40000 | 72.73% | 2 | 0 | 11 |  |  |  |  | R-454B | 4.4583 | Residential & Commercial | USHP | Ducted CEE Tier 1
214606538 | Central HP <5.4 tons | JOHNSON CONTROLS | HRCU-A-C (Split System: Heat Pump with Remote Outdoor Unit with No Indoor Fan --Air Source) | HH860E2S11 |  |  | CTM60C5CGS1 | 0 | 44500 | 15.2 | 8.5 | 46000 | 34200 | 74.35% | 2 | 0 | 11 |  |  |  |  | R-454B | 3.7083 | Residential & Commercial | USHP | Ducted CEE Tier 1
212609387 | Central HP <5.4 tons | RUUD | HRCU-A-CB (Split System: Heat Pump with Remote Outdoor Unit-Air-Source) | UP18AZ48AJVC |  |  | RCFZ6021SEAAM | R802V0504A17UHN | 45000 | 19 | 8.5 | 44000 | 45500 | 103.4% | 1.9 | 0 | 12 |  |  |  |  | R-410A | 3.75 | Residential & Commercial | USHP | Ducted CEE Tier 1
214650591 | Central HP <5.4 tons | YORK | HRCU-A-CB (Split System: Heat Pump with Remote Outdoor Unit-Air-Source) | HH860E2S11 |  |  | CTU60D5XGS1+TXV | TM9Y120D20MP11 | 44000 | 18 | 9 | 44000 | 33400 | 75.91% | 2 | 0 | 11.7 |  |  |  |  | R-454B | 3.6667 | Residential & Commercial | USHP | Ducted CEE Tier 1
214398656 | Central HP <5.4 tons | JOHNSON CONTROLS | HRCU-A-CB (Split System: Heat Pump with Remote Outdoor Unit-Air-Source) | HH860E2S11 |  |  | CTF60C5CGS1 | TPLC080C16MP13 | 43500 | 18 | 9 | 44000 | 33400 | 75.91% | 2 | 0 | 11.7 |  |  |  |  | R-454B | 3.625 | Residential & Commercial | USHP | Ducted CEE Tier 1
215588320 | Central HP <5.4 tons | BRYANT HEATING AND COOLING SYSTEMS | HRCU-A-CB (Split System: Heat Pump with Remote Outdoor Unit-Air-Source) | 291VAN054**AA* |  |  | CVAVA4924XMA*+UI | 88*TB66135C24*** | 52000 | 19.5 | 8.5 | 52500 | 46000 | 87.62% | 1.95 | 0 | 12 |  |  |  |  | R-454B | 4.3333 | Residential & Commercial | USHP | Ducted CEE Tier 1
215588400 | Central HP <5.4 tons | BRYANT HEATING AND COOLING SYSTEMS | HRCU-A-CB (Split System: Heat Pump with Remote Outdoor Unit-Air-Source) | 291VAN054**AA* |  |  | CVAVA6124XMA*+UI | 88*TB66135C24*** | 53000 | 20 | 8.5 | 53000 | 46000 | 86.79% | 1.95 | 0 | 12.5 |  |  |  |  | R-454B | 4.4167 | Residential & Commercial | USHP | Ducted CEE Tier 1
214671756 | Central HP <5.4 tons | TRANE | HRCU-A-CB (Split System: Heat Pump with Remote Outdoor Unit-Air-Source) | 4TWV7X60A1 |  |  | TEM8B0C60V51+TDR+LRP | 0 | 54000 | 17.1 | 8.5 | 52000 | 38000 | 73.08% | 1.8 | 0 | 12 |  |  |  |  | R-410A | 4.5 | Residential & Commercial | USHP | Ducted CEE Tier 1
211226382 | Central HP <5.4 tons | COMFORTMAKER | HRCU-A-CB (Split System: Heat Pump with Remote Outdoor Unit-Air-Source) | DLCURAH36ABK |  |  | EA*4X36L21A* | *95ESN1002122A* | 36400 | 15.2 | 8.1 | 40000 | 35400 | 88.5% | 1.88 | 0 | 10 |  |  |  |  | R-410A | 3.0333 | Residential & Commercial | USHP | Ducted CEE Tier 1
211226616 | Central HP <5.4 tons | COMFORTMAKER | HRCU-A-CB (Split System: Heat Pump with Remote Outdoor Unit-Air-Source) | DLCURAH36ABK |  |  | EA*4X37L17A* | *92ESN0601412A* | 36200 | 15.2 | 8.5 | 38500 | 35000 | 90.91% | 2.02 | 0 | 10 |  |  |  |  | R-410A | 3.0167 | Residential & Commercial | USHP | Ducted CEE Tier 1
216619051 | Central HP <5.4 tons | AIREASE | HRCU-A-C (Split System: Heat Pump with Remote Outdoor Unit with No Indoor Fan --Air Source) | A7SCP18V36P-**A |  |  | 7EH36BX-**+TDR | 0 | 33000 | 15.2 | 8.1 | 34000 | 29400 | 86.47% | 1.8 | 0 | 10 |  |  |  |  | R-454B | 2.75 | Residential & Commercial | USHP | Ducted CEE Tier 1
216769690 | Central HP <5.4 tons | AIREASE | HRCU-A-CB (Split System: Heat Pump with Remote Outdoor Unit-Air-Source) | A7SCP18V36P-**A |  |  | 7E[C,U]36BX-**+TDR | A97US2V070B12S* | 34600 | 17.6 | 8.5 | 35600 | 28200 | 79.21% | 1.85 | 0 | 11 |  |  |  |  | R-454B | 2.8833 | Residential & Commercial | USHP | Ducted CEE Tier 1